PBD:51036254 | PBD-56260BC130AA1-482, SOLAR 1064829-3 SITRANS LC 300, WELDED FLANGE MEASURING AND CHECKING APP | 3508.23
8PQ3000-0BA43 | SIVACON S4 CABLE BRACKET PROFILE C30 WIDTH 800MM | 160.75
8PQ3000-0BA56 | SIVACON S4 SEPARATION MAIN BUSBAR SYSTEM SHAPE2B MAIN BUSBAR FRONT O. BEHIND WIDTH 600MM DEPTH | 129.17
5SY4325-8FA | CIRCUIT BREAKER 400V 10KA, 3-POLE, 25A, D=70MM AS AUTOMATIC METER | 179.62
5UB1101-5B | DELTA SCHUKO SOCKET OUTL.INSERT 10/16A 250V W. SCREWLESS TERMINALS 2.5SQMM FINELY STRANDED | 5.43
6ES7517-3FP00-0AB0 | SIMATIC S7-1500F, CPU 1517F-3 PN/DP, CENTRAL PROCESSING UNIT WITH WORKING MEMORY 3 MB FOR PROGRA | 9471.22
6ES7590-0AA00-0AA0 | SIMATIC S7-1500, SPARE PART, U-TYPE-CONNECTOR FOR CONNECTING IO MODULES (SELF CONFIGURING BACKPLA | 79.04
6ES7592-1AX00-0AA0 | SIMATIC S7-1500, LABELING SHEETS FOR 25MM WIDE S7-1500 MODULES ; COLOR: AL GREY; MATERIAL: MEMBR | 77.65
6ED1055-1CB10-0BA2 | LOGO! DM16 24, EXP. MODULE PU/I/O: 24V DC/24V DC/TRANS., 8 DI/8 DO, 4TE FOR LOGO! 8 | 146.57
6ES7292-1AG40-0XA0 | SIMATIC S7-1200, SPARE PART I/O TERMINAL BLOCK TIN, KEYED, FOR DIGITAL SIGNAL MODULES 8CH/16CH ( | 37.23
5SM3318-0KK | RES.CURRENT OP.CIRCUIT BREAKER TYPE AC WS 100A 2POLE IFN 30MA 230V 2MW | 658.61
6ES7953-8LP31-0AA0 | SIMATIC S7, MICRO MEMORY CARD FOR S7-300/C7/ET 200, 3.3 V NFLASH, 8 MB | 984.62
6AG1400-2JA10-7AA0 | SIPLUS S7-400 UR2-H RACK -25 ... +70 DEGREES C WITH CONFORMAL COATING BASED ON 6ES7400-2JA10-0AA0 | 4490.22
5TA4826 | DELTA FLAECHE IP44 COMBINATION TWO-WAY SWITCH A. SCHUKO SOCKET OUTLET W. INCREASED TOUCH PROTECTI | 33.48
8PQ3000-1BA70 | SIVACON S4 HOLDER FOR SIVACON 8PS BUSBAR CONNECTION SET WIDTH 600MM DEPTH 400, 600, 800MM | 115.21
6ES7922-5BD20-0HB0 | FRONT CONN. F. SIMATIC S7-1500 40-PIN (6ES7592-1AM00-0XB0) W. 20 SINGLE CORES 0.5 MM2 (1-20) CORE | 148.08
6SL3700-0LG42-0BU3 | SINAMICS S120 CABINET MODULE LINE CONNECTION MODULE 3AC 500-690V, 50/60HZ RATED CURRENT: 2000 A | 39394.04
8PQ2304-4BA11 | SIVACON S4 CORNER CUBICLE TOP PLATE UPGRADE IPX1 DEPTH 400MM | 36.06
8PQ2308-4BA06 | SIVACON S4 BOTTOM PLATE DEGREE OF PROTECTION IP4X WITH CABLE ENTRY WIDTH 800MM DEPTH 400MM | 115.21
8PQ2308-8BA04 | SIVACON S4 TOP PLATE UPGRADE KIT IPX1 WIDTH 800MM DEPTH 800MM | 157.03
8PQ2520-8BA01 | SIVACON S4 SIDE WALL WITH DESIGN STRIP HEIGHT 2000MM DEPTH 800MM | 1087.07
8PQ3000-0BA61 | SIVACON S4 SEPARATION MAIN BUSBAR SYSTEM SHAPE2B MAIN BUSBAR FRONT A. BEHIND WIDTH 800MM DEPTH | 183.98
6AV6381-2CB07-3AV3 | SIMATIC WINCC RC CL UPGR ASIA FROM V7.X TO V7.3, FOR WINCC RC CLIENTS OR RC128, RUNTIME & CONFIGU | 2437.19
5SY4235-7 | CIRCUIT BREAKER 400V 10KA, 2-POLE, C, 35A, D=70MM | 58.7
5SD7412-2 | LIGHTNING ARRESTER TYPE1, 12,5KA,LIGHTNING PROTECTION CLASS III AND IV,FOR 3-CONDUCTOR NETWORKS ( | 225.03
5SD7414-3 | LIGHTNING ARRESTER TYPE 1, UN 240/400V, UC 335/264V A.C., PLUGGABLE PROTECTION MODULES, 3+1 CIRCU | 450.05
5SP3825-3 | MAIN CIRCUIT BREAKER (SHU), 3X1POLE, E 25, 400V | 158.47
6SL3200-0SF26-0AA0 | SINAMICS G120P EXTERNAL REPLACEMENT FAN FOR PM230 IP55 / UL TYPE12 FSF | 1517.55
8WH9000-3SA00 | COVER-INSTA-TERMINALS FOR 2,5 MM 2, WIDTH 2MM GREY | 1.27
5TT5030-1 | INSTA CONTACTOR WITH 4 NO CONTACTS CONTACT FOR AC 230, 400V 25A ACTIVATION AC115V DC110V | 46.93
5TT5031-2 | INSTA CONTACTOR WITH 3 NO CONT. AND 1 NC CONT. CONTACT FOR AC 230, 400V 25A ACTIVATION ACDC24V | 46.93
6ES7923-0BG50-0CB0 | CONNECT. CABLE UNSHIELDED FOR SIMATIC S7-300/1500 BETWEEN FRONT CONN. MODULE AND CONNECTING MODUL | 47.99
6ES7923-5BB00-0CB0 | CONNECTION CABLE UNSHIELDED FOR SIMATIC S7-1500 BETWEEN FRONT CONNECTOR MODULE A. CONNECT. MODULE | 58.99
5TE4801 | PUSHBUTTON, 1NC/1NO 20A 1 BUTTON GREY WITHOUT LATCHING FUNCTION | 31.6
5SM2646-6 | RC-UNIT FOR MCB 5SL4 TYPE A 0.3-63A 4-POLE 300MA 400V | 82.23
6ES7651-5AC08-0CE5 | SIMATIC PCS 7, SOFTWARE UPGRADE PACKAGE ENGINEERING ASIA (AS/OS: PO 250 TO 2000) FROM V7.1 TO V8 | 7038.86
6ES7651-5CX18-0YK5 | SIMATIC PDM, SOFTWARE UPGRADE PACKAGE FROM PDM V6.X TO V8.1, FLOATING LICENSE F. 1 USER, E-SW, W | 898.47
6ES7231-4HA30-0XB0 | SIMATIC S7-1200, ANALOG INPUT SB 1231, 1 AI, +/- 10V DC (12 BIT RES.) OR 0 - 20 MA | 97.05
5TG2125 | I-SYSTEM CARBON METALLIC COVER PLATE W. SHUTTER F. SUPPORT PLATES MODULAR JACK PLUG-IN CONN. | 21.12
6ES7658-3XE00-2YH5 | SIMATIC PDM, SOFTWARE 1000 TAG, FLOATING LICENSE F.1 USER, E-SW, WITHOUT SW AND DOCU., LICENSE K | 17230.61
6AG1313-5BG04-7AB0 | SIPLUS S7-300 CPU313C FOR MEDIAL STRESS -25 ... +70 DEGREES C BASED ON 6ES7313-5BG04-0AB0 . COM | 3737.02
6AV2105-3MM03-0AK0 | WINCC RUNTIME PROFESSIONAL 65536 POWERTAGS V13, UPGRADE V11..V12 -> V13, RUNTIME-SW IN TIA PORTAL | 5811.88
6AV2107-0CP00-0BH0 | SIMATIC WINCC SM@RT SERVER FOR SIMATIC PANELS OPTION F. WINCC (TIA PORTAL) LICENSE KEY DOWNLOAD, | 690.54
5TA4825 | DELTA FLAECHE IP44 COMBINATION 2-CIRCUIT SWITCH A. SCHUKO SOCKET OUTLET W. INCREASED TOUCH PROTEC | 43.03
6ES7924-2CA20-0BC0 | TERMINAL BLOCK TP3 32 CHANNELS AND 2X33 TERMINALS FOR POTENTIAL SUPPLY SORT: PUSH-IN TERMINAL WI | 137.08
6ES7960-1AB06-0XA0 | SIMATIC S7-400H, SYNC SUBMODULE V6 FOR CABLES UP TO 10KM | 1020.8
6ES7138-7FD00-0AB0 | SIMATIC DP, FAILSAFE ELECT. SUBMODULE FOR ET200ISP, 4F-DO 17.4V/40MA EX I, UP TO CATEGORY 4 (EN95 | 1468.35
8PQ3000-0BA80 | SIVACON S4 SEPARATION MAIN BUSBAR SYSTEM SHAPE2B MAIN BUSBAR VARIABLE WIDTH 600MM DEPTH 800MM | 157.03
8PQ3000-1BA53 | SIVACON S4 SEPARATION MAIN BUSBAR SYSTEM SHAPE2B MAIN BUSBAR FRONT WIDTH 200MM DEPTH 600MM | 73.14
6ES7657-0XA00-0YH0 | SIMATIC PCS 7, SOFTWARE, SIMATIC BATCH (1 UNIT), SINGLE LICENSE F.1 INSTALLATION R-SW, WITHOUT SW | 681.67
8PQ2304-8BA01 | SIVACON S4 TOP PLATE DEGREE OF PROTECTION IP55 BLANK WIDTH 400MM DEPTH 800MM | 75.18
8PQ2306-4BA03 | SIVACON S4 TOP PLATE DEGREE OF PROTECTION IP4X WITH CABLE ENTRY WIDTH 600MM DEPTH 400MM | 106.85
8PQ2306-6BA05 | SIVACON S4 BOTTOM PLATE DEGREE OF PROTECTION UP TO IP55 BLANK WIDTH 600MM DEPTH 600MM | 75.73
8PQ2306-8BA01 | SIVACON S4 TOP PLATE DEGREE OF PROTECTION IP55 BLANK WIDTH 600MM DEPTH 800MM | 95.72
6ES7658-5BC00-2YB5 | SIMATIC PCS 7, SOFTWARE MANAGEMENT CONSOLE (100 AGENTS), FLOATING LICENSE F.1 USER, E-SW, WI/O S | 8561.78
6ES7211-1HE40-0XB0 | SIMATIC S7-1200, CPU 1211C, COMPACT CPU, DC/DC/RELAY, ONBOARD I/O: 6 DI 24V DC; 4 DO RELAY 2A; 2 | 284.49
6ES7212-1AE40-0XB0 | SIMATIC S7-1200, CPU 1212C, COMPACT CPU, DC/DC/DC, ONBOARD I/O: 8 DI 24V DC; 6 DO 24 V DC; 2 AI | 382.85
5SD7418-3 | PLUG-IN MODULE T1/T2, L-N NOMINAL VOLTAGE UN 240V A.C. UC 335V A.C., IIMP 12,5KA, ONLY FOR 5SD741 | 91.68
5ST2501 | DISTRIB. BOARD BLOCK 4-POLE,80A 500V, INPUT: 1X6-16SQMM OUTPUT: 8X4-10SQMM FOR DIN RAIL MOUNTING | 18.09
6SL3162-6FC01-0AA0 | SINAMICS S120 FRAMESIZE BOOKSIZE COMPACT THERMAL CONDUCTION FILM FOR MOTOR MODULE 75 MM COLD-PL | 17.8
8WH9003-2SA00 | COVER 4 MM2, 2 MM WIDTH GREY 3-CONNECTION POINTS | 1.12
6ES7922-5BF00-0HC0 | FRONT CONN. FOR SIMATIC S7-1500 40PIN(6ES7592-1AM00-0XB0) WITH 40 SINGLE CORES 0.5 MM2 CORE TYPE | 209.28
6EP1333-7CA00 | SITOP PSU100P IP67 STABILIZED POWER SUPPLY INPUT: 120/230 V AC OUTPUT: 24 V DC/5 A | 424.68
5TT5001-2 | INSTA CONTACTOR WITH 1 NO CONT. AND 1 NC CONT. CONTACT FOR AC 230, 400V 20A ACTIVATION ACDC24V | 45.33
6ES7923-5BJ00-0DB0 | CONNECTION CABLE SHIELDED FOR SIMATIC S7-1500 BETWEEN FRONT CONNECTOR MODULE A. CONNECT. MODULE 5 | 129.73
6ES7924-0AA20-0AC0 | TERMINAL BLOCK TP1 8 CHANNELS AND 2X2 TERMINALS FOR POTENTIAL SUPPLY SORT: PUSH-IN TERMINAL WITH | 21.78
6ES7924-0BF20-0BC0 | TERMINAL BLOCK TP00 W. OPTOCOUPLER 24V DC, OUTPUT 8 NO 24V DC/4A, OVERLOAD AND SHORT-CIRCUIT-PROO | 237.43
6ES7924-0CA20-0AC0 | TERMINAL BLOCK TP3 8 CHANNELS AND 2X10 TERMINALS FOR POTENTIAL SUPPLY SORT: PUSH-IN TERMINAL WIT | 33.4
5SM2336-6 | RC-UNIT FOR MCB 5SL4 TYPE A 0.3-63A 3-POLE 30MA 400V | 149.04
6ES7658-2BX08-0YK0 | SIMATIC PCS 7, SOFTWARE UPGRADE PACKAGE OS SERVER FROM V7.1 TO V8.0 SINGLE LICENSE F.1 INSTALLATI | 8165.02
6ES7658-2EA00-2YH0 | SIMATIC PCS 7, SOFTWARE, OS/PH ARCHIVE (1500 VAR), SINGLE LICENSE F.1 INSTALLATION R-SW, WITHOUT | 5305.07
6ES7658-3XD00-2YB5 | SIMATIC PDM, SOFTWARE 100 TAG, FLOATING LICENSE F.1 USER, E-SW, WITHOUT SW AND DOCU., LICENSE KE | 2060.25
6ES7652-3BX08-2YE0 | SIMATIC PCS 7, SOFTWARE UPGRADE PACKAGE OS SERVER REDUNDANCY FROM V7.1 TO V8.0 SINGLE LICENSE F. | 16328.28
5TC8263 | LV-DIMMER INSERT FOR R,L LOADS 6-120W MAGNETIC TRANSFORMER OR LED LAMPS PUSH 2 WAY SWITCH 230V 5 | 97.69
6ES7972-0BB70-0XA0 | SIMATIC DP,BUS CONNECTOR FOR PROFIBUS UP TO 12 MBIT/S 90 DEGREE ANGLE CABLE OUTLET, 15,8 X 72,2 X | 75.94
8PQ3000-1BA03 | SIVACON S4 CRANE BRACKET WIDTH 1200MM | 245.31
8PQ3000-1BA15 | SIVACON S4 SEPARATION MAIN BUSBAR SYSTEM SHAPE2B MAIN BUSBAR FRONT WIDTH 1200MM DEPTH 400MM | 279.68
8PQ3000-1BA37 | SIVACON S4 SUPPORTING STRUCTURE INSIDE FUNCTIONAL COMPARTMENT WITHOUT MAIN BUSBAR SYSTEM ASSEMBL | 110.56
8PQ3000-1BA40 | SIVACON S4 SUPPORTING STRUCTURE INSIDE BOTTOM SPACE DEPTH 600MM | 37.1
8PQ3000-2BA51 | SIVACON S4 MOUNTING PLATE MODULAR BLANK HEIGHT 300MM WIDTH 600MM | 86.41
6AV6613-0AA51-3CK5 | WINCC FLEXIBLE 2008 ADVANCED, UPGRADE FOR WINCC FLEXIBLE 2004/2005/2007 ADVANCED, INCL. CHANGE CO | 1449.32
6AV6371-1KX07-3XX3 | WINCC/INDUSTRIALDATABRIDGE UPGR FROM V7.0/7.2 TO V7.3 FOR 128, 512, 2048 OR 10000 TAGS, RUNTIME-S | 710.03
6SL3566-2LA00-0GA0 | SINAMICS G110M INSTALLATION KIT FOR VARIANT WITH PLUGGABLE CONNECTIONS CONTAINS 1 COVER FOR AC40 | 32.96
5SL6408-7 | CIRCUIT BREAKER 400V 6KA, 4POLE, C, 8A | 38.64
5SL6613-6 | CIRCUIT BREAKER 400V 6KA, 3+N-POLE, B, 13A | 20.24
5SL6620-7 | CIRCUIT BREAKER 400V 6KA, 3+N-POLE, C, 20A | 18.46
5TT5031-6 | INSTA CONTACTOR 0/1 AUTOMATIC WITH 3 NO CONTACTS CONTACT FOR AC 230, 400V 25A ACTIVATION AC230V D | 71.81
PBD:51036253 | 7ML56260BC130AA1,SOLAR 1064829-2,578MM SITRANS LC 300, WELDED FLANGE MEASURING AND CHECKING APP | 3537.46
6SL3000-0BE35-0AA0 | SPARE PART FOR SINAMICS S OPTION L00 FILTER NICHT_FUNK B84143-530V_600A | 4296.2
5TT5042-2 | INSTA CONTACTOR WITH 2 NO CONT. AND 2 NC CONT. CONTACT FOR AC 230, 400V 40A ACTIVATION ACDC24V | 89.09
8WH5100-2PF00 | HYBRID-TERMINAL BLOCK 2,5 MM2, 5,2 MM WIDTH GREY COMBI UND IPO ANSCHLUSS | 2.51
8WH6000-0AG00 | TERMINAL BLOCK 4 MM2, 6,2 MM WIDTH GREY | 2.53
6ES7194-2LH20-0AC0 | BUS CABLE FOR ET-CONNECTION, PREASSEMBLED ONE SIDE WITH M8 CONNECTOR, 4 CORE, SHIELDED, LENGTH 2, | 36.04
8PQ2197-0BA31 | SIVACON S4 CUBICLE DOOR BLANK DEGREE OF PROTECTION IP55 HINGE LEFT TURNING LEVER FOR PROFILE C | 484.08
8PQ2197-0BA41 | SIVACON S4 CUBICLE DOOR BLANK DEGREE OF PROTECTION IP4X HINGE RIGHT TURNING LEVER FOR PROFILE | 575.11
8PQ2197-6BA06 | SIVACON S4 CUBICLE DOOR BLANK DEGREE OF PROTECTION IP4X HINGE LEFT DOUBLE BIT KEY HEIGHT 1975M | 380.94
6AV6371-1DG07-2AX3 | WINCC/PROAGENT UPGRADE FROM V7.0 TO V7.2, FOR SIMATIC/WINCC V7.2 RUNTIME-SW ON CD SINGLE LICENSE | 464.7
US2:3VL5TRIPSCREW | BREAKER 3VL5 SPARE TU MTG SCREW KIT | 10.21
US2:TNKG3 | BREAKER NGG 125A NUT KEEPER (KIT OF 3) | 22.17
6ES7450-1AP01-0AE0 | SIMATIC S7-400, FM 450-1 FUNCTION MODULE F. COUNT.FUNCT. WITH 2 CHANNELS INCL. CONFIG. PACKAGE ON | 1577.22
6ES7922-5BD20-0HC0 | FRONT CONN. FOR SIMATIC S7-1500 40PIN(6ES7592-1AM00-0XB0) WITH 40 SINGLE CORES 0.5 MM2 CORE TYPE | 168.89
6ES7657-0SA00-0YM8 | SIMATIC PCS7 SIMATIC BATCH SERVER/ SINGLE STATION. SOFTWARE UPDATE SERVICE COMPACT WITH MULTIPLE | 1872.74
6SL3700-0LG36-3AU3 | SINAMICS S120 CABINET MODULE LINE CONNECTION MODULE 3AC 500-690V, 50/60HZ RATED CURRENT: 600 A C | 12988.98
8PQ2304-4BA02 | SIVACON S4 TOP PLATE DEGREE OF PROTECTION IP4X BLANK WIDTH 400MM DEPTH 400MM | 49.27
8PQ2304-6BA01 | SIVACON S4 TOP PLATE DEGREE OF PROTECTION IP55 BLANK WIDTH 400MM DEPTH 600MM | 65.22
8PQ2308-4BA01 | SIVACON S4 TOP PLATE DEGREE OF PROTECTION IP55 BLANK WIDTH 800MM DEPTH 400MM | 68.2
6AV6381-2CA07-3AV4 | SIMATIC WINCC RT CL UPGR ASIA FROM V6.2 TO V7.3, FOR WINCC RT CLIENTS OR RT128, RUNTIME -SW ON DV | 1454.18
8PQ2420-4BA02 | SIVACON S4 REAR WALL DEGREE OF PROTECTION IP4X HEIGHT 2000MM WIDTH 400MM | 174.69
5SD7413-2 | LIGHTNING ARRESTER TYPE 1, UN 240/400V, UC 335V A.C., PLUGGABLE PROTECTION MODULES, 3+0 CIRCUIT ( | 269.26
5SP3750-3 | MAIN CIRCUIT BREAKER (SHU), 1POLE, E 50, 230/400V | 55.61
6SL3200-0SF14-0AA0 | SINAMICS G120/G120C FAN UNIT FSC INCLUDES PLUGABLE FRAME WITH BUILT IN FAN USED FOR PM2X0-2 UND | 302.42
8WH9003-1SA00 | COVER N-CONDUCTOR ISOLATION 4 MM2 | 0.87
5TT5030-8 | INSTA CONTACTOR 0/1 AUTOMATIC WITH 4 NO CONTACTS CONTACT FOR AC 230, 400V 25A ACTIVATION ACDC24V | 71.81
6ES7922-5CB00-0AC0 | FRONT CONN. FOR SIMATIC S7-1500 40PIN(6ES7592-1AM00-0XB0) WITH 40 SINGLE CORES 0.5 MM2 CORE TYPE | 206.83
6ES7923-0CB00-0DB0 | CONNECTING CABLE SHIELDED FOR SIMATIC S7-300/1500 BETWEEN FRONT CONN. MODULE AND CONNECTING MODUL | 91.54
5TE2511-0 | SWITCH 230/400V 1POLE 63A, T=70MM | 25.72
5SM2643-6 | RC-UNIT FOR MCB 5SL4 TYPE A 0.3-40A 4-POLE 300MA 400V | 51.23
6AV6371-1DH07-3FJ0 | WINCC/WEB LOAD BALANCING STEP UP V7.3, POWERPACK FROM WINCC/REDUNDANCY V7.3 TO WINCC/WEB LOAD BA | 2872.63
8PQ3000-2BA18 | SIKUS/SIVACON MOUNTING PLATE MODULAR CLOSED HEIGHT 400MM WIDTH 400MM | 67.92
6AV2107-0GB00-0BB0 | SIMATIC WINCC LOGGING FOR RUNTIME PROFESSIONAL 1500 LOGGINGTAGS OPTION F. WINCC (TIA PORTAL) RUN | 4432.22
6AV2107-2LD00-0BJ0 | SIMATIC WINCC DATAMONITOR FOR RUNTIME PROFESSIONAL POWERPACK 1 -> 3 CLIENTS OPTION F. WINCC (TIA | 2459.94
7KG6101-2BK10 | SIMEAS TRANSDUCER (G)MUU FOR ALTERNATING VOLTAGE IN HOUSING, FOR SNAPPING ON MOUNTING RAIL RATED | 521.57
7KG6106-2EK15-6B | SIMEAS TRANSDUCER (G)MUU FOR ALTERNATING VOLTAGE IN HOUSING, FOR SNAPPING ON MOUNTING RAIL RATED | 1697.9
6AV2107-4GX00-0BK0 | SIMATIC WINCC LOGGING UPGRADE FOR SIMATIC WINCC ARCHIVES V7.0 OPTION F. WINCC (TIA PORTAL) LICENS | 53.09
5ST3710-2HG | PIN BUSBAR 3PHASE, 1016MM LONG SHOCKHAZARD-SAFETY, 25SQMM WITHOUT END CAPS, ACC.TO UL 508 | 115.47
5ST3770-0HG | CONNECTION TERMINAL 35SQMM FOR PIN BUSBAR ACC. TO UL 508 | 8.65
5SU1323-1BB16 | FI/LS-PROTECTOR TYPE AC (WS), D=70MM IFN 30MA, 4,5KA, 2POLEE C 16A | 150.41
5SU1353-1KK25 | FI/LS-PROTECTOR TYPE AC (WS), D=70MM IFN 30MA, 4.5KA, 1+N-POLE C 25A | 98.75
5SU1353-1KL20 | FI/LS-PROTECTOR TYPE AC (WS), D=70 MM, N LEFT IFN 30MA, 4.5KA, 1+N-POLE C 20A | 113.95
5TL1640-0 | ISOLATOR 40A TRIPLE POLE+NEUTRAL | 31.93
6ES7134-6JF00-0CA1 | SIMATIC ET 200SP, ANALOG INPUT MODULE, AI 8XRTD/TC 2-WIRE HIGH FEATURE FITS TO BU-TYPE A0, A1, C | 441.5
6ES7136-6RA00-0BF0 | SIMATIC DP, ELECTRON. MODULE FOR ET200SP, F-RQ 1X24VDC/24..230VAC/5A ST, 20MM WIDTH, 1 RELAY OU | 160.87
6ES7822-1AE00-0YY0 | SIMATIC STEP 7 PROFESSIONAL SOFTWARE UPDATE SERVICE (SUS) DOWNLOAD FOR TIA PORTAL; WITHIN THE FRA | 647.22
6ES7833-1FC00-0YY0 | SIMATIC S7, F PROGRAMMING TOOL STEP 7 SAFETY ADVANCED, SOFTWARE UPDATE SERVICE DOWNLD WITHIN THE | 199.26
6AV6372-1DC07-2AX3 | WINCC/CALENDAR OPTIONS UPGRADE FROM V7.0 TO V7.2, FOR WINCC OPTIONS WINCC/CALENDAR SCHEDULER AND | 493.93
7KG6113-2AK14-0B | SIMEAS TRANSDUCER (G)MUI FOR ALTERNATING CURRENT IN HOUSING, FOR SNAPPING ON MOUNTING RAIL RATED | 1408.69
6ES7317-7TK10-0AB0 | SIMATIC S7-300, CPU 317T-3 PN/DP, CENTRAL PROCESSING UNIT FOR PLC AND TECHNOLOGY, 1024 KBYTE WOR | 12712.36
6RX1800-4DK02 | COMMUTATING CHOKE FOR CONVERTER; PHASES:3 F(HZ):50/60; ILN=ITHMAX(A):51 UN(V):400(50HZ)/480(60HZ) | 1067.05
6RX1800-4FK07 | COMMUTATING CHOKE FOR CONVERTER; PHASES:3 F(HZ):50/60; ILN=ITHMAX(A):332 UN(V):480(50HZ)/575(60HZ | 3530.51
6FD7680-0AD03 | BRAUMAT/SISTAR CLASSIC, SOFTW. ENGINEERING MODULE SERVER AND CLIENT V5.3 FLOATING LICENSE E-SW, | 23015.17
5SU1353-7KK16 | FI/LS-PROTECTOR TYPE A (PSE/SSF), D=70MM IFN 30MA,4.5KA, 1+N-POLEE C 16A | 128.37
5SU1354-1KK20 | FI/LS-PROTECTOR TYPE AC (WS), D=70MM IFN 30MA, 10KA, 1+N-POLEE C 20A | 136.74
5SU1356-0KK32 | FI/LS-PROTECTOR TYPE AC (WS), D=70MM IFN 30MA, 6KA, 1+N-POLEE B 32A | 114.71
5SU1356-1KK32 | FI/LS-PROTECTOR TYPE AC (WS), D=70MM IFN 30MA, 6KA, 1+N-POLEE C 32A | 114.71
5SU1654-1KK25 | FI/LS-PROTECTOR TYPE AC (WS), D=70MM IFN 300MA, 10KA, 1+N-POLE C 25A | 135.21
5SU1656-0KK06 | FI/LS-PROTECTOR TYPE AC (WS), D=70MM IFN 300MA, 6KA, 1+N-POLEE B 6A | 113.95
5SV3344-6KL | RES.CUR.OP.CIRCUIT BREAKER TYPE A 40A 3+N-POLE 30MA 400V 4MW N-LEFT | 70.01
5SV3646-6 | RES.CUR.OP.CIRCUIT BREAKER TYPE A 63A 3+N-POLE 300MA 400V 4MW | 104.86
6AV6613-4BD01-3AJ0 | WINCC FLEXIBLE 2008 RUNTIME POWERPACK 128 > 512 POWER TAGS RUNTIME SW, SINGLE LICENSE, LICENSE KE | 2965.25
5SU1354-1KK25 | FI/LS-PROTECTOR TYPE AC (WS), D=70MM IFN 30MA, 10KA, 1+N-POLEE C 25A | 136.74
5SL4306-8 | CIRCUIT BREAKER 400V 10KA, 3POLE, D, 6A | 47.15
5SL4313-8 | CIRCUIT BREAKER 400V 10KA, 3POLE, D, 13A | 40.19
5SL4402-7 | CIRCUIT BREAKER 400V 10KA, 4POLE, C, 2A | 49.87
5SL4405-7 | CIRCUIT BREAKER 400V 10KA, 4POLE, C, 0.5A | 49.87
8PQ3000-1BA72 | SIVACON S4 HOLDER FOR SIVACON 8PS BUSBAR CONNECTION SET WIDTH 1000MM DEPTH 400, 600, 800MM | 211.85
8PQ3000-1BA83 | SIKUS/SIVACON TOUCH GUARD SPACING RACK AND ASSEMBLY KITS SYSTEM 8GK DEGREE OF PROTECTION IP30, I | 212.78
6ES7648-2AH60-1KA0 | SIMATIC IPC MEMORY EXPANSION, 4 GBYTE (1X 4GB) WITH ECC, DDR3 1066, SODIMM; FOR IPC427D WITH ECC | 310.12
6AV2107-0KD00-0BH0 | SIMATIC WINCC WEBNAVIGATOR FOR RUNTIME PROFESSIONAL 3 CLIENTS OPTION F. WINCC (TIA PORTAL) LICEN | 14741.74
6AV2107-0KE00-0BH0 | SIMATIC WINCC WEBNAVIGATOR FOR RUNTIME PROFESSIONAL UP V13 5 CLIENTS OPTION F. WINCC (TIA PORTAL) | 18457.62
6AV2107-0KK00-0BB0 | SIMATIC WINCC WEBNAVIGATOR FOR RUNTIME PROFESSIONAL 50 CLIENTS OPTION F. WINCC (TIA PORTAL) RUNT | 85452.64
6AV2107-0LB00-0BB0 | SIMATIC WINCC DATAMONITOR FOR RUNTIME PROFESSIONAL 1 CLIENT OPTION F. WINCC (TIA PORTAL) RUNTIME | 5126.21
6FB1104-0AT02-0AB0 | SIDOOR TOOTHED BELT SINGLE-TOOTHED STS SUPERTORQUE SYNCHRONOUS BELT, LENGTH 45M, WIDTH 12MM. | 586.49
6FB1104-0AT02-0AD0 | SIDOOR RUBBER-METAL ANTI-VIBRATION MOUNT RUBBER-METAL ANTI-VIBRATION MOUNT, RECOMMENDED FOR SECU | 140.04
5ST2520 | BUSBAR 4-PHASE, 12-MODULE | 75.02
5ST2526 | CONNECTING CABLE WITH CONNECTOR 10SQMM, 120MM LONG BLUE INSULATION | 2.3
5ST3010-2 | AUXILIARY CIRCUIT SWITCH 1NO+1NC, FOR MCB WITH TEST BUTTON | 17.54
5ST3012-2 | AUXILIARY CIRCUIT SWITCH 2NC, FOR MCB WITH TEST BUTTON | 19.37
6FB1111-1AT10-3AT3 | SIDOOR AT40 CAN CONTROL UNIT FOR ELEVATOR DOORS, HORIZONTAL, UP TO 600KG DOOR WEIGHT, 36VDC, 1*R | 869.28
6FB1112-0AT20-3PS0 | SIDOOR NT40 SWITCHING POWER SUPPLY, INPUT VOLTAGE: 230VAC (+- 15%), 50/ 60 HZ, OUTPUT VOLTAGE: 3 | 227.79
6FB1141-2AT10-3WE2 | SIDOOR ATD420W CONTROL DOOR FOR MACHINE TOOL DOOR, UP TO 600KG DOOR WEIGHT, 36VDC, 1*RS485, 4*DI | 2182.72
5TL1163-0 | ISOLATOR 63A SINGLE POLE | 10.42
5TL1192-4 | DIRECT TYPE PHASE - GRAY SINGLE POLE | 13.86
5TL1263-1 | ISOLATOR 63A DOUBLE POLE, RED HANDLE | 22.72
5TL1391-0 | ISOLATOR 100A TRIPLE POLE | 45.49
6RX1800-4DE04 | COMMUTATING CHOKE FOR CONVERTER; PHASES:1 F(HZ):50/60; ILN=ITHMAX(A):25 UN(V):400(50HZ)/480(60HZ) | 318.38
6RX1800-4DK00 | COMMUTATING CHOKE FOR CONVERTER; PHASES:3 F(HZ):50/60; ILN=ITHMAX(A):13 UN(V):400(50HZ)/480(60HZ) | 806.95
6GK1901-0DM30-2AA5 | IE M12 PANEL FEEDTHROUGH PRO; CONTROL CABINET BUSHING FOR TRANSITION OF M12 (D-CODED) CONNECT. M | 515.39
6GK5204-0BS00-3LA3 | SCALANCE X204RNA EEC; REDUNDANT NETWORK ACCESS FOR PRP NETWORKS; 2 X 100MBIT/S RJ45 PORTS; 2 X 10 | 1721.06
5UB4725 | DELTA FLAECHE IP44 SCHUKO SOCKET OUTLET W. INCR. TOUCH PROTECTION COMBINATION 2WAY HORIZONTAL DI | 33.09
8WH1020-0AG01 | TWO-TIER TERMINALS WITH SCREW CONNECTION CROSS SECTION 4,0 QMM TERMINAL WIDTH 6,2 MM COLOR BLUE | 4.05
8WH1020-5HF00 | TWO-TIER TERMINALS WITH DIODE WITH SCREW CONNECTION CROSS SECTION 2,5 QMM TERMINAL WIDTH 5,2 MM | 11.44
8WH1025-0AG00 | TWO-TIER TERMINALS WITH SCREW CONNECTION CROSS SECTION 4,0 QMM TERMINAL WIDTH 6,2 MM COLOR GREY | 7.46
5SU1653-1KK10 | FI/LS-PROTECTOR TYPE AC (WS), D=70MM IFN 300MA,4.5KA, 1+N-POLE C 10A | 97.99
5SU1653-1KK13 | FI/LS-PROTECTOR TYPE AC (WS), D=70MM IFN 300MA,4.5KA, 1+N-POLE C 13A | 97.99
5SU1653-1KK16 | FI/LS-PROTECTOR TYPE AC (WS), D=70MM IFN 300MA,4.5KA, 1+N-POLE C 16A | 97.99
5SU1653-1KK25 | FI/LS-PROTECTOR TYPE AC (WS), D=70MM IFN 300MA,4.5KA, 1+N-POLE C 25A | 97.99
6AV6618-7CC01-3AH0 | WINCC FLEXIBLE /OPC-SERVER FOR SIMATIC MULTIPANEL RUNTIME-SW, SINGLE LICENSE, LICENSE KEY DOWNLOA | 987.87
5SL4214-7 | CIRCUIT BREAKER 400V 10KA, 2POLE, C, 0.3A | 25.15
5SL4240-7 | CIRCUIT BREAKER 400V 10KA, 2POLE, C, 40A | 31.17
5SL4301-7 | CIRCUIT BREAKER 400V 10KA, 3POLE, C, 1A | 35.59
6GF9001-1BU01 | INTERMEDIATE RING SET 0.5/1/1MM LENGTHS: 1X0.5MM, 2X1MM 31 MM DIAMETER WITH C-THREAD TO BE SCREWE | 36.74
5TE2411-0 | SWITCH 230/400V 1POLE 40A, T=70MM | 25.72
7KG6106-2EN24-0B | SIMEAS TRANSDUCER (G)MUU FOR ALTERNATING VOLTAGE IN HOUSING, FOR SNAPPING ON MOUNTING RAIL RATED | 1507.81
7KG6106-2FN24-0B | SIMEAS TRANSDUCER (G)MUU FOR ALTERNATING VOLTAGE IN HOUSING, FOR SNAPPING ON MOUNTING RAIL RATED | 1507.81
7KG6106-2SK17-8B | SIMEAS TRANSDUCER (G)MUU FOR ALTERNATING VOLTAGE IN HOUSING, FOR SNAPPING ON MOUNTING RAIL RATED | 1697.9
7KG6106-2UK17-0B | SIMEAS TRANSDUCER (G)MUU FOR ALTERNATING VOLTAGE IN HOUSING, FOR SNAPPING ON MOUNTING RAIL RATED | 1408.69
7KG6111-2FK10 | SIMEAS TRANSDUCER (G)MUI FOR ALTERNATING CURRENT IN HOUSING, FOR SNAPPING ON MOUNTING RAIL RATED | 521.57
6RX1800-4GK06 | COMMUTATING CHOKE FOR CONVERTER; PHASES:3 F(HZ):50/60; ILN=ITHMAX(A):631 UN(V):575(50HZ)/690(60HZ | 5989.27
6RX1800-4GK17 | COMMUTATING CHOKE FOR CONVERTER; PHASES:3 F(HZ):50/60; ILN=ITHMAX(A):2324 UN(V):575(50HZ)/690(60H | 15556.3
5SV3346-6KL | RES.CUR.OP.CIRCUIT BREAKER TYPE A 63A 3+N-POLE 30MA 400V 4MW N-LEFT | 113.03
5SV3417-6 | RES.CUR.OP.CIRCUIT BREAKER TYPE A 80A 1+N-POLE 100MA 230V 2MW | 219.7
5SV3447-6 | RES.CUR.OP.CIRCUIT BREAKER TYPE A 80A 3+N-POLE 100MA 400V 4MW | 279.14
5SV3644-6KL | RES.CUR.OP.CIRCUIT BREAKER TYPE A 40A 3+N-POLE 300MA 400V 4MW N-LEFT | 51.83
5SL4314-8 | CIRCUIT BREAKER 400V 10KA, 3POLE, D, 0.3A | 62.1
5SL4350-6 | CIRCUIT BREAKER 400V 10KA, 3POLE, B, 50A | 46.38
5SL4363-7 | CIRCUIT BREAKER 400V 10KA, 3POLE, C, 63A | 63.19
5SL4401-8 | CIRCUIT BREAKER 400V 10KA, 4POLE, D, 1A | 66.5
5SL4515-8 | CIRCUIT BREAKER 230V 10KA, 1+N-POLE, D, 1.6A | 29.64
5SL4520-7 | CIRCUIT BREAKER 230V 10KA, 1+N-POLE, C, 20A | 14.18
5SL4532-8 | CIRCUIT BREAKER 230V 10KA, 1+N-POLE, D, 32A | 22.64
5SL4601-7 | CIRCUIT BREAKER 400V 10KA, 3+N-POLE, C, 1A | 44.94
6AG1443-1GX30-4XE0 | SIPLUS NET CP443-1 ADVANCED FOR MEDIAL STRESS WITH CONFORMAL COATING BASED ON 6GK7443-1GX30-0XE0 | 7477.92
6AG1531-7NF10-7AB0 | SIPLUS S7-1500, ANALOG INPUT MODULE AI 8 X U/I HS, 16 BITS OF RESOLUTION, ACCURACY 0.3 %; 8 CHA | 2220.42
6AV2124-0GC01-0AX0 | SIMATIC HMI TP700 COMFORT, COMFORT PANEL, TOUCH OPERATION, 7" WIDESCREEN-TFT-DISPLAY, 16 MIL. CO | 1739.41
5SL4614-7 | CIRCUIT BREAKER 400V 10KA, 3+N-POLE, C, 0.3A | 44.94
5SL4620-7 | CIRCUIT BREAKER 400V 10KA, 3+N-POLE, C, 20A | 37.62
5SL6103-7 | CIRCUIT BREAKER 230/400V 6KA, 1POLE, C, 3A | 6.92
5SL6406-6 | CIRCUIT BREAKER 400V 6KA, 4POLE, B, 6A | 26.98
5SL6420-6 | CIRCUIT BREAKER 400V 6KA, 4POLE, B, 20A | 22.69
5SL6432-7 | CIRCUIT BREAKER 400V 6KA, 4POLE, C, 32A | 28.02
5SL6440-7 | CIRCUIT BREAKER 400V 6KA, 4POLE, C, 40A | 30.52
6ES7921-4BC50-0AB1 | FRONT CONNECT. S7-400 F. ANALOG PREASSEMBLED WITH 4 ROUND CABLES 0.14 SQMM L = 2.5 M FOR ANALOG C | 269.26
6ES7921-4BF00-0AA1 | FRONTCONNECT. S7-400 F. DIGITAL PREASSEMBLED WITH 4 ROUND CABLES 0.14 SQMM L = 5.0 M FOR DIGITAL | 324.33
6GK5788-2FC00-0AA0 | IWLAN ACCESS POINT, SCALANCE W788-2 RJ45, FOR USE OUTSIDE OF USA, 2 RADIOS, 6 R-SMA ANT.CONNECT., | 2612.02
6ES7215-1AG40-0XB0 | SIMATIC S7-1200, CPU 1215C, COMPACT CPU, DC/DC/DC, 2 PROFINET PORT, ONBOARD I/O: 14 DI 24V DC; 1 | 872.07
5SL6610-7 | CIRCUIT BREAKER 400V 6KA, 3+N-POLE, C, 10A | 18.46
6GK6000-8HP00-0AA0 | RUGGEDCOM CABLE CABLE IP67 METAL RJ45 TO RJ45, SHIELDED CAT5E, 10.0FT | 539.15
5SL4150-8 | CIRCUIT BREAKER 230/400V 10KA, 1POLE, D, 50A | 17.88
5SL4163-7 | CIRCUIT BREAKER 230/400V 10KA, 1POLE, C, 63A | 15.7
5SL4201-7 | CIRCUIT BREAKER 400V 10KA, 2POLE, C, 1A | 25.15
8WH6000-0CH07 | PE-TERMINAL BLOCK IPO-TECHNOLOGY, 6MM2 BREITE 8,2 MM, YELLOW-GREEN 2 CLAMPING POINTS | 9.98
5SL4440-7 | CIRCUIT BREAKER 400V 10KA, 4POLE, C, 40A | 63.19
5SL4504-7 | CIRCUIT BREAKER 230V 10KA, 1+N-POLE, C, 4A | 17.05
5SL4606-8 | CIRCUIT BREAKER 400V 10KA, 3+N-POLE, D, 6A | 60.05
5SL4608-8 | CIRCUIT BREAKER 400V 10KA, 3+N-POLE, D, 8A | 60.05
6FD7680-0GN06 | BRAUMAT/SISTAR CLASSIC, SOFTW. BATCH CURVE CLIENT V6.0, SINGLE LICENSE F.1 INSTALLATION R-SW, SW | 3197.59
6FD7680-0RG06 | BRAUMAT/SISTAR CLASSIC, SOFTW. UPGRADE FROM 4.XX MIXED OPERAT. TO V6.0 MIXED OPERATION, ENGINEERI | 3771.15
6AG1960-1AA04-7BA0 | SIPLUS S7-400 LWL CABEL 2M HF-S -25 ... +70 DEGREES C . PATCH CABLE FO 2M FOR SYNC-MODULE | 294.22
6AG1972-0AA02-7XA0 | SIPLUS DP RS485 REPEATER -25 ... +70 DEGREES C WITH CONFORMAL COATING BASED ON 6ES7972-0AA02-0XA0 | 1027.93
6ES7193-6CP01-2MA0 | SIMATIC ET 200SP, 10 COLOR IDENTIFICATION LABELS COLOR CODE CC01, FOR PERIPHERY MODULES, MODULE | 15.45
7KG6131-1BM11 | SIMEAS-T TRANSDUCER FOR DC-VOLTAGE AND CURRENT & ISOLATING AMPLIFIERS INPUT VOLTAGE: -150MV TO 1 | 2091.11
6ES7194-2AB00-0AA0 | M8 CONNECTOR FOR ET-CONNECTION, 4 PIN, SHIELD | 34.75
6ES7194-4CB10-0AA0 | SIMATIC DP, CONNECTING MODULE FOR DIGITAL ELECTRONIC MODULES ET 200PRO, 4 X M12, PLASTIC VERSION | 60.5
5TG1115-3 | DELTA MIRO FRAME 5-FOLD DIMENSIONS 90X90 MM ELECTRICAL WHITE | 31.72
5SL6140-6 | CIRCUIT BREAKER 230/400V 6KA, 1POLE, B, 40A | 6.09
5SL6210-6 | CIRCUIT BREAKER 400V 6KA, 2POLE, B, 10A | 11.3
5SL6332-7 | CIRCUIT BREAKER 400V 6KA, 3POLE, C, 32A | 15.45
5SL6402-7 | CIRCUIT BREAKER 400V 6KA, 4POLE, C, 2A | 38.64
5SL6501-7 | CIRCUIT BREAKER 230V 6KA, 1+N-POLE, C, 1A | 13
5SL6520-7 | CIRCUIT BREAKER 230V 6KA, 1+N-POLE, C, 20A | 10.81
6ES7922-5BC50-0HB0 | FRONT CONN. F. SIMATIC S7-1500 40-PIN (6ES7592-1AM00-0XB0) W. 20 SINGLE CORES 0.5 MM2 (1-20) CORE | 140.74
6GK5795-6MT00-0AA0 | IWLAN ANTENNA ANT 795-6MT MIMO ANTENNA MIT OMNI- DIRECTIONAL CHARACTERISTIC INCL. 3 X QMA-SOCKET | 538.71
6FX8002-5YP06-1BD0 | POWER CABLE, PREASSEMBLED CUSTOM MADE LENGTH (M) = 13 | 732.37
6ES7222-1HF32-0XB0 | SIMATIC S7-1200, DIGITAL OUTPUT SM 1222, 8 DO, RELAY 2A | 166.17
5SL4103-7 | CIRCUIT BREAKER 230/400V 10KA, 1POLE, C, 3A | 8.95
8WH6001-0AH00 | INSTA-TERMINALS 6 MM2, 8,2 MM WIDTH GREY | 3.58
8WH6001-4DF00 | INSTA-TERMINALS L L 2,5 MM2, 5,2 MM WIDTH GREY | 5.54
6ES7924-0AA20-0AA0 | CONNECTING MODULE TP1 8 CHANNELS A. 2X2 TERMINALS FOR POTENTIAL SUPPLY TYPE: SCREW-TYPE TERMINAL | 21.78
5SV4644-0 | RES.CUR.OP.CIRCUIT BREAKER TYPE AC 40A 3+N-POLE 300MA 400V 4MW | 47.6
5SV5642-0 | RES.CUR.OP.CIRCUIT BREAKER TYPE AC 25A 3+N-POLE 300MA 400V 4MW RESIDENTIAL | 82.8
5SU1324-1KK82 | FI/LS-PROTECTOR TYPE AC (WS), D=70MM IFN 30MA, 10KA, 2POLEE C 125A | 666.97
5SU1353-1KL06 | FI/LS-PROTECTOR TYPE AC (WS), D=70 MM, N LEFT IFN 30MA, 4.5KA, 1+N-POLEE C 6A | 113.95
5SU1354-1LB20 | FI/LS-PROTECTOR TYPE AC (WS), D=70MM IFN 30MA, 10KA, 1+N-POLEE C 20A G-TYPE | 290.18
5SL4206-6 | CIRCUIT BREAKER 400V 10KA, 2POLE, B, 6A | 21.81
6GK5980-3BB00-0AA5 | SERIAL CABLE RJ11/RS232; SPARE PART; PREASSEMBLED SERIAL CABLE WITH RJ11- AND RS232-CONNECTOR; | 36.17
6GK5992-4AL00-8AA0 | SCALANCE X ACCESSORIES; MEDIA MODULE MM992-4; 4 X 1000MBIT/S SC-PORTS, OPTICAL; MULTIMODE GLASS | 1466.53
6ES7528-0AA70-7AA0 | SIMATIC ET 200MP, SPARE PART FRONT DOOR FOR IM155-5 (6ES7 155-5AA00-0AB0) 5 PIECES PER PACKAGING | 56.85
6ES7592-1AM00-0XB0 | SIMATIC S7-1500, FRONTCONNECTOR SCREW-TYPE, 40PIN, FOR 35MM WIDE MODULES, INCL. 4 JUMPERS, AND C | 52.7
8WH9002-8EC10 | REDUCTING CLOMBS FROM 16QMM TO 2,5QMM OR 4QMM FROM SCREW TO SCREW | 2.66
5UB4717 | DELTA FLAECHE IP44 SCHUKO SOCKET OUTLET W. INCR. TOUCH PROTECTION DIMENSIONS 75X66X54 MM | 13.95
5SL4303-7 | CIRCUIT BREAKER 400V 10KA, 3POLE, C, 3A | 35.59
5SL4415-8 | CIRCUIT BREAKER 400V 10KA, 4POLE, D, 1.6A | 87.35
5SL4420-6 | CIRCUIT BREAKER 400V 10KA, 4POLE, B, 20A | 36.06
5SL4420-7 | CIRCUIT BREAKER 400V 10KA, 4POLE, C, 20A | 40.74
5SL4425-8 | CIRCUIT BREAKER 400V 10KA, 4POLE, D, 25A | 54.89
5SL4613-6 | CIRCUIT BREAKER 400V 10KA, 3+N-POLE, B, 13A | 32.48
5SL4613-8 | CIRCUIT BREAKER 400V 10KA, 3+N-POLE, D, 13A | 50.52
6ES7400-0HR52-4AB0 | SIMATIC S7-400H, 414-5H SYSTEM-BUNDLE H-SYSTEM WITH 1 X UR2-H, W/O MEMORY CARD, 2 X PS 405 10A, D | 36191.99
6FD7680-0GB03 | BRAUMAT/SISTAR CLASSIC, SOFTW. ORDER SYSTEM CLIENT V5.3 SINGLE LICENSE F.1 INSTALLATION R-SW, SW | 1780.76
7KG6131-1AN24 | SIMEAS-T TRANSDUCER FOR DC-VOLTAGE AND CURRENT & ISOLATING AMPLIFIERS INPUT VOLTAGE: -60MV TO 60 | 2091.11
7KG6131-1BK14 | SIMEAS-T TRANSDUCER FOR DC-VOLTAGE AND CURRENT & ISOLATING AMPLIFIERS INPUT VOLTAGE: -150MV TO 1 | 2091.11
6ES7193-6CP51-2MC0 | SIMATIC ET 200SP, 10 COLOR IDENTIFICATION LABELS COLOR CODE CC51, FOR PERIPHERY MODULES, MODULE | 15.45
6ES7193-6CP84-2AC0 | SIMATIC ET 200SP, 10 COLOR IDENTIFICATION LABELS COLOR CODE CC84, FOR 2 AUX TERMINALS, FOR BU-TY | 15.45
6ES7193-6CP85-2AC0 | SIMATIC ET 200SP, 10 COLOR IDENTIFICATION LABELS COLOR CODE CC85, FOR 2 AUX TERMINALS, FOR BU-TY | 15.45
6AV6372-2CG20-0CA0 | WINCC/PERFORMANCE MON. ARCH., 100 ARCHIVE-TAGS, FOR SIMATIC WINCC FROM V7.2, RUNTIME-SW, SINGLE | 5442.5
5SL6215-7 | CIRCUIT BREAKER 400V 6KA, 2POLE, C, 1.6A | 19.19
5SL6301-7 | CIRCUIT BREAKER 400V 6KA, 3POLE, C, 1A | 27.47
5SL6303-7 | CIRCUIT BREAKER 400V 6KA, 3POLE, C, 3A | 27.47
5SL6316-6 | CIRCUIT BREAKER 400V 6KA, 3POLE, B, 16A | 16.13
5SU1323-1BB32 | FI/LS-PROTECTOR TYPE AC (WS), D=70MM IFN 30MA, 4,5KA, 2POLEE C 32A | 150.41
8WH6004-0AG01 | PE-TERMINAL BLOCK 4 MM2, 6,2 MM WIDTH BLUE 4-CONNECTION POINTS | 3.97
8WH6004-0CG07 | PE-TERMINAL BLOCK 4 MM2, 6,2 MM WIDTH GREEN-YELLOW 4-CONNECTION POINTS | 11.2
8WH6020-0AG01 | TWO TIER TERMINAL BLOCK 4 MM2, 6,2 MM WIDTH BLUE | 5.53
5UB4732 | DELTA FLAECHE IP44 SCHUKO SOCKET OUTLET W. INCR. TOUCH PROTECTION COMBINATION 3WAY HORIZONTAL DI | 58.28
7LF4512-0 | WEEKLY TIME SWITCH TOP DIGITAL 230V 16A 2CHANNEL 2MW | 118.88
7LF4522-0 | WEEKLY TIME SWITCH PROFI DIGITAL 230V 16A 2CHANNEL 2MW | 143.93
6ES7517-3AP00-0AB0 | SIMATIC S7-1500, CPU 1517-3 PN/DP, CENTRAL PROCESSING UNIT WITH WORKING MEMORY 2 MB FOR PROGRAM | 8410.77
5SY4218-7 | CIRCUIT BREAKER 400V 10KA, 2-POLE, C, 15A, D=70MM | 39.38
5SU1323-1BB06 | FI/LS-PROTECTOR TYPE AC (WS), D=70MM IFN 30MA, 4,5KA, 2POLEE C 6A | 150.41
5SU1323-1BB25 | FI/LS-PROTECTOR TYPE AC (WS), D=70MM IFN 30MA, 4,5KA, 2POLEE C 25A | 150.41
6ES7518-4AP00-0AB0 | SIMATIC S7-1500, CPU 1518-4 PN/DP, CENTRAL PROCESSING UNIT WITH WORKING MEMORY 3 MB FOR PROGRAM | 12233.29
6ES7518-4FP00-0AB0 | SIMATIC S7-1500F, CPU 1518F-4 PN/DP, CENTRAL PROCESSING UNIT WITH WORKING MEMORY 4,5 MB FOR PROG | 13761.68
6ES7521-1BH10-0AA0 | SIMATIC S7-1500, DIGITAL INPUT MODULE, DI16 X DC24V, 16 CHANNELS IN GROUPS OF 16; INPUT DELAY TY | 313.45
6ES7521-1FH00-0AA0 | SIMATIC S7-1500, DIGITAL INPUT MODULE DI16 X AC230V, 16 CHANNELS IN GROUPS OF 4; INPUT DELAY 20M | 335.64
8WH9002-8FC10 | REDUCTING CLOMBS FROM 16QMM TO 2,5QMM OR 4QMM FROM SCROW TO SPRING LOAD | 2.66
8WH9003-4SA00 | COVER 4 MM2, 2 MM WIDTH GREY 4-CONNECTION POINTS | 1.14
5TL1363-1 | ISOLATOR 63A TRIPLE POLE, RED HANDLE | 25.69
5TL1392-0 | ISOLATOR 125A TRIPLE POLE | 78.7
5TL1440-0 | ISOLATOR 40A FOUR POLE | 29.95
5TL1463-0 | ISOLATOR 63A FOUR POLE | 33.48
6GK5992-4AS00-8AA0 | SCALANCE X ACCESSORIES; MEDIA MODULE MM992-4SFP; 4 X 100/1000MBIT/S FOR SFP PLUG TRANSCEIVER | 741.54
6ES7651-5AC08-0YE5 | SIMATIC PCS 7, SOFTWARE UPGRADE PACKAGE ENGINEERING (AS/OS: PO 250 TO 2000) FROM V7.1 TO V8.0 FL | 7038.86
6ES7651-5EX18-0YE5 | SIMATIC PDM, SOFTWARE UPGRADE PACKAGE FROM PDM V8.0 TO V8.1, FLOATING LICENSE F.1 USER, E-SW, SW | 898.47
6ES7223-1QH32-0XB0 | SIMATIC S7-1200, DIGITAL I/O SM 1223, 8DI AC / 8DO RLY, 8DI 120/230 V AC, 8DO, RELAY 2A | 364.25
6ES7291-1BB30-0XA0 | SIMATIC S7-1200, SPARE PART DOOR KIT, SIGNAL MODULE 70MM, (SINGAL MODULE 70MM TOP & BOTTOM DOOR) | 27.92
6ES7652-5DX08-0YF0 | SIMATIC PCS 7, SOFTWARE UPGRADE PACKAGE WEB SERVER FROM V7.1 TO V8.0 SINGLE LICENSE F.1 INSTALLA | 5143.86
6AV2105-4KK02-0AE0 | WINCC RUNTIME PROFESSIONAL, 8192 POWERTAGS V12 SP1, UPGRADE WINCC V7.0 RT 8192 -> WINCC RUNTIME P | 3355.2
6ES7924-0CC20-0AC0 | TERMINAL BLOCK TPA 3-TIER FOR ANALOG MODULES OF SIMATIC S7-1500 SORT: PUSH-IN TERMINAL WITHOUT L | 49.32
6AG1417-5HT06-7AB0 | SIPLUS S7-400 CPU 417-5H -25 ... +70 DEGREES C WITH CONFORMAL COATING BASED ON 6ES7417-5HT06-0AB0 | 42719.54
6ES7144-6KD50-0AB0 | SIMATIC DP, ET 200ECO PN, 8 AI RTD/TC; 8XM12, DEGREE OF PROTECTION IP67 | 905
8PQ3000-1BA51 | SIVACON S4 DEVICE COMPARTMENT FOR KIT 3NJ6 HEIGHT 400MM | 290.81
8PQ3000-1BA58 | SIVACON S4 MOUNTING PLATE MODULAR BLANK HEIGHT 200MM WIDTH 800MM | 89.57
8PQ3000-2BA64 | SIVACON S4 MOUNTING PLATE MODULAR BLANK HEIGHT 150MM WIDTH 800MM | 78.7
8PQ3000-2BA87 | SIVACON S4 TOUCH PROTECTION COVER GAP CUBICLE STRUCTURE AND KITS OF SYSTEM 8GK DEGREE OF PROTECT | 275.01
6ES7648-2AH70-0KA0 | SIMATIC PC MEMORY EXPANSION, 8 GBYTE (1X 8GB), DDR3 1066, SODIMM; FOR SIMATIC IPC427D, SIMATIC H | 489.91
6AV2107-0GA00-0BB0 | SIMATIC WINCC LOGGING FOR RUNTIME ADVANCED OPTION F. WINCC (TIA PORTAL) RUNTIME-SW, SINGLE LICENS | 450.97
6AV2107-0HA00-0BB0 | SIMATIC WINCC RECIPES + LOGGING FOR RUNTIME ADVANCED OPTION F. WINCC (TIA PORTAL) RUNTIME-SW, SIN | 707.46
6AV2107-0LF00-0BB0 | SIMATIC WINCC DATAMONITOR FOR RUNTIME PROFESSIONAL 10 CLIENTS OPTION F. WINCC (TIA PORTAL) RUNTI | 14355.03
6AV2107-4DB02-0AE0 | SIMATIC WINCC CLIENT F. RUNTIME PROFESSIONAL V12 SP1 UPGRADE WINCC V7.0 RC/RT 128 / RC/RT CLIENT | 1403.81
7KG6106-2EN21-0B | SIMEAS TRANSDUCER (G)MUU FOR ALTERNATING VOLTAGE IN HOUSING, FOR SNAPPING ON MOUNTING RAIL RATED | 1507.81
5ST3753 | PIN BUSBAR FINGER-SAFE 16 MM2 3-PHASE FOR 4 FI/LS 2-POL/3MW 12 MW TOTALLY INSULATED | 8.87
5ST3770-1HG | CENTRAL CONNECTION TERMINAL 50SQMM FOR PIN BUSBAR ACC. TO UL 508 | 8.65
5SU1353-1KK16 | FI/LS-PROTECTOR TYPE AC (WS), D=70MM IFN 30MA, 4.5KA, 1+N-POLE C 16A | 98.75
5SU1353-1KL13 | FI/LS-PROTECTOR TYPE AC (WS), D=70 MM, N LEFT IFN 30MA, 4.5KA, 1+N-POLE C 13A | 113.95
6ES7135-6HB00-0DA1 | SIMATIC ET 200SP, ANALOG OUTPUT MODULE, AQ 2 X U/I HIGH SPEED, FITS TO BU-TYPE A0, A1, COLOR COD | 374.57
7KG6106-2RN24-0B | SIMEAS TRANSDUCER (G)MUU FOR ALTERNATING VOLTAGE IN HOUSING, FOR SNAPPING ON MOUNTING RAIL RATED | 1507.81
7KG6113-2BN27-0B | SIMEAS TRANSDUCER (G)MUI FOR ALTERNATING CURRENT IN HOUSING, FOR SNAPPING ON MOUNTING RAIL RATED | 1507.81
7KG6113-2EN21-0B | SIMEAS TRANSDUCER (G)MUI FOR ALTERNATING CURRENT IN HOUSING, FOR SNAPPING ON MOUNTING RAIL RATED | 1507.81
6RX1800-4DK04 | COMMUTATING CHOKE FOR CONVERTER; PHASES:3 F(HZ):50/60; ILN=ITHMAX(A):106 UN(V):400(50HZ)/480(60HZ | 1396.44
6RX1800-4GK01 | COMMUTATING CHOKE FOR CONVERTER; PHASES:3 F(HZ):50/60; ILN=ITHMAX(A):106 UN(V):575(50HZ)/690(60HZ | 2269.62
6FD7680-0AC03 | BRAUMAT/SISTAR CLASSIC, SOFTW. RUNTIME MOD. AND RECIPE SYSTEM CLIENT V5.3 SINGLE LICENSE F.1 INST | 13019.45
5TT4111-1 | REMOTE SWITCH WITH 1 NO CONTACT FOR AC 230V 16A CONTROL DC 110V | 30.81
5SU1353-7KK20 | FI/LS-PROTECTOR TYPE A (PSE/SSF), D=70MM IFN 30MA,4.5KA, 1+N-POLEE C 20A | 128.37
5TT3414 | VOLTAGE RELAY AC 230/400V 0,85 1 CO CONTACT FIXED RESPONSE DELAY 0.5 SEC FIXED RESET DELAY 60 SE | 115.52
6ES7922-5BF00-0AC0 | FRONT CONN. FOR SIMATIC S7-1500 40PIN(6ES7592-1AM00-0XB0) WITH 40 SINGLE CORES 0.5 MM2 CORE TYPE | 162.78
6ES7922-5BF00-0UC0 | FRONT CONN. F. SIMATIC S7-1500 40-PIN (6ES7592-1AM00-0XB0) W. 40 SINGLE CORES 0.5 MM2 CORE-TYPE U | 173.78
6ES7923-5BB00-0DB0 | CONNECTION CABLE SHIELDED FOR SIMATIC S7-1500 BETWEEN FRONT CONNECTOR MODULE A. CONNECT. MODULE 5 | 66.58
5SV4346-0 | RES.CUR.OP.CIRCUIT BREAKER TYPE AC 63A 3+N-POLE 30MA 400V 4MW | 74.11
5SV4416-0KL | RES.CUR.OP.CIRCUIT BREAKER TYPE AC 63A 1+N-POLE 100MA 230V 2MW N-LEFT | 89.2
5SV4446-0 | RES.CUR.OP.CIRCUIT BREAKER TYPE AC 63A 3+N-POLE 100MA 400V 4MW | 112.83
5SV4447-0 | RES.CUR.OP.CIRCUIT BREAKER TYPE AC 80A 3+N-POLE 100MA 400V 4MW | 153.46
5SU1354-0KK32 | FI/LS-PROTECTOR TYPE AC (WS), D=70MM IFN 30MA, 10KA, 1+N-POLEE B 32A | 136.74
5SU1354-0LB16 | FI/LS-PROTECTOR TYPE AC (WS), D=70MM IFN 30MA, 10KA, 1+N-POLEE B 16A G-TYPE | 290.18
6GK5980-1DB00-0AA5 | TERMINAL BLOCK 4-PIN FOR SCALANCE POWER SUPPLY 24VDC; SPARE PART; 4 POLE TERMINAL BLOCK FOR POW | 44.58
6ES7592-3AA00-0AA0 | SIMATIC S7-1500, SPARE PART JUMPERS FOR FRONT CONNECTORS FOR 35MM WIDE IO- MODULES; CAN BE USED | 16.64
6SL3720-1TG28-5AU3 | SINAMICS S120 CABINET MODULE SINGLE MOTOR MODULE WITH CIM NEMA DESIGN INPUT: DC 675 - 1035V OUTP | 11517.61
6SL3720-1TG31-5AU3 | SINAMICS S120 CABINET MODULE SINGLE MOTOR MODULE WITH CIM NEMA DESIGN INPUT: DC 675 - 1035V OUTP | 18826.87
6ES7651-5CX28-0YE5 | SIMATIC PDM, SOFTWARE UPGRADE PACKAGE FROM PDM V6.X TO V8.2, FLOATING LICENSE F.1 USER, E-SW, WI | 1069.71
5SM2322-3 | RC-UNIT FOR MCB 5SY TYPE F 0.3-40A 2-POLE 30MA 230V | 169.93
6GK6015-0AL20-0BC0 | RUGGEDCOM RX1500PN LM 4FX11 LINE MODULE 4X 100FX MULTIMODE LC 2KM | 1575.65
6AU1820-3EA20-0AB0 | SIMOTION TECHNOLOGY FUNCTION CAM GENERATOR FOR SERVO PRESSES SINGLE LICENSE FOR ONE DESTINATION D | 7922.57
6AU1820-3FA20-0AB0 | SIMOTION TECHNOLOGY FUNCTION UNIQUENESS PROTECTION (OAUNIPR) SINGLE LICENSE FOR ONE DESTINATION D | 2464.38
6EP1962-2BA00 | SITOP PSE202U NEC CLASS 2 REDUNDANCY MODULE INPUT/OUTPUT: 24 V DC FIT FOR DECOUPLING OF 2 SITOP | 152.99
5ST1146 | STANDARD MOUNTING RAIL 35X27X7.3X1.0MM, 2000MM LONG PERFORATED, GALVANIZED, | 9.87
5ST2503 | DISTRIB.BOARD BLOCK 4-POLE,160A 500V, INPUT: 1X10-35SQMM OUTPUT: 3X6-25 + 8X2,5-16SQMM FOR DIN RA | 57.42
5ST2505 | DISTRIB.BOARD BLOCK 1-POLE,125A 690V, INPUT: 1X10-35+1X6-16SQMM OUTPUT: 6X2,5-16SQMM FOR DIN RAIL | 14.73
6GK6015-0AL20-0HC1 | RUGGEDCOM RX1500PN LM E02 LINE MODULE DUAL E1 75 OHMS VIA BNC (CHANNELIZED/UNCHANNELIZED) CONFOR | 1616.25
6GK6015-0AL20-0JB0 | RUGGEDCOM RX1500PN LM FG50 LINE MODULE 2 X 1000LX SFP - BLANK (NO OPTICAL TRANSCEIVER) | 1015.22
6GK6015-0AL20-0JC0 | RUGGEDCOM RX1500PN LM FX50 LINE MODULE 4 X 100FX SFP BLANK (NO OPTICAL TRANSCEIVER) | 1868.02
5SU1354-1KK10 | FI/LS-PROTECTOR TYPE AC (WS), D=70MM IFN 30MA, 10KA, 1+N-POLEE C 10A | 136.74
5SU1354-3KK06 | RES.CUR.OP.CIR.BR.W.OV.CUR.PROT TYPE F 30MA, 10KA, 1+N-POLE, B 6A | 181.89
5SL4213-8 | CIRCUIT BREAKER 400V 10KA, 2POLE, D, 13A | 27.83
5SL4220-6 | CIRCUIT BREAKER 400V 10KA, 2POLE, B, 20A | 18.22
6GK6015-0AL20-0JD1 | RUGGEDCOM RX1500PN LM 6FX50 LINE MODULE 6 X 100FX SFP BLANK (NO OPTICAL TRANSCEIVER) CONFORMAL C | 2144.17
6GK6015-0AL20-0MB0 | RUGGEDCOM RX1500PN LM TC1 LINE MODULE SINGLE T1/E1 VIA RJ45 (CHANNELIZED/UNCHANNELIZED) | 1210.16
5SL6132-7 | CIRCUIT BREAKER 230/400V 6KA, 1POLE, C, 32A | 4.98
5SL6140-7 | CIRCUIT BREAKER 230/400V 6KA, 1POLE, C, 40A | 6.56
5SL6150-6 | CIRCUIT BREAKER 230/400V 6KA, 1POLE, B, 50A | 7.36
5SL6150-7 | CIRCUIT BREAKER 230/400V 6KA, 1POLE, C, 50A | 9.58
5TL1280-0 | ISOLATOR 80A DOUBLE POLE | 35.3
5SP3820-3 | MAIN CIRCUIT BREAKER (SHU), 3X1POLE, E 20, 400V | 158.47
5SM2336-0 | RC-UNIT FOR MCB 5SL4 TYPE AC 0.3-63A 3-POLE 30MA 400V | 105.34
5SM2636-8 | RC-UNIT FOR MCB 5SL4 TYPE A 0.3-63A 3-POLE 300MA 400V SELECTIVE | 158.68
6GK6015-0AL13-0AA1 | RUGGEDCOM RX1500PN PS HI POWER SUPPLY 88-300VDC OR 85-264VAC, SCREW TERMINAL BLOCK CONFORMAL COA | 1193.92
6EP4132-0GB00-0AY0 | SITOP UPS1100 BATTERY MODULE WITH SERVICE- FREE SEALED PURE LEAD BATTERIES FOR SITOP DC-UPS-MODU | 495.67
6EP4137-3AB00-1AY0 | SITOP UPS1600 40A USB UNINTERRUPTIBLE POWER SUPPLY WITH USB INTERFACE INPUT: 24 V DC OUTPUT: 24 | 550.74
6GK6000-1BC30-1EA0 | RUGGEDCOM SOTFWARE SUPPORT RNMS - 1 YEAR PHONE SUPPORT - MAX NODES - PRICE PER YEAR | 8428.79
6ZB2310-0CG00 | TRAINING DEVICE SIMATIC S7-1200 WITH CPU 1214 | 13733.04
5ST1142 | STANDARD MOUNTING RAIL 35X27X15X1.5MM, 2000MM LONG | 13
5ST1145 | STANDARD MOUNTING RAIL 35X27X7,3X1.0MM, 2000MM LONG | 8.12
5ST2508 | DISTRIB.BOARD BLOCK 1-POLE,250A 690V, INPUT: 1X35-120SQMM OUTPUT: 2X2,5-25+5X2,5-16+4X2,5-10SQMM | 34.8
5ST2600 | INFEED-TERMINAL 25SQMM 3POLE MODULE WIDTH 15MM FORKE-TYPE | 12.3
6GK6000-8FB52-0AA0 | RUGGEDCOM SFP 1000BX SFP SINGLEMODE LC, 1490TX 1310RX, 10KM | 1437.94
5SU1353-7KK40 | FI/LS-PROTECTOR TYPE A (PSE/SSF), D=70MM IFN 30MA,4.5KA, 1+N-POLEE C 40A | 128.37
5SL4232-6 | CIRCUIT BREAKER 400V 10KA, 2POLE, B, 32A | 21.81
5SL4308-7 | CIRCUIT BREAKER 400V 10KA, 3POLE, C, 8A | 35.59
5SL4416-6 | CIRCUIT BREAKER 400V 10KA, 4POLE, B, 16A | 36.06
5SL4425-7 | CIRCUIT BREAKER 400V 10KA, 4POLE, C, 25A | 40.74
6GK6015-0AL20-0MC1 | RUGGEDCOM RX1500PN LM TC2 LINE MODULE DAUL T1/E1 VIA RJ45 (CHANNELIZED/UNCHANNELIZED) CONFORMAL | 1535.02
6GK6015-0AL20-0PC0 | RUGGEDCOM RX1500PN M12 4TX03 LINE MODULE M12 COPPER ETHERNET MODULES 4X 10/100TX 8-PIN M12 | 893.4
6GK6050-0AB00-0DA0 | 19 INCH RACK MOUNT KIT, RX5000, MX5000 | 118.55
6GK6050-0AL20-0BD0 | LINE MODULE 8X 100FX MULTIMODE LC 2KM | 3703.58
6GK6050-0AL20-0JB0 | LINE MODULE 4X 1000LX SFP BLANK ( NO TRANSCEIVERS ) | 2875.16
5SL4502-8 | CIRCUIT BREAKER 230V 10KA, 1+N-POLE, D, 2A | 22.64
5SL4604-8 | CIRCUIT BREAKER 400V 10KA, 3+N-POLE, D, 4A | 60.05
5SL4640-6 | CIRCUIT BREAKER 400V 10KA, 3+N-POLE, B, 40A | 48.2
5SL6216-7 | CIRCUIT BREAKER 400V 6KA, 2POLE, C, 16A | 10.7
5SL6250-7 | CIRCUIT BREAKER 400V 6KA, 2POLE, C, 50A | 23.18
6ES7652-5CX08-0YK5 | SIMATIC PCS 7, SOFTWARE UPGRADE PACKAGE CLIENT, SFC VISUALIZATION FROM V7.1 TO V8.0 FLOATING LIC | 3746.24
6AV2105-4FF03-0AK0 | WINCC RUNTIME PROFESSIONAL, 2048 POWERTAGS V13, UPGR WINCC V7.0/7.2 RT 2048 -> WINCC RUNTIME PROF | 3933.62
6AV2105-4RR03-0AK0 | WINCC RUNTIME PROFESSIONAL, 153600 POWERTAGS V13, UPGR WINCC V7.0/7.2 RT 153600-> WINCC RUNTIME P | 9844.61
6XV1870-3QN15 | SIMATIC NET, IND. ETHERNET TP CORD RJ45/RJ45, CAT 6A, TP CABLE 4X2, PREASSEMBLED W/ 2 RJ45 CONNE | 75.56
5SL4215-8 | CIRCUIT BREAKER 400V 10KA, 2POLE, D, 1.6A | 43.55
5SL4250-7 | CIRCUIT BREAKER 400V 10KA, 2POLE, C, 50A | 37.62
5SL4305-7 | CIRCUIT BREAKER 400V 10KA, 3POLE, C, 0.5A | 35.59
5SL4410-6 | CIRCUIT BREAKER 400V 10KA, 4POLE, B, 10A | 36.06
5SL4420-8 | CIRCUIT BREAKER 400V 10KA, 4POLE, D, 20A | 54.89
5SL4513-6 | CIRCUIT BREAKER 230V 10KA, 1+N-POLE, B, 13A | 12.37
6ES7652-7YF00-2YH0 | SIMATIC PCS 7, SOFTWARE INFORMATION SERVER DATASOURCE ACCESS (3 SOURCES) SINGLE LICENSE F.1 INSTA | 2224.8
6GT2810-2EE01 | SIMATIC RF625T DISK-TAG; 30X8 MM (DXH); ON METAL TRANSPONDER ISO 18000-6C, EPC CLASS 1 GEN 2 FRE | 48
6GT2891-4KH50-0AX0 | SIMATIC RF200/RF300 CONNECT. CABLE, PREASSEMBLED, BETWEEN READER AND PC (RS232), PUR, CMG, TRAILI | 163.57
5SP3220-3 | MAIN CIRCUIT BREAKER (SHU), 2POLE, E 20, 400V | 125.93
5SP3263-3 | MAIN CIRCUIT BREAKER (SHU), 2POLE, E 63, 400V | 145.84
5SM2735-0 | RC UNIT FOR MCB 5SY TYPE AC (WS), T=70 MM 0.3-63 A 3-POLE IFN 0.5 A 400 V | 106.35
6GT2600-4AH00 | TRANSPONDER MDS D426 FUER RF200/ RF300 ISO/ MOBY D DISK ISO 15693 CHIP TYPE,FUJITSU MB89R118, 2 | 18.09
8WH1020-5DF00 | TWO-TIER TERMINALS WITH DIODE WITH SCREW CONNECTION CROSS SECTION 2,5 QMM TERMINAL WIDTH 5,2 MM | 8.17
6ES7652-3AX08-2CE0 | SIMATIC PCS 7, SOFTWARE UPGRADE PACKAGE OS SINGLE STATION REDUNDANCY ASIA FROM V7.1 TO V8.0 SING | 8445.24
5ST3022-2 | FAULT SIGNAL CONTACT 2NC, FOR MCB WITH TEST- + ACKNOWL. BUTTON | 23.78
6GK6000-8CG01-1CA0 | RUGGEDCOM MEDIA MODULE GIGABIT COPPER MEDIA MODULE 1CG01 (1X10/100/1000TX RJ45). ONLY FOR RSG22X | 798.38
6GK6000-8CG01-2BA0 | RUGGEDCOM MEDIA MODULE GIGABIT COPPER MEDIA MODULE CG01 (2X10/100/1000TX RJ45). ONLY FOR RSG2100 | 798.38
5SU1344-0KK82 | FI/LS-PROTECTOR TYP AC (WS), D=70MM IFN 30MA, 10KA, 4-POLEE B 125A | 1002.73
5SU1353-1KK20 | FI/LS-PROTECTOR TYPE AC (WS), D=70MM IFN 30MA, 4.5KA, 1+N-POLE C 20A | 98.75
5SL4332-8 | CIRCUIT BREAKER 400V 10KA, 3POLE, D, 32A | 47.15
5SL4406-8 | CIRCUIT BREAKER 400V 10KA, 4POLE, D, 6A | 66.5
5SL4410-7 | CIRCUIT BREAKER 400V 10KA, 4POLE, C, 10A | 40.74
5SL4413-7 | CIRCUIT BREAKER 400V 10KA, 4POLE, C, 13A | 40.74
6GK6015-0AL20-0PF1 | RUGGEDCOM RX1500PN M12 4TX03B LINE MODULE M12 COPPER ETHERNET MODULES 4X 10/100TX 8-PIN M12 WITH | 1055.85
5SL4506-7 | CIRCUIT BREAKER 230V 10KA, 1+N-POLE, C, 6A | 12.71
5SL4510-7 | CIRCUIT BREAKER 230V 10KA, 1+N-POLE, C, 10A | 11.46
5SL4516-6 | CIRCUIT BREAKER 230V 10KA, 1+N-POLE, B, 16A | 11.93
5SL4602-6 | CIRCUIT BREAKER 400V 10KA, 3+N-POLE, B, 2A | 38.91
6GT2690-0AH10 | MOBY D / RF300 ISO QUICK CHANGE HOLDER STAINLESS STEEL FOR MDS D139 AND MDS 339 DIAMETER 22 MM;H | 36.17
6GT2690-0AL00 | MOBY D / RF300 ISO / RF200 SPACER FOR MDS D126 / MDS D426; DIAMETER 60 MM; HEIGHT 30 MM; TEMBER | 4.75
6AV2105-3KK03-0AK0 | WINCC RUNTIME PROFESSIONAL 8192 POWERTAGS V13, UPGRADE V11..V12 -> V13, RUNTIME-SW IN TIA PORTAL | 4729.76
6XV1870-3QN30 | SIMATIC NET, IND. ETHERNET TP CORD RJ45/RJ45, CAT 6A, TP CABLE 4X2, PREASSEMBLED W/ 2 RJ45 CONNE | 125.93
6FX2001-5FN13 | ABS. VALUE ENCODER SINGLETURN 13 BIT WITH PROFINET OPERATE VOLTAGE 10-30V SYNCHROFLANGE / SHAFT | 1119.25
6AV2107-0GD00-0BB0 | SIMATIC WINCC LOGGING FOR RUNTIME PROFESSIONAL 5000 LOGGINGTAGS OPTION F. WINCC (TIA PORTAL) RUN | 14838.44
6AV2107-0KH00-0BH0 | SIMATIC WINCC WEBNAVIGATOR FOR RUNTIME PROFESSIONAL 25 CLIENTS OPTION F. WINCC (TIA PORTAL) LICE | 43931.1
4EM5008-0DK00 | COMMUTATING CHOKE FOR CONVERTER; PHASES:1; UN1(V):690; ITHMAX 1(A) / F1(HZ):20 /60; I LN (A):18; | 297.02
5SL4315-8 | CIRCUIT BREAKER 400V 10KA, 3POLE, D, 1.6A | 62.1
5SL4340-6 | CIRCUIT BREAKER 400V 10KA, 3POLE, B, 40A | 38.91
5SL4363-6 | CIRCUIT BREAKER 400V 10KA, 3POLE, B, 63A | 54.89
5SL4402-6 | CIRCUIT BREAKER 400V 10KA, 4POLE, B, 2A | 43.55
6AV2103-0DA00-0AM0 | SIMATIC WINCC PROFESSIONAL 512 POWERTAGS, SUS (COMPACT) SOFTWARE UPDATE SERVICE, WITH MULTIPLE OR | 782.01
6AV2107-0LD00-0BH0 | SIMATIC WINCC DATAMONITOR FOR RUNTIME PROFESSIONAL 3 CLIENTS OPTION F. WINCC (TIA PORTAL) LICENS | 7111.71
5SL6110-7 | CIRCUIT BREAKER 230/400V 6KA, 1POLE, C, 10A | 3.29
5SL6114-7 | CIRCUIT BREAKER 230/400V 6KA, 1POLE, C, 0.3A | 6.92
5SL6115-7 | CIRCUIT BREAKER 230/400V 6KA, 1POLE, C, 1.6A | 6.92
5SL6201-7 | CIRCUIT BREAKER 400V 6KA, 2POLE, C, 1A | 19.19
6GK6050-0RL20-0ND1 | LINE MODULE 8X 10/100 BASETX MICROD PORTS | 11029.5
6GK6050-0RL40-0RA1 | SWITCH MODULE WITH 2X 1000LX SINGLEMODE, 1310NM LC, 10KM | 11679.28
6AV2107-0CA00-0BB0 | SIMATIC WINCC SM@RT SERVER FOR RUNTIME ADVANCED OPTION F. WINCC (TIA PORTAL) RUNTIME-SW, SINGLE L | 760.4
6AV2107-0EB00-0BH0 | SIMATIC WINCC SERVER FOR RUNTIME PROFESSIONAL OPTION F. WINCC (TIA PORTAL) LICENSE KEY DOWNLOAD, | 5121.09
6AV2107-0FB00-0BH0 | SIMATIC WINCC REDUNDANCY FOR RUNTIME PROFESSIONAL UP V13 OPTION F. WINCC (TIA PORTAL) LICENSE KEY | 5131.14
6AG1193-6BP40-7DA1 | SIPLUS ET 200SP, BASE UNIT BU15-P16+A0+12D/T. BU-TYPE A1, -40 ... +70 DEGREES C WITH CONFORMAL C | 150.97
5SL4216-7 | CIRCUIT BREAKER 400V 10KA, 2POLE, C, 16A | 20.89
5SL4220-7 | CIRCUIT BREAKER 400V 10KA, 2POLE, C, 20A | 20.89
5SL4232-8 | CIRCUIT BREAKER 400V 10KA, 2POLE, D, 32A | 33.24
5SL4250-6 | CIRCUIT BREAKER 400V 10KA, 2POLE, B, 50A | 32.48
5SL4450-6 | CIRCUIT BREAKER 400V 10KA, 4POLE, B, 50A | 65.2
5SL4503-7 | CIRCUIT BREAKER 230V 10KA, 1+N-POLE, C, 3A | 17.05
5SL4505-7 | CIRCUIT BREAKER 230V 10KA, 1+N-POLE, C, 0.5A | 17.05
5SL4508-8 | CIRCUIT BREAKER 230V 10KA, 1+N-POLE, D, 8A | 22.64
6GT2815-2BH50 | SIMATIC RF600 CONNECT. CABLE ANTENNA L5; PREASSEMBLED, BETWEEN READER AND ANTENNA; IP65; TRAILING | 185.1
6GT2821-4AC40 | SIMATIC RF200 READER RF240R; RS232 INTERFACE (ASCII); IP 67, -25 UP TO +70 DGR/C; 50 X 50 X 30 M | 611.25
6AG1405-0KR02-7AA0 | SIPLUS S7-400 PS405 10A -25 ... +70 DEGREES C WITH CONFORMAL COATING BASED ON 6ES7405-0KR02-0AA0 | 3596.8
6AG1412-5HK06-7AB0 | SIPLUS S7-400 CPU 412-5H -25 ... + 70 DEGREES C WITH CONFORMAL COATING BASED ON 6ES7412-5HK06-0AB | 11666.88
6AG1414-5HM06-7AB0 | SIPLUS S7-400 CPU 414-5H -25 ... + 70 DEGREES C WITH CONFORMAL COATING BASED ON 6ES7414-5HM06-0AB | 22637.52
5SL4550-8 | CIRCUIT BREAKER 230V 10KA, 1+N-POLE, D, 50A | 34.02
5SL4563-6 | CIRCUIT BREAKER 230V 10KA, 1+N-POLE, B, 63A | 25.77
5SL4605-7 | CIRCUIT BREAKER 400V 10KA, 3+N-POLE, C, 0.5A | 44.94
5SL4613-7 | CIRCUIT BREAKER 400V 10KA, 3+N-POLE, C, 13A | 37.62
5SL6305-7 | CIRCUIT BREAKER 400V 6KA, 3POLE, C, 0.5A | 27.5
5SL6306-6 | CIRCUIT BREAKER 400V 6KA, 3POLE, B, 6A | 19.5
5SL6410-6 | CIRCUIT BREAKER 400V 6KA, 4POLE, B, 10A | 22.69
8WH1020-5AF00 | TWO-TIER TERMINALS WITH DIODE WITH SCREW CONNECTION CROSS SECTION 2,5 QMM TERMINAL WIDTH 5,2 MM | 7.97
6GK6050-0MB00-0CA0 | RUGGEDCOM MX5000 PANEL MOUNT KIT, RX5000, MX5000 | 116.95
6GK6050-0ML20-0CD1 | LINE MODULE 8X 100FX SINGLEMODE, 1310NM, LC, 20KM | 7894.48
6GK6050-0ML30-0CA1 | CONTROL MODULE WITH LAYER 3 SECURITY EDITION LAYER-3-HARDWARE | 4710.72
6GK7342-5DA03-0XE0 | COMMUNICATIONPROCESSOR CP342-5 FOR CONNECTING SIMATIC S7-300 TO PROFIBUS, DP, S5-COMPATIBLE-, PG | 1873.86
6AV7674-0KH11-0AA0 | STARTER KIT KP8 EXTENSION UNIT 19" LEFT CONTAINING: 1 X EXTENSION UNIT 15" KP8, 1 X KEY PANEL 8, | 1369.6
6SL3200-0ST07-0AA0 | SINAMICS G120/G120C CONNECTOR PLUGS FSC INCLUDES CONNECTOR PLUGS FOR CONNECTOR PLUGS FOR AND BR | 63.6
6SL3200-0UF02-0AA0 | SINAMICS V20 FSB REPLACEMENT FAN | 18.72
6SL3200-0WF01-0AA0 | SINAMICS V70/V90 FSC REPLACEMENT FAN | 27.1
6SL3202-0AE23-8CA0 | SINAMICS OUTPUT REACTOR FOR POWERMODULE FSC 3AC 380V-480V 39 A | 378.27
6GK6000-8FG50-2EA1 | RUGGEDCOM 2488-22FG50 MODULE CC 2 X 1000LX SFP - BLANK (NO OPTICAL TRANSCEIVER) WITH CONFORMAL CO | 1047.22
5ST3754 | PIN BUSBAR FINGER-SAFE 16 MM2 3-PHASE FOR 5 FI/LS 2-POL/3MW 15 MW TOTALLY INSULATED | 11.31
6AV6613-2BD01-3AJ5 | WINCC FLEXIBLE 2008 ADVANCED POWERPACK FOR WINCC FLEXIBLE 2008 COMPACT ENGINEERING SW, FLOATING | 5103.47
6ES7953-8LL31-0AA0 | SIMATIC S7, MICRO MEMORY CARD P. S7-300/C7/ET 200, 3.3 V NFLASH, 2 MBYTES | 645.04
6GK6000-8FX11-4EA1 | RUGGEDCOM 2488-24FXA11 MODULE C 1300NM, LC, 2KM WITH CONFORMAL COATING | 2011.45
6GK6000-8FX18-2AA0 | RUGGEDCOM MEDIA MODULE 2X 100FX - SINGLE MODE, 1300NM, SC CONNECTORS, 90KM, EQUIVALENT TO FX09 | 4956.07
5SU1354-4KK20 | RES.CUR.OP.CIR.BR.W.OV.CUR.PROT TYPE F 30MA, 10KA, 1+N-POLE, C 20A | 180.75
5SU1356-1KK25 | FI/LS-PROTECTOR TYPE AC (WS), D=70MM IFN 30MA, 6KA, 1+N-POLEE C 25A | 114.71
5SU1654-1KK40 | FI/LS-PROTECTOR TYPE AC (WS), D=70MM IFN 300MA, 10KA, 1+N-POLE C 40A | 135.21
5SV3111-6 | RES.CUR.OP.CIRCUIT BREAKER TYPE A 16A 1+N-POLE 10MA 230V 2MW | 70.01
5SV4316-0 | RES.CUR.OP.CIRCUIT BREAKER TYPE AC 63A 1+N-POLE 30MA 230V 2MW | 74.6
6AV6613-4BG01-3AJ0 | WINCC FLEXIBLE 2008 RUNTIME POWERPACK 128 > 4096 POWER TAGS RUNTIME SW, SINGLE LICENSE, LICENSE K | 8562.66
5SU1354-1LB16 | FI/LS-PROTECTOR TYPE AC (WS), D=70MM IFN 30MA, 10KA, 1+N-POLEE C 16A G-TYPE | 290.18
5SL4304-8 | CIRCUIT BREAKER 400V 10KA, 3POLE, D, 4A | 47.15
5SL4308-6 | CIRCUIT BREAKER 400V 10KA, 3POLE, B, 8A | 30.94
5SL4404-8 | CIRCUIT BREAKER 400V 10KA, 4POLE, D, 4A | 66.5
5SL4405-8 | CIRCUIT BREAKER 400V 10KA, 4POLE, D, 0.5A | 87.35
5SL4440-6 | CIRCUIT BREAKER 400V 10KA, 4POLE, B, 40A | 54.89
5SL4503-6 | CIRCUIT BREAKER 230V 10KA, 1+N-POLE, B, 3A | 14.81
5SL4513-8 | CIRCUIT BREAKER 230V 10KA, 1+N-POLE, D, 13A | 18.95
5SL4603-7 | CIRCUIT BREAKER 400V 10KA, 3+N-POLE, C, 3A | 44.94
5SL4608-7 | CIRCUIT BREAKER 400V 10KA, 3+N-POLE, C, 8A | 44.94
6ES7400-0HR03-4AB0 | SIMATIC S7-400H, 416-5H SYSTEM-BUNDLE H-SYSTEM WITH 1 X UR2-H, W/O MEMORY CARD, 2 X PS407 UC120/2 | 50403.04
6FD7680-0RE06 | BRAUMAT/SISTAR CLASSIC, SOFTW. UPGRADE FROM 2.13 THRU 3.22 TO V6.0 MIXED OPERATION, ENGINEERING M | 11272.8
6AG1964-2AA04-7AB0 | SIPLUS S7-400 IF964-DP -25 ... +70 DEGREES C WITH CONFORMAL COATING BASED ON 6ES7964-2AA04-0AB0 | 2171.95
6ES7193-6BP20-0BB0 | SIMATIC ET 200SP, BASEUNIT BU20-P12+A4+0B, BU-TYPE B0, PUSH-IN KLEMMEN, WITH 4 AUX-TERMINALS, B | 28.31
6ES7193-6CP02-2MA0 | SIMATIC ET 200SP, 10 COLOR IDENTIFICATION LABELS COLOR CODE CC02, FOR PERIPHERY MODULES, MODULE | 15.45
6ES7194-2LH20-0AA0 | BUS CABLE FOR ET-CONNECTION, PREASSEMBLED WITH 2 X M8 CONNECTORS, 4 CORE, SHIELDED, LENGTH 2,0M | 45.05
6AV2105-3DD03-0AK0 | WINCC RUNTIME PROFESSIONAL 512 POWERTAGS V13, UPGRADE V11..V12 -> V13, RUNTIME-SW IN TIA PORTAL, | 3210.59
5TG1112-3 | DELTA MIRO FRAME 2-FOLD DIMENSIONS 90X90 MM ELECTRICAL WHITE | 8.65
5SL6105-7 | CIRCUIT BREAKER 230/400V 6KA, 1POLE, C, 0.5A | 6.92
5SL6203-7 | CIRCUIT BREAKER 400V 6KA, 2POLE, C, 3A | 16.42
5SL6340-6 | CIRCUIT BREAKER 400V 6KA, 3POLE, B, 40A | 23.4
5SL6405-7 | CIRCUIT BREAKER 400V 6KA, 4POLE, C, 0.5A | 38.64
5SL6463-7 | CIRCUIT BREAKER 400V 6KA, 4POLE, C, 63A | 53.08
5SL6506-7 | CIRCUIT BREAKER 230V 6KA, 1+N-POLE, C, 6A | 13
5SL6610-6 | CIRCUIT BREAKER 400V 6KA, 3+N-POLE, B, 10A | 20.24
6ES7922-5BD20-0AC0 | FRONT CONN. FOR SIMATIC S7-1500 40PIN(6ES7592-1AM00-0XB0) WITH 40 SINGLE CORES 0.5 MM2 CORE TYPE | 146.87
6ES7221-1BH32-0XB0 | SIMATIC S7-1200, DIGITAL INPUT SM 1221, 16 DI, 24VDC, SINK/SOURCE INPUT | 265.87
5SL4102-6 | CIRCUIT BREAKER 230/400V 10KA, 1POLE, B, 2A | 7.75
5SL4113-8 | CIRCUIT BREAKER 230/400V 10KA, 1POLE, D, 13A | 9.97
5SU1323-1BB20 | FI/LS-PROTECTOR TYPE AC (WS), D=70MM IFN 30MA, 4,5KA, 2POLEE C 20A | 150.41
6DL5405-8AD33-0XA0 | SIMATIC PCS 7 OPEN COMMUNICATION SERVER (OCS) V3.3, PACKAGE FOR A SIMPLE DATA EXCHANGE BETWEEN PC | 8963.63
8WH6000-1GG08 | FUSE-TERMINAL BLOCK 5X20MM 4 MM2, 6,2 MM WIDTH SCHWARZ | 9.87
8WH6001-0CF07 | PE-INSTA-TERMINALS 2,5 MM2, 5,2 MM WIDTH GREEN-YELLOW | 7.05
8WH6001-4GF00 | INSTA-TERMINALS 2,5 MM2, 5,2 MM WIDTH GREY DISCONNECTION PE,L,N-ME-DISCON | 12.04
5TL1191-1 | ISOLATOR 100A SINGLE POLE, RED HANDLE | 23.56
5SV4316-0KL | RES.CUR.OP.CIRCUIT BREAKER TYPE AC 63A 1+N-POLE 30MA 230V 2MW N-LEFT | 57.44
6AG1334-2BA20-4AA0 | SIPLUS PSU100S 24 V/10 A FOR MEDIAL STRESS BASED ON 6EP1334-2BA20 | 717.8
6AV2107-0KM00-0BB0 | SIMATIC WINCC WEBNAVIGATOR FOR RUNTIME PROFESSIONAL 100 CLIENTS OPTION F. WINCC (TIA PORTAL) RUN | 122078.67
6AV2107-0KR00-0BB0 | SIMATIC WINCC WEBDIAGNOSTICS SERVER FOR RUNTIME PROFESSIONAL OPTION F. WINCC (TIA PORTAL) RUNTIME | 1548.42
5SL4520-8 | CIRCUIT BREAKER 230V 10KA, 1+N-POLE, D, 20A | 18.95
5SL4615-8 | CIRCUIT BREAKER 400V 10KA, 3+N-POLE, D, 1.6A | 77.05
5SL4650-7 | CIRCUIT BREAKER 400V 10KA, 3+N-POLE, C, 50A | 66.56
5SL6208-7 | CIRCUIT BREAKER 400V 6KA, 2POLE, C, 8A | 19.19
5SL6232-7 | CIRCUIT BREAKER 400V 6KA, 2POLE, C, 32A | 9.93
6GK6050-0AR00-4MM0 | RUGGEDCOM REPN-4FMM1 4X MULTI MODE MILITARY CIRCULAR FIBER CONNECTORS WITH LC CONNECTORS | 8463.02
6GK6050-0ML40-0RA1 | SWITCH MODULE WITH 2X 1000LX SINGLEMODE, 1310NM LC, 10KM | 6659.95
6AV2107-4XP00-0BF0 | SIMATIC WINCC PANEL OPTIONS UPGRADE FOR WINCC FLEXIBLE PANEL OPTIONS (SM@RTACCESS/ SM@RTSERVICE/A | 53.55
6SL3200-0ST06-0AA0 | SINAMICS G120/G120C CONNECTOR PLUGS FSB INCLUDES CONNECTOR PLUGS FOR MAINS, MOTOR, DC-LINK AND | 122.78
6GK6000-8FG52-4EA0 | RUGGEDCOM 2488-24FG52 MODULE 4 X 1000LC - SINGLEMODE SFP, LC | 4707.23
5ST3714-3HG | BUSBAR TO CUT 18QMM,3X(1-PHASE+AUX.SW) 1016MM ACC. UL 489, 480/277V FOR LS 5SJ4...-.HG | 101.03
5ST3746-5 | PIN BUSBAR, 4PHASE 10SQMM, 1050MM, INSULATION GREY SLICEABLE FOR RCBO 2P (3MW) + AFDD | 88.46
6ES7924-0BE20-0BA0 | TERMINAL BLOCK TPRI WITH RELAY 230V AC, OUTPUT 8 NO 24V/0.5A DC SORT: SCREW TERMINAL WITH LED, P | 156.65
6AV6381-2AA07-2AX4 | SIMATIC WINCC RT UPGRADE FROM V6.2 TO V7.2, FOR SIMATIC WINCC RUNTIME (RT) INCL. OPTIONS REDUNDA | 2539.55
7MH5113-3JD00 | SIWAREX WL 280 LOAD CELL RN-S SA 280KG C3 - RATED LOAD 280KG - ACCURACY CLASS C3 ACCORDING TO | 1290.12
7MH5114-6LL60 | SIWAREX WL270 LOAD CELL K-S CA SAFE 350 T - RATED LOAD 350 T - WITH DOUBLE BRIDGE - ACCURACY 0, | 12594.54
6AU1425-2AD00-0AA0 | SIMOTION DRIVE-BASED CONTROL UNIT D425-2 DP/PN; PROGRAMMABLE MOTION CONTROLLER; BASIC PERFORMANCE | 4263.36
8GK9127-0KK03 | ALPHA 630 UNIVERSAL Z-BAR L=1200MM (1 SET = 2 UNITS) | 259.03
8GK9515-8KK41 | ALPHA 630 UNIVERSAL, DOOR IP43, IP55, SHEET METAL RAL 7035, H=1800, W=240 | 667.22
6RX1800-4DK11 | COMMUTATING CHOKE FOR CONVERTER; PHASES:3 F(HZ):50/60; ILN=ITHMAX(A):706 UN(V):400(50HZ)/480(60HZ | 5737.07
6RX1800-4GK04 | COMMUTATING CHOKE FOR CONVERTER; PHASES:3 F(HZ):50/60; ILN=ITHMAX(A):498 UN(V):575(50HZ)/690(60HZ | 5800.1
8GK9535-8KK23 | ALPHA 630 UNIVERSAL, MOUNTING PLATES MATERIAL 2MM FOR DIRECT MOUNTING IN ENCLOSURE H=1600MM, B=6 | 366.97
6AG1222-1XF32-2XB0 | SIPLUS S7-1200 SM 1222 -40 .... +70 GRAD C WITH CONFORMAL COATING BASEDON 6ES7222-1XF32-0XB0 . | 468.83
6NH7803-3BA00-0AA0 | TIM 3V-IE DNP3 COMMUNICATIONS MODULE FOR SIMATIC S7-300 WITH ONE RS232- INTERFACE FOR DNP3- COM | 2298.99
6SL3203-0BE17-7BA0 | SINAMICS LINE FILTER CLASS B FOR POWER MODULE FSA FOOT PRINT 3AC 380V-480V 11,4A | 293.88
5SY4232-8FA | CIRCUIT BREAKER 400V 10KA, 2-POLE, 32A, D=70MM AS AUTOMATIC METER | 133.9
8WH6001-0AF01 | INSTA-TERMINALS 2,5 MM2, 5,2 MM WIDTH BLUE | 1.9
6AG1507-0RA00-7AB0 | SIPLUS S7-1500, SYSTEM POWER SUPPLY PS 60W 120/230V AC/DC, SUPPLIES THE OPERATING VOLTAGE FOR THE | 1554.92
5SU1356-1KK13 | FI/LS-PROTECTOR TYPE AC (WS), D=70MM IFN 30MA, 6KA, 1+N-POLEE C 13A | 114.71
5SU1454-1KK13 | FI/LS-PROTECTOR TYPE AC (WS), D=70MM IFN 100MA, 10KA, 1+N-POLE C 13A | 135.97
6FB1103-0AT10-4MB0 | SIDOOR M3 L GEARED MOTOR, PINION LEFT HAND, MAX. 180KG DOOR WEIGHT, CABLE LENGTH 1,5M, 30VDC, -2 | 392.88
8GK9622-4KK20 | ALPHA 630 UNIVERSAL, FRONT COVER WITHOUT CUTS H=600MM B=600MM | 298.29
5SP3240-3 | MAIN CIRCUIT BREAKER (SHU), 2POLE, E 40, 400V | 141.57
6AV2107-2KE00-0BJ0 | SIMATIC WINCC WEBNAVIGATOR FOR RUNTIME PROFESSIONAL UP V13 POWERACK 3 -> 5 CLIENTS OPTION F. WINC | 3715.9
6AV2107-2KF00-0BJ0 | SIMATIC WINCC WEBNAVIGATOR FOR RUNTIME PROFESSIONAL POWERACK 3 -> 10 CLIENTS OPTION F. WINCC (TIA | 10481.53
6AV2107-2KK00-0BD0 | SIMATIC WINCC WEBNAVIGATOR FOR RUNTIME PROFESSIONAL POWERACK 25 -> 50 CLIENTS OPTION F. WINCC (TI | 37040.35
6AV2107-4DB02-0AK0 | SIMATIC WINCC CLIENT F. RUNTIME PROFESSIONAL V12 SP1 UPGRADE WINCC V7.0 RC/RT 128 / RC/RT CLIENT | 1272.21
6GK6000-8FL01-2AA0 | RUGGEDCOM MEDIA MODULE FOR RSG2100, RS416 2X 10FL - MULTI MODE PORTS, 850NM, ST CONNECTORS EQUI | 860.56
6GK6000-8FX01-1AA0 | RUGGEDCOM MEDIA MODULE 1 X 100FX - MULTIMODE, ST 1300N RSG2288-1FXA01 STAND ALONE MODULE, EQUIVA | 715.43
6GK6000-8FX06-4EA1 | RUGGEDCOM 2488-24FXA06 MODULE C 4 X 100FX SINGLEMODE, 1310NM, LC, 20KM | 2675.04
5SY6111-7 | CIRCUIT BREAKER 230/400V 6KA, 1POLE, C, 5A | 9.42
5SY6130-7 | CIRCUIT BREAKER 230/400V 6KA, 1POLE, C, 30A | 9.42
7MH5113-4LD00 | SIWAREX WL 280 LOAD CELL RN-S SA 3,5T C3 - RATED LOAD 3,5T - ACCURACY CLASS C3 ACCORDING TO OI | 1290.12
7MH5114-4JL00 | SIWAREX WL270 LOAD CELL K-S CA 2,8 T - RATED LOAD 2,8T - ACCURACY 0,1 % - 6M CABLE LENGTH, 4 WIR | 2029.98
7MH5114-6JL00 | SIWAREX WL270 LOAD CELL K-S CA 280 T - RATED LOAD 280T - ACCURACY 0,1 % - 20M CABLE LENGTH, 4 WI | 4440.4
7MH5114-6JL60 | SIWAREX WL270 LOAD CELL K-S CA 280 T - RATED LOAD 280T - WITH DOUBLE BRIDGE - ACCURACY 0,1 % - | 5197.39
8GK9127-0KK05 | ALPHA 630 UNIVERSAL Z-BAR L=1800MM (1 SET = 2 UNITS) | 262.97
8GK9505-8KK30 | ALPHA 630 UNIVERSAL, DOOR IP43, TRANSPARENT (SINGLE VERSION), RAL 7035, H=1600, W=900 | 1265.75
8GK9507-8KK33 | ALPHA 630 UNIVERSAL, TRANSPARENT DOOR IP43, IP55 (GIUGIARO-DESIGN), RAL 7035, H=1200, B=900 | 1395.27
8GK9513-8KK40 | ALPHA 630 DIN, SUBSTITUTE DOOR RIGHT DOOR FOR BOARD W=800MM, H=1950MM COMPLETE DOOR WITH LOCK DO | 285.29
6DR4004-1R | PNEUMATIC TERMINAL STRIPS MADE OF STAINLESS STEEL 316, FOR REPLACEMENT OF THE PNEUMATIC TERMINAL | 160.06
6AG1221-1BF32-4XB0 | SIPLUS S7-1200 SM1221 8DI FOR MEDIALE STRESS WITH CONFORMAL COATING BASED ON 6ES7221-1BF32-0XB0 | 253.34
6XV1875-5LH20 | SIMATIC NET N-CONNECT/SMA MALE/ MALE FLEXIBLE CONNECTION CABLE PREASSEMBLED, LENGTH 2M, FLEXIBLE | 60.71
6RX1800-4GK11 | COMMUTATING CHOKE FOR CONVERTER; PHASES:3 F(HZ):50/60; ILN=ITHMAX(A):913 UN(V):575(50HZ)/690(60HZ | 8053.96
6RX1800-4GK16 | COMMUTATING CHOKE FOR CONVERTER; PHASES:3 F(HZ):50/60; ILN=ITHMAX(A):2158 UN(V):575(50HZ)/690(60H | 15272.57
6ES7652-7YB00-2YH0 | SIMATIC PCS 7, SOFTWARE, INFORMATION SERVER (3 CLIENTS), SINGLE LICENSE F.1 INSTALLATION R-SW, WI | 2588.87
6GF3440-8CE | CALIBRATION PLATE FOR MV440 VERIFIER CAN BE USED W.: 6GF3440-0CD11, ...-0GE11, W X H X D (MM): 4 | 528.03
6GT2891-4LN10 | SIMATIC RF IO-LINK CONNECTING CABLE, PREASSEMBLED, BETWEEN IO-LINK MASTER AND READER, M12 4 POLE | 97
6FX2003-0DT67 | DRIVE-CLIQ-CABLE CABINETBUSHING FOR -2DC30 AND -2DC34 CABLES WITH 24V TRANSMISSION CONNECTOR AND | 71.78
8WH6001-0AG01 | INSTA-TERMINALS 4 MM2, 6,2 MM WIDTH BLUE | 2.53
8WH6001-0CG07 | PE-INSTA-TERMINALS 4 MM2, 6,2 MM WIDTH GREEN-YELLOW | 7.49
6ES7654-5CP00-0XF0 | SIMATIC PCS 7 CPU 410-5H BUNDLE PO 1600, CPU 410-5H PROCESS AUTOMATION FOR S7-400 AND S7-400H/F/F | 25050.46
5SU1356-0KK40 | FI/LS-PROTECTOR TYPE AC (WS), D=70MM IFN 30MA, 6KA, 1+N-POLEE B 40A | 114.71
6SL3126-1TE21-8AA4 | SINAMICS S120 SINGLE MOTOR MODULE INPUT: DC 600V OUTPUT: 3AC 400V, 18A FRAME SIZE: BOOKSIZE COL | 2684.23
8GK9606-2KK10 | ALPHA 630 UNIVERSAL, FRONT COVER FOR CABLE ROOM H = 400MM, B = 240MM | 126.56
8GK9608-2KK32 | ALPHA 630 UNIVERSAL, FRONT COVER WITH CUTOUTS 2X36TE H=300MM B=900MM 150MM TIER SPACING | 331.65
6GK6000-8FX51-2EA1 | RUGGEDCOM 2488-22FX51 MODULE CC 2 X 100FX SFP - MULTIMODE, 1310NM, LC 2KM WITH CONFORMAL COATING | 2322.52
6SL3054-7EG00-2BA0 | SINAMICS G120 SD-CARD 512 MB INCLUDING CERTIFICATE OF LICENCE V4.06 | 175.1
6GK7443-1EX30-0XE0 | SIMATIC NET CP 443-1 2 X 10/100 MBIT/S (IE SWITCH); RJ 45 PORTS; ISO; TCP; UDP; PROFINET-IO CONT | 4069.95
6GK7443-1RX00-0XE0 | SIMATIC NET CP 443-1 RNA 1X 10/100 MBIT/S, RJ 45 PORT: ISO; S7-COM; H-COM;OPEN COM. (SEND/RECEIVE | 3960.46
6AG1221-1BH32-4XB0 | SIPLUS S7-1200 SM1221 16DI, WITH CONFORMAL COATING BASED ON 6ES7221-1BH32-0XB0 . 16 DI, 24V DC, | 410.58
6AG1221-3AD30-5XB0 | SIPLUS S7-1200 SB1221 4DI -25 ... +55 DEGREES C WITH CONFORMAL COATING BASED ON 6ES7221-3AD30-0XB | 211.13
8WH6001-0BH01 | INSTA-TERMINALS N-DISCON 6 MM2, 8,2 MM WIDTH BLUE DISCONNECTION | 7.05
6GK1901-0DB10-6AA0 | IE M12 PLUG PRO M12 PLUG CONNECTOR W. RUGGED METAL HOUSING A. SHORT ASSEMBLY TIMES DUE TO THEIR I | 50.53
6GK1901-1BB12-2AE0 | IE FC RJ45 PLUG 180 4X2, RJ45 PLUG CONNECTOR; CAT6A; (10/100/1000/10000MBIT/S); WITH ROBUST METAL | 1302.81
6NH7997-7AA31-0AD3 | SINAUT PP ST7CC V3.1 SL; POWERPACK FOR SOFTWARE ST7CC S ON ST7CC L; FOR MORE THAN 12 SINAUT ST7- | 4732.53
6SL3210-1KE11-8AF1 | SINAMICS G120C RATED POWER 0,55KW WITH 150% OVERLOAD FOR 3 SEC 3AC380-480V +10/-20% 47-63HZ INTE | 1207.24
6SL3210-1KE11-8UF1 | SINAMICS G120C RATED POWER 0,55KW WITH 150% OVERLOAD FOR 3 SEC 3AC380-480V +10/-20% 47-63HZ UNFI | 1094.1
5SY4240-8FA | CIRCUIT BREAKER 400V 10KA, 2-POLE, 40A, D=70MM AS AUTOMATIC METER | 137.11
5SY4250-8FA | CIRCUIT BREAKER 400V 10KA, 2-POLE, 50A, D=70MM AS AUTOMATIC METER | 166.78
7ME3951-0LA83 | UNIVERSAL HIGH TEMP SENSOR, PORTABLE CORROSION RESISTANT, SIZE 4A FOR UP TO 230 DEG. C, (400 TO 1 | 8110.96
7ME3951-0LB10 | TRANSDUCER FOR PORTABLE METER VERSION, NO APPROVAL LIQUID FLOW: A1 UNIVERSAL FOR PIPE OD FROM 5.8 | 1994.82
7ME3951-0LF10 | PORTABLE LIQUID FLOW TRANSDUCER UNIVERSAL, E1 UNIVERSAL FOR PIPE OD FROM 254 TO 3048 MM (10 TO 12 | 2840.82
6AG1521-1BL00-7AB0 | SIPLUS S7-1500 DI 32X24VDC HF -40 ... +70 DEGREES C WITH CONFORMAL COATING BASED ON 6ES7521-1BL00 | 948.92
6AG1532-5HD00-7AB0 | SIPLUS S7-1500 AO 4XU/I ST -25 ... +70 DEGREES C WITH CONFORMAL COATING BASED ON 6ES7532-5HD00-0 | 1553.37
6SL3210-1KE17-5UC1 | SINAMICS G120C RATED POWER 3,0KW WITH 150% OVERLOAD FOR 3 SEC 3AC380-480V +10/-20% 47-63HZ UNFI | 1940.98
6FB1103-0AT10-5MA0 | SIDOOR M2 L GEARED MOTOR, PINION LEFT HAND, MAX. 120KG DOOR WEIGHT, CABLE LENGTH 1,5M, 30VDC, -2 | 324.57
6FB1103-0AT11-3MD0 | SIDOOR M5 R GEARED MOTOR, PINION RIGHT HAND, MAX. 600KG DOOR WEIGHT, CABLE LENGTH 1,5M, 30VDC, - | 1117.96
5SV3414-6 | RES.CUR.OP.CIRCUIT BREAKER TYPE A 40A 1+N-POLE 100MA 230V 2MW | 83.5
5SV3444-6 | RES.CUR.OP.CIRCUIT BREAKER TYPE A 40A 3+N-POLE 100MA 400V 4MW | 85.6
5SV3647-6 | RES.CUR.OP.CIRCUIT BREAKER TYPE A 80A 3+N-POLE 300MA 400V 4MW | 185.16
5SV4111-0 | RES.CUR.OP.CIRCUIT BREAKER TYPE AC 16A 1+N-POLE 10MA 230V 2MW | 49.48
6SL3210-1KE18-8AP1 | SINAMICS G120C RATED POWER 4,0KW WITH 150% OVERLOAD FOR 3 SEC 3AC380-480V +10/-20% 47-63HZ INTE | 1172.66
6SL3210-1KE18-8UP1 | SINAMICS G120C RATED POWER 4,0KW WITH 150% OVERLOAD FOR 3 SEC 3AC380-480V +10/-20% 47-63HZ UNFI | 1029.65
6SL3210-1KE21-3AC1 | SINAMICS G120C RATED POWER 5,5KW WITH 150% OVERLOAD FOR 3 SEC 3AC380-480V +10/-20% 47-63HZ INTE | 2758.23
7ML1830-1PM | SMARTLINX MODBUS-RTU MODULE | 636.52
7ML1930-1FX | KIT,ISOLATION,1" NPT,XDUCERS | 28.18
7ML1930-6AA | ELECTRONICS MODULE SITRANS LVL200 CONTACTLESS | 491.03
6FD7680-0AW06 | BRAUMAT/SISTAR CLASSIC, SOFTW. WEIGHING AND DOSING V6.0, SINGLE LICENSE F.1 INSTALLATION R-SW, S | 7729.13
5SY4330-7 | CIRCUIT BREAKER 400V 10KA, 3-POLE, C, 30A, D=70MM | 63.04
5SV4616-0 | RES.CUR.OP.CIRCUIT BREAKER TYPE AC 63A 1+N-POLE 300MA 230V 2MW | 57.02
5SV5342-0 | RES.CUR.OP.CIRCUIT BREAKER TYPE AC 25A 3+N-POLE 30MA 400V 4MW RESIDENTIAL | 86.59
5SY4350-8FA | CIRCUIT BREAKER 400V 10KA, 3-POLE, 50A, D=70MM AS AUTOMATIC METER | 227.72
5SU1344-1KK82 | FI/LS-PROTECTOR TYP AC (WS), D=70MM IFN 30MA, 10KA, 4-POLEE C 125A | 1002.73
5SU1353-1KL16 | FI/LS-PROTECTOR TYPE AC (WS), D=70 MM, N LEFT IFN 30MA, 4.5KA, 1+N-POLE C 16A | 113.95
5SU1354-1KK13 | FI/LS-PROTECTOR TYPE AC (WS), D=70MM IFN 30MA, 10KA, 1+N-POLEE C 13A | 136.74
5SU1354-1LB32 | FI/LS-PROTECTOR TYPE AC (WS), D=70MM IFN 30MA, 10KA, 1+N-POLEE C 32A G-TYPE | 290.18
6FX8008-1XB21-2AA0 | POWER CABLE, SOLD BY THE METER, 4X2.5 C CUSTOM MADE MOTION-CONNECT 800PLUS TRAILING TYPE UL/CSA D | 1570.77
6GK5980-2CA00-0AA4 | SCALANCE XR-300 DESK MOUNT KIT; SPARE PART; TABLE MOUNT; FOR SCALANCE XR-300; 1 PACKAGE = 4 PCS | 28.52
6GK5992-2GA00-8FA0 | SCALANCE X ACCESSORY; MEDIA MODULE MM992-2CUC; 2 X 10/100/1000MBIT/S RJ45-PORTS, ELECTRICAL; WIT | 560.56
6ES7541-1AB00-0AB0 | SIMATIC S7-1500, CM PTP RS422/485 HF COMMUNICATION MODUL FOR SERIAL CONNECTION RS422, RS485, FRE | 1353.64
6ES7592-1BM00-0XB0 | SIMATIC S7-1500, FRONTCONNECTOR PUSH-IN TYPE, 40PIN, FOR 35MM WIDE MODULES INCL. 4 JUMPERS AND C | 52.7
5UB4724 | DELTA FLAECHE IP44 SCHUKO SOCKET OUTLET W. INCR. TOUCH PROTECTION COMBINATION 2WAY VERTICAL DIME | 33.09
5TL1340-0 | ISOLATOR 40A TRIPLE POLE | 22.92
5TL1663-1 | ISOLATOR 63A TRIPLE POLE+NEUTRAL, RED HANDLE | 33.48
5SP3725-3 | MAIN CIRCUIT BREAKER (SHU), 1POLE, E 25, 230/400V | 52.12
5SP3850-3 | MAIN CIRCUIT BREAKER (SHU), 3X1POLE, E 50, 400V | 164.84
5SM2626-0 | RC-UNIT FOR MCB 5SL4 TYPE AC 0.3-63A 2-POLE 300MA 230V | 51.72
5SM2645-2 | RC UNIT FOR MCB 5SY TYPE AC (WS), T=70MM 0.3-63A 4POLE IFN 0,3A 400V F. SELECTIVE SWITCH-OFF | 238.53
6GK6000-8MR00-0AA0 | RUGGEDCOM MOUNTING RS900GP PM RS900GP PANEL MOUNT | 145.15
6GK6000-8PT01-4EA0 | RUGGEDCOM 2488-24PTP1 MODULE PRECISION TIME PROTOCOL (PTP) SOURCE CARD | 2032.2
6GK6015-0AL15-0AA1 | RUGGEDCOM RX1500PN PS 48P POWER SUPPLY 48VDC (36-72VDC), PLUGGABLE TERMINAL BLOCK CONFORMAL COAT | 1128.93
6EP4136-3AB00-0AY0 | SITOP UPS1600 20A UNINTERRUPTIBLE POWER SUPPLY INPUT: 24 V DC OUTPUT: 24 V DC/20 A | 303.52
6GK6015-0AL20-0DC0 | RUGGEDCOM RX1500PN LM FG51 LINE MODULE 2 X 1000SX SFP - MULTIMODE, 850NM, LC, 500M | 1453.81
5ST1144 | STANDARD MOUNTING RAIL 35X27X15X1,5MM, 2000MM LONG UNPERFORATED, SENDZIMIR GALVANIZED | 11.39
5ST2530 | CONNECTING CABLE WITH CONNECTOR 10SQMM, 220MM LONG BLACK INSULATION | 2.82
5ST3020-2 | FAULT SIGNAL CONTACT 1NO+1NC, FOR MCB WITH TEST- + ACKNOWL. BUTTON | 19.09
5SU1353-1KL40 | FI/LS-PROTECTOR TYPE AC (WS), D=70 MM, N LEFT IFN 30MA, 4.5KA, 1+N-POLE C 40A | 113.95
5SU1354-0LB32 | FI/LS-PROTECTOR TYPE AC (WS), D=70MM IFN 30MA, 10KA, 1+N-POLEE B 32A G-TYPE | 290.18
5SL4220-8 | CIRCUIT BREAKER 400V 10KA, 2POLE, D, 20A | 27.83
5SL4263-7 | CIRCUIT BREAKER 400V 10KA, 2POLE, C, 63A | 44.07
5SL4425-6 | CIRCUIT BREAKER 400V 10KA, 4POLE, B, 25A | 36.06
5SL4432-7 | CIRCUIT BREAKER 400V 10KA, 4POLE, C, 32A | 49.87
6GK6015-0AL20-0MB1 | RUGGEDCOM RX1500PN LM TC1 LINE MODULE SINGLE T1/E1 VIA RJ45 (CHANNELIZED/UNCHANNELIZED) CONFORM | 1348.24
6GK6015-0AL20-0PB0 | RUGGEDCOM RX1500PN M12 CG03 LINE MODULE M12 COPPER ETHERNET MODULES 2X 10/100/1000TX 8-PIN M12 | 933.99
6GK6050-0AL30-0AA0 | CONTROL MODULE WITH LAYER 2 STANDARD EDITION | 4060.94
5SL4501-7 | CIRCUIT BREAKER 230V 10KA, 1+N-POLE, C, 1A | 17.05
5SL4632-7 | CIRCUIT BREAKER 400V 10KA, 3+N-POLE, C, 32A | 44.94
5SL6106-6 | CIRCUIT BREAKER 230/400V 6KA, 1POLE, B, 6A | 4.83
5SL6205-7 | CIRCUIT BREAKER 400V 6KA, 2POLE, C, 0.5A | 19.19
5SP3763-3 | MAIN CIRCUIT BREAKER (SHU), 1POLE, E 63, 230/400V | 57.21
5SU1656-0KK25 | FI/LS-PROTECTOR TYPE AC (WS), D=70MM IFN 300MA, 6KA, 1+N-POLEE B 25A | 113.95
5SV3346-6 | RES.CUR.OP.CIRCUIT BREAKER TYPE A 63A 3+N-POLE 30MA 400V 4MW | 163.38
6AV2107-4XP00-0BK0 | SIMATIC WINCC PANEL OPTIONS UPGRADE FOR WINCC FLEXIBLE PANEL OPTIONS (SM@RTACCESS/ SM@RTSERVICE/A | 48.78
6SL3210-1KE22-6AP1 | SINAMICS G120C RATED POWER 11,0KW WITH 150% OVERLOAD FOR 3 SEC 3AC380-480V +10/-20% 47-63HZ INT | 2080.78
7MH5714-6LJ10 | ADAPTION FOR RTN VEN-BEARING FOR LOAD CELLS OF SERIES K (ONE REQUIRED) RATED LOAD 350 T | 842.56
7MH7724-1BU | WEIGHFEEDER CALIBRATION WEIGHT, 12,000G | 446.4
6FD7680-0AA06 | BRAUMAT/SISTAR CLASSIC, SOFTW. RUNTIME MOD. AND RECIPE SYSTEM SERVER REDUNDANT V6.0, SINGLE LICEN | 24766.69
5SY4360-7 | CIRCUIT BREAKER 400V 10KA, 3-POLE, C, 60A, D=70MM | 113.07
5SY4363-8FA | CIRCUIT BREAKER 400V 10KA, 3-POLE, 63A, D=70MM AS AUTOMATIC METER | 238.95
5SL6450-7 | CIRCUIT BREAKER 400V 6KA, 4POLE, C, 50A | 42.46
5SL6614-7 | CIRCUIT BREAKER 400V 6KA, 3+N-POLE, C, 0.3A | 34.05
5SL6308-7 | CIRCUIT BREAKER 400V 6KA, 3POLE, C, 8A | 27.47
5SL6505-7 | CIRCUIT BREAKER 230V 6KA, 1+N-POLE, C, 0.5A | 13
5SL6563-6 | CIRCUIT BREAKER 230V 6KA, 1+N-POLE, B, 63A | 16.09
5SM2333-6 | RC-UNIT FOR MCB 5SL4 TYPE A 0.3-40A 3-POLE 30MA 400V | 52.28
8PQ2010-4BA01 | SIVACON S4 UPGRADE KIT IP55 HEIGHT 100MM WIDTH 400MM | 60.05
8PQ2015-6BA02 | SIVACON S4 COVER BLANK HEIGHT 150MM WIDTH 600MM | 56.67
8PQ1011-0BA01 | SIVACON S4 BASE EDGE WITH FRONT COVER HEIGHT 100MM WIDTH 1000MM | 190.48
8PQ1018-0BA02 | SIVACON S4 BASE REINFORCEMENT HEIGHT 100MM WIDTH, DEPTH = 800MM | 77.4
8PQ1200-8BA01 | SIVACON S4 CUBICLE HEIGHT 2000MM WIDTH 350MM DEPTH 800MM | 494.29
6AV6618-7BD01-3AH0 | WINCC FLEXIBLE /SM@RTSERVICE FOR WINCC FLEXIBLE RUNTIME, RUNTIME-SW, SINGLE LICENSE, LICENSE KEY | 1481.82
6FD7680-0GH06 | BRAUMAT/SISTAR CLASSIC, SOFTW. COMPONENT ADMINISTRATION SERVER V6.0, SINGLE LICENSE F.1 INSTALLAT | 3943.36
6RX1800-4KK00 | COMMUTATING CHOKE FOR CONVERTER; PHASES:3 F(HZ):50/60; ILN=ITHMAX(A):598 UN(V):690(50HZ)/830(60HZ | 6966.42
6RX1800-4KK03 | COMMUTATING CHOKE FOR CONVERTER; PHASES:3 F(HZ):50/60; ILN=ITHMAX(A):830 UN(V):690(50HZ)/830(60HZ | 8195.8
5SM2622-2 | RC UNIT FOR MCB 5SY TYPE AC (WS), DEPTH=70MM 0.3-40A 2POLE IFN 0,3A 230V FOR SELECTIVE SWITCH OFF | 148.89
5SM2633-0 | RC-UNIT FOR MCB 5SL4 TYPE AC 0.3-40A 3-POLE 300MA 400V | 34.6
5SP3216-3 | MAIN CIRCUIT BREAKER (SHU), 2POLE, E 16, 400V | 122.75
6GT2300-0BB00 | MOBY E MOBILE DATA MEMORY MDS E611, EPOXY CARD, 752 BYTE EEPROM, IP 67, -25 TO +70 DEGR/C, 85 X | 72.04
6SL3210-1NE28-8UL0 | SINAMICS G120 POWER MODULE PM230 UNFILTERED PROTECTION IP20 3AC380-480V +10/-10% 47-63HZ OUTPUT | 9797.01
6ES7657-0XC00-0YH0 | SIMATIC PCS 7, SOFTWARE, SIMATIC BATCH (50 UNITS), SINGLE LICENSE F.1 INSTALLATION R-SW, WITHOUT | 22704.98
5SD7483-5 | SURGE ARRESTER TYPE2, PLUG-IN PROTECTION MODULES, UC 750V AC,3-POLE, FOR 4-CONDUCTOR POWER SUPPLY | 225.66
8PQ2020-8BA04 | SIVACON S4 COVER SENTRON 3K SWITCH 3KL-, 3KA711 3- OR 4-POLE ARRANGEMENT VERTICAL HEIGHT 200MM | 62.72
8PQ2025-8BA02 | SIVACON S4 COVER SENTRON 3K SWITCH 3KL-, 3KA712 3- OR 4-POLE ARRANGEMENT VERTICAL HEIGHT 250MM | 66.53
8PQ2030-6BA07 | SIVACON S4 COVER MODULAR INSTALLATION DEVICES 2 X 24MW HEIGHT 300MM WIDTH 600MM | 65.33
6FD7680-0RA06 | BRAUMAT/SISTAR CLASSIC, SOFTW. UPGRADE FROM 2.13 THRU 3.22 TO V6.0 MIXED OPERATION IOS, SINGLE LI | 13495.52
6AU1810-1HA22-1XE0 | SINAMICS ENGINEERING SYSTEM DCC SINAMICS V2.2 SP1 UPGRADE LICENSE DCC FOR SINAMICS OPTION TO STA | 347.2
6AU1810-1HA21-0XE0 | SINAMICS ENGINEERING SYSTEM DCC SINAMICS V2.1 UPGRADE LICENSE DCC FOR SINAMICS OPTION TO STARTER | 347.2
8GK9608-4KK30 | ALPHA 630 UNIVERSAL, FRONT COVER WITH CUTOUTS 3ROWS 3X36TE H=600MM B=900MM 200MM TIER SPACING | 312.03
8GK9611-1KK30 | ALPHA 630 UNIVERSAL, FRONT COVER FOR 4GAUGE 72X72+1SWITCHES. H=200MM B=900MM | 276.7
8GK9622-1KK20 | ALPHA 630 UNIVERSAL, FRONT COVER WITHOUT CUTS H=150MM B=600MM | 154.84
5SM3615-0KK | RES.CURRENT OP.CIRCUIT BREAKER TYPE AC WS 125A 2POLE IFN 300MA 230V 2MW | 634.3
5SP3235-3 | MAIN CIRCUIT BREAKER (SHU), 2POLE, E 35, 400V | 137.45
6AV2123-2MA03-0AX0 | SIMATIC HMI, KTP1200 BASIC, BASIC PANEL, KEY AND TOUCH OPERATION, 12" TFT DISPLAY, 65536 COLORS, | 2529.79
6AV2124-0JC01-0AX0 | SIMATIC HMI TP900 COMFORT, COMFORT PANEL, TOUCH OPERATION, 9" WIDESCREEN-TFT-DISPLAY, 16 MIL. CO | 2988.6
7VV3003-5PG32 | SICROWBAR 1900V/2,5KA DC - SURGE SUPPRESSOR | 8837.28
5SY4263-8FA | CIRCUIT BREAKER 400V 10KA, 2-POLE, 63A, D=70MM AS AUTOMATIC METER | 202.86
5SY4425-8FA | CIRCUIT BREAKER 400V 10KA, 4-POLE, 25A, D=70MM AS AUTOMATIC METER | 210.09
5SL6640-6 | CIRCUIT BREAKER 400V 6KA, 3+N-POLE, B, 40A | 30.55
5SL6650-7 | CIRCUIT BREAKER 400V 6KA, 3+N-POLE, C, 50A | 32.72
5SL6332-6 | CIRCUIT BREAKER 400V 6KA, 3POLE, B, 32A | 19.14
5SL6413-7 | CIRCUIT BREAKER 400V 6KA, 4POLE, C, 13A | 32.2
5SL6416-6 | CIRCUIT BREAKER 400V 6KA, 4POLE, B, 16A | 22.69
5SL6425-6 | CIRCUIT BREAKER 400V 6KA, 4POLE, B, 25A | 22.69
5SL6503-7 | CIRCUIT BREAKER 230V 6KA, 1+N-POLE, C, 3A | 13
5SM2643-0 | RC-UNIT FOR MCB 5SL4 TYPE AC 0.3-40A 4-POLE 300MA 400V | 36.21
8PQ2000-6BA04 | SIVACON S4 COVER FRAME ASSEMBLY HEIGHT 1800MM FIXED WIDTH 600MM | 204.4
8PQ2000-8BA06 | SIVACON S4 COVER SENTRON 3NJ4 NUMBER OF SWITCHES 6 HEIGHT 800MM WIDTH 800MM | 156.1
8PQ1026-0BA01 | SIVACON S4 BASE EDGE WITH FRONT COVER HEIGHT 200MM WIDTH 600MM | 228.6
8PQ1028-0BA01 | SIVACON S4 BASE EDGE WITH FRONT COVER HEIGHT 200MM WIDTH 800MM | 304.77
6AG1952-1AM00-7AA0 | SIPLUS S7-400 MC RAM 4 MB -25 ... +70 GRD C MIT CONFORMAL COATING BASED ON 6ES7952-1AM00-0AA0 . | 3835.57
6AG1952-1AS00-7AA0 | SIPLUS S7-400 MC RAM 16 MB -25 ... +70 DEGREES C WITH CONFORMAL COATING BASED ON 6ES7952-1AS00-0A | 9601.23
6AV6618-7AB01-3AH0 | WINCC FLEXIBLE /SM@RTACCESS FOR SIMATIC PANEL, RUNTIME-SW, SINGLE LICENSE, LICENSE KEY DOWNLOAD, | 658.04
6FD7680-0GM03 | BRAUMAT/SISTAR CLASSIC, SOFTW. BATCH CURVE SERVER V5.3 SINGLE LICENSE F.1 INSTALLATION R-SW, SW | 4375.56
6RX1800-4KK05 | COMMUTATING CHOKE FOR CONVERTER; PHASES:3 F(HZ):50/60; ILN=ITHMAX(A):1577 UN(V):690(50HZ)/830(60H | 10733.35
5SL6663-7 | CIRCUIT BREAKER 400V 6KA, 3+N-POLE, C, 63A | 45.22
5SP3335-3 | MAIN CIRCUIT BREAKER (SHU), 3POLE, E 35, 400V | 197.8
5SP3420-3 | MAIN CIRCUIT BREAKER (SHU), 4POLE, E 20, 400V | 265.5
5SP3425-3 | MAIN CIRCUIT BREAKER (SHU), 4POLE, E 25, 400V | 265.5
6GK5310-0FA10-2AA3 | SCALANCE X310, MANAGED PLUS IE SWITCH, 3 X 10/100/1000MBIT/S AND 7 X 10/100MBIT/S RJ45 PORTS, LE | 4194.68
5SP3816-3 | MAIN CIRCUIT BREAKER (SHU), 3X1POLE, E 16, 400V | 145.84
5SP3835-3 | MAIN CIRCUIT BREAKER (SHU), 3X1POLE, E 35, 400V | 161.61
6SL3210-1PC22-2UL0 | SINAMICS G120 POWER MODULE PM240-2 WITHOUT FILTER WITH BUILT IN BRAKING CHOPPER 3AC200-240V +10/ | 886.48
6AU1810-1HA21-0XA0 | SINAMICS ENGINEERING SYSTEM DCC SINAMICS V2.1 FULL LICENSE DCC FOR SINAMICS OPTION TO STARTER V4 | 648.46
5SL4102-8 | CIRCUIT BREAKER 230/400V 10KA, 1POLE, D, 2A | 11.94
5SL4125-7 | CIRCUIT BREAKER 230/400V 10KA, 1POLE, C, 25A | 7.54
5SL4203-6 | CIRCUIT BREAKER 400V 10KA, 2POLE, B, 3A | 21.81
5SV4617-0 | RES.CUR.OP.CIRCUIT BREAKER TYPE AC 80A 1+N-POLE 300MA 230V 2MW | 129.31
5SV4646-0KL | RES.CUR.OP.CIRCUIT BREAKER TYPE AC 63A 3+N-POLE 300MA 400V 4MW N-LEFT | 76.46
5SL6232-6 | CIRCUIT BREAKER 400V 6KA, 2POLE, B, 32A | 13.53
6ES7652-3BX08-2YK0 | SIMATIC PCS 7, SOFTWARE UPGRADE PACKAGE OS SERVER REDUNDANCY FROM V7.1 TO V8.0 SINGLE LICENSE F. | 16328.28
6AV2105-4MM02-0AK0 | WINCC RUNTIME PROFESSIONAL, 65536 POWERTAGS V12 SP1, UPGRADE WINCC V7.0 RT 65536 -> WINCC RUNTIME | 3745.14
6AV2105-4TT03-0AK0 | WINCC RUNTIME PROFESSIONAL, 262144 POWERTAGS V13, UPGR WINCC V7.0/7.2 RT 262144-> WINCC RUNTIME P | 15825.46
6FX2001-5QN13 | ABS. VALUE ENCODER SINGLETURN 13 BIT WITH PROFINET OPERATE VOLTAGE 10-30V CLAMP FLANGE / SHAFT 1 | 1098.33
5SL4208-6 | CIRCUIT BREAKER 400V 10KA, 2POLE, B, 8A | 21.81
5SL4302-7 | CIRCUIT BREAKER 400V 10KA, 3POLE, C, 2A | 35.59
5SL4313-7 | CIRCUIT BREAKER 400V 10KA, 3POLE, C, 13A | 30.06
5SL4403-8 | CIRCUIT BREAKER 400V 10KA, 4POLE, D, 3A | 66.5
5SL4413-8 | CIRCUIT BREAKER 400V 10KA, 4POLE, D, 13A | 54.89
6ES7652-7YC00-2YB0 | SIMATIC PCS 7, SOFTWARE INFORMATION SERVER (5 CLIENTS) SINGLE LICENSE F.1 INSTALLATION R-SW, WITH | 4164.96
6GT2815-1BN10 | SIMATIC RF600 CONNECTING CABLE ANTENNA L10; DAMPING -2 DB; PREASSEMBLED; IP65; PE, CMR/MPR, LENG | 265.45
6GT2891-4FH20 | SIMATIC RF, MV CONNECT. CABLE, PREASSEMBLED, BETWEEN ASM 456, RF160C, RF170C, RF18XC AND READER O | 74.76
6AV2103-0XA00-0AM0 | SIMATIC WINCC PROFESSIONAL MAX. POWERTAGS, SUS (COMPACT) SOFTWARE UPDATE SERVICE, WITH MULTIPLE O | 1564.02
6AG1333-4BA00-7AA0 | SIPLUS S7-1500 PM 1507 24 V/8 A -40 ... +70 DEGREE C WITH CONFORMAL COATING BASED ON 6EP1333-4BA0 | 729.45
6AV2107-0KP00-0BH0 | SIMATIC WINCC WEBNAVIGATOR FOR RUNTIME PROFESSIONAL 150 CLIENTS OPTION F. WINCC (TIA PORTAL) LIC | 135336.97
6AV2107-0LD00-0BB0 | SIMATIC WINCC DATAMONITOR FOR RUNTIME PROFESSIONAL 3 CLIENTS OPTION F. WINCC (TIA PORTAL) RUNTIM | 7842.87
5SL4514-7 | CIRCUIT BREAKER 230V 10KA, 1+N-POLE, C, 0.3A | 17.05
5SL4625-6 | CIRCUIT BREAKER 400V 10KA, 3+N-POLE, B, 25A | 32.48
5SL4650-8 | CIRCUIT BREAKER 400V 10KA, 3+N-POLE, D, 50A | 88.89
5SL6202-7 | CIRCUIT BREAKER 400V 6KA, 2POLE, C, 2A | 15.28
5SL6225-6 | CIRCUIT BREAKER 400V 6KA, 2POLE, B, 25A | 11.3
5SL6302-7 | CIRCUIT BREAKER 400V 6KA, 3POLE, C, 2A | 20.6
6GK6050-0AL40-0WA1 | SWITCH MODULE LAYER 3/88 GIGABIT THROUGHPUT, 2X 10G SFP+ SLOTS BLANK CONFORMAL COATING | 7683.29
6GK6050-0AR00-4SM0 | RUGGEDCOM REPN-4FSM1 4 X SINGLE MODE MILITARY CIRCULAR FIBER CONNECTORS WITH LC CONNECTORS | 8463.02
6AV2107-0RA00-0BH0 | SIMATIC WINCC AUDIT FOR RUNTIME ADVANCED OPTION F. WINCC (TIA PORTAL) LICENSE KEY DOWNLOAD, SING | 1109.16
6GK6000-8FG51-4EA0 | RUGGEDCOM 2488-24FG51 MODULE 4 X 1000SX SFP - MULTIMODE, 850NM, LC, 500M | 3753.35
6GK6000-8FG54-4EA1 | RUGGEDCOM 2488-24FG54 MODULE CC 4 X 1000LC - SINGLEMODE 1550NM, SFP, 70KM WITH CONFORMAL COATING | 13084.87
5ST3703-3HG | BUSBAR TO CUT 18QMM,1-PHASE+AUX.SW. 1016MM ACC. UL 489, 480/277V FOR LS 5SJ4...-.HG | 70.42
5ST3746-4 | PIN BUSBAR, 4PHASE 10SQMM, 1060MM, INSULATION GREY SLICEABLE FOR RCBO 2P (3MW) + AS | 88.46
6ES7924-0BG20-0BA0 | TERMINAL BLOCK TPRI WITH RELAY 110V AC, OUTPUT 8 NO 24V/0.5A DC SORT: SCREW TERMINAL WITH LED, P | 156.65
6ES7963-2AA10-0AA0 | SIMATIC S7-400, IF963-TTY INTERFACE MODULE W. TTY IF FOR PTP CONNECTION TO CP441 FROM CP 441- AA0 | 362.76
6AV6381-1KA00-0BX5 | WINCC SOFTWARE UPDATE SERVICE DOWNLOAD VALID F. 3 LICENSES AUTOMATIC SUPPLY WITH UPGRADES AND SER | 3930.14
7MH5118-3KD50 | SIWAREX WL260 LOAD CELL SP-S SC 300KG C3 MR - RATED LOAD 300KG - ACCURACY CLASS C3 MR ACC. TO | 1104.51
6GK6000-8FX07-2AA0 | RUGGEDCOM MEDIA MODULE 2X 100FX - SINGLE MODE, 1300NM, SC CONNECTORS, 50KM EQUIVALENT TO FX07 | 3711.86
6GK6000-8HN00-0AA0 | RUGGEDCOM CABLE CABLE IP67 METAL RJ45 TO RJ45, SHIELDED CAT5E, 7.0FT | 539.15
5SL6413-6 | CIRCUIT BREAKER 400V 6KA, 4POLE, B, 13A | 22.69
5SL6420-7 | CIRCUIT BREAKER 400V 6KA, 4POLE, C, 20A | 20.45
5SD7413-3 | LIGHTNING ARRESTER TYPE 1, UN 240/400V, UC 335V A.C., PLUGGABLE PROTECTION MODULES, 3+0 CIRCUIT ( | 305.17
5SD7490-5 | MOUNTING SET FOR THREE LIGHTNING ARRESTERS 5SD74112 | 9.81
5SL6616-6 | CIRCUIT BREAKER 400V 6KA, 3+N-POLE, B, 16A | 20.24
5SL6616-7 | CIRCUIT BREAKER 400V 6KA, 3+N-POLE, C, 16A | 21.67
5SL6625-6 | CIRCUIT BREAKER 400V 6KA, 3+N-POLE, B, 25A | 20.24
8PQ1010-0BA03 | SIKUS/SIVACON BASE EDGES WITH FRONT COVER HEIGHT 100MM WIDTH 1100MM | 158.87
6AV6381-2CA07-2AV4 | SIMATIC WINCC RT CL UPGR ASIA FROM V6.2 TO V7.2, FOR WINCC RT CLIENTS OR RT128, RUNTIME -SW ON DV | 1496.43
6SL3210-1PB17-4UL0 | SINAMICS G120 POWER MODULE PM240-2 WITHOUT FILTER WITH BUILT IN BRAKING CHOPPER 1/3AC200-240V +1 | 423.97
6SL3210-1PB21-0UL0 | SINAMICS G120 POWER MODULE PM240-2 WITHOUT FILTER WITH BUILT IN BRAKING CHOPPER 1/3AC200-240V +1 | 501.06
6SL3077-0AA00-8AB0 | SINAMICS S120 SERVO COUPLING 'OA_SERVCOUP' SOFTWARE OPTION DELIVERY OF ONE LICENSE ON PAPER | 2264.94
8PQ2022-1BA01 | SIVACON S4 OUTER PLATE DEGREE OF PROTECTION IP4X OVERHEAD COMPARTMENT HEIGHT 225MM WIDTH 1000MM | 138.47
8PQ2025-4BA02 | SIVACON S4 FACHTUER UPGRADE KIT IP55 HEIGHT 250MM WIDTH 400MM | 66.07
8PQ2025-6BA01 | SIVACON S4 COVER BLANK HEIGHT 250MM WIDTH 600MM | 62.46
8PQ2025-6BA08 | SIVACON S4 FACHTUER UPGRADE KIT IP55 HEIGHT 250MM WIDTH 600MM | 63.94
6FD7680-0RC06 | BRAUMAT/SISTAR CLASSIC, SOFTW. UPGRADE FROM 4.XX MIXED OPERAT. TO V6.0 MIXED OPERATION IOS, SINGL | 4500.68
6FD7680-0RH06 | BRAUMAT/SISTAR CLASSIC, SOFTW. UPDATE FROM 4.60 MIXED OPERAT. TO V6.0 MIXED OPERATION, ENGINEERIN | 1889.63
6AG1241-1AH32-2XB0 | SIPLUS S7-1200 CM1241 RS232 -25 ... +70 DEGREES C WITH CONFORMAL COATING BASED ON 6ES7241-1AH32-0 | 503.77
6AG1124-1MC01-4AX0 | SIPLUS HMI KP1200 COMFORT 12" FOR MEDIAL STRESS WITH CONFORMAL COATING BASED ON 6AV2124-1MC01-0AX | 6867.87
8GF5752 | SIKUS UNIVERSAL COPPER-BAR L=1750MM 30X10MM, DRILLED | 1587.6
8GF5764 | STAB UNIVERSAL BUSBAR SUPPORT 4POLE FLAT, VERTICAL W=600MM 15/20/30X5MM | 171.9
6GK5734-1FX00-0AB0 | IWLAN CLIENT, SCALANCE W734-1 RJ45, FOR USE IN USA ONLY, 1 RADIO, 1 R-SMA ANT. CONNECT., IFEATUR | 1088.74
6GK5761-1FC00-0AB0 | IWLAN ACCESS POINT, SCALANCE W761-1 RJ45, FOR USE IN USA ONLY, 1 RADIO, 1 R-SMA ANT. CONNECT., I | 1088.74
6AG1241-1CH30-5XB1 | SIPLUS S7-1200 CB 1241, -25 ... +60 GRAD C WITH CONFORMAL COATING BASED ON 6ES7241-1CH30-1XB0 RS | 228.6
6AG1241-1CH32-2XB0 | SIPLUS S7-1200 CM1241 -40 ... +70 DEGREES C WITH CONFORMAL COATING BASED ON 6ES7241-1CH32-0XB0 . | 519.78
6AG1312-5BF04-7AB0 | SIPLUS S7-300 CPU312C FOR MEDIAL STRESS -25 ... +70 GRAD C BASED ON 6ES7312-5BF04-0AB0 . COMPAC | 1888
5SM2636-0 | RC-UNIT FOR MCB 5SL4 TYPE AC 0.3-63A 3-POLE 300MA 400V | 52.48
6ES7658-1EX08-0YE5 | SIMATIC CFC V8.0, SOFTWARE UPGRADE FROM V7.1 TO V8.0, FLOATING LICENSE F.1 USER E-SW, SW AND DOCU | 2275.07
6ES7658-1FX08-2YE5 | SIMATIC VERSION TRAIL, SOFTWARE UPGRADE FROM V7.1 TO V8.0, FLOATING LICENSE FOR 1 USER E-SW, SW A | 1161.18
6ES7658-5BA00-2YB5 | SIMATIC PCS 7, SOFTWARE MANAGEMENT CONSOLE (10 AGENTS), FLOATING LICENSE F.1 USER, E-SW, WI/O SW | 1224.08
6ES7658-7FG00-0XB0 | SIMATIC PCS7, SOFTWARE SIMATIC ROUTE CONTROL (50 ROUTES) SINGLE LICENSE F.1 INSTALLATION R-SW, W | 4732.53
6AV6671-8XK00-0AX4 | STEEL MOUNTING CLAMP FOR 15", 19", 22" WIDESCREEN FOR COMFORT PANEL, IPC, FLAT PANEL, THIN CLIENT | 127.86
6AV6361-1AA01-3AK0 | PROC HISTORIAN 2013 UPGRD FROM CAS 7.0SP3 TO BSC PCK 2013 RUNTIME-SW, SINGLE LICENSE, SW UND LICE | 3124.47
6AG1331-7PF01-4AB0 | SIPLUS S7-300 SM331 8AE WITH CONFORMAL COATING BASED ON 6ES7331-7PF01-0AB0 . ANALOG INPUT OPT. | 3226.83
5SV5344-0 | RES.CUR.OP.CIRCUIT BREAKER TYPE AC 40A 3+N-POLE 30MA 400V 4MW RESIDENTIAL | 92.67
5SV5614-0 | RES.CUR.OP.CIRCUIT BREAKER TYPE AC 40A 1+N-POLE 300MA 230V 2MW RESIDENTIAL | 84.32
8GF4317 | ALPHA/SIKUS UNIVERSAL SET OF SEALS IP55 | 87.32
7ML5740-1AC01-1A | THE SITRANS RD200 IS A UNIVERSAL INPUT, PANEL MOUNT REMOTE DIGITAL DISPLAY FOR PROCESS INSTRUMEN | 808.3
7ML5740-1BA01-1A | THE SITRANS RD200 IS A UNIVERSAL INPUT, PANEL MOUNT REMOTE DIGITAL DISPLAY FOR PROCESS INSTRUMEN | 695.09
6AG1277-1AA10-4AA0 | SIPLUS NET CSM 1277 WITH CONFORMAL COATING BASED ON 6GK7277-1AA10-0AA0 . COMPACT SWITCH MODULE C | 470.29
6SL3210-5BE25-5CV0 | SINAMICS V20 3AC380-480V -15/+10% 47-63HZ RATED POWER 5.5KW WITH 150% OVERLOAD FOR 60SEC INTEGRA | 817.76
6SL3210-5FE13-5UA0 | SINAMICS V90 INPUT: 3AC 380-480V 15%/+10% 13.8A 45-66HZ OUTPUT: 0-INPUT V 11.0A 0-330HZ PROTECTI | 1453.76
6SL3210-5FE15-0UA0 | SINAMICS V90 NPUT: 3AC 380-480V -15%/+10% 15.8A 45-66HZ OUTPUT: 0-INPUT V 1.2A 0-330HZ PROTECTI | 1859.37
5SM3415-0KK | RES.CURRENT OP.CIRCUIT BREAKER TYPE AC WS 125A 2POLE IFN 100MA 230V 2MW | 865.99
5ST2504 | DISTRIB. BOARD BLOCK 1-POLE,80A 690V, INPUT: 1X16SQMM OUTPUT: 8X10SQMM FOR DIN RAIL MOUNTING | 6.87
5ST2507 | DISTRIB.BOARD BLOCK 1-POLE,160A 690V, INPUT: 1X10-70SQMM OUTPUT: 6X2,5-16SQMM FOR DIN RAIL MOUNTI | 25.51
5ST2510 | TERMINAL LINK FOR DISTRIBUTORS 5ST2508 | 4.2
5SY4450-8FA | CIRCUIT BREAKER 400V 10KA, 4-POLE, 50A, D=70MM AS AUTOMATIC METER | 311.12
8WA8360-0BA | PLATES VERTICAL. 1..5 PACK WITH 204 PLATES 3 CARDS PER 68 PLATES INSCRIPTION 2MM SIZE. 5X7MM, | 0.19
8WA8360-0BG | PLATES VERTICAL. 31..35 PACK WITH 204 PLATES 3 CARDS PER 68 PLATES INSCRIPTION 2MM SIZE. 5X7MM, | 0.19
8WA8360-0BR | PLATES VERTICAL. 76..80 PACK WITH 204 PLATES 3 CARDS PER 68 PLATES INSCRIPTION 2MM SIZE. 5X7MM, | 0.19
6ES7658-2ED00-2YH0 | SIMATIC PCS 7, SOFTWARE, OS/PH ARCHIVE (30000 VAR), SINGLE LICENSE F.1 INSTALLATION R-SW, WITHOUT | 46084.14
6AV2105-4DD02-0AK0 | WINCC RUNTIME PROFESSIONAL, 512 POWERTAGS V12 SP1, UPGRADE WINCC V7.0 RT 512 -> WINCC RUNTIME PRO | 2065.11
6XV1843-5FH10-0CA0 | SM FO CORD SC/LC; 9/125, PREASSEMBLED WITH 1X SC DUPLEX CONNECTOR AND 1X LC DUPLEX CONNECTORS; LE | 110.06
6SL3255-0VA00-2AA0 | SINAMICS V20 BOP INTERFACE | 31.44
6SL3255-0VA00-4BA0 | SINAMICS V20 BOP | 44.91
6SL3266-1AA00-0VA0 | SINAMICS V20 FSA SHIELD CONNECTION KIT | 12.95
8GF7000 | STAB/SIKUS UNIVERSAL CIRCUIT BREAKER KIT FOR 3VF1 (6UNITS) 3-POLE H=400MM W=600MM, VERTICAL INST. | 463.12
8GF7158 | SIKUS UNIVERSAL MOUNTING PLATE H=200MM W=900MM | 114.4
8GF7176 | STAB/SIKUS UNIVERSAL TERMINAL STRIP VERTICAL 3 RAILS A L=365MM H=400MM W=600MM | 241.38
6EP1437-2BA20 | SITOP PSU300S 40A STABILIZED POWER SUPPLY INPUT: 400-500 V 3AC OUTPUT: 24 V DC/40 A | 476.09
6AV2103-0DA00-0AL0 | SIMATIC WINCC PROFESSIONAL 512 POWERTAGS, SUS SOFTWARE UPDATE SERVICE, WITHIN THE FRAMEWORK OF TH | 782.01
6AV2103-0HA00-0AY0 | SIMATIC WINCC PROFESSIONAL 4096 POWERTAGS, SUS (DOWNLOAD) SOFTWARE UPDATE SERVICE, WITHIN THE FRA | 815
8GF5686 | SIKUS UNIVERSAL COPPER-BAR, FLEXIBLE, L=2000 MM 13X3X0.5MM 160A, 40 DEGREES | 233.52
8GF5688 | SIKUS UNIVERSAL COPPER-BAR, FLEXIBLE, L=2000 MM 24X4X1MM 400A, 40 DEGREES | 694.69
6AV2107-0GB00-0BH0 | SIMATIC WINCC LOGGING FOR RUNTIME PROFESSIONAL 1500 LOGGINGTAGS OPTION F. WINCC (TIA PORTAL) LIC | 4011.93
6AV2107-0HA00-0BH0 | SIMATIC WINCC RECIPES + LOGGING FOR RUNTIME ADVANCED OPTION F. WINCC (TIA PORTAL) LICENSE KEY DOW | 651.43
6AV2107-0KR00-0BH0 | SIMATIC WINCC WEBDIAGNOSTICS SERVER FOR RUNTIME PROFESSIONAL OPTION F. WINCC (TIA PORTAL) LICENSE | 1402.19
5ST3765-1 | PIN BUSBAR, 1PHASE 10SQMM, 54MW, ISOLATION BLUE SLICEABLE FOR AFDD 5SM60111 | 15.32
6ES7657-5XX08-0YK5 | SIMATIC PCS 7, SOFTWARE SIMATIC BATCH UPGRADE PACKAGE CLIENT FROM V7.X TO V8.0 FLOATING LICENSE | 1840.71
6AG1067-2AA00-0AA5 | POWERMODUL SINAMICS DEMOCASE | 1014.62
5SV4314-0KL | RES.CUR.OP.CIRCUIT BREAKER TYPE AC 40A 1+N-POLE 30MA 230V 2MW N-LEFT | 46.46
5SV4444-0 | RES.CUR.OP.CIRCUIT BREAKER TYPE AC 40A 3+N-POLE 100MA 400V 4MW | 70.09
8GB5005-5KM | RCCB TERMINAL N = 3X16QMM AND 2X10QMM | 13.81
6SL3244-0BB13-1BA1 | SINAMICS G120 CONTROL UNIT CU240E-2 F E-TYPE SAFETY INTEGRATED STO, SS1, SLS, RS485-INTERFACE, 6 | 494.81
6AV6372-2JG20-0BA0 | WINCC/PERFORMANCE MON. ARCH., 30 ARCHIVE-TAGS, FOR SIMATIC WINCC FROM V7.2, RUNTIME SOFTWARE, SI | 1612.8
6SL3210-5BB18-0AV0 | SINAMICS V20 1AC200-240V -10/+10% 47-63HZ RATED POWER 0,75KW / 1HP WITH 150% OVERLOAD FOR 60SEC | 288.92
6SL3210-5BE17-5CV0 | SINAMICS V20 3AC380-480V -15/+10% 47-63HZ RATED POWER 0.75KW WITH 150% OVERLOAD FOR 60SEC INTEGR | 378.43
5ST2532 | CRIMP CONNECTOR FOR CONNECTING 4/6SQMM CABLES | 2.07
5ST3701-3HG | BUSBAR TO CUT 18QMM,1-PHASE, 1016MM ACC. UL 489, 480/277V FOR LS 5SJ4...-.HG | 84.32
6ES7658-2AX00-0YM8 | SIMATIC PCS7, OS SINGLE STATION, SOFTWARE UPDATE SERVICE COMPACT WITH MULTIPLE ORDERS FROM ONE I | 1206.04
6AG1322-8BH10-7AB0 | SIPLUS S7-300 SM322 16DO DC24V -25 ... +70 DEGREES C WITH CONFORMAL COATING BASED ON 6ES7322-8BH1 | 3059.48
6AG1405-0KA02-7AA0 | SIPLUS S7-400 PS 405 10A -25 ... +70 DEGREES C WITH CONFORMAL COATING BASED ON 6ES7405-0KA02-0AA0 | 2846.63
6GK5786-1FC00-0AB0 | IWLAN ACCESS POINT, SCALANCE W786-1 RJ45, ONLY FOR USE IN USA, 1 RADIO, 3 R-SMA ANT.CONNECT., IE | 2865.37
6ES7658-2GF00-0XB0 | SIMATIC PCS 7, SOFTWARE WEB SERVER (5 CLIENTS) SINGLE LICENSE F.1 INSTALLATION R-SW, WITHOUT SW A | 20850.79
6SL3223-0DE33-7AA0 | SINAMICS G120P POWER MODULE PM230 WITH BUILT IN CL. A FILTER PROTECTION IP55 / UL TYPE12 3AC380- | 6575.04
6SL3266-1EB00-0DA0 | SINAMICS G120 SCREENING PLATE FOR FSB PUSH-THROUGH INCLUDES SCREENING PLATE AND MOUNTING ACCESSO | 136.74
5ST2521 | BUSBAR 4-PHASE, 24-MODULE | 87.19
5ST2528 | CONNECTING CABLE WITH CONNECTOR 6SQMM, 220MM LONG BLUE INSULATION | 2.5
6AV6381-2CA07-3AK4 | SIMATIC WINCC RT CLIENT UPGRADE FROM V6.2 TO V7.3, FOR WINCC RT CLIENTS OR RT128, RUNTIME-SW, SIN | 1291.71
6AV6381-2CB07-3AK3 | SIMATIC WINCC RC CLIENT UPGRADE FROM V7.X TO V7.3, FOR WINCC RC CLIENTS OR RC128, RUNTIME & CONFI | 2165.85
6AV2103-0XA00-0AY0 | SIMATIC WINCC PROFESSIONAL MAX. POWERTAGS, SUS (DOWNLOAD) SOFTWARE UPDATE SERVICE, WITHIN THE FRA | 1302.88
6GK6015-0AL20-0BD1 | RUGGEDCOM RX1500PN LM FL01 LINE MODULE TRI-PORT 10FL/100SX - MULTIMODE, 850NM, ST CONFORMAL COAT | 1673.09
6AV2107-2LF00-0BJ0 | SIMATIC WINCC DATAMONITOR FOR RUNTIME PROFESSIONAL POWERPACK 3 -> 10 CLIENTS OPTION F. WINCC (TIA | 5904.49
6AV2124-1MC01-0AX0 | SIMATIC HMI KP1200 COMFORT, COMFORT PANEL, KEY OPERATION, 12" WIDESCREEN-TFT-DISPLAY, 16 MIL. CO | 4044.67
5ST3722 | PIN-TYPE BUSBAR SHOCK-PROOF, 16 SQMM 3-PHASE, 394 MM LONG TOTALLY INSULATED F. 1 FI-SWITC 5SM3 4 | 14.41
5ST3756 | PIN BUSBAR FINGER-SAFE 16 MM2 3-PHASE FOR 18 FI/LS 2-POL/3MW 54 MW TOTALLY INSULATED | 40.66
6AV6613-6AA01-3AH5 | WINCC FLEXIBLE /CHANGE CONTROL 2008, FOR WINCC FLEXIBLE COMPACT, STANDARD, ADVANCED, ENGINEERING- | 3260.96
8PQ5000-3BA82 | SIVACON S4 SEPARATION 3WL SHAPE 3 SWITCH 3WL SIZE 1 3- OR 4-POLE FIXED MOUNTED OR WITHDRAWABLE | 92.93
8PQ5000-4BA07 | SIVACON S4 SEPARATION KIT VERTICAL FOR VERTICAL BUS BAR HEIGHT 400MM WIDTH 800MM | 68.28
5ST3755 | PIN BUSBAR FINGER-SAFE 16 MM2 3-PHASE FOR 8 FI/LS 2-POL/3MW 24 MW TOTALLY INSULATED | 21.05
6AV6613-1BA51-3CH0 | WINCC FLEXIBLE 2008 RUNTIME 128 POWER TAGS SOFTWARE AND LICENSE KEY DOWNLOAD, RUNTIME-SW, SINGLE | 1317.71
5SU1354-3KK16 | RES.CUR.OP.CIR.BR.W.OV.CUR.PROT TYPE F 30MA, 10KA, 1+N-POLE, B 16A | 180.2
6GK7443-5DX05-0XE1 | COMMUNICATION PROCESSOR CP443-5 EXTENDED (CONFORMAL COATING) FOR CONNECTION OF SIMATIC S7-400 TO | 3206.07
6RX1800-4DE03 | COMMUTATING CHOKE FOR CONVERTER; PHASES:1 F(HZ):50/60; ILN=ITHMAX(A):15 UN(V):400(50HZ)/480(60HZ) | 282.13
6RX1800-4FK01 | COMMUTATING CHOKE FOR CONVERTER; PHASES:3 F(HZ):50/60; ILN=ITHMAX(A):25 UN(V):480(50HZ)/575(60HZ) | 918.87
8GK9536-7KK31 | ALPHA 630 UNIVERSAL, MOUNTING PLATES MATERIAL 2MM FOR DIRECT MOUNTING IN ENCLOSURE H=1000MM, B=9 | 366.97
6AG1222-1HH32-4XB0 | SIPLUS S7-1200 SM1222 16DQ RLY FOR MEDIAL STRESS WITH CONFORMAL COATING BASED ON 6ES7222-1HH32-0X | 410.58
6AG1223-1BL32-4XB0 | SIPLUS S7-1200 SM1223 16DI/16DQ FOR MEDIAL STRESS WITH CONFORMAL COATING BASED ON 6ES7223-1BL32-0 | 645
5SY4245-7 | CIRCUIT BREAKER 400V 10KA, 2-POLE, C, 45A, D=70MM | 71.08
7ME3951-0LA43 | UNIVERSAL HIGH TEMP SENSOR, PORTABLE CORROSION RESISTANT, SIZE 3 FOR UP TO 230 DEG. C, (150 TO 61 | 6886.41
6SL3203-0BE15-0VA0 | SINAMICS V LINE FILTER 3AC 200V-480V, 50/60HZ, 5A FOR SINAMICS V70/V90 SIZE 55X184X130 (WXHXD) | 151.84
5SY4104-6 | CIRCUIT BREAKER 230/400V 10KA, 1-POLE, B, 4A, D=70MM | 10.76
5SY4225-8FA | CIRCUIT BREAKER 400V 10KA, 2-POLE, 25A, D=70MM AS AUTOMATIC METER | 117.87
8WH6000-0AG01 | TERMINAL BLOCK 4 MM2, 6,2 MM WIDTH BLUE | 2.53
8WH6001-0AG00 | INSTA-TERMINALS 4 MM2, 6,2 MM WIDTH GREY | 2.53
5SU1356-1KK20 | FI/LS-PROTECTOR TYPE AC (WS), D=70MM IFN 30MA, 6KA, 1+N-POLEE C 20A | 114.71
6SL3210-1KE14-3UB1 | SINAMICS G120C RATED POWER 1,5KW WITH 150% OVERLOAD FOR 3 SEC 3AC380-480V +10/-20% 47-63HZ UNFIL | 1111.96
6SL3126-1TE15-0AA4 | SINAMICS S120 SINGLE MOTOR MODULE INPUT: DC 600V OUTPUT: 3AC 400V, 5A FRAME SIZE: BOOKSIZE COLD | 1585.68
8GK9635-5KK20 | ALPHA 630 UNIVERSAL, FRONT COVER RECEESED H=800 B=600 | 494.53
5SP3450-3 | MAIN CIRCUIT BREAKER (SHU), 4POLE, E 50, 400V | 280.62
5SU1653-1KK06 | FI/LS-PROTECTOR TYPE AC (WS), D=70MM IFN 300MA, 4.5KA, 1+N-POLE C 6A | 97.99
5SV3316-6KL | RES.CUR.OP.CIRCUIT BREAKER TYPE A 63A 1+N-POLE 30MA 230V 2MW N-LEFT | 105
6AV2123-2JB03-0AX0 | SIMATIC HMI, KTP900 BASIC, BASIC PANEL, KEY AND TOUCH OPERATION, 9" TFT DISPLAY, 65536 COLORS, P | 1772.06
6SL3310-1PE34-6AA0 | SINAMICS G120P POWER MODULE PM330 WITHOUT FILTER WITHOUT BULT IN BRAKING CHOPPER 3AC380-480V +10 | 21547.71
6SL3210-1KE21-7AB1 | SINAMICS G120C RATED POWER 7,5KW WITH 150% OVERLOAD FOR 3 SEC 3AC380-480V +10/-20% 47-63HZ INTE | 1551.65
7MH5707-4AC00 | SIWAREX WL230 ELASTOMER BEARING SB-S SA 0,5 T / 1 T - NOMINAL LOAD 0,5 T / 1 T - MATERIAL: NEOPRE | 310.7
6AV2124-6GJ00-0AX0 | PROTECT. FILM 7" WIDESCREEN F. KTP700 BASIC 2ND GENERATION, TP700 COMFORT, IPC277D AMOUNT: SEE TE | 161.13
5SY4335-7 | CIRCUIT BREAKER 400V 10KA, 3-POLE, C, 35A, D=70MM | 81.37
5SL6450-6 | CIRCUIT BREAKER 400V 6KA, 4POLE, B, 50A | 41.04
5SL6550-6 | CIRCUIT BREAKER 230V 6KA, 1+N-POLE, B, 50A | 13.78
5SL6625-7 | CIRCUIT BREAKER 400V 6KA, 3+N-POLE, C, 25A | 18.46
5SD7581-3 | SURGE PROTECTION FOR ETHERNET INTERFACES UP TO 10GBITS, INCLUDED POE | 216.05
5SL6315-7 | CIRCUIT BREAKER 400V 6KA, 3POLE, C, 1.6A | 27.47
5SL6516-6 | CIRCUIT BREAKER 230V 6KA, 1+N-POLE, B, 16A | 7.67
5SL6602-7 | CIRCUIT BREAKER 400V 6KA, 3+N-POLE, C, 2A | 34.05
5SM2332-0 | RC UNIT FOR MCB 5SY TYPE AC (WS), T=70MM 0.3-40A 3POLE IFN 30MA 400V | 70.13
8PQ2015-4BA03 | SIKUS/SIVACON MODULE DOOR UPGRADE TO DEGREE OF PROTECTION IP55 HEIGHT 150MM WIDTH 400MM | 54.55
8PQ1012-2BA01 | SIVACON S4 BASE REINFORCEMENT HEIGHT 100MM WIDTH, DEPTH = 1200MM | 166.31
8PQ1018-8BA01 | SIVACON S4 CORNER CUBICLE BASE EDGES WITH COVERS HEIGHT 100MM DEPTH 800MM | 191.39
6RX1800-4KK02 | COMMUTATING CHOKE FOR CONVERTER; PHASES:3 F(HZ):50/60; ILN=ITHMAX(A):789 UN(V):690(50HZ)/830(60HZ | 8022.42
5ST3801-1 | LOCKING DEVICE FOR HANDLE FOR FI/LS-PROTECTORS D=70MM | 8.8
6AV6612-0AA51-3CK5 | WINCC FLEXIBLE 2008 STANDARD, UPGRADE FOR WINCC FLEXIBLE 2004/2005/2007 STANDARD, INCL. CHANGE CO | 825.39
6AV6613-4DG01-3AJ0 | WINCC FLEXIBLE 2008 RUNTIME POWERPACK 512 > 4096 POWER TAGS RUNTIME SW, SINGLE LICENSE, LICENSE K | 5241.57
8PQ5000-3BA52 | SIVACON S4 SEPARATION KIT VERTICAL FOR VERTICAL BUS BAR HEIGHT 150MM WIDTH 600MM | 25.09
8PQ5000-3BA61 | SIVACON S4 SEPARATION KIT VERTICAL FOR VERTICAL BUS BAR HEIGHT 350MM WIDTH 800MM | 57.71
8PQ5000-3BA73 | SIVACON S4 COVER CABELCONNECTION REAR SWITCH 3VL4 UP TO 400A ARRANGEMENT HORIZONTAL 3-POLE FIXE | 53.45
6AV6381-2AA07-2AK3 | SIMATIC WINCC RT UPGRADE FROM V7.0 TO V7.2, FOR SIMATIC WINCC RUNTIME (RT) INCL. OPTIONS REDUNDA | 1592.3
6AV6381-2AA07-3AK4 | SIMATIC WINCC RT UPGRADE FROM V6.2 TO V7.3, FOR SIMATIC WINCC RUNTIME (RT) INCL. OPTIONS REDUNDA | 2190.21
8PQ6000-2BA56 | SIVACON S4 KIT SENTRON 3K SWITCH 3KL-, 3KA712 3- OR 4-POLE ARRANGEMENT VERTICAL HEIGHT 250MM W | 92.46
6AV6371-1DV17-2BX4 | WINCC/AUDIT RC UPGRADE FROM V6.X TO V7.2, FOR WINCC/AUDIT RC AND WINCC/CHANGECONTROL, RUNTIME & | 2237.34
6AV6371-1DX07-2XX3 | WINCC/INDUSTRIALDATABRIDGE UPGRADE FROM V7.0 TO V7.2 FOR 128, 512, 2048 OR 10000 TAGS, RUNTIME-SW | 822.15
6SL3720-1TX38-0AU3 | SINAMICS S120 CABINET MODULE BOOKSIZE BASE CABINET FOR BOOKSIZE CABINET KITS WIDTH 800MM DEGREE | 9698.18
6SL3730-1TE41-5CU3 | SINAMICS S120 CABINET MODULE BASIC LINE MODULE 3AC 380-480V, 50/60HZ, 1500A OUTPUT: DC 510 - 650V | 26895.55
6SL3730-1TG36-8AU3 | SINAMICS S120 CABINET MODULE BASIC LINE MODULE 3AC 500-690V, 50/60HZ, 680A OUTPUT: DC 675 - 930V | 19934.34
6SL3730-1TG41-8CU3 | SINAMICS S120 CABINET MODULE BASIC LINE MODULE 3AC 500-690V, 50/60HZ, 1880A OUTPUT: DC 675 - 930V | 44773.16
6AG1332-4BA00-7AA0 | SIPLUS S7-1500 PM 1507 24 V/3 A -40 ... +70 DEGREE C WITH CONFORMAL COATING BASED ON 6EP1332-4BA0 | 580.93
8PQ6000-2BA61 | SIVACON S4 KIT SENTRON 3K SWITCH 3KL-, 3KA713 3- OR 4-POLE ARRANGEMENT VERTICAL HEIGHT 300MM W | 109.62
8PQ6000-2BA62 | SIVACON S4 KIT SENTRON 3K SWITCH 3KL-, 3KA714 3- OR 4-POLE ARRANGEMENT HORIZONTAL HEIGHT 350MM | 112.44
8PQ6000-2BA71 | SIVACON S4 KIT SENTRON 3K SWITCH 3KL5 UP TO 400A 3- OR 4-POLE ARRANGEMENT HORIZONTAL HEIGHT 350 | 107.76
6ED1055-1MM00-0BA2 | LOGO! AM2 AQ EXPAN. MODULE, PU: DC 24V, 0/4-20MA 2AQ, 0-10V FOR LOGO! 8 | 170.37
6EP4134-3AB00-2AY0 | SITOP UPS1600 10A ETHERNET/ PROFINET UNINTERRUPTIBLE POWER SUPPLY WITH ETHERNET/PROFINET INTER- | 401.42
6EP4136-3AB00-1AY0 | SITOP UPS1600 20A USB UNINTERRUPTIBLE POWER SUPPLY WITH USB INTERFACE INPUT: 24 V DC OUTPUT: 24 | 364.72
6AV2123-2MB03-0AX0 | SIMATIC HMI, KTP1200 BASIC, BASIC PANEL, KEY AND TOUCH OPERATION, 12" TFT DISPLAY, 65536 COLORS, | 2529.79
A5E02054250 | USMII FOUNDATION FIELDBUS MODULE FOR MAG6000 AND MASS6000 | 448.23
8PQ6000-5BA48 | SIVACON S4 KIT HOLDER AND DRAWINGS FOR COPPER CONNECTION TO VBB SENTRON 3WL1116 FIXED MOUNTED W | 650.41
8PQ6000-5BA50 | SIVACON S4 KIT HOLDER AND DRAWINGS FOR COPPER CONNECTION TO VBB SENTRON 3WL1116 WITHDRAWABLE WI | 667.12
8PQ6000-5BA51 | SIVACON S4 KIT HOLDER AND DRAWINGS FOR COPPER CONNECTION TO VBB SENTRON 3WL1116 FIXED MOUNTED W | 699.63
6SL3710-2GH42-0EA3 | SINAMICS G150 CONVERTER CABINET UNIT, AC/AC 3AC 660-690V, 50/60HZ NOM. POWER RATING: 1950KW 6-/1 | 243641.94
6GK5980-1BC00-0AA5 | TERMINAL BLOCK 2-PIN FOR SCALANCE POWER SUPPLY 230VAC INCL. HOUSING; SPARE PART; 2-POLE TERMINA | 65.82
6GK5980-2BA00-0AA4 | SCALANCE XR-300 RACK MOUNT KIT; SPARE PART; FIXING BRACKET FOR 19 INCH RACK MOUNTING; FOR SCALAN | 115.17
6GK5980-3CB00-0AA7 | IE CABLE SFP+/SFP+ 7M; PREASSEMBLED IE CABLE WITH SFP-PLUS CONNECTORS; LENGTH: 7M; 1 PACK = 1 PI | 553.27
6AG1342-5DA03-7XE0 | SIPLUS NET CP342-5 PROFIBUS -25 ... +70 DEGREES C BASED ON 6GK7342-5DA03-0XE0 . COMMUNICATIONPRO | 3491.68
8US1213-4AP03 | BUSBAR ADAPTER MCCB, 250 A 60 MM BUSBAR SYSTEM FOR 3VA12/20/21/22/50/51/52 241 X 105 MM | 204.37
6SL3211-1PE21-8UL0 | SINAMICS G120 POWER MODULE PM240-2 WITHOUT FILTER WITH BUILT IN BRAKING CHOPPER 3AC380-480V +10/ | 2737.69
6ES7658-2XC00-0XH0 | SIMATIC PCS 7, SOFTWARE, RUNTIME LICENSE OS (PO 5000), SINGLE LICENSE F.1 INSTALLATION R-SW, WITH | 27822.77
6AV2107-0JB00-0BH0 | SIMATIC WINCC RECIPES FOR RUNTIME PROFESSIONAL OPTION F. WINCC (TIA PORTAL) LICENSE KEY DOWNLOAD, | 1266.99
6AV2107-0KM00-0BH0 | SIMATIC WINCC WEBNAVIGATOR FOR RUNTIME PROFESSIONAL 100 CLIENTS OPTION F. WINCC (TIA PORTAL) LIC | 110731.12
6AV2107-0KT00-0BB0 | SIMATIC WINCC WEBDIAGNOSTICS CLIENT FOR RUNTIME PROFESSIONAL OPTION F. WINCC (TIA PORTAL) RUNTIME | 5737.14
6AV2107-0RP00-0BH0 | SIMATIC WINCC AUDIT FOR SIMATIC PANELS OPTION F. WINCC (TIA PORTAL) LICENSE KEY DOWNLOAD, SINGLE | 733.23
6AV2107-2KD00-0BJ0 | SIMATIC WINCC WEBNAVIGATOR FOR RUNTIME PROFESSIONAL UP V13 POWERACK 1 -> 3 CLIENTS OPTION F. WINC | 7604.03
5ST3701-2HG | PIN BUSBAR 1PHASE, 1016MM LONG SHOCKHAZARD-SAFETY, 25SQMM WITHOUT END CAPS, ACC.TO UL 508 | 33.95
5ST3705-2HG | PIN BUSBAR 2PHASE, 1016MM LONG SHOCKHAZARD-SAFETY, 25SQMM WITHOUT END CAPS, ACC.TO UL 508 | 80.52
5ST3707-3HG | BUSBAR TO CUT 18QMM,2-PHASE+AUX.SW. 1016MM ACC. UL 489, 480/277V FOR LS 5SJ4...-.HG | 88.88
5ST3710-3HG | BUSBAR TO CUT 18QMM,3-PHASE, 1016MM ACC. UL 489, 480/277V FOR LS 5SJ4...-.HG | 109.4
5SU1356-0KK10 | FI/LS-PROTECTOR TYPE AC (WS), D=70MM IFN 30MA, 6KA, 1+N-POLEE B 10A | 114.71
5SU1454-1KK10 | FI/LS-PROTECTOR TYPE AC (WS), D=70MM IFN 100MA, 10KA, 1+N-POLE C 10A | 135.97
5SU1454-1KK32 | FI/LS-PROTECTOR TYPE AC (WS), D=70MM IFN 100MA, 10KA, 1+N-POLE C 32A | 135.97
5SU1653-1KK20 | FI/LS-PROTECTOR TYPE AC (WS), D=70MM IFN 300MA,4.5KA, 1+N-POLE C 20A | 97.99
6AV2107-3DB03-0AE0 | WINCC CLIENT F. RUNTIME PROFESSIONAL V13 UPGRADE V11..V12 -> V13, RUNTIME-SW IN TIA PORTAL, SING | 2178.85
6AV6613-1FA51-3CH0 | WINCC FLEXIBLE 2008 RUNTIME 2048 POWER TAGS SOFTWARE AND LICENSE KEY DOWNLOAD, RUNTIME-SW, SINGL | 6585.27
6AV2103-0XA00-0AL0 | SIMATIC WINCC PROFESSIONAL MAX. POWERTAGS, SUS SOFTWARE UPDATE SERVICE, WITHIN THE FRAMEWORK OF T | 1564.02
5SU1356-1KK40 | FI/LS-PROTECTOR TYPE AC (WS), D=70MM IFN 30MA, 6KA, 1+N-POLEE C 40A | 114.71
5SU1454-1KK25 | FI/LS-PROTECTOR TYPE AC (WS), D=70MM IFN 100MA, 10KA, 1+N-POLE C 25A | 135.97
5SU1654-0KK16 | FI/LS-PROTECTOR TYPE AC (WS), D=70MM IFN 300MA, 10KA, 1+N-POLE B 16A | 135.21
5SU1654-0KK40 | FI/LS-PROTECTOR TYPE AC (WS), D=70MM IFN 300MA, 10KA, 1+N-POLE B 40A | 135.21
6ES7231-4HD32-0XB0 | SIMATIC S7-1200, ANALOG INPUT, SM 1231, 4 AI, +/-10V, +/-5V, +/-2.5V, OR 0-20MA/4-20 MA, 12 BIT | 342.98
6AG1193-6BP20-7BA0 | SIPLUS ET 200SP, BASEUNIT BU15-P16+A10+2B, BU-TYPE A0, -40 ... +70 DEGREES C WITH CONFORMAL COAT | 81.63
6AG1521-1BH00-7AB0 | SIPLUS S7-1500 DI 16X24VDC HF -40 ... +70 DEGREES C WITH CONFORMAL COATING BASED ON 6ES7521-1BH00 | 604.41
5SU1654-1KK13 | FI/LS-PROTECTOR TYPE AC (WS), D=70MM IFN 300MA, 10KA, 1+N-POLE C 13A | 135.21
5SU1656-0KK16 | FI/LS-PROTECTOR TYPE AC (WS), D=70MM IFN 300MA, 6KA, 1+N-POLEE B 16A | 113.95
5SU1656-1KK32 | FI/LS-PROTECTOR TYPE AC (WS), D=70MM IFN 300MA, 6KA, 1+N-POLEE C 32A | 113.95
8PQ6000-5BA80 | SIVACON S4 KIT HOLDER AND DRAWINGS FOR SWITCHGEAR CONNECTION TO CABLE SENTRON 3WL1116 WITHDRAWAB | 591.84
8PQ6000-5BA81 | SIVACON S4 KIT HOLDER AND DRAWINGS FOR SWITCHGEAR CONNECTION TO CABLE SENTRON 3WL1116 FIXED MOUN | 648.53
6AV6618-7HB01-3AH0 | WINCC FLEXIBLE /AUDIT FOR SIMATIC PANEL, RUNTIME-SW, SINGLE LICENSE, LICENSE KEY DOWNLOAD, TO BE | 1481.82
6ES7658-2EB00-2YH0 | SIMATIC PCS 7, SOFTWARE, OS/PH ARCHIVE (5.000 VAR), SINGLE LICENSE F.1 INSTALLATION R-SW, WITHOUT | 17829.88
6AV6371-1DX07-3XX4 | WINCC/INDUSTRIALDATABRIDGE UPGRADE FROM V6.2 TO V7.3 FOR 128, 512, 2048 OR 10000 TAGS, RUNTIME-SW | 1135.74
6AG1518-4AP00-4AB0 | SIPLUS S7-1500 CPU 1518-4 PN/DP WITH CONFORMAL COATING BASEDON 6ES7518-4AP00-0AB0 . CENTRAL PROC | 23612.22
5SV3311-6 | RES.CUR.OP.CIRCUIT BREAKER TYPE A 16A 1+N-POLE 30MA 230V 2MW | 70.01
5SV3317-6KL | RES.CUR.OP.CIRCUIT BREAKER TYPE A 80A 1+N-POLE 30MA 230V 2MW N-LEFT | 185.97
6ED1055-1MD00-0BA2 | LOGO! AM2 RTD EXPAN. MODULE, PU: DC 12/24V, 2AI, -50 ... +200 DEGR/C PT100/1000 FOR LOGO! 8 | 144.08
6EP1332-2BA20 | SITOP PSU100S 24 V/2.5 A STABILIZED POWER SUPPLY INPUT: 120/230 V AC OUTPUT: 24 V/2.5 A DC | 123.61
6EP1333-3BA10 | SITOP PSU200M 5 A STABILIZED POWER SUPPLY INPUT: 120/230-500 V AC OUTPUT: 24 V/5 A DC | 217.85
6ES7138-7FN00-0AB0 | SIMATIC DP, FAILSAFE ELECT. SUBMODULE FOR ET200ISP, 8F-DI NAMUR EX I, UP TO CATEGORY 4 (EN954-1) | 1331.45
6EP4137-3AB00-0AY0 | SITOP UPS1600 40A UNINTERRUPTIBLE POWER SUPPLY INPUT: 24 V DC OUTPUT: 24 V DC/40 A | 488.33
6EP4436-8XB00-0CY0 | SITOP CNX8600 4X 5A EXTENSION MODULE FOR PSU8600 OUTPUT: 24 V/4X 5 A DC | 277.82
6AG1522-5HF00-2AB0 | SIPLUS S7-1500, DIGITAL OUTPUT MODULE DQ 8 X 230VAC/5A,RELAY; 8 CHANNELS IN GROUPS OF 1, 5A PER | 1006.86
8PQ6000-4BA78 | SIKUS/SIVACON SUPPORT FOR CONNECTION 3WL TO CABLE TERMINAL SWITCH 3WL SZ. 1 3- OR 4-POLE FIXED | 282.47
6ES7648-2AJ40-0LA0 | SIMATIC IPC MEMORY EXTENSION: MEMORY MODULE 1 GB (1X 1 GB), DDR3 1333 SDRAM, DIMM, FOR SIMATIC RA | 283.16
8PQ6000-5BA72 | SIVACON S4 KIT 3NP CONNECTION CABLE SWITCH 3NP1143 UP TO 250A ARRANGEMENT HORIZONTAL 3-POLE FIX | 275.97
6AV7674-0KH01-0AA0 | EXTENSION UNIT 19" LEFT KP8 FOR MOUNTING AT ALL 15" FULLY ENCLOSED HMI UNITS, MOUNTING AT THE LEF | 1236.49
6GK5795-6MN10-0AA6 | IWLAN ANTENNA ANT 795-6MN WITH OMNIDIRECTIONAL CHARACTERISTIC INCL. N-FEMALE CONNECTOR: 6/8 DBI; | 277.38
6GK5991-1AE30-8AA0 | SCALANCE X ACCESSORIES, SFP991-1ELH200 1 X 100MBIT/S LC-PORT OPTICAL SINGLE MODE GLASS UP TO MA | 1148.75
6AV6618-7CD01-3AH0 | WINCC FLEXIBLE /OPC-SERVER FOR WINCC FLEXIBLE RUNTIME, RUNTIME-SW, SINGLE LICENSE, LICENSE KEY DO | 1481.82
6AV6618-7FD01-3AH0 | WINCC FLEXIBLE /RECIPES FOR WINCC FLEXIBLE RUNTIME, RUNTIME-SW, SINGLE LICENSE, LICENSE KEY DOWNL | 825.39
8GF9646 | STAB/SIKUS UNIVERSAL ROTARY HANDLE FOR PROFILE SEMI CYLINDER | 174.84
8GF9652 | STAB UNIVERSAL MOUNT. RAIL (1 SET = 2 UNITS) HORIZONTAL, W=600MM | 72.02
8GF9662 | STAB UNIVERSAL THREAD FORMING SCREW M6X10 (1 SET = 100 UNITS) | 78.31
8MF1060-2UT25-0BE2 | SIVACON SICUBE DOOR- HALF, GLASS, 1,5MM RAL 70 HEIGHT 2000 WIDTH 600 PLAIN FOAMED SEAL | 512.31
8MF1066-2UD12-0A | 8MF1 ROOF EMV W06 D06 IP40 | 186.54
8MF1068-2UD20-0A | SIVACON SICUBE ROOF GALVANISED 2MM WIDTH 600 DEPTH 800 PERFORATED WITHOUT SEAL | 80.92
8MF1080-2AH60 | SIVACON SICUBE HEAVY DUTY RACK L800 | 40.6
8MF1080-2CD00 | SIVACON SICUBE DECORATIVE COVER WIDTH 800 WITHOUT SIEMENS LABEL PLAIN | 79.19
6ES7292-1AP40-0XA0 | SIMATIC S7-1200, SPARE PART, I/O TERMINAL BLOCK TIN, KEYED RIGHT, CPU1211C/1212C TOP CONNECTOR, | 75.77
6ES7133-6CV15-1AM0 | SIMATIC ET 200SP, 5 BU-COVER, 15MM, TO PROTECT EMPTY SLOTS | 30.89
6ES7136-6DB00-0CA0 | SIMATIC DP, ELECTRON. MODULE F. ET 200SP, F-DQ 4XDC 24V/2A, 15 MM WIDTH, UP TO PL E (ISO 13849) | 364.78
8PQ2055-0BA01 | SIKUS/SIVACON MODULE DOOR DEGREE OF PROTECTION IP40 TWO-WAY HEIGHT 550MM WIDTH 850MM | 243.44
8PQ2055-1BA03 | SIVACON S4 MODULE DOOR SENTRON 3WL SWITCH 3WL13 3- OR 4-POLE FIXED MOUNTED, WITHDRAWABLE DEGREE | 235.06
6ES7653-2BC00-0XH5 | SIMATIC PCS 7, SOFTWARE, RUNTIME LICENSE AS (PO 10000), FLOATING LICENSE F.1 USER, R-SW, WITHOUT | 133548.11
5SM2625-2 | RC UNIT FOR MCB 5SY TYPE AC (WS), DEPTH=70MM 0.3-63A 2POLE IFN 0,3A 230V FOR SELECTIVE SWITCH OFF | 234.72
5SP3250-3 | MAIN CIRCUIT BREAKER (SHU), 2POLE, E 50, 400V | 141.57
6SL3210-1NE27-5AL0 | SINAMICS G120 POWER MODULE PM230 WITH BUILT IN CL. A FILTER PROTECTION IP20 3AC380-480V +10/-10% | 8986.23
5SM2646-0 | RC-UNIT FOR MCB 5SL4 TYPE AC 0.3-63A 4-POLE 300MA 400V | 53.98
6SL3210-1PE13-2UL1 | SINAMICS G120 POWER MODULE PM240-2 UNFILTERED WITH BUILT IN BRAKING CHOPPER 3AC380-480V +10/-10% | 413.97
6SL3088-0AA00-0AA0 | SIEMENS SOLUTION PARTNER WELCOME PACKAGE LARGE DRIVES CONSISTS OF: VOUCHER INTENSIVTRAINING + A | 786.9
5SD7488-4 | PROTECTION PLUG FOR 5SD7481-1 | 92.61
8PQ2020-8BA05 | SIVACON S4 COVER MODULAR INSTALLATION DEVICES 1 X 35MW HEIGHT 200MM WIDTH 800MM | 47.29
6FD7680-0PD06 | BRAUMAT/SISTAR CLASSIC, SOFTW. SOFTCP FOR INDUSTRIAL ETHERNET V6.0, SINGLE LICENSE F.1 INSTALLATI | 5532.42
6AU1810-1HA22-1XA0 | SINAMICS ENGINEERING SYSTEM DCC SINAMICS V2.2 SP1 FULL LICENSE DCC FOR SINAMICS OPTION TO STARTE | 648.46
6AG1067-2AA00-0AB1 | SINAMICS G CU230P 2 DP INCL. ADAPTERCABEL FOR TRAINING/DEMO CASE MODULAR | 2264.05
5SV4344-0KL | RES.CUR.OP.CIRCUIT BREAKER TYPE AC 40A 3+N-POLE 30MA 400V 4MW N-LEFT | 49.48
8PQ2030-6BA23 | SIVACON S4 COVER SENTRON 3NP SWITCH 3NP1133 UP TO 160A ARRANGEMENT VERTICAL FIXED MOUNTED DIREC | 105.94
8GB5002-5KM | SIMBOX XL - WALL MOUNTED METAL DOOR 2 ROWS | 46.12
6GK5528-0AA00-2AR2 | SCALANCE XR528-6M; MANAGED IE SWITCH LAYER3 PREPARED 19",RACK DATA CABLE OUTLET FRONT SIDE, 4 X 1 | 11309.94
6GK5774-1FX00-0AB0 | IWLAN ACCESS POINT, SCALANCE W774-1 RJ45, FOR USE IN USA ONLY, 1 RADIO, 1 R-SMA ANT. CONNECT., I | 1421.59
6SL3210-1PE16-1AL1 | SINAMICS G120 POWER MODULE PM240-2 WITH BUILT IN CL. A FILTER WITH BUILT IN BRAKING CHOPPER 3AC3 | 656.66
6AV6372-2DF70-0XL0 | SIMATIC B.DATA ENTERPRISE SOFTWARE UPDATE SERVICE (SUS) WITHIN THE FRAMEWORK OF THIS CONTRACT, YO | 13291.3
6SL3210-5BB23-0AV0 | SINAMICS V20 1AC200-240V -10/+10% 47-63HZ RATED POWER 3,0KW WITH 150% OVERLOAD FOR 60SEC INTEGRA | 501.26
5ST2603 | BUSBAR 63A 3POLE MODULE WIDTH 15MM FORKE-TYPE FOR 4 DEVICES | 21.46
5ST3703-0HG | PIN BUSBAR 1PHASE+AS, 1016MM LONG SHOCKHAZARD-SAFETY, 18SQMM WITHOUT END CAPS, ACC.TO UL 508 | 28.1
6AG1314-6CH04-7AB0 | SIPLUS S7-300 CPU314C-2DP FOR MEDIAL STRESS -25 ... +70 DEGREES C BASED ON 6ES7314-6CH04-0AB0 . | 7118.21
8WA8348-0AC | PLATES HORIZONTEL. 3 PACK WITH 136 PLATES 2 CARDS PER 68 PLATES INSCRIPTION 2MM SIZE. 5X7MM, | 0.19
6AV6675-5XG00-0AX0 | CCB BASIC PN CABINET CONNECTION BOX FOR MOBILE PANEL/CLIENT CUSTOMER SPECIFIC | 1248.75
6AV3688-3XY38-3AX0 | DESIGN BLANK FRONT KP8 APPEARANCE FOR EASY MOUNTING OF STANDARD 22.5 MM CONTROL ELEMENTS IDEAL F | 362.54
6GK5786-2FC00-0AA0 | IWLAN ACCESS POINT, SCALANCE W786-2 RJ45, FOR USE OUTSIDE OF USA, 2 RADIOS, 6 R-SMA ANT.CONNECT., | 3313.81
6AV2103-0DA00-0AY0 | SIMATIC WINCC PROFESSIONAL 512 POWERTAGS, SUS (DOWNLOAD), SOFTWARE UPDATE SERVICE, WITHIN THE FRA | 651.43
6AV2103-0HA00-0AL0 | SIMATIC WINCC PROFESSIONAL 4096 POWERTAGS, SUS SOFTWARE UPDATE SERVICE, WITHIN THE FRAMEWORK OF T | 977.15
6AG1407-0KA02-7AA0 | SIPLUS S7-400 PS407 10A -25 ... +70 DEGREES C WITH CONFORMAL COATING BASED ON 6ES7407-0KA02-0AA0 | 3066.92
6GK5786-1FC00-0AA0 | IWLAN ACCESS POINT, SCALANCE W786-1 RJ45, FOR USE OUTSIDE OF USA, 1 RADIO, 3 R-SMA ANT.CONNECT., | 2865.37
6AU1820-0AS43-0AB0 | SIMOTION TECHNOLOGY OPTION MULTIAXES AND SAFETY INTEGRATED EXTENDED PACKAGE SINGLE LICENSE ON PAP | 7918.03
6AV2105-4FF02-0AK0 | WINCC RUNTIME PROFESSIONAL, 2048 POWERTAGS V12 SP1, UPGRADE WINCC V7.0 RT 2048 -> WINCC RUNTIME P | 2533.05
6AV2105-4MM03-0AK0 | WINCC RUNTIME PROFESSIONAL, 65536 POWERTAGS V13, UPGR WINCC V7.0/7.2 RT 65536 -> WINCC RUNTIME PR | 5811.88
6AV2124-6QJ00-0AX1 | PROTECTIVE FILM 15'' WIDESCREEN FOR COMFORT PANEL, IPC, FLAT PANEL, THIN CLIENT AMOUNT: SEE TECHN | 255.71
8PQ6000-6BA52 | SIVACON S4 KIT MODULAR INSTALLATIONDEVICES 1-ROW FOR MODULAR DOOR 24MW WIDTH 600MM | 28.38
6AV2124-1DC01-0AX0 | SIMATIC HMI KP400 COMFORT, COMFORT PANEL, KEY OPERATION, 4" WIDESCREEN-TFT-DISPLAY, 16 MIL. COLO | 1054.72
8GF9671 | STAB UNIVERSAL RAIL W. HOLDER FOR VERTICAL CABLE DUCT W=900MM | 78.31
8MF1060-3BS5 | SIVACON SICUBE CASE HWD 2000X600X1000 | 2509.06
8MF1060-3VR4 | SIVACON SICUBE CASE HWD 2000X600X1000 VENT R | 1799.69
8MF1064-2UB22-0 | SIVACON SICUBE BOTTOM PLATE WIDTH 600 DEPTH 400 PARTED | 46.35
8MF1066-2UB42-0 | 8MF1 BASES EMV W06 D06 IP40 | 92.46
8MF1066-2UD10-0A | SIVACON SICUBE ROOF GALVANISED 2MM WIDTH 600 DEPTH 600 PLAIN WITHOUT SEAL | 61.36
8MF1080-2HC03-0 | 8MF1 SERRATED BARS U-SHAPE L08 | 41.78
8MF1080-2UB42-0 | 8MF1 BASES EMV W08 D10 IP40 | 158.96
8MF1080-2UT15-0BE2 | SIVACON SICUBE DOOR, GLASS, 1,5MM RAL 7035 LA HEIGHT 2000 WIDTH 800 PLAIN FOAMED SEAL | 675.22
6ES7315-7TJ10-0AB0 | SIMATIC S7-300, CPU 315T-3 PN/DP, CENTRAL PROCESSING UNIT FOR PLC AND TECHNOLOGY, 384 KBYTE WORK | 7524.4
8PQ2050-6BA04 | SIVACON S4 FACHTUER UPGRADE KIT IP55 HEIGHT 500MM WIDTH 600MM | 73.43
6AG1540-1AB00-7AA0 | SIPLUS S7-1500, CM PTP RS422/485 BA COMMUNICATION MODULE FOR SERIAL CONNECTION RS422, RS485 FREE | 1724.14
6SL3420-2TE11-7AA1 | SINAMICS S120 DOUBLE MOTOR MODULE INPUT: DC 600V OUTPUT: 3AC 400V, 1,7A/1,7A FRAME SIZE BOOKSIZE | 1908.39
5SL4163-6 | CIRCUIT BREAKER 230/400V 10KA, 1POLE, B, 63A | 13.58
5SL4163-8 | CIRCUIT BREAKER 230/400V 10KA, 1POLE, D, 63A | 20.89
6SL3730-6TG35-5AU3 | SINAMICS S120 CABINET MODULE SMART LINE MODULE WITH CIM 3AC 500-690V, 50/60HZ OUTPUT: DC 675 - 9 | 30376.12
8MF1004-2UD12-0A | 8MF1 ROOF EMV W10 D04 IP40 | 203.61
8MF1004-3BS4 | SIVACON SICUBE CASE HWD 2000X1000X400 | 2587.89
6GK6000-8BB00-0AA0 | RUGGEDCOM POWER CABLE 18 GAGE POWER CABLE WITHOUT LUGS, 6 FT LONG. FOR RS900 SERIES, RS900G, RM | 58.07
6SL3730-7TE32-1AU3 | SINAMICS S120 CABINET MODULE ACTIVE LINE MODULE INCL. CIM AND ACTIVE INTERFACE MODULE 3AC 380-480 | 31641.81
6SL3730-7TG37-4CU3 | SINAMICS S120 CABINET MODULE ACTIVE LINE MODULE INCL. CIM AND ACTIVE INTERFACE MODULE 3AC 500-690 | 132579.16
6SL3730-7TG41-0AU3 | SINAMICS S120 CABINET MODULE ACTIVE LINE MODULE INCL. CIM AND ACTIVE INTERFACE MODULE 3AC 500-690 | 180358.28
8MF1260-2UT15-0CA1 | DOOR LEFT-HAND H22 W06 EMV | 960.27
8MF1260-3BS5 | SIVACON SICUBE CASE HWD 2200X600X1000 | 2653.58
8MF1264-3BR4 | SIVACON SICUBE CASE HWD 2200X600X400 R | 1681.45
8MF1264-3BR5 | SIVACON SICUBE CASE HWD 2200X600X400 R | 1786.55
8MF1290-2UT15-0BA2 | SIVACON SICUBE DOOR, 1,5MM RAL 7035 LA HEIGHT 2200 WIDTH 900 PLAIN FOAMED SEAL | 551.73
8MF1290-3VS4 | SIVACON SICUBE CASE HWD 2200X900X1000 VENT | 3179.03
8MF1294-3BR4 | SIVACON SICUBE CASE HWD 2200X900X400 R | 2206.9
8MF1300-2AM02-0 | SIVACON SICUBE MOUNT. SHEET. INT. HXW 300X100 | 96.28
6AV7860-0DH50-0AA0 | SIMATIC IPC ACCESSORIES, DISPLAYPORT CABLE 5M, VESA COMPATIBLE | 57.57
6AG1960-1AA04-7KA0 | SIPLUS S7-400 LWL CKABEL 10M HF -25 ... +70 DEGREES C . PATCH-KABEL LWL 10M FUER SYNCHRONISIERUN | 329.65
6GK6015-0AL20-0PJ0 | RUGGEDCOM RX1500PN M12 X CG04B LINE MODULE 8 PIN M12 X-CODED COPPER ETHERNET MODULES 2X 10/100/1 | 1015.22
6GK6050-0AL16-0AA1 | POWER SUPPLY 88-300VDC OR 85-264VAC, SCREW TERMINAL BLOCK ON FRONT PANEL CONFORMAL COATING | 1770.55
6AG1901-1BB20-7AA0 | SIPLUS NET RJ45 PLUG 90 2X2 -40 ... +70 DEGREES C WITH CONFORMAL COATING BASED ON 6GK1901-1BB20-2 | 103.37
6AG1952-1AY00-7AA0 | SIPLUS S7-400 MC RAM 64 MB -25 ... +70 DEGREES C WITH CONFORMAL COATING BASED ON 6ES7952-1AY00-0A | 10332.92
6SL3532-6DF71-0RA1 | DISTRIBUTED SERVO-DRIVE SINAMICS S120M AH36, M(0)=1,00NM N(N)=3000 RPM, INPUT: DC 600V ABSOLUTE | 3802.6
5SL4108-6 | CIRCUIT BREAKER 230/400V 10KA, 1POLE, B, 8A | 7.75
5SL4114-7 | CIRCUIT BREAKER 230/400V 10KA, 1POLE, C, 0.3A | 8.95
A5E02272730 | 10 M LOW NOISE ELECTRODE COAX CABLE | 1013.5
8MF1000-2AB31 | COVER RANK INST. DEVICE, 3HU | 114.57
8MF1000-2AL13-0 | SIVACON SICUBE M. BOARD BACK HXW 2000X1000 PER | 430.87
8MF1000-2VB | SIVACON SICUBE SICUBE TRAY RIM IPX1 B1000 | 108.5
8MF1000-2VL | SIVACON SICUBE DOOR POSITION SWITCH SINGLE | 47.39
8MF1004-2UB12-0 | SIVACON SICUBE BOTTOM PLATE WIDTH 1000 DEPTH 400 PLAIN | 97.32
6GK6000-1BC45-1CB0 | RUGGEDCOM SOTFWARE SUPPORT RUGGEDSOLUTIONS-REFLEX SUPPORT FOR ELAN FEP - 25 DEVICES 17% OF FEP L | 995.94
6GK6000-8CG01-1BA0 | RUGGEDCOM MDEDIA MODULE GIGABIT COPPER MEDIA MODULE 1CG01 (1X10/100/1000TX RJ45). ONLY FOR RSG21 | 798.38
6GT2600-4AF00 | TRANSPONDER MDS D422 FOR RF200/ RF300 ISO M20 FOR SCREWING IN METAL ISO 15693 CHIP TYPE,FUJITSU | 58.96
6SL3760-0AD00-0AA0 | SPARE PART FOR SINAMICS S120 TRANSFORMATOR 230V 14KW INPUT: 3AC 660-690V, 50/60HZ | 12009.07
8MF1260-2HL6 | SIVACON SICUBE CABLE TRENCH HXW 50X75 (2M) | 71.2
8MF1270-2UT15-0CA1 | DOOR LEFT-HAND H22 W045 EMV | 888.02
8MF1280-2AM12-0 | SIVACON SICUBE MOUNT. SHEET. INT. HXW 200X800 | 72.88
8MF1280-3VS4 | SIVACON SICUBE CASE HWD 2200X800X1000 VENT | 2732.34
8MF1290-2AL13-0 | SIVACON SICUBE M. BOARD BACK HXW 2200X900 PERF | 424.31
8MF1360-2HL6 | SIVACON SICUBE CABLE TRENCH HXW 75X75 (2M) | 64.89
8MF1420-2AM02-0 | SIVACON SICUBE MOUNT. SHEET. INT. HXW 400X120 | 92.36
6ES7833-1CC02-0YK5 | SIMATIC S7, SOFTWARE F-SYSTEMS V6.1, UPGRADE FROM V5.X/V6.0 SINGLE LICENSE, TO V6.1 FLOATING LIC | 1679.59
7ME3960-0MD02 | MAGNETIC MOUNTING FRAMES FOR SIZE C, D, E, UNIVERSAL AND HIGH PRECISION SENSORS | 2149.53
7ME3960-0UC32 | COUPLANT, ULTRASONIC, HIGH TEMPERATURE | 156.36
6AG1952-1AP00-7AA0 | SIPLUS S7-400 MC RAM 8 MB -25 ... +70 DEGREES C WITH CONFORMAL COATING BASED ON 6ES7952-1AP00-0AA | 6461.92
6AV2105-3BB03-0AE0 | WINCC RUNTIME PROFESSIONAL 128 POWERTAGS V13, UPGRADE V11..V12 -> V13, RUNTIME-SW IN TIA PORTAL, | 2287.71
6GK6015-0AL20-0PE0 | RUGGEDCOM RX1500PN M12 CG03B LINE MODULE M12 COPPER ETHERNET MODULES 2X 10/100/1000TX 8-PIN M12 | 1015.22
5SL4101-7 | CIRCUIT BREAKER 230/400V 10KA, 1POLE, C, 1A | 8.95
5SL4105-8 | CIRCUIT BREAKER 230/400V 10KA, 1POLE, D, 0.5A | 15.56
5SL4114-8 | CIRCUIT BREAKER 230/400V 10KA, 1POLE, D, 0.3A | 15.56
5SL4125-8 | CIRCUIT BREAKER 230/400V 10KA, 1POLE, D, 25A | 9.97
6SL3544-0NB02-1BA0 | SINAMICS G110M CONTROL UNIT CU240M USS/ MODBUS WITH M GLANDS 4 DI, 2 DO, 2 AI, 1 F-DI PTC/ KTY | 541.43
8MF1800-2UW61-1C | SIVACON SICUBE PANEL SIDE/ BACK 1,5MM COATED HEIGHT 1800 WIDTH 1000 0 | 299.48
6AG1221-1BF32-2XB0 | SIPLUS S7-1200 SM1221 8DI -25 ... +70 DEGREES C WITH CONFORMAL COATING BASED ON 6ES7221-1BF32-0XB | 320.31
6AG1223-1PH32-2XB0 | SIPLUS S7-1200 SM1223 8DI/8DQ/R -25 ... +70 DEGREES C WITH CONFORMAL COATING BASED ON 6ES7223-1P | 534.35
6AV2181-8XA80-0AX0 | SERVICE SET FOR TP 070, TP 170A/B, OP 170B, TP 170MICRO, OP /TP 270 6", MP 177 6"T, MP 270B 6" TO | 199.67
6GT2810-2BB80 | SIMATIC RF610T ISO CARD;PVC; 86 X 54 X 0.4 MM; ISO 18000-6C, EPC CLASS 1 GEN 2 FREQUENCY 860 UP T | 3.82
8PQ2055-8BA06 | SIVACON S4 FACHTUER UPGRADE KIT IP55 HEIGHT 550MM WIDTH 800MM | 80.94
8PQ2060-6BA06 | SIVACON S4 MODULE DOOR DEGREE OF PROTECTION IP4X HEIGHT 600MM WIDTH 600MM | 212.78
8PQ2197-0BA10 | SIKUS/SIVACON DOOR WIRING SUPPORT DOOR HEIGHT 1975MM | 70.63
A5E02604280 | CONNECTION BOARD (FOR STAINLESS STEEL TERMINALBOX) | 292.4
6FX8008-1XB11-6AA0 | POWER CABLE,SOLD BY THE METER, 4 X 1.5 C MOTION-CONNECT 800PLUS TRAILING CABLE, UL/DESINA DMAX=9 | 6706.29
8MF1068-3BS4 | SIVACON SICUBE CASE HWD 2000X600X800 | 2128.09
8MF1068-3VR4 | SIVACON SICUBE CASE HWD 2000X600X800 VENT R | 1747.14
8MF1068-3VS4 | SIVACON SICUBE CASE HWD 2000X600X800 VENT | 2180.63
8MF1070-2UT14-0CA1 | DOOR RIGHT-HAND H20 W045 EMV | 839.41
6ES7134-6HB00-0DA1 | SIMATIC ET 200SP, ANALOG INPUT MODULE, AI 2 X U/I 2-,4-WIRE HIGH SPEED FITS TO BU-TYPE A0, A1, C | 374.57
8PQ2055-6BA01 | SIVACON S4 COVER BLANK HEIGHT 550MM WIDTH 600MM | 72.59
8PQ2055-6BA07 | SIVACON S4 COVER SENTRON 3WL SWITCH 3WL SIZE 1 4-POLE FIXED MOUNTED, WITHDRAWABLE HEIGHT 550MM | 89.57
8PQ2055-6BA17 | SIVACON S4 MODULE DOOR FOR SENTRON 3WL SWITCH 3WL11, 3WL12 3WL11 3- OR 4-POLE 3WL12 3-POLE 3WL1 | 159.81
6AV6618-7AD01-3AH0 | WINCC FLEXIBLE /SM@RTACCESS F. WINCC FLEXIBLE RUNTIME, RUNTIME-SW, SINGLE LICENSE, LICENSE KEY DO | 987.87
6ES7154-8FX00-0AB0 | SIMATIC DP, IM 154-8FX PN/DP CPU FOR ET200PRO, 1,5MB WORKING MEMORY, INT. PROFINET IF, INT.PROFI | 7417.18
8MF1000-2AR02-2 | SIVACON SICUBE 19" TURNING FRAME H2000 | 545.16
8MF1000-2CD00 | SIVACON SICUBE DECORATIVE COVER WIDTH 100 WITHOUT SIEMENS LABEL PLAIN | 103.64
8MF1000-2UD11-0A | SIVACON SICUBE ROOF GALVANISED 2MM WIDTH 1000 DEPTH 1000 PLAIN FOAMED SEAL | 225.95
8MF1000-2VA | SIVACON SICUBE TWO-WAY-KEY BIT | 26.81
8MF1004-3BS5 | SIVACON SICUBE CASE HWD 2000X1000X400 | 2732.34
8MF1280-2UT15-1BA2 | SIVACON SICUBE DOOR, 1,5MM RAL 7035 LA HEIGHT 2200 WIDTH 800 WITH VENTILATION OPENING FOAMED SE | 554.35
8MF1280-2UT34-0BA2 | 8MF1 COMPARTMENT DOORS H12 W08 | 329.73
8MF1280-2UW62-1B | S/R PANEL EMV H22 D08 IP40 | 891.95
8MF1280-2UW70-3C | SIVACON SICUBE PARTITION 2,5MM GALVANISED HEIGHT 2200 WIDTH 800 0 | 197.06
8MF1460-2UT34-0BA2 | 8MF1 COMPARTMENT DOORS H04 W06 | 206.26
8MF1660-2UT34-0BA2 | 8MF1 COMPARTMENT DOORS H06 W06 | 229.89
8MF1680-2AM12-0 | SIVACON SICUBE MOUNT. SHEET. INT. HXW 600X800 | 123.88
8MF1800-2AA02-0 | SIVACON SICUBE MOUNT. SHEET OUTS. HXW 8001000 | 136.61
6ES7833-1SM02-0YK5 | SIMATIC S7, SOFTWARE SAFETY MATRIX TOOL V6.2, UPRGADE V5.X/V6.1 --> V6.2, FLOATING LICENSE F.1 US | 1215.02
6ES7860-1XA01-0XH5 | SIMATIC S7 PID PROFESSIONAL LICENSE KEY DOWNLOAD FROM V11, FLOATING LICENSE FUER 1 USER, W/H SW A | 1288.44
6GK6050-0AL20-0NB0 | LINE MODULE 16X 10/100TX RJ45 | 2062.96
6GK6050-0AL51-0AA0 | LAYER 2 STANDARD EDITION TO LAYER 3 STANDARD EDITION | 1193.92
5SL4106-6 | CIRCUIT BREAKER 230/400V 10KA, 1POLE, B, 6A | 7.75
5SL4108-7 | CIRCUIT BREAKER 230/400V 10KA, 1POLE, C, 8A | 8.95
5SL4110-8 | CIRCUIT BREAKER 230/400V 10KA, 1POLE, D, 10A | 9.97
5SL4113-6 | CIRCUIT BREAKER 230/400V 10KA, 1POLE, B, 13A | 6.5
8MF1804-2GS30 | SIVACON SICUBE FRAME_GALVANIZED_2,5MM HEIGHT 1800 WIDTH 000 DEPTH 400 | 562.21
8GK1123-4KA22 | ALPHA 400 DIN WALL-MOUNTING DISTRIBUTION BOARD EMPTY CUBICLE, RAL 9016, IP55 H= 950 W=550 D=210 | 594.69
8GK1123-4KA52 | ALPHA 400 DIN WALL-MOUNTING DISTRIBUTION BOARD EMPTY CUBICLE, RAL 9016, IP55 H=950 W=1300 D=210 | 1094.98
8GK1133-4KA22 | ALPHA 400 DIN WALL-MOUNTING DISTRIBUTION BOARD EMPTY CUBICLE, RAL 9016, IP55 H=950 W=550 D=210 | 893.04
8GK1133-4KA42 | ALPHA 400 DIN WALL-MOUNTING DISTRIBUTION BOARD EMPTY CUBICLE, RAL 9016, IP55 H=950 W=1050 D=210 | 1366.18
8GK1133-4KA52 | ALPHA 400 DIN WALL-MOUNTING DISTRIBUTION BOARD EMPTY CUBICLE, RAL 9016, IP55 H=950 W=1300 D=210 | 1587.19
6ES7326-2BF01-0AB0 | SIMATIC S7, DIGITAL OUTPUT SM 326, 10 DO; 24V DC, 2A, FAILSAFE DIGITAL OUTPUT FOR SIMATIC S7F SYS | 4659.89
6GT2812-1GA08 | SIMATIC RF600 ANTENNA RF642A LINEAR (BROAD BAND) FREQUENCY RANGE 865 TO 928 MHZ DIMENSIONS 185X1 | 529.47
6SL3546-0FB21-1FB0 | SINAMICS G120D CONTROL UNIT CU250D-2 PN-F PP PROFINET AND SAFETY INTEGRATED POSITIONING (EPOS) P | 1467.94
6SL3562-6DF71-0RA2 | DISTRIBUTED SERVO-DRIVE SINAMICS S120M AH63, M(0)=5NM, N(N)=3000 RPM, INPUT: DC 600V ABSOLUTE E | 4624.51
6SL3700-0LE41-0AU3 | SINAMICS S120 CABINET MODULE LINE CONNECTION MODULE 3AC 380-480V, 50/60HZ RATED CURRENT: 1000 A | 22149.26
6SL3700-0LG34-0AU3 | SINAMICS S120 CABINET MODULE LINE CONNECTION MODULE 3AC 500-690V, 50/60HZ RATED CURRENT: 380 A C | 10188.66
8PQ2197-0BA34 | SIVACON S4 CUBICLE DOOR BLANK DEGREE OF PROTECTION IP4X HINGE LEFT TURNING LEVER FOR PROFILE C | 439.48
6ES7653-2CG00-0XB0 | SIMATIC PCS 7 SYSTEM EXPANSION CARD MORE THAN 2000 PROCESS OBJECTS FOR PCS 7 CPU410-5H | 26630.23
8GK1133-6KA42 | ALPHA 400 DIN WALL-MOUNTING DISTRIBUTION BOARD EMPTY CUBICLE, RAL 9016, IP55 H=1250 W=1050 D=210 | 1667.56
8MF1006-3BS4 | SIVACON SICUBE CASE HWD 2000X1000X600 | 2732.34
6XV1870-3QH30 | SIMATIC NET, IND. ETHERNET TP CORD RJ45/RJ45, CAT 6A, TP CABLE 4X2, PREASSEMBLED W/ 2 RJ45 CONNE | 36.69
8PQ2197-1BA16 | SIVACON S4 DOUBLE SECTION DOOR DEGREE OF PROTECTION IP4X BLANK TURNING LEVER FOR PROFILE CYLIND | 633.65
8PQ2197-1BA20 | SIVACON S4 CUBICLE DOOR WITH TRANSPARENT DEGREE OF PROTECTION UP TO IP55 HINGE RIGHT DOUBLE BIT | 842.72
8MF1026-2UD12-0A | 8MF1 ROOF EMV W12 D06 IP40 | 229.89
8MF1026-3BR4 | SIVACON SICUBE CASE HWD 2000X1200X600 R | 2522.22
8MF1026-3BR5 | SIVACON SICUBE CASE HWD 2000X1200X600 R | 2653.58
8MF1026-3VR4 | SIVACON SICUBE CASE HWD 2000X1200X600 VENT R | 2574.75
8MF1060-2AL13-0 | SIVACON SICUBE M. BOARD BACK HXW 2000X600 PERF | 362.56
8MF1060-2CD16 | SIVACON SICUBE DECORATIVE COVER WIDTH 600 WITH SIEMENS LABEL SPACE FOR INDICATOR LAMP L | 85.65
8MF1060-2UB12-0 | SIVACON SICUBE BOTTOM PLATE WIDTH 600 DEPTH 1000 PLAIN | 125.72
8MF1080-2UT15-1BA2 | SIVACON SICUBE DOOR, 1,5MM RAL 7035 LA HEIGHT 2000 WIDTH 800 WITH VENTILATION OPENING FOAMED SE | 537.3
5SU1654-0KK25 | FI/LS-PROTECTOR TYPE AC (WS), D=70MM IFN 300MA, 10KA, 1+N-POLE B 25A | 135.21
6GK6000-8FG51-2AA0 | RUGGEDCOM MEDIA MODULE 2 X 1000LX SFP - MULTIMODE, 850NM, LC, 500M. EQUIVALENT TO FG51 | 1814.49
6GK6000-8FG52-2EA1 | RUGGEDCOM 2488-22FG52 MODULE CC 2 X 1000LX SFP - SINGLEMODE, 1310NM, LC, 10KM WITH CONFORMAL COAT | 2529.86
6GK6000-8FG53-1AA0 | RUGGEDCOM MEDIA MODULE 1 X 1000 LX SFP - SINGLEMODE, 1310NM, LC, LONG REACH 25KM EQUIVALENT TO F | 2115.14
6GK6000-8FG70-1AC0 | RUGGEDCOM MEDIA MODULE 1FG70 1X 1000LX GBIC WITH METAL FRONT PLATE FOR RSG2100 | 591
8MF1090-2GS30 | SIVACON SICUBE FRAME_GALVANIZED_2,5MM HEIGHT 2000 WIDTH 900 DEPTH 000 | 630.54
8MF1090-2HC03-0 | 8MF1 SERRATED BARS U-SHAPE L09 | 40.23
8MF1090-2HM | SIVACON SICUBE UPGRADE IP2X AUF IP4X B900 | 113.48
8MF1090-2UT25-1BA2 | SIVACON SICUBE DOOR- HALF, 1,5MM RAL 7035 LA HEIGHT 2000 WIDTH 900 WITH VENTILATION OPENING FOA | 449.25
8MF1208-2GS30 | SIVACON SICUBE FRAME_GALVANIZED_2,5MM HEIGHT 2200 WIDTH 000 DEPTH 800 | 637.1
8MF1208-3BS4 | SIVACON SICUBE CASE HWD 2200X1000X800 | 3113.33
8MF1220-2CS | 8MF1 BASE H02 D12 | 350.73
8MF1220-3VR4 | SIVACON SICUBE CASE HWD 2200X1200X1000 VENT R | 2824.33
5SV4312-0 | RES.CUR.OP.CIRCUIT BREAKER TYPE AC 25A 1+N-POLE 30MA 230V 2MW | 43.47
5SV4342-0 | RES.CUR.OP.CIRCUIT BREAKER TYPE AC 25A 3+N-POLE 30MA 400V 4MW | 46.84
5SV4414-0 | RES.CUR.OP.CIRCUIT BREAKER TYPE AC 40A 1+N-POLE 100MA 230V 2MW | 59.61
5SV4617-0KL | RES.CUR.OP.CIRCUIT BREAKER TYPE AC 80A 1+N-POLE 300MA 230V 2MW N-LEFT | 129.31
6AV2124-6JJ00-0AX0 | PROTECT. FILM 9" WIDESCREEN TYPE 1 FOR TP900 COMFORT, IPC277D AMOUNT: SEE TECHNICAL DATA | 199.67
6AV2124-6UJ00-0AX1 | PROTECTIVE FILM 19'' WIDESCREEN FOR COMFORT PANEL, IPC, FLAT PANEL, THIN CLIENT AMOUNT: SEE TECHN | 411.59
8MF1006-2UB42-0 | 8MF1 BASES EMV W10 D06 IP40 | 153.7
8MF1006-2UD20-0A | SIVACON SICUBE ROOF GALVANISED 2MM WIDTH 1000 DEPTH 600 PERFORATED WITHOUT SEAL | 95.08
6AG1124-2DC01-4AX0 | SIPLUS HMI KTP400 COMFORT 4" FOR MEDIAL STRESS WITH CONFORMAL COATING BASED ON 6AV2124-2DC01-0AX0 | 2064.58
8PQ2197-6BA07 | SIVACON S4 CUBICLE DOOR WITH TRANSPARENT DEGREE OF PROTECTION UP TO IP55 HINGE LEFT TURNING LEV | 827.84
6SL3760-2AX30-0AA0 | SPARE PART FOR SINAMICS CLAMP RELAY PLC -RSC- 24DC / 21-21 | 58.15
8MF1020-2UB32-0 | SIVACON SICUBE BOTTOM PLATE WIDTH 1200 DEPTH 1000 CABLE INLET | 244.33
8MF1024-3VS4 | SIVACON SICUBE CASE HWD 2000X1200X400 VENT | 2732.34
8MF1028-2UD11-0A | SIVACON SICUBE ROOF GALVANISED 2MM WIDTH 1200 DEPTH 800 PLAIN FOAMED SEAL | 195.73
8MF1030-2HM | SIVACON SICUBE UPGRADE IP2X AUF IP4X B300 | 65.69
8MF1040-2UW61-1C | SIVACON SICUBE PANEL SIDE/ BACK 1,5MM COATED HEIGHT 2000 WIDTH 400 0 | 201
8MF1050-2UT25-1BA2 | SIVACON SICUBE DOOR- HALF, 1,5MM RAL 7035 LA HEIGHT 2000 WIDTH 500 WITH VENTILATION OPENING FOA | 356.01
8MF1084-2UB42-0 | 8MF1 BASES EMV W08 D04 IP40 | 77.76
8MF1086-3DS4 | SIVACON SICUBE CASE HWD 2000X800X600 DATA | 2916.31
5SU1656-0KK40 | FI/LS-PROTECTOR TYPE AC (WS), D=70MM IFN 300MA, 6KA, 1+N-POLEE B 40A | 113.95
5SU1656-1KK40 | FI/LS-PROTECTOR TYPE AC (WS), D=70MM IFN 300MA, 6KA, 1+N-POLEE C 40A | 113.95
5SV3614-6 | RES.CUR.OP.CIRCUIT BREAKER TYPE A 40A 1+N-POLE 300MA 230V 2MW | 50.47
6ES7193-6CP52-2MC0 | SIMATIC ET 200SP, 10 COLOR IDENTIFICATION LABELS COLOR CODE CC52, FOR PERIPHERY MODULES, MODULE | 15.45
6XV1870-3QN35 | SIMATIC NET, IND. ETHERNET TP CORD RJ45/RJ45, CAT 6A, TP CABLE 4X2, PREASSEMBLED W/ 2 RJ45 CONNE | 143.12
6GK6000-8FG02-4EA1 | RUGGEDCOM 2488-24FG02 MODULE CC 4 X 1000LX - SINGLEMODE, 1310NM, SC , 10KM WITH CONFORMAL COATING | 3463.04
6GK6000-8FG50-4EA0 | RUGGEDCOM 2488-24FG50 MODULE 4 X 1000LX SFP - BLANK (NO OPTICAL TRANSCEIVER) | 1690.06
6GK6000-8FX01-2AA0 | RUGGEDCOM MEDIA MODULE FOR RSG2100, RS416 2X 100FX - MULTI MODE PORTS, 1300NM, ST CONNECTORS EQ | 1192.38
8MF1090-2AH60 | SIVACON SICUBE HEAVY DUTY RACK L900 | 46.46
8MF1090-2CD17 | SIVACON SICUBE DECORATIVE COVER WIDTH 900 WITH SIEMENS LABEL SPACE FOR INDICATOR LAMP R | 95.08
8MF1090-2UW61-1C | SIVACON SICUBE PANEL SIDE/ BACK 1,5MM COATED HEIGHT 2000 WIDTH 900 0 | 294.25
8MF1094-3BS4 | SIVACON SICUBE CASE HWD 2000X900X400 | 2338.26
8MF1094-3VR4 | SIVACON SICUBE CASE HWD 2000X900X400 VENT R | 2088.69
8MF1200-2AK03-0 | SIVACON SICUBE M.BOARD SIDE HXB2200X1000 | 331.04
8MF1206-3BR5 | SIVACON SICUBE CASE HWD 2200X1000X600 R | 2653.58
8MF1226-3BR4 | SIVACON SICUBE CASE HWD 2200X1200X600 R | 2574.75
8MF1230-2UT15-1BA2 | SIVACON SICUBE DOOR, 1,5MM RAL 7035 LA HEIGHT 2200 WIDTH 300 WITH VENTILATION OPENING FOAMED SE | 425.61
5SV3617-6 | RES.CUR.OP.CIRCUIT BREAKER TYPE A 80A 1+N-POLE 300MA 230V 2MW | 181.74
5SV4311-0 | RES.CUR.OP.CIRCUIT BREAKER TYPE AC 16A 1+N-POLE 30MA 230V 2MW | 49.48
5SV4642-0KL | RES.CUR.OP.CIRCUIT BREAKER TYPE AC 25A 3+N-POLE 300MA 400V 4MW N-LEFT | 44.6
5SV5612-0 | RES.CUR.OP.CIRCUIT BREAKER TYPE AC 25A 1+N-POLE 300MA 230V 2MW RESIDENTIAL | 79.77
6ES7400-0HR02-4AB0 | SIMATIC S7-400H, 414-5H SYSTEM-BUNDLE H-SYSTEM WITH 1 X UR2-H, W/O MEMORY CARD, 2 X PS407 UC120/2 | 35412.84
6ES7860-1XA02-0XA5 | SIMATIC S7 PID PROFESSIONAL FOR TIA PORTAL, ENGINEERING-SW,FLOATING LICENSE AND 1 RUNTIME SINGLE | 1624.16
6AG1231-5PD32-2XB0 | SIPLUS S7-1200 SM 1231 RTD -40 ... +70 DEGREES C WITH CONFORMAL COATING BASEDON 6ES7231-5PD32-0XB | 856.12
5SV3416-6 | RES.CUR.OP.CIRCUIT BREAKER TYPE A 63A 1+N-POLE 100MA 230V 2MW | 124.81
5SV4111-0KL | RES.CUR.OP.CIRCUIT BREAKER TYPE AC 16A 1+N-POLE 10MA 230V 2MW N-LEFT | 49.48
5SL4150-6 | CIRCUIT BREAKER 230/400V 10KA, 1POLE, B, 50A | 11.67
5SL4201-6 | CIRCUIT BREAKER 400V 10KA, 2POLE, B, 1A | 21.81
5SL4202-8 | CIRCUIT BREAKER 400V 10KA, 2POLE, D, 2A | 33.24
5SL4203-7 | CIRCUIT BREAKER 400V 10KA, 2POLE, C, 3A | 25.15
6SL3542-6DF71-0RH2 | DISTRIBUTED SERVO-DRIVE SINAMICS S120M AH48, M(0)=2,5NM, N(N)=3000 RPM, INPUT: DC 600V ABSOLUTE | 4475.48
6AV6381-2AB07-2AX4 | SIMATIC WINCC RC UPGRADE FROM V6.2 TO V7.2, FOR SIMATIC WINCC RUNTIME & CONFIGURATION (RC), INCL | 4450.31
8PQ2070-6BA03 | SIVACON S4 MODULE DOOR DEGREE OF PROTECTION IP4X HEIGHT 700MM WIDTH 600MM | 236
8PQ2070-6BA10 | SIKUS/SIVACON MODULE DOOR UPGRADE TO DEGREE OF PROTECTION IP55 HEIGHT 700MM WIDTH 600MM | 74.7
6AG1067-2AA00-0AA8 | SINAMICS G CU240E 2 PN F INCL. ADAPTERCABEL FOR TRAINING/DEMO CASE MODULAR | 1408.84
6AG1067-2AA00-0AB5 | SIMOTION D410 INCL. ADAPTERLCABEL | 3588.89
6AG1107-1BQ40-7AA3 | SIPLUS AS-INTERFACE 2AO IP67 -25 ... +70 DEGREES C WITH CONFORMAL COATING BASED ON 3RK1107-1BQ40- | 717.8
6SL3760-0LB00-0AA0 | SURGE FUSE ABL_DG S600_600V_15K | 371.23
6SL3760-0ME00-0AA0 | SPARE PART FOR SINAMICS S OPTION L00 FILTER_EMI_B84143_760V_600A | 5305.47
6SL3760-2AL55-0DA0 | LAMP_LED_025_240V_5W | 357.81
8MF1006-3BS5 | SIVACON SICUBE CASE HWD 2000X1000X600 | 2837.48
8MF1008-2GS30 | SIVACON SICUBE FRAME_GALVANIZED_2,5MM HEIGHT 2000 WIDTH 000 DEPTH 800 | 622.68
8MF1008-2UD20-0A | SIVACON SICUBE ROOF GALVANISED 2MM WIDTH 1000 DEPTH 800 PERFORATED WITHOUT SEAL | 123.88
8MF1030-2UT14-0BA2 | SIVACON SICUBE DOOR, 1,5MM RAL 7035 RA HEIGHT 2000 WIDTH 300 PLAIN FOAMED SEAL | 399.33
8MF1030-2UT14-1BA2 | SIVACON SICUBE DOOR, 1,5MM RAL 7035 RA HEIGHT 2000 WIDTH 300 WITH VENTILATION OPENING FOAMED SE | 423
8MF1030-2UT15-0BA2 | SIVACON SICUBE DOOR, 1,5MM RAL 7035 LA HEIGHT 2000 WIDTH 300 PLAIN FOAMED SEAL | 399.33
8MF1040-2HM | SIVACON SICUBE UPGRADE IP2X AUF IP4X B400 | 73.17
8MF1040-2UT15-0BA2 | SIVACON SICUBE DOOR, 1,5MM RAL 7035 LA HEIGHT 2000 WIDTH 400 PLAIN FOAMED SEAL | 425.61
6AG1010-1AU00-4AA0 | SIPLUS SIMOCODE PRO V BASIC UNIT 2 -25 ... +60 DEGREES C WITH CONFORMAL COATING BASED ON 3UF7010 | 1116.74
5SV3311-6KL | RES.CUR.OP.CIRCUIT BREAKER TYPE A 16A 1+N-POLE 30MA 230V 2MW N-LEFT | 70.01
5SV3314-6 | RES.CUR.OP.CIRCUIT BREAKER TYPE A 40A 1+N-POLE 30MA 230V 2MW | 61.78
5SV3344-6 | RES.CUR.OP.CIRCUIT BREAKER TYPE A 40A 3+N-POLE 30MA 400V 4MW | 126.1
5SV3347-6KL | RES.CUR.OP.CIRCUIT BREAKER TYPE A 80A 3+N-POLE 30MA 400V 4MW N-LEFT | 197.79
6XV1871-5BN10 | IE CONNECTING CABLE IE FC RJ45 PLUG-180/IE FC RJ45 PLUG-180; IE FC TRAILING CABLE GP PREASS. W. | 110.51
6XV1873-2E | SIMATIC NET FO FRNC CABLE, (50/ 125/OM4), HALOGEN-FREE CABLE, SEPARABLE, FOR FIXED IN- STALLATION | 7.81
6GK6000-8FX04-4EA0 | RUGGEDCOM 2488-24FXA04 MODULE 4 X 100FX - SINGLEMODE, 1310NM, ST, 20KM | 2509.14
6GK6000-8FX10-2AA0 | RUGGEDCOM MEDIA MODULE FOR RSG2100 & RS416 - 2 X 100FX 1310NM SINGLE MODE, LC 50KM, EQUIVALENT TO | 4956.07
8MF1096-3VS4 | SIVACON SICUBE CASE HWD 2000X900X600 VENT | 2522.22
8MF1098-3BS4 | SIVACON SICUBE CASE HWD 2000X900X800 | 2653.58
8MF1100-2AM12-0 | SIVACON SICUBE MOUNT. SHEET. INT. HXW 100X100 | 66.72
8MF1165-2AS30 | SIVACON SICUBE MOUNTING RACK 50 L1650 | 61.75
8MF1240-2HL6 | SIVACON SICUBE CABLE TRENCH HXW 50X37,5 (2M) | 51.38
8MF1240-2HL7 | SIVACON SICUBE CABLE TRENCH HXW 50X37,5HF (2M) | 70.69
8MF1240-2UT15-0BA2 | SIVACON SICUBE DOOR, 1,5MM RAL 7035 LA HEIGHT 2200 WIDTH 400 PLAIN FOAMED SEAL | 432.17
8MF1240-2UW61-1C | SIVACON SICUBE PANEL SIDE/ BACK 1,5MM COATED HEIGHT 2200 WIDTH 400 0 | 220.67
6ES7400-0HR04-4AB0 | SIMATIC S7-400H, 417-5H SYSTEM-BUNDLE H-SYSTEM WITH 1 X UR2-H, W/O MEMORY CARD, 2 X PS407 UC120/2 | 63592.46
6SL3223-0DE32-2AA0 | SINAMICS G120P POWER MODULE PM230 WITH BUILT IN CL. A FILTER PROTECTION IP55 / UL TYPE12 3AC380- | 4226.8
6SL3223-0DE38-8BA0 | SINAMICS G120P POWER MODULE PM230 WITH BUILT IN CL. B FILTER PROTECTION IP55 / UL TYPE12 3AC380- | 17611.74
6SL3266-1AD00-0VA0 | SINAMICS V20 FSD SHIELD CONNECTION KIT | 27.34
6SL3266-1EB00-0KA0 | SINAMICS G120C SCREENING PLATE FOR FSB INCLUDES SCREENING PLATE AND MOUNTING ACCESSORIES | 94.53
5ST2525 | CONNECTING CABLE WITH CONNECTOR 10SQMM, 120MM LONG BLACK INSULATION | 2.3
5ST3015-2 | AUXILIARY CIRCUIT SWITCH 2NC, FOR MCB WITH TEST BUTTON FOR LOW POWER | 30.58
5ST3712-0HG | PIN BUSBAR 3PHASE+AS, 1016MM LONG SHOCKHAZARD-SAFETY, 18SQMM WITHOUT END CAPS, ACC.TO UL 508 | 97.24
6AV6381-2CA07-3AK3 | SIMATIC WINCC RT CLIENT UPGRADE FROM V7.X TO V7.3, FOR WINCC RT CLIENTS OR RT128, RUNTIME-SW, SIN | 859.51
6GK6015-0AL14-0AA1 | RUGGEDCOM RX1500PN PS 24P POWER SUPPLY 24VDC (10-36VDC), PLUGGABLE TERMINAL BLOCK CONFORMAL COAT | 1128.93
6AV2107-0GA00-0BH0 | SIMATIC WINCC LOGGING FOR RUNTIME ADVANCED OPTION F. WINCC (TIA PORTAL) LICENSE KEY DOWNLOAD, SI | 407.5
6AV2107-2LH00-0BD0 | SIMATIC WINCC DATAMONITOR FOR RUNTIME PROFESSIONAL POWERPACK 10 -> 25 CLIENTS OPTION F. WINCC (TI | 11427.15
6AV2124-0MC01-0AX0 | SIMATIC HMI TP1200 COMFORT, COMFORT PANEL, TOUCH OPERATION, 12" WIDESCREEN-TFT-DISPLAY, 16 MIL. | 3867.76
5ST3725 | PIN BUSBAR SAFE-TO-TOUCH, 16 SQMM 4-PHASE + HS, 1000 MM LONG | 59.19
6AV6618-7BB01-3AH0 | WINCC FLEXIBLE /SM@RTSERVICE FOR SIMATIC PANEL, RUNTIME-SW, SINGLE LICENSE, LICENSE KEY DOWNLOAD, | 987.87
6ES7658-3TX28-2YB5 | SIMATIC PDM, SOFTWARE SERVER V8.2, FLOATING LICENSE F.1 USER, E-SW, WITHOUT SW AND DOCU. LICENSE | 8431.79
8PQ5000-3BA43 | SIKUS/SIVACON MODULE DOOR LABELING STRIP WIDTH 600MM | 63.09
8PQ5000-3BA87 | SIVACON S4 SEPARATION 3WL SHAPE 4 SWITCH 3WL11 630 - 1000A 3- OR 4-POLE FIXED MOUNTED, WITHDRAW | 144.03
6AV6381-1KA00-0AX5 | WINCC SOFTWARE UPDATE SERVICE DOWNLOAD VALID FOR 1 LICENSE AUTOMATIC UPDATE WITH UPGRADES AND SE | 1618.55
5ST3751 | PIN BUSBAR FINGER-SAFE 16 MM2 2-PHASE FOR 5 FI/LS 2-POL/3MW 15 MW TOTALLY INSULATED | 10.15
6AV6612-0AA31-3CA8 | WINCC FLEXIBLE 2008 CHINA STANDARD, ENGINEERING-SW, SINGLE LICENSE, SW AND DOCUMENTATION ON DVD | 298.97
5SU1354-4KK32 | RES.CUR.OP.CIR.BR.W.OV.CUR.PROT TYPE F 30MA, 10KA, 1+N-POLE, C 32A | 186.22
6ES7223-1PL32-0XB0 | SIMATIC S7-1200, DIGITAL I/O SM 1223, 16DI / 16DO, 16DI DC 24 V, SINK/SOURCE, 16DO, RELAY 2A | 420.08
6SL3720-1TG38-1AU3 | SINAMICS S120 CABINET MODULE SINGLE MOTOR MODULE WITH CIM NEMA DESIGN INPUT: DC 675 - 1035V OUTP | 87173.18
5SV3314-6KL | RES.CUR.OP.CIRCUIT BREAKER TYPE A 40A 1+N-POLE 30MA 230V 2MW N-LEFT | 61.78
5SV3412-6KL | RES.CUR.OP.CIRCUIT BREAKER TYPE A 25A 1+N-POLE 100MA 230V 2MW N-LEFT | 72.95
6EP1332-4BA00 | SIMATIC PM 1507 24 V/3 A STABILIZED POWER SUPPLY FOR SIMATIC S7-1500 INPUT: 120/230 V AC OUTPUT: | 179.91
6EP1334-3BA10 | SITOP PSU200M 10 A STABILIZED POWER SUPPLY INPUT: 120/230-500 V AC OUTPUT: 24 V/10 A DC | 282.71
6EP4137-3AB00-2AY0 | SITOP UPS1600 40A ETHERNET/ PROFINET UNINTERRUPTIBLE POWER SUPPLY WITH ETHERNET/PROFINET INTER- | 635.19
6AG1522-5FF00-7AB0 | SIPLUS S7-1500, DIGITAL OUTPUT MODULE DQ 8 X 230VAC,2A,TRIAC; 8 CHANNELS IN GROUPS OF 1, 2A PER | 710.89
8PQ6000-5BA78 | SIVACON S4 KIT HOLDER AND DRAWINGS FOR SWITCHGEAR CONNECTION TO CABLE SENTRON 3WL1116 FIXED MOUN | 575.11
6AV7674-0KG11-0AA0 | STARTER KIT KP8 EXTENSION UNIT 15" CONTAINING: 1 X EXTENSION UNIT 15" KP8, 1 X KEY PANEL 8, 1 X | 1348.58
6GK5991-2AH00-8AA0 | SCALANCE X ACCESSORIES; MEDIA MODULE MM991-2P; 2 X 100MBIT/S; SC RJ POF/PCF- PORTS; OPTICAL POF | 739.64
6AV6618-7DD01-3AH0 | WINCC FLEXIBLE /PROAGENT FOR WINCC FLEXIBLE RUNTIME, RUNTIME-SW, SINGLE LICENSE, LICENSE KEY DOWN | 2245.46
6AV6381-2CA07-3AV3 | SIMATIC WINCC RT CL UPGR ASIA FROM V7.X TO V7.3, FOR WINCC RT CLIENTS OR RT128, RUNTIME -SW ON DV | 966.75
6AV6381-2CB07-2AX3 | SIMATIC WINCC RC CLIENT UPGRADE FROM V7.0 TO V7.2, FOR WINCC RC CLIENTS OR RC128, RUNTIME & CONFI | 2508.67
5SV3417-6KL | RES.CUR.OP.CIRCUIT BREAKER TYPE A 80A 1+N-POLE 100MA 230V 2MW N-LEFT | 219.7
5SV3446-6 | RES.CUR.OP.CIRCUIT BREAKER TYPE A 63A 3+N-POLE 100MA 400V 4MW | 115.26
5SV3612-6 | RES.CUR.OP.CIRCUIT BREAKER TYPE A 25A 1+N-POLE 300MA 230V 2MW | 60.73
5SV3642-6KL | RES.CUR.OP.CIRCUIT BREAKER TYPE A 25A 3+N-POLE 300MA 400V 4MW N-LEFT | 51.28
8MF1820-2AA12-0 | SIVACON SICUBE MOUNT. SHEET OUTS. HXW 8001200 | 229.89
8MF1820-2GS30 | SIVACON SICUBE FRAME_GALVANIZED_2,5MM HEIGHT 1800 WIDTH 200 DEPTH 000 | 648.95
8MF1830-2UT15-1BA2 | SIVACON SICUBE DOOR, 1,5MM RAL 7035 LA HEIGHT 1800 WIDTH 300 WITH VENTILATION OPENING FOAMED SE | 399.33
8MF1840-2UW60-1C | SIVACON SICUBE PANEL SIDE/ BACK 1,5MM COATED HEIGHT 1800 WIDTH 400 0 | 162.88
6SL3130-7TE21-6AA4 | SINAMICS S120 ACTIVE LINE MODULE INPUT: 3-PH 380-480V, 50/60HZ OUTPUT: DC 600V, 27A, 16KW FRAME | 3039.43
6ES7193-6CP81-2AB0 | SIMATIC ET 200SP, 10 COLOR IDENTIFICATION LABELS COLOR CODE CC81, FOR 4 AUX TERMINALS, FOR BU-TY | 15.45
6ES7193-6CP86-2AC0 | SIMATIC ET 200SP, 10 COLOR IDENTIFICATION LABELS COLOR CODE CC86, FOR 2 AUX TERMINALS, FOR BU-TY | 15.45
8PQ2300-4BA18 | SIVACON S4 BOTTOM PLATE DEGREE OF PROTECTION IP4X WITH CABLE ENTRY WIDTH 350MM DEPTH 400MM | 61.42
8PQ2300-6BA11 | SIVACON S4 TOP PLATE DEGREE OF PROTECTION IP55 BLANK WIDTH 350MM DEPTH 600MM | 60.31
8PQ2300-6BA15 | SIVACON S4 TOP PLATE UPGRADE KIT IPX1 WIDTH 350MM DEPTH 600MM | 118.93
8PQ2306-8BA02 | SIVACON S4 TOP PLATE DEGREE OF PROTECTION IP4X BLANK WIDTH 600MM DEPTH 800MM | 96.64
6AV2181-3MJ20-0AX0 | PROTECT. FILM 12" WIDESCREEN TYPE 2 FOR KTP1200 BASIC AMOUNT: SEE TECHNICAL DATA | 324.01
6GT2815-2BN15 | SIMATIC RF600 CONNECT. CABLE ANTENNA L15; PREASSEMBLED; IP65; TRAILING (TRAILING CAPABILITY); P | 294.15
6GT2821-1AC10 | SIMATIC RF200 READER RF210R; RS422-INTERFACE (3964R); IP 67, -25 UP TO +70 DGR/C; M18 X 71 MM; | 304.2
6SL3210-1KE12-3UC1 | SINAMICS G120C RATED POWER 0,75KW WITH 150% OVERLOAD FOR 3 SEC 3AC380-480V +10/-20% 47-63HZ UNFI | 1441.33
6SL3210-1KE12-3UF1 | SINAMICS G120C RATED POWER 0,75KW WITH 150% OVERLOAD FOR 3 SEC 3AC380-480V +10/-20% 47-63HZ UNFI | 1144.37
6SL3210-1KE13-2AB1 | SINAMICS G120C RATED POWER 1,1KW WITH 150% OVERLOAD FOR 3 SEC 3AC380-480V +10/-20% 47-63HZ INTEG | 1148.62
8WA8360-1AB | PLATES VERTICAL. U V W X Y Z + PACK WITH 204 PLATES 3 CARDS PER 68 PLATES INSCRIPTION 2MM SIZE. | 0.19
8WA8361-0AC | PLATES HORIZONTEL. 1..40 PACK WITH 204 PLATES 3 CARDS PER 68 PLATES INSCRIPTION 2MM SIZE. 5X7MM, | 0.19
8WA8361-0BH | PLATES HORIZONTEL. 36..40 PACK WITH 204 PLATES 3 CARDS PER 68 PLATES INSCRIPTION 2MM SIZE. 5X7MM | 0.19
8WA8361-0BJ | PLATES HORIZONTEL. 41..45 PACK WITH 204 PLATES 3 CARDS PER 68 PLATES INSCRIPTION 2MM SIZE. 5X7MM | 0.19
8WA8361-0BN | PLATES HORIZONTEL. 61..65 PACK WITH 204 PLATES 3 CARDS PER 68 PLATES INSCRIPTION 2MM SIZE. 5X7MM | 0.19
6ES7194-2BA00-0AA0 | IDENTIFICATION LABELS 10X5 MM RAL9016, CONSISTS OF 200 LABELS ON FRAME, 40 LABELS PER FRAME | 33.47
6ES7194-2LH03-0AB0 | BUS CABLE FOR ET-CONNECTION, PREASSEMBLED WITH 2 X M8 CONNECTORS ANGLED, 4 CORE, SHIELDED, LENGTH | 37.32
6ES7194-2LN10-0AB0 | BUS CABLE FOR ET-CONNECTION, PREASSEMBLED WITH 2 X M8 CONNECTORS ANGLED, 4 CORE, SHIELDED, LENGTH | 88.81
8PQ2308-6BA03 | SIVACON S4 TOP PLATE DEGREE OF PROTECTION IP4X WITH CABLE ENTRY WIDTH 800MM DEPTH 600MM | 160.75
8PQ2308-8BA08 | SIVACON S4 CORNER CUBICLE TOP PLATE DEGREE OF PROTECTION IP55 ENCLOSED DEPTH 800MM | 205.34
6AV2144-8MC10-0AA0 | SIMATIC HMI TP1200 COMFORT INOX STAINLESS STEEL FRONT, MEMBRANE COVERING DISPLAY, PROTECTION CLAS | 4405.04
6ES7900-5AA00-0XA0 | SIMATIC PG, SUPPLY CABLE 3M FOR FIELD PG M4/M2 FOR GERMANY; FRANCE; SPAIN; NETHERLANDS; BELGIUM; | 19.48
6ES7921-5CB20-0AA0 | FRONT CONNECTOR MODULE W. 1X50 POLE IDC-CONNECT. FOR DIGITAL 32 I/O MODULES OF S7-1500 POTENTIAL | 71.6
6ES7921-5CK20-0AA0 | FRONT CONNECTOR MODULE W. 1X50 POLE IDC-CONNECT. FOR ANALOG 40 POL. I/O MODULES OF S7-1500 POTENT | 67.79
6ES7922-5BC50-0HC0 | FRONT CONN. FOR SIMATIC S7-1500 40PIN(6ES7592-1AM00-0XB0) WITH 40 SINGLE CORES 0.5 MM2 CORE TYPE | 155.44
6AV6671-3XY48-4AX0 | CONNECTOR, FEMALE, 16-PIN, FOR KP8F PN, KP32F PN, WIRE CROSS-SECTION UP TO 0.75 MM2 AMOUNT: SEE | 147.12
5SV5412-0 | RES.CUR.OP.CIRCUIT BREAKER TYPE AC 25A 1+N-POLE 100MA 230V 2MW RESIDENTIAL | 95.72
5SV8904-1KK | CORE BALANCE SHIELD FOR CURRENT TRANSFORMER 105MM | 238.08
6SL3126-1TE13-0AA4 | SINAMICS S120 SINGLE MOTOR MODULE INPUT: DC 600V OUTPUT: 3AC 400V, 3A FRAME SIZE: BOOKSIZE COLD | 1508.6
8PQ2304-4BA01 | SIVACON S4 TOP PLATE DEGREE OF PROTECTION IP55 BLANK WIDTH 400MM DEPTH 400MM | 49.27
8PQ2304-4BA06 | SIVACON S4 BOTTOM PLATE DEGREE OF PROTECTION IP4X WITH CABLE ENTRY WIDTH 400MM DEPTH 400MM | 84
8PQ2304-8BA02 | SIVACON S4 TOP PLATE DEGREE OF PROTECTION IP4X BLANK WIDTH 400MM DEPTH 800MM | 80.94
8PQ2304-8BA04 | SIVACON S4 TOP PLATE UPGRADE KIT IPX1 WIDTH 400MM DEPTH 800MM | 110.56
6AV2105-3FF03-0AK0 | WINCC RUNTIME PROFESSIONAL 2048 POWERTAGS V13, UPGRADE V11..V12 -> V13, RUNTIME-SW IN TIA PORTAL | 3933.62
6AV6671-5CA00-0AX2 | MOBILE PANEL 277(F) IWLAN, SERVICE SET V2 AMOUNT AND CONTENT: SEE TECHNICAL DATA | 499.15
8MF1870-2UT15-0BA2 | SIVACON SICUBE DOOR, 1,5MM RAL 7035 LA HEIGHT 1800 WIDTH 450 PLAIN FOAMED SEAL | 416.42
8MF1870-2UT25-0BA2 | SIVACON SICUBE DOOR- HALF, 1,5MM RAL 7035 LA HEIGHT 1800 WIDTH 450 PLAIN FOAMED SEAL | 327.12
8MF1880-2AL13-0 | SIVACON SICUBE M. BOARD BACK HXW 1800X800 PERF | 363.87
8MF1880-2UT14-0CA1 | DOOR RIGHT-HAND H18 W08 EMV | 924.77
6SL3210-1KE15-8AB1 | SINAMICS G120C RATED POWER 2,2KW WITH 150% OVERLOAD FOR 3 SEC 3AC380-480V +10/-20% 47-63HZ INTE | 1433.57
8PQ2035-6BA01 | SIVACON S4 COVER BLANK HEIGHT 350MM WIDTH 600MM | 74.44
8PQ2035-8BA06 | SIVACON S4 MODULE DOOR DEGREE OF PROTECTION IP4X HEIGHT 350MM WIDTH 800MM | 173.75
6AV6372-2CG20-0BA0 | WINCC/PERFORMANCE MON. ARCH., 30 ARCHIVE-TAGS, FOR SIMATIC WINCC FROM V7.2, RUNTIME-SW, SINGLE L | 1812.25
6NH7803-4BA00-0AA0 | TIM 4R-IE DNP3 COMMUNICATIONS MODULE FOR SIMATIC S7-300, S7-400, PC; WITH TWO RS232/RS485- INTER | 5730.74
6EP1536-3AA00 | SITOP PSU400M 20 A DC/DC TRANSFORMER INPUT: 600 V DC OUTPUT: 24 V/20 A DC | 471.19
8PQ4000-0BA07 | SIVACON S4 SEPARATION DISTRIBUTION BUSBAR FORM2B WITH MAIN BUSBAR SYSTEM MAIN BUSBAR FRONT DEPT | 363.27
8PQ4000-0BA31 | SIVACON S4 HOLDER VERT.DISTRIBUTION BUSBAR NON STAGGERED CROSS SECTION UP TO 4X50X10MM WIDTH 400 | 279.68
8PQ4000-0BA54 | SIVACON S4 CONNECTING BRACKETS MBB CROSS SECTION 30X10MM L, N, PEN | 353.99
6AV6381-2AA07-2AK4 | SIMATIC WINCC RT UPGRADE FROM V6.2 TO V7.2, FOR SIMATIC WINCC RUNTIME (RT) INCL. OPTIONS REDUNDA | 2258.46
6SL3040-1GA01-1AA0 | SINAMICS G130 CONTROL UNIT KIT PROFINET GROUP MLFB CONSISTING OF: CONTROL UNIT CU320-2 PN COMPAC | 1124.03
6SL3040-1LA01-0AA0 | SINAMICS S120 CONTROL UNIT CU310-2 PN WITH PROFINET INTERFACE WITHOUT COMPACTFLASH CARD | 1194.53
6SL3055-0AA00-3LA0 | SINAMICS TERMINALMODULE TM150 ADD ON BOARD FOR TEMPERATURE EVALUATION UNIT FOR G130/G150, S120/S | 830.61
6GK7443-5DX05-0XE0 | COMMUNICATION PROCESSOR CP443-5 EXTENDED FOR CONNECT. OF SIMATIC S7-400 TO PROFIBUS, DP, S5-COMP | 2584.94
6SL3210-1KE21-3UB1 | SINAMICS G120C RATED POWER 5,5KW WITH 150% OVERLOAD FOR 3 SEC 3AC380-480V +10/-20% 47-63HZ UNFI | 1079.71
8GF9657 | STAB UNIVERSAL MOUNT. RAIL (1 SET = 2 UNITS) VERTICAL, H=1400MM | 147
8GF9670-1 | STAB/SIKUS UNIVERSAL ADAPTER F. DIN RAIL | 17.33
8MF1060-3BS4 | SIVACON SICUBE CASE HWD 2000X600X1000 | 2298.86
8MF1066-2UD30-0A | SIVACON SICUBE ROOF GALVANISED 2MM WIDTH 600 DEPTH 600 WITH VENTILATION OPENING WITHOUT SEAL | 69.25
8MF1068-3BR5 | SIVACON SICUBE CASE HWD 2000X600X800 R | 1825.97
8MF1080-2AA12-0 | SIVACON SICUBE MOUNT. SHEET OUTS. HXW 1000800 | 181.27
8MF1080-2AL13-0 | SIVACON SICUBE M. BOARD BACK HXW 2000X800 PERF | 387.55
6ES7313-6BG04-0AB0 | SIMATIC S7-300, CPU 313C-2 PTP COMPACT CPU WITH MPI, 16 DI/16 DO, 3 FAST COUNTERS (30 KHZ), INTE | 2656.53
8PQ2055-0BA05 | SIKUS/SIVACON DOOR WIRING SUPPORT DOOR HEIGHT 550MM | 27.89
8PQ2055-1BA06 | SIVACON S4 0 0 WIDTH 1000MM | 81.41
6SL3532-6DF71-0RA2 | DISTRIBUTED SERVO-DRIVE SINAMICS S120M AH36, M(0)=1,00NM, N(N)=3000 RPM, INPUT: DC 600V ABSOLUT | 3802.6
5SL4101-6 | CIRCUIT BREAKER 230/400V 10KA, 1POLE, B, 1A | 7.75
5SL4110-7 | CIRCUIT BREAKER 230/400V 10KA, 1POLE, C, 10A | 7.54
5SL4115-7 | CIRCUIT BREAKER 230/400V 10KA, 1POLE, C, 1.6A | 8.95
8MF1000-2AB03 | COVER FOR SWING FRAMES 3HU | 54
8MF1000-2AK13-0 | SIVACON SICUBE M.BOARD SIDE HXB2000X1000 PERF | 286.36
8MF1000-2VE | SIVACON SICUBE DAIMLER | 48.86
8MF1000-2VW | SIVACON SICUBE HINGE-JOINT SET R | 73.43
6AV6371-1KX07-3XX4 | WINCC/INDUSTRIALDATABRIDGE UPGRADE FROM V6.2 TO V7.3 FOR 128, 512, 2048 OR 10000 TAGS, RUNTIME-SW | 1005.74
6SL3730-7TG41-0CU3 | SINAMICS S120 CABINET MODULE ACTIVE LINE MODULE INCL. CIM AND ACTIVE INTERFACE MODULE 3AC 500-690 | 180358.28
8MF1260-2UT14-0BA2 | SIVACON SICUBE DOOR, 1,5MM RAL 7035 RA HEIGHT 2200 WIDTH 600 PLAIN FOAMED SEAL | 487.37
8MF1266-3VS4 | SIVACON SICUBE CASE HWD 2200X600X600 VENT | 2088.69
8MF1270-2UT25-0BA2 | SIVACON SICUBE DOOR- HALF, 1,5MM RAL 7035 LA HEIGHT 2200 WIDTH 450 PLAIN FOAMED SEAL | 362.56
8MF1284-3VS4 | SIVACON SICUBE CASE HWD 2200X800X400 VENT | 2180.63
8MF1290-2UT14-0BA2 | SIVACON SICUBE DOOR, 1,5MM RAL 7035 RA HEIGHT 2200 WIDTH 900 PLAIN FOAMED SEAL | 551.73
8MF1320-2AM12-0 | SIVACON SICUBE MOUNT. SHEET. INT. HXW 300X120 | 116.8
8MF1400-2AM02-0 | SIVACON SICUBE MOUNT. SHEET. INT. HXW 400X100 | 83.03
8MF1460-2HH | SIVACON SICUBE CABLE ORGANISER 40 W600 | 46.24
7ME3960-0SM31 | MOUNTING STRAP FOR PIPE DIAMETER TO DN1500 (ORDER 2 FOR EACH PIPE INSTALLATION) (LEGACY PART NR. | 487.19
6AV6371-1DG07-2AX4 | WINCC/PROAGENT UPGRADE FROM V6.X TO V7.2, FOR SIMATIC/WINCC V7.2 RUNTIME-SW ON CD SINGLE LICENSE | 659.66
6AG1931-2FC21-7AA0 | SIPLUS PS DC-USV-MODUL 24V/40A -25 ... +70 DEGREES C WITH CONFORMAL COATING BASED ON 6EP1931-2FC2 | 1243.41
6AG1960-1AA04-7AA0 | SIPLUS S7-400 PATCH CABEL 1M HF -25 ... + 70 GRAD C . PATCH CABLE FO 1M FOR SYNC-MODULE | 207.95
6AV6671-3XY58-4AX0 | CONNECTING PLUG FOR SIMATIC HMI KP32F PN 24 PIN, 24V DC, 4 PIECES PER PACKAGING UNIT | 176.9
6GK6015-0AL20-0PH0 | RUGGEDCOM RX1500PN M12 X CG04B LINE MODULE 8 PIN M12 X-CODED COPPER ETHERNET MODULES 2X 10/100/1 | 933.99
5SL4104-8 | CIRCUIT BREAKER 230/400V 10KA, 1POLE, D, 4A | 11.94
5SL4120-8 | CIRCUIT BREAKER 230/400V 10KA, 1POLE, D, 20A | 9.97
5SL4140-7 | CIRCUIT BREAKER 230/400V 10KA, 1POLE, C, 40A | 11.23
5SL4204-8 | CIRCUIT BREAKER 400V 10KA, 2POLE, D, 4A | 33.24
6SL3544-0FB21-1FB0 | SINAMICS G120D CONTROL UNIT CU240D-2 PN-F PP PROFINET AND SAFETY INTEGRATED PUSH-PULL DESIGN 6 D | 1186.54
6SL3544-0NB02-1FA0 | SINAMICS G110M CONTROL UNIT CU240M PN G PROFINET WITH M GLANDS 4 DI, 2 DO, 2 AI, 1 F-DI PTC/ KT | 1419.56
8GK1133-6KA22 | ALPHA 400 DIN WALL-MOUNTING DISTRIBUTION BOARD EMPTY CUBICLE, RAL 9016, IP55 H=1250 W=550 D=210 | 1135.14
5SV4414-0KL | RES.CUR.OP.CIRCUIT BREAKER TYPE AC 40A 1+N-POLE 100MA 230V 2MW N-LEFT | 59.61
6AG1232-4HB32-4XB0 | SIPLUS S7-1200 SM1232 2AQ FOR MEDIAL STRESS WITH CONFORMAL COATING BASED ON 6ES7232-4HB32-0XB0 . | 554.72
6ES7648-1AA20-0YM0 | SIMATIC IPC, MOUNTING SET DIN-RAIL FOR MICROBOX IPC427D | 85.39
6SL3005-0DG41-6AA0 | SINAMICS S120 LIQUID COOLED REACTOR FOR ACTIVE INTERFACE MODULE 3AC 500-690V, 50/60HZ, 1560A RAT | 58144.57
8PQ2300-4BA12 | SIVACON S4 TOP PLATE UPGRADE KIT IPX1 WIDTH 850MM DEPTH 400MM | 140.3
8PQ2300-8BA05 | SIVACON S4 TOP PLATE UPGRADE KIT IPX1 WIDTH 350MM DEPTH 800MM | 128.23
8PQ2301-8BA01 | SIVACON S4 TOP PLATE DEGREE OF PROTECTION IP55 BLANK WIDTH 1000MM DEPTH 800MM | 161.68
8PQ2306-4BA02 | SIVACON S4 TOP PLATE DEGREE OF PROTECTION IP4X BLANK WIDTH 600MM DEPTH 400MM | 61.07
6AV3688-3AY36-0AX0 | SIMATIC HMI KP8 PN KEY PANEL, 8 SHORT-STROKE KEYS WITH MULTI-COLOR LED'S, PROFINET INTERFACE 8 | 471.31
6GT2821-1AC32 | SIMATIC RF200 READER RF210R IO-LINK IO-LINK-INTERFACE; IP 67, -25 UP TO +70 DGR/C; M18 X 83 MM; | 631.35
6DL5450-8AA17-0YL1 | SIMATIC PCS 7 BRAUMAT, SOFTWARE LIBRARY RUNTIME V7.1, SINGLE LICENSE F.1 INSTALLATION R-SW, WITHO | 3983.99
8MF1850-2UT14-1BA2 | SIVACON SICUBE DOOR, 1,5MM RAL 7035 RA HEIGHT 1800 WIDTH 500 WITH VENTILATION OPENING FOAMED SE | 447.94
8MF1864-2GS30 | SIVACON SICUBE FRAME_GALVANIZED_2,5MM HEIGHT 1800 WIDTH 600 DEPTH 400 | 503.14
8MF1880-2UT15-1BA2 | SIVACON SICUBE DOOR, 1,5MM RAL 7035 LA HEIGHT 1800 WIDTH 800 WITH VENTILATION OPENING FOAMED SE | 516.27
8MF1890-2UT14-1BA2 | SIVACON SICUBE DOOR, 1,5MM RAL 7035 RA HEIGHT 1800 WIDTH 900 WITH VENTILATION OPENING FOAMED SE | 545.16
8MF1060-2UD10-0A | SIVACON SICUBE ROOF GALVANISED 2MM WIDTH 600 DEPTH 1000 PLAIN WITHOUT SEAL | 91.7
8GK9920-0KK46 | ALPHA 630 UNIVERSAL, TRANSPORT BAR KIT H1800 VERTICAL | 388.56
6SL3210-1KE13-2UC1 | SINAMICS G120C RATED POWER 1,1KW WITH 150% OVERLOAD FOR 3 SEC 3AC380-480V +10/-20% 47-63HZ UNFIL | 1430.21
8MF1250-2HL7 | SIVACON SICUBE CABLE TRENCH HXW 50X50HF (2M) | 73.56
8MF1260-2AL03-0 | SIVACON SICUBE M. BOARD BACK HXW 2200X600 | 362.56
6NH7997-5AA21-0AD2 | SINAUT PP ST7SC V2.1 SM; POWERPACK FOR SOFTWARE ST7SC S ON ST7SC M; MAX 12 SINAUT ST7-STATIONS; | 2201.17
8PQ2050-6BA03 | SIVACON S4 MODULE DOOR DEGREE OF PROTECTION IP4X HEIGHT 500MM WIDTH 600MM | 189.55
8PQ5000-0BA30 | SIVACON S4 SEPARATION 3WL SHAPE4 SWITCH 3WL SIZE 1 3- OR 4-POLE FIXED MOUNTED, WITHDRAWABLE CA | 197.93
7MF5987-1DM | TERMINAL BOARD F.SITRANS P500 COMMUNICATION: HART; ASSEMBLY:INTRINSICALLY SAFE, EX IA; TYPE OF EL | 245.58
6AG1067-2AA00-0AA7 | SINAMICS G CU240E DP F INCL. ADAPTERCABEL FOR TRAINING/DEMO CASE MODULAR | 1408.84
6GK6050-0AL53-0AA0 | LAYER 3 STANDARD EDITION TO LAYER 3 SECURITY EDITION | 1193.92
6GK6050-0ML20-0BH1 | LINE MODULE 4X 100FX MULTIMODE LC 2KM | 2777.69
6GK6050-0RL40-0VA1 | SWITCH MODULE LAYER 3/88 GIGABIT THROUGHPUT, NO UPLINK PORTS CONFORMAL COATING | 8966.54
6EP4297-8HB10-0XY0 | SITOP BUF8600 300MS BUFFER MODULE FOR PSU8600 BUFFER CAPACITY 300 MS/40 A | 433.25
6ES7658-1GX08-2YK5 | SIMATIC PCS 7, SOFTWARE UPGRADE ADVANCED ENGINEERING SYSTEM FROM V7.1 TO V8.0 FLOATING LICENSE F | 3220.81
6ES7658-2AX08-0CE0 | SIMATIC PCS 7, SOFTWARE UPGRADE PACKAGE OS SINGLE STATION ASIA FROM V7.1 TO V8.0 SINGLE LICENSE | 4222.62
6SL3200-0SF40-0AA0 | SINAMICS G120C TOP FAN FOR FSA INCLUDES TOP COVER WITH BUILT IN FAN INTEGRATED FILTER CLASS A | 181.5
6EP1333-1LB00 | SITOP PSU100L 24 V/5 A STABILIZED POWER SUPPLY INPUT: 120/230 V AC OUTPUT: 24 V/5 A DC | 108.07
6ES7658-3HA28-0YH5 | SIMATIC PDM, SOFTWARE SINGLE POINT V8.2 (1 TAG), FLOATING LICENSE F. 1 USER, E-SW, WITHOUT SW AND | 143.82
6SL3161-3DP00-0AA0 | SINAMICS S120 SPARE PART: S120 COMBI DROP CATCHER | 21.8
8PQ2420-6BA01 | SIVACON S4 REAR WALL DEGREE OF PROTECTION IP55 HEIGHT 2000MM WIDTH 600MM | 243.44
6ES7658-2GF00-0XH0 | SIMATIC PCS 7, SOFTWARE, WEB SERVER (5 CLIENTS), SINGLE LICENSE F.1 INSTALLATION R-SW, WITHOUT SW | 22216.56
8PQ2045-1BA02 | SIVACON S4 UPGRADE KIT IP55 HEIGHT 450MM WIDTH 1000MM | 81.05
8PQ2045-4BA02 | SIVACON S4 FACHTUER UPGRADE KIT IP55 HEIGHT 450MM WIDTH 400MM | 73.43
8PQ2045-6BA01 | SIVACON S4 COVER SENTRON 3K SWITCH 3KL61 UP TO 630A 3-POLE ARRANGEMENT VERTICAL HEIGHT 450MM W | 77.4
6AG1124-1JC01-4AX0 | SIPLUS HMI KP900 COMFORT 9" FOR MEDIAL STRESS WITH CONFORMAL COATING BASED ON 6AV2124-1JC01-0AX0 | 5414.8
8GK2300-5KL43 | ALPHA 630 UNIVERSAL, FLOOR MOUNTED DISTRIBUTIONBOARD (EMPTY ENCLOSURE) RAL 7035 IP30 (IP43), SK 1 | 788.57
8GK2325-5KK23 | ALPHA 630 UNIVERSAL, FLOOR MOUNTED DISTRIBUTIONBOARD (EMPTY ENCLOSURE) RAL 7035 IP30 (IP55), SK 1 | 949.29
8GK2325-6KK43 | ALPHA 630 UNIVERSAL, FLOOR MOUNTED DISTRIBUTIONBOARD (EMPTY ENCLOSURE) RAL 7035 IP30 (IP55), SK 1 | 1155.23
6GK6050-0ML51-0AA0 | LAYER 2 STANDARD EDITION TO LAYER 3 STANDARD EDITION | 1039.6
6GK6050-0RL10-0AA1 | POWER SUPPLY BLANK MODULE FULL PANEL | 462.95
6GK6050-0RL30-0CA1 | CONTROL MODULE WITH LAYER 3 SECURITY EDITION LAYER-3-HARDWARE | 7780.76
6GT2091-4LH20 | SIMATIC RF, MV CONNECT. CABLE, PREASSEMBLED, BETWEEN RF120C AND READER PUR, CMG, TRAILING, LENGTH | 88.81
6SL3210-1KE17-5AB1 | SINAMICS G120C RATED POWER 3,0KW WITH 150% OVERLOAD FOR 3 SEC 3AC380-480V +10/-20% 47-63HZ INTE | 965.32
6AV6381-2AB07-2AV3 | SIMATIC WINCC RC UPGRADE ASIA FROM V7.0 TO V7.2, FOR SIMATIC WINCC RUNTIME & CONFIGURATION (RC), | 2960.37
6AV6381-2AB07-2AV4 | SIMATIC WINCC RC UPGRADE ASIA FROM V6.2 TO V7.2, FOR SIMATIC WINCC RUNTIME & CONFIGURATION (RC), | 4450.31
6ES7505-0KA00-0AB0 | SIMATIC S7-1500, SYSTEM POWER SUPPLY PS 25W 24V DC | 316.23
6ED1055-1CB00-0BA2 | LOGO! DM8 24 EXPANSION MODULE, PU/I/O: 24V/24V/TRANS., 4 DI/4 DO FOR LOGO! 8 | 90.21
6EP1322-2BA00 | SITOP PSU100S 12 V/7 A STABILIZED POWER SUPPLY INPUT: 120/230 V AC OUTPUT: 12 V/7 A DC | 212.96
6ES7528-0AA00-7AA0 | SIMATIC S7-1500, SPARE PART FRONT DOOR FOR IO MODULES CONSISTING OF: * FRONT DOOR (UNLABELED), * | 88.75
6ES7532-5HD00-0AB0 | SIMATIC S7-1500, ANALOG OUTPUT MODULE AQ 4 X U/I ST; 16 BITS OF RESOLUTION, ACCURACY 0.3 %; 4 C | 769.76
6EP1433-0AA00 | SITOP PSU300E 24 V/5 A STABILIZED POWER SUPPLY INPUT: 3 400-500 V AC OUTPUT: 24 V/5 A DC | 275.37
6EP1961-2BA31 | SITOP PSE200U 3 A SELECTIVITY MODULE 4 CHANNELS INPUT: 24 V DC OUTPUT: 24V DC/3 A PER CHANNEL OU | 148.08
6EP1961-2BA41 | SITOP PSE200U 10 A SELECTIVITY MODULE 4 CHANNELS INPUT: 24 V DC OUTPUT: 24V DC/10 A PER CHANNEL | 162.78
8WH1000-1KG38 | FUSE TERMINALS LED 10-30 V WITH SCREW CONNECTION CROSS SECTION 4,0 QMM TERMINAL WIDTH 6,2 MM COL | 15.15
8WH1020-0AF01 | TWO-TIER TERMINALS WITH SCREW CONNECTION CROSS SECTION 2,5 QMM TERMINAL WIDTH 5,2 MM COLOR BLUE | 3.97
8WH9063-5BA06 | WARNING COVERS FOR CROSS SECTION 4 QMM FOR TERMINAL WIDTH 6,2 MM MOTIV FLASH COLOR YELLOW | 0.13
A5E00250502 | DRAWER, 19 INCH -MODULE RACK OF ALUMINIUM, 10 CHANNELS | 18093.68
6AV6371-1DV17-2BX3 | WINCC/AUDIT RC UPGRADE FROM V7.0 TO V7.2, FOR WINCC/AUDIT RC AND WINCC/CHANGECONTROL, RUNTIME & | 2237.34
6AV6381-2AB07-2AK4 | SIMATIC WINCC RC UPGRADE FROM V6.2 TO V7.2, FOR SIMATIC WINCC RUNTIME & CONFIGURATION (RC), INCL | 3954.74
6ES7648-2AJ60-0MA0 | SIMATIC IPC MEMORY EXTENSION, MEMORY MODULE 4 GB (1X 4 GB), DDR3-1600 SDRAM, DIMM, FOR SIMATIC RA | 260.69
6AV6371-1DX07-2XX4 | WINCC/INDUSTRIALDATABRIDGE UPGRADE FROM V6.2 TO V7.2 FOR 128, 512, 2048 OR 10000 TAGS, RUNTIME-SW | 1171.47
6SL3060-4DX04-0AA0 | CONNECTION CABLE TO CONNECT SBA TO ELECTRIC PLUG IN DEVICE | 59.37
6AG1222-1BF32-2XB0 | SIPLUS S7-1200 SM1222 8DQ -25 ... +70 DEGREES C WITH CONFORMAL COATING BASED ON 6ES7222-1BF32-0XB | 311.57
6SL3544-0QB02-1FA0 | SINAMICS G110M CONTROL UNIT CU240M PN Q PROFINET WITH PLUG-IN TERMINALS 4 DI, 2 DO, 2 AI, 1 F-DI | 1647.69
8PQ2055-8BA03 | SIVACON S4 MODULE DOOR DEGREE OF PROTECTION IP4X HEIGHT 550MM WIDTH 800MM | 240.65
8PQ2060-4BA03 | SIKUS/SIVACON MODULE DOOR UPGRADE TO DEGREE OF PROTECTION IP55 HEIGHT 600MM WIDTH 400MM | 74.7
8PQ2197-0BA06 | SIKUS/SIVACON FIELD DOOR CLOSED DEGREE OF PROTECTION IP55 HINGES ON LEFT SIDE TWO-WAY HEIGHT 1 | 484.08
8MF1006-2AK13-0 | SIVACON SICUBE M.BOARD SIDE HXB2000X600 PERF. | 206.26
8MF1006-2UD10-0A | SIVACON SICUBE ROOF GALVANISED 2MM WIDTH 1000 DEPTH 600 PLAIN WITHOUT SEAL | 90.77
8PQ2197-4BA08 | SIVACON S4 CUBICLE DOOR BLANK DEGREE OF PROTECTION IP4X HINGE LEFT DOUBLE BIT KEY HEIGHT 1975M | 337.28
6ES7657-0XC00-0YB0 | SIMATIC PCS 7, SOFTWARE SIMATIC BATCH (50 UNITS) SINGLE LICENSE F.1 INSTALLATION R-SW, WITHOUT SW | 21307.14
8MF1024-2UD12-0A | 8MF1 ROOF EMV W12 D04 IP40 | 208.87
8MF1025-2AS30 | SIVACON SICUBE MOUNTING RACK 50 L250 | 21.65
8MF1028-2UB32-0 | SIVACON SICUBE BOTTOM PLATE WIDTH 1200 DEPTH 800 CABLE INLET | 253.54
8MF1028-3BS5 | SIVACON SICUBE CASE HWD 2000X1200X800 | 3231.58
8MF1040-2UT15-1BA2 | SIVACON SICUBE DOOR, 1,5MM RAL 7035 LA HEIGHT 2000 WIDTH 400 WITH VENTILATION OPENING FOAMED SE | 447.94
8MF1050-2UT15-0BA2 | SIVACON SICUBE DOOR, 1,5MM RAL 7035 LA HEIGHT 2000 WIDTH 500 PLAIN FOAMED SEAL | 446.63
8MF1086-3DR4 | SIVACON SICUBE CASE HWD 2000X800X600 DATA | 2509.06
8MF1088-2UB12-0 | SIVACON SICUBE BOTTOM PLATE WIDTH 800 DEPTH 800 PLAIN | 123.88
5SU1656-0KK10 | FI/LS-PROTECTOR TYPE AC (WS), D=70MM IFN 300MA, 6KA, 1+N-POLEE B 10A | 113.95
5SU1656-1KK10 | FI/LS-PROTECTOR TYPE AC (WS), D=70MM IFN 300MA, 6KA, 1+N-POLEE C 10A | 113.95
6ES7193-6BN00-0NE0 | SIMATIC ET 200SP, BASEUNIT BU-SEND FOR EXTENSION OF AN ET 200SP STATION VIA ET-CONNECTION WXH: | 74.65
6GK6000-8FG03-4EA1 | RUGGEDCOM 2488-24FG03 MODULE CC 4 X 1000LX - SINGLEMODE, 1310NM, LC , 10KM WITH CONFORMAL COATING | 3463.04
6GK6000-8FX02-2AA0 | RUGGEDCOM MEDIA MODULE 2X 100FX - MULTI MODE PORTS, 1300NM, SC CONNECTORS EQUIVALENT TO FX02 | 1192.38
8MF1090-2CD16 | SIVACON SICUBE DECORATIVE COVER WIDTH 900 WITH SIEMENS LABEL SPACE FOR INDICATOR LAMP L | 95.08
8MF1094-2UB12-0 | SIVACON SICUBE BOTTOM PLATE WIDTH 900 DEPTH 400 PLAIN | 84.99
8MF1094-3BS5 | SIVACON SICUBE CASE HWD 2000X900X400 | 2522.22
8MF1206-2AK03-0 | SIVACON SICUBE M.BOARD SIDE HXB2200X600 | 244.33
8MF1208-2AK03-0 | SIVACON SICUBE M.BOARD SIDE HXB2200X800 | 285.06
8MF1224-3VS4 | SIVACON SICUBE CASE HWD 2200X1200X400 VENT | 2824.33
8MF1228-2GS30 | SIVACON SICUBE FRAME_GALVANIZED_2,5MM HEIGHT 2200 WIDTH 200 DEPTH 800 | 641.07
5SV3742-6 | RES.CUR.OP.CIRCUIT BREAKER TYPE A 25A 3+N-POLE 500MA 400V 4MW | 51.98
5SV4747-0 | RES.CUR.OP.CIRCUIT BREAKER TYPE AC 80A 3+N-POLE 500MA 400V 4MW | 105.44
5SV5644-0 | RES.CUR.OP.CIRCUIT BREAKER TYPE AC 40A 3+N-POLE 300MA 400V 4MW RESIDENTIAL | 87.35
6ES7864-1CC42-0XH5 | SIMATIC S7, S7-TECHNOLOGY V4.2, OPTIONAL PACKAGE FOR STEP7, LICENSE KEY DOWNLOAD, FLOATING LICENS | 848.15
6ES7922-5BF00-0AB0 | FRONT CONN. F. SIMATIC S7-1500 40-PIN (6ES7592-1AM00-0XB0) W. 20 SINGLE CORES 0.5 MM2 (1-20) CORE | 139.52
6AG1223-1QH32-2XB0 | SIPLUS S7-1200 SM 1223 -40 ... +70 DEGREES C WITH CONFORMAL COATING BASEDON 6ES7223-1QH32-0XB0 . | 794.97
5SV3414-6KL | RES.CUR.OP.CIRCUIT BREAKER TYPE A 40A 1+N-POLE 100MA 230V 2MW N-LEFT | 83.5
5SV4342-0KL | RES.CUR.OP.CIRCUIT BREAKER TYPE AC 25A 3+N-POLE 30MA 400V 4MW N-LEFT | 46.84
5SV4746-0 | RES.CUR.OP.CIRCUIT BREAKER TYPE AC 63A 3+N-POLE 500MA 400V 4MW | 59.72
6ES7922-5BF00-0UB0 | FRONT CONN. F. SIMATIC S7-1500 40-PIN (6ES7592-1AM00-0XB0) W. 20 SINGLE CORES 0.5 MM2 (1-20) CORE | 150.53
6SL3210-1NE26-0UL0 | SINAMICS G120 POWER MODULE PM230 UNFILTERED PROTECTION IP20 3AC380-480V +10/-10% 47-63HZ OUTPUT | 6553.83
6ES7241-1CH30-1XB0 | SIMATIC S7-1200, COMMUNICATION COMMUNICATION BOARD CB 1241, RS485, SCREW CONNECTOR SUPPORTS MESSA | 126.28
6ES7590-5BA00-0AA0 | SIMATIC S7-1500, SPARE PART SHIELDING TERMINAL APPLICABLE FOR ANALOG MODULES AND TECHNOLOGY MODUL | 47.15
6GK5400-8AS00-8AP2 | PE400-8SFP PORT EXTENDER FOR SCALANCE XM400 MANAGED MODULAR IE SWITCH; EXPANSION: 8 X 100/1000 M | 2143.39
8WD4420-5DE | SIGNALLING COLUMN ROTATING-BEACON CLEAR,24V AC/DC | 102.56
8WH1000-0AF04 | TERMINAL BLOCK 2,5 MM2 ORANGE SCREW MOUNTING 2 CONNECTION POINTS | 1.37
6ES7291-1AB30-0XA0 | SIMATIC S7-1200, SPARE PART DOOR KIT, CPU 1214 (CPU 1214 TOP & BOTTOM DOOR / SIGNAL BOARD COVER) | 37.23
6ES7592-1BM00-0XA0 | SIMATIC S7-1500, FRONTCONNECTOR PUSH-IN TYPE; 40PIN, FOR 25MM WIDE MODULES, INCL. CABLE STRAP | 52.7
6AG1222-1AD30-5XB0 | SIPLUS S7-1200 SB1222 E/A -25 ... +55 DEGREES C WITH CONFORMAL COATING BASED ON 6ES7222-1AD30-0XB | 211.13
6ES7131-6TF00-0CA0 | SIMATIC ET 200SP, DIGITAL INPUT MODULE, DI 8X NAMUR HIGH FEATURE, FITS TO BU-TYPE A0, COLOR CODE | 332.09
6ES7133-6CV20-1AM0 | SIMATIC ET 200SP, 5 BU-COVER, 20MM, TO PROTECT EMPTY SLOTS | 30.89
6SL3210-1NE28-8AL0 | SINAMICS G120 POWER MODULE PM230 WITH BUILT IN CL. A FILTER PROTECTION IP20 3AC380-480V +10/-10% | 10945.63
A5E00305918 | MOTHERBOARD TWO-WIRE EEX WITHOUT HAR TIG (1 SET = 96 PCS) | 70112.99
6ES7923-5BC00-0CB0 | CONNECTION CABLE UNSHIELDED FOR SIMATIC S7-1500 BETWEEN FRONT CONNECTOR MODULE A. CONNECT. MODULE | 64.99
6SL3210-1PE18-0UL1 | SINAMICS G120 POWER MODULE PM240-2 UNFILTERED WITH BUILT IN BRAKING CHOPPER 3AC380-480V +10/-10% | 699.5
8PQ3000-1BA17 | SIVACON S4 SEPARATION MAIN BUSBAR SYSTEM SHAPE2B MAIN BUSBAR FRONT O. BEHIND WIDTH 1000MM DEPTH | 251.8
8PQ3000-1BA22 | SIVACON S4 SEPARATION MAIN BUSBAR SYSTEM SHAPE2B MAIN BUSBAR VARIABLE WIDTH 1000MM DEPTH 800MM | 307.52
8PQ3000-1BA71 | SIVACON S4 HOLDER FOR SIVACON 8PS BUSBAR CONNECTION SET WIDTH 800MM DEPTH 400, 600, 800MM | 122.67
8PQ3000-1BA78 | SIKUS/SIVACON CROSS PROFILE ASSEMBLY KITS SYSTEM 8GK WIDTH 600MM | 33.18
8GK4100-8KK22 | A400, RMK H=1200, W=500 2 ROWS TERMINALS, 6 ROWS CONTR | 344.56
6ES7144-4FF01-0AB0 | SIMATIC DP, ELECTRONIC MODULE FOR ET200PRO 4 AI U HIGH FEATURE, +-10V; 0...10V; +-5V; 1...5V; CH | 350.11
6GK5734-1FX00-0AA0 | IWLAN CLIENT, SCALANCE W734-1 RJ45, FOR USE OUTSIDE OF USA, 1 RADIO, 1 R-SMA ANT. CONNECT., IFEA | 1088.74
6SL3210-5BB13-7AV0 | SINAMICS V20 1AC200-240V -10/+10% 47-63HZ RATED POWER 0,37KW WITH 150% OVERLOAD FOR 60SEC INTEGR | 237.98
8PQ3000-2BA47 | SIKUS/SIVACON TOUCH GUARD SPACING RACK AND ASSEMBLY KITS SYSTEM 8GK DEGREE OF PROTECTION IP55 H | 194.19
8PQ3000-2BA71 | SIVACON S4 SEPARATION MAIN BUSBAR SYSTEM SHAPE2B MAIN BUSBAR FRONT WIDTH 350MM DEPTH 600MM | 96.64
6ES7924-0CC21-0AC0 | TERMINAL BLOCK TPA 3-TIER FOR ANALOG MODULES OF SIMATIC S7-300 SORT: PUSH-IN TERMINAL WITHOUT LE | 63.29
6ES7924-2AA20-0BC0 | TERMINAL BLOCK TP1 32 CHANNELS AND 4X2 TERMINALS FOR POTENTIAL SUPPLY SORT: PUSH-IN TERMINAL WIT | 77.84
6SL3210-5BE21-1UV0 | SINAMICS V20 3AC380-480V -15/+10% 47-63HZ RATED POWER 1.1KW WITH 150% OVERLOAD FOR 60SEC UNFILTE | 378.43
6SL3210-5DE12-4UA0 | SINAMICS V70 INPUT: 3AC 380-480V 1.5A 45-66HZ OUTPUT: 0-INPUT V 1.2A 0-330HZ PROTECTION: IP20 | 836.75
6SL3210-5FE17-0UA0 | SINAMICS V90 INPUT: 3AC 380-480V 15%/+10% 16.5A 45-66HZ OUTPUT: 0-INPUT V 13.2A 0-330HZ PROTECT | 2362.44
6ES7651-5AF08-0CE5 | SIMATIC PCS 7, SOFTWARE UPGRADE PACKAGE ENGINEERING ASIA (AS/OS: PO UNLIMITED) FROM V7.1 TO V8.0 | 7038.86
8MF1840-2UW62-1B | 8MF1 S/R PANEL EMV H18 D04 IP40 | 604.27
6SL3130-6AE15-0AB1 | SINAMICS S120 SMART LINE MODULE INPUT: 3AC 380-480V, 50/60HZ OUTPUT: 600VDC, 8.3A, 5KW FRAME SIZ | 1181.2
6SL3130-6AE21-0AB1 | SINAMICS S120 SMART LINE MODULE INPUT: 3AC 380-480V, 50/60HZ OUTPUT: 600VDC, 17A, 10KW FRAME SIZ | 1669.44
6AG1231-5PF32-2XB0 | SIPLUS S7-1200 SM1231 RTD 8AI - 25 ... +70 DEGREES C WITH CONFORMAL COATING BASED ON 6ES7231-5PF3 | 1266.7
6AG1232-4HD32-2XB0 | SIPLUS S7-1200 SM 1232 -40 ... +70 DEGREES C WITH CONFORMAL COATING BASEDON 6ES7232-4HD32-0XB0 . | 1255.05
6ES7648-1AA30-1YB0 | SIMATIC IPC, MOUNTING KIT FRONT FOR BOX IPC827B/827C/827D, FRONT SIDE OUTGOING OF PC INTERFACES, | 83.9
6ES7658-5BA00-2YH5 | SIMATIC PCS 7, SOFTWARE MANAGEMENT CONSOLE (10 AGENTS) FLOATING LICENSE F.1 USER E-SW, WITHOUT S | 1304.92
8PQ2197-8BA06 | SIVACON S4 CUBICLE DOOR BLANK DEGREE OF PROTECTION IP4X HINGE LEFT DOUBLE BIT KEY HEIGHT 1975M | 452.48
8PQ2301-6BA03 | SIVACON S4 TOP PLATE UPGRADE KIT IPX1 WIDTH 1000MM DEPTH 600MM | 197.93
8PQ2302-6BA02 | SIVACON S4 TOP PLATE DEGREE OF PROTECTION IP4X BLANK WIDTH 1200MM DEPTH 600MM | 110.56
8PQ2306-6BA03 | SIVACON S4 TOP PLATE DEGREE OF PROTECTION IP4X WITH CABLE ENTRY WIDTH 600MM DEPTH 600MM | 137.51
8PQ2306-6BA10 | SIVACON S4 CORNER CUBICLE TOP PLATE DEGREE OF PROTECTION IP4X ENCLOSED DEPTH 600MM | 110.56
6GT2890-0BB00 | SIMATIC RF600 ANTENNA ATTENUATOR 3 DB ATTENUATION; 50 OHM; 2 W; CONNECTION R-TNC; FOR ANTENNAS S | 147.79
8MF1850-2UT25-0BA2 | SIVACON SICUBE DOOR- HALF, 1,5MM RAL 7035 LA HEIGHT 1800 WIDTH 500 PLAIN FOAMED SEAL | 345.5
8MF1870-2UT14-0BE2 | SIVACON SICUBE DOOR, GLASS, 1,5MM RAL 7035 RA HEIGHT 1800 WIDTH 450 PLAIN FOAMED SEAL | 525.46
8MF1880-2UT15-0CA1 | DOOR LEFT-HAND H18 W08 EMV | 932.7
8MF1880-2UT25-0BE2 | SIVACON SICUBE DOOR- HALF, GLASS, 1,5MM RAL 70 HEIGHT 1800 WIDTH 800 PLAIN FOAMED SEAL | 560.92
8WA8361-0BS | PLATES HORIZONTEL. 81..85 PACK WITH 204 PLATES 3 CARDS PER 68 PLATES INSCRIPTION 2MM SIZE. 5X7MM | 0.19
8GK9920-0KK25 | ALPHA 630 UNIVERSAL, 1 SET SPARE HINGES FOR SECTION COVER COMPRISES 6 UNITS W. FIXING ACCESSORIE | 69.09
8PQ2520-8BA02 | SIVACON S4 SIDE WALL WITHOUT DESIGN STRIP HEIGHT 2000MM DEPTH 800MM | 614.15
6ES7658-2GX00-2YV8 | SIMATIC PCS 7, OS WEB SERVER, SOFTWARE UPDATE SERVICE DOWNLOAD, WITHIN THE FRAMEWORK OF THIS CO | 1101.17
6SL3210-1KE14-3AC1 | SINAMICS G120C RATED POWER 1,5KW WITH 150% OVERLOAD FOR 3 SEC 3AC380-480V +10/-20% 47-63HZ INTEG | 1775.14
8MF1250-2HL6 | SIVACON SICUBE CABLE TRENCH HXW 50X50 (2M) | 56.09
8MF1250-2UT25-0CA1 | DOOR HALVES LEFT H22 W05 EMV | 893.25
8PQ2045-6BA02 | SIVACON S4 COVER SENTRON 3K SWITCH 3KL-, 3KA715 3- OR 4-POLE ARRANGEMENT HORIZONTAL HEIGHT 450M | 77.4
8PQ2050-4BA01 | SIVACON S4 MODULE DOOR DEGREE OF PROTECTION IP4X HEIGHT 500MM WIDTH 400MM | 181.18
6AG1067-2AA00-0AA6 | SIMATIC MODUL DEMOKASE | 2793.99
6AG1067-2AA00-0AB4 | SINAMICS S CU310 2 DP INCL. ADAPTERCABEL FOR TRAINING/DEMO CASE MODULAR | 2315.77
8GK2042-3KL21 | ALPHA 125 UNIVERSAL, WALL DISTR. BOARD, PART.EQUIP. AP-CUBICLE, RAL 7035, IP43, SK 1, H=1000 W=60 | 672.94
8GK2300-5KL13 | ALPHA 630 UNIVERSAL, FLOOR MOUNTED DISTRIBUTIONBOARD (EMPTY ENCLOSURE) RAL 7035 IP30 (IP43), SK 1 | 525.39
8WD4220-5AE | ST.-LIGHT ELEMENTS LED, CLEAR, AC/DC 24V | 91.16
6SL3053-0AA00-3AA1 | SINAMICS VOLTAGE SENSING MODULE VSM10 | 657.2
6GK6050-0ML16-0AA1 | POWER SUPPLY 88- 300VDC OR 85 - 264VAC SUPPORTS TERMINAL BLOCK ON FRONT | 3638.61
6ES7441-2AA05-0AE0 | SIMATIC S7-400, CP 441-2 COMMUNICATIONS MODULE FOR POINT TO POINT CONNECTIONS 2 CHANNELS INCL. C | 3332.71
6AV6381-2AB07-3AK3 | SIMATIC WINCC RC UPGRADE FROM V7.2 TO V7.3, FOR SIMATIC WINCC RUNTIME & CONFIGURATION (RC), INCL | 2550.93
6SL3210-1NE31-1UL0 | SINAMICS G120 POWER MODULE PM230 UNFILTERED PROTECTION IP20 3AC380-480V +10/-10% 47-63HZ OUTPUT | 11553.76
8WH8210-0AA35 | STICKER 15X6MM,WHITE | 0.06
8WH8210-0AA46 | STICKER 19X8 MM,YELLOW | 0.06
6AG1193-6BP20-7DA0 | SIPLUS ET 200SP, BASEUNIT BU15-P16+A10+2D, BU-TYPE A0, -40 ... +70 DEGREES C WITH CONFORMAL COAT | 127.86
6SL3210-5BB11-2AV0 | SINAMICS V20 1AC200-240V -10/+10% 47-63HZ RATED POWER 0,12KW WITH 150% OVERLOAD FOR 60SEC INTEGR | 212.57
6SL3210-5BB12-5AV0 | SINAMICS V20 1AC200-240V -10/+10% 47-63HZ RATED POWER 0,25KW WITH 150% OVERLOAD FOR 60SEC INTEGR | 224.54
8PQ3000-0BA33 | SIVACON S4 MOUNTING PLATE HEIGHT 1600MM WIDTH 400MM | 215.55
8PQ3000-0BA60 | SIVACON S4 SEPARATION MAIN BUSBAR SYSTEM SHAPE2B MAIN BUSBAR FRONT A. BEHIND WIDTH 600MM DEPTH | 130.08
8PQ3000-0BA70 | SIVACON S4 SEPARATION MAIN BUSBAR SYSTEM SHAPE2B MAIN BUSBAR FRONT WIDTH 800MM DEPTH 400MM | 108.71
6ES7807-4BA03-0YA0 | SIMATIC S7,PRODAVE MPI/IE V6.2 SINGLE LICENSE F.1 INSTALLATION R-SW, SW AND DOCU. ON CD, CLASS A, | 1488.31
6SL3210-5BE17-5UV0 | SINAMICS V20 3AC380-480V -15/+10% 47-63HZ RATED POWER 0.75KW WITH 150% OVERLOAD FOR 60SEC UNFILT | 349.9
8PQ3000-2BA41 | SIKUS/SIVACON MOUNTING PLATE MODULAR CLOSED HEIGHT 400MM WIDTH 850MM | 116.14
6ES7136-6PA00-0BC0 | SIMATIC DP, POWER M. F-PM-E PPM PROFISAFE, FOR ET 200SP; 24V DC FAIL-SAFE SWITCHING OF DQ AND F-D | 414.68
6ES7923-5BC00-0DB0 | CONNECTION CABLE SHIELDED FOR SIMATIC S7-1500 BETWEEN FRONT CONNECTOR MODULE A. CONNECT. MODULE 5 | 75.26
6ES7923-5BC50-0CB0 | CONNECTION CABLE UNSHIELDED FOR SIMATIC S7-1500 BETWEEN FRONT CONNECTOR MODULE A. CONNECT. MODULE | 68.05
6ES7923-5BD00-0DB0 | CONNECTION CABLE SHIELDED FOR SIMATIC S7-1500 BETWEEN FRONT CONNECTOR MODULE A. CONNECT. MODULE 5 | 84.08
6ES7924-0AA20-0BC0 | TERMINAL BLOCK TP1 8 CHANNELS AND 2X2 TERMINALS FOR POTENTIAL SUPPLY SORT: PUSH-IN TERMINAL WITH | 34.88
6SL3210-5BE23-0UV0 | SINAMICS V20 3AC380-480V -15/+10% 47-63HZ RATED POWER 3KW WITH 150% OVERLOAD FOR 60SEC UNFILTERE | 550.8
6SL3210-5BE24-0CV0 | SINAMICS V20 3AC380-480V -15/+10% 47-63HZ RATED POWER 4KW WITH 150% OVERLOAD FOR 60SEC INTEGRATE | 667.46
6SL3210-5BE31-1CV0 | SINAMICS V20 3AC380-480V -15/+10% 47-63HZ RATED POWER 11KW WITH 150% OVERLOAD FOR 60SEC INTEGRAT | 1329.71
6SL3210-5BE31-1UV0 | SINAMICS V20 3AC380-480V -15/+10% 47-63HZ RATED POWER 11KW WITH 150% OVERLOAD FOR 60SEC UNFILTER | 1229.9
6ES7317-2AK14-0AB0 | SIMATIC S7-300, CPU317-2 DP, CENTRAL PROCESSING UNIT WITH 1 MBYTE WORKING MEMORY, 1. INTERFACE MP | 9128.08
6ES7321-7EH00-0AB0 | SIMATIC S7/PCS 7, SM 321 DIGITAL INPUT, 16 DI, DC 24/125V, 1 X 40-PIN FRONT CONNECTOR WITH WIRE | 1681.34
6ES7326-1RF01-0AB0 | SIMATIC S7, DIGITAL INPUT SM 326, 8 DI; DC 24V, NAMUR, FAILSAFE NAMUR INPUTS FOR SIMATIC S7 F SYS | 2310.45
8GK4854-0KK30 | CROSSBAR FOR N/PE B=750MM FOR N UND/ ODER PE BUSBAR HOLDER | 48.23
6SL3260-6AB00-0DA0 | SINAMICS G120 MOUNTING FRAME FSB PUSH-THROUGH | 122.02
6SL3298-0AV02-0FP0 | SINAMICS V20 54: SIZE: 130X184X7(HXWXD) OPERATING INSTRUCTION CN CHINESE | 38
7KG6111-2AJ10 | SIMEAS TRANSDUCER (G)MUI FOR ALTERNATING CURRENT IN HOUSING, FOR SNAPPING ON MOUNTING RAIL RATED | 521.57
7KG6113-2BM17-0B | SIMEAS TRANSDUCER (G)MUI FOR ALTERNATING CURRENT IN HOUSING, FOR SNAPPING ON MOUNTING RAIL RATED | 1408.69
A5E31930531 | OPERATING MANUAL, ENGLISH (SIMATIC PDM) | 232.06
6ES7193-6CP82-2AB0 | SIMATIC ET 200SP, 10 COLOR IDENTIFICATION LABELS COLOR CODE CC82, FOR 4 AUX TERMINALS, FOR BU-TY | 15.45
6ES7193-6CP83-2AB0 | SIMATIC ET 200SP, 10 COLOR IDENTIFICATION LABELS COLOR CODE CC83, FOR 4 AUX TERMINALS, FOR BU-TY | 15.45
6ES7193-6EF00-1AA0 | SIMATIC DP, SPARE PART 5 E-CODING ELEMENTS TYPE F, USABLE FOR ET 200SP MODULES F-DI, F-DQ, F-PM-E | 131.76
6SL3210-1KE21-7AF1 | SINAMICS G120C RATED POWER 7,5KW WITH 150% OVERLOAD FOR 3 SEC 3AC380-480V +10/-20% 47-63HZ INTE | 1623.14
6ES7658-2XC00-0XB0 | SIMATIC PCS 7, SOFTWARE RUNTIME LICENSE OS (PO 5000) SINGLE LICENSE F.1 INSTALLATION R-SW, WITHOU | 26112.15
6AV6372-2JG20-0EA0 | WINCC/PERFORMANCE MON. ARCH., 1000 ARCHIVE-TAGS, FOR SIMATIC WINCC FROM V7.2, RUNTIME SOFTWARE, | 43542.87
6ES7214-1HG40-0XB0 | SIMATIC S7-1200, CPU 1214C, COMPACT CPU, DC/DC/RELAY, ONBOARD I/O: 14 DI 24V DC; 10 DO RELAY 2A; | 579.6
6ES7222-1HH32-0XB0 | SIMATIC S7-1200, DIGITAL OUTPUT SM 1222, 16 DO, RELAY 2A | 265.87
6ES7658-3MD28-0YA5 | SIMATIC PDM, SOFTWARE PCS 7 - FF V8.2 (100 TAG), FLOATING LICENSE F.1 USER, E-SW, WITHOUT SW AND | 35665.76
6ES7658-3TX28-2YH5 | SIMATIC PDM, SOFTWARE SERVER V8.2, FLOATING LICENSE F.1 USER, E-SW, WITHOUT SW AND DOCU. LICENSE | 8431.79
6GK5408-8GS00-2AM2 | SCALANCE XM408-8C; MANAGED MODULAR IE SWITCH; 8 X 10/100/1000 MBIT/S RJ45; 8 X 100/1000 MBIT/S SF | 3934.61
6AG1221-3BD30-5XB0 | SIPLUS S7-1200 SB1221 4DI -25 ... +55 DEGREES C WITH CONFORMAL COATING BASED ON 6ES7221-3BD30-0XB | 231.5
6AV7860-0DH30-0AA0 | SIMATIC IPC ACCESSORIES, DISPLAYPORT CABLE 3M, VESA COMPATIBLE | 48.72
6ES7132-6BD20-0CA0 | SIMATIC ET 200SP, DIGITAL OUTPUT MODULE, DQ 4X24VDC/2A STANDARD, FITS TO BU-TYPE A0, COLOR CODE | 108.12
6SL3088-0AA00-0AB0 | SIEMENS SOLUTION PARTNER PARTNER FEE FOR PROGRAM MODUL LARGE DRIVES | 786.9
8WH9004-3SA00 | COVER FOR 6 MM2 GREY | 0.65
8WH9021-0AL00 | RAIL LINK 10POL FOR FOR ISOLATING TERMINALS | 9.63
8PQ3000-1BA32 | SIVACON S4 SUPPORTING STRUCTURE INSIDE FUNCTIONAL COMPARTMENT WITH MAIN BUSBAR SYSTEM ASSEMBLY H | 94.79
8PQ3000-1BA43 | SIVACON S4 SUPPORTING STRUCTURE EXTERNAL FOR CUBICLE DOOR | 245.31
8PQ3000-1BA48 | SIVACON S4 KIT SENTRON 3NJ6 SWITCH 3NJ6 UP TO 630A HEIGHT 1600MM WIDTH 600MM | 506.36
6SL3244-0BB12-1FA0 | SINAMICS G120 CONTROL UNIT CU240E-2 PN E-TYPE SAFETY INTEGRATED STO PROFINET 6DI, 3DO, 2AI, 2AO, | 409.98
6SL3246-0BA22-1BA0 | SINAMICS G120 CONTROL UNIT CU250S-2 INTEGRIERT RS485/USS/MODBUS RTU SUPPORT OF VECTOR CONTROL, E | 478.12
6GK5552-0AA00-2HR2 | SCALANCE XR552-12M; MANAGED IE SWITCH LAYER3 PREPARED 19",RACK DATA CABLE OUTLET BACK SIDE, 4 X 1 | 13922.45
A5E02611794 | SITRANS FUE950 SPARE PART: PT500 PAIR, 2-WIRE, 2 M CONNECTION CABLE, 6 MM TYPE, 2 PCS. - MATCH | 218.08
A5E02734600 | FUE080 SPAREPART TRANSMITTER FOR FUE380 SYSTEMS WITH CUSTODY TRANSFER APPROVAL (7ME341). TYP | 2920.07
6ES7651-5DX08-0YK5 | SIMATIC PDM, SOFTWARE UPGRADE PACKAGE FROM PDM V7.0 TO V8.0, FLOATING LICENSE F.1 USER, E-SW, W/ | 924.74
A5E31241914 | SPAREPART US1200 TRANSMITTER 230V US1200 SPAREPART TRANSMITTER FOR US1200 SYSTEMS WITH CUSTODY T | 1675.31
7KG6101-3FK10 | SIMEAS TRANSDUCER (G)MUU FOR ALTERNATING VOLTAGE IN HOUSING, FOR SNAPPING ON MOUNTING RAIL RATED | 521.57
7KG6106-2AN24-0B | SIMEAS TRANSDUCER (G)MUU FOR ALTERNATING VOLTAGE IN HOUSING, FOR SNAPPING ON MOUNTING RAIL RATED | 1507.81
7KG6113-2BN21-0B | SIMEAS TRANSDUCER (G)MUI FOR ALTERNATING CURRENT IN HOUSING, FOR SNAPPING ON MOUNTING RAIL RATED | 1507.81
7KG6113-2FN24-0B | SIMEAS TRANSDUCER (G)MUI FOR ALTERNATING CURRENT IN HOUSING, FOR SNAPPING ON MOUNTING RAIL RATED | 1507.81
6ES7656-7XX40-0XE0 | SIMATIC PCS 7 SYNC SET: 4 X 10KM SYNC MODULE (IF960) WITHOUT FIBRE OPTIC | 4221.4
6AV6381-2CA07-2AK3 | SIMATIC WINCC RT CLIENT UPGRADE FROM V7.0 TO V7.2, FOR WINCC RT CLIENTS OR RT128, RUNTIME-SW, SIN | 887.14
FDK:083G2154 | ACC.BAG MAG 1100 FOOD DN76.1 ISO | 1051.62
FDK:083G2293 | ACC.BAG MAG 1100 FOOD DN65 TRI-CLAMP | 816.61
FDK:083G3123 | ACCESSORIES FOR MAG 1100 EPDM GASKET SET FOR DN65 2 X EPDM-GASKETS 2 X EARTHING WIRES 3 X M6 SCR | 120.68
FDK:083G3124 | ACCESSORIES FOR MAG 1100 EPDM GASKET SET FOR DN80 2 X EPDM-GASKETS 2 X EARTHING WIRES 3 X M6 SCR | 138.83
6AV6371-1KG07-3AX4 | WINCC/PROAGENT UPGRADE FROM V6.0 TO V7.3, FOR SIMATIC/WINCC V7.3 RUNTIME-SW, SINGLE LICENSE SW A | 565.42
6ES7648-2BF10-0XJ0 | SIMATIC IPC, CFAST, 16 GB, INDUSTRIAL GRADE | 669.7
8GK6352-2KK33 | ALPHA 630 UNIVERSAL, MOUNTING KIT, MODULAR INSTALLATION DEVICES H=200MM, B=900MM, 36TE, 200MM TI | 257.07
8GK6713-6KK23 | ALPHA 630 UNIVERSAL, MCCB-ASSEMBLY KIT 1 X 3VL400 3 + 4 POLE, VERTICAL MOUNTING H=600MM B=600MM, | 578.9
7KG6106-2FN21-0B | SIMEAS TRANSDUCER (G)MUU FOR ALTERNATING VOLTAGE IN HOUSING, FOR SNAPPING ON MOUNTING RAIL RATED | 1507.81
8GK6750-4KK33 | ALPHA 630 UNIVERSAL MCCB-ASSEMBLY KIT 7 X 3VT1 3 + 4 POLE H=400MM W=900MM VERTICAL MOUNTING | 508.26
8GK9120-0KK30 | SMALL SIDE PLATES WITH VETILATION HOLES FOR SIDE PANEL | 51.21
6ES7652-3AX08-2YK0 | SIMATIC PCS 7, SOFTWARE UPGRADE PACKAGE OS SINGLE STATION REDUNDANCY FROM V7.1 TO V8.0 SINGLE LI | 8445.24
6ES7157-1AB00-0AB0 | SIMATIC ET 200AL, PROFNET INTERFACEMODULE IM157-1 PN, DEGREE OF PROTECTION IP67 | 351.39
6ES7193-6AS00-0AA0 | SIMATIC ET 200SP, BUSADAPTER BA-SEND BA1XFC, 1X FAST CONNECT TERMINAL FOR ET-CONNECTION | 150.59
6SL3223-0DE34-5BA0 | SINAMICS G120P POWER MODULE PM230 WITH BUILT IN CL. B FILTER PROTECTION IP55 / UL TYPE12 3AC380- | 10723.6
6SL3223-0DE35-5BA0 | SINAMICS G120P POWER MODULE PM230 WITH BUILT IN CL. B FILTER PROTECTION IP55 / UL TYPE12 3AC380- | 12484.72
6ES7652-5BX08-0YK0 | SIMATIC PCS 7, SOFTWARE SIMATIC ROUTE CONTROL UPGRADE PACKAGE FROM V7.X TO V8.0 SINGLE LICENSE F | 12025.1
6ES7900-5EA00-0XA0 | SIMATIC PG, SUPPLY CABLE 3M FOR FIELD PG M4/M2 FOR ITALY | 19.48
6ES7922-3BJ00-0BB0 | CABLE WITH FRONT CONNECTOR FOR SIMATIC S7-300 40 POLE (6ES7392-1AM00-0AA0) TO 25 POLE D-SUB SOCKE | 288.84
6AG1234-4HE32-2XB0 | SIPLUS S7-1200 SM1234 4AI/2AQ -25 ... +70 DEGREES C WITH CONFORMAL COATING BASED ON 6ES7234-4HE32 | 963.86
6AV6381-2CA07-3AX3 | SIMATIC WINCC RT CLIENT UPGRADE FROM V7.X TO V7.3, FOR WINCC RT CLIENTS OR RT128, RUNTIME -SW ON | 966.75
6SL3730-1TE34-2AU3 | SINAMICS S120 CABINET MODULE BASIC LINE MODULE 3AC 380-480V, 50/60HZ, 420A OUTPUT: DC 510 - 650V | 9049.55
FDK:083F0121 | MAG ACCESSORY 10M CABLE, WITHOUT CONNECTOR | 54.44
FDK:083G2142 | ACC.BAG MAG 1100 FOOD DN51 SMS | 677.8
FDK:083G2151 | ACC.BAG MAG 1100 FOOD DN38 ISO | 609.75
FDK:083N8008 | MAG 3100 C FLANGE 150MM PN16 ETC | 173.3
FDK:083N8080 | 3100 CL FL 300MM PN6 | 252.24
FDK:083N8116 | MAG 3100 E FLANGE 100MM PN6 | 562.55
FDK:083N8138 | MAG 3100 E FLANGE 250MM PN25 AISI 316 | 1028.03
FDK:083N8285 | MAG 3100 E FLANGE 65MM PN10 & 16 | 442.78
FDK:083N8304 | MAG 3100 C FLANGE 800MM PN10 & 16 | 933.67
6ES7963-3AA10-0AA0 | SIMATIC S7-400, IF963-X27 INTERFACE MODULE W. RS422/RS485 INTERF. FOR PTP CONNECTION TO CP441 FR | 390.49
6SL3730-1TE41-2AU3 | SINAMICS S120 CABINET MODULE BASIC LINE MODULE 3AC 380-480V, 50/60HZ, 1200A OUTPUT: DC 510 - 650V | 19934.34
6SL3243-0BB30-1CA3 | SINAMICS G120 CONTROL UNIT CU230P-2 CAN INTEGRATED CANOPEN 6 DI, 3 DO, 4 AI, 2 AO 1 MOTOR TEMP. | 943.38
6ES7193-6LF30-0AW0 | SIMATIC ET 200SP, 160 EQUIPMET IDENTIFIER PLATES, 10 SHEETS (160 SCHILDER), FOR BA, BU, IM AND P | 36.04
A5E32910812 | KIT DN100 DIN11864-2 FORM A TANK CONNECTION,M10 HARDWARE (NUT/BOLT/WASHER),FKM SEAL CLASS I | 311.07
FDK:083N8362 | MAG 3100 C FLANGE 40MM ALL SPECS | 139.73
6ES7648-1AA10-1YB0 | SIMATIC IPC, MOUNTING KIT FRONT FOR BOX IPC627/627B/627C/627D, FRONT SIDE OUTGOING OF PC INTERFA | 83.9
6GK1901-0DB30-6AA8 | IE FC M12 PLUG PRO 4X2 M12 CONNECTOR WITH RUGGED METAL HOUSING A. FC CONNECT.- METHOD, WITH AXIAL | 465.28
6ES7658-1EX00-2YM8 | SIMATIC CFC SOFTWARE UPDATE SERVICE, WITH MULTIPLE ORDERS FROM ONE ITEM SUPPLIES WILL BE COMBINED | 738.61
6EP4437-8XB00-0CY0 | SITOP CNX8600 4X 10A EXTENSION MODULE FOR PSU8600 OUTPUT: 24 V/4X 10 A DC | 307.2
6SL3200-0SK01-0AA0 | SINAMICS G120 REPLACEMENT KIT FOR CONTROL UNITS CU230P-2 UND CU240B/E-2 | 219.52
6ED1055-1MB00-0BA2 | LOGO! DM8 12/24R, EXP. MODULE PU/I/O: 12, 24V/12V/24V/RELAIS, 2TE, 4 DI/4 DO FOR LOGO! 8 | 97.69
6ES7650-1AD11-2XX0 | SIMATIC PCS7, RED. DO 16 MTA, MARSHALLING TERMINATION ASSEMBLY FOR REDUNDANT CONNECTION OF ET200M | 915.99
6GT2091-4LN10 | SIMATIC RF, MV CONNECT. CABLE, PREASSEMBLED, BETWEEN RF120C AND READER PUR, CMG, TRAILING, LENGTH | 122.12
6ES7231-5PF32-0XB0 | SIMATIC S7-1200, ANALOG INPUT, SM 1231RTD, 8 X AI RTD MODULE, | 772.36
6ES7532-5NB00-0AB0 | SIMATIC S7-1500, ANALOG OUTPUT MODULE AQ 2 X U/I ST; 16 BITS OF RESOLUTION, ACCURACY 0.3 %; 2 C | 403.58
8WD4450-5BB | SIGNALLING COLUMN REP.-FLASH LIGHT ELEMENT LED RED, 230V AC | 100.66
6ES7297-0AX30-0XA0 | SIMATIC S7-1200, BATTERY BOARD BB 1297 FOR LONG-TERM BACKUP OF THE REALTIME CLOCK; PLUGGABLE IN | 87.74
6ES7648-1AA50-0XL0 | SIMATIC PC, ACCESSORIES STRAIN RELIEF SET CABLE/CONNECT FOR IPC227D PACKAGING: 5 PER UNIT | 212.75
6AV6371-1DG07-3AX4 | WINCC/PROAGENT UPGRADE FROM V6.0 TO V7.3, FOR SIMATIC/WINCC V7.3 RUNTIME-SW ON CD SINGLE LICENSE | 636.93
6AG1222-1HH32-2XB0 | SIPLUS S7-1200 SM1222 16DQ RY -25 ... +70 DEGREES C WITH CONFORMAL COATING BASED ON 6ES7222-1HH32 | 493.58
6AV6381-2AA07-3AX3 | SIMATIC WINCC RT UPGRADE FROM V7.2 TO V7.3, FOR SIMATIC WINCC RUNTIME (RT) INCL. OPTIONS REDUNDA | 1740.15
6AV7674-0KJ11-0AA0 | STARTER KIT KP8 EXTENSION UNIT 19" RIGHT CONTAINING: 1 X EXTENSION UNIT 15" KP8, 1 X KEY PANEL 8 | 1369.6
6SL3074-0AA03-0AA0 | SINAMICS S120 LICENSE PN-GATE FOR SINAMICS EXTENTED FUNCTION FOR MEMORY CARD OPTION FOR PROFINET | 810.99
6GK1561-3AA02 | COMMUNICATION PROCESSOR CP 5613 A3, PCI-CARD (32BIT; 3.3/5V; 33/66MHZ); WITH ONE INTERFACE FOR C | 1581.54
8WH9000-1SA00 | COVER N-CONDUCTOR ISOLATION 2,5 MM2 | 0.87
6AG1193-4CL30-7AA0 | SIPLUS ET200S TM-E15C24-AT 0 ... +70 DEGREES C WITH CONFORMAL COATING BASED ON 6ES7193-4CL30-0AA0 | 89.35
6SL3210-1PB21-8AL0 | SINAMICS G120 POWER MODULE PM240-2 WITH BUILT IN CL. A FILTER WITH BUILT IN BRAKING CHOPPER 1/3A | 886.48
6SL3210-1PE21-8UL0 | SINAMICS G120 POWER MODULE PM240-2 WITHOUT FILTER WITH BUILT IN BRAKING CHOPPER 3AC380-480V +10/ | 1284.77
8PQ3000-0BA86 | SIVACON S4 CABLE BRACKET PROFILE C30 WIDTH 1000MM | 96.64
8PQ3000-1BA20 | SIVACON S4 SEPARATION MAIN BUSBAR SYSTEM SHAPE2B MAIN BUSBAR FRONT A. BEHIND WIDTH 1000MM DEPTH | 319.61
8PQ3000-1BA73 | SIVACON S4 MOUNTING PLATE MODULAR BLANK HEIGHT 450MM WIDTH 1000MM | 135.67
8GK4401-3KK12 | ALPHA 400/630 DIN, KIT FOR ROW TERMINALS WITH TERMINAL SUPPORT, FIELD COVER WITHOUT CUTOUT WITH | 91.02
8PQ3000-2BA77 | SIVACON S4 SEPARATION MAIN BUSBAR SYSTEM SHAPE2B MAIN BUSBAR VARIABLE WIDTH 350MM DEPTH 800MM | 159.81
6ES7822-1AA00-0YL5 | SIMATIC STEP 7 PROFESSIONAL SOFTWARE UPDATE SERVICE (SUS) FOR STEP 7 IM TIA PORTAL; WITHIN THE FR | 693.66
A5E01209500 | SUN SHIELD FOR COMPACT MAG5000/6000 TRANSMITTERS ON MAG3100 (DN 15....2000 (1/2 INCH.... .78 INC | 361.12
6ES7924-0CA20-0BC0 | TERMINAL BLOCK TP3 8 CHANNELS AND 2X10 TERMINALS FOR POTENTIAL SUPPLY SORT: PUSH-IN TERMINAL WIT | 47.99
6ES7924-2AA20-0AA0 | TERMINAL BLOCK TP1 32 CHANNELS AND 4X2 TERMINALS FOR POTENTIAL SUPPLY SORT: SCREW TERMINAL WITHO | 46.51
6ES7653-2CA00-0XB0 | SIMATIC PCS 7 SYSTEM EXPANSION CARD UP TO 100 PROCESS OBJECTS FOR PCS 7 CPU410-5H | 9147.91
6SL3210-5BE22-2CV0 | SINAMICS V20 3AC380-480V -15/+10% 47-63HZ RATED POWER 2.2KW WITH 150% OVERLOAD FOR 60SEC INTEGRA | 522.29
6SL3210-5DE13-5UA0 | SINAMICS V70 INPUT: 3AC 380-480V -15%/+10% 3.8A 45-66HZ OUTPUT:0-INPUT V 3.0A 0-330HZ PROTECTION | 1036.42
FDK:083N8147 | MAG 3100 E FLANGE 300MM PN40 AISI 316 | 1255.78
FDK:083N8149 | MAG 3100 E FLANGE 300MM 300LB | 1261.23
FDK:083N8156 | MAG 3100 E FLANGE 350MM PN40 AISI 316 | 1540.68
FDK:083N8278 | MAG 3100 E FLANGE 40MM PN10,16,25 & 40 | 412.85
7KG6131-1QN21 | SIMEAS-T TRANSDUCER FOR DC-VOLTAGE AND CURRENT & ISOLATING AMPLIFIERS INPUT VOLTAGE: -250V TO 25 | 2091.11
6SL3100-1DE22-0AA1 | SINAMICS CONTROL SUPPLY MODULE INPUT: 600 V DC/3-PH. 380-480 V 50/60 HZ OUTPUT: 24..28.V DC +/-2 | 1452.22
6ES7194-2KA00-0AA0 | ET-CONNECTION FAST CONNECT STRIPPING TOOL, TOOL FOR FAST STRIPPING OF THE ET-CONNECTION BUS CABLE | 97.82
6ES7194-2LH10-1AA0 | POWER CABLE M8, PREASSEMBLED WITH M8 PLUG AND M8 SOCKET, 4 CORE, LENGTH 1,0M | 21.88
6ES7194-2LH50-1AA0 | POWER CABLE M8, PREASSEMBLED WITH M8 PLUG AND M8 SOCKET, 4 CORE, LENGTH 5,0M | 25.74
6ES7194-2LN10-0AA0 | BUS CABLE FOR ET-CONNECTION, PREASSEMBLED WITH 2 X M8 CONNECTORS, 4 CORE, SHIELDED, LENGTH 10M | 83.66
6ES7658-2FX08-2YK0 | SIMATIC PCS 7, SOFTWARE UPGRADE CENTRAL ARCHIVE SERVER BASIC PACKAGE FROM V7.1 TO V8.0 SINGLE LIC | 7222.76
A5E33035287 | ACCESSORY SITRANS FCS400 HEATING JACKET DN15 ELECTRIC | 6212.86
6ES7658-1XX00-0YV8 | SIMATIC PCS 7, ENGINEERING AS/OS, SOFTWARE UPDATE SERVICE DOWNLOAD, WITHIN THE FRAMEWORK OF THIS | 1501.18
6ES7231-5QA30-0XB0 | SIMATIC S7-1200, ANALOG SB 1231 T, 1 X AI THERMOCOUPLE, TYPE J OR K | 147.56
6ES7658-3CX28-2YH5 | SIMATIC PDM, SOFTWARE ROUTING V8.2, FLOATING LICENSE F. 1 USER, E-SW, WITHOUT SW AND DOCU. LICEN | 2866.03
6FB1103-0AT11-5MA0 | SIDOOR M2 R GEARED MOTOR, PINION RIGHT HAND, MAX. 120KG DOOR WEIGHT, CABLE LENGTH 1,5M, 24VDC, - | 324.57
6FB1104-0AT02-0CP0 | SIDOOR DOOR CLUTCH HOLDER DOOR CLUTCH HOLDER FOR TOOTHED BELT WIDTH 14MM, FOR ATTACHING BOTH ENDS | 42.7
6FB1105-0AT01-6ST0 | SIDOOR SERVICE TOOL HAND-HELD TERMINAL FOR THE CONFIGURATION OF SIDOOR CONTROLLERS AS WELL AS VI | 461.2
6ES7922-5CB00-0HC0 | FRONT CONN. FOR SIMATIC S7-1500 40PIN(6ES7592-1AM00-0XB0) WITH 40 SINGLE CORES 0.5 MM2 CORE TYPE | 297.39
6ES7923-0BG50-0DB0 | CONNECTING CABLE SHIELDED FOR SIMATIC S7-300/1500 BETWEEN FRONT CONN. MODULE AND CONNECTING MODUL | 63.89
6ES7923-0BJ00-0CB0 | CONNECT. CABLE UNSHIELDED FOR SIMATIC S7-300/1500 BETWEEN FRONT CONN. MODULE AND CONNECTING MODUL | 55.2
6ES7923-5BJ00-0CB0 | CONNECTION CABLE UNSHIELDED FOR SIMATIC S7-1500 BETWEEN FRONT CONNECTOR MODULE A. CONNECT. MODULE | 100.35
6ES7924-0BB20-0AC0 | TERMINAL BLOCK TP2 8 CHANNELS FOR 2A-DIGITAL OUTPUT AND 2X6 MULTIPLICATION TERMINALS SORT: PUSH- | 31.94
6ES7658-3XE00-2YB5 | SIMATIC PDM, SOFTWARE 1000 TAG, FLOATING LICENSE F.1 USER, E-SW, WITHOUT SW AND DOCU., LICENSE K | 16169.26
6ES7232-4HD32-0XB0 | SIMATIC S7-1200, ANALOG OUTPUT, SM 1232, 4 AO, +/-10V, 14 BIT RESOLUTION, OR 0 - 20 MA/4 - 20 MA, | 579.6
6ES7234-4HE32-0XB0 | SIMATIC S7-1200, ANALOG I/O SM 1234, 4 AI / 2 AO, +/-10V, 14 BIT RESOLUTION OR 0(4) - 20 MA, 13 | 499.85
6SL3532-6DF71-0RB1 | DISTRIBUTED SERVO-DRIVE SINAMICS S120M AH36, M(0)=1,00NM N(N)=3000 RPM, INPUT: DC 600V ABSOLUTE | 4030.54
6SL3532-6DF71-0RB2 | DISTRIBUTED SERVO-DRIVE SINAMICS S120M AH36, M(0)=1,00NM N(N)=3000 RPM, INPUT: DC 600V ABSOLUTE | 4030.54
6SL3540-6DF71-0RB1 | DISTRIBUTED SERVO-DRIVE SINAMICS S120M AH48, M(0)=1,3NM, N(N)=3000 RPM, INPUT: DC 600V ABSOLUTE | 4293.54
6ES7222-1BH32-0XB0 | SIMATIC S7-1200, DIGITAL OUTPUT SM 1222, 16 DO, 24V DC, TRANSISTOR 0.5A | 265.87
A5E33489828 | KIT TYPE F,TUCHENHAGEN,CLAMP, FKM SEAL CLASS I (EHEDG ONLY) - NO TANK CONNECTION | 572.96
6SL3730-6TE37-3AU3 | SINAMICS S120 CABINET MODULE SMART LINE MODULE WITH CIM 3AC 380-480V, 50/60HZ OUTPUT: DC 510 - 6 | 24522.43
6SL3730-6TG41-2AU3 | SINAMICS S120 CABINET MODULE SMART LINE MODULE WITH CIM 3AC 500-690V, 50/60HZ OUTPUT: DC 675 - 9 | 66447.77
6ES7417-5HT06-0AB0 | SIMATIC S7-400H, CPU 417-5H, CENTRAL UNIT FOR S7-400H AND S7-400F/FH, 5 INTERFACES: 1X MPI/DP, 1 | 27932.81
6ES7441-1AA05-0AE0 | SIMATIC S7-400, CP 441-1 COMMUNICATIONS MODULE FOR POINT TO POINT CONNECTIONS 1 CHANNEL INCL. CO | 1461.28
6ES7658-5BC00-2YH5 | SIMATIC PCS 7, SOFTWARE MANAGEMENT CONSOLE (100 AGENTS) FLOATING LICENSE F.1 USER E-SW, WITHOUT | 9123.94
FDK:083F3054 | MAG ACCESSORY 500M CABLE | 2231.18
FDK:083G0119 | ACC. MAG 1100 GASKET-GRAPHITE 200C DN25, CONDUCTIVE,CAN ALSO BE USED AS GROUNDING- RING | 72.59
FDK:083G0695 | ACC. MAG 1100 DN100 GROUND RING AISI316 | 235.91
FDK:083G2119 | ACC.BAG MAG 1100 FOOD DN25 DIN | 360.21
FDK:083N8012 | MAG 3100 C FLANGE 300MM PN16 ETC | 252.24
FDK:083N8070 | MAG 3100 C FLANGE 100MM PN6 | 164.22
FDK:083N8071 | MAG 3100 C FLANGE 125MM PN40 | 164.22
FDK:083N8078 | MAG 3100 C FLANGE 250MM, PN6, AISI 304 | 221.4
FDK:083N8313 | MAG 3100 C FLANGE 1200MM PN16 | 2269.28
6SL3730-1TE35-3AU3 | SINAMICS S120 CABINET MODULE BASIC LINE MODULE 3AC 380-480V, 50/60HZ, 530A OUTPUT: DC 510 - 650V | 10694.94
A5E32527711 | STAINLESS STEEL SILENCER (3 PIECES) | 277.82
6AG1221-1BH32-2XB0 | SIPLUS S7-1200 SM1221 16 DI -25 ... +70 DEGREES C WITH CONFORMAL COATING BASED ON 6ES7221-1BH32-0 | 710.52
6AG1222-1XF32-4XB0 | SIPLUS S7-1200 SM 1222 8DQ WITH CONFORMAL COATING BASEDON 6ES7222-1XF32-0XB0 . DIGITAL OUTPUT SM | 439.71
FDK:085U0192 | MAG3000/MAG3100 SENSOR EPROM 2KB | 163.32
6ES7528-0AA00-0AA0 | SIMATIC S7-1500, SPARE PART FRONT DOOR FOR 25MM WIDE IO MODUELS, CONSISTING OF: * FRONT DOOR (UN | 88.75
6DR4004-1RN | PNEUMATIC TERMINAL STRIPS MADE OF STAINLESS STEEL 316. FOR REPLACEMENT OF THE PNEUMATIC TERMINAL | 160.06
6AV6574-1AA00-2CX0 | SERVICE SET FOR C7-636 TOUCH, TP270 10", MP270B 10" TOUCH, MP370 12"/15" TOUCH, AMOUNT AND CONTE | 290.83
8WH9000-3UA00 | COVER FOR INSTRUMENT ISOLATING TERMINALS SCREW MOUNTING GREY | 1.22
8WH9000-6SA00 | COVER-INSTA-TERMINALS FOR 2,5 MM 2, WIDTH 2MM GREY DISCONNECTION | 1.27
8WH9004-1SA00 | COVER N-CONDUCTOR ISOLATION 6 MM2 | 1.31
8WH9005-1SA00 | COVER FOR 10 MM2 GREY | 0.72
8PQ2055-1BA04 | SIVACON S4 MODULE DOOR SENTRON 3WL SWITCH 3WL13 3- OR 4-POLE FIXED MOUNTED, WITHDRAWABLE DEGREE | 235.06
8PQ2055-6BA08 | SIKUS/SIVACON MODULE DOOR DEGREE OF PROTECTION IP40 TWO-WAY HEIGHT 550MM WIDTH 600MM | 199.78
8PQ2055-8BA07 | SIVACON S4 COVER SENTRON 3WL SWITCH 3WL SIZE 2 3-POLE FIXED MOUNTED, WITHDRAWABLE HEIGHT 550MM | 103.14
6ES7292-1AH40-0XA0 | SIMATIC S7-1200, SPARE PART, I/O TERMINAL BLOCK TIN, KEYED RIGHT, CPU1211C/1212C BOTTOM CONNECTOR | 55.83
6ES7292-1AL40-0XA0 | SIMATIC S7-1200, SPARE PART, I/O TERMINAL BLOCK TIN, KEYED RIGHT, DIGITAL SIGNAL MODUL 32CH, (4 | 55.83
6ES7292-1AT30-0XA0 | SIMATIC S7-1200, SPARE PART I/O TERMINAL BLOCK TIN CPU 1217C BOTTOM CONNECTOR (4 PIECES W. 18SCRE | 75.77
7ME3960-0WD60 | STAINLESS STEEL MOUNTS FOR HIGH PRECISION SIZE "D/E" SENSORS, DUAL ENCLOSURE, TWO ENCLOSURES FOR | 2659.75
6RX1800-4DK01 | COMMUTATING CHOKE FOR CONVERTER; PHASES:3 F(HZ):50/60; ILN=ITHMAX(A):25 UN(V):400(50HZ)/480(60HZ) | 876.33
6RX1800-4DK03 | COMMUTATING CHOKE FOR CONVERTER; PHASES:3 F(HZ):50/60; ILN=ITHMAX(A):76 UN(V):400(50HZ)/480(60HZ) | 1330.27
6RX1800-4DK05 | COMMUTATING CHOKE FOR CONVERTER; PHASES:3 F(HZ):50/60; ILN=ITHMAX(A):174 UN(V):400(50HZ)/480(60HZ | 2537.57
6AV6371-1DV07-2BX4 | WINCC/AUDIT RT UPGRADE FROM V6.X TO V7.2, FOR WINCC/AUDIT RT RUNTIME-SW ON CD SINGLE LICENSE LIC | 450.06
A5E03005599 | SITRANS F M MAG 3100 OP INSTR EN | 41.73
6ES7131-6BF00-0CA0 | SIMATIC ET 200SP, DIGITAL INPUT MODULE, DI 8X 24VDC HIGH FEATURE FITS TO BU-TYPE A0, COLOR CODE | 78.52
8PQ2070-4BA08 | SIVACON S4 FACHTUER UPGRADE KIT IP55 HEIGHT 700MM WIDTH 400MM | 83.92
FDK:085U0228 | USM II, CAN OPEN MODUL | 244.07
6SW1700-0JD01-0AB2 | CONTRACT ON PAPER: SOFTWARE UPDATE SERVICE FOR DRIVE ES PCS7 APL, ORDER NO.: 6SW1700-.JD01-.AA0 | 1167.21
6ES7522-1BL10-0AA0 | SIMATIC S7-1500, DIGITAL OUTPUT MODULE, DQ 32 X 24VDC/0.5A; 32 CHANNELS IN GROUPS OF 8, 4 A PER | 578.37
6ES7522-5HF00-0AB0 | SIMATIC S7-1500, DIGITAL OUTPUT MODULE DQ 8 X 230VAC/5A,RELAY; 8 CHANNELS IN GROUPS OF 1, 5A PER | 500.67
6ES7658-7BX51-0YE0 | SIMATIC LOGON V1.5, SOFTWARE UPGRADE, SINGLE LICENSE F.1 INSTALLATION R-SW, SW AND DOCU. ON CD, | 218.74
6ES7590-1AB60-0AA0 | SIMATIC S7-1500, MOUNTING RAIL 160 MM (APPR. 6.3 INCH); INCL. GROUNDING ELEMENT, INTEGRATED DIN R | 29.14
6ES7592-2AX00-0AA0 | SIMATIC S7-1500, LABELING SHEETS FOR 35MM WIDE S7-1500 MODULES ; COLOR: AL GREY; MATERIAL: MEMBR | 77.65
6ES7652-7YB00-2YB0 | SIMATIC PCS 7, SOFTWARE INFORMATION SERVER (3 CLIENTS) SINGLE LICENSE F.1 INSTALLATION R-SW, WITH | 2711.71
8WH8210-0AA45 | STICKER 19X8 MM,WHITE | 0.06
6ES7922-5BG50-0HC0 | FRONT CONN. FOR SIMATIC S7-1500 40PIN(6ES7592-1AM00-0XB0) WITH 40 SINGLE CORES 0.5 MM2 CORE TYPE | 233.77
6ES7231-5ND32-0XB0 | SIMATIC S7-1200, ANALOG INPUT, SM 1231, 4 AI, +/-10V, +/-5V, +/-2.5V, +/-1.25 OR 0-20MA/4-20 MA, | 557.01
6ES7658-3KD28-0YH5 | SIMATIC PDM, SOFTWARE S7 V8.2 (100 TAG), FLOATING LICENSE F. 1 USER, E-SW, WITHOUT SW AND DOCU. | 5161.25
6AV6574-1AA00-2DX0 | SERVICE SET FOR OP 270 10", MP 270B KEY AMOUNT AND CONTENT: SEE TECHNICAL DATA | 290.83
6SL3420-1TE15-0AA1 | SINAMICS S120 SINGLE MOTOR MODULE INPUT: DC 600V OUTPUT: 3AC 400V, 5A FRAME SIZE BOOKSIZE COMPAC | 1598.31
6FB1111-1AT20-1AT1 | SIDOOR AT12 CONTROL UNIT FOR ELEVATOR DOORS, HORIZONTAL, UO TO 120 KG DOOR WEIGHT, 230VAC, 1*RS4 | 776.27
6ES7922-5BJ00-0HB0 | FRONT CONN. F. SIMATIC S7-1500 40-PIN (6ES7592-1AM00-0XB0) W. 20 SINGLE CORES 0.5 MM2 (1-20) CORE | 206.83
6ES7274-1XK30-0XA0 | SIMATIC S7-1200, SIMULATOR MODULE S7-1217C, 14 CHANNEL SIMULATOR, 10X 24V DC INPUT SWITCHES, 4X | 208.71
7ME3960-0SM11 | MOUNTING STRAP FOR PIPE DIAMETER TO DN600 (ORDER 2 FOR EACH PIPE INSTALLATION) (LEGACY PART NR. | 258.4
6RX1800-4DK06 | COMMUTATING CHOKE FOR CONVERTER; PHASES:3 F(HZ):50/60; ILN=ITHMAX(A):232 UN(V):400(50HZ)/480(60HZ | 2600.6
6RX1800-4KK07 | COMMUTATING CHOKE FOR CONVERTER; PHASES:3 F(HZ):50/60; ILN=ITHMAX(A):2158 UN(V):690(50HZ)/830(60H | 16076.39
6SL3730-1TG41-8AU3 | SINAMICS S120 CABINET MODULE BASIC LINE MODULE 3AC 500-690V, 50/60HZ, 1880A OUTPUT: DC 675 - 930V | 41450.76
6ES7648-2AJ50-0LB0 | SIMATIC IPC MEMORY EXTENSION: MEMORY MODULE 2 GB (2X 1 GB), DDR3 1333 SDRAM, DIMM, DUAL CHANNEL K | 471.92
8PQ5000-1BA68 | SIVACON S4 SEPARATION 3WL SHAPE4 SWITCH 3WL SIZE 1 3- OR 4-POLE FIXED MOUNTED, WITHDRAWABLE CA | 120.79
6SL3720-1TE37-5AU3 | SINAMICS S120 CABINET MODULE SINGLE MOTOR MODULE WITH CIM NEMA DESIGN INPUT: DC 510 - 720V OUTPU | 45722.42
6SL3720-1TG31-0AU3 | SINAMICS S120 CABINET MODULE SINGLE MOTOR MODULE WITH CIM NEMA DESIGN INPUT: DC 675 - 1035V OUTP | 13416.14
6ES7658-2BX08-0CE0 | SIMATIC PCS 7, SOFTWARE UPGRADE PACKAGE OS SERVER ASIA FROM V7.1 TO V8.0 SINGLE LICENSE F.1 INST | 8165.02
6SL3730-6TG41-7AU3 | SINAMICS S120 CABINET MODULE SMART LINE MODULE WITH CIM 3AC 500-690V, 50/60HZ OUTPUT: DC 675 - 9 | 87173.18
8PQ2060-6BA20 | SIKUS/SIVACON MODULE DOOR DEGREE OF PROTECTION IP40 TWO-WAY HEIGHT 625MM WIDTH 600MM | 233.22
8PQ2070-4BA05 | SIKUS/SIVACON MODULE DOOR UPGRADE TO DEGREE OF PROTECTION IP55 HEIGHT 700MM WIDTH 400MM | 70.82
8PQ2197-0BA32 | SIVACON S4 CUBICLE DOOR BLANK DEGREE OF PROTECTION IP55 HINGE LEFT TURNING LEVER FOR PROFILE C | 664.33
6FD7680-0RK06 | BRAUMAT/SISTAR CLASSIC, SOFTW. UPDATE FROM 5.3 MIXED OPERAT. TO V6.0 MIXED OPERATION, ENGINEERING | 1889.63
6ES7658-2XB00-0XB0 | SIMATIC PCS 7, SOFTWARE RUNTIME LICENSE OS (PO 1000) SINGLE LICENSE F.1 INSTALLATION R-SW, WITHOU | 5225.12
6ES7648-2AJ60-1MA0 | SIMATIC IPC MEMORY EXTENSION, MEMORY MODULE 4 GB (1X 4 GB), DDR3-1600 SDRAM, ECC, DIMM, FOR SIMAT | 310.12
8PQ5000-2BA41 | SIVACON S4 SEPARATION VERTICAL BESIDES SHAPE3 HEIGHT 550MM | 57.34
6SL3720-1TE32-6AU3 | SINAMICS S120 CABINET MODULE SINGLE MOTOR MODULE WITH CIM NEMA DESIGN INPUT: DC 510 - 720V OUTPU | 18826.87
6ES7651-5AF08-0YE5 | SIMATIC PCS 7, SOFTWARE UPGRADE PACKAGE ENGINEERING (AS/OS: PO UNLIMITED) FROM V7.1 TO V.8.0 FLO | 7038.86
8WH9010-0MB06 | TEST PLUGS YELLEW FOR ISOLATING TERMINALS | 3
6SL3760-0KA00-0AA0 | SPARE PART FOR SINAMICS S120 OPTION L37 CAM SWITCH TYP CH 10 | 113.84
6SL3760-0MB00-0AA0 | SPARE PART FOR SINAMICS S OPTION L00 FILTER_EMI_B84143_530V_840A | 8633.32
6SL3760-0MG00-0AA0 | SPARE PART FOR SINAMICS S OPTION L00 FILTER_EMI_B84143_760V_1.27KA | 10133.59
8PQ2197-1BA06 | SIVACON S4 CUBICLE DOOR BLANK DEGREE OF PROTECTION IP4X HINGE LEFT DOUBLE BIT KEY HEIGHT 1975M | 507.29
8PQ2197-1BA15 | SIVACON S4 DOUBLE SECTION DOOR DEGREE OF PROTECTION IP55 BLANK TURNING LEVER FOR PROFILE CYLIND | 876.17
8PQ2197-2BA15 | SIVACON S4 OUTER PLATE DEGREE OF PROTECTION IP4X HEIGHT 1975MM WIDTH 200MM | 199.78
FDK:521H0553 | LITERATURE - SFIDKPS029V202 ISSUER OF LITERATURE : SIEMENS FLOW INSTRUMENTS A/S DENMARK LITERATUR | 13.42
6AV6371-1HH07-3FJ0 | WINCC/WEB LOAD BALANCING STEP UP V7.3, POWERPACK FROM WINCC/REDUNDANCY V7.3 TO WINCC/WEB LOAD BA | 2550.93
6ES7135-6HB00-0CA1 | SIMATIC ET 200SP, ANALOG OUTPUT MODULE, AQ 2XU/I HIGH FEATURE, FITS TO BU-TYPE A0, A1, COLOR COD | 306.34
6ES7658-3XC00-2YH5 | SIMATIC PDM, SOFTWARE 10 TAG, FLOATING LICENSE F.1 USER, E-SW, WITHOUT SW AND DOCU., LICENSE KEY | 238.21
6EP1322-5BA10 | SITOP PSU100C 12 V/6.5 A STABILIZED POWER SUPPLY INPUT: AC 120-230 V (DC 110-300 V) OUTPUT: DC 1 | 146.87
6GK1901-1BB20-6AA0 | IE FC RJ45 PLUG PRO; IP65; FAST CONNECT; IE; RJ45 PUSH PULL PLUG FOR ON-SITE MOUNTING TO IE FC TP | 57.13
6ES7652-5CX08-0CF5 | SIMATIC PCS 7, SOFTWARE UPGRADE PACKAGE CLIENT, SFC VISUALIZATION ASIA FROM V7.1 TO V8.0 FLOATIN | 3746.24
6ES7272-1BF00-7AA0 | TD100C FRONT FILM, BLANK FOR PRODUCING CUSTOMIZED FRONT LAYOUTS AMOUNT: SEE TECHNICAL DATA | 214.48
A5E03461516 | SITRANS FUE950 SPARE PART: FUE950 M-BUS OUTPUT MODULE (7ME348 VERSIONS ONLY). | 161.05
6SL3780-0AC00-0AA0 | ENGINEERING FOR INTEGRATION INCL. DOCUMENTATION FOR ORDER WITH SEVERAL SINAMICS S120 CABINET MODU | 8526.61
6SL3780-0AE00-0AA0 | ENGINEERING FOR INTEGRATION INCL. DOCUMENTATION FOR ORDER WITH SEVERAL SINAMICS S120 CABINET MODU | 11314.77
6AV6371-1KX07-2XX4 | WINCC/INDUSTRIALDATABRIDGE UPGRADE FROM V6.X TO V7.2 FOR 128, 512, 2048 OR 10000 TAGS, RUNTIME-SW | 1038.24
6ES7924-2CA20-0AC0 | TERMINAL BLOCK TP3 32 CHANNELS AND 2X33 TERMINALS FOR POTENTIAL SUPPLY SORT: PUSH-IN TERMINAL WI | 112.96
6ES7924-2CC20-0AA0 | TERMINAL BLOCK TPA 3-TIER FOR ANALOG MODULES OF SIMATIC S7-1500 SORT: SCREW TERMINAL WITHOUT LED | 116.75
6ES7833-1CC01-0YE5 | SIMATIC S7, F-PROG-SW U.FB-LIB. UPGRADE V5.X SINGLE LICENSE TO V6.0 FLOATING LICENSE R-SW, SW AND | 2401.16
6ES7144-4GF01-0AB0 | SIMATIC DP, ELECTRONIC MODULE FOR ET200PRO 4 AI I HIGH FEATURE, +-20MA; 0...20MA; 4-20MA CHANNEL | 350.11
6ES7144-5KD00-0BA0 | SIMATIC ET 200AL, AI 4XU/I/RTD, 4XM12, DEGREE OF PROTECTION IP67 | 381
6ES7147-5JD00-0BA0 | SIMATIC ET 200AL, CM 4X IO-LINK, 4XM12, DEGREE OF PROTECTION IP67 | 411.89
6ES7960-1AA06-0XA0 | SIMATIC S7-400H, SYNC SUBMODULE V6 FOR PATCH CABLES UP TO 10M | 608.63
6ES7648-2AH70-1KA0 | SIMATIC IPC MEMORY EXPANSION, 8 GBYTE (1X 8GB) WITH ECC, DDR3 1066, SODIMM; ONLY FOR IPC427D WITH | 767.07
6ES7648-2AJ70-1MA0 | SIMATIC IPC MEMORY EXTENSION, MEMORY MODULE 8 GB (1X 8 GB), DDR3-1600 SDRAM, ECC, DIMM, FOR SIMAT | 767.07
6ES7654-5CJ00-0XF0 | SIMATIC PCS 7 CPU 410-5H BUNDLE PO 100, CPU 410-5H PROCESS AUTOMATION FOR S7-400 AND S7-400H/F/FH | 15497.21
6ES7657-5XX08-0YK0 | SIMATIC PCS 7, SOFTWARE SIMATIC BATCH UPGRADE PACKAGE SERVER FROM V7.X TO V8.0 SINGLE LICENSE F. | 6439.9
8GK6711-2KK23 | ALPHA 630 UNIVERSAL, MCCB-ASSEMBLY KIT 1 X 3VL160X /3VL160 /3VL250 3 + 4 POLE, HORIZONTAL MOUNTIN | 417.99
7KG6106-2JN24-0B | SIMEAS TRANSDUCER (G)MUU FOR ALTERNATING VOLTAGE IN HOUSING, FOR SNAPPING ON MOUNTING RAIL RATED | 1507.81
7KG6106-2NN24-0B | SIMEAS TRANSDUCER (G)MUU FOR ALTERNATING VOLTAGE IN HOUSING, FOR SNAPPING ON MOUNTING RAIL RATED | 1507.81
8GK6715-4KK33 | ALPHA 630 UNIVERSAL, MCCB-ASSEMBLY KIT 1 X 3VL630, 3 + 4 POLE H=400MM B=900MM HORIZONTAL MOUNTI | 449.4
8GK6754-6KK13 | ALPHA 630 UNIVERSAL MCCB-ASSEMBLY KIT 1 X 3VT3 3 + 4 POLE H=600MM W=300MM VERTICAL MOUNTING | 396.4
6ES7864-2XA02-0XA5 | SIMATIC S7 EASY MOTION CONTROL FOR TIA PORTAL, FLOATING LIC. F.1 INSTALLATION R-SW, SW AND DOCU. | 867.64
8WH9065-5BA06 | WARNING COVERS FOR CROSS SECTION 10 QMM FOR TERMINAL WIDTH 10 MM MOTIV FLASH COLOR YELLOW | 0.19
6ES7157-1AA00-0AB0 | SIMATIC ET 200AL, PROFIBUS INTERFACEMODULE IM157-1 DP, DEGREE OF PROTECTION IP67 | 351.39
6ES7193-6AP00-0AA0 | SIMATIC ET 200SP, BUSADAPTER BA 2XSCRJ, 2 SCRJ FO-CONNECTORS, FOR PROFINET | 400.31
6ES7193-6BP40-0DA1 | SIMATIC ET 200SP, BASEUNIT BU15-P16+A0+12D/T. BU-TYPE A1, PUSH-IN TERMINALS, WITH 2X 5 ADDITIONA | 50.19
6SL3223-0DE35-5AA0 | SINAMICS G120P POWER MODULE PM230 WITH BUILT IN CL. A FILTER PROTECTION IP55 / UL TYPE12 3AC380- | 9392.91
6XV1843-5FH10-0CC0 | SM FO CORD SC/SC; 9/125, PREASSEMBLED WITH 2X2 SC DUPLEX CONNECTORS, LENGTH 1.0 M | 110.06
6ES7652-5FX08-0YF0 | SIMATIC PCS 7, SOFTWARE UPGRADE PACKAGE MAINTENANCE STATION FROM V7.1 TO V8.0 SINGLE LICENSE F.1 | 4422.29
6ES7921-5AD00-0AA0 | FRONT CONN. MODULE W. 1X16-PIN IDC-CONNECTION FOR DIGITAL 2A OUTPUT MODULES OF S7-1500 POTENTIAL | 76.63
6ES7922-5BD20-0AB0 | FRONT CONN. F. SIMATIC S7-1500 40-PIN (6ES7592-1AM00-0XB0) W. 20 SINGLE CORES 0.5 MM2 (1-20) CORE | 132.18
6ES7410-5HX08-0AB0 | SIMATIC PCS 7, CPU 410-5H PROCESS AUTOMATION, CENTRAL UNIT FOR S7-400 AND S7-400H/F/FH, 5 INTERF | 10202.63
6AV6381-2CB07-2AV3 | SIMATIC WINCC RC CL UPGR ASIA FROM V7.0 TO V7.2, FOR WINCC RC CLIENTS OR RC128, RUNTIME & CONFIGU | 2508.67
FDK:083F0213 | MAG ACCESSORY 100M CABLE | 568.91
FDK:083G2145 | ACC.BAG MAG 1100 FOOD DN101.6 BS | 1366.47
FDK:083G2153 | ACC.BAG MAG 1100 FOOD DN63.5 ISO | 867.43
FDK:083N8100 | MAG 3100 C FLANGE 400MM PN16 ETC | 345.71
FDK:083N8126 | MAG 3100 E FLANGE 150MM PN25, 40 & 150LB | 660.55
FDK:083N8293 | MAG 3100 E FLANGE 80MM BSTD & E | 488.15
FDK:083N8309 | MAG 3100 C FLANGE 1000MM PN6, AISI 304 | 1429.08
7KG6113-3AN27-0B | SIMEAS TRANSDUCER (G)MUI FOR ALTERNATING CURRENT IN HOUSING, FOR SNAPPING ON MOUNTING RAIL RATED | 1507.81
6ES7194-2LN10-1AC0 | POWER CABLE M8, PREASSEMBLED ONE SIDE WITH M8 SOCKET, 4 CORE, LENGTH 10M | 28.31
6AV6372-2DF00-0HL0 | SIMATIC B.DATA PROFESSIONAL 5000 TAGS, SUS; SOFTWARE UPDATE SERVICE FOR MAXIMUM 5000 TAGS; WITHI | 9969.55
A5E33035324 | ACCESSORY SITRANS FCS400 HEATING JACKET DN25 ELECTRIC | 6648.4
6ES7522-5FF00-0AB0 | SIMATIC S7-1500, DIGITAL OUTPUT MODULE DQ 8 X 230VAC,2A,TRIAC; 8 CHANNELS IN GROUPS OF 1, 2A PER | 334.26
6ES7658-7GB00-2YH0 | SIMATIC PCS 7, SOFTWARE, MAINTENANCE STATION RUNTIME (100 TAG), SINGLE LICENSE F.1 INSTALLATION | 925.88
C73451-A430-D80 | PNEUMATIC BLOCK FOR SINGLE ACTING VALVE | 469.96
6ES7531-7KF00-0AB0 | SIMATIC S7-1500, ANALOG INPUT MODULE AI 8 X U/I/RTD/TC, 16 BITS OF RESOLUTION, ACCURACY 0.3 %; | 907.06
6ES7591-8AA00-0AA0 | SIMATIC S7-1500 SPARE PART, FRONT COVER FOR DP-INTERFACE OF CPU 1518-4 PN/DP | 11.73
6ES7658-3QX28-2YB5 | SIMATIC PDM, SOFTWARE COMMUNICATION FOUNDATION FIELDBUS V8.2, FLOATING LICENSE F.1 USER, E-SW, W | 29232.56
8PQ2197-4BA03 | SIVACON S4 CUBICLE DOOR BLANK DEGREE OF PROTECTION IP55 HINGE LEFT TURNING LEVER FOR PROFILE C | 547.25
8PQ2197-4BA10 | SIVACON S4 CUBICLE DOOR BLANK DEGREE OF PROTECTION IP55 HINGE RIGHT DOUBLE BIT KEY HEIGHT 1975 | 451.57
6EP1332-1LB00 | SITOP PSU100L 24 V/2.5 A STABILIZED POWER SUPPLY INPUT: 120/230 V AC OUTPUT: 24 V/2.5 A DC | 77.47
6EP1333-4BA00 | SIMATIC PM 1507 24 V/8 A STABILIZED POWER SUPPLY FOR SIMATIC S7-1500 INPUT: 120/230 V AC OUTPUT: | 250.9
6ES7141-5BF00-0BA0 | SIMATIC ET 200AL, DI 8X24VDC, 8XM8, DEGREE OF PROTECTION IP67 | 167.33
6ES7290-3AA30-0XA0 | SIMATIC S7-1200, RJ45 STRAIN RELIEF, SINGLE PORT 4 PIECES PER PACKAGING UNIT | 27.92
6ES7291-1AC30-0XA0 | SIMATIC S7-1200, SPARE PART DOOR KIT CPU 1215C (CPU 1215C TOP & BOTTOM DOOR / SIGNAL BOARD COVER) | 46.53
A5E03461512 | SITRANS FUE950 SPARE PART: FUE950 RS-485 DATA MODULE MODULE (7ME348 VERSIONS ONLY). | 266.16
6ES7924-0CL20-0BA0 | TERMINAL BLOCK TP3 WITH FUSE PER EACH CHANNEL 8 CHANNELS AND 2X10 TERMINALS FOR POTENTIAL SUPPLY | 87.87
6ES7314-6BH04-0AB0 | SIMATIC S7-300, CPU 314C-2 PTP COMPACT CPU WITH MPI, 24 DI/16 DO, 4AI, 2AO, 1 PT100, 4 FAST COUNT | 4034.36
6SL3544-0FB21-1PA0 | SINAMICS G120D CONTROL UNIT CU240D-2 DP-F PROFIBUS DP AND SAFETY INTEGRAT 6 DI/3 F-DI, 2 DO/1 F-D | 973.57
6SL3555-2BC10-0AA0 | SINAMICS S120M ADAPTER MODULE 600 FRAME SIZE: BOOKSIZE COMPACT INPUT: DC 600V INTERNAL AIR COOLI | 1383.02
6ES7193-6BP20-0BB1 | SIMATIC ET 200SP, BASEUNIT BU20-P12+A0+4B, BU-TYPE B1, PUSH-IN KLEMMEN, W/O AUX-TERMINALS, BRID | 28.31
6RX1800-4DK14 | COMMUTATING CHOKE FOR CONVERTER; PHASES:3 F(HZ):50/60; ILN=ITHMAX(A):1660 UN(V):400(50HZ)/480(60H | 9567.04
6RX1800-4FK00 | COMMUTATING CHOKE FOR CONVERTER; PHASES:3 F(HZ):50/60; ILN=ITHMAX(A):13 UN(V):480(50HZ)/575(60HZ) | 805.39
6GK5798-2PP00-2AA6 | IWLAN RCOAX N-CONNECT/N-CONNECT FEMALE/ FEMALE PANEL FEEDTHROUGH 2.4GHZ AND 5 GHZ CABINET CABLE D | 21.75
6SL3162-6FB01-0AA0 | SINAMICS S120 FRAMESIZE BOOKSIZE COMPACT THERMAL CONDUCTION FILM FOR 50 MM MOTOR MODULE COLD-PL | 11.88
6SL3200-0SK05-0AA0 | SINAMICS G120P SMALL PARTS ASSEMBLY SET FOR POWER MODULE PM230 IP55 / UL TYPE12 FSD | 165.62
6RX1800-4FK08 | COMMUTATING CHOKE FOR CONVERTER; PHASES:3 F(HZ):50/60; ILN=ITHMAX(A):374 UN(V):480(50HZ)/575(60HZ | 3546.26
6RX1800-4FK13 | COMMUTATING CHOKE FOR CONVERTER; PHASES:3 F(HZ):50/60; ILN=ITHMAX(A):913 UN(V):480(50HZ)/575(60HZ | 7061
6RX1800-4FK16 | COMMUTATING CHOKE FOR CONVERTER; PHASES:3 F(HZ):50/60; ILN=ITHMAX(A):1660 UN(V):480(50HZ)/575(60H | 9314.84
6ES7317-6FF04-0AB0 | SIMATIC S7-300, CPU 317F-2DP, CENTRAL PROCESSING UNIT WITH 1.5 MBYTE WORKING MEMORY, 1. INTERFACE | 10674.88
6GK6000-8CH00-0AA0 | RUGGEDCOM CONNECTOR RS969. CONNECTOR IP67 MM LC PLUG | 394
6GK6000-8PS12-1EA0 | RUGGEDCOM 2488-48 POWERSUPPLY 48VDC (10-36VDC) SCREW TERMINAL BLOCK | 1399.73
6GK6000-8PS13-1EA0 | RUGGEDCOM 2488-HI POWERSUPPLY 88-300VDC OR 85-264VAC SCREW TERMINAL BLOCK | 1430.83
6RX1800-4GK14 | COMMUTATING CHOKE FOR CONVERTER; PHASES:3 F(HZ):50/60; ILN=ITHMAX(A):1660 UN(V):575(50HZ)/690(60H | 10307.8
7MF5987-1BF | COVER FOR SITRANS P500 WITH WINDOW, INCL. GASKET, MATERIAL: DIE-CAST ALUMINUM COAT OF LACQUER : E | 312.39
8PQ2300-4BA17 | SIVACON S4 BOTTOM PLATE DEGREE OF PROTECTION UP TO IP55 BLANK WIDTH 850MM DEPTH 400MM | 69.06
8PQ2301-4BA03 | SIVACON S4 TOP PLATE UPGRADE KIT IPX1 WIDTH 1000MM DEPTH 400MM | 163.54
6FD7680-0GJ06 | BRAUMAT/SISTAR CLASSIC, SOFTW. COMPONENT ADMINISTRATION CLIENT V6.0, SINGLE LICENSE F.1 INSTALLAT | 1065.87
6GK6000-1BC30-1CA0 | RUGGEDCOM SOTFWARE SUPPORT RNMS - 1 YEAR PHONE SUPPORT - 256 NODES - PRICE PER YEAR | 2809.6
8PQ2070-6BA04 | SIVACON S4 FACHTUER UPGRADE KIT IP55 HEIGHT 700MM WIDTH 600MM | 80
8PQ2080-8BA01 | SIVACON S4 COVER BLANK HEIGHT 800MM WIDTH 800MM | 135.67
6FD7680-0AA03 | BRAUMAT/SISTAR CLASSIC, SOFTW. RUNTIME MOD. AND RECIPE SYSTEM SERVER REDUNDANT V5.3 SINGLE LICENS | 27480.09
6FD7680-0GA06 | BRAUMAT/SISTAR CLASSIC, SOFTW. ORDER SYSTEM SERVER V6.0, SINGLE LICENSE F.1 INSTALLATION R-SW, S | 3377.94
6FD7680-0GP06 | BRAUMAT/SISTAR CLASSIC, SOFTW. RCS SERVER V6.0, SINGLE LICENSE F.1 INSTALLATION R-SW, SW AND DOC | 9011.1
6ES7658-3KD28-0YA5 | SIMATIC PDM, SOFTWARE S7 V8.2 (100 TAG) FLOATING LICENSE F.1 USER E-SW, WITHOUT SW AND DOCU. LIC | 5161.25
7LF4511-0 | WEEKLY TIME SWITCH TOP DIGITAL 230V 16A 1CHANNEL 2MW | 92.49
7LF4521-0 | WEEKLY TIME SWITCH PROFI DIGITAL 230V 16A 1CHANNEL 2MW | 110.55
7LF4532-0 | WEEKLY TIME SWITCH ASTRO DIGITAL 230V 16A 2CHANNEL 2MW | 256.55
8PQ2197-6BA05 | SIVACON S4 CUBICLE DOOR BLANK DEGREE OF PROTECTION IP4X HINGE RIGHT TURNING LEVER FOR PROFILE | 480.35
8PQ2197-6BA13 | SIVACON S4 CUBICLE DOOR BLANK DEGREE OF PROTECTION IP4X HINGE RIGHT DOUBLE BIT KEY HEIGHT 1975 | 380.94
6EP1334-2BA20 | SITOP PSU100S 24 V/10 A STABILIZED POWER SUPPLY INPUT: 120/230 V AC OUTPUT: 24 V/10 A DC | 238.66
A5E03436655 | SIPART PS2, 6DR5... COMPACT OPERATING INSTRUCTIONS: ENGLISH, ESTONIAN, LATVIAN, LITHUANIAN, POLIS | 101.58
A5E03436664 | SIPART PS2, 6DR5... COMPACT OPERATING INSTRUCTIONS: ENGLISH, BULGARIAN, CZECH, FINNISH, SLOVAKIAN | 101.58
A5E03436698 | ANALOG INPUT CABLE FOR MAG 8000 GSM/GPRS COMMUNICATION MODULE | 204.59
6ES7313-6CG04-0AB0 | SIMATIC S7-300, CPU 313C-2DP COMPACT CPU WITH MPI, 16 DI/16 DO, 3 FAST COUNTERS (30 KHZ), INTEGR | 3178.09
6SL3562-6DF71-0RH1 | DISTRIBUTED SERVO-DRIVE SINAMICS S120M AH63, M(0)=5NM, N(N)=3000 RPM, INPUT: DC 600V ABSOLUTE E | 4854.65
6ES7135-6HD00-0BA1 | SIMATIC ET 200SP, ANALOG OUTPUT MODULE, AQ 4XU/I STANDARD, FITS TO BU-TYPE A0, A1, COLOR CODE CC | 297.33
6AV6371-1KV17-2BX4 | WINCC/AUDIT RC UPGRADE FROM V6.X TO V7.2, FOR WINCC/AUDIT RC AND WINCC/CHANGECONTROL, RUNTIME & | 1990.37
6GK5793-8DK00-0AA0 | IWLAN ANTENNA ANT 793-8DK VERTICAL-HORIZONTAL POLARIZED W. STRONG DIRECTION. EFFICIENCY INCL.2X N | 880.67
6GK5795-4MA00-0AA3 | IWLAN ANTENNA ANT 795-4MA WITH OMNIDIRECTIONAL CHARACTERISTIC,RADIAL ROTATAB., WITH ADDITIONAL JO | 45.35
6SL3200-0SF42-0AA0 | SINAMICS G120C TOP FAN FOR FSC INCLUDES TOP COVER WITH BUILT IN FAN INTEGRATED FILTER CLASS A | 242.03
6SL3200-0SK02-0AA0 | SINAMICS G120P SMALL MOUNTING PARTS FOR POWER MODUL PM230 IP55 / UL TYPE12 FSA OR IP20 | 113.07
6ES7193-6AR00-0AA0 | SIMATIC BUSADAPTER BA 2X RJ45, 2 RJ45 SOCKETS FOR PROFINET | 74.65
6GK6000-8SA00-0AA0 | RUGGEDCOM MEDIA MODULE RS416 4 PORT SERIAL INTERFACE MODULE (4 X RS232/RS422/RS485 VIA DB9) EQU | 788
6RX1800-4FK18 | COMMUTATING CHOKE FOR CONVERTER; PHASES:3 F(HZ):50/60; ILN=ITHMAX(A):2324 UN(V):480(50HZ)/575(60H | 11300.8
6RX1800-4GK10 | COMMUTATING CHOKE FOR CONVERTER; PHASES:3 F(HZ):50/60; ILN=ITHMAX(A):830 UN(V):575(50HZ)/690(60HZ | 7927.89
6RX1800-4GK12 | COMMUTATING CHOKE FOR CONVERTER; PHASES:3 F(HZ):50/60; ILN=ITHMAX(A):1245 UN(V):575(50HZ)/690(60H | 9503.99
8PQ2197-8BA10 | SIVACON S4 CUBICLE DOOR WITH TRANSPARENT DEGREE OF PROTECTION UP TO IP55 HINGE LEFT DOUBLE BIT | 786.03
8PQ2197-8BA11 | SIVACON S4 CUBICLE PANELLING DEGREE OF PROTECTION IP3X HEIGHT 1975MM WIDTH 800MM | 238.81
8PQ2197-8BA13 | SIVACON S4 CUBICLE DOOR BLANK DEGREE OF PROTECTION IP4X HINGE RIGHT DOUBLE BIT KEY HEIGHT 1975 | 452.48
6FX8008-1XB11-3AA0 | POWER CABLE,SOLD BY THE METER, 4 X 1.5 C CUSTOM MADE MOTION-CONNECT 800PLUS TRAILING CABLE, UL/CS | 2718.2
7MH5114-5JL70 | SIWAREX WL270 LOAD CELL K-S CA HT 28 T - RATED LOAD 28T - ACCURACY 0,5 % - 15M CABLE LENGTH, 4 W | 3699.25
6ES7658-7DX00-0YV8 | SIMATIC PCS 7, SIMATIC ROUTE CONTROL, SOFTWARE UPDATE SERVICE DOWNLOAD, WITHIN THE FRAMEWORK OF | 1420.28
6DR4004-3N | ROLL AND DISK MADE OF STAINLESS STEEL 316. FOR REPLACEMENT OF THE TEFLON ROLL AND ALUMINUM DISK I | 126.87
6ED1055-1FB10-0BA2 | LOGO! DM16 230R, EXP. MODULE, PU/I/O: 230V/230V/RELAIS, 4TE, 8 DI/8 DO FOR LOGO! 8 | 159.09
6EP1336-2BA10 | SITOP PSU100S 20 A STABILIZED POWER SUPPLY INPUT: 120/230 V AC OUTPUT: 24 V/20 A DC | 316.99
8WH8210-0AA36 | STICKER 15X6MM,YELLOW | 0.06
6ES7922-5BG50-0AB0 | FRONT CONN. F. SIMATIC S7-1500 40-PIN (6ES7592-1AM00-0XB0) W. 20 SINGLE CORES 0.5 MM2 (1-20) CORE | 146.87
6ES7658-2BX00-0YM8 | SIMATIC PCS7, OS SERVER, SOFTWARE UPDATE SERVICE COMPACT WITH MULTIPLE ORDERS FROM ONE ITEM SUPP | 2328.18
6ES7658-2CX00-0YV8 | SIMATIC PCS 7, OS CLIENT, SFC VISUALIZATION, SOFTWARE UPDATE SERVICE DOWNLOAD, WITHIN THE FRAMEW | 840.48
6ES7658-3SX28-2YB5 | SIMATIC PDM, SOFTWARE COMMAND INTERFACE V8.2, FLOATING LICENSE F.1 USER, E-SW, WITHOUT SW AND DOC | 14051.47
8PQ2060-0BA08 | SIKUS/SIVACON MODULE DOOR DEGREE OF PROTECTION IP40 TWO-WAY HEIGHT 625MM WIDTH 1100MM | 386.53
6SL3420-2TE15-0AA1 | SINAMICS S120 DOUBLE MOTOR MODULE INPUT: DC 600V OUTPUT: 3AC 400V, 5A/5A FRAME SIZE BOOKSIZE COM | 2394.01
6ES7922-5BG50-0UB0 | FRONT CONN. F. SIMATIC S7-1500 40-PIN (6ES7592-1AM00-0XB0) W. 20 SINGLE CORES 0.5 MM2 (1-20) CORE | 159.1
6ES7924-0BD20-0BA0 | TERMINAL BLOCK TPRO WITH RELAY 24V DC, OUTPUT 8 NO 230V/3A AC 30V/3A DC, SORT: SCREW TERMINAL WI | 108.93
6ES7658-3XD00-2YH5 | SIMATIC PDM, SOFTWARE 100 TAG, FLOATING LICENSE F.1 USER, E-SW, WITHOUT SW AND DOCU., LICENSE KE | 2196.34
6ES7278-4BD32-0XB0 | SIMATIC S7-1200, IO-LINK MASTER SM 1278, 4 X IO-LINK MASTER IO-LINK MASTER V1.1 | 348.3
6ES7291-1BA30-0XA0 | SIMATIC S7-1200, SPARE PART DOOR KIT, SIGNAL MODULE 45MM, (SINGAL MODULE 45MM TOP & BOTTOM DOOR) | 27.92
7ME3960-0SM61 | MOUNTING STRAP FOR PIPE DIAMETER TO 5486 MM (216 IN.) | 1805.54
6RX1800-4DK08 | COMMUTATING CHOKE FOR CONVERTER; PHASES:3 F(HZ):50/60; ILN=ITHMAX(A):374 UN(V):400(50HZ)/480(60HZ | 3546.26
6RX1800-4LK00 | COMMUTATING CHOKE FOR CONVERTER; PHASES:3 F(HZ):50/60; ILN=ITHMAX(A):789 UN(V):830(50HZ)/950(60HZ | 9488.25
6ES7648-2AJ50-0MA0 | SIMATIC IPC MEMORY EXTENSION, MEMORY MODULE 2 GB (1X 2 GB), DDR3-1600 SDRAM, DIMM, FOR SIMATIC RA | 130.33
A5E02944982 | SITRANS MAG 5000/6000 OPERATING INSTRUCTIONS DE | 50.81
6SL3720-1TE35-0AU3 | SINAMICS S120 CABINET MODULE SINGLE MOTOR MODULE WITH CIM NEMA DESIGN INPUT: DC 510 - 720V OUTPU | 33540.31
6SL3720-1TE41-4AU3 | SINAMICS S120 CABINET MODULE SINGLE MOTOR MODULE WITH CIM NEMA DESIGN INPUT: DC 510 - 720V OUTPU | 87173.18
6ES7222-1XF32-0XB0 | SIMATIC S7-1200, DIGITAL OUTPUT SM 1222, 8 DO, RELAY CHANGEOVER CONTACT | 196.75
6ES7658-2CX00-0YM8 | SIMATIC PCS7 OS CLIENT, SFC VISUALIZATION SOFTWARE UPDATE SERVICE COMPACT WITH MULTIPLE ORDERS FR | 1123.63
6SL3730-7TE41-4CU3 | SINAMICS S120 CABINET MODULE ACTIVE LINE MODULE INCL. CIM AND ACTIVE INTERFACE MODULE 3AC 380-480 | 148241.93
8PQ2070-4BA01 | SIKUS/SIVACON MODULE DOOR DEGREE OF PROTECTION IP40 TWO-WAY HEIGHT 700MM WIDTH 400MM | 215.55
8PQ2197-0BA13 | SIKUS/SIVACON FRONT TRIM FRAME DEGREE OF PROTECTION IP30 HEIGHT 1975MM WIDTH 1100MM | 252.71
8PQ2197-0BA35 | SIVACON S4 CUBICLE DOOR BLANK DEGREE OF PROTECTION IP4X HINGE LEFT TURNING LEVER FOR PROFILE C | 575.11
FDK:085U1031 | MATING PART FOR HYGIENIC CLAMP DN40 ISO2852 | 211.42
6ES7223-1PH32-0XB0 | SIMATIC S7-1200, DIGITAL I/O SM 1223, 8DI / 8DO, 8DI DC 24 V, SINK/SOURCE, 8DO, RELAY 2A | 265.87
6ES7658-3TD28-0YA5 | SIMATIC PDM, SOFTWARE PCS 7 - SERVER V8.2 (100 TAG), FLOATING LICENSE F.1 USER, E-SW, WITHOUT SW | 16297.24
8PQ2197-4BA06 | SIVACON S4 CUBICLE DOOR BLANK DEGREE OF PROTECTION IP4X HINGE LEFT TURNING LEVER FOR PROFILE C | 406.94
6ES7822-1AA00-0YM5 | SIMATIC STEP 7 PROFESSIONAL SOFTWARE UPDATE SERVICE (SUS) COMPACT FOR STEP 7 TIA PORTAL; WITH MUL | 693.66
6ES7193-6BP00-0BA0 | SIMATIC ET 200SP, BASEUNIT BU15-P16+A0+2B, BU-TYPE A0, PUSH-IN TERMINALS, W/O AUX-TERMINALS, BRI | 20.6
6ES7193-6BP00-0BA1 | SIMATIC ET 200SP, BASEUNIT BU15-P16+A0+2B/T, BU-TYPE A1, PUSH-IN TERMINALS, W/O AUX-TERMINALS, | 28.31
6ES7193-6BP00-0DA0 | SIMATIC ET 200SP, BASEUNIT BU15-P16+A0+2D, BU-TYPE A0, PUSH-IN TERMINALS, W/O AUX-TERMINALS, NE | 36.04
6RX1800-4DE07 | COMMUTATING CHOKE FOR CONVERTER; PHASES:1 F(HZ):50/60; ILN=ITHMAX(A):85 UN(V):400(50HZ)/480(60HZ) | 520.11
6RX1800-4DK10 | COMMUTATING CHOKE FOR CONVERTER; PHASES:3 F(HZ):50/60; ILN=ITHMAX(A):498 UN(V):400(50HZ)/480(60HZ | 4539.2
6RX1800-4DK12 | COMMUTATING CHOKE FOR CONVERTER; PHASES:3 F(HZ):50/60; ILN=ITHMAX(A):996 UN(V):400(50HZ)/480(60HZ | 6793.09
6FB1104-0AT04-0AB0 | SIDOOR TOOTHED BELT SINGLE-TOOTHED STS SUPERTORQUE SYNCHRONOUS BELT, LENGTH 55M, WIDTH 14MM. | 1898.05
6RX1800-4FK02 | COMMUTATING CHOKE FOR CONVERTER; PHASES:3 F(HZ):50/60; ILN=ITHMAX(A):51 UN(V):480(50HZ)/575(60HZ) | 1081.2
6RX1800-4FK03 | COMMUTATING CHOKE FOR CONVERTER; PHASES:3 F(HZ):50/60; ILN=ITHMAX(A):76 UN(V):480(50HZ)/575(60HZ) | 1368.08
6RX1800-4FK05 | COMMUTATING CHOKE FOR CONVERTER; PHASES:3 F(HZ):50/60; ILN=ITHMAX(A):174 UN(V):480(50HZ)/575(60HZ | 2584.85
6RX1800-4FK06 | COMMUTATING CHOKE FOR CONVERTER; PHASES:3 F(HZ):50/60; ILN=ITHMAX(A):232 UN(V):480(50HZ)/575(60HZ | 3294.1
A5E31809707 | QUICK START GUIDE, SPANISH | 210.67
A5E31809841 | QUICK START GUIDE, KOREANISCH | 210.67
6GK6000-8MA10-0AA0 | RUGGEDCOM MOUNTING KIT R2K RM EQUIVALENT TO RM 19"""" RACK MOUNT KIT FOR RSG2100, RSG2200, RX10 | 126.49
6GK6000-8MA20-0AA0 | RUGGEDCOM MOUNTING KIT R2K DP EQUIVALENT TO DP, DIN AND PANEL MOUNT KIT FOR RSG2100, RSG2200, R | 182.49
8GK9505-6KK30 | ALPHA 630 UNIVERSAL, DOOR IP43, TRANSPARENT (SINGLE VERSION), RAL 7035, H=1000, W=900 | 790.86
8GK9505-7KK30 | ALPHA 630 UNIVERSAL, DOOR IP43, TRANSPARENT (SINGLE VERSION), RAL 7035, H=1200, W=900 | 892.89
8GK9507-8KK20 | ALPHA 630 UNIVERSAL, TRANSPARENT DOOR IP43, IP55 (GIUGIARO-DESIGN), RAL 7035, H=1600, B=600 | 1330.51
8GK9513-8KK10 | ALPHA 630 DIN, SUBSTITUTE DOOR FOR BOARD W=300MM, H=1950MM COMPLETE DOOR WITH LOCK DOOR 300MM, RA | 292.34
8PQ2301-6BA01 | SIVACON S4 TOP PLATE DEGREE OF PROTECTION IP55 BLANK WIDTH 1000MM DEPTH 600MM | 109.62
8PQ2301-6BA02 | SIVACON S4 TOP PLATE DEGREE OF PROTECTION IP4X BLANK WIDTH 1000MM DEPTH 600MM | 130.08
8PQ2302-4BA02 | SIVACON S4 TOP PLATE DEGREE OF PROTECTION IP4X BLANK WIDTH 1200MM DEPTH 400MM | 77.95
8PQ2304-4BA03 | SIVACON S4 TOP PLATE DEGREE OF PROTECTION IP4X WITH CABLE ENTRY WIDTH 400MM DEPTH 400MM | 101.29
6ES7193-6CP72-2AA0 | SIMATIC ET 200SP, 10 COLOR IDENTIFICATION LABELS COLOR CODE CC72, FOR 10 AUX TERMINALS, FOR BU-T | 15.45
6ES7400-0HR53-4AB0 | SIMATIC S7-400H, 416-5H SYSTEM-BUNDLE H-SYSTEM WITH 1 X UR2-H, W/O MEMORY CARD, 2 X PS 405 10A, D | 50522.14
6ES7193-6CP74-2AA0 | SIMATIC ET 200SP, 10 COLOR IDENTIFICATION LABELS COLOR CODE CC74, FOR 2X 5 ADDITIONAL TERMINALS, | 15.45
6ES7193-6LR10-0AG0 | SIMATIC ET 200SP, 500 LABELING STRIPES, YELLOW, ROLL WITH 500 LABELS | 191.79
6GK6015-0AL13-0AA0 | RUGGEDCOM RX1500PN PS HI POWER SUPPLY 88-300VDC OR 85-264VAC, SCREW TERMINAL BLOCK | 1015.22
8GK9515-7KK30 | ALPHA 630 UNIVERSAL, DOOR IP43, SHEET METAL, RAL 7035, H=1200, W=900 | 665.25
6AV6372-2DF00-0DL0 | SIMATIC B.DATA PROFESSIONAL 100 TAGS, SUS; SOFTWARE UPDATE SERVICE FOR MAXIMUM 100 TAGS; WITHIN | 2990.29
6AV6372-2DF00-0FL0 | SIMATIC B.DATA PROFESSIONAL 500 TAGS, SUS; SOFTWARE UPDATE SERVICE FOR MAXIMUM 500 TAGS; WITHIN | 5982.02
6GK6050-0AL13-0AA1 | POWER SUPPLY 88-300VDC OR 85-264VAC, SCREW TERMINAL BLOCK CONFORMAL COATING | 1949.25
8GK9505-5KK23 | ALPHA 630 UNIVERSAL, DOOR IP55, TRANSPARENT (SINGLE VERSION), RAL 7035, H=800, W=600 | 639.75
7MH5108-5GE00 | SIWAREX WL270 CP-S SA - LOAD CELL WITH RATED LOAD 20 - 15 M CABLE, 4 WIRES - MADE OF STAINLESS ST | 829.36
7MH5114-4QL70 | SIWAREX WL270 LOAD CELL K-S CA HT 6 T - RATED LOAD 6T - ACCURACY 0,3 % - 6M CABLE LENGTH, 4 WIRE | 2798.34
7MH5707-4GB00 | SIWAREX WL230 BASE PLATE SB-S SA 2 T - NOMINAL LOAD 2 T - MATERIAL: STAINLESS STEEL | 280.41
7MH5714-6PJ10 | ADAPTION FOR RTN VEN-BEARING FOR LOAD CELLS OF SERIES K (ONE REQUIRED) RATED LOAD 350 T | 842.56
8PQ2301-4BA04 | SIVACON S4 BOTTOM PLATE DEGREE OF PROTECTION UP TO IP55 BLANK WIDTH 1000MM DEPTH 400MM | 70.08
8PQ2304-4BA04 | SIVACON S4 TOP PLATE UPGRADE KIT IPX1 WIDTH 400MM DEPTH 400MM | 94.79
8PQ2304-6BA04 | SIVACON S4 TOP PLATE UPGRADE KIT IPX1 WIDTH 400MM DEPTH 600MM | 104.06
8PQ2520-6BA01 | SIVACON S4 SIDE WALL WITH DESIGN STRIP HEIGHT 2000MM DEPTH 600MM | 815.77
8PQ3000-0BA67 | SIVACON S4 SEPARATION MAIN BUSBAR SYSTEM SHAPE2B MAIN BUSBAR FRONT WIDTH 400MM DEPTH 400MM | 92.1
6ES7193-6CP41-2MB0 | SIMATIC ET 200SP, 10 COLOR IDENTIFICATION LABELS COLOR CODE CC41, FOR PERIPHERY MODULES, MODULE | 15.45
6ES7921-4BC50-0AA1 | FRONTCONNECT. S7-400 F. DIGITAL PREASSEMBLED WITH 4 ROUND CABLES 0.14 SQMM L = 2.5 M FOR DIGITAL | 269.26
6ES7922-3BD00-0BB0 | CABLE WITH FRONT CONNECTOR FOR SIMATIC S7-300 40 POLE (6ES7392-1AM00-0AA0) TO 25 POLE D-SUB SOCKE | 249.66
6FD7680-0GX03 | BRAUMAT/SISTAR CLASSIC, SOFTW. LIBRARY BLOCKS RCS V5.3 SINGLE LICENSE F.1 INSTALLATION R-SW, SW A | 6871.24
7ME3951-0LD10 | PORTABLE LIQUID FLOW TRANSDUCER UNIVERSAL, C1 UNIVERSAL FOR PIPE OD FROM 51 TO 254 MM (2 TO 10 IN | 1994.82
6ES7194-2AA00-0AA0 | M8 POWER CONNECTOR, PIN INSERT, 4 PIN | 23.18
6ES7194-2LH50-0AC0 | BUS CABLE FOR ET-CONNECTION, PREASSEMBLED ONE SIDE WITH M8 CONNECTOR, 4 CORE, SHIELDED, LENGTH 5, | 50.19
8GK9515-8KK42 | ALPHA 630 UNIVERSAL, DOOR IP43, IP55, SHEET METAL RAL 7035, H=2000, W=240 | 702.55
8GK9525-7KK03 | ALPHA 630 UNIVERSAL, BARRIER, VERTICAL, BETW. DEVICE COMPARTMENT/ BUSBAR COMP. IN DISTRIBUTORS W | 183.69
8GK9623-1KK30 | ALPHA 630 UNIVERSAL, FRONT COVER WITHOUT CUTS H=200MM B=900MM | 213.9
6GK6015-0AL20-0DC1 | RUGGEDCOM RX1500PN LM FG51 LINE MODULE 2 X 1000SX SFP - MULTIMODE, 850NM, LC, 500M CONFORMAL COA | 1624.39
6GK6015-0AL20-0PD1 | RUGGEDCOM RX1500PN M12 4TX04 LINE MODULE M12 COPPER ETHERNET MODULES 4X 10/100TX 4-PIN M12 CONFO | 974.63
6GK6050-0AB00-0AP0 | RUGGEDCOM RX5000 EMPTY CHASSIS: RACK REAR MOUNT, FAN CONTROLLER AND POWER BLOCKS ON FRONT PANEL | 8333.05
6GK6000-8CG02-4EA1 | RUGGEDCOM 2488-24CG02 MODULE CC 4 X 10/100/1000TX FASTCONNECT WITH CONFORMAL COATING | 1047.22
6GK6000-8CK00-0AA0 | RUGGEDCOM CONNECTOR FABMET M969 LC PLUG CONNECTOR SINGLEMODE | 528.79
6GK5907-4PA00 | KEY-PLUG W740, REPLACEABLE MEDIUM FOR ACTIVATING OF IFEATURES FOR SCALANCE W IN CLIENT MODE AND | 332.85
6ES7194-2LH50-1AC0 | POWER CABLE M8, PREASSEMBLED ONE SIDE WITH M8 SOCKET, 4 CORE, LENGTH 5,0M | 19.3
6ES7211-1AE40-0XB0 | SIMATIC S7-1200, CPU 1211C, COMPACT CPU, DC/DC/DC, ONBOARD I/O: 6 DI 24V DC; 4 DO 24 V DC; 2 AI | 284.49
6GK6000-8FG50-2BA0 | RUGGEDCOM 2 X 1000TX SFP CC KIT RSG2K 2 X 1000TX SFP - RJ45, | 2903.15
6GK6000-8FG51-1AA0 | RUGGEDCOM MEDIA MODULE 1 X 1000LX SFP - MULTIMODE, 850NM, LC, 500M. EQUIVALENT TO 1FG51 | 1306.41
6GK6000-8FX01-4EA1 | RUGGEDCOM 2488-24FXA01 MODULE C 4 X 100FX - MULTIMODE, 1300NM, ST, 2 KM WITH CONFORMAL COATING | 2011.45
6ES7521-1BH50-0AA0 | SIMATIC S7-1500, DIGITAL INPUT MODULE DI16 X DC24V, SOURCE; 16 CHANNELS IN GROUPS OF 16; INPUT D | 239.94
6GK5992-2HA00-0AA0 | SCALANCE X ACCESSORIES 2 X 1000MBIT/S IND. ETHERNET, M12-CONN. TECHNOLOGY,ELECTRICAL MEDIA MODULE | 859.02
7MH5114-6DL80 | SIWAREX WL270 LOAD CELL K-S CA SAFE HT, 130 T - RATED LOAD 130 T - WITH DOUBLE BRIDGE - ACCURACY | 6107.04
7MH5114-6JL80 | SIWAREX WL270 LOAD CELL K-S CA SAFE HT, 280 T - RATED LOAD 280 T - WITH DOUBLE BRIDGE - ACCURACY | 11110.89
7MH5117-2KD00 | SIWAREX WL260 LOAD CELL SP-S SB 30KG C3 - RATED LOAD 30KG - ACCURACY CLASS C3 ACC. TO OIML R60 | 730.63
8PQ2308-4BA03 | SIVACON S4 TOP PLATE DEGREE OF PROTECTION IP4X WITH CABLE ENTRY WIDTH 800MM DEPTH 400MM | 142.17
8PQ2308-6BA02 | SIVACON S4 TOP PLATE DEGREE OF PROTECTION IP4X BLANK WIDTH 800MM DEPTH 600MM | 88.44
8PQ2308-6BA05 | SIVACON S4 BOTTOM PLATE DEGREE OF PROTECTION UP TO IP55 BLANK WIDTH 800MM DEPTH 600MM | 90.26
8PQ2308-8BA07 | SIVACON S4 CORNER CUBICLE TOP PLATE UPGRADE IPX1 DEPTH 800MM | 221.14
6FD7680-0RG03 | BRAUMAT/SISTAR CLASSIC, SOFTW. UPGRADE FROM 4.XX MIXED OPERAT. TO V5.3 MIXED OPERATION ENGI. MODU | 4390.18
6RX1800-4GK15 | COMMUTATING CHOKE FOR CONVERTER; PHASES:3 F(HZ):50/60; ILN=ITHMAX(A):1826 UN(V):575(50HZ)/690(60H | 10481.19
6RX1800-4KK04 | COMMUTATING CHOKE FOR CONVERTER; PHASES:3 F(HZ):50/60; ILN=ITHMAX(A):1245 UN(V):690(50HZ)/830(60H | 9771.92
7ME3951-0LE20 | PORTABLE LIQUID FLOW TRANSDUCER UNIVERSAL, D2 UNIVERSAL FOR PIPE OD FROM 102 TO 508 MM (4 TO 20 I | 1994.82
6ES7194-2LN10-1AB0 | POWER CABLE M8, PREASSEMBLED WITH M8 PLUG ANGLED AND M8 SOCKET ANGLED, 4 CORE, LENGTH 10M | 37.32
8GK9525-8KK23 | ALPHA 630 UNIVERSAL BARRIER, VERTICAL, BETW. DEVICE COMPARTMENT/ BUSBAR COMP. IN DISTRIBUTORS W | 341.46
8GK9560-0KK12 | ROTARY HANDLE LOCKING EQUIPMENT FOR WALL-MOUNTED DB IP43/55 FOR ASSA CYLINDER, BLACK, CYLINDER PR | 271.46
8GK9606-5KK10 | ALPHA 630 UNIVERSAL, FRONT COVER FOR CABLE ROOM, H = 800MM, B = 240MM | 165.81
8GK9612-1KK30 | ALPHA 630 UNIVERSAL, FRONT COVER FOR 2GAUGE 96X96+2SWITCHES. H=200MM B=900MM | 276.7
6GK6015-0AL20-0FC0 | RUGGEDCOM RX1500PN LM CG01 LINE MODULE 2 X 10/100/1000 TX RJ45 | 860.9
6GK6015-0AL20-0MC0 | RUGGEDCOM RX1500PN LM TC2 LINE MODULE DAUL T1/E1 VIA RJ45 (CHANNELIZED/UNCHANNELIZED) | 1380.73
6GK6050-0AL20-0NB1 | LINE MODULE 16X 10/100TX RJ45 CONFORMAL COATING | 2209.14
6GT2800-5BA00 | SIMATIC RF300 TRANSPONDER RF330T BUTTON, 32 K BYTE FRAM, IP 68, -25 UP TO +85 DGR/C, D=30 MM X 8 | 135.29
6ES7193-6CP05-2MA0 | SIMATIC ET 200SP, 10 COLOR IDENTIFICATION LABELS COLOR CODE CC05, FOR PERIPHERY MODULES, MODULE | 15.45
6GK6000-8FG53-2EA0 | RUGGEDCOM 2488-22FG53 MODULE 2 X 1000LX SFP - SINGLEMODE, 1310NM, LC, 25KM | 3525.23
6GK6000-8FG54-4EA0 | RUGGEDCOM 2488-24FG54 MODULE 4 X 1000LC - SINGLEMODE 1550NM, SFP, 70KM | 12918.96
6GK6000-8FG55-0AA0 | RUGGEDCOM SFP 1000LX SFP, SINGLEMODE LC, 1550NM, LONG REACH 100 KM (0-70C TEMP RANGE) | 2664.66
6GK6000-8FG60-0AA0 | RUGGEDCOM GBIC 1000LX SC FG60 1000LX SMSC 25KM GBIC -40/+85 1300NM | 1112.98
6SE6400-0BP00-0AA1 | MICROMASTER 4 BASIC OPERATOR PANEL (BOP) | 124.31
7ML1930-6AG | RS-422/485 SERIAL ADAPTER | 218.55
7ML5740-1BC01-1A | THE SITRANS RD200 IS A UNIVERSAL INPUT, PANEL MOUNT REMOTE DIGITAL DISPLAY FOR PROCESS INSTRUMEN | 896.51
8WA8347-2AD | PLATES VERTICAL: L2 PACK WITH 136 PLATES 2 CARDS PER 68 PLATES INSCRIPTION 2MM SIZE. 5X7MM, | 0.19
8WA8347-2AF | PLATES VERTICAL: L+ PACK WITH 136 PLATES 2 CARDS PER 68 PLATES INSCRIPTION 2MM SIZE. 5X7MM, | 0.19
6ES7922-5BG50-0HB0 | FRONT CONN. F. SIMATIC S7-1500 40-PIN (6ES7592-1AM00-0XB0) W. 20 SINGLE CORES 0.5 MM2 (1-20) CORE | 183.57
8PQ2000-6BA06 | SIVACON S4 COVER SENTRON 3NJ4 NUMBER OF SWITCHES 4 HEIGHT 800MM WIDTH 600MM | 110.56
8PQ2000-8BA07 | SIVACON S4 OUTER PLATE DEGREE OF PROTECTION IP4X BASE COMPARTMENT HEIGHT 150MM WIDTH 800MM | 66.53
6ES7212-1BE40-0XB0 | SIMATIC S7-1200, CPU 1212C, COMPACT CPU, AC/DC/RLY, ONBOARD I/O: 8 DI 24V DC; 6 DO RELAY 2A; 2 A | 382.85
6GK6050-0AL16-0AA0 | POWER SPPLY 88-300VDC OR 85-264VAC, SCREW TERMINAL BLOCK ON FRONT PANEL | 1616.25
6GK6050-0AL20-0AA0 | BLANK MODULE LM | 118.55
6GK6050-0AL20-0BB0 | LINE MODULE 8X 100FX MULTIMODE, ST, 2KM | 3963.47
6GK5786-2FC00-0AB0 | IWLAN ACCESS POINT, SCALANCE W786-2 RJ45, ONLY FOR USE IN USA, 2 RADIOS, 6 R-SMA ANT.CONNECT., I | 3313.81
6ES7922-5BD20-0UB0 | FRONT CONN. F. SIMATIC S7-1500 40-PIN (6ES7592-1AM00-0XB0) W. 20 SINGLE CORES 0.5 MM2 (1-20) CORE | 140.74
6RY1803-0AB05 | TERMINAL MODULE CABINET (TMC) INCL ADAPTERBOARD AND RIBBON CABLE | 529.57
6GK5798-1CS00-4AA0 | SIMATIC NET IWLAN ANGLE ADAPTER R-SMA/R-SMA MALE/ FEMALE | 17.34
6ES7194-2LN10-0AC0 | BUS CABLE FOR ET-CONNECTION, PREASSEMBLED ONE SIDE WITH M8 CONNECTOR, 4 CORE, SHIELDED, LENGTH 10 | 74.65
6ES7194-2LN10-1AA0 | POWER CABLE M8, PREASSEMBLED WITH M8 PLUG AND M8 SOCKET, 4 CORE, LENGTH 10M | 33.47
6ES7194-4CA10-0AA0 | SIMATIC DP, CONNECTING MODULE FOR DIGITAL ELECTRONIC MODULES ET 200PRO, 4 X M12, PLASTIC VERSION | 42.48
6GK6000-8FD02-0AA0 | RUGGEDCOM MEDIA MODULE RX1XXX 56 KBBPS DDS DSU/CSU THIS MODULE HAS AN OPERATING TEMPERATURE RANGE | 2384.73
6GK6000-8FE51-0AA0 | RUGGEDCOM SFP 100FX SFP MULTIMODE, LC, 1310NM, 2KM | 203.1
6GK6000-8FE52-0AA0 | RUGGEDCOM SFP 100FX SFP SINGLEMODE, LC, 1310NM, 20KM | 300.59
6GK6000-8FG01-2AA0 | RUGGEDCOM MEDIA MODULE 2X 1000SX MM PORTS, LC CONNECTORS 500M 850NM EQUIVALENT TO FG01 | 2384.73
6ES7505-0RA00-0AB0 | SIMATIC S7-1500, SYSTEM POWER SUPPLY PS 60W 24/48/60V DC, SUPPLIES THE OPERATING VOLTAGE FOR THE | 786.38
6GF3320-0AC02 | USB CABLE 6' (1.8M), ONLY TO BE USED WITH MV320 STRAIGHT (NOT COILED). | 63.56
6GF3400-0SL03 | PAT-GENIUS;FORM RECOGN. LICENSE FOR MV440 CODE READER UNITS; SINGLE LICENSE, SINGLE LICENSE EXPAN | 1566.88
6ES7223-1BL32-0XB0 | SIMATIC S7-1200, DIGITAL I/O SM 1223, 16DI / 16DO, 16DI DC 24 V, SINK/SOURCE, 16DO, TRANSISTOR 0. | 420.08
7MH7724-1BR | WEIGHFEEDER CALIBRATION WEIGHT, 7500G | 384.16
8WA8360-0BQ | PLATES VERTICAL. 71..75 PACK WITH 204 PLATES 3 CARDS PER 68 PLATES INSCRIPTION 2MM SIZE. 5X7MM, | 0.19
8PQ1010-0BA02 | SIKUS/SIVACON BASE EDGES WITH FRONT COVER HEIGHT 100MM WIDTH 850MM | 208.65
8WH8210-0AA56 | SNAP PLATE 20X7 MM,TURQUOISE | 0.42
8WH9000-1QA00 | COVER CTOSS SECTION 2,5 / 4,0 QMM COLOR GREY | 1.1
6ES7540-1AB00-0AA0 | SIMATIC S7-1500, CM PTP RS422/485 BA COMMUNICATION MODULE FOR SERIAL CONNECTION RS422, RS485 FRE | 830.77
6ES7590-1AE80-0AA0 | SIMATIC S7-1500, MOUNTING RAIL 482 MM (APPR. 19 INCH) INCL. GROUNDING ELEMENT, INTEGRATED DIN RAI | 42.98
6ES7590-8AA00-0AA0 | SIMATIC S7-1500 SPARE PART, CONNECTOR PLUG FOR SYSTEM POWER SUPPLY MODULE (PS) AND POWER MODULE ( | 173.22
6GK6000-8HU00-0AA0 | RUGGEDCOM FABMET RS900 REAR DIN MTG PLATE | 138.92
6GK6015-0AL10-0AA0 | RUGGEDCOM RX1500PN PS XXP NO POWER SUPPLY | 66.59
6GK6015-0AL16-0AA0 | RUGGEDCOM RX1500PN PS HIP POWER SUPPLY 88-300VDC OR 85-264VAC, PLUGGABLE TERMINAL BLOCK | 974.63
6GK6050-0AL40-0PA1 | SWITCH MODULE WITH 2X 1000SX MULTIMODE, 850NM, LC, 500M CONFORMAL COATING | 6822.38
6GK6050-0AR00-0DA0 | RUGGEDCOM RUGGEDENCLOSURE MOUNTING OPTION FOR THE RUGGEDCOM MX5000 | 2404.06
6GK6050-0MB00-0AG1 | RUGGEDCOM MX5000 EMPTY CHASSIS: FRONT PANEL WITH FAN CONTROLLER AND POWER TERMINAL BLOCKS CONFO | 9210.2
6GK7242-5DX30-0XE0 | COMMUNICATION MODULE CM 1242-5; FOR CONNECTION OF SIMATIC S7-1200 TO PROFIBUS AS DP SLAVE MODULE | 513.19
6GK7343-1GX31-0XE0 | SIMATIC NET CP 343-1 ADVANCED; FOR CONNECTING SIMATIC S7-300 CPU TO IND. ETHERNET; PROFINET IO CO | 4388.33
7KG6101-2SK10 | SIMEAS TRANSDUCER (G)MUU FOR ALTERNATING VOLTAGE IN HOUSING, FOR SNAPPING ON MOUNTING RAIL RATED | 521.57
7KG6106-2BN24-0B | SIMEAS TRANSDUCER (G)MUU FOR ALTERNATING VOLTAGE IN HOUSING, FOR SNAPPING ON MOUNTING RAIL RATED | 1507.81
6ES7658-3TD28-0YH5 | SIMATIC PDM, SOFTWARE PCS 7 - SERVER V8.2 (100 TAG), FLOATING LICENSE F.1 USER, E-SW, WITHOUT SW | 16297.24
6EP1333-2BA20 | SITOP PSU100S 24 V/5 A STABILIZED POWER SUPPLY INPUT: 120/230 V AC OUTPUT: 24 V/5 A DC | 157.89
6RX1800-4LK02 | COMMUTATING CHOKE FOR CONVERTER; PHASES:3 F(HZ):50/60; ILN=ITHMAX(A):1577 UN(V):830(50HZ)/950(60H | 15351.39
6ES7651-5EX28-0YE5 | SIMATIC PDM, SOFTWARE UPGRADE PACKAGE FROM PDM V8.X TO V8.2, FLOATING LICENSE F.1 USER, E-SW, WI | 1069.71
6ES7136-6BA00-0CA0 | SIMATIC DP, ELECTRON. MODULE F. ET 200SP, F-DI 8X24VDC HF, 15 MM WIDTH, UP TO PL E (ISO 13849-1) | 336.78
6ES7290-3AB30-0XA0 | SIMATIC S7-1200, RJ45 STRAIN RELIEF, DUAL PORT 4 PIECES PER PACKAGING UNIT | 37.23
6ES7292-1BF30-0XB0 | SIMATIC S7-1200, SPARE PART I/O TERMINAL BLOCK GOLD ANALOG SIGNALS CPU 1215C/1217C, (4 PIECES W. | 46.53
A5E03461508 | SITRANS FUE950 SPARE PART: BOTTOM PART OF FUE950 ENCLOSURE (1 PCS.) | 525.93
6ES7652-5GX08-0YE0 | SIMATIC PCS 7, SOFTWARE UPGRADE PACKAGE TELECONTROL FROM V7.1 TO V8.0, SINGLE LICENSE F.1 INSTALL | 5061.54
6ES7924-0CH20-0BA0 | TERMINAL BLOCK TP3 WITH DISCONNECTION TERMINAL PER EACH CHANNEL 8 CHANNELS AND 2X10 TERMINALS FO | 64
6GK5793-6DG00-0AA0 | IWLAN ANTENNA ANT 793-6DG DUAL SLANT ANTENNA WITH WEAK DIRECTIONAL EFFICIENCY INCL. 2X N-FEMALE C | 325.93
6SL3555-0PV00-0AA0 | SINAMICS G110M ITERNAL 24VDC POWER SUPPLY DC24V +/- 10% OUTPUT CURRENT 2A CURRENT CONSUMPTION 1 | 380.23
6SL3562-6DF71-0RB2 | DISTRIBUTED SERVO-DRIVE SINAMICS S120M AH63, M(0)=5NM, N(N)=3000 RPM, INPUT: DC 600V ABSOLUTE E | 4944.52
6ES7157-0AG80-1XA1 | AFD ACCESSORY SEALING PLUG FOR UNUSED CONNECTORS FOR ACTIVE FIELD DISTRIBUTOR AFDIS 10 PIECES PE | 54.1
A5E03549396 | SPAREPART SITRANS FCT030 BAG OF LOOSE SPARE PARTS | 1042.05
6FX8005-0SW00-0AA7 | CABLE SET BA322 CO. SCHWAEB. WERKZEUGMASCHINEN | 6426.57
6ES7798-0DA02-0XA0 | SIMATIC PG, BACKPACK FOR FIELD PG M4 | 107.87
6ES7193-6BP20-0BF0 | SIMATIC ET 200SP, BASEUNIT BU20-P8+A4+0B, BU-TYPE F0, PUSH-IN KLEMMEN, WITH AUX-TERMINALS, BRID | 28.31
6RX1800-4DK13 | COMMUTATING CHOKE FOR CONVERTER; PHASES:3 F(HZ):50/60; ILN=ITHMAX(A):1328 UN(V):400(50HZ)/480(60H | 7975.13
6RX1800-4DK15 | COMMUTATING CHOKE FOR CONVERTER; PHASES:3 F(HZ):50/60; ILN=ITHMAX(A):2490 UN(V):400(50HZ)/480(60H | 10370.86
6GK5798-8ML00-0AB3 | DIN RAIL MOUNTING ADAPTER FOR SCALANCE W-788 M12, SCALANCE W-788 RJ45 AND RF290R SCREW-TYPE MOUNT | 92.31
6GK5991-4AC00-8AA0 | SCALANCE X ACCESSORIES; MEDIA MODULE MM991-4LD; 4 X 100MBIT/S BFOC-PORTS, OPTICAL; SINGLEMODE G | 2059.5
6RX1800-4FK11 | COMMUTATING CHOKE FOR CONVERTER; PHASES:3 F(HZ):50/60; ILN=ITHMAX(A):664 UN(V):480(50HZ)/575(60HZ | 6005.02
6RX1800-4FK15 | COMMUTATING CHOKE FOR CONVERTER; PHASES:3 F(HZ):50/60; ILN=ITHMAX(A):1328 UN(V):480(50HZ)/575(60H | 9046.91
6GK6000-8PS12-1EA1 | RUGGEDCOM 2488-48 POWERSUPPLY C 48VDC (10-36VDC) SCREW TERMINAL BLOCK WITH CONFORMAL COATING | 1596.72
6RX1800-4GK13 | COMMUTATING CHOKE FOR CONVERTER; PHASES:3 F(HZ):50/60; ILN=ITHMAX(A):1328 UN(V):575(50HZ)/690(60H | 9299.11
6SL3000-0CE25-5AA0 | SINAMICS LINE REACTOR FOR 55 KW SMART LINE MODULE INPUT: 3-PH 380-480 V, 50/60 HZ | 1714.37
8PQ2300-8BA08 | SIVACON S4 TOP PLATE DEGREE OF PROTECTION IP4X WITH CABLE ENTRY WIDTH 850MM DEPTH 600MM | 187.67
6FD7680-0GH03 | BRAUMAT/SISTAR CLASSIC, SOFTW. COMPONENT ADMINISTRATION SERVER V5.3 SINGLE LICENSE F.1 INSTALLATI | 4375.56
8GK9505-4KK20 | ALPHA 125, 630 UNIVERSAL, DOOR IP43 , TRANSPARENT (SINGLE VERSION), RAL 7035, H=600, W=600 | 500.42
8GK9505-6KK23 | ALPHA 630 UNIVERSAL, DOOR IP55, TRANSPARENT (SINGLE VERSION), RAL 7035, H=1000, W=600 | 775.15
8GK9513-8KK60 | ALPHA 630 DIN, SUBSTITUTE DOOR LEFT DOOR FOR BOARD W=1300MM, H=1950MM COMPLETE DOOR DOOR 775MM, | 403.81
6ES7214-1AG40-0XB0 | SIMATIC S7-1200, CPU 1214C, COMPACT CPU, DC/DC/DC, ONBOARD I/O: 14 DI 24V DC; 10 DO 24 V DC; 2 A | 579.6
6ES7222-1BF32-0XB0 | SIMATIC S7-1200, DIGITAL OUTPUT SM 1222, 8 DO, 24V DC, TRANSISTOR 0.5A | 166.17
7ML1930-1FK | SUN SHIELD COVER | 221.42
7ML1930-6AB | DIN-RAIL MOUNTING KIT | 36.87
8WA8348-0AB | PLATES HORIZONTEL. 2 PACK WITH 136 PLATES 2 CARDS PER 68 PLATES INSCRIPTION 2MM SIZE. 5X7MM, | 0.19
8WA8348-2AE | PLATES HORIZONTEL.: L3 PACK WITH 136 PLATES 2 CARDS PER 68 PLATES INSCRIPTION 2MM SIZE. 5X7MM, | 0.19
8WA8360-0BM | PLATES VERTICAL. 56..60 PACK WITH 204 PLATES 3 CARDS PER 68 PLATES INSCRIPTION 2MM SIZE. 5X7MM, | 0.19
8PQ2010-8BA01 | SIVACON S4 COVER BLANK HEIGHT 100MM WIDTH 800MM | 54.73
8PQ2015-4BA04 | SIVACON S4 MODULE DOOR DEGREE OF PROTECTION IP4X HEIGHT 150MM WIDTH 400MM | 100.35
6ES7211-1BE40-0XB0 | SIMATIC S7-1200, CPU 1211C, COMPACT CPU, AC/DC/RELAY, ONBOARD I/O: 6 DI 24V DC; 4 DO RELAY 2A; 2 | 284.49
6DL5430-8AX08-0XE0 | CEMAT, SOFTWARE UPGRADE PACKAGE V8.0, DATA MEDIUM WITH WINCC, USER ARCHIVE UPGRADE LICENSE, UTIL | 119.09
6GK6000-8NC00-0AA0 | RUGGEDCOM ANTENNAS 50FT ANTENNA KIT FOR PTP CARD; WS3977 ANTENNA, WS397X BRAKET, 50FT LMR240 CAB | 1731.53
6GK6000-8PS13-1EA1 | RUGGEDCOM 2488-HI POWERSUPPLY C 88-300VDC OR 85-264VAC SCREW TERMINAL BLOCK WITH CONFORMAL COATIN | 1627.85
6GK6015-0AL20-0FC1 | RUGGEDCOM RX1500PN LM CG01 LINE MODULE 2 X 10/100/1000 TX RJ45 CONFORMAL COATING | 974.63
6GK6050-0AL30-0EA0 | CONTROL MODULE WITH LAYER 3 SECURITY EDITION LAYER-2-HARDWARE | 5198.01
6GK6050-0MB00-0AH1 | RUGGEDCOM MX5000 EMPTY CHASSIS: FRONT PANEL WITH POWER TERMINAL BLOCKS CONFORMAL COATING | 8300.58
6GK6050-0ML20-0CF1 | LINE MODULE 8X 100FX SINGLEMODE, 1310NM, LC, 50KM | 10915.81
6SL3126-2TE21-0AA4 | SINAMICS S120 DOUBLE MOTOR MODULE INPUT: DC 600V OUTPUT: 3AC 400V, 9A/9A FRAME SIZE: BOOKSIZE C | 2709.05
8PQ2022-1BA02 | SIVACON S4 UPGRADE KIT IP55 OVERHEAD COMPARTMENT HEIGHT 225MM WIDTH 1000MM | 100.35
8GB5008-5KM | N / PE TERMINAL SCREW CONNECTION N = 3X16QMM AND 14X10QMM PE = 3X16QMM AND 14X10QMM | 30.68
7KG6106-2PN21-0B | SIMEAS TRANSDUCER (G)MUU FOR ALTERNATING VOLTAGE IN HOUSING, FOR SNAPPING ON MOUNTING RAIL RATED | 1507.81
6GT2600-0AD00-0AX0 | TRANSPONDER MDS D100 FOR RF200/ RF300 ISO/ MOBY D PVC ISO CARD UP TO +60 DGR ISO 15693 CHIP TYPE | 13.27
6XV1875-5LH10 | SIMATIC NET N-CONNECT/SMA MALE/ MALE FLEXIBLE CONNECTION CABLE PREASSEMBLED, LENGTH 1M, FLEXIBLE | 56.55
6GT2821-5AC10 | SIMATIC RF200 READER RF250R W. RS422-INTERFACE (3964R) WITHOUT ANTENNA IP 65, -25 UP TO +70 DGR/ | 375.93
6ES7521-1BL00-0AB0 | SIMATIC S7-1500, DIGITAL INPUT MODULE DI32 X DC24V, 32 CHANNELS IN GROUPS OF 16; INPUT DELAY 0.0 | 470.16
6ES7541-1AD00-0AB0 | SIMATIC S7-1500, CM PTP RS232 HF COMMUNICATION MODUL FOR SERIAL CONNECTION RS232, FREEPORT, 3964 | 1257.95
8WH9010-0MB03 | TEST PLUGS GREEN FOR ISOLATING TERMINALS | 3
8PQ3000-1BA18 | SIVACON S4 SEPARATION MAIN BUSBAR SYSTEM SHAPE2B MAIN BUSBAR FRONT O. BEHIND WIDTH 1200MM DEPTH | 275.01
8PQ3000-2BA73 | SIVACON S4 SEPARATION MAIN BUSBAR SYSTEM SHAPE2B MAIN BUSBAR FRONT O. BEHIND WIDTH 350MM DEPTH | 92.46
6GK6000-8CF00-0AA0 | RUGGEDCOM CONNECTOR RS969. CONNECTOR M12 D-CODED MALE PLUG | 157.61
6GK6000-8CG02-2EA1 | RUGGEDCOM 2488-22CG02 MODULE CC 2 X 10/100/1000TX FASTCONNECT WITH CONFORMAL COATING | 788
6GK6000-8FE53-0AA0 | RUGGEDCOM SFP 100FX SFP SINGLEMODE, LC, 1310NM, 50KM | 406.19
6NH7997-8CA31-2GA0 | SINAUT SW ST7CC V3.1 RED UPGR; UPGRADE OF V2.4...V2.7 REDUNDANCY; REDUNDANCY SOFTWARE FOR CONNEC | 1679.07
6SL3210-1KE12-3AC1 | SINAMICS G120C RATED POWER 0,75KW WITH 150% OVERLOAD FOR 3 SEC 3AC380-480V +10/-20% 47-63HZ INTE | 1577.86
6ES7923-5BB50-0CB0 | CONNECTION CABLE UNSHIELDED FOR SIMATIC S7-1500 BETWEEN FRONT CONNECTOR MODULE A. CONNECT. MODULE | 62.06
8WH9000-2PA00 | COVER FOR DIODE TERMINAL 2,5 AND 4 QMM COLOR GREY | 0.76
6GK6015-0AL20-0KB1 | RUGGEDCOM RX1500PN LM S01 LINE MODULE 6X RS232/RS422/RS485 VIA RJ45 CONFORMAL COATING | 1535.02
6GK6015-0AL20-0MD0 | RUGGEDCOM RX1500PN LM TC4 LINE MODULE QUAD T1/E1 VIA RJ45 (CHANNELIZED/UNCHANNELIZED) | 1486.3
6GK6015-0AL20-0NB1 | RUGGEDCOM RX1500PN LM 6TX01 LINE MODULE 6 X 10/100TX RJ45 CONFORMAL COATING | 893.4
6GK6015-0AL20-0PG1 | RUGGEDCOM RX1500PN M12 4TX04B LINE MODULE M12 COPPER ETHERNET MODULES 4X 10/100TX 4-PIN M12 WITH | 1104.55
6GK6015-0AL51-0AA0 | RUGGEDCOM RX1500PN SFTUP1 UPGRADE LAYER 2 STANDARD EDITION TO LAYER 3 STANDARD EDITION | 1193.92
6GK6050-0ML40-0WA1 | SWITCH MODULE LAYER 3/88 GIGABIT THROUGHPUT, 2X 10G SFP+ SLOTS BLANK CONFORMAL COATING | 7959.46
6GK6050-0RB00-0DA0 | RUGGEDCOM RUGGEDENCLOSURE MOUNTING OPTION FOR THE RUGGEDCOM MX5000 | 2777.69
8PQ2022-4BA01 | SIKUS/SIVACON FIXED COVER TOP MOUNTING POSITION DEGREE OF PROTECTION IP40 HEIGHT 225MM WIDTH 40 | 87.26
8PQ2025-6BA05 | SIVACON S4 COVER SENTRON 3K SWITCH 3KL5 UP TO 125A 3- OR 4-POLE ARRANGEMENT VERTICAL HEIGHT 250 | 49.27
8PQ2025-6BA16 | SIVACON S4 COVER SENTRON 3NP SWITCH 3NP1143 UP TO 250A ARRANGEMENT HORIZONTAL FIXED MOUNTED DIR | 87.99
6ES7651-5CX28-0YK5 | SIMATIC PDM, SOFTWARE UPGRADE PACKAGE FROM PDM V6.X TO V8.2, FLOATING LICENSE F.1 USER, E-SW, WI | 1069.71
8PQ3000-2BA17 | SIKUS/SIVACON MOUNTING PLATE MODULAR CLOSED HEIGHT 200MM WIDTH 400MM | 56.03
6GK6000-8AA00-2EA0 | RUGGEDCOM 2488-2222 MODULE RSG2488 2 PORT BLANK ASSEMBLY MODULE | 97.47
6GK6000-8AA00-4EA0 | RUGGEDCOM 2488-2424 MODULE RSG2488 4 PORT BLANK ASSEMBLY MODULE | 120.27
6GK6000-8CE00-0AA0 | RUGGEDCOM CONNECTOR RS969. CONNECTOR M23, A-CODED 5PIN FEMALE PLUG (M23 OR RJ45) | 238.48
6NH7997-5CA21-0AA2 | SINAUT SW ST7SC V2.1 M; SOFTWARE FOR CONNECTION OF MAX 12 SINAUT ST7-STATIONS TO HMI-, SCADA AND | 6480.04
6NH7997-5CA21-2GA2 | SINAUT SW ST7SC V2.1 M UPGR; UPGRADE OF V1.0...V1.2 M OR SM; SOFTWARE FOR CONNECTION OF MAX 12 SI | 1679.07
6NH7997-7AA31-0AE3 | SINAUT PP ST7CC V3.1 ML; POWERPACK FOR SOFTWARE ST7CC M ON ST7CC L; FOR MORE THAN 12 SINAUT ST7- | 2628
6NH7997-7CA31-0AA3 | SINAUT SW ST7CC V3.1 L; SOFTWARE FOR CONNECTION OF MORE THAN 12 SINAUT ST7-STATIONS TO WINCC; SI | 9066.44
6ES7924-0BD20-0BC0 | TERMINAL BLOCK TPRO WITH RELAY 24V DC, OUTPUT 8 NO 230V/3A AC 30V/3A DC, SORT: PUSH-IN TERMINAL | 107.45
6ES7924-0CA20-0BA0 | CONNECTING MODULE TP3 8 CHANNELS A. 2X10 TERMINALS F. POTENTIAL SUPPLY TYPE: SCREW-TYPE TERMINAL | 49.32
6ES7650-1CL17-2YE0 | SIMATIC PCS 7, SOFTWARE UPGRADE WINAC RTX FROM V4.2/V4.4 TO V4.6, SINGLE LICENSE F.1 USER, R-SW, | 3803.74
6GK6015-0AL52-0AA0 | RUGGEDCOM RX1500PN SFTUP2 UPGRADE LAYER 2 STANDARD EDITION TO LAYER 3 SECURITY EDITION | 2387.84
6GK6015-0AL53-0AA0 | RUGGEDCOM RX1500PN SFTUP3 UPGRADE LAYER 3 STANDARD EDITION TO LAYER 3 SECURITY EDITION | 1193.92
6GK6050-0AL40-0PA0 | SWITCH MODULE WITH 2X 1000SX MULTIMODE, 850NM, LC, 500M | 6611.18
6SL3210-1KE13-2UB1 | SINAMICS G120C RATED POWER 1,1KW WITH 150% OVERLOAD FOR 3 SEC 3AC380-480V +10/-20% 47-63HZ UNFIL | 1026.41
6SL3210-1KE14-3UP1 | SINAMICS G120C RATED POWER 1,5KW WITH 150% OVERLOAD FOR 3 SEC 3AC380-480V +10/-20% 47-63HZ UNFIL | 1234.19
6ES7924-0CA20-0AA0 | CONNECTING MODULE TP3 8 CHANNELS A. 2X10 TERMINALS F. POTENTIAL SUPPLY TYPE: SCREW-TYPE TERMINAL | 34.88
6ES7924-0CC20-0AA0 | CONNECTING MODULE TPA 3-TIER FOR ANALOG MODULES OF SIMATIC S7-1500 TYPE: SCREW-TYPE TERMINAL WIT | 50.79
6ES7924-0CH20-0BC0 | TERMINAL BLOCK TP3 WITH DISCONNECTION TERMINAL PER EACH CHANNEL 8 CHANNELS AND 2X10 TERMINALS FO | 64
6ES7924-2CA20-0BA0 | TERMINAL BLOCK TP3 32 CHANNELS AND 2X33 TERMINALS FOR POTENTIAL SUPPLY SORT: SCREW TERMINAL WITH | 137.08
7MH5113-5JD00 | SIWAREX WL 280 LOAD CELL RN-S SA 28T C3 - RATED LOAD 28T - ACCURACY CLASS C3 ACCORDING O OIML | 2029.98
7MH5713-3JD00 | SIWAREX WL280 PRESSURE PIECE S RN-S SA 60KG ... 280KG - NOMINAL LOAD 60KG ... 280KG - MATERIAL: S | 59.25
8PQ2304-4BA08 | SIVACON S4 CORNER CUBICLE TOP PLATE DEGREE OF PROTECTION IP55 ENCLOSED DEPTH 400MM | 62.27
8PQ2306-6BA11 | SIVACON S4 CORNER CUBICLE TOP PLATE UPGRADE IPX1 DEPTH 600MM | 160.75
8PQ2420-0BA01 | SIVACON S4 REAR WALL DEGREE OF PROTECTION IP4X HEIGHT 2000MM WIDTH 350MM | 164.47
8PQ3000-0BA36 | SIVACON S4 MOUNTING PLATE HEIGHT 1900MM WIDTH 800MM | 275.01
6ES7193-6CP04-2MA0 | SIMATIC ET 200SP, 10 COLOR IDENTIFICATION LABELS COLOR CODE CC04, FOR PERIPHERY MODULES, MODULE | 15.45
6ES7921-4BF00-0AB1 | FRONT CONNECT. S7-400 F. ANALOG PREASSEMBLED WITH 4 ROUND CABLES 0.14 SQMM L = 5.0 M FOR ANALOG C | 324.33
6FD7680-0HB06 | BRAUMAT/SISTAR CLASSIC, SOFTW. SQL-ADAPTER SERVER, SINGLE LICENSE F.1 INSTALLATION R-SW, W/O SW, | 8608.15
6FD7680-0RJ06 | BRAUMAT/SISTAR CLASSIC, SOFTW. UPGRADE FROM 5.3 MIXED OPERAT. TO V6.0 MIXED OPERATION IOS, SINGLE | 2250.34
6GT2690-0AE00 | MOBY D / RF300 ISO / RF200 MOUNTING COVER FOR MDS D423; RF330T LENGTH 50 MM; HEIGHT 10 MM; TEM | 7.88
6ES7194-2LH20-1AA0 | POWER CABLE M8, PREASSEMBLED WITH M8 PLUG AND M8 SOCKET, 4 CORE, LENGTH 2,0M | 23.18
6ES7194-2LH50-1AB0 | POWER CABLE M8, PREASSEMBLED WITH M8 PLUG ANGLED AND M8 SOCKET ANGLED, 4 CORE, LENGTH 5,0M | 29.61
8GK9525-6KK03 | ALPHA 630 UNIVERSAL, BARRIER, VERTICAL, BETW. DEVICE COMPARTMENT/ BUSBAR COMP. IN DISTRIBUTORS W | 194.46
8GK9525-8KK13 | ALPHA 630 UNIVERSAL, BARRIER, VERTICAL, BETW. DEVICE COMPARTMENT/ BUSBAR COMP. IN DISTRIBUTORS W | 259.03
6AV6372-2CG20-0DA0 | WINCC/PERFORMANCE MON. ARCH., 300 ARCHIVE-TAGS, FOR SIMATIC WINCC FROM V7.2, RUNTIME-SW, SINGLE | 14691.74
8GK9622-2KK30 | ALPHA 630 UNIVERSAL, FRONT COVER WITHOUT CUTS H=400MM B=900MM | 290.44
6GK6015-0AL20-0PG0 | RUGGEDCOM RX1500PN M12 4TX04B LINE MODULE M12 COPPER ETHERNET MODULES 4X 10/100TX 4-PIN M12 WITH | 974.63
6GK6050-0AB00-0AN0 | RUGGEDCOM RX5000 EMPTY CHASSIS: RACK REAR MOUNT, NO INTERFACES/LEDS ON FRONT PANEL | 7358.43
6XV1871-5BN20 | IE CONNECTING CABLE IE FC RJ45 PLUG-180/IE FC RJ45 PLUG-180; IE FC TRAILING CABLE GP PREASS. W. | 167.43
6GK6000-8CG01-4EA0 | RUGGEDCOM 2488-24CG01 MODULE 4 X 10/100/1000TX RJ45 | 839.85
6GK6000-8CG03-4EA0 | RUGGEDCOM 2488-24CG03 MODULE 4 X 10/100/ 1000TX M12 | 1524.16
6GK5907-0PA00 | KEY-PLUG W700 SECURITY, REPLACEABLE MED. FOR ACTIVATING OF SECURITY FEATURES FOR SCALANCE W700 AN | 332.85
6GK5980-1DB10-0AA5 | SPRING TYPE TERMINAL BLOCK 4-PIN FOR POWER SUPPLY 24VDC; FOR SCALANCE X/W/S/M; SPARE PART; 4-POLE | 46.06
6ES7193-6LA10-0AG0 | SIMATIC ET 200SP, 1000 LABELING STRIPES, YELLOW, 10 SHEETS DIN A4, PERFORATED, PAPER, 280G/M2 | 64.36
6ES7194-2LH20-0AB0 | BUS CABLE FOR ET-CONNECTION, PREASSEMBLED WITH 2 X M8 CONNECTORS ANGLED, 4 CORE, SHIELDED, LENGTH | 50.19
6GK6000-8EA00-0AA0 | RUGGEDCOM CABLE RJ45 PLUG IP67, METAL - M969CABLESSIDE | 238.48
6GK6000-8FG01-4EA0 | RUGGEDCOM 2488-24FG01 MODULE 4 X 1000SX - MULTIMODE, 850NM, LC, 500M | 2322.52
6GK6000-8FG50-2EA0 | RUGGEDCOM 2488-22FG50 MODULE 2 X 1000LX SFP - BLANK (NO OPTICAL TRANSCEIVER) | 839.85
6GK6000-8FT52-0AA0 | RUGGEDCOM SFP 10G SFP+, SINGLE MODE LC, LONG REACH 80KM, 1550NM | 6694.13
6GK6000-8FX11-2AB0 | RUGGEDCOM MEDIA MODULE 2FX MMLCRSG2K FE LARGE MODULE KIT, WITH METAL FACEPLATE EQUIVALENT TO FXA | 1161.26
6GK5992-4AM00-8AA0 | SCALANCE X ACCESSORIES; MEDIA MODULE MM992-4LD; 4 X 1000MBIT/S SC-PORTS, OPTICAL; SINGLEMODE GLA | 2285.1
6ES7221-1BF32-0XB0 | SIMATIC S7-1200, DIGITAL INPUT SM 1221, 8DI, 24V DC, SINK/SOURCE INPUT | 166.17
7KG6106-2FN27-0B | SIMEAS TRANSDUCER (G)MUU FOR ALTERNATING VOLTAGE IN HOUSING, FOR SNAPPING ON MOUNTING RAIL RATED | 1507.81
6GT2891-4FN10 | SIMATIC RF, MV CONNECT. CABLE, PREASSEMBLED, BETWEEN ASM 456, RF160C, RF170C, RF18XC AND READER, | 103.61
7ML5740-2AB01-1A | THE SITRANS RD200 IS A UNIVERSAL INPUT, PANEL MOUNT REMOTE DIGITAL DISPLAY FOR PROCESS INSTRUMEN | 838.55
6ES7545-5DA00-0AB0 | SIMATIC DP, CM PROFIBUS DP FOR ET 200SP CPU MODULE WITH PROFIBUS DP INTERF. (9 PIN SUB-D, FEMALE) | 675.43
6ES7590-1AF30-0AA0 | SIMATIC S7-1500, MOUNTING RAIL 530 MM (APPR. 20.9 INCH); INCL. GROUNDING ELEMENT, INTEGRATED DIN | 52.7
6ES7590-1BC00-0AA0 | SIMATIC S7-1500, MOUNTING RAIL 2000 MM (APPR. 78.4 INCH); W/O GROUNDING ELEMENT, INTEGRATED DIN R | 117.89
6ES7590-5CA00-0AA0 | SIMATIC S7-1500, SPARE PART SHIELDING SET SET CONSISTS OF * SHIELDING TERMINAL * SHIELDING FRAME | 79.04
6ES7922-5BF00-0HB0 | FRONT CONN. F. SIMATIC S7-1500 40-PIN (6ES7592-1AM00-0XB0) W. 20 SINGLE CORES 0.5 MM2 (1-20) CORE | 167.67
6ES7922-5CB00-0AB0 | FRONT CONN. F. SIMATIC S7-1500 40-PIN (6ES7592-1AM00-0XB0) W. 20 SINGLE CORES 0.5 MM2 (1-20) CORE | 164
6GK6000-8DJ00-0AA0 | RUGGEDCOM CABLE RS969. CABLE M12 D-CODED TO RJ45 PATCH, 3METERS, BLUE PVC | 182.49
6GK6000-8DT00-0AA0 | RUGGEDCOM CABLE CABLE DB9 TO RJ45 6' LONG CONSOLE CABLE | 126.49
6SL3201-0BE14-3AA0 | SINAMICS BRAKING RESISTOR R=370OHM P_RATED=75W P_MAX=1500W/12S/5% DUTY STANDALONE | 126.17
6SL3201-2AD20-8VA0 | SINAMICS V20 BRAKING MODULE 3AC380V-480V / 1AC200V-240V DUTY CYCLE 5% TO 100% | 154.08
6SL3203-0CE13-2AA0 | SINAMICS LINE REACTOR 380-480V 3AC 47-63HZ I_LN = 4,0A STANDALONE | 89.04
6SL3136-6AE15-0AA1 | SINAMICS S120 SMART LINE MODULE INPUT: 3-PH 380-480 V, 50/60 HZ OUTPUT: 600 V DC, 8.3 A, 5 KW FR | 1256.69
6SL3161-1LP00-0AA0 | SINAMICS S120 COMBI REINFORCEMENT PLATES (2 PCS.) | 43.48
6ES7652-3AX08-2YE0 | SIMATIC PCS 7, SOFTWARE UPGRADE PACKAGE OS SINGLE STATION REDUNDANCY FROM V7.1 TO V8.0 SINGLE LI | 8445.24
8GF5761 | STAB UNIVERSAL BUSBAR SUPPORT 4POLE STAGED, 30X10MM | 105.49
8GF5766 | STAB UNIVERSAL BUSBAR SUPPORT 4POLE FLAT, VERTICAL W=900MM 15/20/30X5MM | 179.77
7KG6111-2AH10 | SIMEAS TRANSDUCER (G)MUI FOR ALTERNATING CURRENT IN HOUSING, FOR SNAPPING ON MOUNTING RAIL RATED | 521.57
7KG6111-2EK10 | SIMEAS TRANSDUCER (G)MUI FOR ALTERNATING CURRENT IN HOUSING, FOR SNAPPING ON MOUNTING RAIL RATED | 521.57
6GK6050-0ML40-0PA1 | SWITCH MODULE WITH 2X 1000SX MULTIMODE, 850NM, LC, 500M | 5977.7
6GT2090-4AT12 | RFID SYSTEMS CONNEC. CABLE ASM - READER W/O CONNECTOR, PACKED SEPARAT. PUR, CMG, TRAILING, 120 M | 581.13
6GT2810-2EE00 | SIMATIC RF625T DISK-TAG; 30X8 MM (DXH); ON METAL TRANSPONDER ISO 18000-6C, EPC CLASS 1 GEN 2 FRE | 48
8PQ5000-2BA63 | SIVACON S4 SUPPORT RAIL HEIGHT 25MM FOR FRAME DEPTH 500, 600, 800MM | 16.37
8PQ5000-3BA42 | SIKUS/SIVACON MODULE DOOR LABELING STRIP WIDTH 400MM | 41.72
8PQ5000-3BA47 | SIVACON S4 MODULE DOOR LABELLING STRIP B1000 | 62.46
8PQ5000-3BA56 | SIVACON S4 SEPARATION KIT VERTICAL FOR VERTICAL BUS BAR HEIGHT 350MM WIDTH 600MM | 45.72
8PQ5000-3BA58 | SIVACON S4 SEPARATION KIT VERTICAL FOR VERTICAL BUS BAR HEIGHT 200MM WIDTH 800MM | 39.41
6XV1870-3QN40 | SIMATIC NET, IND. ETHERNET TP CORD RJ45/RJ45, CAT 6A, TP CABLE 4X2, PREASSEMBLED W/ 2 RJ45 CONNE | 160.16
6GK6000-8FG03-1AA0 | RUGGEDCOM MEDIA MODULE FOR RSG2100 -1X 1000LX SINGLE MODE, 1300NM, LC CONNECTORS, 10KM EQUIVALENT | 2115.14
6GK6000-8FG04-2AA0 | RUGGEDCOM MEDIA MODULE 2X 1000LX - SINGLE MODE, 1300NM, SC CONNECTORS, 25KM EQUIVALENT TO FG04 | 3794.81
6GK6000-8FG50-4EA1 | RUGGEDCOM 2488-24FG50 MODULE CC 4 X 1000LX SFP - BLANK (NO OPTICAL TRANSCEIVER) WITH CONFORMAL CO | 1866.32
6GK6000-8FG51-4EA1 | RUGGEDCOM 2488-24FG51 MODULE CC 4 X 1000SX SFP - MULTIMODE, 850NM, LC, 500M WITH CONFORMAL COATIN | 3981.46
6ES7651-5EX18-0YK5 | SIMATIC PDM, SOFTWARE UPGRADE PACKAGE FROM PDM V8.0 TO V8.1, FLOATING LICENSE F. 1 USER, E-SW, W | 898.47
6GK6050-0AB00-0AR1 | RUGGEDCOM RX5000 EMPTY CHASSIS: FRONT MOUNT, ETHERNET ON REAR; FAN CONTROLLER ON FRONT CONFORMA | 9421.39
6GK6050-0AL20-0BB1 | LINE MODULE 8X 100FX MULTIMODE, ST, 2KM CONFORMAL COATING | 4125.91
6GK6050-0AL30-0AA1 | CONTROL MODULE WITH LAYER 2 STANDARD EDITION | 4190.89
6SL3210-1KE15-8UF1 | SINAMICS G120C RATED POWER 2,2KW WITH 150% OVERLOAD FOR 3 SEC 3AC380-480V +10/-20% 47-63HZ UNFI | 1395.87
6SL3210-1KE17-5UB1 | SINAMICS G120C RATED POWER 3,0KW WITH 150% OVERLOAD FOR 3 SEC 3AC380-480V +10/-20% 47-63HZ UNFI | 850.89
6SL3310-1PE33-7AA0 | SINAMICS G120P POWER MODULE PM330 WITHOUT FILTER WITHOUT BULT IN BRAKING CHOPPER 3AC380-480V +10 | 18153.22
8WH9010-0MB11 | TEST PLUGS VIOLET FOR ISOLATING TERMINALS | 3
6ES7924-0BF20-0BA0 | TERMINAL BLOCK TP00 W. OPTOCOUPLER 24V DC, OUTPUT 8 NO 24V DC/4A, OVERLOAD AND SHORT-CIRCUIT-PROO | 241.11
6SL3210-1KE23-2AP1 | SINAMICS G120C RATED POWER 15,0KW WITH 150% OVERLOAD FOR 3 SEC 3AC380-480V +10/-20% 47-63HZ INT | 2652.82
7KG6106-2UN27-0B | SIMEAS TRANSDUCER (G)MUU FOR ALTERNATING VOLTAGE IN HOUSING, FOR SNAPPING ON MOUNTING RAIL RATED | 1507.81
7KG6113-2AN21-0B | SIMEAS TRANSDUCER (G)MUI FOR ALTERNATING CURRENT IN HOUSING, FOR SNAPPING ON MOUNTING RAIL RATED | 1507.81
6GK6050-0AR00-8MM0 | RUGGEDCOM REPN-8FMM1 8 X MULTI MODE MILITARY CIRCULAR FIBER CONNECTORS WITH LC CONNECTORS | 16877.25
6GT2090-4AT80 | RFID SYSTEMS CONNEC. CABLE ASM - READER W/O CONNECTOR, PACKED SEPARAT. PUR, CMG, TRAILING, 800 M | 3442.28
8PQ5000-2BA68 | SIVACON S4 SEPARATION VERTICAL BEHIND SHAPE3 HEIGHT 100MM WIDTH 800MM DEPTH 600, 800MM | 42.09
6GK7243-1BX30-0XE0 | COMMUNICATIONS PROCESSOR CP 1243-1 FOR CONNECTING SIMATIC S7-1200 TO TELECONTROL SERVER BASIC V | 783.27
6ES7652-5FX08-0YK0 | SIMATIC PCS 7, SOFTWARE UPGRADE PACKAGE MAINTENANCE STATION FROM V7.1 TO V8.0 SINGLE LICENSE F.1 | 4422.29
6GK7443-1GX30-0XE0 | SIMATIC NET CP 443-1 ADVANCED 1X 10/100/1000 MBIT/S; 4 X 10/100 MBIT/S (IE SWITCH); RJ 45 PORTS; | 4527.61
7KG6113-2EN26-0B | SIMEAS TRANSDUCER (G)MUI FOR ALTERNATING CURRENT IN HOUSING, FOR SNAPPING ON MOUNTING RAIL RATED | 1507.81
6SL3070-0AA04-0AB0 | SINAMICS S120 SINUMERIK INTEGRATE CREATE MYED /OA-PACKAGE DRIVE OA-PACKAGE DRIVE FOR DEVELOP. OF | 103599.9
6ES7924-0CC21-0AA0 | TERMINAL BLOCK TPA 3-TIER FOR ANALOG MODULES OF SIMATIC S7-300 SORT: SCREW TERMINAL WITHOUT LED, | 64.62
6ES7924-2AA20-0AC0 | TERMINAL BLOCK TP1 32 CHANNELS AND 4X2 TERMINALS FOR POTENTIAL SUPPLY SORT: PUSH-IN TERMINAL WIT | 46.51
6SL3210-1KE11-8UP1 | SINAMICS G120C RATED POWER 0,55KW WITH 150% OVERLOAD FOR 3 SEC 3AC380-480V +10/-20% 47-63HZ UNFI | 1063.1
6GK6000-8FG02-4EA0 | RUGGEDCOM 2488-24FG02 MODULE 4 X 1000LX - SINGLEMODE, 1310NM, SC , 10KM | 3255.66
8PQ5000-3BA86 | SIVACON S4 SEPARATION 3WL SHAPE 4 SWITCH 3WL11 630 - 1000A 3- OR 4-POLE FIXED MOUNTED, WITHDRAW | 75.09
8PQ5000-4BA08 | SIVACON S4 SEPARATION KIT VERTICAL FOR VERTICAL BUS BAR HEIGHT 450MM WIDTH 800MM | 88.08
7KG6131-1WM17 | SIMEAS-T TRANSDUCER FOR DC-VOLTAGE AND CURRENT & ISOLATING AMPLIFIERS INPUT VOLTAGE: -1000V TO 1 | 2091.11
6GK6000-8FG70-2AA0 | RUGGEDCOM MEDIA MODULE 2 X 1000LX GBIC - BLANK (NO OPTICAL TRANSCEIVER EQUIVALENT TO FG70 | 933.14
8MF1060-2VH | SIVACON SICUBE TRAY IPX1 HEIGHT 600 DEPTH 1000 | 187.84
8MF1064-2UD12-0A | 8MF1 ROOF EMV W06 D04 IP40 | 173.41
6FB1104-0AT02-0AS0 | SIDOOR MOUNTING BRACKET MOUNTING BRACKET WITH TENSIONING DEVICE FOR SECURING THE SIDOOR DEFLECTO | 32.83
6FB1105-0AT01-6SW0 | SIDOOR SOFTWARE KIT SOFTWARE KIT CONSISTING OF SIDOOR USER SOFTWARE WITH TRAVEL CURVE EDITOR AND | 296.11
6FB1103-0AT11-4MB0 | SIDOOR M3 R GEARED MOTOR, PINION RIGHT HAND, MAX. 180KG DOOR WEIGHT, CABLE LENGTH 1,5M, 30VDC, - | 392.88
8US1213-4AH04 | BUSBAR ADAPTER MCCB, 630 A 60 MM BUSBAR SYSTEM FOR 3VA13/14/53/54/23/24/63/64 300 X 140 MM | 500.63
8US1922-2EB00 | HOLDER FOR UNUSED PANEL 195X700X63MM FOR BUSBAR SYSTEM 60MM FOR INSTALLATION ON HOLDER FOR UNUSE | 52.67
8US1998-1CA10 | VIBRATION & SHOCK KIT 2 MOUNTING RAIL LIMITS 4 SCREWS, 2 LONG PIN | 15.09
6SL3210-1KE21-3AP1 | SINAMICS G120C RATED POWER 5,5KW WITH 150% OVERLOAD FOR 3 SEC 3AC380-480V +10/-20% 47-63HZ INTE | 1322.83
6SL3210-1KE21-3UF1 | SINAMICS G120C RATED POWER 5,5KW WITH 150% OVERLOAD FOR 3 SEC 3AC380-480V +10/-20% 47-63HZ UNFI | 1151.25
6ES7652-3BX08-2CE0 | SIMATIC PCS 7, SOFTWARE UPGRADE PACKAGE OS SERVER REDUNDANCY ASIA FROM V7.1 TO V8.0 SINGLE LICEN | 16328.28
6GK6050-0AL40-0UA0 | SWITCH MODULE WITH 2X 1000LX SFP BLANK (NO TRANSCEIVERS) | 4596.98
6GK6050-0AL40-0UA1 | SWITCH MODULE WITH 2X 1000LX SFP BLANK (NO TRANSCEIVERS) CONFORMAL COATING | 4710.72
6GK6050-0AL40-0VA0 | SWITCH MODULE LAYER 3/88 GIGABIT THROUGHPUT, NO UPLINK PORTS | 6919.86
6GF3400-0BH15 | SIMATIC MV400 POWER CABLE FOR MV420/440, M16 - PUSH-PULL, PUR, 1QMM, LENGTH 1.5 M PREASSEMBLED | 331.46
6GF3400-0SL02 | VERI-GENIUS VERIFIER SET FOR MV440 READER; SUPPLY CONTAINS: SINGLE LICENESE (ON USB-STICK) AND C | 1334.43
6FX2003-0DB11 | ABS. SIGNAL CONNECTOR FOR CONNECTION TO S-1FL6 HI 8-POLES INSULATOR, BAJONETT LOCK 8 X SOCKET CO | 1743.88
6GT2821-6AC32 | SIMATIC RF200 READER RF260R IO-LINK IO-LINK-INTERFACE; IP 67, -25 UP TO +70 DGR/C; 75 X 75 X 40 | 753.31
6GT2891-4EH20 | SIMATIC RF, MV CONNEC. CABLE, PREFABRICATED, BETWEEN ASM 475 AND READER, PUR, CMG, TRAILING, LENG | 152.1
6ES7652-5CX08-0YF5 | SIMATIC PCS 7, SOFTWARE UPGRADE PACKAGE CLIENT, SFC VISUALIZATION FROM V7.1 TO V8.0 FLOATING LIC | 3746.24
6ES7652-5DX08-0YK0 | SIMATIC PCS 7, SOFTWARE UPGRADE PACKAGE WEB SERVER FROM V7.1 TO V8.0 SINGLE LICENSE F.1 INSTALLA | 5143.86
6SL3200-0WF00-0AA0 | SINAMICS V70/V90 FSB REPLACEMENT FAN | 36.45
6SL3210-1KE11-8AP1 | SINAMICS G120C RATED POWER 0,55KW WITH 150% OVERLOAD FOR 3 SEC 3AC380-480V +10/-20% 47-63HZ INTE | 1173.09
6GK6000-8FX01-2CA0 | RUGGEDCOM MEDIA MODULE FOR RSG2200, 2288, 2300 2 X 100FX - MULTIMODE, 1300NM, ST EQUIVALENT TO F | 1316.8
6GK6000-8FX07-4EA0 | RUGGEDCOM 2488-24FXA07 MODULE 4 X 100FX SINGLEMODE, 1310NM, SC, 50KM | 2509.14
6GK6000-8HB00-0AA0 | RUGGEDCOM KIT ACCESSORIES, AC TERMINAL BLOCK DUAL LAYER SAFETY COVER 3POS, 400S, 1600S, 8000S | 126.49
6ES7972-0BA70-0XA0 | SIMATIC DP, BUS CONNECTOR FOR PROFIBUS UP TO 12 MBIT/S 90 DEGREE ANGLE CABLE OUTLET, 15.8 X 72.2 | 57.92
8PQ6000-4BA35 | SIVACON S4 HOLDER FOR COPPER BAR SWITCH 3WL SIZE 1 CROSS SECTION 25X25MM, PUNCHED 3- OR 4-POLE | 310.34
6FB1111-0AT10-3AT2 | SIDOOR AT40 RELAY CONTROL UNIT FOR ELEVATOR DOORS, HORIZONTAL, UP TO 600KG DOOR WEIGHT, 36VDC, 1 | 818.05
6FB1112-0AT20-2TR0 | SIDOOR TRANSFORMER POWER TRANSFORMER, INPUT VOLTAGE 230 VAC (+-15%), OUTPUT VOLTAGE: 23,3 VDC, 5 | 145
8PQ6000-4BA38 | SIVACON S4 HOLDER FOR COPPER BAR SWITCH 3WL SIZE 2 CROSS SECTION 25X25MM, PUNCHED 3- OR 4-POLE | 339.14
6GK5748-1FC00-0AA0 | IWLAN CLIENT, SCALANCE W748-1 RJ45, FOR USE OUTSIDE OF USA, 1 RADIO, 3 R-SMA ANT. CONNECT., IEEE | 1552.07
6GK5774-1FY00-0TB0 | IWLAN ACCESS POINT, SCALANCE W774-1 M12 EEC, ONLY FOR USE IN USA, 1 RADIO, 2 R-SMA ANT. CONNECT., | 1976.36
6SL3210-1KE17-5UF1 | SINAMICS G120C RATED POWER 3,0KW WITH 150% OVERLOAD FOR 3 SEC 3AC380-480V +10/-20% 47-63HZ UNFI | 922.39
6SL3210-5BE24-0UV0 | SINAMICS V20 3AC380-480V -15/+10% 47-63HZ RATED POWER 4KW WITH 150% OVERLOAD FOR 60SEC UNFILTERE | 616.88
6SL3210-1KE17-5UP1 | SINAMICS G120C RATED POWER 3,0KW WITH 150% OVERLOAD FOR 3 SEC 3AC380-480V +10/-20% 47-63HZ UNFI | 922.39
6SL3210-5DE16-0UA0 | SINAMICS V70 INPUT: 3AC 380-480V -15%/+10% 5.8A 45-66HZ OUTPUT:0-INPUT V 4.6A 0-330HZ PROTECTIO | 1255.12
7ML1830-1PN | SMARTLINX MODBUS TCP I/P, ETHERNET I/P | 636.52
8WA8348-2AC | PLATES HORIZONTEL.: L1 PACK WITH 136 PLATES 2 CARDS PER 68 PLATES INSCRIPTION 2MM SIZE. 5X7MM, | 0.19
8WA8360-0AD | PLATES VERTICAL. 41..100 PACK WITH 204 PLATES 3 CARDS PER 68 PLATES INSCRIPTION 2MM SIZE. 5X7MM, | 0.19
8PQ1201-4BA02 | SIVACON S4 CUBICLE HEIGHT 2000MM WIDTH 1000MM DEPTH 400MM | 548.19
6ES7650-1AA52-2XX0 | SIMATIC PCS7, RED. AI8 MTA, MARSHALLING TERMINATION ASSEMBLY FOR REDUNDANT CONNECTION OF ET200M A | 931.74
8WH9000-1PA00 | COVER CROSS SECTION 2,5 - 10,0 QMM COLOR GREY | 0.76
6ES7521-1BL10-0AA0 | SIMATIC S7-1500, DIGITAL INPUT MODULE, DI32 X DC24V, 32 CHANNELS IN GROUPS OF 16; INPUT DELAY TY | 475.7
6GK6000-8NE00-0AA0 | RUGGEDCOM ANTENNAS 2.4 GHZ 18 DBI PANEL ANTENNA - N-FEMALE | 404.36
6GK6050-0ML20-0BK1 | LINE MODULE 4X 1000SX MULTIMODE, 850NM, LC, 500M | 4239.6
6GK6050-0ML20-0ND1 | LINE MODULE 8X 10/100 BASETX MICROD | 2988.85
6GK6050-0RL20-0AA1 | LINE MODULE BLANK MODULE HALF PANEL | 373.6
8GB5016-5KM | N / PE TERMINAL PLUG IN CONNECTION N = 3X25QMM AND 14X4QMM PE = 3X25QMM AND 14X4QMM | 38.98
6GT2600-4AK00-0AX0 | TRANSPONDER MDS D428 FUER RF200/ RF300 ISO/ MOBY D SCREW TRANSPONDER M8 LONG ISO 15693 CHIP TYPE | 57.87
6GT2821-0AC12 | SIMATIC RF200 READER RF290R WITHOUT ANTENNA; WITH SERIAL INTERFACE RS 232/RS 422 SWITCHABLE FOR | 3802.43
6ES7523-1BL00-0AA0 | SIMATIC S7-1500 DIGITAL IN-/OUTPUT MODULE, DI 16X24VDC, 16 CHANNELS IN GROUPS OF 16, INPUT DELAY | 606.07
7KG6106-2RN21-0B | SIMEAS TRANSDUCER (G)MUU FOR ALTERNATING VOLTAGE IN HOUSING, FOR SNAPPING ON MOUNTING RAIL RATED | 1507.81
6GK7543-1AX00-0XE0 | COMMUNICATION PROCESSOR CP 1543-1 FOR CONNECTING SIMATIC S7-1500 TO INDUSTRIAL ETHERNET: TCP/IP, | 2657.16
8PQ3000-1BA13 | SIVACON S4 SEPARATION MAIN BUSBAR SYSTEM SHAPE2B MAIN BUSBAR FRONT WIDTH 1000MM DEPTH 400MM | 252.71
8PQ3000-1BA44 | SIVACON S4 SEPARATION 3NJ6 SHAPE2B, 3B MAIN BUSBAR FRONT DEPTH 400MM | 45.72
6GK6000-8CG00-0AA0 | RUGGEDCOM CONNECTOR RS969. CONNECTOR IP67 RJ45 PLUG | 157.61
6GK6000-8CG03-4EA1 | RUGGEDCOM 2488-24CG03 MODULE CC 4 X 10/100/ 1000TX M12 WITH CONFORMAL COATING | 1690.06
6GK6000-8FG02-1AA0 | RUGGEDCOM MEDIA MODULE 1X 1000LX - SINGLE MODE, 1300NM, SC CONNECTORS, 10KM EQUIVALENT TO 1FG02 | 2115.14
6NH7997-7CA31-0GA1 | SINAUT SW ST7CC V3.1 UPGR; UPGRADE OF V3.0; SOFTWARE FOR CONNECTING SINAUT ST7-STATIONS TO WINCC; | 193.27
6ES7922-5CB00-0HB0 | FRONT CONN. F. SIMATIC S7-1500 40-PIN (6ES7592-1AM00-0XB0) W. 20 SINGLE CORES 0.5 MM2 (1-20) CORE | 225.19
6ES7923-5BE00-0CB0 | CONNECTION CABLE UNSHIELDED FOR SIMATIC S7-1500 BETWEEN FRONT CONNECTOR MODULE A. CONNECT. MODULE | 76.98
6GK6050-0AB00-0AM1 | RUGGEDCOM RX5000 EMPTY CHASSIS: RACK FRONT MOUNT, INTERFACES AND LEDS ON FRONT CONFORMAL COATING | 8479.24
6GK6050-0AL13-0AA0 | POWER SUPPLY 88-300VDC OR 85-264VAC, SCREW TERMINAL BLOCK | 1819.3
6GK6050-0AL30-0CA1 | CONTROL MODULE WITH LAYER 3 SECURITY EDITION LAYER-3-HARDWARE | 5327.93
6SL3210-1KE17-5AC1 | SINAMICS G120C RATED POWER 3,0KW WITH 150% OVERLOAD FOR 3 SEC 3AC380-480V +10/-20% 47-63HZ INTE | 2174.46
8WH9010-0BC08 | SHORT-CIRCUIT PLUG,2POL BLACK FOR ISOLATING TERMINALS | 9.63
8WH9021-0AC00 | JUMPERS 2POL FOR ISOLATING TERMINALS ORANGE | 4.07
6ES7923-5CB00-0DB0 | CONNECTION CABLE SHIELDED FOR SIMATIC S7-1500 BETWEEN FRONT CONNECTOR MODULE A. CONNECT. MODULE 5 | 148.08
6SL3210-1KE22-6AB1 | SINAMICS G120C RATED POWER 11,0KW WITH 150% OVERLOAD FOR 3 SEC 3AC380-480V +10/-20% 47-63HZ INT | 2009.28
6SL3210-1KE23-2UP1 | SINAMICS G120C RATED POWER 15,0KW WITH 150% OVERLOAD FOR 3 SEC 3AC380-480V +10/-20% 47-63HZ UNF | 2366.82
7KG6113-2AK17-0B | SIMEAS TRANSDUCER (G)MUI FOR ALTERNATING CURRENT IN HOUSING, FOR SNAPPING ON MOUNTING RAIL RATED | 1408.69
7KM4211-1BA00-3AA0 | SENTRON PAC4200, LCD, 96X96MM POWER MONITORING DEVICE PANEL MOUNT TYPE FOR MEASUREMENT OF ELECTR. | 1933.71
8PQ6000-2BA57 | SIVACON S4 KIT SENTRON 3K SWITCH 3KL-, 3KA712 3- OR 4-POLE ARRANGEMENT VERTICAL HEIGHT 250MM W | 104.06
8PQ6000-3BA75 | SIVACON S4 KIT SENTRON 3NP SWITCH 3NP1143 AND 1153 ARRANGEMENT HORIZONTAL FIXED MOUNTED NUMBER | 74.62
6NH7997-5CA21-0GA1 | SINAUT SW ST7SC V2.1 UPGR; UPGRADE OF V2.0; SOFTWARE FOR CONNECTION OF SINAUT ST7-STATIONS TO HMI | 193.27
6FB1144-0AT00-3AS0 | DIN MOUNTING RAIL HOLDER FOR SIDOOR ATD400W | 32.64
6SL3210-1NE27-5UL0 | SINAMICS G120 POWER MODULE PM230 UNFILTERED PROTECTION IP20 3AC380-480V +10/-10% 47-63HZ OUTPUT | 7972.73
6SL3210-1PB13-8UL0 | SINAMICS G120 POWER MODULE PM240-2 WITHOUT FILTER WITH BUILT IN BRAKING CHOPPER 1/3AC200-240V +1 | 346.86
6SL3210-1PE12-3UL1 | SINAMICS G120 POWER MODULE PM240-2 UNFILTERED WITH BUILT IN BRAKING CHOPPER 3AC380-480V +10/-10% | 385.4
6SL3244-0BB00-1PA1 | SINAMICS G120 CONTROL UNIT CU240B-2 DP B-TYPE PROFIBUS DP 4 DI, 1 DO, 1 AI, 1 AO PTC/KTY/THERMO | 575.58
6SL3246-0BA22-1PA0 | SINAMICS G120 CONTROL UNIT CU250S-2 DP INTEGRIERT PROFIBUS SUPPORT OF VECTOR CONTROL, EASY POSIT | 547.38
8PQ6000-5BA68 | SIVACON S4 KIT 3NP CON.DISTRIBUTION BUSBAR SWITCH 3NP1143 UP TO 250A ARRANGEMENT HORIZONTAL 3-PO | 301.98
8PQ6000-5BA71 | SIVACON S4 KIT 3NP CON.DISTRIBUTION BUSBAR SWITCH 3NP1163 UP TO 630A ARRANGEMENT HORIZONTAL 3-PO | 443.19
8PQ6000-5BA77 | SIVACON S4 KIT HOLDER AND DRAWINGS FOR SWITCHGEAR CONNECTION TO CABLE SENTRON 3WL1220 UP TO 3WL12 | 705.22
6SL3210-1NE24-5UL0 | SINAMICS G120 POWER MODULE PM230 UNFILTERED PROTECTION IP20 3AC380-480V +10/-10% 47-63HZ OUTPUT | 5134.94
6SL3330-1TE41-8AA3 | SINAMICS S120 BASIC LINE MODULE 3AC 380-480V, 50/60HZ, 1880A OUTPUT: DC 510 - 650V RATED POWER: | 22094.7
6FB1141-1AT11-3WE2 | SIDOOR ATD401W CONTROL UNIT FOR MACHINE TOOL DOOR, UP TO 400KG DOOR WEIGHT, 36VDC, 1*RS485, 4*DI, | 1201.44
8MF1480-2AM12-0 | SIVACON SICUBE MOUNT. SHEET. INT. HXW 400X800 | 101.41
8MF1490-2HH | SIVACON SICUBE CABLE ORGANISER 40 W900 | 56.61
8MF1500-2HS | SIVACON SICUBE CAP RAIL H7,5 (1M) | 29.42
8MF1504-2HH | SIVACON SICUBE CABLE ORGANISER 50 D400 | 61.75
8MF1003-2HF | SIVACON SICUBE TELESCOPIC SLIDES L300 | 173.41
8MF1004-2AK13-0 | SIVACON SICUBE M.BOARD SIDE HXB2000X400 PERF. | 162.88
8MF1004-2UB22-0 | SIVACON SICUBE BOTTOM PLATE WIDTH 1000 DEPTH 400 PARTED | 80.92
8MF1004-2UD11-0A | SIVACON SICUBE ROOF GALVANISED 2MM WIDTH 1000 DEPTH 400 PLAIN FOAMED SEAL | 147.14
6GK1161-6AA02 | COMMUNICATION PROCESSOR CP 1616 PCI-CARD (32 BIT; 33/66MHZ; 3.3/5V) WITH ASIC ERTEC 400 FOR CONNE | 2237.86
A5E02338368 | SITRANS F M MAG 5/6000 IP67 OP INSTR ENG | 50.81
A5E02559810 | MAG 5000/6000 TERM.PLATE EX IA IP00 | 490.87
A5E02559813 | MAG 5000/6000 TERM.PLATE STD IP65 | 222.31
A5E02559817 | MAG 5000/6000 TERM.PLATE STD IP67 24VAC | 292.4
6SL3210-1PC22-2AL0 | SINAMICS G120 POWER MODULE PM240-2 WITH BUILT IN CL. A FILTER WITH BUILT IN BRAKING CHOPPER 3AC2 | 1040.65
6SL3264-1EA00-0HB0 | SINAMICS G120 SHIELD CONNECTION KIT INCLUDES SCREENING PLATE AND FIXING ELEMENTS FOR CONTROL UNI | 20.97
6SL3266-1AC00-0VA0 | SINAMICS V20 FSC SHIELD CONNECTION KIT | 27.34
6SL3266-1EA00-0DA0 | SINAMICS G120 SCREENING PLATE FOR FSA PUSH-THROUGH INCLUDES SCREENING PLATE AND MOUNTING ACCESSO | 123.06
6GK1571-1AA00-0AD0 | USB-CONECT. CABLE FOR CP 5711 2 M USB-CABLE | 100.76
8MF1080-2UB12-0 | SIVACON SICUBE BOTTOM PLATE WIDTH 800 DEPTH 1000 PLAIN | 149.75
8MF1080-2UD11-0A | SIVACON SICUBE ROOF GALVANISED 2MM WIDTH 800 DEPTH 1000 PLAIN FOAMED SEAL | 183.9
8MF1084-2AF20 | SIVACON SICUBE SHELVE 2MM GALV. WXD 800X400 | 106.4
8PQ6000-4BA81 | SIKUS/SIVACON SUPPORT FOR CONNECTION 3WL TO CABLE TERMINAL SWITCH 3WL SZ. 1 3- OR 4-POLE WITHDR | 354.94
6SL3210-1KE15-8UC1 | SINAMICS G120C RATED POWER 2,2KW WITH 150% OVERLOAD FOR 3 SEC 3AC380-480V +10/-20% 47-63HZ UNFI | 1744.82
6RX1800-4DE00 | COMMUTATING CHOKE FOR CONVERTER; PHASES:1 F(HZ):50/60; ILN=ITHMAX(A):3 UN(V):400(50HZ)/480(60HZ) | 220.65
6GK1571-0BA00-0AA0 | PC ADAPTER USB A2 USB-ADAPTER (USB V2.0) FOR CONNECTING A PG/PC OR NOTEBOOK TO SIMATIC S7 VIA PR | 671.38
6SL3210-5BE21-1CV0 | SINAMICS V20 3AC380-480V -15/+10% 47-63HZ RATED POWER 1.1KW WITH 150% OVERLOAD FOR 60SEC INTEGRI | 405.65
8PQ6000-5BA47 | SIVACON S4 KIT HOLDER AND DRAWINGS FOR COPPER CONNECTION TO VBB SENTRON 3WL1220 UP TO 3WL1232 FI | 773.01
6SL3210-5FE12-0UA0 | SINAMICS V90 INPUT: 3AC 380-480V -15%/+10% 9.8A 45-66HZ OUTPUT: 0-INPUT V 7.8A 0-330HZ PROTECTIO | 1043.46
6FD7680-0GJ03 | BRAUMAT/SISTAR CLASSIC, SOFTW. COMPONENT ADMINISTRATION CLIENT V5.3 SINGLE LICENSE F.1 INSTALLATI | 1189.35
6FD7680-0GP03 | BRAUMAT/SISTAR CLASSIC, SOFTW. RCS SERVER V5.3 SINGLE LICENSE F.1 INSTALLATION R-SW, SW AND DOCU | 10002.22
6GK1901-0DB10-6AA8 | IE M12 PLUG PRO M12 PLUG CONNECTOR W. RUGGED METAL HOUSING A. SHORT ASSEMBLY TIMES DUE TO THEIR I | 393.71
6GT2398-1CF10 | SIMATIC RF200/RF300 ANTENNA ANT 8 M8X38 MM, IP 65, -25 BIS +70 DGR/C, WITH TRAILING CAPABILITY | 416.11
6SL3071-0CA00-0XA0 | PN-GATE FOR SINAMICS DEVELOPMENT KIT V2.0. SW PACKAGE TO CONNECT SINAMICS S120 VIA PROFINET IRT | 120.66
8MF1260-2GS30 | SIVACON SICUBE FRAME_GALVANIZED_2,5MM HEIGHT 2200 WIDTH 600 DEPTH 000 | 613.46
8MF1270-2UT25-0CA1 | DOOR HALVES LEFT H22 W045 EMV | 916.93
8MF1288-2GS30 | SIVACON SICUBE FRAME_GALVANIZED_2,5MM HEIGHT 2200 WIDTH 800 DEPTH 800 | 593.77
7LF4521-2 | WEEKLY TIME SWITCH PROFI DIGITAL 24V 16A 1CHANNEL 2MW | 121.66
6XV1843-5FH10-0CB0 | SM FO CORD SC/BFOC; 9/125, PREASSEMBLED WITH 1X SC DUPLEX CONNECTOR AND 1X, BFOC CONNECTOR; LENGT | 110.06
8MF1300-2AN30 | SIVACON SICUBE 19" RACK H800 | 73.56
8MF1460-2HL6 | SIVACON SICUBE CABLE TRENCH HXW 100X75 (2M) | 109.15
8MF1506-2HH | SIVACON SICUBE CABLE ORGANISER 50 D600 | 88.81
8MF1520-2HH | SIVACON SICUBE CABLE ORGANISER 50 W1200 | 206.26
8MF1000-2UB22-0 | SIVACON SICUBE BOTTOM PLATE WIDTH 1000 DEPTH 1000 PARTED | 179.98
8MF1000-2VC | SIVACON SICUBE SQUARE BIT | 26.13
8MF1008-2UB12-0 | SIVACON SICUBE BOTTOM PLATE WIDTH 1000 DEPTH 800 PLAIN | 191.79
8MF1008-3BR5 | SIVACON SICUBE CASE HWD 2000X1000X800 R | 2653.58
8MF1020-2AL13-0 | SIVACON SICUBE M. BOARD BACK HXW 2000X1200 PER | 449.25
8MF1020-2HC03-0 | 8MF1 SERRATED BARS U-SHAPE L12 | 44.78
6SL3210-1PB13-8AL0 | SINAMICS G120 POWER MODULE PM240-2 WITH BUILT IN CL. A FILTER WITH BUILT IN BRAKING CHOPPER 1/3A | 411.12
6SL3720-1TE26-0AU3 | SINAMICS S120 CABINET MODULE BOOKSIZE CABINET KIT SINGLE MOTOR MODULE INPUT: DC 510 - 720V OUTPU | 8891.34
6SL3720-1TE32-1AU3 | SINAMICS S120 CABINET MODULE SINGLE MOTOR MODULE WITH CIM NEMA DESIGN INPUT: DC 510 - 720V OUTPU | 15757.62
8MF1064-3BR5 | SIVACON SICUBE CASE HWD 2000X600X400 R | 1747.14
6FD7680-0UA06 | BRAUMAT/SISTAR CLASSIC, SOFTW. COMPACT RUNTIME, ENGINEERING, RECIPE SYSTEM 1 IOS, 1AS V6.0, SINGL | 18652.6
6SL3210-1PE14-3UL1 | SINAMICS G120 POWER MODULE PM240-2 UNFILTERED WITH BUILT IN BRAKING CHOPPER 3AC380-480V +10/-10% | 471.08
6FD7680-0AC06 | BRAUMAT/SISTAR CLASSIC, SOFTW. RUNTIME MOD. AND RECIPE SYSTEM CLIENT V6.0, SINGLE LICENSE F.1 INS | 11732.61
8MF1066-2UB22-0 | SIVACON SICUBE BOTTOM PLATE WIDTH 600 DEPTH 600 PARTED | 67
8MF1066-3BR5 | SIVACON SICUBE CASE HWD 2000X600X600 R | 1799.69
8MF1070-2UT25-0CA1 | DOOR HALVES LEFT H20 W045 EMV | 826.28
8MF1080-2AL03-0 | SIVACON SICUBE M. BOARD BACK HXW 2000X800 | 363.87
6SL3210-5DE21-4UA0 | SINAMICS V70 INPUT: 3AC 380-480V 13.8A 45-66HZ OUTPUT:0-INPUT V 11.0A 0-330HZ PROTECTION: IP20 | 1901.67
6FD7680-0GR03 | BRAUMAT/SISTAR CLASSIC, SOFTW. RCS ENGINEERING SERVER AND CLIENT V5.3 FLOATING LICENSE E-SW, SW | 16433.14
6SL3054-7EF00-2BA0 | SINAMICS G120 SD-CARD 512 MB INCLUDING CERTIFICATE OF LICENCE V4.05 | 170.51
6FX3002-2DB10-1AD0 | SIGNAL CABLE PREASSEMBLED FOR ABS. ENCODER IN S-1FL6 HI 3X2X0.22+2X2X0.25 MOTION-CONNECT 300 UL/ | 108.12
8MF1268-3BR5 | SIVACON SICUBE CASE HWD 2200X600X800 R | 1944.18
8MF1268-3BS4 | SIVACON SICUBE CASE HWD 2200X600X800 | 2272.59
8MF1268-3BS5 | SIVACON SICUBE CASE HWD 2200X600X800 | 2509.06
8MF1268-3VR4 | SIVACON SICUBE CASE HWD 2200X600X800 VENT R | 1799.69
6XV1841-2B | IE FC TP ROBUST FLEXIBLE CABLE GP 2X2 (PROFINET TYPE B), TPE OUTER SHEATH, WITH FLEXIBLE WIRES, F | 6
8MF1288-3VS4 | SIVACON SICUBE CASE HWD 2200X800X800 VENT | 2561.61
8MF1290-2AL03-0 | SIVACON SICUBE M. BOARD BACK HXW 2200X900 | 400.65
8MF1290-3BR5 | SIVACON SICUBE CASE HWD 2200X900X1000 R | 2574.75
8MF1294-2GS30 | SIVACON SICUBE FRAME_GALVANIZED_2,5MM HEIGHT 2200 WIDTH 900 DEPTH 400 | 563.56
8MF1600-2AN30 | SIVACON SICUBE 19" RACK H1400 | 122.3
8MF1000-2AA12-0 | SIVACON SICUBE MOUNT. SHEET OUTS. HXW 10001000 | 229.89
8MF1000-2AB07 | COVER FOR SWING FRAMES 7HU | 70.01
8MF1008-3BS5 | SIVACON SICUBE CASE HWD 2000X1000X800 | 2981.98
8MF1020-2AA12-0 | SIVACON SICUBE MOUNT. SHEET OUTS. HXW 10001200 | 246.94
8MF1020-2AL03-0 | SIVACON SICUBE M. BOARD BACK HXW 2000X1200 | 425.61
6SL3211-1PE18-0AL1 | SINAMICS G120 POWER MODULE PM240-2 WITH BUILT IN CL. A FILTER WITH BUILT IN BRAKING CHOPPER 3AC3 | 1749.1
6GK5524-8GS00-2AR2 | SCALANCE XR524-8C; MANAGED IE SWITCH; LAYER 3 AVAILABLE W. KEY-PLUG; POWER SUPPLY 24V DC; 24 X 1 | 6881.43
6GK5528-0AR00-2AR2 | SCALANCE XR528-6M; MANAGED IE SWITCH; LAYER 3 INTEGRATED; 19" RACK; PORTS FRONT SIDE; 4 X 1000/10 | 13270.34
6GK5552-0AR00-2HR2 | SCALANCE XR552-12M; MANAGED IE SWITCH; LAYER 3 INTEGRATED; 19" RACK; PORTS BACK SIDE; 4 X 1000/10 | 15903.52
6GK5598-1AA00-3AA0 | POWER SUPPLY PS598-1 300 WATT INPUT: AC 85-264 V, INLET CONN. FOR NON-HEATING APPARATUS OUTPUT: | 1820.1
6RX1800-4GK07 | COMMUTATING CHOKE FOR CONVERTER; PHASES:3 F(HZ):50/60; ILN=ITHMAX(A):664 UN(V):575(50HZ)/690(60HZ | 6950.68
6SL3720-1TE41-0AU3 | SINAMICS S120 CABINET MODULE SINGLE MOTOR MODULE WITH CIM NEMA DESIGN INPUT: DC 510 - 720V OUTPU | 62809
6SL3720-1TE41-2AU3 | SINAMICS S120 CABINET MODULE SINGLE MOTOR MODULE WITH CIM NEMA DESIGN INPUT: DC 510 - 720V OUTPU | 78313.47
6SL3720-1TG33-3AU3 | SINAMICS S120 CABINET MODULE SINGLE MOTOR MODULE WITH CIM NEMA DESIGN INPUT: DC 675 - 1035V OUTP | 36071.64
A5E02410931 | SIMOTION DRIVE-BASED FRONT COVER SIMOTION D4X5-2 NOTE: WITHOUT SIEMENS LABEL SIEMENS LABEL GWE-0 | 28.67
8MF1064-3BS4 | SIVACON SICUBE CASE HWD 2000X600X400 | 1865.36
8MF1064-3BS5 | SIVACON SICUBE CASE HWD 2000X600X400 | 2022.99
8MF1064-3VR4 | SIVACON SICUBE CASE HWD 2000X600X400 VENT R | 1628.91
6FD7680-0GB06 | BRAUMAT/SISTAR CLASSIC, SOFTW. ORDER SYSTEM CLIENT V6.0, SINGLE LICENSE F.1 INSTALLATION R-SW, S | 1606.91
6FD7680-0GR06 | BRAUMAT/SISTAR CLASSIC, SOFTW. RCS ENGINEERING SERVER AND CLIENT V6.0, FLOATING LICENSE, E-SW, S | 14813.22
6FD7680-0GX06 | BRAUMAT/SISTAR CLASSIC, SOFTW. LIBRARY BLOCKS RCS V6.0 SINGLE LICENSE F.1 INSTALLATION R-SW, SW A | 6075.1
6FD7680-0HA06 | BRAUMAT/SISTAR CLASSIC, SOFTW. SQL-ADAPTER IOS, SINGLE LICENSE F.1 INSTALLATION R-SW, SW AND DOCU | 1147.1
6SL3210-5BB22-2UV0 | SINAMICS V20 1AC200-240V -10/+10% 47-63HZ RATED POWER 2,2 WITH 150% OVERLOAD FOR 60SEC UNFILTERE | 398.04
6SL3210-5BE13-7CV0 | SINAMICS V20 3AC380-480V -15/+10% 47-63HZ RATED POWER 0.37KW WITH 150% OVERLOAD FOR 60SEC INTEGR | 349.9
6SL3210-5BE15-5CV0 | SINAMICS V20 3AC380-480V -15/+10% 47-63HZ RATED POWER 0.55KW WITH 150% OVERLOAD FOR 60SEC INTEGR | 366.77
6SL3210-5BE25-5UV0 | SINAMICS V20 3AC380-480V -15/+10% 47-63HZ RATED POWER 5.5KW WITH 150% OVERLOAD FOR 60SEC UNFILTE | 756.87
6SL3210-5FE10-8UA0 | SINAMICS V90 INPUT: 3AC 380-480V -15%/+10% 2.6A 45-66HZ OUTPUT: 0-INPUT V 2.1A 0-330HZ PROTECTI | 668.45
8MF1068-2UB32-0 | SIVACON SICUBE BOTTOM PLATE WIDTH 600 DEPTH 800 CABLE INLET | 134
8MF1068-2UD12-0A | 8MF1 ROOF EMV W06 D08 IP40 | 201
8MF1068-3DS4 | SIVACON SICUBE CASE HWD 2000X600X800 DATA | 3021.39
8MF1070-2HM | SIVACON SICUBE UPGRADE IP2X AUF IP4X B450 | 76.43
8MF1088-3DR4 | SIVACON SICUBE CASE HWD 2000X800X800 DATA | 2561.61
8MF1088-3DS4 | SIVACON SICUBE CASE HWD 2000X800X800 DATA | 3192.15
8MF1090-2AA02-0 | SIVACON SICUBE MOUNT. SHEET OUTS. HXW 1000900 | 178.66
8MF1090-2AL03-0 | SIVACON SICUBE M. BOARD BACK HXW 2000X900 | 382.27
8MF1024-2UD30-0A | SIVACON SICUBE ROOF GALVANISED 2MM WIDTH 1200 DEPTH 400 WITH VENTILATION OPENING WITHOUT SEAL | 89.83
8MF1026-2GS30 | SIVACON SICUBE FRAME_GALVANIZED_2,5MM HEIGHT 2000 WIDTH 200 DEPTH 600 | 596.38
8MF1060-2UB22-0 | SIVACON SICUBE BOTTOM PLATE WIDTH 600 DEPTH 1000 PARTED | 107.19
8MF1060-2UB42-0 | 8MF1 BASES EMV W06 D10 IP40 | 139.23
8MF1060-2UT14-0BE2 | SIVACON SICUBE DOOR, GLASS, 1,5MM RAL 7035 RA HEIGHT 2000 WIDTH 600 PLAIN FOAMED SEAL | 608.22
8MF1060-2UT15-0BA2 | SIVACON SICUBE DOOR, 1,5MM RAL 7035 LA HEIGHT 2000 WIDTH 600 PLAIN FOAMED SEAL | 482.1
6SL3720-1TX41-2AU3 | SINAMICS S120 CABINET MODULE BOOKSIZE BASE CABINET FOR BOOKSIZE CABINET KITS WIDTH 800MM DEGREE | 11897.31
6GK5204-0BA00-2KB2 | SCALANCE X204RNA; REDUNDANT NETWORK ACCESS FOR PRP NETWORKS; 4 X 100MBIT/S RJ45 PORTS; LED-DIAGN | 1403.24
8MF1800-2AK03-0 | SIVACON SICUBE M.BOARD SIDE HXB1800X1000 | 246.94
8MF1800-2AK13-0 | SIVACON SICUBE M.BOARD SIDE HXB1800X1000 PERF | 269.28
8MF1800-2AL03-0 | SIVACON SICUBE M. BOARD BACK HXW 1800X1000 | 388.85
8MF1800-2GS30 | SIVACON SICUBE FRAME_GALVANIZED_2,5MM HEIGHT 1800 WIDTH 000 DEPTH 000 | 643.7
6SL3730-1TE41-8AU3 | SINAMICS S120 CABINET MODULE BASIC LINE MODULE 3AC 380-480V, 50/60HZ, 1880A OUTPUT: DC 510 - 650V | 29426.88
6SL3730-1TG33-0AU3 | SINAMICS S120 CABINET MODULE BASIC LINE MODULE 3AC 500-690V, 50/60HZ, 300A OUTPUT: DC 675 - 930V | 10694.94
6SL3730-1TG41-4CU3 | SINAMICS S120 CABINET MODULE BASIC LINE MODULE 3AC 500-690V, 50/60HZ, 1400A OUTPUT: DC 675 - 930V | 36546.29
8MF1886-2GS30 | SIVACON SICUBE FRAME_GALVANIZED_2,5MM HEIGHT 1800 WIDTH 800 DEPTH 600 | 545.16
8MF1888-2GS30 | SIVACON SICUBE FRAME_GALVANIZED_2,5MM HEIGHT 1800 WIDTH 800 DEPTH 800 | 568.82
8MF1890-2UW61-1C | SIVACON SICUBE PANEL SIDE/ BACK 1,5MM COATED HEIGHT 1800 WIDTH 900 0 | 273.25
8MF1900-2AN30 | SIVACON SICUBE 19" RACK H2200 | 141.86
8MF1098-2UB32-0 | SIVACON SICUBE BOTTOM PLATE WIDTH 900 DEPTH 800 CABLE INLET | 208.87
8MF1205-2AS30 | SIVACON SICUBE MOUNTING RACK 50 L2050 | 66.32
8MF1206-2CT | BASE COVERS H02 D06 | 87.99
8MF1206-3BR4 | SIVACON SICUBE CASE HWD 2200X1000X600 R | 2509.06
8MF1220-2UW60-1C | SIVACON SICUBE PANEL SIDE/ BACK 1,5MM COATED HEIGHT 2200 WIDTH 1200 0 | 403.29
6GK5788-2GD00-0TA0 | IWLAN ACCESS POINT, SCALANCE W788-2 M12 EEC, FOR USE OUTSIDE OF USA, 2 RADIOS,6 N-CON. ANT.CONNEC | 3805.94
6GK5788-2GD00-0TB0 | IWLAN ACCESS POINT, SCALANCE W788-2 M12 EEC (USA), ONLY FOR USE INSIDE OF USA, 2 RADIOS,6 N-CON. | 3805.94
6FX8002-2DC30-1AE0 | DRIVE-CLIQ CABLE PREASSEMBLED FOR DIRECT MEASURING SYSTEM WITH 24 V CONNECTOR RJ45, IP20 AND MAT | 160.9
8PQ2040-4BA03 | SIKUS/SIVACON MODULE DOOR UPGRADE TO DEGREE OF PROTECTION IP55 HEIGHT 400MM WIDTH 400MM | 66.07
6SL3710-2GH41-8EA3 | SINAMICS G150 CONVERTER CABINET UNIT, AC/AC 3AC 660-690V, 50/60HZ NOM. POWER RATING: 1750KW 6-/1 | 218328.43
7KG6113-2CN21-0B | SIMEAS TRANSDUCER (G)MUI FOR ALTERNATING CURRENT IN HOUSING, FOR SNAPPING ON MOUNTING RAIL RATED | 1507.81
6ES7652-5BX08-0YF0 | SIMATIC PCS 7, SOFTWARE SIMATIC ROUTE CONTROL UPGRADE PACKAGE FROM V7.X TO V8.0 SINGLE LICENSE F | 12025.1
8GF7146 | SIKUS UNIVERSAL FIELD COVER WITHOUT CUTOUTS FIXED, H=800MM W=250MM | 114.4
8GF7370 | STAB UNIVERSAL INSIDE DOOR, H=1600MM W=600MM | 781.04
6GK6050-0MB00-0DA0 | RUGGEDCOM MX5000 19 INCH RACK MOUNT KIT, RX5000, MX5000 | 118.55
6GK6050-0ML20-0AA1 | LINE MODULE BLANK MODULE | 77.97
6FX2001-5WN13 | ABS. VALUE ENCODER SINGLETURN 13 BIT WITH PROFINET OPERATE VOLTAGE 10-30V HOLLOW SHAFT/ 8/10/12/ | 1235.6
8GF5687 | SIKUS UNIVERSAL COPPER-BAR, FLEXIBLE, L=2000 MM 16X4X0.8MM 250A, 40 DEGREES | 408.18
6GK6050-0RL20-0BH1 | LINE MODULE 4X 100FX MULTIMODE LC 2KM | 8138.12
6GK7277-1AA10-0AA0 | COMPACT SWITCH MODULE CSM 1277 CONNECTION SIMATIC S7-1200 AND UP TO 3 FURTHER IND. ETHERNET USERS | 243.08
8PQ5000-3BA63 | SIVACON S4 SEPARATION KIT HORIZONTAL FOR VERTICAL BUS BAR WIDTH 600MM | 46.66
6GF3440-8BD1 | ADAPTER CABLE MV400-RING LIGHTS ALLOWS THE CONNECTION OF 6GF3400-0LT0-7BA1 AND 6GF3400-0LT0-8BA1 | 482.12
6SL3126-2TE15-0AA4 | SINAMICS S120 DOUBLE MOTOR MODULE INPUT: DC 600V OUTPUT: 3AC 400V, 5A/5A FRAME SIZE: BOOKSIZE C | 2376.02
6ES7924-0CL20-0BC0 | TERMINAL BLOCK TP3 WITH FUSE PER EACH CHANNEL 8 CHANNELS AND 2X10 TERMINALS FOR POTENTIAL SUPPLY | 87.87
6ES7924-2CC20-0AC0 | TERMINAL BLOCK TPA 3-TIER FOR ANALOG MODULES OF SIMATIC S7-1500 SORT: PUSH-IN TERMINAL WITHOUT L | 116.75
8PQ5000-3BA88 | SIVACON S4 SEPARATION 3WL SHAPE 4 SWITCH 3WL12 2000 - 3200A 3- OR 4-POLE FIXED MOUNTED, WITHDRA | 164.47
7KG6131-1WM11 | SIMEAS-T TRANSDUCER FOR DC-VOLTAGE AND CURRENT & ISOLATING AMPLIFIERS INPUT VOLTAGE: -1000V TO 1 | 2091.11
6GK6000-8FG53-2AA0 | RUGGEDCOM MEDIA MODULE 2 X 1000LX SFP - SINGLEMODE, 1310NM, LC, LONG REACH 25KM EQUIVALENT TO FG | 3442.3
8MF1060-2UT25-1BA2 | SIVACON SICUBE DOOR- HALF, 1,5MM RAL 7035 LA HEIGHT 2000 WIDTH 600 WITH VENTILATION OPENING FOA | 395.4
8MF1064-2UD10-0A | SIVACON SICUBE ROOF GALVANISED 2MM WIDTH 600 DEPTH 400 PLAIN WITHOUT SEAL | 50.31
6SL3210-1NE26-0AL0 | SINAMICS G120 POWER MODULE PM230 WITH BUILT IN CL. A FILTER PROTECTION IP20 3AC380-480V +10/-10% | 7297.09
6NH7997-7CA31-0AA1 | SINAUT SW ST7CC V3.1 S; SOFTWARE FOR CONNECTION OF MAX 6 SINAUT ST7-STATIONS TO WINCC; SINGLE LI | 4388.93
6FB1103-0AT11-3MC0 | SIDOOR M4 R GEARED MOTOR, PINION RIGHT HAND, MAX. 400KG DOOR WEIGHT, CABLE LENGTH 1,5 M, 30 VDC, | 742.12
6GK5416-4GR00-2AM2 | SCALANCE XM416-4C; MANAGED MODULAR IE SWITCH; LAYER 3 INTEGRATED; 16 X 10/100/1000 MBIT/S RJ45; | 6558.14
6RX1800-4DK07 | COMMUTATING CHOKE FOR CONVERTER; PHASES:3 F(HZ):50/60; ILN=ITHMAX(A):332 UN(V):400(50HZ)/480(60HZ | 3357.16
6GK1562-2AA00 | COMMUNICATIONSPROCESSOR CP 5622 PCI EXPRESS X1-CARD FOR CONNECTING A PG OR PC WITH PCI EXPRESS-BU | 854.23
6SL3255-0VE00-0UA0 | SINAMICS V20 PARAMETER LOADER | 103.32
6SL3210-5BB13-7UV0 | SINAMICS V20 1AC200-240V -10/+10% 47-63HZ RATED POWER 0,37KW WITH 150% OVERLOAD FOR 60SEC UNFILT | 218.55
6SL3210-1KE21-7UP1 | SINAMICS G120C RATED POWER 7,5KW WITH 150% OVERLOAD FOR 3 SEC 3AC380-480V +10/-20% 47-63HZ UNFI | 1415.79
6SL3210-1NE24-5AL0 | SINAMICS G120 POWER MODULE PM230 WITH BUILT IN CL. A FILTER PROTECTION IP20 3AC380-480V +10/-10% | 5743.07
6GT2398-1CD40-0AX0 | RF300 / RF200 ANTENNA ANT 3 FOR CONNECTION TO RF250R AND RF350R IP 65, -25 UP TO +70 DGR/C, DIM | 652.87
6SL3210-5FE11-5UA0 | SINAMICS V90 INPUT: 3AC 380-480V 15%/+10% 6.6A 45-66HZ OUTPUT: 0-INPUT V 5.3A 0-330HZ PROTECTION | 880.4
6FD7680-0GN03 | BRAUMAT/SISTAR CLASSIC, SOFTW. BATCH CURVE CLIENT V5.3 SINGLE LICENSE F.1 INSTALLATION R-SW, SW | 3553.41
8MF1086-2UD12-0A | 8MF1 ROOF EMV W08 D06 IP40 | 201
8MF1086-2UD30-0A | SIVACON SICUBE ROOF GALVANISED 2MM WIDTH 800 DEPTH 600 WITH VENTILATION OPENING WITHOUT SEAL | 96.69
8MF1090-3BR5 | SIVACON SICUBE CASE HWD 2000X900X1000 R | 2509.06
8MF1092-2AS30 | SIVACON SICUBE MOUNTING RACK 50 L925 | 39.82
8MF1098-2UB22-0 | SIVACON SICUBE BOTTOM PLATE WIDTH 900 DEPTH 800 PARTED | 148.45
8GK1133-6KA52 | ALPHA 400 DIN WALL-MOUNTING DISTRIBUTION BOARD EMPTY CUBICLE, RAL 9016, IP55 H=1250 W=1300 D=210 | 1928.72
6SL3244-0BB12-1PA1 | SINAMICS G120 CONTROL UNIT CU240E-2 DP E-TYPE SAFETY INTEGRATED STO PROFIBUS DP 6DI, 3DO, 2AI, 2 | 409.98
6SL3260-4NA00-1VA5 | SINAMICS V90 SETPOINT CABLE PREASSEMBLED WITH CONNECT.CABLE LENGTH=0,5M AND TERMINAL BLOCK | 103.92
6SL3260-4NA00-1VB0 | SETPOINT CABLE PREASSEMBLED FOR CONNECT. TO SINAMICS V90 WITH CONTROLLER 50X0.08 DMAX=13.7MM LE | 182.23
8MF1028-2UB22-0 | SIVACON SICUBE BOTTOM PLATE WIDTH 1200 DEPTH 800 PARTED | 187.84
8MF1032-2AS30 | SIVACON SICUBE MOUNTING RACK 50 L325 | 22.72
8MF1040-2UT15-0CA1 | DOOR LEFT-HAND H20 W04 EMV | 809.2
8MF1045-2AS30 | SIVACON SICUBE MOUNTING RACK 50 L450 | 26.01
A5E00695486 | SITRANS FUS/E380 CABLE SET FOR DN100-DN1200, 4X1M, COMPACT VERSION | 775.02
8MF1840-2UT14-0BA2 | SIVACON SICUBE DOOR, 1,5MM RAL 7035 RA HEIGHT 1800 WIDTH 400 PLAIN FOAMED SEAL | 424.31
8MF1840-2UT15-0BA2 | SIVACON SICUBE DOOR, 1,5MM RAL 7035 LA HEIGHT 1800 WIDTH 400 PLAIN FOAMED SEAL | 405.93
8MF1840-2UT25-0BA2 | SIVACON SICUBE DOOR- HALF, 1,5MM RAL 7035 LA HEIGHT 1800 WIDTH 400 PLAIN FOAMED SEAL | 324.48
8MF1880-2AM02-0 | SIVACON SICUBE MOUNT. SHEET. INT. HXW 800X800 | 151.06
6XV1830-5HH10 | FOUNDATION FIELDBUS CABLE; BUS CABLE FOR IEC61158-2; SHEATH COLOR YELLOW FOR NOT EX-APPLICATIONS; | 4.67
6XV1843-5EH10-0CA0 | MM FO CORD SC/LC; 50/125; PREASSEMBLED WITH 1X SC DUPLEX CONNECTOR AND 1X LC DUPLEX CONNECTOR; LE | 93.19
8MF1125-2AS30 | SIVACON SICUBE MOUNTING RACK 50 L1250 | 44.93
8MF1145-2AS30 | SIVACON SICUBE MOUNTING RACK 50 L1450 | 45.61
8MF1160-2AM12-0 | SIVACON SICUBE MOUNT. SHEET. INT. HXW 100X600 | 52.17
8MF1175-2AS30 | SIVACON SICUBE MOUNTING RACK 50 L1750 | 62.67
8MF1240-2UT25-0BE2 | SIVACON SICUBE DOOR- HALF, GLASS, 1,5MM RAL 70 HEIGHT 2200 WIDTH 400 PLAIN FOAMED SEAL | 432.17
8MF1250-2UT15-0BE2 | SIVACON SICUBE DOOR, GLASS, 1,5MM RAL 7035 LA HEIGHT 2200 WIDTH 500 PLAIN FOAMED SEAL | 587.2
8MF1250-2UT25-0BA2 | SIVACON SICUBE DOOR- HALF, 1,5MM RAL 7035 LA HEIGHT 2200 WIDTH 500 PLAIN FOAMED SEAL | 374.38
6SL3223-0DE33-0AA0 | SINAMICS G120P POWER MODULE PM230 WITH BUILT IN CL. A FILTER PROTECTION IP55 / UL TYPE12 3AC380- | 5361.79
6SL3223-0DE33-0BA0 | SINAMICS G120P POWER MODULE PM230 WITH BUILT IN CL. B FILTER PROTECTION IP55 / UL TYPE12 3AC380- | 6966.37
6SL3223-0DE34-5AA0 | SINAMICS G120P POWER MODULE PM230 WITH BUILT IN CL. A FILTER PROTECTION IP55 / UL TYPE12 3AC380- | 8023.08
6GK5905-0PA00 | KEY-PLUG XR-500 LAYER 3, REPLACEABLE FOR ACTIVATING OF LAYER 3 FEATURES FOR SCALANCE XR-500 CONT | 1926.03
6GK5980-0BB10-0AA5 | SPRING TYPE TERMINAL BLOCK 2-PIN FOR SIGNAL CONTACT 24VDC; SCALANCE X/W/S/M; SPARE PART; 2-POLE | 46.06
6GK5980-3CB00-0AA1 | IE CABLE SFP+/SFP+ 1M; PREASSEMBLED IE CABLE WITH SFP-PLUS CONNECTORS; LENGTH: 1M; 1 PACK = 1 PI | 327.6
8PQ4000-0BA11 | SIVACON S4 HOLDER N/PEN/PE-BAR DISTRIBUTION BUSBAR | 53.45
8PQ4000-0BA48 | SIVACON S4 JOINTS MBB TO DISTRIBUTION BUSBAR STAGGERED MAIN BUSBAR FRONT CROSS SECTION 30X40MM | 511.94
8PQ4000-0BA57 | SIVACON S4 CONNECTING BRACKETS MBB CROSS SECTION 50X10MM L, N, PEN | 629.03
8WA8361-0AE | PLATES HORIZONTEL. 1..100 PACK WITH 204 PLATES 3 CARDS PER 68 PLATES INSCRIPTION 2MM SIZE. 5X7MM | 0.19
8MF1086-3BR4 | SIVACON SICUBE CASE HWD 2000X800X600 R | 1825.97
8MF1088-2UB32-0 | SIVACON SICUBE BOTTOM PLATE WIDTH 800 DEPTH 800 CABLE INLET | 168.13
8MF1090-2UD20-0A | SIVACON SICUBE ROOF GALVANISED 2MM WIDTH 900 DEPTH 1000 PERFORATED WITHOUT SEAL | 153.7
8MF1090-2UT14-1BA2 | SIVACON SICUBE DOOR, 1,5MM RAL 7035 RA HEIGHT 2000 WIDTH 900 WITH VENTILATION OPENING FOAMED SE | 556.99
8MF1020-3BS4 | SIVACON SICUBE CASE HWD 2000X1200X1000 | 3244.7
8MF1024-2UD11-0A | SIVACON SICUBE ROOF GALVANISED 2MM WIDTH 1200 DEPTH 400 PLAIN FOAMED SEAL | 153.7
8MF1026-3BS4 | SIVACON SICUBE CASE HWD 2000X1200X600 | 2811.19
8MF1028-2AF20 | SIVACON SICUBE SHELVE 2MM GALV. WXD 1200X800 | 212.81
8MF1050-2UT14-0CA1 | DOOR RIGHT-HAND H20 W05 EMV | 848.6
8MF1060-2AA12-0 | SIVACON SICUBE MOUNT. SHEET OUTS. HXW 1000600 | 147.14
8GK9920-0KK26 | ALPHA 630 UNIVERSAL, 1 SET SPARE UNITS FOR FLAT-PACK, DESIGN COMPRISES 2 CORNER PIECES FIXING A | 63.58
8GK9920-0KK35 | ALPHA 630 UNIVERSAL HORIZONTAL CROSSBAR W=600, (1 SET = 2 UNITS) | 83.4
6SL3211-1PE21-8AL0 | SINAMICS G120 POWER MODULE PM240-2 WITH BUILT IN CL. A FILTER WITH BUILT IN BRAKING CHOPPER 3AC3 | 3194.01
8MF1660-2AM02-0 | SIVACON SICUBE MOUNT. SHEET. INT. HXW 600X600 | 79.88
8MF1800-2AA12-0 | SIVACON SICUBE MOUNT. SHEET OUTS. HXW 8001000 | 178.66
8MF1808-2AK13-0 | SIVACON SICUBE M.BOARD SIDE HXB1800X800 PERF. | 225.95
8MF1830-2UT14-0BA2 | SIVACON SICUBE DOOR, 1,5MM RAL 7035 RA HEIGHT 1800 WIDTH 300 PLAIN FOAMED SEAL | 396.72
6RX1800-4LK03 | COMMUTATING CHOKE FOR CONVERTER; PHASES:3 F(HZ):50/60; ILN=ITHMAX(A):1826 UN(V):830(50HZ)/950(60H | 16391.63
6XV1830-3BH10 | SIMATIC NET, TRAILING CABLE FOR PROFIBUS TWO-CORE, SHIELDED, MAX. SPEED: 80M/MIN,MAX. ACCELERATIO | 9.71
6GK5786-2FE00-0AB0 | IWLAN ACCESS POINT, SCALANCE W786-2 SFP, ONLY FOR USE IN USA, 2 RADIOS,6 R-SMA ANT. CONNECT., IE | 3805.94
8MF1098-2UD10-0A | SIVACON SICUBE ROOF GALVANISED 2MM WIDTH 900 DEPTH 800 PLAIN WITHOUT SEAL | 108.88
8MF1112-2AS30 | SIVACON SICUBE MOUNTING RACK 50 L1125 | 42.54
8MF1200-2AL13-0 | SIVACON SICUBE M. BOARD BACK HXW 2200X1000 PER | 449.25
8MF1200-3VR4 | SIVACON SICUBE CASE HWD 2200X1000X1000 VENT R | 2837.48
8MF1220-2UW62-1B | S/R PANEL EMV H22 D12 IP40 | 1012.84
8MF1226-3VR4 | SIVACON SICUBE CASE HWD 2200X1200X600 VENT R | 2653.58
8MF1240-2UT15-1BA2 | SIVACON SICUBE DOOR, 1,5MM RAL 7035 LA HEIGHT 2200 WIDTH 400 WITH VENTILATION OPENING FOAMED SE | 444.02
8PQ2040-6BA01 | SIVACON S4 COVER BLANK HEIGHT 400MM WIDTH 600MM | 61.7
6SL3710-2GH42-2EA3 | SINAMICS G150 CONVERTER CABINET UNIT, AC/AC 3AC 660-690V, 50/60HZ NOM. POWER RATING: 2150KW 6-/1 | 267373.2
6GK5795-4MD00-0AA3 | IWLAN ANTENNA ANT 795-4MD WITH OMNIDIRECTIONAL CHARACTERISTIC INCL. N-FEMALE CONNECT. W. FIXED 90 | 45.35
6GK5895-6ML00-0AA0 | GPS ANTENNA ANT 895-6ML ANTENNA WITH INTEGRATED SIGNAL AMPLIFIER INCL. 0.3 M CONNECT. CABLE AND | 154.63
6GK5795-4MX00-0AA0 | IWLAN ANTENNA ANT 795-4MX WITH OMNIDIRECTIONAL CHARAKTERISTIC; WITH RAILWAY CERT., INCL. N-CONNE | 65.18
8PQ2045-1BA01 | SIVACON S4 MODULE DOOR DEGREE OF PROTECTION IP4X HEIGHT 450MM WIDTH 1000MM | 181.18
8PQ2045-8BA04 | SIVACON S4 FACHTUER UPGRADE KIT IP55 HEIGHT 450MM WIDTH 800MM | 75.46
6GK5980-4AA00-0AA5 | MOUNTING SCREW FOR S7-1500 AND S7-300 RAIL FOR SCALANCE X/W/M; SPARE PART; FIXING SCREW ON S7-1 | 46.06
6GK5980-3CB00-0AA2 | IE CABLE SFP+/SFP+ 2M; PREASSEMBLED IE CABLE WITH SFP-PLUS CONNECTORS; LENGTH: 2M; 1 PACK = 1 PI | 378.56
8PQ4000-0BA64 | SIVACON S4 SEPARATION DISTRIBUTION BUSBAR FORM2B WITH MAIN BUSBAR SYSTEM MAIN BUSBAR FRONT A. BE | 397.7
8WA8361-0AB | PLATES HORIZONTEL. 1..20 PACK WITH 204 PLATES 3 CARDS PER 68 PLATES INSCRIPTION 2MM SIZE. 5X7MM, | 0.19
6GK1901-0DB30-6AA0 | IE FC M12 PLUG PRO 4X2 M12 CONNECTOR WITH RUGGED METAL HOUSING A. FC CONNECT.- METHOD, WITH AXIAL | 63.14
8MF1260-3BS4 | SIVACON SICUBE CASE HWD 2200X600X1000 | 2509.06
8MF1270-2UT14-0BA2 | SIVACON SICUBE DOOR, 1,5MM RAL 7035 RA HEIGHT 2200 WIDTH 450 PLAIN FOAMED SEAL | 462.41
8MF1286-3BR5 | SIVACON SICUBE CASE HWD 2200X800X600 R | 2101.82
8MF1300-2AM12-0 | SIVACON SICUBE MOUNT. SHEET. INT. HXW 300X100 | 107.58
8MF1460-2AM12-0 | SIVACON SICUBE MOUNT. SHEET. INT. HXW 400X600 | 92.61
8MF1508-2HH | SIVACON SICUBE CABLE ORGANISER 50 D800 | 107.58
8MF1590-2HH | SIVACON SICUBE CABLE ORGANISER 50 W900 | 144.52
8MF1000-2CD16 | SIVACON SICUBE DECORATIVE COVER WIDTH 100 WITH SIEMENS LABEL SPACE FOR INDICATOR LAMP L | 122.57
8MF1000-2UW70-3C | SIVACON SICUBE PARTITION 2,5MM GALVANISED HEIGHT 2000 WIDTH 1000 0 | 218.06
8MF1000-2VH | SIVACON SICUBE TRAY IPX1 HEIGHT 1000 DEPTH 1000 | 265.35
8MF1006-2AF20 | SIVACON SICUBE SHELVE 2MM GALV. WXD 1000X600 | 194.4
8MF1008-2UD12-0A | 8MF1 ROOF EMV W10 D08 IP40 | 245.65
8MF1020-2CD16 | SIVACON SICUBE DECORATIVE COVER WIDTH 120 WITH SIEMENS LABEL SPACE FOR INDICATOR LAMP L | 144.52
8MF1020-2UD11-0A | SIVACON SICUBE ROOF GALVANISED 2MM WIDTH 1200 DEPTH 1000 PLAIN FOAMED SEAL | 229.89
6SL3211-1PB21-0UL0 | SINAMICS G120 POWER MODULE PM240-2 WITHOUT FILTER WITH BUILT IN BRAKING CHOPPER 1/3AC200-240V +1 | 1067.72
6GK5416-4GS00-2AM2 | SCALANCE XM416-4C; MANAGED MODULAR IE SWITCH; 16 X 10/100/1000 MBIT/S RJ45; 4 X 100/1000 MBIT/S S | 5245.69
6SL3720-1TE31-3AU3 | SINAMICS S120 CABINET MODULE BOOKSIZE CABINET KIT SINGLE MOTOR MODULE INPUT: DC 510 - 720V OUTPU | 14048.96
8MF1064-3BR4 | SIVACON SICUBE CASE HWD 2000X600X400 R | 1628.91
6SL3210-1PE18-0AL1 | SINAMICS G120 POWER MODULE PM240-2 WITH BUILT IN CL. A FILTER WITH BUILT IN BRAKING CHOPPER 3AC3 | 820.81
6SL3210-1PE23-3UL0 | SINAMICS G120 POWER MODULE PM240-2 WITHOUT FILTER WITH BUILT IN BRAKING CHOPPER 3AC380-480V +10/ | 2284.02
6FD7680-0AU03 | BRAUMAT/SISTAR CLASSIC, SOFTW. LIBRARY BLOCKS SYSTEM SOFTWARE V5.3 SINGLE LICENSE F.1 INSTALLATIO | 21236.02
6FD7680-0PD03 | BRAUMAT/SISTAR CLASSIC, SOFTW. SOFTCP FOR INDUSTRIAL ETHERNET V5.3 SINGLE LICENSE F.1 INSTALLATIO | 6255.45
8MF1064-3VS4 | SIVACON SICUBE CASE HWD 2000X600X400 VENT | 1865.36
8MF1066-2UD11-0A | SIVACON SICUBE ROOF GALVANISED 2MM WIDTH 600 DEPTH 600 PLAIN FOAMED SEAL | 139.23
8MF1080-2AF20 | SIVACON SICUBE SHELVE 2MM GALV. WXD 800X1000 | 223.33
8MF1080-2HM | SIVACON SICUBE UPGRADE IP2X AUF IP4X B800 | 103.27
8MF1086-3BR5 | SIVACON SICUBE CASE HWD 2000X800X600 R | 2036.15
8MF1088-2UD20-0A | SIVACON SICUBE ROOF GALVANISED 2MM WIDTH 800 DEPTH 800 PERFORATED WITHOUT SEAL | 113.77
8MF1090-2CD10 | SIVACON SICUBE DECORATIVE COVER WIDTH 900 WITH SIEMENS LABEL PLAIN | 95.08
8MF1090-2UT14-0BA2 | SIVACON SICUBE DOOR, 1,5MM RAL 7035 RA HEIGHT 2000 WIDTH 900 PLAIN FOAMED SEAL | 547.79
8MF1020-3BS5 | SIVACON SICUBE CASE HWD 2000X1200X1000 | 3441.78
6SL3244-0BB12-1BA1 | SINAMICS G120 CONTROL UNIT CU240E-2 E-TYPE SAFETY INTEGRATED STO RS485-INTERFACE, USS-PROTOCOL 6 | 339.29
8MF1026-2UD10-0A | SIVACON SICUBE ROOF GALVANISED 2MM WIDTH 1200 DEPTH 600 PLAIN WITHOUT SEAL | 92.86
8MF1026-3BS5 | SIVACON SICUBE CASE HWD 2000X1200X600 | 3021.39
8MF1050-2UT15-1BA2 | SIVACON SICUBE DOOR, 1,5MM RAL 7035 LA HEIGHT 2000 WIDTH 500 WITH VENTILATION OPENING FOAMED SE | 465.02
8MF1060-2AH60 | SIVACON SICUBE HEAVY DUTY RACK L600 | 34.26
8GK9913-3KK10 | ALPHA 400 METER SUPPORT PLATE H=450MM, W=250MM DESIGN F. NORWAY | 362.54
6SL3211-1PB13-8AL0 | SINAMICS G120 POWER MODULE PM240-2 WITH BUILT IN CL. A FILTER WITH BUILT IN BRAKING CHOPPER 1/3A | 876.06
6ZB2310-0CN00 | DESCRIPTION: THE ERROR CONNECTOR IS USED TO REALISTICALLY PRACTICE THE ERRO HANDLING EXERCISE IN | 491.13
6SL3730-1TE38-2AU3 | SINAMICS S120 CABINET MODULE BASIC LINE MODULE 3AC 380-480V, 50/60HZ, 820A OUTPUT: DC 510 - 650V | 15425.39
6GK6000-8MD10-0AA0 | RUGGEDCOM MOUNTING RS401 KIT RS401 DIN/PANEL SIDE | 217.77
6GK6000-8MG00-0AA0 | RUGGEDCOM PANEL MOUNT KIT RS900, RS8000, RS400, RS500 EQUIVALENT TO PART NUMBER 99-50-0001. PANE | 145.15
8GF9656 | STAB UNIVERSAL MOUNT. RAIL (1 SET = 2 UNITS) VERTICAL, H=1200MM | 142.86
8GF9675 | STAB UNIVERSAL TERMINAL STRIP HORIZONTAL 1 RAIL, W=900MM, LONG | 53.58
6GK6000-8JP00-0AA0 | RUGGEDCOM CABLE, M969 M23 POWER OVERMOLD, 5M TO FREE END, YELLOW PUR JACKET | 487.34
6GK6000-8TX01-2AA0 | RUGGEDCOM MEDIA MODULE FOR RSG2100, RS416 2X 10/100TX RJ45 PORTS EQUIVALENT TO TX01 | 445.85
6GK6015-0AB00-0EA0 | RUGGEDCOM RX1500PN MNT DPV DIN AND PANEL MOUNT KIT, RX1510, RX1511, RX1512 | 58.49
6FX8005-0SP02-0PD1 | CABLESET PD-1-SPINDLER 15022-2 FIRM SPINNER | 3501.42
6GK6015-0AL20-0BC1 | RUGGEDCOM RX1500PN LM 4FX11 LINE MODULE 4X 100FX MULTIMODE LC 2KM CONFORMAL COATING | 1705.58
8PQ2055-4BA12 | SIVACON S4 MODULE DOOR FOR SENTRON 3WL SWITCH 3WL11 3-POLE FIXED MOUNTED OR WITHDRAWABLE DEGREE | 135.67
8PQ2055-6BA04 | SIVACON S4 MODULE DOOR DEGREE OF PROTECTION IP4X HEIGHT 550MM WIDTH 600MM | 198.84
6SL3420-2HX00-0AA0 | SINAMICS S120 HYDRAULIC LINEAR ACTOR 2 AXIS-CONTROLLER | 4233.98
6SL3243-0BB30-1PA3 | SINAMICS G120 CONTROL UNIT CU230P-2 DP INTEGRATED PROFIBUS DP6DI 3 DO 4 AI 2 AO1 MOTOR TEM | 443.53
6GK5993-1AU00-8AA0 | SCALANCE X ACCESSORIES; SFP993-1LD; 1 X 10000MBIT/S LC-PORT, OPTICAL; SINGLEMODE GLASS UPTO MAX. | 894.24
6GT2600-4AA00 | TRANSPONDER MDS D423 FOR RF200/ RF300 ISO BUTTON FOR IN AND ON METAL ISO 15693 CHIP TYPE,FUJITSU | 40.11
6GT2600-0AF00 | TRANSPONDER MDS D127 FOR RF200/ RF300 ISO ON METAL TRANSPONDER M6 ISO 15693 CHIP TYPE, NXP ICODE | 39.2
6SL3730-6TG41-2CU3 | SINAMICS S120 CABINET MODULE SMART LINE MODULE WITH CIM 3AC 500-690V, 50/60HZ OUTPUT: DC 675 - 9 | 66447.77
6SL3542-6DF71-0RB2 | DISTRIBUTED SERVO-DRIVE SINAMICS S120M AH48, M(0)=2,5NM, N(N)=3000 RPM, INPUT: DC 600V ABSOLUTE | 4565.34
8WD4240-5AD | ST.-LIGHT ELEMENTS LED,115V AC, YELLOW | 91.16
8WD4420-5BE | SIGNALLING COLUMN REP.-FLASH LIGHT ELEMENT LED CLEAR, 24V AC/DC | 97.48
8WD4450-5BF | SIGNALLING COLUMN REP.-FLASH LIGHT ELEMENT LED BLUE, 230V AC | 100.66
6SL3544-0LB02-1PA0 | SINAMICS G110M CONTROL UNIT CU240M DP G PROFIBUS DP WITH M GLANDS 4 DI, 2 DO, 2 AI, 1 F-DI PTC/ | 1419.56
6SL3760-0DF00-0AA0 | SPARE PART FOR SINAMICS S120 OPTION L37 GRIP FOR DC-SWITCH IP 65 | 194.55
6GK6000-1BC45-1CD0 | RUGGEDCOM SOTFWARE SUPPORT RUGGEDSOLUTIONS-REFLEX SUPPORT FOR ELAN FEP - 100 DEVICES 17% OF FEP | 2557.99
6SL3730-6TG38-8CU3 | SINAMICS S120 CABINET MODULE SMART LINE MODULE WITH CIM 3AC 500-690V, 50/60HZ OUTPUT: DC 675 - 9 | 46513.45
6SL3532-6DF71-0RH2 | DISTRIBUTED SERVO-DRIVE SINAMICS S120M AH36, M(0)=1,00NM, N(N)=3000 RPM, INPUT: DC 600V ABSOLUT | 3940.67
6SL3544-0LB02-1FA0 | SINAMICS G110M CONTROL UNIT CU240M PN G PROFINET WITH M GLANDS 4 DI, 2 DO, 2 AI, 1 F-DI PTC/ KT | 1419.56
6GK6015-0AL20-0LB1 | RUGGEDCOM RX1500PN LM D02 LINE MODULE 56K MASTER/SLAVE, 64K SLAVE DDS CONFORMAL COATING | 1705.58
6GK6050-0AB00-0CA0 | PANEL MOUNT KIT, RX5000, MX5000 | 134.84
6GK6050-0AL20-0KB0 | LINE MODULE 8X RS232/RS422/RS485 VIA DB9 | 2680.22
6GK6050-0AL30-0DA1 | CONTROL MODULE WITH LAYER 3 STANDARD EDITION LAYER-2-HARDWARE | 5327.93
8WD5308-0EG | SIGNAL COLUMNS, DIAMETER 70MM ACCESSORIES TUBE ADAPTOR (100MM) | 13.55
8WH1000-0AG00 | THROUGH-TYPE TERMINALS WITH SCREW CONNECTION CROSS SECTION 4,0 QMM TERMINAL WIDTH 6,2 MM COLOR G | 1.56
8PQ2060-8BA05 | SIVACON S4 FACHTUER UPGRADE KIT IP55 HEIGHT 600MM WIDTH 800MM | 80.09
8PQ2070-6BA05 | SIKUS/SIVACON MODULE DOOR DEGREE OF PROTECTION IP40 TWO-WAY HEIGHT 700MM WIDTH 600MM | 254.61
6FX8002-2DC30-1BB0 | DRIVE-CLIQ CABLE PREASSEMBLED FOR DIRECT MEASURING SYSTEM WITH 24 V CONNECTOR RJ45, IP20 AND MAT | 219.21
6FX8002-5YP06-1BJ0 | POWER CABLE, PREASSEMBLED CUSTOM MADE LENGTH (M) = 18 | 963.78
8PQ4000-1BA12 | SIKUS/SIVACON STIFFENING MAIN BUSBAR UP TO 1600A 3- OR 4-POLE | 54
8PQ5000-0BA07 | SIVACON S4 SEPARATION 3WL SHAPE3 SWITCH 3WL SIZE 1 3- OR 4-POLE WITHDRAWABLE HEIGHT 550MM WID | 105.94
6GF9001-1BB01 | MINI-LENS 6MM, 1:1,4 PENTAX C60636KP WITH FIXED FOCAL DISTANCE, APERTURE AND FOCUS ADJUSTABLE D= | 505.08
6GK6000-8MA00-0AA0 | RUGGEDCOM MOUNTING EQUIVALENT TO RD 19 INCH RACK, DIN AND PANEL MOUNT KIT FOR RSG2100, RSG2200, | 182.49
A5E01018395 | 1/2 INCH G, ISO 7-1 TAPERED THREAD PVDF, GROUNDING RING HASTELLOY C22 | 554.38
6GK6015-0AL12-0AA0 | RUGGEDCOM RX1500PN PS 48 POWER SUPPLY 48VDC (36-72VDC), SCREW TERMINAL BLOCK | 1015.22
6GK6015-0AL12-0AA1 | RUGGEDCOM RX1500PN PS 48 POWER SUPPLY 48VDC (36-72VDC), SCREW TERMINAL BLOCK CONFORMAL COATING | 1193.92
6GK6015-0AL16-0AA1 | RUGGEDCOM RX1500PN PS HIP POWER SUPPLY 88-300VDC OR 85-264VAC, PLUGGABLE TERMINAL BLOCK CONFORMA | 1128.93
6FX8008-1XB11-1FA0 | POWER CABLE,SOLD BY THE METER, 4 X 1.5 C CUSTOM MADE TRAILING CABLE, UL/CSA DESINA MOTION-CONNECT | 708.49
6FX8008-1XB21-1FA0 | POWER CABLE,SOLD BY THE METER, 4X2.5 C CUSTOM MADE MOTION-CONNECT 800PLUS TRAILING TYPE UL/CSA DE | 806.48
8PQ2055-8BA01 | SIVACON S4 COVER BLANK HEIGHT 550MM WIDTH 800MM | 92.93
8PQ2055-8BA08 | SIVACON S4 MODULE DOOR SENTRON 3WL SWITCH 3WL12 3- OR 4-POLE FIXED MOUNTED, WITHDRAWABLE DEGREE | 223.91
6GK5992-2VA00-8AA0 | SCALANCE X ACCESSORIES; MEDIA MODULE MM992-2VD; VARIABLE DISTANCE; 2 X 10/100/1000MBIT/S; RJ45-P | 851.75
6SL3517-1BE11-3AM0 | SINAMICS G110M POWER MODULE PM240M WITH BUILT IN CL. A FILTER PROTECTION IP65 3AC380-480V +10/-1 | 676.83
7MH5103-3ED00 | SIWAREX WL 260 LOAD CELL SP-S AB 150KG C3 - RATED LOAD 150KG - ACCURACY CLASS C3 - 3M CABLE LENG | 476.58
6SL3730-6TE41-1CU3 | SINAMICS S120 CABINET MODULE SMART LINE MODULE WITH CIM 3AC 380-480V, 50/60HZ OUTPUT: DC 510 - 6 | 33856.72
6SL3730-6TE41-7AU3 | SINAMICS S120 CABINET MODULE SMART LINE MODULE WITH CIM 3AC 380-480V, 50/60HZ OUTPUT: DC 510 - 6 | 52050.8
6SL3760-0MC00-0AA0 | SPARE PART FOR SINAMICS S OPTION L00 FILTER_EMI_B84143_530V_1.405KA_ | 9233.42
6GK6000-8FG01-1AA0 | RUGGEDCOM MEDIA MODULE 1X 1000SX MM PORT, LC CONNECTORS 500M 850NM EQUIVALENT TO 1FG01 | 1575.98
6GK6000-8FG05-1AA0 | RUGGEDCOM MEDIA MODULE FOR RSG2K - 1X 1000LX SINGLE MODE, 1300NM, LC CONNECTORS, 25KM, EQUIVALEN | 3089.77
6GK6000-8FG05-2AA0 | RUGGEDCOM MEDIA MODULE 2X 1000LX - SINGLE MODE, 1300NM, LC CONNECTORS, 25KM EQUIVALENT TO FG05 | 3794.81
8GF9677 | STAB UNIVERSAL MOUNTING PLATE ZINCS H=400MM W=600MM | 99.9
6SL3501-0BE22-0AA0 | SINAMICS G110M INTERNAL BRAKE RESISTOR FOR FSB PEAK POWER 200W AVERAGE POWER 20W RESISTANCE 175 | 131.83
6GK6015-0AL20-0NB0 | RUGGEDCOM RX1500PN LM 6TX01 LINE MODULE 6 X 10/100TX RJ45 | 730.97
6GK6050-0AL40-0JA1 | SWITCH MODULE 2X 1000LX SFP BLANK ( NO TRANSCIEVERS ) CONFORMAL COATING | 2810.17
A5E01278682 | 2X60M COAXIAL CABLE FOR FUS060, (75 OHM, MAX 70 DEG C, BLACK PVC) | 903.64
8GK2043-0KL21 | ALPHA 125 UNIVERSAL, WALL DISTR. BOARD, PART.EQUIP. UP-CUBICLE, RAL 7035, IP31 D, SK 1, H=400 W=6 | 430.08
8GK2043-4KL21 | ALPHA 125 UNIVERSAL, WALL DISTR. BOARD, PART.EQUIP. UP-CUBICLE, RAL 7035, IP31D, SK 1, H=1200 W=6 | 792.33
8GK2300-6KL23 | ALPHA 630 UNIVERSAL, FLOOR MOUNTED DISTRIBUTIONBOARD (EMPTY ENCLOSURE) RAL 7035 IP30 (IP43), SK 1 | 662.01
8GK2300-7KL43 | ALPHA 630 UNIVERSAL, FLOOR MOUNTED DISTRIBUTIONBOARD (EMPTY ENCLOSURE) RAL 7035 IP30 (IP43), SK 1 | 803.64
6GK6015-0AL20-0PJ1 | RUGGEDCOM RX1500PN M12 X CG04B LINE MODULE 8 PIN M12 X-CODED COPPER ETHERNET MODULES 2X 10/100/1 | 1177.63
8WA8361-0BU | PLATES HORIZONTEL. 91..95 PACK WITH 204 PLATES 3 CARDS PER 68 PLATES INSCRIPTION 2MM SIZE. 5X7MM | 0.19
8WA8361-0CA | PLATES HORIZONTEL. 10 20..200 PACK WITH 204 PLATES 3 CARDS PER 68 PLATES INSCRIPTION 2MM SIZE. 5 | 0.19
8GF9002 | METER CROSS AND 3 METER FIXING SCREWS | 53.6
6GK6000-8MK11-1EA0 | RUGGEDCOM MOUNTING KIT RSG2488 RM EQUIVALENT TO RM 19" RACK MOUNT KIT FOR RSG2488 | 132.73
6GK6000-8PS11-1EA1 | RUGGEDCOM 2488-24 POWERSUPPLY C 24VDC (10-36VDC) SCREW TERMINAL BLOCK WITH CONFORMAL COATING | 1352.14
6GK6000-8SC00-0AA0 | RUGGEDCOM MEDIA MODULE RS416 4 X SERIAL FIBER INTERFA EQUIVALENT TO FS | 1161.26
6GK6000-8SD00-0AA0 | RUGGEDCOM MEDIA MODULE RS416 4 X RS232/RS422/RS485 AND IRIG-B VIA DB9. EQUIVALENT | 1109.43
6GK6000-8MK13-1EA0 | RUGGEDCOM MOUNTING KIT RSG2488 RD EQUIVALENT TO RD 19" RACK, DIN AND PANEL MOUNT KIT FOR RSG2488 | 186.64
6GK6015-0AL11-0AA0 | RUGGEDCOM RX1500PN PS 24 POWER SUPPLY 24VDC (10-36VDC), SCREW TERMINAL BLOCK | 1015.22
6GK6015-0AL20-0AA0 | RUGGEDCOM RX1500PN LM BLANK LINE MODULE BLANK MODULE | 60.09
8WD4250-5AE | ST.-LIGHT ELEMENTS LED,230V AC, CLEAR | 91.16
6SL3544-0QB02-1PA0 | SINAMICS G110M CONTROL UNIT CU240M DP Q PROFIBUS DP WITH PLUG-IN TERMINALS 4 DI, 2 DO, 2 AI, 1 F | 1647.69
6SL3546-0FB21-1FC0 | SINAMICS G120D CONTROL UNIT CU250D-2 PN-F FO PROFINET VIA OPTICAL FIBRE COMM AND SAFETY INTEGRATE | 3235.76
6SL3562-6DF71-0RA1 | DISTRIBUTED SERVO-DRIVE SINAMICS S120M AH63, M(0)=5NM, N(N)=3000 RPM, INPUT: DC 600V ABSOLUTE E | 4624.51
6SL3563-6DF71-0RG1 | DISTRIBUTED SERVO-DRIVE SINAMICS S120M AH63, M(0)=7,1NM, N(N)=3000 RPM, INPUT: DC 600V ABSOLUTE | 4810.81
6GK6000-8CG02-2EA0 | RUGGEDCOM 2488-22CG02 MODULE 2 X 10/100/1000TX FASTCONNECT | 622.11
6GK6000-8FG50-1AA0 | RUGGEDCOM MEDIA MODULE 1X 1000LX SFP (SMALL FORM FACTOR PLUGGABLE OR MINI GBIC) EQUIVALENT TO 1F | 798.38
6GK6000-8FG50-2AA0 | RUGGEDCOM MEDIAMODULE BLANK, NO OPTICAL TRANSCEIVERS FOR 2X 1000LX SFP (SMALL FORM FACTOR PLUGGA | 933.14
8WH1000-0AH01 | THROUGH-TYPE TERMINALS WITH SCREW CONNECTION CROSS SECTION 6,0 QMM TERMINAL WIDTH 8,2 MM COLOR B | 2.11
8WH1000-0AH08 | TERMINAL BLOCK 6 MM2 BLACK SCREW MOUNTING 2 CONNECTION POINTS | 2.17
8WH1000-0CF07 | PE-THROUGH-TYPE TERMINALS WITH SCREW CONNECTION KLEMMENBREITE 5,2 MM COLOR GREEN-YELLOW 2,5 MM2 | 4.54
6SL3544-0TB02-1FA0 | SINAMICS G110M CONTROL UNIT CU240M PN Q PROFINET WITH PLUG-IN TERMINALS 4 DI, 2 DO, 2 AI, 1 F-DI | 1647.69
8GK9127-8KK01 | ALPHA 630 UNIVERSAL, INTERMEDIATE UPRIGHT FOR ENCLOSURE H=1200MM, B=900MM | 264.93
8GK9505-8KK31 | ALPHA 630 UNIVERSAL, DOOR IP43, TRANSPARENT (SINGLE VERSION), RAL 7035, H=1800, W=900 | 1330.51
8GK9507-5KK20 | TRANSP. DOOR W. MASKING FRAME FOR FM, SINGLE VERSION, HEIGHT=800MM, WIDTH=600MM | 914.48
8GK9507-5KK23 | ALPHA 630 UNIVERSAL, TRANSPARENT DOOR IP43, IP55 (GIUGIARO-DESIGN), RAL 7035, H=800, B=600 | 1028.3
6GK6050-0AL40-0VA1 | SWITCH MODULE LAYER 3/88 GIGABIT THROUGHPUT, NO UPLINK PORTS CONFORMAL COATING | 7066.03
6GK6050-0AL30-0DA0 | CONTROL MODULE WITH LAYER 3 STANDARD EDITION LAYER-2-HARDWARE | 5198.01
6GK6050-0AL30-0EA1 | CONTROL MODULE WITH LAYER 3 SECURITY EDITION LAYER-2-HARDWARE | 5490.38
6GK6050-0AL40-0MA1 | SWITCH MODULE WITH 2X 10/100/1000TX RJ45 CONFORMAL COATING | 5035.57
8PQ2055-8BA04 | SIVACON S4 COVER SENTRON 3WL SWITCH 3WL SIZE 1 3- OR 4-POLE FIXED MOUNTED, WITHDRAWABLE HEIGHT | 103.14
8PQ2060-0BA16 | SIKUS/SIVACON MODULE DOOR UPGRADE TO DEGREE OF PROTECTION IP55 HEIGHT 625MM WIDTH 850MM | 115.21
8PQ2080-6BA01 | SIVACON S4 COVER BLANK HEIGHT 800MM WIDTH 600MM | 101.29
8PQ2080-8BA04 | SIVACON S4 FACHTUER UPGRADE KIT IP55 HEIGHT 800MM WIDTH 800MM | 91.16
8PQ2197-0BA20 | SIKUS/SIVACON FIELD DOOR CLOSED DEGREE OF PROTECTION IP55 HINGES ON RIGHT SIDE TWO-WAY HEIGHT | 663.41
6SL3562-6DF71-0RG1 | DISTRIBUTED SERVO-DRIVE SINAMICS S120M AH63, M(0)=5NM, N(N)=3000 RPM, INPUT: DC 600V ABSOLUTE E | 4534.66
6SL3563-6DF71-0RA2 | DISTRIBUTED SERVO-DRIVE SINAMICS S120M AH63, M(0)=7,1NM, N(N)=3000 RPM, INPUT: DC 600V ABSOLUTE | 4902.86
8GK9507-6KK20 | TRANSP. DOOR W. MASKING FRAME FOR FM, SINGLE VERSION, HEIGHT=1000MM, WIDTH=600MM | 1073.44
8GK9515-5KK20 | ALPHA 125 UNIVERSAL, DOOR IP43, SHEET METAL RAL 7035, H=800, W=600 | 345.38
7ME3951-0LA63 | UNIVERSAL HIGH TEMP SENSOR, PORTABLE CORROSION RESISTANT, SIZE 3A FOR UP TO 230 DEG. C, (150 TO 6 | 6886.41
6GK6015-0AL20-0PE1 | RUGGEDCOM RX1500PN M12 CG03B LINE MODULE M12 COPPER ETHERNET MODULES 2X 10/100/1000TX 8-PIN M12 | 1177.63
6GK6050-0AR00-2SP0 | RUGGEDCOM REPN-SP02 SWITCH MODULE, CONFIGURATION 2 X MULTIMODE MILITARY CIRCULAR FIBER CONNECTOR | 4369.55
8WH9067-5BA06 | WARNING COVERS FOR CROSS SECTION 35 QMM FOR TERMINAL WIDTH 16 MM MOTIV FLASH COLOR YELLOW | 0.25
8PQ2055-0BA06 | SIKUS/SIVACON MODULE DOOR UPGRADE TO DEGREE OF PROTECTION IP55 HEIGHT 550MM WIDTH 850MM | 95.72
8PQ2065-8BA01 | SIVACON S4 COVER BLANK HEIGHT 650MM WIDTH 800MM | 105.94
8PQ2075-6BA01 | SIVACON S4 MODULE DOOR DEGREE OF PROTECTION IP4X HEIGHT 750MM WIDTH 600MM | 246.21
8PQ2080-4BA04 | SIKUS/SIVACON MODULE DOOR UPGRADE TO DEGREE OF PROTECTION IP55 HEIGHT 800MM WIDTH 400MM | 81.41
8PQ2197-1BA13 | SIVACON S4 DOUBLE SECTION DOOR DEGREE OF PROTECTION IP55 BLANK DOUBLE BIT KEY HEIGHT 1975MM HE | 876.17
6SL3700-0LG41-6AU3 | SINAMICS S120 CABINET MODULE LINE CONNECTION MODULE 3AC 500-690V, 50/60HZ RATED CURRENT: 1600 A | 31641.81
6SL3700-0MX21-4AU3 | SINAMICS S120 CABINET MODULE AUXILIARY POWER SUPPLY MODULE 2AC 230V, 14KVA DC 24V, 80A CABINET U | 12118.8
8PQ2197-1BA08 | SIVACON S4 CUBICLE DOOR BLANK DEGREE OF PROTECTION IP4X HINGE RIGHT TURNING LEVER FOR PROFILE | 657.82
8UC7310-1BB-ZA04 | 3K HANDLE 8UC73 IN TI-GREY WITH MASKING PLATE IN LIGHT GREY *** SPECIAL VARIANT *** HANDLE LOCKI | 141.79
6FX2001-5SD13-0AA0 | DRIVE-CLIQ SLAVE-ASIC DQ100 WITH ARM7 PROCESSING UNIT AND INTEGRATED PHY; SINGLE TRAY 240 PIECES | 7673.41
6GF3400-1BH20 | SIMATIC MV400 POWER CABLE FOR MV420/440, M16 - PUSH-PULL, PUR, 1QMM, LENGTH 2 M M16 CONF., PUSH- | 324.28
7MH5114-6LL70 | SIWAREX WL270 LOAD CELL K-S CA HT 350 T - RATED LOAD 350T - ACCURACY 0,3 % - 20M CABLE LENGTH, 4 | 16675.54
7MH5118-3GD50 | SIWAREX WL260 LOAD CELL SP-S SC 200KG C3 MR - RATED LOAD 200KG - ACCURACY CLASS C3 MR ACC. TO | 1104.51
6SL3700-0LE34-0AU3 | SINAMICS S120 CABINET MODULE LINE CONNECTION MODULE 3AC 380-480V, 50/60HZ RATED CURRENT: 380 A C | 10188.66
6SL3700-0LG38-0AU3 | SINAMICS S120 CABINET MODULE LINE CONNECTION MODULE 3AC 500-690V, 50/60HZ RATED CURRENT: 770 A C | 15615.23
FDK:083F5038 | MAG IP65 WALL MOUNTING 49TE | 666
FDK:083G2161 | ACC.BAG MAG 1100 FOOD DN40 DIN | 609.75
6GK6000-8CG03-2EA0 | RUGGEDCOM 2488-22CG03 MODULE 2 X 10/100/1000TX M12 | 756.9
6GK6050-0AR00-0FT0 | RUGGEDCOM REPN-FT01 FAN TRAY WITH 6 FANS, DOES NOT INCLUDE CONTROLLER | 2209.14
8PQ2197-1BA17 | SIVACON S4 CUBICLE DOOR BLANK DEGREE OF PROTECTION IP55 HINGE RIGHT DOUBLE BIT KEY HEIGHT 1975 | 670.83
8PQ2197-4BA04 | SIVACON S4 CUBICLE DOOR BLANK DEGREE OF PROTECTION IP55 HINGE RIGHT TURNING LEVER FOR PROFILE | 547.25
A5E31241890 | SPAREPART US1200 TRANSMITTER 3.6V US1200 SPAREPART TRANSMITTER FOR FUE380 SYSTEMS WITH CUSTODY T | 1807.28
6GK6000-8FB51-0AA0 | RUGGEDCOM SFP 1000BX SFP SINGLEMODE LC, 1310TX 1490RX, 10KM | 1437.94
6GK6000-8FG53-0AA0 | RUGGEDCOM SFP 1000LX SFP, SINGLEMODE LC, 1310NM, LONG REACH 25 KM | 942.37
6GK6000-8FG54-2AA0 | RUGGEDCOM MEDIA MODULE 2 X 1000 LX SFP - SINGLEMODE, 1310NM, LC, LONG REACH 70KM EQUIVALENT TO | 6303.95
6GK6000-8FX03-2AA0 | RUGGEDCOM MEDIA MODULE 2X 100FX - MULTI MODE PORTS, 1300NM, MTRJ CONNECTORS EQUIVALENT TO FX03 | 1192.38
6GK6050-0AB00-0AN1 | RUGGEDCOM RX5000 EMPTY CHASSIS: RACK REAR MOUNT, NO INTERFACES/LEDS ON FRONT PANEL CONFORMAL CO | 8333.05
6GK6050-0AB00-0AP1 | RUGGEDCOM RX5000 EMPTY CHASSIS: RACK REAR MOUNT, FAN CONTROLLER AND POWER BLOCKS ON FRONT PANEL | 9242.67
8WH1000-6AG00 | ISOLATING TERMINALS WITH SCREW CONNECTION CROSS SECTION 4,0 QMM TERMINAL WIDTH 6,2 MM COLOR BLAC | 3.34
8WH1020-0AF00 | TWO-TIER TERMINALS WITH SCREW CONNECTION CROSS SECTION 2,5 QMM TERMINAL WIDTH 5,2 MM COLOR GREY | 3.97
8WH9064-5BA06 | WARNING COVERS FOR CROSS SECTION 6 QMM FOR TERMINAL WIDTH 8,2 MM MOTIV FLASH COLOR YELLOW | 0.15
8WH9066-5BA06 | WARNING COVERS FOR, CROSS SECTION 16 QMM FOR TERMINAL WIDTH 12MM MOTIV FLASH COLOR YELLOW | 0.19
8PQ2080-0BA11 | SIKUS/SIVACON MODULE DOOR UPGRADE TO DEGREE OF PROTECTION IP55 HEIGHT 800MM WIDTH 850MM | 102.23
8PQ2075-1BA02 | SIVACON S4 UPGRADE KIT IP55 BASE COMPARTMENT HEIGHT 750MM WIDTH 1000MM | 84.66
8PQ2197-8BA07 | SIVACON S4 CUBICLE DOOR WITH TRANSPARENT DEGREE OF PROTECTION UP TO IP55 HINGE LEFT TURNING LEV | 895.67
6SL3700-0LE42-0AU3 | SINAMICS S120 CABINET MODULE LINE CONNECTION MODULE 3AC 380-480V, 50/60HZ RATED CURRENT: 2000 A | 37811.99
6SL3700-0LE42-0BU3 | SINAMICS S120 CABINET MODULE LINE CONNECTION MODULE 3AC 380-480V, 50/60HZ RATED CURRENT: 2000 A | 39394.04
6SL3780-0AJ00-0AA0 | ENGINEERING FOR INTEGRATION INCL. DOCUMENTATION FOR ORDER WITH SEVERAL SINAMICS S120 CABINET MODU | 13713.89
7MH5113-4GD00 | SIWAREX WL 280 LOAD CELL RN-S SA 2T C3 - RATED LOAD 2T - ACCURACY CLASS C3 ACCORDING TO OIML R | 1290.12
7MH5113-5QD00 | SIWAREX WL 280 LOAD CELL RN-S SA 60T C3 - RATED LOAD 60T - ACCURACY CLASS C3 ACCORDING O OIML | 2398.6
7MH5114-5QL60 | SIWAREX WL270 LOAD CELL K-S CA 60 T - RATED LOAD 60T - WITH DOUBLE BRIDGE - ACCURACY 0,1 % - 15 | 3392.49
7MH5114-6DL00 | SIWAREX WL270 LOAD CELL K-S CA 130 T - RATED LOAD 130T - ACCURACY 0,1 % - 20M CABLE LENGTH, 4 WI | 3329.32
7ME3960-0SM21 | MOUNTING STRAP FOR PIPE DIAMETER TO DN1200 (ORDER 2 FOR EACH PIPE INSTALLATION) (LEGACY PART NR. | 411.47
A5E02898573 | FUS080 3,6V SUPPLY EXCL.BATTERY | 1376.7
FDK:083G2164 | ACC.BAG MAG 1100 FOOD DN80 DIN | 1084.28
8PQ2197-8BA02 | SIVACON S4 CUBICLE DOOR BLANK DEGREE OF PROTECTION IP55 HINGE RIGHT TURNING LEVER FOR PROFILE | 696.83
8PQ2197-8BA04 | SIVACON S4 CUBICLE DOOR BLANK DEGREE OF PROTECTION IP4X HINGE LEFT TURNING LEVER FOR PROFILE C | 550.02
6GK6000-8FG54-2EA1 | RUGGEDCOM 2488-22FG54 MODULE CC 2 X 1000LX SFP - SINGLEMODE, 1310NM, LC, 70KM WITH CONFORMAL COAT | 6656.5
6GK6000-8FT53-0AA0 | RUGGEDCOM 10G SFP+, SINGLE MODE LC, LONG REACH 40KM, 1550NM | 3639.53
6GK6000-8FX01-4EA0 | RUGGEDCOM 2488-24FXA01 MODULE 4 X 100FX - MULTIMODE, 1300NM, ST, 2 KM | 1793.75
6GK6000-8FX02-4EA1 | RUGGEDCOM 2488-24FXA02 MODULE C 4 X 100FX - MULTIMODE, 1300NM, SC, 2KM WITH CONFORMAL COATING | 2011.45
8GK9515-7KK33 | ALPHA 630 UNIVERSAL, DOOR IP55, SHEET METAL, RAL 7035, H=1200, W=900 | 775.15
8GK9515-8KK12 | ALPHA 630 UNIVERSAL, DOOR IP43, SHEET METAL, RAL 7035, H=2000, W=300 | 718.23
8GK9515-8KK22 | ALPHA 630 UNIVERSAL, DOOR IP43, IP55, SHEET METAL RAL 7035, H=2000, W=600 | 845.8
8GK9525-0KK23 | ALPHA 630 UNIVERSAL, BARRIER HORIZONTAL, WIDTH=600MM | 87.13
8PQ2420-2BA02 | SIVACON S4 REAR WALL DEGREE OF PROTECTION IP4X HEIGHT 2000MM WIDTH 1200MM | 464.55
8PQ2420-6BA02 | SIVACON S4 REAR WALL DEGREE OF PROTECTION IP4X HEIGHT 2000MM WIDTH 600MM | 218.37
8PQ2520-4BA01 | SIVACON S4 SIDE WALL WITH DESIGN STRIP HEIGHT 2000MM DEPTH 400MM | 633.65
6SL3201-0BE21-0AA0 | SINAMICS BRAKING RESISTOR R=140OHM P_RATED=200W P_MAX=4000W/12S/5% DUTY STANDALONE | 178.1
6SL3203-0BE23-8BA0 | SINAMICS LINE FILTER CLASS B FOR POWER MODULE FSC FOOT PRINT 3AC 380V-480V 49,4A | 661.22
8PQ2197-0BA33 | SIVACON S4 CUBICLE DOOR WITH TRANSPARENT DEGREE OF PROTECTION UP TO IP55 HINGE LEFT TURNING LEV | 883.59
8PQ2197-0BA17 | SIKUS/SIVACON FIELD DOOR CLOSED DEGREE OF PROTECTION IP40 HINGES ON RIGHT SIDE TWO-WAY HEIGHT | 484.08
8PQ2197-0BA21 | SIKUS/SIVACON FIELD DOOR W. INSPECTION WINDOW DEGREE OF PROTECTION UP TO IP55 HINGES ON RIGHT SI | 1059.18
8PQ2197-0BA36 | SIVACON S4 CUBICLE DOOR BLANK DEGREE OF PROTECTION IP55 HINGE RIGHT TURNING LEVER FOR PROFILE | 484.08
6FX2001-5SD15-0AA0 | DRIVE-CLIQ SLAVE-ASIC DQ100 WITH ARM7 PROCESSING UNIT AND INTEGRATED PHY; 1200 PCS IN FIVE TRAYS/ | 36448.61
6GF3320-0AC03 | RS232-CABLE W/O PS, FOR USE WITH MV320 8' (2.4M), COILED, NOTE: POWER SUPPLY UNDER 6GF3020-0AC40 | 79.07
FDK:083F3058 | MAG ACCESSORY 500M CABLE SPEC. | 3787.29
6GT2600-4AG00 | TRANSPONDER MDS D425 FOR RF200/ RF300 ISO/ MOBY D SCREW TRANSPONDER M6 SHORT ISO 15693 CHIP TYPE | 59.25
6SL3000-0BE33-1AA0 | SPARE PART FOR SINAMICS S OPTION L00 FILTER NICHT_FUNK B841423-530V_400A | 3968.85
6SL3000-2AH41-3AA0 | SINAMICS MOTOR REACTOR FOR MOTOR MODULE 1200KW, 3AC 500-690V | 6464.77
8PQ2197-1BA14 | SIVACON S4 DOUBLE SECTION DOOR DEGREE OF PROTECTION IP4X BLANK DOUBLE BIT KEY HEIGHT 1975MM WI | 597.45
6GK6000-8FG03-4EA0 | RUGGEDCOM 2488-24FG03 MODULE 4 X 1000LX - SINGLEMODE, 1310NM, LC , 10KM | 3255.66
6GK6000-8FG50-2BA1 | RUGGEDCOM 2 X 1000TX SFP CC KIT RSG2K 2 X 1000TX SFP - RJ45, CONFORMAL COATING | 3027.55
6GK6000-8FG52-2AA0 | RUGGEDCOM MEDIA MODULE 2 X 1000LX SFP - SINGLEMODE, 1310NM, LC, STANDARD REACH 10KM EQUIVALENT | 2281.03
6GK6050-0ML20-0CR1 | LINE MODULE 4X 1000LX SINGLEMODE, 1310NM, LC, 10KM | 5522.87
6XV1871-5BN15 | IE CONNECTING CABLE IE FC RJ45 PLUG-180/IE FC RJ45 PLUG-180; IE FC TRAILING CABLE GP PREASS. W. | 137.45
8GK6401-4KK20 | ALPHA 630 UNIVERSAL, SWITCH DISCONNECTORS MOUNT.KIT F.3KA713/3KL713 GR.3 3/4POLIG H=400MM B=600MM | 702.55
8PQ2306-4BA01 | SIVACON S4 TOP PLATE DEGREE OF PROTECTION IP55 BLANK WIDTH 600MM DEPTH 400MM | 52.04
8PQ2306-4BA05 | SIVACON S4 BOTTOM PLATE DEGREE OF PROTECTION UP TO IP55 BLANK WIDTH 600MM DEPTH 400MM | 50.29
8PQ2306-4BA06 | SIVACON S4 BOTTOM PLATE DEGREE OF PROTECTION IP4X WITH CABLE ENTRY WIDTH 600MM DEPTH 400MM | 72.95
8GK9122-5KK01 | ALPHA 630 UNIVERSAL, SIDE PANEL CLOSED, IP43, BLUE GREEN BASIC H=800, T=250, 1 SET | 419.95
8GK9122-8KK04 | ALPHA 630 UNIVERSAL, SIDE PANEL, IP55, CLOSED, RAL 7035 H=1800, T=250, 1 SET | 578.9
8GK9125-8KK13 | ALPHA 630 UNIVERSAL, INTERMEDIATE UPRIGHT FOR ENCLOSURE H=2000MM, B=900MM | 327.72
6SL3201-0BE21-8AA0 | SINAMICS BRAKING RESISTOR R=75OHM P_RATED=375W P_MAX=7500W/12S/5% DUTY STANDALONE | 252.31
6SL3202-0AE18-8CA0 | SINAMICS OUTPUT REACTOR FOR POWERMODULE FSA2 3AC 380V-480V 9,0 A | 203.65
6SL3203-0BE21-2VA0 | SINAMICS V LINE FILTER 3AC 200V-480V, 50/60HZ, 12A FOR SINAMICS V70/V90 SIZE 75X184X140 (WXHXD) | 175.86
8GK9610-1KK30 | ALPHA 630 UNIVERSAL, FRONT COVER FOR 2GAUGE 72X72+2SWITCHES. H=200MM B=900MM | 266.89
8GK9630-1KK20 | ALPHA 630 UNIVERSAL, FRONT COVER WITH CENTRE PUNCHES FOR PUSH-BUTTON AND SIGNAL LAMP H=200MM B=60 | 213.9
8GK9635-5KK30 | ALPHA 630 UNIVERSAL, FRONT COVER RECEESED H=800 B=900 | 665.25
7ME6920-2EB30-1AA0 | MAG 6000 SV, 19 INCH INSERT, IN IP66 / NEMA 4, ABS PLASTIC ENCLOSURE, 44 HZ EXCITATION FREQUENCY, | 2087.82
8PQ2306-6BA01 | SIVACON S4 TOP PLATE DEGREE OF PROTECTION IP55 BLANK WIDTH 600MM DEPTH 600MM | 65.52
8PQ2306-6BA06 | SIVACON S4 BOTTOM PLATE DEGREE OF PROTECTION IP4X WITH CABLE ENTRY WIDTH 600MM DEPTH 600MM | 156.1
8PQ2306-6BA08 | SIVACON S4 CORNER CUBICLE TOP PLATE DEGREE OF PROTECTION IP55 ENCLOSED DEPTH 600MM | 92.57
8PQ2308-4BA04 | SIVACON S4 TOP PLATE UPGRADE KIT IPX1 WIDTH 800MM DEPTH 400MM | 118.93
8MF1680-2UT34-0BA2 | 8MF1 COMPARTMENT DOORS H06 W08 | 235.13
8MF1808-2GS30 | SIVACON SICUBE FRAME_GALVANIZED_2,5MM HEIGHT 1800 WIDTH 000 DEPTH 800 | 610.83
8MF1830-2UT14-1BA2 | SIVACON SICUBE DOOR, 1,5MM RAL 7035 RA HEIGHT 1800 WIDTH 300 WITH VENTILATION OPENING FOAMED SE | 399.33
6GK5204-0BS00-2NA3 | SCALANCE X204RNA EEC; REDUNDANT NETWORK ACCESS F. HSR NETWORKS; 2X 100MBIT/S RJ45 PORTS; 2 X 100M | 1721.06
6RX1800-4LK01 | COMMUTATING CHOKE FOR CONVERTER; PHASES:3 F(HZ):50/60; ILN=ITHMAX(A):1245 UN(V):830(50HZ)/950(60H | 10654.56
6XV1830-5GH10 | FOUNDATION FIELDBUS CABLE; BUS CABLE FOR IEC61158-2; SHEATH COLOR BLUE FOR EX- APPLICATIONS.; 2-W | 4.67
8MF1880-2UW60-1C | SIVACON SICUBE PANEL SIDE/ BACK 1,5MM COATED HEIGHT 1800 WIDTH 800 0 | 225.95
8MF1098-3VS4 | SIVACON SICUBE CASE HWD 2000X900X800 VENT | 2732.34
8MF1120-2HL6 | SIVACON SICUBE CABLE TRENCH HXW 37,5X25 (2M) | 50.18
8MF1200-2AL03-0 | SIVACON SICUBE M. BOARD BACK HXW 2200X1000 | 425.61
8MF1200-2UW61-1C | SIVACON SICUBE PANEL SIDE/ BACK 1,5MM COATED HEIGHT 2200 WIDTH 1000 0 | 392.77
8MF1225-2AS30 | SIVACON SICUBE MOUNTING RACK 50 L2250 | 68.96
8MF1228-3VR4 | SIVACON SICUBE CASE HWD 2200X1200X800 VENT R | 2798.06
8PQ2040-0BA06 | SIKUS/SIVACON DOOR WIRING SUPPORT DOOR HEIGHT 400MM | 25.09
8PQ2040-6BA10 | SIVACON S4 COVER MODULAR INSTALLATION DEVICES 2 X 24MW HEIGHT 400MM WIDTH 600MM | 60.05
6GK5896-4ME00-0AA0 | IRC ANTENNA ANT 896-4ME FOR GSM (2G), UMTS (3G) AND LTE (4G) NETWORKS, OMNI- DIRECTIONAL CHARACTE | 191.82
6GK1711-1EW00-3AL0 | SIMATIC NET IE SOFTNET RNA SW UPDATE SERVICE F. 1 YEAR WITH AUTOMATIC. EXTENSION REQUIRES ACTUAL | 314.49
8PQ2045-6BA05 | SIVACON S4 MODULE DOOR DEGREE OF PROTECTION IP4X HEIGHT 450MM WIDTH 600MM | 176.56
8PQ4000-0BA03 | SIVACON S4 SEPARATION DISTRIBUTION BUSBAR FORM2B WITHOUT MAIN BUSBAR SYSTEM DEPTH 600MM | 412.53
6GK5980-0CC00-0AA6 | TERMINAL BLOCK 3-PIN FOR SCALANCE SIGNAL CONTACT 230VAC; SPARE PART; 3-POLE TERMINAL BLOCK FOR | 71.63
6SL3730-1TG41-1AU3 | SINAMICS S120 CABINET MODULE BASIC LINE MODULE 3AC 500-690V, 50/60HZ, 1100A OUTPUT: DC 675 - 930V | 29426.88
6GK6000-8ME00-0AA0 | RUGGEDCOM MOUNTING PANEL MOUNTING BRACKET FOR RMC SERIES (ONE PART NUMBER NEEDED PER UNIT) | 116.12
8GF9672 | STAB UNIVERSAL TERMINAL STRIP HORIZONTAL 1 RAIL, W=600MM, SHORT | 40.03
6GK6015-0AB00-0CA0 | RUGGEDCOM RX1500PN MNT DP DIN AND PANEL MOUNT KIT, RX1500, RX1501 | 58.49
6GK6015-0AL11-0AA1 | RUGGEDCOM RX1500PN PS 24 POWER SUPPLY 24VDC (10-36VDC), SCREW TERMINAL BLOCK CONFORMAL COATING | 1015.22
8PQ2050-8BA03 | SIVACON S4 MODULE DOOR DEGREE OF PROTECTION IP4X HEIGHT 500MM WIDTH 800MM | 223.91
6SL3420-1TE21-0AA1 | SINAMICS S120 SINGLE MOTOR MODULE INPUT: DC 600V OUTPUT: 3AC 400V, 9A FRAME SIZE BOOKSIZE COMPAC | 1710.05
7ME3960-0WS60 | STAINLESS STEEL MOUNTS FOR HIGH PRECISION SIZE "D/E" SENSORS, SINGLE ENCLOSURE FOR ONE PAIR OF S | 2075.47
7MH5106-3LD00 | SIWAREX WL 230 LOAD CELL BB-S SA 350KG C3 - RATED LOAD 350KG - ACCURACY CLASS C3 - 3M CABLE LENG | 451.57
6GK6000-1BC30-1DA0 | RUGGEDCOM SOTFWARE SUPPORT RNMS - 1 YEAR PHONE SUPPORT - 1024 NODES - PRICE PER YEAR | 5661.11
6SL3730-7TE41-0CU3 | SINAMICS S120 CABINET MODULE ACTIVE LINE MODULE INCL. CIM AND ACTIVE INTERFACE MODULE 3AC 380-480 | 124035.87
6SL3544-0FB20-1FA0 | SINAMICS G120D CONTROL UNIT CU240D-2 PN PROFINET, STO ON-BOARD 6 DI/1 F-DI, 2 DO, 2 AI USB INTER | 775.8
8WD4220-0CE | SIGNALLING COLUMN SINGLE-FLASH LIGHT ELEMENT TRANSPARENT, AC/DC 24V | 175.36
8WD4440-5BB | SIGNALLING COLUMN REP.-FLASH LIGHT ELEMENT LED RED, 115V AC | 100.66
6SL3544-0FB21-1FC0 | SINAMICS G120D CONTROL UNIT CU240D-2 PN-F FO PROFINET AND SAFETY INTEGRATED VIA OPTICAL FIBRE COM | 2957.15
6SL3544-0NB02-1PA0 | SINAMICS G110M CONTROL UNIT CU240M DP G PROFIBUS DP WITH M GLANDS 4 DI, 2 DO, 2 AI, 1 F-DI PTC/ | 1419.56
8GK6705-2KK33 | ALPHA 630 UNIVERSAL, MCCB-ASSEMBLY KIT 1 X 3VL160/250 3 + 4 POLE, HORIZONTAL MOUNTING H=200MM B= | 504.34
8GK6710-4KK23 | ALPHA 630 UNIVERSAL, MCCB-ASSEMBLY KIT 3 X 3VL160X /3VL160 /3VL250 3 + 4 POLE H=400MM B=600MM, | 449.4
A5E00250501 | DRAWER, 19 INCH-MODULE RACK OF ALUMINIUM, 5 CHANNELS | 10204.61
8GK9535-8KK35 | ALPHA 630 UNIVERSAL, MOUNTING PLATES MATERIAL 2MM FOR DIRECT MOUNTING IN ENCLOSURE H=2000MM, B=9 | 733.94
6SL3163-8KB00-0AA1 | SINAMICS S120 TERMINAL KIT SLM 50MM | 129.54
6SL3126-2TE13-0AA4 | SINAMICS S120 DOUBLE MOTOR MODULE INPUT: DC 600V OUTPUT: 3AC 400V, 3A/3A FRAME SIZE: BOOKSIZE C | 2264.23
6GK6050-0ML52-0AA0 | LAYER 2 STANDARD EDITION TO LAYER 3 SECURITY EDITION | 2079.21
6GK6050-0ML53-0AA0 | LAYER 3 STANDARD EDITION TO LAYER 3 SECURITY EDITION | 1039.6
8PQ2300-6BA13 | SIVACON S4 TOP PLATE DEGREE OF PROTECTION IP4X BLANK WIDTH 350MM DEPTH 600MM | 69.72
8PQ2300-6BA18 | SIVACON S4 TOP PLATE DEGREE OF PROTECTION IP4X WITH CABLE ENTRY WIDTH 850MM DEPTH 600MM | 151.44
8PQ2300-6BA22 | SIVACON S4 BOTTOM PLATE DEGREE OF PROTECTION IP4X WITH CABLE ENTRY WIDTH 350MM DEPTH 600MM | 76.01
8PQ2420-8BA02 | SIVACON S4 REAR WALL DEGREE OF PROTECTION IP4X HEIGHT 2000MM WIDTH 800MM | 260.15
8PQ3000-0BA01 | SIVACON S4 SUPPORTING STRUCTURE INSIDE WITH MAIN BUSBAR SYSTEM ASSEMBLY HEIGHT 1600MM DEPTH 600M | 171.89
8PQ3000-0BA02 | SIVACON S4 SUPPORTING STRUCTURE INSIDE WITH MAIN BUSBAR SYSTEM ASSEMBLY HEIGHT 1600MM DEPTH 800M | 177.48
6GT2002-0LA00 | RFID COMMUNICATION MODULE RF120C FOR SIMATIC S7-1200; 1 READER CONNECTABLE | 545.26
A5E31884630 | SITRANS LVL200, RIGID EXTENSION: RIGID EXTENDED VIBRATING LEVEL SWITCH FOR USE IN LIQUIDS AND LI | 3150.62
A5E31930441 | OPERATING MANUAL, GERMAN (LOCAL USER INTERFACE) | 232.06
7ML1930-6AM | PLASTIC ENCLOSURE FOR 1 METER | 286.97
8PQ3000-0BA35 | SIVACON S4 MOUNTING PLATE HEIGHT 1600MM WIDTH 600MM | 235.06
8PQ3000-0BA52 | SIVACON S4 SEPARATION MAIN BUSBAR SYSTEM SHAPE2B MAIN BUSBAR FRONT WIDTH 400MM DEPTH 600MM | 96.64
6SL3162-6FD01-0AA0 | SINAMICS S120 FRAMESIZE BOOKSIZE COMPACT THERMAL CONDUCTION FILM FOR MOTOR MODULE/LINE MODULE 10 | 23.71
7MF5987-1AD | MOUNTING BRACKET FOR SITRANS MP500, MATERIAL OF BRACKET: SST, MATERIAL OF FASTENING PARTS: SST, B | 202.49
7MF5987-1AF | MOUNTING BRACKET FOR SITRANS MP500, MATERIAL OF BRACKET: SST, MATERIAL OF FASTENING PARTS: SST, B | 202.49
6NH7997-5CA21-0AA1 | SINAUT SW ST7SC V2.1 S; SOFTWARE FOR CONNECTION OF MAX 6 SINAUT ST7-STATIONS TO HMI-, SCADA- AND | 4388.93
6GK6000-8FX08-2CA0 | RUGGEDCOM MEDIA MODULE FOR RSG2200, 2288, 2300 - 2 X 100FX 1310NM SMLC 50KM, EQUIVALENT TO FXA08 | 3711.86
6GK6000-8FX10-2CA0 | RUGGEDCOM MEDIA MODULE FOR RSG2200, 2288, 2300 - 2 X 100FX 1310NM SINGLE MODE LC 90KM, EQUIVALENT | 4956.07
6SL3200-0SF13-0AA0 | SINAMICS G120/G120C FAN UNIT FSB INCLUDES PLUGABLE FRAME WITH BUILT IN FAN USED FOR PM2X0-2 UND | 201.66
6SL3200-0SF32-0AA0 | SINAMICS G120P INTERNAL REPLACEMENT FAN FOR POWER MODULE PM230 IP55 / UL TYPE12 FSD, FSE, FSF | 852.49
6GK6000-8FX06-2CA0 | RUGGEDCOM MEDIA MODULE FXA06 2X 100FX, SINGLE-MODE, 1310NM, 20KM; LC CONNECTOR; EQUIVALENT TO FXA | 1814.49
6GK6000-8FX11-1AA0 | RUGGEDCOM MEDIA MODULE 1 X 100FX MULTIMODE 1300NM LC RSG2200 MODULE KIT EQUIVALENT TO 1FXA11 D11 | 715.43
8WA8348-2AB | PLATES HORIZONTEL.: MP PACK WITH 136 PLATES 2 CARDS PER 68 PLATES INSCRIPTION 2MM SIZE. 5X7MM, | 0.19
8WA8348-2AY | PLATES BLANK PACK WITH 136 PLATES 2 CARDS PER 68 PLATES INSCRIPTION 2MM SIZE. 5X7MM, | 0.11
8WA8360-0BB | PLATES VERTICAL. 6..10 PKG WITH 204 PLATES 3 CARDS PER 68 PLATES INSCRIPTION 2MM SIZE. 5X7MM, | 0.19
8WA8360-0BE | PLATES VERTICAL. 21..25 PACK WITH 204 PLATES 3 CARDS PER 68 PLATES INSCRIPTION 2MM SIZE. 5X7MM, | 0.19
6GK6050-0RL20-0BD1 | LINE MODULE 8X 100FX MULTIMODE LC 2KM | 20028.57
6XV1871-2G | IE GROUND CABLE 2X2 GROUND CABLE 4-WIRE SHIELDED, SOLD BY THE METER MAX. CONSIGNMENT 1000 M MIN | 4.91
8GK6400-2KK20 | ALPHA 630 UNIVERSAL, SWITCH DISCONNECTORS MOUNT.KIT 3KA711/3KL711 GR.1 3/4POLIG H=200MM B=600MM | 580.87
8GK9515-6KK30 | ALPHA 630 UNIVERSAL, DOOR IP43, SHEET METAL, RAL 7035, H=1000, W=900 | 600.49
8PQ2197-8BA05 | SIVACON S4 CUBICLE DOOR BLANK DEGREE OF PROTECTION IP4X HINGE RIGHT TURNING LEVER FOR PROFILE | 550.02
8PQ2300-6BA14 | SIVACON S4 TOP PLATE DEGREE OF PROTECTION IP4X BLANK WIDTH 850MM DEPTH 600MM | 112.44
8PQ2420-1BA01 | SIVACON S4 REAR WALL DEGREE OF PROTECTION IP55 HEIGHT 2000MM WIDTH 1000MM | 422.77
8GK6711-4KK13 | ALPHA 630 UNIVERSAL, MCCB-ASSEMBLY KIT 1 X 3VL160X /3VL160 /3VL250 3 + 4 POLE H=400MM B=300MM, | 645.63
8GK6714-6KK23 | ALPHA 630 UNIVERSAL, MCCB-ASSEMBLY KIT 1 X 3VL630 3 + 4 POLE H=600MM B=600MM, VERTICAL MOUNTING | 469.02
6SL3200-0UF03-0AA0 | SINAMICS V20 FSC REPLACEMENT FAN | 20.14
6SL3203-0BE22-0VA0 | SINAMICS V LINE FILTER 3AC 200V-480V, 50/60HZ, 20A FOR SINAMICS V70/V90 SIZE 60X260X130 (WXHXD) | 210.96
8GK9607-2KK10 | ALPHA 630 UNIVERSAL, FRONT COVER WITHOUT CUTS H = 400MM, B =300MM | 157.97
8GK9608-1KK22 | ALPHA 630 UNIVERSAL, FRONT COVER WITH CUTOUTS 1X24TE H=150MM B=600MM 150MM TIER SPACING | 147
8PQ2300-8BA03 | SIVACON S4 TOP PLATE DEGREE OF PROTECTION IP4X BLANK WIDTH 350MM DEPTH 600MM | 92.65
8PQ2304-6BA02 | SIVACON S4 TOP PLATE DEGREE OF PROTECTION IP4X BLANK WIDTH 400MM DEPTH 600MM | 59.95
8PQ2308-8BA05 | SIVACON S4 CORNER CUBICLE TOP PLATE DEGREE OF PROTECTION IP55 ENCLOSED DEPTH 800MM | 178.4
6XV1875-5CE30 | SIMATIC NET N-CONNECT/ R-SMA MAEL/MALE FLEXIBLE CONNECTION CABLE PREASSEMBLED LENGTH 0.3M FLEXIBL | 49.8
8PQ1010-0BA05 | SIKUS/SIVACON BASE EDGES WITH FRONT COVER CORNER PANEL HEIGHT 100MM | 211.85
7ML1930-1GD | KIT,USB CABLE - STD USB-A TO USB-MINI B | 23.48
7ML1930-6AD | 4 DIGITAL I/O MODULE | 102.69
8PQ2010-6BA01 | SIVACON S4 COVER BLANK HEIGHT 100MM WIDTH 600MM | 52.88
7MF5987-1CB | TAG-PLATE FOR SITRANS P500 INCLUDING FASTENING PARTS, MARKING ACCORDING TO SPECIFICATION: Y01 ODE | 114.18
6GT2821-2AC10 | SIMATIC RF200 READER RF220R; RS422-INTERFACE (3964R); IP 67, -25 UP TO +70 DGR/C; M30 X 71 MM; | 312.81
6GK6000-8HC00-0AA0 | RUGGEDCOM KIT ACCESSORIES, AC TERMINAL BLOCK DUAL LAYER SAFETY COVER 10POS, 2100, 2200, 416, 1000 | 126.49
6GK6000-8FG70-1AB0 | RUGGEDCOM MEDIA MODULE 1FG70 1X 1000LX GBIC WITH PLASTIC FRONT PLATE FOR RSG2100 | 487.34
8WA2211-3KE10 | INITIATOR TERMINAL (L+,L-,A) W/O LED, SPRING-L. TERM. SZ1.5SQMM, 5MM | 5.01
8PQ1021-0BA01 | SIVACON S4 BASE EDGE WITH FRONT COVER HEIGHT 200MM WIDTH 1000MM | 380.94
8PQ1201-8BA03 | SIVACON S4 CUBICLE HEIGHT 2000MM WIDTH 1000MM DEPTH 800MM | 600.22
6GK6000-8HL00-0AA0 | RUGGEDCOM CABLE CABLE IP67 METAL RJ45 TO RJ45, SHIELDED CAT5E, 3FT | 352.51
6SL3210-1KE17-5AF1 | SINAMICS G120C RATED POWER 3,0KW WITH 150% OVERLOAD FOR 3 SEC 3AC380-480V +10/-20% 47-63HZ INTE | 1036.81
6SL3060-4AB20-0AA0 | SINAMICS DRIVE CLIQ CABLE IP20/IP20 LENGTH: 2100MM | 58.46
6SL3210-1KE14-3AF1 | SINAMICS G120C RATED POWER 1,5KW WITH 150% OVERLOAD FOR 3 SEC 3AC380-480V +10/-20% 47-63HZ INTEG | 1420.99
6SL3210-1KE18-8UB1 | SINAMICS G120C RATED POWER 4,0KW WITH 150% OVERLOAD FOR 3 SEC 3AC380-480V +10/-20% 47-63HZ UNFI | 958.16
8GB5017-5KM | N / N TERMINAL PLUG IN CONNECTION N1 = 3X25QMM AND 14X4QMM N2 = 3X25QMM AND 14X4QMM | 38.98
8GB5024-1KM | SIMBOX XL - FLUSH MOUNTED 2 ROWS - 2 X 12 MW (14 MW) SAFETY CLASS II | 149.62
FDK:083G2191 | ACC.BAG MAG 1100 FOOD DN38 ISO | 574.35
6SL3210-1KE21-3AB1 | SINAMICS G120C RATED POWER 5,5KW WITH 150% OVERLOAD FOR 3 SEC 3AC380-480V +10/-20% 47-63HZ INTE | 1251.31
6GT2891-4FN20 | SIMATIC RF, MV CONNECT. CABLE, PREASSEMBLED, BETWEEN ASM 456, RF160C, RF170C, RF18XC AND READER, | 141.19
6GT2891-4FN50 | SIMATIC RF, MV CONNECT. CABLE, PREASSEMBLED, ZWISCHEN ASM 456, RF160C, RF170C, RF18XC AND READER, | 279.81
6GT2891-4JN10 | SIMATIC RF, MV CONNECT. CABLE, PREASSEMBLED, BETWEEN ASM 456, RF160C, RF170C, RF18XC AND READER | 133.74
6GT2891-4LH50 | SIMATIC RF IO-LINK PLUG-IN CABLE, PREASSEMBLED, BETWEEN IO-LINK MASTER AND READER, M12 4-POLE. AN | 69.02
8PQ1016-0BA02 | SIVACON S4 BASE REINFORCEMENT HEIGHT 100MM WIDTH, DEPTH = 600MM | 65.98
7MH7724-1BS | WEIGHFEEDER CALIBRATION WEIGHT, 8500G | 392.54
7ML1930-1FL | LR560 LID OF HOUSING WITH WINDOW | 123.3
8PQ2010-8BA04 | SIVACON S4 OUTER PLATE DEGREE OF PROTECTION IP4X HEIGHT 100MM WIDTH 800MM | 84.19
6GT2821-6AC10 | SIMATIC RF200 READER RF260R; RS422-INTERFACE (3964R); IP 67, -25 UP TO +70 DGR/C; 75 X 75 X 40 M | 439.07
6GT2891-4EH50 | SIMATIC RF, MV CONNEC. CABLE, PREFABRICATED, BETWEEN ASM 475 AND READER, PUR, CMG, TRAILING, LENG | 152.1
6GK6000-8FG52-1AA0 | RUGGEDCOM MEDIA MODULE 1 X 1000LX SFP - SINGLEMODE, 1310NM, LC, STANDARD REACH 10KM EQUIVALENT | 1534.52
6GK6000-8FG53-0AB0 | RUGGEDCOM MEDIA MODULE 1 X 1000 LX SFP - SINGLEMODE, 1310NM, LC, LONG REACH 25KM EQUIVALENT TO F | 1710.8
6GK6000-8FG53-2EA1 | RUGGEDCOM 2488-22FG53 MODULE CC 2 X 1000LX SFP - SINGLEMODE, 1310NM, LC, 25KM WITH CONFORMAL COAT | 3732.61
6GK6000-8FG54-0AA0 | RUGGEDCOM SFP 1000LX SFP, SINGLEMODE LC, 1550NM, LONG REACH 70 KM | 1982.25
6SL3161-0EP00-0AA0 | SINAMICS S120 COMBI EXTERNAL FAN UNIT INPUT: DC 20,4 - 28,8V POWER CONSUMPTION: 18W CURRENT CONS | 404.65
8PQ2015-8BA08 | SIVACON S4 UPGRADE KIT IP55 BASE COMPARTMENT HEIGHT 150MM WIDTH 800MM | 63.29
8PQ2020-6BA01 | SIVACON S4 COVER BLANK HEIGHT 200MM WIDTH 600MM | 43.03
6SL3210-1KE12-3AF1 | SINAMICS G120C RATED POWER 0,75KW WITH 150% OVERLOAD FOR 3 SEC 3AC380-480V +10/-20% 47-63HZ INTE | 1257.53
6SL3210-1KE13-2UF1 | SINAMICS G120C RATED POWER 1,1KW WITH 150% OVERLOAD FOR 3 SEC 3AC380-480V +10/-20% 47-63HZ UNFIL | 1182.09
6GF3320-0AC07 | METAL STAND FOR SIMATIC MV320, METAL STAND FOR FREEHAND USE OF HANDHELD CODE READER, NOT COMPATI | 79.07
6GF3400-0LT01-8DA1 | MV400 LED RING LIGHT RED CLEAR FLOURESCENT MATERIAL:LED 625NM; RANGE: 500MM...3000MM, FOR SIMATIC | 1928.47
8PQ1208-4BA01 | SIVACON S4 CUBICLE HEIGHT 2000MM WIDTH 800MM DEPTH 400MM | 484.08
6SL3040-0JA01-0AA0 | SINAMICS S110 CONTROL UNIT CU305 PN WITH PROFINET INTERFACE WITHOUT MEMORY CARD | 838.55
6SL3210-1KE14-3UC1 | SINAMICS G120C RATED POWER 1,5KW WITH 150% OVERLOAD FOR 3 SEC 3AC380-480V +10/-20% 47-63HZ UNFIL | 1593.03
6SL3210-1KE14-3UF1 | SINAMICS G120C RATED POWER 1,5KW WITH 150% OVERLOAD FOR 3 SEC 3AC380-480V +10/-20% 47-63HZ UNFIL | 1234.19
6SL3210-1KE15-8AF1 | SINAMICS G120C RATED POWER 2,2KW WITH 150% OVERLOAD FOR 3 SEC 3AC380-480V +10/-20% 47-63HZ INTE | 1559.33
6SL3210-1KE21-3AF1 | SINAMICS G120C RATED POWER 5,5KW WITH 150% OVERLOAD FOR 3 SEC 3AC380-480V +10/-20% 47-63HZ INTE | 1322.83
6SL3210-1KE21-7AC1 | SINAMICS G120C RATED POWER 7,5KW WITH 150% OVERLOAD FOR 3 SEC 3AC380-480V +10/-20% 47-63HZ INTE | 3371.16
8GB5012-1KM | SIMBOX XL - FLUSH MOUNTED 1 ROW - 1 X 12 MW (14 MW) SAFETY CLASS II | 107.68
8GB5012-4KM | SIMBOX XL - HOLLOW WALL 1 ROW - 1 X 12 MW (14 MW) SAFETY CLASS II | 131.5
6SL3210-1KE18-8UC1 | SINAMICS G120C RATED POWER 4,0KW WITH 150% OVERLOAD FOR 3 SEC 3AC380-480V +10/-20% 47-63HZ UNFI | 2159.87
6GT2300-0CE00 | MOBY E TRANSPONDER MDS E624, BUTTON, 752 BYTE EEPROM, IP 67, -25 TO +125 DEGR/C, D=27 MM X 4 MM | 38.59
FDK:083G2213 | ACC.BAG MAG 1100 FOOD DN65 | 79.85
FDK:083N8085 | MAG 3100 C FLANGE 350MM PN40 & 300LB | 335.72
6SL3760-0DE00-0AA0 | SPARE PART FOR SINAMICS S120 OPTION L37 SHAFT FOR DC-SWITCH | 63.98
6GK6000-1BC45-1CE0 | RUGGEDCOM SOTFWARE SUPPORT RUGGEDSOLUTIONS-REFLEX SUPPORT FOR ELAN FEP - 250 DEVICES 17% OF FEP | 4969.2
6SL3730-6TG38-8AU3 | SINAMICS S120 CABINET MODULE SMART LINE MODULE WITH CIM 3AC 500-690V, 50/60HZ OUTPUT: DC 675 - 9 | 46513.45
6SL3730-7TE41-0AU3 | SINAMICS S120 CABINET MODULE ACTIVE LINE MODULE INCL. CIM AND ACTIVE INTERFACE MODULE 3AC 380-480 | 124035.87
6SL3542-6DF71-0RB1 | DISTRIBUTED SERVO-DRIVE SINAMICS S120M AH48, M(0)=2,5NM, N(N)=3000 RPM, INPUT: DC 600V ABSOLUTE | 4565.34
6GK6050-0AL10-0AA0 | BLANK MODULE | 118.55
6GK6050-0AL20-0FC1 | LINE MODULE 4X 10/100/1000TX RJ45 CONFORMAL COATING | 2712.7
6GK6050-0AL30-0BA1 | CONTROL MODULE WITH LAYER 3 STANDARD EDITION LAYER-3-HARDWARE | 4190.89
8GK4100-6KK22 | A400, RMK H=900, W=500 2 ROWS TERMINALS, 4 ROWS CONTR | 287.3
8WH1000-0AF00 | THROUGH-TYPE TERMINALS WITH SCREW CONNECTION CROSS SECTION 2,5 QMM TERMINAL WIDTH 5,2 MM COLOR | 1.37
8WH1000-0AG02 | TERMINAL BLOCK 4MM2 RED SCREW MOUNTING 2 CONNECTION POINTS | 1.58
8PQ2060-8BA01 | SIVACON S4 COVER BLANK HEIGHT 600MM WIDTH 800MM | 105
8PQ2065-8BA04 | SIVACON S4 FACHTUER UPGRADE KIT IP55 HEIGHT 650MM WIDTH 800MM | 83.82
8PQ2070-8BA02 | SIVACON S4 FACHTUER UPGRADE KIT IP55 HEIGHT 700MM WIDTH 800MM | 84.66
6SL3562-6DF71-0RH2 | DISTRIBUTED SERVO-DRIVE SINAMICS S120M AH63, M(0)=5NM, N(N)=3000 RPM, INPUT: DC 600V ABSOLUTE E | 4854.65
6SL3563-6DF71-0RH2 | DISTRIBUTED SERVO-DRIVE SINAMICS S120M AH63, M(0)=7,1NM, N(N)=3000 RPM, INPUT: DC 600V ABSOLUTE | 5133.03
8GK9507-7KK33 | ALPHA 630 UNIVERSAL, TRANSPARENT DOOR IP43, IP55 (GIUGIARO-DESIGN), RAL 7035, H=1000, B=900 | 1116.61
8GK9515-5KK23 | ALPHA 125 UNIVERSAL, DOOR IP55, SHEET METAL, RAL 7035, H=800, W=600 | 518.08
7ME3951-0LD20 | PORTABLE LIQUID FLOW TRANSDUCER UNIVERSAL, C2 UNIVERSAL FOR PIPE OD FROM 51 TO 254 MM (2 TO 10 IN | 1994.82
6GT2698-5AA10 | MOBY D ANTENNA ANT D5 FOR CONNECTION TO SLG D10/SLG D10S BASIC DEVICE, SLG D11/SLG D11S BASIC DE | 1226.82
6GK6015-0AL20-0HC0 | RUGGEDCOM RX1500PN LM E02 LINE MODULE DUAL E1 75 OHMS VIA BNC (CHANNELIZED/UNCHANNELIZED) | 1486.3
6GK6015-0AL20-0PH1 | RUGGEDCOM RX1500PN M12 X CG04B LINE MODULE 8 PIN M12 X-CODED COPPER ETHERNET MODULES 2X 10/100/1 | 1055.85
6GK6050-0AR00-1SP0 | RUGGEDCOM REPN-SP01 SWITCH MODULE, CONFIGURATION 2 X SINGLEMODE MILITARY CIRCULAR FIBER CONNECTO | 4369.55
8WH9070-6JA00 | BARRIER-INSTA-TERMINALS FOR 2,5 MM 2, WIDTH 2MM GREY | 1.27
8PQ2065-6BA01 | SIVACON S4 COVER BLANK HEIGHT 650MM WIDTH 600MM | 87.78
8PQ2070-0BA02 | SIKUS/SIVACON DOOR WIRING SUPPORT DOOR HEIGHT 700, 725MM | 38.77
8PQ2075-4BA01 | SIVACON S4 FACHTUER UPGRADE KIT IP55 HEIGHT 750MM WIDTH 400MM | 81.05
8PQ2197-1BA12 | SIVACON S4 CUBICLE DOOR WITH TRANSPARENT DEGREE OF PROTECTION UP TO IP55 HINGE RIGHT TURNING LE | 885.46
8PQ2197-4BA11 | SIVACON S4 CUBICLE DOOR BLANK DEGREE OF PROTECTION IP4X HINGE RIGHT DOUBLE BIT KEY HEIGHT 1975 | 337.28
6SL3700-0LG42-5BU3 | SINAMICS S120 CABINET MODULE LINE CONNECTION MODULE 3AC 500-690V, 50/60HZ RATED CURRENT: 2500 A | 49044.8
8UC7410-1BB-ZA04 | 3K HANDLE 8UC74 IN TI-GREY WITH MASKING PLATE IN LIGHT GREY *** SPECIAL VARIANT *** HANDLE LOCKI | 153.32
6GF3400-0LT01-7BA1 | MV400 LED RING LIGHT IR CLEAR FLOURESCENT MATERIAL:LED 850NM; RANGE: 500MM...3000MM, FOR SIMATIC | 1928.47
7MH5114-6PL70 | SIWAREX WL270 LOAD CELL K-S CA HT 500 T - RATED LOAD 500T - ACCURACY 0,3 % - 20M CABLE LENGTH, 4 | 20382.7
6SL3700-0LG32-8AU3 | SINAMICS S120 CABINET MODULE LINE CONNECTION MODULE 3AC 500-690V, 50/60HZ RATED CURRENT: 280 A C | 8590.77
A5E02734585 | FUE080 SPAREPART TRANSMITTER FOR FUE380 SYSTEMS WITH CUSTODY TRANSFER APPROVAL (7ME341). TYP | 3104.53
6SL3130-6TE25-5AA3 | SINAMICS S120 SMART LINE MODULE INPUT: 3AC 380-480V, 50/60HZ OUTPUT: DC 600V, 90A, 55KW FRAME SI | 6154.98
6SL3040-1LA00-0AA0 | SINAMICS S120 CONTROL UNIT CU310-2 DP WITH PROFIBUS INTERFACE WITHOUT COMPACTFLASH CARD | 1194.53
6SL3054-4AG00-2AA0 | SINAMICS SD-CARD 512 MB EMPTY | 96.49
8GB5048-4KM | SIMBOX XL - HOLLOW WALL 4 ROWS - 4 X 12 MW (14 MW) SAFETY CLASS II | 263.99
7MF5987-1BE | COVER FOR SITRANS P500 WITHOUT WINDOW, INCL. GASKET, MATERIAL: DIE-CAST ALUMINUM COAT OF LACQUER | 157.27
FDK:083G2194 | ACC.BAG MAG 1100 FOOD DN76.1 ISO | 964.51
6SL3210-1KE18-8AC1 | SINAMICS G120C RATED POWER 4,0KW WITH 150% OVERLOAD FOR 3 SEC 3AC380-480V +10/-20% 47-63HZ INTE | 2451.74
6SL3210-1KE21-7AP1 | SINAMICS G120C RATED POWER 7,5KW WITH 150% OVERLOAD FOR 3 SEC 3AC380-480V +10/-20% 47-63HZ INTE | 1623.14
6SL3210-1KE22-6UF1 | SINAMICS G120C RATED POWER 11,0KW WITH 150% OVERLOAD FOR 3 SEC 3AC380-480V +10/-20% 47-63HZ UNF | 1830.5
6SL3210-1KE23-2UC1 | SINAMICS G120C RATED POWER 15,0KW WITH 150% OVERLOAD FOR 3 SEC 3AC380-480V +10/-20% 47-63HZ UNF | 4888.96
FDK:083N8127 | MAG 3100 E FLANGE 150MM 300LB | 633.33
FDK:083N8129 | MAG 3100 E FLANGE 200MM PN6 AISI 316 | 774.88
FDK:083N8140 | MAG 3100 E FLANGE 250MM 150LB | 1028.03
FDK:083N8141 | MAG 3100 E FLANGE, 10 INCH ANSI CL. 300 AISI 316 | 1028.03
6NH7997-5AA21-0AE3 | SINAUT PP ST7SC V2.1 ML; POWERPACK FOR SOFTWARE ST7SC M ON ST7SC L; FOR MORE THAN 12 SINAUT ST7- | 2628
8PQ2022-4BA03 | SIKUS/SIVACON MODULE DOOR UPGRADE TO DEGREE OF PROTECTION IP55 HEIGHT 225MM WIDTH 400MM | 73.32
8PQ2025-6BA17 | SIVACON S4 COVER SENTRON 3NP SWITCH 3NP1153 UP TO 400A ARRANGEMENT HORIZONTAL FIXED MOUNTED DIR | 87.99
8PQ2025-8BA04 | SIVACON S4 MODULE DOOR DEGREE OF PROTECTION IP4X HEIGHT 250MM WIDTH 800MM | 139.38
FDK:085U2374 | MASS 6000 SCREWS & SEALING, EX PIEDESTAL | 143.25
8PQ3000-1BA10 | SIVACON S4 INTERMEDIATE PLATE FOR MOUNTING PLATE HEIGHT 1600MM | 141.23
8PQ3000-1BA21 | SIVACON S4 SEPARATION MAIN BUSBAR SYSTEM SHAPE2B MAIN BUSBAR FRONT A. BEHIND WIDTH 1200MM DEPTH | 373.52
8PQ3000-2BA50 | SIVACON S4 COVER DISTRIBUTION BUSBAR HEIGHT 1900MM WIDTH 200MM SUPPORTING STRUCTURE FOR DOOR | 120.79
8PQ3000-2BA53 | SIVACON S4 MOUNTING PLATE MODULAR BLANK HEIGHT 300MM WIDTH 800MM | 103.14
6GT2391-0AH30 | SIMATIC RF200/RF300 CONNECTING CABLE FOR ANTENNA PUR, UL 758, LENGTH 3M TRAILING CAPABILITY STRA | 146.36
6GK5408-0GA00-8AP2 | PE408 PORT EXTENDER FOR SCALANCE XM400 MANAGED MODULAR IE SWITCH; EXPANSION: 8 X 10/100/1000 MBI | 2298.85
6GK5408-0PA00-8AP2 | PE408POE PORT EXTENDER FOR SCALANCE XM-400 MANAGED MODULAR IE SWITCH; EXPANSION: 8 X 10/100/1000 | 2961.98
6SL3352-7BH33-3AA0 | SINAMICS REPLACEMENT FAN FUSE FOR 3AC 660-690 V, 50/60 HZ AC DRIVE/POWER/MOTOR MODULE CHASSIS UN | 62.17
6GK5524-8GR00-2AR2 | SCALANCE XM524-8C; MANAGED IE SWITCH; LAYER 3 INTEGRATED; POWER SUPPLY 24V DC; 24 X 10/100/1000 | 8855.64
7KG6101-2EK10 | SIMEAS TRANSDUCER (G)MUU FOR ALTERNATING VOLTAGE IN HOUSING, FOR SNAPPING ON MOUNTING RAIL RATED | 521.57
7KG6106-2AK11-0B | SIMEAS TRANSDUCER (G)MUU FOR ALTERNATING VOLTAGE IN HOUSING, FOR SNAPPING ON MOUNTING RAIL RATED | 1408.69
8US1213-4AU01 | BUSBAR ADAPTER MCCB, 160 A 60 MM BUSBAR SYSTEM FOR 3VA10/11,VA50/51 200 X 77 MM | 182.42
6GK5597-1AA00-8AA0 | SCALANCE X ACCESSORIES; SLIDE-IN FAN SET FAN597-1 FOR SCALANCE 552-12M | 663.1
6GK5597-2AA00-8AA0 | SCALANCE X ACCESSORIES; SLIDE-IN FAN SET FAN597-2 FOR SCALANCE 528-6M | 663.1
6GK5721-1FC00-0AB0 | IWLAN CLIENT, SCALANCE W721-1 RJ45, FOR USE IN USA ONLY, 1 RADIO, 1 R-SMA ANT. CONNECT., IEEE 80 | 768.36
6GK1561-4AA02 | COMMUNICATION PROCESSOR CP 5614 A3, PCI-CARD (32BIT; 3.3/5V; 33/66MHZ); WITH MASTER UND SLAVE INT | 2476.65
FDK:083G0165 | ACCESSORIES FOR MAG 1100 PTFE GASKET SET FOR DN100 2 X PTFE-GASKETS 2 X EARTHING WIRES 3 X M6 SC | 176.02
FDK:083G2163 | ACC.BAG MAG 1100 FOOD DN65 DIN | 883.75
6GK6000-8CG01-4EA1 | RUGGEDCOM 2488-24CG01 MODULE CC 4 X 10/100/1000TX RJ45 WITH CONFORMAL COATING | 1016.11
6GK6050-0AR00-8SM0 | RUGGEDCOM REPN-8FSM1 8 X SINGLE MODE MILITARY CIRCULAR FIBER CONNECTORS WITH LC CONNECTORS | 16877.25
6GK6050-0ML20-0BD1 | LINE MODULE 8X 100FX MULTIMODE LC 2KM | 5782.78
8PQ2197-4BA02 | SIVACON S4 OUTER PLATE DEGREE OF PROTECTION IP4X HEIGHT 1975MM WIDTH 400MM | 204.4
8PQ2197-6BA12 | SIVACON S4 CUBICLE DOOR BLANK DEGREE OF PROTECTION IP55 HINGE RIGHT DOUBLE BIT KEY HEIGHT 1975 | 503.58
6GK6000-8FB53-0AA0 | RUGGEDCOM SFP 1000BX SFP SINGLEMODE LC, 1310TX 1490RX, 40KM | 2209.71
6GK6000-8FG52-2EA0 | RUGGEDCOM 2488-22FG52 MODULE 2 X 1000LX SFP - SINGLEMODE, 1310NM, LC, 10KM | 2343.27
6GK6000-8FG53-4EA1 | RUGGEDCOM 2488-24FG53 MODULE CC 4 X 1000LC - SINGLEMODE 1300NM, SFP LC, 25KM WITH CONFORMAL COATI | 7278.58
6GK6000-8FX04-4EA1 | RUGGEDCOM 2488-24FXA04 MODULE C 4 X 100FX - SINGLEMODE, 1310NM, ST, 20KM WITH CONFORMAL COATING | 2675.04
6XV1871-5BH20 | IE CONNECTING CABLE IE FC RJ45 PLUG-180/IE FC RJ45 PLUG-180; IE FC TRAILING CABLE GP PREASS. W. | 67.57
6GK6050-0RB00-0AG0 | RUGGEDCOM MX5000REPN MR1; RACK REAR MOUNT, FAN CONTROLLER AND POWER BLOCKS ON FRONT PANEL | 26233.66
6GK7243-5DX30-0XE0 | COMMUNICATION MODULE CM 1243-5 FOR CONNECTION OF SIMATIC S7-1200 TO PROFIBUS AS DP MASTER MODULE; | 719.81
6XV1870-3QN25 | SIMATIC NET, IND. ETHERNET TP CORD RJ45/RJ45, CAT 6A, TP CABLE 4X2, PREASSEMBLED W/ 2 RJ45 CONNE | 108.91
8GK9515-6KK33 | ALPHA 630 UNIVERSAL, DOOR IP55, SHEET METAL, RAL 7035, H=1000, W=900 | 700.59
8GK9535-8KK24 | ALPHA 630 UNIVERSAL, MOUNTING PLATES MATERIAL 2MM FOR DIRECT MOUNTING IN ENCLOSURE H=1800MM, B=6 | 492.57
8PQ2300-8BA02 | SIVACON S4 TOP PLATE DEGREE OF PROTECTION IP55 BLANK WIDTH 850MM DEPTH 600MM | 128.23
8PQ2420-0BA03 | SIVACON S4 REAR WALL DEGREE OF PROTECTION IP55 HEIGHT 2000MM WIDTH 350MM | 204.4
8GK6712-6KK23 | ALPHA 630 UNIVERSAL, MCCB-ASSEMBLY KIT 1 X 3VL400 3 + 4 POLE H=600MM B=600MM, VERTICAL MOUNTING | 427.81
8GK9120-8KK02 | ALPHA 630 UNIVERSAL, SIDE PANEL, IP43, CLOSED, RAL 7035, H=2000, D=250, 1 SET | 578.9
6SL3200-0UF01-0AA0 | SINAMICS V20 FSA REPLACEMENT FAN | 14.39
6SL3203-0CE21-8AA0 | SINAMICS LINE REACTOR 380-480V 3AC 47-63HZ I_LN = 22,3A STANDALONE | 163.22
6SL3210-1KE12-3AB1 | SINAMICS G120C RATED POWER 0,75KW WITH 150% OVERLOAD FOR 3 SEC 3AC380-480V +10/-20% 47-63HZ INTE | 1099.77
8GK9560-0KK11 | ROTARY HANDLE LOCKING EQUIPMENT FOR WALL-MOUNTED DB IP43/55 FOR KABA CYLINDER, BLACK CYLINDER PRO | 281.98
8GK9608-1KK20 | ALPHA 630 UNIVERSAL, FRONT COVER WITH CUTOUTS 1ROW 1X24TE H=200MM B=600MM 200MM TIER SPACING | 174.06
8PQ2300-8BA01 | SIVACON S4 TOP PLATE DEGREE OF PROTECTION IP55 BLANK WIDTH 350MM DEPTH 600MM | 80.94
8PQ2302-8BA01 | SIVACON S4 TOP PLATE DEGREE OF PROTECTION IP55 BLANK WIDTH 1200MM DEPTH 800MM | 204.4
8PQ2308-8BA01 | SIVACON S4 TOP PLATE DEGREE OF PROTECTION IP55 BLANK WIDTH 800MM DEPTH 800MM | 125.44
8PQ2308-8BA06 | SIVACON S4 CORNER CUBICLE TOP PLATE DEGREE OF PROTECTION IP4X ENCLOSED DEPTH 800MM | 140.3
6FX2003-0DM67 | SIGNAL CONNECTOR, RJ45 DRIVE-CLIQ IP67 METALL DESIGN | 46.81
6GT2815-0BN40 | SIMATIC RF600 CONNECT. CABLE ANTENNA L40 PREASSEMBLED, BETWEEN READER AND ANTENNA, IP65 PE, CMR/ | 611.25
6XV1878-2T | IE TP TRAIN CABLE 4X2; CAT7 TP INSTALLATION CABLE F. TRAIN APPLICATIONS, FOR CONNECTION TO FC M12 | 17.03
7ML1930-1GF | SITRANS LUT400 PANEL MOUNT CABLE EXTENSION, 2.5 M (8.2 FT) | 58.72
7ML1930-6AK | USB TO RS-232 CONVERTER | 140.85
6SL3210-1KE21-3UP1 | SINAMICS G120C RATED POWER 5,5KW WITH 150% OVERLOAD FOR 3 SEC 3AC380-480V +10/-20% 47-63HZ UNFI | 1151.25
FDK:083G2277 | ACC.BAG MAG 1100 FOOD DN15 TRI-CLOVER WELD | 318.48
FDK:083G2294 | ACC.BAG MAG 1100 FOOD DN80 TRI-CLAMP | 964.51
FDK:083N8117 | MAG 3100 E FLANGE 100MM PN10,16 BSTD & E | 562.55
FDK:083N8121 | MAG 3100 E FLANGE 125MM PN10,16 BSTD & E | 589.78
FDK:083N8143 | MAG 3100 E FLANGE, 250MM, AS2129, TABLE E AISI 316 | 1033.47
FDK:083N8157 | MAG 3100 E FLANGE 350MM 150LB | 1517.1
FDK:083N8182 | MAG 3100 E FLANGE 500MM 150LB | 3102.23
6SL3210-1KE23-8AP1 | SINAMICS G120C RATED POWER 18,5KW WITH 150% OVERLOAD FOR 3 SEC 3AC380-480V +10/-20% 47-63HZ INT | 3153.31
8PQ2030-6BA01 | SIVACON S4 COVER BLANK HEIGHT 300MM WIDTH 600MM | 68.68
6SL3210-1PB13-0AL0 | SINAMICS G120 POWER MODULE PM240-2 WITH BUILT IN CL. A FILTER WITH BUILT IN BRAKING CHOPPER 1/3A | 378.99
6NH7997-5CA21-2GA3 | SINAUT SW ST7SC V2.1 L UPGR; UPGRADE OF V1.0...V1.2 L OR SL OR ML; SOFTWARE FOR CONNECTION OF MOR | 1679.07
8PQ3000-0BA87 | SIVACON S4 CABLE BRACKET PROFILE C30 WIDTH 1200MM | 108.71
8PQ3000-1BA06 | SIVACON S4 MOUNTING PLATE HEIGHT 1600MM WIDTH 1000MM | 485.94
6GK5408-8GR00-2AM2 | SCALANCE XM408-8C; MANAGED MODULAR IE SWITCH; LAYER 3 INTEGRATED; 8 X 10/100/1000 MBIT/S RJ45; 8 | 5245.69
8PQ3000-1BA28 | SIVACON S4 MOUNTING PLATE MODULAR BLANK HEIGHT 800MM WIDTH 800MM | 221.14
8PQ3000-1BA38 | SIVACON S4 SUPPORTING STRUCTURE INSIDE BOTTOM SPACE DEPTH 400MM | 28.44
8PQ3000-2BA21 | SIKUS/SIVACON MOUNTING PLATE MODULAR CLOSED HEIGHT 600MM WIDTH 400MM | 78.88
6SL3210-1NE31-1AL0 | SINAMICS G120 POWER MODULE PM230 WITH BUILT IN CL. A FILTER PROTECTION IP20 3AC380-480V +10/-10% | 12905.03
6SL3210-1PB21-0AL0 | SINAMICS G120 POWER MODULE PM240-2 WITH BUILT IN CL. A FILTER WITH BUILT IN BRAKING CHOPPER 1/3A | 590.98
6SL3210-1PE22-7UL0 | SINAMICS G120 POWER MODULE PM240-2 WITHOUT FILTER WITH BUILT IN BRAKING CHOPPER 3AC380-480V +10/ | 1713.04
FDK:085B5335 | SITRANS FUS ACCESSORY: EXTRACTION TOOL FOR 230MM SONO 3200 O-RING TRANSDUCER TYPES(1 BOX WITH | 10517.08
6GK5552-0AR00-2AR2 | SCALANCE XR552-12M; MANAGED IE SWITCH; LAYER 3 INTEGRATED; 19" RACK; PORTS FRONT SIDE; 4 X 1000/1 | 15903.52
6SL3060-4AG10-0AA0 | PRE-ASSEMBLED CABLE 1600MM | 53.32
7KG6106-2QN27-0B | SIMEAS TRANSDUCER (G)MUU FOR ALTERNATING VOLTAGE IN HOUSING, FOR SNAPPING ON MOUNTING RAIL RATED | 1507.81
A5E03007576 | FUE080 SPAREPART TRANSMITTER FOR AQUAMETRO FUE380 SYSTEMS WITH CUSTODY TRANSFER APPROVAL (7ME3 | 1807.28
6GK5748-1GD00-0AA0 | IWLAN CLIENT, SCALANCE W748-1 M12, FOR USE OUTSIDE OF USA, 1 RADIO, 3 N-CON. ANT.CONNECT., IEEE | 1895.69
6GK1561-2AA00 | COMMUNICATIONSPROCESSOR CP 5612 PCI-CARD FOR CONNECTING A PG OR PC WITH PCI-BUS TO PROFIBUS OR M | 910.15
6SL3210-1PB21-4UL0 | SINAMICS G120 POWER MODULE PM240-2 WITHOUT FILTER WITH BUILT IN BRAKING CHOPPER 1/3AC200-240V +1 | 629.52
6SL3210-1PE16-1UL1 | SINAMICS G120 POWER MODULE PM240-2 UNFILTERED WITH BUILT IN BRAKING CHOPPER 3AC380-480V +10/-10% | 556.75
6SL3210-5BB23-0UV0 | SINAMICS V20 1AC200-240V -10/+10% 47-63HZ RATED POWER 3,0 KW WITH 150% OVERLOAD FOR 60SEC UNFILT | 462.36
A5E03007597 | FUE080 SPAREPART TRANSMITTER FOR AQUAMETRO FUE380 SYSTEMS WITH CUSTODY TRANSFER APPROVAL (7ME3 | 1769.24
8PQ5000-1BA71 | SIVACON S4 SEPARATION 3NJ4 SHAPE2B, 3B WIDTH 800MM | 198.84
6SL3210-5FE10-4UA0 | SINAMICS V90 INPUT: 3AC 380-480V -15%/+10% 1.5A 45-66HZ OUTPUT: 0-INPUT V 1.2A 0-330HZ PROTEC | 586.93
8PQ3000-1BA45 | SIVACON S4 SEPARATION 3NJ6 SHAPE2B, 3B MAIN BUSBAR FRONT DEPTH 600MM | 202.55
8PQ3000-1BA75 | SIKUS/SIVACON SUPPORT FOR BASIC ADAPTER ASSEMBLY KITS SYSTEM 8GK FOR INSTALLATION WEIGHTS OF 30 | 27.13
FDK:083N8102 | MAG 3100 TYPE C FLANGE 400MM PN40 CL300 | 391.98
FDK:083N8292 | MAG 3100 E FLANGE 80MM CLASS 300 | 488.15
FDK:083N8305 | MAG 3100 C FLANGE, 32 INCH / 800MM, AWWA AISI 304 | 933.67
FDK:083N8396 | MAG 3100 C FLANGE 900MM AS2129 E AISI 304 | 1142.35
6SL3210-1KE23-8UB1 | SINAMICS G120C RATED POWER 18,5KW WITH 150% OVERLOAD FOR 3 SEC 3AC380-480V +10/-20% 47-63HZ UNF | 2795.79
8GF5760 | STAB UNIVERSAL BUSBAR SUPPORT 4POLE STAGED, 15X5/20X5/30X5MM | 93.84
6NH7997-7CA31-0AA2 | SINAUT SW ST7CC V3.1 M; SOFTWARE FOR CONNECTION OF MAX 12 SINAUT ST7-STATIONS TO WINCC; SINGLE L | 6480.04
6NH9870-1AA00 | FLAT ANTENNA FOR GSM - (2G) NETWORKS, TRIPLE-BAND WITH 900 / 1800 / 1900 MHZ; INDEPENDENT MOUNTIN | 110.19
6SL3210-1KE23-8UC1 | SINAMICS G120C RATED POWER 18,5KW WITH 150% OVERLOAD FOR 3 SEC 3AC380-480V +10/-20% 47-63HZ UNF | 5910.55
8PQ3000-0BA57 | SIVACON S4 SEPARATION MAIN BUSBAR SYSTEM SHAPE2B MAIN BUSBAR FRONT O. BEHIND WIDTH 800MM DEPTH | 158.87
FDK:085U0221 | ACC.BAG USM SEALING SCREWS | 48.99
FDK:085U0226 | USM II, HART MODUL | 217.77
FDK:085U1003 | ACCESSORY USM ASS. TERMINAL BOX LID | 160.92
8PQ3000-1BA54 | SIVACON S4 SEPARATION MAIN BUSBAR SYSTEM SHAPE2B MAIN BUSBAR FRONT O. BEHIND WIDTH 200MM DEPTH | 71.18
8PQ3000-1BA63 | SIVACON S4 MOUNTING PLATE MODULAR BLANK HEIGHT 400MM WIDTH 800MM | 117.06
8PQ3000-1BA84 | SIKUS/SIVACON TOUCH GUARD SPACING RACK AND ASSEMBLY KITS SYSTEM 8GK DEGREE OF PROTECTION IP30, I | 222.1
6SL3210-1PC22-8UL0 | SINAMICS G120 POWER MODULE PM240-2 WITHOUT FILTER WITH BUILT IN BRAKING CHOPPER 3AC200-240V +10/ | 1156.29
6SL3210-1PE13-2AL1 | SINAMICS G120 POWER MODULE PM240-2 WITH BUILT IN CL. A FILTER WITH BUILT IN BRAKING CHOPPER 3AC3 | 485.33
6SL3210-1PE21-1AL0 | SINAMICS G120 POWER MODULE PM240-2 WITH BUILT IN CL. A FILTER WITH BUILT IN BRAKING CHOPPER 3AC3 | 985
6SL3210-1PE21-1UL0 | SINAMICS G120 POWER MODULE PM240-2 WITHOUT FILTER WITH BUILT IN BRAKING CHOPPER 3AC380-480V +10/ | 842.25
6SL3210-1PE21-4UL0 | SINAMICS G120 POWER MODULE PM240-2 WITHOUT FILTER WITH BUILT IN BRAKING CHOPPER 3AC380-480V +10/ | 985
FDK:085B5393 | SONOKIT ALIGNMENT TOOL HOT-TAP INST. | 6503.28
6SL3065-8AM00-0AA0 | TERMINAL KIT FOR TM150 | 74.36
8GF5682 | SIKUS UNIVERSAL COPPER-BAR, FLEXIBLE, L=2000 MM 20X10X1MM 400A, 20 DEGREES | 1171.55
6SL3210-5BB12-5UV0 | SINAMICS V20 1AC200-240V -10/+10% 47-63HZ RATED POWER 0,25KW WITH 150% OVERLOAD FOR 60SEC UNFILT | 205.08
6SL3210-5BB15-5AV0 | SINAMICS V20 1AC200-240V -10/+10% 47-63HZ RATED POWER 0,55KW WITH 150% OVERLOAD FOR 60SEC INTEGR | 257.48
6SL3210-5BB15-5UV0 | SINAMICS V20 1AC200-240V -10/+10% 47-63HZ RATED POWER 0,55KW WITH 150% OVERLOAD FOR 60SEC UNFILT | 237.98
6SL3210-5BB17-5AV0 | SINAMICS V20 1AC200-240V -10/+10% 47-63HZ RATED POWER 0,75KW / 0,75HP WITH 150% OVERLOAD FOR 60SE | 276.91
6FX3002-2DB10-1CA0 | SIGNAL CABLE PREASSEMBLED FOR ABS. ENCODER IN S-1FL6 HI 3X2X0.22+2X2X0.25 MOTION-CONNECT 300 UL/ | 200.88
8PQ3000-0BA68 | SIVACON S4 SEPARATION MAIN BUSBAR SYSTEM SHAPE2B MAIN BUSBAR FRONT WIDTH 600MM DEPTH 400MM | 86.14
8PQ3000-0BA82 | SIVACON S4 PLUG IN STRIPE FOR SEPARATION ASSEMBLY HEIGHT 1600MM | 98.5
8PQ3000-1BA02 | SIVACON S4 CRANE BRACKET WIDTH 1000MM | 121.73
8PQ3000-2BA66 | SIVACON S4 MOUNTING PLATE MODULAR BLANK HEIGHT 300MM WIDTH 400MM | 63.09
8PQ3000-2BA76 | SIVACON S4 SEPARATION MAIN BUSBAR SYSTEM SHAPE2B MAIN BUSBAR FRONT A. BEHIND WIDTH 850MM DEPTH | 210.93
8PQ3000-2BA78 | SIVACON S4 SEPARATION MAIN BUSBAR SYSTEM SHAPE2B MAIN BUSBAR VARIABLE WIDTH 850MM DEPTH 800MM | 234.14
8PQ3000-2BA82 | SIVACON S4 TOUCH PROTECTION COVER GAP CUBICLE STRUCTURE AND KITS OF SYSTEM 8GK DEGREE OF PROTECT | 356.81
6GK5761-1FC00-0AA0 | IWLAN ACCESS POINT, SCALANCE W761-1 RJ45, FOR USE OUTSIDE OF USA, 1 RADIO, 1 R-SMA ANT. CONNECT., | 1088.74
8PQ2000-1BA01 | SIVACON S4 INTERNAL DOOR HEIGHT 2000MM WIDTH 1000MM | 440.42
6SL3200-0SF12-0AA0 | SINAMICS G120/G120C FAN UNIT FSA INCLUDES PLUGABLE FRAME WITH BUILT IN FAN USED FOR PM2X0-2 UND | 181.5
6SL3200-0SF41-0AA0 | SINAMICS G120C TOP FAN FOR FSB INCLUDES TOP COVER WITH BUILT IN FAN INTEGRATED FILTER CLASS A | 201.66
7MF1572-8AC | TESTING ADAPTER FOR TRANSMITTER 7MF1572* (CONNECTION G1/2") | 381.09
6GT2821-5AC40 | SIMATIC RF200 READER RF250R W. RS232-INTERFACE (ASCII) WITHOUT ANTENNA IP 65, -25 UP TO +70 DGR/ | 551
6SL3200-0SK04-0AA0 | SINAMICS G120P SMALL MOUNTING PARTS FOR POWER MODUL PM230 IP55 / UL TYPE12 FSC OR IP20 | 141.37
6GK6000-8FG54-2EA0 | RUGGEDCOM 2488-22FG54 MODULE 2 X 1000LX SFP - SINGLEMODE, 1310NM, LC, 70KM | 6469.86
8WA8348-0XA | PLATES HORIZONTEL.TEXT PACK WITH 136 PLATES 2 CARDS PER 68 PLATES INSCRIPTION 2MM SIZE. 5X7MM, | 0.34
8WA8360-0BK | PLATES VERTICAL. 46..50 PGK MIT 204 PLATES 3 CARDS PER 68 PLATES INSCRIPTION 2MM SIZE. 5X7MM, | 0.19
8PQ1024-4BA01 | SIVACON S4 CORNER CUBICLE BASE EDGES WITH COVERS HEIGHT 200MM DEPTH 400MM | 339.14
8PQ1202-6BA02 | SIVACON S4 CUBICLE HEIGHT 2000MM WIDTH 1200MM DEPTH 600MM | 606.7
8PQ1202-8BA02 | SIVACON S4 CUBICLE HEIGHT 2000MM WIDTH 1200MM DEPTH 800MM | 629.96
8PQ1204-8BA01 | SIVACON S4 CUBICLE HEIGHT 2000MM WIDTH 400MM DEPTH 800MM | 566.78
6SL3210-1KE13-2AF1 | SINAMICS G120C RATED POWER 1,1KW WITH 150% OVERLOAD FOR 3 SEC 3AC380-480V +10/-20% 47-63HZ INTEG | 1270.82
6SL3136-6AE21-0AA1 | SINAMICS S120 SMART LINE MODULE INPUT: 3-PH 380-480 V, 50/60 HZ OUTPUT: 600 V DC, 17 A, 10 KW FR | 1776.08
6SL3210-1KE18-8AB1 | SINAMICS G120C RATED POWER 4,0KW WITH 150% OVERLOAD FOR 3 SEC 3AC380-480V +10/-20% 47-63HZ INTE | 1101.15
8GB5021-5KM | PE TERMINAL PLUG IN CONNECTION PE = 6X25QMM AND 28X4QMM | 34.68
8GB5048-0KM | SIMBOX XL - WALL MOUNTED 4 ROWS - 4 X 12 MW (14 MW) SAFETY CLASS II WITHOUT DOOR | 141.99
FDK:083G2189 | ACC.BAG MAG 1100 FOOD DN25 ISO | 523.54
FDK:083G2193 | ACC.BAG MAG 1100 FOOD DN63.5 ISO | 816.61
6SL3210-1KE21-7UB1 | SINAMICS G120C RATED POWER 7,5KW WITH 150% OVERLOAD FOR 3 SEC 3AC380-480V +10/-20% 47-63HZ UNFI | 1344.27
FDK:083G2279 | ACC.BAG MAG 1100 FOOD DN25 TRI-CLOVER WELD | 374.73
FDK:083N8111 | MAG 3100 C FLANGE 600MM PN6 & 10 | 588.87
FDK:083N8119 | MAG 3100 TYPE E FLANGE ASSY 100MM 300LB | 562.55
FDK:083N8145 | MAG 3100 E FLANGE 300MM PN16 AISI 316 | 1248.52
FDK:083N8172 | MAG 3100 E FLANGE 450MM PN40 AISI 316 | 2421.73
6SL3210-1KE23-8AF1 | SINAMICS G120C RATED POWER 18,5KW WITH 150% OVERLOAD FOR 3 SEC 3AC380-480V +10/-20% 47-63HZ INT | 3153.31
6NH7997-7CA31-2GA3 | SINAUT SW ST7CC V3.1 L UPGR; UPGRADE OF V2.4...V2.7 L OR SL OR ML; SOFTWARE FOR CONNECTION OF MOR | 1679.07
6SL3210-1KE23-8UP1 | SINAMICS G120C RATED POWER 18,5KW WITH 150% OVERLOAD FOR 3 SEC 3AC380-480V +10/-20% 47-63HZ UNF | 2867.31
8PQ2025-8BA05 | SIVACON S4 FACHTUER UPGRADE KIT IP55 HEIGHT 250MM WIDTH 800MM | 69.06
6SL3210-1NE31-5UL0 | SINAMICS G120 POWER MODULE PM230 UNFILTERED PROTECTION IP20 3AC380-480V +10/-10% 47-63HZ OUTPUT | 13850.92
6NH7997-5CA21-2GA1 | SINAUT SW ST7SC V2.1 S UPGR; UPGRADE OF V1.0...V1.2 S; SOFTWARE FOR CONNECTION OF MAX 6 SINAUT ST | 1679.07
8PQ3000-1BA04 | SIVACON S4 MOUNTING PLATE HEIGHT 1900MM WIDTH 1000MM | 488.7
FDK:085U1005 | MAG SENSORPROM 2KB QUOTE SENSOR CODE NO., SERIAL NO. AND CAL.FACTOR | 82.43
FDK:085U1514 | FRAME FOR DISPLAY IP67 MKIII & IV | 33.35
8PQ3000-1BA23 | SIVACON S4 SEPARATION MAIN BUSBAR SYSTEM SHAPE2B MAIN BUSBAR VARIABLE WIDTH 1200MM DEPTH 800MM | 356.81
8PQ3000-1BA31 | SIVACON S4 SUPPORTING STRUCTURE INSIDE FUNCTIONAL COMPARTMENT WITH MAIN BUSBAR SYSTEM ASSEMBLY H | 20.18
6GK5308-2FP10-2AA3 | SCALANCE X308-2LH+ MANAGED PLUS IE SWITCH, 2 X 1000MBIT/S SM SC 1 X 10/100/1000MBIT/S AND 7 X 10 | 13297.47
6SL3210-1PB13-0UL0 | SINAMICS G120 POWER MODULE PM240-2 WITHOUT FILTER WITH BUILT IN BRAKING CHOPPER 1/3AC200-240V +1 | 321.19
6SL3210-1PB15-5AL0 | SINAMICS G120 POWER MODULE PM240-2 WITH BUILT IN CL. A FILTER WITH BUILT IN BRAKING CHOPPER 1/3A | 436.82
8PQ5000-2BA28 | SIVACON S4 SEPARATION VERTICAL BESIDES SHAPE3 HEIGHT 150MM | 39.5
8PQ5000-2BA31 | SIVACON S4 SEPARATION VERTICAL BESIDES FORM3 400A UP TO 630A HEIGHT 200MM | 43.03
6SL3210-5FE11-0UA0 | SINAMICS V90 INPUT: 3AC 380-480V -15%/+10% 3.8A 45-66HZ OUTPUT: 0-INPUT V 3.0A 0-330HZ PROTEC | 741.85
8PQ3000-2BA35 | SIKUS/SIVACON CABLE BRACKET PROFILE PROFILE C30 WIDTH 850MM | 187.67
C73451-A430-D83 | COVER(METAL), SCREWS (4PCS) AND SEAL FOR SIPART PS2, 6DR4* AND 6DR5* | 372.85
8PQ5000-3BA64 | SIVACON S4 SEPARATION KIT HORIZONTAL FOR VERTICAL BUS BAR WIDTH 800MM | 61.7
8PQ5000-3BA74 | SIVACON S4 COVER CABELCONNECTION REAR SWITCH 3VL4 UP TO 400A ARRANGEMENT HORIZONTAL 4-POLE WITH | 65.33
8PQ5000-4BA01 | SIVACON S4 SEPARATION 3WL SHAPE 4 SWITCH 3WL11 630 - 1000A 3- OR 4-POLE FIXED MOUNTED, WITHDRAW | 116.14
7KG6106-3BN27-0B | SIMEAS TRANSDUCER (G)MUU FOR ALTERNATING VOLTAGE IN HOUSING, FOR SNAPPING ON MOUNTING RAIL RATED | 1507.81
8PQ6000-3BA37 | SIVACON S4 KIT MODULAR INSTALLATIONDEVICES 1-ROW FOR COVER 36MW WIDTH 800MM | 36.69
7KG6106-2RN27-0B | SIMEAS TRANSDUCER (G)MUU FOR ALTERNATING VOLTAGE IN HOUSING, FOR SNAPPING ON MOUNTING RAIL RATED | 1507.81
7KG6106-2SN24-0B | SIMEAS TRANSDUCER (G)MUU FOR ALTERNATING VOLTAGE IN HOUSING, FOR SNAPPING ON MOUNTING RAIL RATED | 1507.81
8PQ3000-2BA83 | SIVACON S4 TOUCH PROTECTION COVER GAP CUBICLE STRUCTURE AND KITS OF SYSTEM 8GK DEGREE OF PROTECT | 380.02
6XV1841-2A | IE FC TP ROBUST STANDARD CABLE GP 2X2 (PROFINET TYPE A), TPE- OUTER SHEATH, FIXED INSTALLAT. FOR | 4.94
7KG6106-2UN24-0B | SIMEAS TRANSDUCER (G)MUU FOR ALTERNATING VOLTAGE IN HOUSING, FOR SNAPPING ON MOUNTING RAIL RATED | 1507.81
7KG6106-3PN21-0B | SIMEAS TRANSDUCER (G)MUU FOR ALTERNATING VOLTAGE IN HOUSING, FOR SNAPPING ON MOUNTING RAIL RATED | 1507.81
A5E03461583 | SITRANS FUE950 SPARE PART: FUE950 COMBINATION CURRENT OUTPUT MODULE, 2X 4-20MA PASSIVE (7ME348 | 842.13
A5E03461585 | SITRANS FUE950 SPARE PART: FUE950 MODULE CONNECTION CABLE WITH 2 PLUGS (1 PSC.) (7ME348 VERSIO | 78.28
A5E03589260 | LR250 THREADED PVDF ANTENNA VERSION ENCLOSURE WITH BOARD STACK, M20 CABLE INLET, APPROVAL OPTION | 2824.92
8PQ6000-5BA17 | SIVACON S4 KIT 3VL CONNECTION CABLE REAR SWITCH 3VL3 UP TO 250A ARRANGEMENT HORIZONTAL 4-POLE H | 344.73
8PQ6000-5BA24 | SIVACON S4 KIT SENTRON 3WL SWITCH 3WL SIZE 2 3- OR 4-POLE FIXED MOUNTED OR WITHDRAWABLE HEIGHT | 222.1
8MF1064-2UD11-0A | SIVACON SICUBE ROOF GALVANISED 2MM WIDTH 600 DEPTH 400 PLAIN FOAMED SEAL | 126.62
8MF1066-2UD20-0A | SIVACON SICUBE ROOF GALVANISED 2MM WIDTH 600 DEPTH 600 PERFORATED WITHOUT SEAL | 59.51
8MF1066-3BS4 | SIVACON SICUBE CASE HWD 2000X600X600 | 1970.45
8MF1066-3VS4 | SIVACON SICUBE CASE HWD 2000X600X600 VENT | 1970.45
8PQ5000-2BA43 | SIVACON S4 SEPARATION VERTICAL BESIDES SHAPE3 HEIGHT 650MM | 87.18
8MF1080-2GS30 | SIVACON SICUBE FRAME_GALVANIZED_2,5MM HEIGHT 2000 WIDTH 800 DEPTH 000 | 609.54
8MF1080-2HD1 | GROUNDING BARS 30X5, W08 | 87.99
8MF1080-2UT14-0CA1 | DOOR RIGHT-HAND H20 W08 EMV | 962.91
8MF1080-2UT15-0CA1 | DOOR LEFT-HAND H20 W08 EMV | 976.02
8MF1270-2UT14-0BE2 | SIVACON SICUBE DOOR, GLASS, 1,5MM RAL 7035 RA HEIGHT 2200 WIDTH 450 PLAIN FOAMED SEAL | 576.7
8MF1270-2UT15-0BA2 | SIVACON SICUBE DOOR, 1,5MM RAL 7035 LA HEIGHT 2200 WIDTH 450 PLAIN FOAMED SEAL | 462.41
8MF1270-2UT25-0BE2 | SIVACON SICUBE DOOR- HALF, GLASS, 1,5MM RAL 70 HEIGHT 2200 WIDTH 450 PLAIN FOAMED SEAL | 474.23
8MF1280-2AL13-0 | SIVACON SICUBE M. BOARD BACK HXW 2200X800 PERF | 403.29
6SL3210-5BE31-5CV0 | SINAMICS V20 3AC380-480V -15/+10% 47-63HZ RATED POWER 15KW WITH 150% OVERLOAD FOR 60SEC INTEGRAT | 1618.7
6SL3210-5BE31-5UV0 | SINAMICS V20 3AC380-480V -15/+10% 47-63HZ RATED POWER 15KW WITH 150% OVERLOAD FOR 60SEC UNFILTER | 1496.9
6SL3211-1PE18-0UL1 | SINAMICS G120 POWER MODULE PM240-2 UNFILTERED WITH BUILT IN BRAKING CHOPPER 3AC380-480V +10/-10% | 1490.5
6SL3244-0BB13-1FA0 | SINAMICS G120 CONTROL UNIT CU240E-2 PN-F E-TYPE SAFETY INTEGRATED STO, SS1, SLS, PROFINET 6DI, 3 | 565.42
6SL3260-6AA00-0DA0 | SINAMICS G120 MOUNTING FRAME FSA PUSH-THROUGH | 108.46
6SL3264-1EA00-0LA0 | SINAMICS G120 SHIELD CONNECTION KIT 4 INCLUDES SCREENING PLATE AND FIXING ELEMENTS FOR CONTROL U | 20.97
6SL3266-1EA00-0KA0 | SINAMICS G120C SCREENING PLATE FOR FSA INCLUDES SCREENING PLATE AND MOUNTING ACCESSORIES | 85.09
6SL3266-1EC00-0KA0 | SINAMICS G120C SCREENING PLATE FOR FSC INCLUDES SCREENING PLATE AND MOUNTING ACCESSORIES | 104.05
8PQ6000-2BA53 | SIVACON S4 KIT SENTRON 3K SWITCH 3KL-, 3KA711 3- OR 4-POLE ARRANGEMENT VERTICAL HEIGHT 200MM W | 90.61
8PQ6000-2BA65 | SIVACON S4 KIT SENTRON 3K SWITCH 3KL5 UP TO 125A 3- OR 4-POLE ARRANGEMENT HORIZONTAL HEIGHT 300 | 102.23
8PQ6000-2BA67 | SIVACON S4 KIT SENTRON 3K SWITCH 3KL-, 3KA715 3- OR 4-POLE ARRANGEMENT HORIZONTAL HEIGHT 450MM | 120.79
7KG6111-2FJ10 | SIMEAS TRANSDUCER (G)MUI FOR ALTERNATING CURRENT IN HOUSING, FOR SNAPPING ON MOUNTING RAIL RATED | 521.57
7KG6113-3AN24-0B | SIMEAS TRANSDUCER (G)MUI FOR ALTERNATING CURRENT IN HOUSING, FOR SNAPPING ON MOUNTING RAIL RATED | 1507.81
7KG6131-1AN21 | SIMEAS-T TRANSDUCER FOR DC-VOLTAGE AND CURRENT & ISOLATING AMPLIFIERS INPUT VOLTAGE: -60MV TO 60 | 2091.11
7KG6113-2BN24-0B | SIMEAS TRANSDUCER (G)MUI FOR ALTERNATING CURRENT IN HOUSING, FOR SNAPPING ON MOUNTING RAIL RATED | 1507.81
CQO:192-56-2 | MOUNTING CHAIN FOR PORTABLE DOPPLER TRANSDUCERS LENGTH: 2X760MM UND 2X1500MM | 120.16
6SL3243-0BB30-1HA3 | SINAMICS G120 CONTROL UNIT CU230P-2 HVAC USS/ MODBUS RTU/BACNET MS/TP 6 DI, 3 DO, 4 AI, 2 AO 1 M | 399.17
6SL3100-0EE22-0AA0 | SINAMICS LINE REACTOR FOR 20 KW COMBI LINE MODULE INPUT: 3-PH 380-480 V, 50/60 HZ | 713.62
7KG6113-2EK17-0B | SIMEAS TRANSDUCER (G)MUI FOR ALTERNATING CURRENT IN HOUSING, FOR SNAPPING ON MOUNTING RAIL RATED | 1408.69
7KG6113-2EN27-0B | SIMEAS TRANSDUCER (G)MUI FOR ALTERNATING CURRENT IN HOUSING, FOR SNAPPING ON MOUNTING RAIL RATED | 1507.81
7KG6113-3AK17-0B | SIMEAS TRANSDUCER (G)MUI FOR ALTERNATING CURRENT IN HOUSING, FOR SNAPPING ON MOUNTING RAIL RATED | 1408.69
6SL3720-1TG34-1AU3 | SINAMICS S120 CABINET MODULE SINGLE MOTOR MODULE WITH CIM NEMA DESIGN INPUT: DC 675 - 1035V OUTP | 45722.42
6SL3720-1TG41-0AU3 | SINAMICS S120 CABINET MODULE SINGLE MOTOR MODULE WITH CIM NEMA DESIGN INPUT: DC 675 - 1035V OUTP | 100937.36
8PQ6000-5BA74 | SIVACON S4 KIT 3NP CONNECTION CABLE SWITCH 3NP1163 UP TO 630A ARRANGEMENT HORIZONTAL 3-POLE FIX | 322.4
8MF1260-2HL7 | SIVACON SICUBE CABLE TRENCH HXW 50X75HF (2M) | 80.64
8MF1260-2UT15-0BA2 | SIVACON SICUBE DOOR, 1,5MM RAL 7035 LA HEIGHT 2200 WIDTH 600 PLAIN FOAMED SEAL | 487.37
8MF1260-2UT34-0BA2 | 8MF1 COMPARTMENT DOORS H12 W06 | 287.69
8MF1260-2UW62-1B | S/R PANEL EMV H22 D06 IP40 | 734.33
8MF1280-2UT15-0CA1 | DOOR LEFT-HAND H22 W08 EMV | 1036.47
8MF1280-2UT25-0CA1 | DOOR HALVES LEFT H22 W08 EMV | 1003.62
8MF1280-2UW61-1C | SIVACON SICUBE PANEL SIDE/ BACK 1,5MM COATED HEIGHT 2200 WIDTH 800 0 | 329.73
8MF1286-3BS5 | SIVACON SICUBE CASE HWD 2200X800X600 | 2509.06
8MF1296-3VS4 | SIVACON SICUBE CASE HWD 2200X900X600 VENT | 2719.25
8MF1298-3VR4 | SIVACON SICUBE CASE HWD 2200X900X800 VENT R | 2456.52
8MF1320-2AM02-0 | SIVACON SICUBE MOUNT. SHEET. INT. HXW 300X120 | 103.92
8MF1320-2HH | SIVACON SICUBE CABLE ORGANISER 30 W1200 | 29.97
8PQ3000-2BA84 | SIVACON S4 TOUCH PROTECTION COVER GAP CUBICLE STRUCTURE AND KITS OF SYSTEM 8GK DEGREE OF PROTECT | 400.45
6SL3210-5BE22-2UV0 | SINAMICS V20 3AC380-480V -15/+10% 47-63HZ RATED POWER 2.2KW WITH 150% OVERLOAD FOR 60SEC UNFILTE | 483.41
6SL3210-5BE27-5UV0 | SINAMICS V20 3AC380-480V -15/+10% 47-63HZ RATED POWER 7.5KW WITH 150% OVERLOAD FOR 60SEC UNFILTE | 956.42
FDK:087H3007 | SPAREPART SITRANS F US: TRANSDUCER SPARE PART SET FOR SITRANS FUS880 RETROFIT SYSTEM, WITH 2 PCS. | 669.18
6SL3260-2NA00-0VA0 | SETPOINT CONNECTOR FOR CONNECT.TO SINAMICS V90 WITH CONTROLLER 50-POLES INSULATOR, MDR 50X PIN C | 529.07
7KG6106-2JN21-0B | SIMEAS TRANSDUCER (G)MUU FOR ALTERNATING VOLTAGE IN HOUSING, FOR SNAPPING ON MOUNTING RAIL RATED | 1450.94
8PQ6000-2BA50 | SIVACON S4 KIT SENTRON 3K SWITCH 3KL61 UP TO 630A 3- OR 4-POLE ARRANGEMENT HORIZONTAL HEIGHT 55 | 126.35
8PQ6000-3BA36 | SIVACON S4 KIT MODULAR INSTALLATIONDEVICES 1-ROW FOR COVER 24MW WIDTH 600MM | 33.47
7KG6131-1UJ14 | SIMEAS-T TRANSDUCER FOR DC-VOLTAGE AND CURRENT & ISOLATING AMPLIFIERS INPUT VOLTAGE: -300V TO 30 | 2091.11
6SL3216-5BE17-5CV0 | SINAMICS V20 3AC380-480V -15/+10% 47-63HZ RATED POWER 0.75KW WITH 150% OVERLOAD FOR 60SEC INTEGR | 378.43
A5E34143449 | SITRANS LG, GWR SENSOR FOR CONTINUOUS LG DISPLAY MODULE | 303.1
7KG6111-2EJ10 | SIMEAS TRANSDUCER (G)MUI FOR ALTERNATING CURRENT IN HOUSING, FOR SNAPPING ON MOUNTING RAIL RATED | 521.57
7KG6113-2AN27-0B | SIMEAS TRANSDUCER (G)MUI FOR ALTERNATING CURRENT IN HOUSING, FOR SNAPPING ON MOUNTING RAIL RATED | 1507.81
A5E03461717 | SITRANS FUE950 SPARE PART: FUE950 230 VAC MODULE INCL. BACK-UP BATTERY (INCL. INTERNAL FUSE T5 | 186.43
8PQ6000-5BA26 | SIVACON S4 KIT SENTRON 3WL SWITCH 3WL SIZE 1, SIZE 2 SIZE 1 3- OR 4-POLE SIZE 2 3-POLE SIZE 1 F | 159.81
8MF1060-3BR5 | SIVACON SICUBE CASE HWD 2000X600X1000 R | 1944.18
8MF1064-2GS30 | SIVACON SICUBE FRAME_GALVANIZED_2,5MM HEIGHT 2000 WIDTH 600 DEPTH 400 | 509.69
8MF1068-2GS30 | SIVACON SICUBE FRAME_GALVANIZED_2,5MM HEIGHT 2000 WIDTH 600 DEPTH 800 | 560.92
8MF1068-2UD30-0A | SIVACON SICUBE ROOF GALVANISED 2MM WIDTH 600 DEPTH 800 WITH VENTILATION OPENING WITHOUT SEAL | 98.52
8MF1080-3BR4 | SIVACON SICUBE CASE HWD 2000X800X1000 R | 1970.45
8MF1264-2GS30 | SIVACON SICUBE FRAME_GALVANIZED_2,5MM HEIGHT 2200 WIDTH 600 DEPTH 400 | 528.08
8MF1266-3BR5 | SIVACON SICUBE CASE HWD 2200X600X600 R | 1865.36
8MF1280-2AM02-0 | SIVACON SICUBE MOUNT. SHEET. INT. HXW 200X800 | 46.46
8MF1280-2UT14-1BA2 | SIVACON SICUBE DOOR, 1,5MM RAL 7035 RA HEIGHT 2200 WIDTH 800 WITH VENTILATION OPENING FOAMED SE | 554.35
8MF1288-3BS4 | SIVACON SICUBE CASE HWD 2200X800X800 | 2522.22
6SL3710-2GH42-4EA3 | SINAMICS G150 CONVERTER CABINET UNIT, AC/AC 3AC 660-690V, 50/60HZ NOM. POWER RATING: 2400KW 6-/1 | 300597.08
7KG6113-3EK17-0B | SIMEAS TRANSDUCER (G)MUI FOR ALTERNATING CURRENT IN HOUSING, FOR SNAPPING ON MOUNTING RAIL RATED | 1408.69
7KM9300-0AB01-0AA0 | PLUG-IN COMMUNICATIONS MODULE PROFIBUS DP V1 | 221.21
8MF1290-2UW62-1B | S/R PANEL EMV H22 D09 IP40 | 956.33
8MF1296-3BR5 | SIVACON SICUBE CASE HWD 2200X900X600 R | 2509.06
8MF1360-2HH | SIVACON SICUBE CABLE ORGANISER 30 W600 | 19.43
8MF1380-2HH | SIVACON SICUBE CABLE ORGANISER 30 W800 | 21.39
8MF1390-2HH | SIVACON SICUBE CABLE ORGANISER 30 W900 | 40.6
8GF9655 | STAB UNIVERSAL MOUNT. RAIL (1 SET = 2 UNITS) VERTICAL, H=1000MM | 130.3
A5E31805999 | MANUAL COLLECTION (OPERATING INSTRUCTIONS, OPERATING MANUALS, ALL LANGUAGES CD-ROM/DVD) | 253.47
8WH9120-0DB08 | SHIELD CONNECTION BLACK | 18.99
6SL3420-1TE13-0AA1 | SINAMICS S120 SINGLE MOTOR MODULE INPUT: DC 600V OUTPUT: 3AC 400V, 3A FRAME SIZE BOOKSIZE COMPAC | 1523.11
LZX:PT570125 | PLUG-IN RELAY, 4 CO CONTACTS, 125V DC, 6A, WIDTH 22.5MM ALSO FOR LZS BASES | 8.17
7KG6131-1PK14 | SIMEAS-T TRANSDUCER FOR DC-VOLTAGE AND CURRENT & ISOLATING AMPLIFIERS INPUT VOLTAGE: -150V TO 15 | 2091.11
7KG6131-1PN27 | SIMEAS-T TRANSDUCER FOR DC-VOLTAGE AND CURRENT & ISOLATING AMPLIFIERS INPUT VOLTAGE: -150V TO 15 | 2091.11
7KG6131-1QM11 | SIMEAS-T TRANSDUCER FOR DC-VOLTAGE AND CURRENT & ISOLATING AMPLIFIERS INPUT VOLTAGE: -250V TO 25 | 2091.11
7KG6131-1QN24 | SIMEAS-T TRANSDUCER FOR DC-VOLTAGE AND CURRENT & ISOLATING AMPLIFIERS INPUT VOLTAGE: -250V TO 25 | 2091.11
7KG6131-1WN27 | SIMEAS-T TRANSDUCER FOR DC-VOLTAGE AND CURRENT & ISOLATING AMPLIFIERS INPUT VOLTAGE: -1000V TO 1 | 2091.11
8MF1420-2HH | SIVACON SICUBE CABLE ORGANISER 40 W1200 | 78.28
8MF1501-2HH | SIVACON SICUBE CABLE ORGANISER 50 D1000 | 132.68
8MF1560-2HH | SIVACON SICUBE CABLE ORGANISER 50 W600 | 106.15
8MF1560-2UT34-0BA2 | 8MF1 COMPARTMENT DOORS H05 W06 | 218.06
8GF9663 | STAB UNIVERSAL CONNECTING ELEMENTS F. SERIES-CONNECT. CABINETS | 17.8
6SL3420-1TE15-0AX1 | SINAMICS S120 SINGLE MOTOR MODULE INPUT: DC 60V OUTPUT: 3AC 40V, 5A FRAME SIZE BOOKSIZE COMPACT | 1928.68
6SL3420-1TE21-8AA1 | SINAMICS S120 SINGLE MOTOR MODULE EINGANG: DC 600V AUSGANG: 3AC 400V, 18A BAUFORM BOOKSIZE COMPA | 2713.24
6SL3720-1TG34-7AU3 | SINAMICS S120 CABINET MODULE SINGLE MOTOR MODULE WITH CIM NEMA DESIGN INPUT: DC 675 - 1035V OUTP | 50468.69
6SL3720-1TG35-8AU3 | SINAMICS S120 CABINET MODULE SINGLE MOTOR MODULE WITH CIM NEMA DESIGN INPUT: DC 675 - 1035V OUTP | 61859.72
6SL3730-1TE41-2CU3 | SINAMICS S120 CABINET MODULE BASIC LINE MODULE 3AC 380-480V, 50/60HZ, 1200A OUTPUT: DC 510 - 650V | 22940.29
8PQ2065-8BA03 | SIVACON S4 MODULE DOOR DEGREE OF PROTECTION IP4X HEIGHT 650MM WIDTH 800MM | 275.97
6SL3420-2TE13-0AA1 | SINAMICS S120 DOUBLE MOTOR MODULE INPUT: DC 600V OUTPUT: 3AC 400V, 3A/3A FRAME SIZE BOOKSIZE COM | 2280.05
8MF1000-2AB12 | 19 ZOLL SHELVES T 230 | 75.94
8MF1000-2AB33 | COVER SWING FRAMES, VENT., 3HU | 56.09
8MF1000-2CD17 | SIVACON SICUBE DECORATIVE COVER WIDTH 100 WITH SIEMENS LABEL SPACE FOR INDICATOR LAMP R | 122.57
8MF1000-2CK | SIVACON SICUBE LIFTING_EYES | 26.13
8MF1008-3BS4 | SIVACON SICUBE CASE HWD 2000X1000X800 | 2798.06
8MF1008-3VR4 | SIVACON SICUBE CASE HWD 2000X1000X800 VENT R | 2509.06
8MF1020-2CS | SIVACON SICUBE STAND | 198.37
8MF1020-3VR4 | SIVACON SICUBE CASE HWD 2000X1200X1000 VENT R | 2732.34
8MF1024-2UB42-0 | 8MF1 BASES EMV W12 D04 IP40 | 127.29
8MF1024-3BS5 | SIVACON SICUBE CASE HWD 2000X1200X400 | 2916.31
A5E03048719 | FUS080 SPAREPART TRANSMITTER FOR SONOKIT SYS.7ME321&322 TYPE SITRANS FUS080 IP67 POLYAMIDE, SU | 1769.24
6SL3730-7TE32-6AU3 | SINAMICS S120 CABINET MODULE ACTIVE LINE MODULE INCL. CIM AND ACTIVE INTERFACE MODULE 3AC 380-480 | 34489.54
6SL3730-7TE41-4AU3 | SINAMICS S120 CABINET MODULE ACTIVE LINE MODULE INCL. CIM AND ACTIVE INTERFACE MODULE 3AC 380-480 | 148241.93
6SL3730-7TG35-8AU3 | SINAMICS S120 CABINET MODULE ACTIVE LINE MODULE INCL. CIM AND ACTIVE INTERFACE MODULE 3AC 500-690 | 104734.39
6SL3730-6TG38-8BU3 | SINAMICS S120 CABINET MODULE SMART LINE MODULE WITH CIM 3AC 500-690V, 50/60HZ OUTPUT: DC 675 - 9 | 46513.45
8MF1084-2UD12-0A | 8MF1 ROOF EMV W08 D04 IP40 | 187.84
8MF1096-2UB12-0 | SIVACON SICUBE BOTTOM PLATE WIDTH 900 DEPTH 600 PLAIN | 116.12
8MF1096-2UB32-0 | SIVACON SICUBE BOTTOM PLATE WIDTH 900 DEPTH 600 CABLE INLET | 161.57
8MF1096-2UB42-0 | 8MF1 BASES EMV W09 D06 IP40 | 141.86
8MF1096-3BR4 | SIVACON SICUBE CASE HWD 2000X900X600 R | 2141.24
8MF1226-3VS4 | SIVACON SICUBE CASE HWD 2200X1200X600 VENT | 3034.52
8MF1230-2UT14-0CA1 | DOOR RIGHT-HAND H22 W03 EMV | 822.33
8MF1240-2UT14-1BA2 | SIVACON SICUBE DOOR, 1,5MM RAL 7035 RA HEIGHT 2200 WIDTH 400 WITH VENTILATION OPENING FOAMED SE | 436.14
6SL3720-1TE21-8AU3 | SINAMICS S120 CABINET MODULE BOOKSIZE CABINET KIT SINGLE MOTOR MODULE INPUT: DC 510 - 720V OUTPU | 3812.86
6SL3720-1TG31-8AU3 | SINAMICS S120 CABINET MODULE SINGLE MOTOR MODULE WITH CIM NEMA DESIGN INPUT: DC 675 - 1035V OUTP | 22149.26
A5E02554972 | SITRANS F US SONOKIT 2-TRACKS OP INSTR DE | 44.73
A5E02559809 | MAG 5000/6000 TERM.PLATE STD IP00 | 161.52
8WH9160-0AA00 | ADJUSTMENT PLATE WIDTH 2,5 MM COLOR GREY | 0.78
6SL3730-1TG41-4AU3 | SINAMICS S120 CABINET MODULE BASIC LINE MODULE 3AC 500-690V, 50/60HZ, 1400A OUTPUT: DC 675 - 930V | 33698.52
6SL3730-6TE35-5AU3 | SINAMICS S120 CABINET MODULE SMART LINE MODULE WITH CIM 3AC 380-480V, 50/60HZ OUTPUT: DC 510 - 6 | 18985.1
8GK1123-4KA42 | ALPHA 400 DIN WALL-MOUNTING DISTRIBUTION BOARD EMPTY CUBICLE, RAL 9016, IP55 H=950 W=1050 D=210 | 965.35
8GK1123-5KA22 | ALPHA 400 DIN WALL-MOUNTING DISTRIBUTION BOARD EMPTY CUBICLE, RAL 9016, IP55 H=1100 W=550 D=210 | 685.11
8GK1123-5KA42 | ALPHA 400 DIN WALL-MOUNTING DISTRIBUTION BOARD EMPTY CUBICLE, RAL 9016, IP55 H=1100 W=1050 D=210 | 1044.74
8GK1123-5KA52 | ALPHA 400 DIN WALL-MOUNTING DISTRIBUTION BOARD EMPTY CUBICLE, RAL 9016, IP55 H=1100 W=1300 D=210 | 1175.31
8MF1000-2UW62-1B | S/R PANEL EMV H20 D10 IP40 | 852.57
8MF1000-2VR | SIVACON SICUBE DOOR POSITION SWITCH DOUBLE | 50.57
8MF1000-3BR4 | SIVACON SICUBE CASE HWD 2000X1000X1000 R | 2535.33
8MF1006-2CT | SIVACON SICUBE STAND COVER | 42.83
6SL3542-6DF71-0RA2 | DISTRIBUTED SERVO-DRIVE SINAMICS S120M AH48, M(0)=2,5NM, N(N)=3000 RPM, INPUT: DC 600V ABSOLUTE | 4293.54
6SL3542-6DF71-0RG1 | DISTRIBUTED SERVO-DRIVE SINAMICS S120M AH48, M(0)=2,5NM, N(N)=3000 RPM, INPUT: DC 600V ABSOLUTE | 4203.72
8MF1028-3VR4 | SIVACON SICUBE CASE HWD 2000X1200X800 VENT R | 2732.34
8MF1030-2UT15-0CA1 | DOOR LEFT-HAND H20 W03 EMV | 781.64
8MF1040-2UT14-0CA1 | DOOR RIGHT-HAND H20 W04 EMV | 797.39
8MF1050-2UT14-1BA2 | SIVACON SICUBE DOOR, 1,5MM RAL 7035 RA HEIGHT 2000 WIDTH 500 WITH VENTILATION OPENING FOAMED SE | 465.02
7LF4531-0 | WEEKLY TIME SWITCH ASTRO DIGITAL 230V 16A 1CHANNEL 2MW | 198.16
6SL3730-6TE41-7CU3 | SINAMICS S120 CABINET MODULE SMART LINE MODULE WITH CIM 3AC 380-480V, 50/60HZ OUTPUT: DC 510 - 6 | 52050.8
8MF1090-2AA12-0 | SIVACON SICUBE MOUNT. SHEET OUTS. HXW 1000900 | 228.6
8MF1090-2HD2 | GROUNDING BARS 30X10, W09 | 158.96
8MF1090-2UT14-0CA1 | DOOR RIGHT-HAND H20 W09 EMV | 983.93
8MF1090-2UT15-0BE2 | SIVACON SICUBE DOOR, GLASS, 1,5MM RAL 7035 LA HEIGHT 2000 WIDTH 900 PLAIN FOAMED SEAL | 726.45
8MF1090-2UT25-0CA1 | DOOR HALVES LEFT H20 W09 EMV | 918.24
8MF1120-2HL7 | SIVACON SICUBE CABLE TRENCH HXW 37,5X25HF (2M) | 57.92
8MF1135-2AS30 | SIVACON SICUBE MOUNTING RACK 50 L1350 | 44
8MF1200-2AK13-0 | SIVACON SICUBE M.BOARD SIDE HXB2200X1000 PERF | 352.03
8MF1200-3BS4 | SIVACON SICUBE CASE HWD 2200X1000X1000 | 3244.7
8PQ2055-1BA05 | SIVACON S4 MODULE DOOR DEGREE OF PROTECTION IP4X HEIGHT 550MM WIDTH 1000MM | 209.97
8PQ2055-6BA05 | SIVACON S4 COVER SENTRON 3WL SWITCH 3WL SIZE 1, SIZE 2 3-POLE FIXED MOUNTED, WITHDRAWABLE HEIGH | 90.14
8PQ2055-6BA16 | SIVACON S4 MODULE DOOR FOR SENTRON 3WL SWITCH 3WL11, 3WL12 3WL11 3- OR 4-POLE 3WL12 3-POLE 3WL1 | 157.97
8MF1060-2CD17 | SIVACON SICUBE DECORATIVE COVER WIDTH 600 WITH SIEMENS LABEL SPACE FOR INDICATOR LAMP R | 85.65
8MF1060-2HC13-0 | 8MF1 SERRATED BARS PLAIN L06 | 28.65
8MF1060-2UT14-0BA2 | SIVACON SICUBE DOOR, 1,5MM RAL 7035 RA HEIGHT 2000 WIDTH 600 PLAIN FOAMED SEAL | 482.1
8MF1060-2UT15-1BA2 | SIVACON SICUBE DOOR, 1,5MM RAL 7035 LA HEIGHT 2000 WIDTH 600 WITH VENTILATION OPENING FOAMED SE | 508.37
A5E00524070 | SPAREPART: MAGNET WITH MAGNETHOLDER FOR NCS. MAGNETHOLDER OUT OF ANODIZED ALUMINIUM FOR PART-TURN | 345.38
6SL3501-0BE18-8AA0 | SINAMICS G110M INTERNAL BRAKE RESISTOR FOR FSA PEAK POWER 75W AVERAGE POWER 7,5W RESISTANCE 350 | 101.39
8PQ2055-8BA10 | SIVACON S4 MODULE DOOR SENTRON 3WL SWITCH 3WL12 3- OR 4-POLE FIXED MOUNTED, WITHDRAWABLE DEGREE | 223.91
8PQ2065-6BA03 | SIVACON S4 MODULE DOOR DEGREE OF PROTECTION IP4X HEIGHT 650MM WIDTH 600MM | 223.91
8GK1123-6KA12 | ALPHA 400 DIN WALL-MOUNTING DISTRIBUTION BOARD EMPTY CUBICLE, RAL 9016, IP55 H=1250 W=300 D=210 | 635.89
8GK1133-5KA32 | ALPHA 400 DIN WALL-MOUNTING DISTRIBUTION BOARD EMPTY CUBICLE, RAL 9016, IP55 H=1100 W=800 D=210 | 1185.38
8MF1000-2HD2 | GROUNDING BARS 30X10, W10 | 158.96
8MF1000-2UW60-1C | SIVACON SICUBE PANEL SIDE/ BACK 1,5MM COATED HEIGHT 2000 WIDTH 1000 0 | 306.1
8MF1006-2GS30 | SIVACON SICUBE FRAME_GALVANIZED_2,5MM HEIGHT 2000 WIDTH 000 DEPTH 600 | 592.45
8MF1006-3BR5 | SIVACON SICUBE CASE HWD 2000X1000X600 R | 2535.33
8MF1008-3BR4 | SIVACON SICUBE CASE HWD 2000X1000X800 R | 2509.06
6SL3517-1BE16-3AM0 | SINAMICS G110M POWER MODULE PM240M WITH BUILT IN CL. A FILTER PROTECTION IP65 3AC380-480V +10/-1 | 1259.91
6SL3532-6DF71-0RG1 | DISTRIBUTED SERVO-DRIVE SINAMICS S120M AH36, M(0)=1,00NM, N(N)=3000 U/MIN INPUT: DC 600V ABSOLU | 3712.74
8MF1028-2GS30 | SIVACON SICUBE FRAME_GALVANIZED_2,5MM HEIGHT 2000 WIDTH 200 DEPTH 800 | 625.29
8MF1028-2UD30-0A | SIVACON SICUBE ROOF GALVANISED 2MM WIDTH 1200 DEPTH 800 WITH VENTILATION OPENING WITHOUT SEAL | 178.66
8MF1050-2UT25-0BA2 | SIVACON SICUBE DOOR- HALF, 1,5MM RAL 7035 LA HEIGHT 2000 WIDTH 500 PLAIN FOAMED SEAL | 346.79
8MF1060-2CD00 | SIVACON SICUBE DECORATIVE COVER WIDTH 600 WITHOUT SIEMENS LABEL PLAIN | 72.78
6SL3730-7TE35-0AU3 | SINAMICS S120 CABINET MODULE ACTIVE LINE MODULE INCL. CIM AND ACTIVE INTERFACE MODULE 3AC 380-480 | 60594.07
8MF1084-2VH | SIVACON SICUBE TRAY IPX1 HEIGHT 800 DEPTH 400 | 148.45
8MF1084-3BS4 | SIVACON SICUBE CASE HWD 2000X800X400 | 2075.53
8MF1090-2UW62-1B | S/R PANEL EMV H20 D09 IP40 | 817.08
8MF1090-3VS4 | SIVACON SICUBE CASE HWD 2000X900X1000 VENT | 2811.19
8MF1098-2GS30 | SIVACON SICUBE FRAME_GALVANIZED_2,5MM HEIGHT 2000 WIDTH 900 DEPTH 800 | 593.77
8MF1120-2AM02-0 | SIVACON SICUBE MOUNT. SHEET. INT. HXW 100X120 | 50.57
8MF1204-2AK03-0 | SIVACON SICUBE M.BOARD SIDE HXB2200X400 | 162.88
8MF1224-3BR5 | SIVACON SICUBE CASE HWD 2200X1200X400 R | 2706.12
8PQ2055-8BA05 | SIVACON S4 COVER SENTRON 3WL SWITCH 3WL SIZE 2 4-POLE FIXED MOUNTED, WITHDRAWABLE HEIGHT 550MM | 103.14
6SL3720-1TE33-8AU3 | SINAMICS S120 CABINET MODULE SINGLE MOTOR MODULE WITH CIM NEMA DESIGN INPUT: DC 510 - 720V OUTPU | 26420.92
8MF1250-2UT25-0BE2 | SIVACON SICUBE DOOR- HALF, GLASS, 1,5MM RAL 70 HEIGHT 2200 WIDTH 500 PLAIN FOAMED SEAL | 489.99
8MF1260-2AL13-0 | SIVACON SICUBE M. BOARD BACK HXW 2200X600 PERF | 384.88
8GK9910-0KK38 | STAY HOLDER ALPHA 400/630 FOR 210MM DEPHT | 7.07
8PQ2075-1BA01 | SIVACON S4 MODULE DOOR DEGREE OF PROTECTION IP4X BASE COMPARTMENT HEIGHT 750MM WIDTH 1000MM | 271.3
6SL3700-0LE41-6AU3 | SINAMICS S120 CABINET MODULE LINE CONNECTION MODULE 3AC 380-480V, 50/60HZ RATED CURRENT: 1600 A | 31641.81
6SL3700-0LG41-3AU3 | SINAMICS S120 CABINET MODULE LINE CONNECTION MODULE 3AC 500-690V, 50/60HZ RATED CURRENT: 1250 A | 25629.85
8MF1860-2UT14-1BA2 | SIVACON SICUBE DOOR, 1,5MM RAL 7035 RA HEIGHT 1800 WIDTH 600 WITH VENTILATION OPENING FOAMED SE | 486.07
8MF1860-2UT25-0BE2 | SIVACON SICUBE DOOR- HALF, GLASS, 1,5MM RAL 70 HEIGHT 1800 WIDTH 600 PLAIN FOAMED SEAL | 500.48
8MF1890-2UT14-0BE2 | SIVACON SICUBE DOOR, GLASS, 1,5MM RAL 7035 RA HEIGHT 1800 WIDTH 900 PLAIN FOAMED SEAL | 698.87
8WA8360-1AC | PLATES VERTICAL. L1 L2 L3 N PE PACK WITH 204 PLATES 3 CARDS PER 68 PLATES INSCRIPTION 2MM SIZE. | 0.19
8GF7178 | STAB/SIKUS UNIVERSAL TERMINAL STRIP VERTICAL 5 RAILS A L=165MM H=200MM W=900MM | 241.38
6SL3210-1PB17-4AL0 | SINAMICS G120 POWER MODULE PM240-2 WITH BUILT IN CL. A FILTER WITH BUILT IN BRAKING CHOPPER 1/3A | 501.06
6SL3210-1PC22-8AL0 | SINAMICS G120 POWER MODULE PM240-2 WITH BUILT IN CL. A FILTER WITH BUILT IN BRAKING CHOPPER 3AC2 | 1349
6SL3210-1PE23-3AL0 | SINAMICS G120 POWER MODULE PM240-2 WITH BUILT IN CL. A FILTER WITH BUILT IN BRAKING CHOPPER 3AC3 | 2569.51
FDK:085B1360 | COAXIAL MOUNTINGBOX IP65, 4*PG13.5 | 791.8
6FX3002-2DB10-1AH0 | SIGNAL CABLE PREASSEMBLED FOR ABS. ENCODER IN S-1FL6 HI 3X2X0.22+2X2X0.25 MOTION-CONNECT 300 UL/ | 132.46
7KG6106-2QN21-0B | SIMEAS TRANSDUCER (G)MUU FOR ALTERNATING VOLTAGE IN HOUSING, FOR SNAPPING ON MOUNTING RAIL RATED | 1507.81
7KG6106-2SK17-0B | SIMEAS TRANSDUCER (G)MUU FOR ALTERNATING VOLTAGE IN HOUSING, FOR SNAPPING ON MOUNTING RAIL RATED | 1408.69
A5E03007571 | FUE080 SPAREPART TRANSMITTER FOR AQUAMETRO FUE380 SYSTEMS WITH CUSTODY TRANSFER APPROVAL (7ME3 | 1675.31
6GK5748-1GD00-0AB0 | IWLAN CLIENT, SCALANCE W748-1 M12, ONLY FOR USE IN USA, 1 RADIO, 3 N-CON. ANT.CONNECT., IEEE 802 | 1895.69
6FX3002-2DB10-1BF0 | SIGNAL CABLE PREASSEMBLED FOR ABS. ENCODER IN S-1FL6 HI 3X2X0.22+2X2X0.25 MOTION-CONNECT 300 UL/ | 176.59
6SL3210-5BB11-2UV0 | SINAMICS V20 1AC200-240V -10/+10% 47-63HZ RATED POWER 0,12KW WITH 150% OVERLOAD FOR 60SEC UNFILT | 193.1
6SL3210-5BE13-7UV0 | SINAMICS V20 3AC380-480V -15/+10% 47-63HZ RATED POWER 0.37KW WITH 150% OVERLOAD FOR 60SEC UNFILT | 322.72
8PQ3000-0BA65 | SIVACON S4 SUPPORTING STRUCTURE INSIDE WITH MAIN BUSBAR SYSTEM ASSEMBLY HEIGHT 1600MM DEPTH 400M | 46.19
8PQ3000-1BA16 | SIVACON S4 SEPARATION MAIN BUSBAR SYSTEM SHAPE2B MAIN BUSBAR FRONT WIDTH 1200MM DEPTH 600MM | 314.07
8PQ3000-1BA65 | SIVACON S4 MOUNTING PLATE MODULAR BLANK HEIGHT 600MM WIDTH 600MM | 112.44
8PQ3000-2BA46 | SIKUS/SIVACON TOUCH GUARD SPACING RACK AND ASSEMBLY KITS SYSTEM 8GK DEGREE OF PROTECTION IP55 H | 173.75
6SL3210-5BE23-0CV0 | SINAMICS V20 3AC380-480V -15/+10% 47-63HZ RATED POWER 3.0KW WITH 150% OVERLOAD FOR 60SEC FILTER | 594.87
8PQ5000-3BA44 | SIKUS/SIVACON SEPARATION HORIZONTAL WIDTH 400MM | 46.74
6SL3256-1BA00-0AA0 | SINAMICS G120P BLANKING COVER FOR POWER MODULE PM230 PROTECTION IP55 / UL TYPE12 | 28.28
7KG6131-1PM11 | SIMEAS-T TRANSDUCER FOR DC-VOLTAGE AND CURRENT & ISOLATING AMPLIFIERS INPUT VOLTAGE: -150V TO 15 | 2091.11
CQO:1012-56 | TENSION HOOK LEGACY PART NUMBER: 1012-56 | 95.46
6SL3211-1PB21-8UL0 | SINAMICS G120 POWER MODULE PM240-2 WITHOUT FILTER WITH BUILT IN BRAKING CHOPPER 1/3AC200-240V +1 | 1615.23
6XV1843-5EH10-0CB0 | MM FO CORD SC/BFOC; 50/125; PREASSEMBLED WITH 1X SC DUPLEX CONNECTOR AND 1X BFOC CONNECTOR; LENGT | 93.19
6SL3223-0DE38-8AA0 | SINAMICS G120P POWER MODULE PM230 WITH BUILT IN CL. A FILTER PROTECTION IP55 / UL TYPE12 3AC380- | 13189.21
6SL3100-1AE31-0AB1 | SINAMICS BREAKING MODULE INPUT: 600 V DC OUTPUT: PEAK 100 KW/2 S | 938
8PQ6000-5BA25 | SIVACON S4 KIT SENTRON 3WL SWITCH 3WL SIZE 1 3-POLE FIXED MOUNTED OR WITHDRAWABLE HEIGHT 550MM | 141.23
8MF1062-2AS30 | SIVACON SICUBE MOUNTING RACK 50 L625 | 29.69
8MF1068-2UD10-0A | SIVACON SICUBE ROOF GALVANISED 2MM WIDTH 600 DEPTH 800 PLAIN WITHOUT SEAL | 64.89
8MF1068-3BS5 | SIVACON SICUBE CASE HWD 2000X600X800 | 2285.72
8MF1080-2UT25-0BE2 | SIVACON SICUBE DOOR- HALF, GLASS, 1,5MM RAL 70 HEIGHT 2000 WIDTH 800 PLAIN FOAMED SEAL | 578
8MF1084-2UB32-0 | SIVACON SICUBE BOTTOM PLATE WIDTH 800 DEPTH 400 CABLE INLET | 116.64
8MF1260-3VR4 | SIVACON SICUBE CASE HWD 2200X600X1000 VENT R | 1865.36
8MF1264-3BS4 | SIVACON SICUBE CASE HWD 2200X600X400 | 1944.18
8MF1280-2CS | 8MF1 BASE H02 D08 | 327.12
8PQ2060-8BA02 | SIVACON S4 COVER MODULAR INSTALLATION DEVICES 3 X 35MW HEIGHT 600MM WIDTH 800MM | 104.06
8PQ2065-4BA02 | SIVACON S4 FACHTUER UPGRADE KIT IP55 HEIGHT 650MM WIDTH 400MM | 82.7
6SL3760-0AC00-0AA0 | SPARE PART FOR SINAMICS S120 TRANSFORMATOR 230V INPUT: 3AC 660-690V, 50/60HZ | 5635.57
6SL3760-0MN00-0AA0 | SPARE PART FOR SINAMICS S OPTION L00 FILTER EMI_B84143_760V_1.025KA_3PH | 10338.17
8MF1240-2UT25-1BA2 | SIVACON SICUBE DOOR- HALF, 1,5MM RAL 7035 LA HEIGHT 2200 WIDTH 400 WITH VENTILATION OPENING FOA | 337.62
6ZB2310-0CP00 | THE TRAINING MODULE IS USED TO REALISTICALLY PRACTICE HE TECHNOLOGICAL FUNCTION (MOTION CONTROL A | 5307.94
8MF1680-2AM02-0 | SIVACON SICUBE MOUNT. SHEET. INT. HXW 600X800 | 85.9
8MF1820-2AM02-0 | SIVACON SICUBE MOUNT. SHEET. INT. HXW 800X120 | 182.59
8MF1840-2UT15-1BA2 | SIVACON SICUBE DOOR, 1,5MM RAL 7035 LA HEIGHT 1800 WIDTH 400 WITH VENTILATION OPENING FOAMED SE | 430.87
8MF1850-2UT14-0CA1 | DOOR RIGHT-HAND H18 W05 EMV | 807.87
8WA8361-0BL | PLATES HORIZONTEL. 51..55 PACK WITH 204 PLATES 3 CARDS PER 68 PLATES INSCRIPTION 2MM SIZE. 5X7MM | 0.19
8WA8361-1AC | PLATES HORIZ. L1 L2 L3 N PE PACK WITH 204 PLATES 3 CARDS PER 68 PLATES INSCRIPTION 2MM SIZE. 5X | 0.19
8WA8361-1AD | P.HOR.U1 V1 W1 U2 V2 W2 BLANK PACK WITH 204 PLATES 3 CARDS PER 68 PLATES INSCRIPTION 2MM SIZE. 5 | 0.19
8PQ2035-4BA01 | SIVACON S4 MODULE DOOR DEGREE OF PROTECTION IP4X HEIGHT 350MM WIDTH 400MM | 147.72
8PQ2197-2BA12 | SIVACON S4 DOUBLE SECTION DOOR DEGREE OF PROTECTION IP55 BLANK TURNING LEVER FOR PROFILE CYLIND | 966.26
8PQ2197-6BA02 | SIVACON S4 CUBICLE DOOR BLANK DEGREE OF PROTECTION IP55 HINGE RIGHT TURNING LEVER FOR PROFILE | 613.2
8PQ2300-4BA06 | SIVACON S4 TOP PLATE DEGREE OF PROTECTION IP4X BLANK WIDTH 350MM DEPTH 400MM | 48.9
6SL3760-0HB00-0AA1 | CHOPPERMODULE SPAREPART FOR SINAMICS S120 CENTRAL BREAKING MODULE INPUT: DC 670-770V; 500KW | 24376
8PQ2040-4BA01 | SIKUS/SIVACON MODULE DOOR DEGREE OF PROTECTION IP40 TWO-WAY HEIGHT 400MM WIDTH 400MM | 159.81
8GF9682 | STAB UNIVERSAL MOUNTING PLATE ZINCS H=600MM W=900MM | 174.84
8PQ2050-6BA01 | SIVACON S4 COVER BLANK HEIGHT 500MM WIDTH 600MM | 71.54
8PQ4000-0BA05 | SIVACON S4 SEPARATION DISTRIBUTION BUSBAR FORM2B WITH MAIN BUSBAR SYSTEM MAIN BUSBAR FRONT DEPT | 324.28
6SL3517-1BE13-3AM0 | SINAMICS G110M POWER MODULE PM240M WITH BUILT IN CL. A FILTER PROTECTION IP65 3AC380-480V +10/-1 | 818.8
6SL3700-0LG43-2BU3 | SINAMICS S120 CABINET MODULE LINE CONNECTION MODULE 3AC 500-690V, 50/60HZ RATED CURRENT: 3200 A | 62809
6SL3700-0MX14-0AU3 | SINAMICS S120 CABINET MODULE AUXILIARY POWER SUPPLY MODULE 2AC 230V, 4KVA DC 24V, 20A CABINET UN | 8242.72
6SL3700-0MX16-3AU3 | SINAMICS S120 CABINET MODULE AUXILIARY POWER SUPPLY MODULE 2AC 230V, 6,3KVA DC 24V, 40A CABINET | 9191.95
6SL3700-0MX21-0AU3 | SINAMICS S120 CABINET MODULE AUXILIARY POWER SUPPLY MODULE 2AC 230V, 10KVA DC 24V, 80A CABINET U | 11122.09
7MH5113-5DD00 | SIWAREX WL 280 LOAD CELL RN-S SA 13T C3 - RATED LOAD 13T - ACCURACY CLASS C3 ACCORDING O OIML | 1843.05
7MH5114-4QL00 | SIWAREX WL270 LOAD CELL K-S CA 6 T - RATED LOAD 6T - ACCURACY 0,1 % - 6M CABLE LENGTH, 4 WIRES | 2215.62
7MH5114-5DL60 | SIWAREX WL270 LOAD CELL K-S CA SAFE 13 T - RATED LOAD 13 T - WITH DOUBLE BRIDGE - ACCURACY 0,1 % | 2771.13
7MH5114-5JL00 | SIWAREX WL270 LOAD CELL K-S CA 28 T - RATED LOAD 28T - ACCURACY 0,1 % - 15M CABLE LENGTH, 4 WIRE | 2586.84
7MH5114-5JL60 | SIWAREX WL270 LOAD CELL K-S CA 28 T - RATED LOAD 28T - WITH DOUBLE BRIDGE - ACCURACY 0,1 % - 15 | 3015.99
8PQ2302-6BA04 | SIVACON S4 BOTTOM PLATE DEGREE OF PROTECTION UP TO IP55 BLANK WIDTH 200MM DEPTH 600MM | 35.33
8PQ2304-4BA10 | SIVACON S4 CORNER CUBICLE TOP PLATE DEGREE OF PROTECTION IP4X ENCLOSED DEPTH 400MM | 75.46
A5E00694500 | SITRANS F US ACCESSORIES PG 13.5 SET (2 PCS.) FOR DUAL COAXIAL CABLE (6 MM) | 62.62
8PQ2080-6BA10 | SIVACON S4 MODULAR DOOR FOR DIRECT DRIVE FUSESWITCH DISCONNECTOR 3NJ4 ARRANGEMENT VERTICAL FIXED | 233.22
8PQ2197-0BA01 | SIKUS/SIVACON FIELD DOOR W. INSPECTION WINDOW DEGREE OF PROTECTION UP TO IP55 HINGES ON LEFT SID | 1077.76
6SL3546-0FB21-1FA0 | SINAMICS G120D CONTROL UNIT CU250D-2 PN-F PROFINET, STO ON-BOARD POSITIONING (EPOS) 6 DI/3 F-DI, | 1254.99
6SL3563-6DF71-0RG2 | DISTRIBUTED SERVO-DRIVE SINAMICS S120M AH63, M(0)=7,1NM, N(N)=3000 RPM, INPUT: DC 600V ABSOLUTE | 4810.81
6SL3563-6DF71-0RH1 | DISTRIBUTED SERVO-DRIVE SINAMICS S120M AH63, M(0)=7,1NM, N(N)=3000 RPM, INPUT: DC 600V ABSOLUTE | 5133.03
6SL3700-0LE41-3AU3 | SINAMICS S120 CABINET MODULE LINE CONNECTION MODULE 3AC 380-480V, 50/60HZ RATED CURRENT: 1250 A | 25629.85
8MF1866-2GS30 | SIVACON SICUBE FRAME_GALVANIZED_2,5MM HEIGHT 1800 WIDTH 600 DEPTH 600 | 524.16
8MF1870-2UT15-0CA1 | DOOR LEFT-HAND H18 W045 EMV | 807.87
8MF1884-2GS30 | SIVACON SICUBE FRAME_GALVANIZED_2,5MM HEIGHT 1800 WIDTH 800 DEPTH 400 | 521.52
8MF1890-2AL03-0 | SIVACON SICUBE M. BOARD BACK HXW 1800X900 | 363.87
8PQ2075-8BA02 | SIVACON S4 FACHTUER UPGRADE KIT IP55 HEIGHT 750MM WIDTH 800MM | 86.41
8PQ2080-6BA03 | SIVACON S4 MODULE DOOR DEGREE OF PROTECTION IP4X HEIGHT 800MM WIDTH 600MM | 260.15
8PQ2300-6BA16 | SIVACON S4 TOP PLATE UPGRADE KIT IPX1 WIDTH 850MM DEPTH 600MM | 170.04
8PQ2035-4BA02 | SIVACON S4 FACHTUER UPGRADE KIT IP55 HEIGHT 350MM WIDTH 400MM | 69.96
8PQ2035-6BA08 | SIVACON S4 COVER SENTRON 3K SWITCH 3KL5 UP TO 400A 3- OR 4-POLE ARRANGEMENT HORIZONTAL HEIGHT 3 | 61.07
8PQ2040-8BA12 | SIVACON S4 MODULE DOOR DEGREE OF PROTECTION IP4X HEIGHT 400MM WIDTH 800MM | 191.39
8PQ2040-8BA13 | SIVACON S4 FACHTUER UPGRADE KIT IP55 HEIGHT 400MM WIDTH 800MM | 74.81
8PQ2300-6BA23 | SIVACON S4 BOTTOM PLATE DEGREE OF PROTECTION IP4X WITH CABLE ENTRY WIDTH 850MM DEPTH 600MM | 142.17
8PQ2300-8BA06 | SIVACON S4 TOP PLATE UPGRADE KIT IPX1 WIDTH 850MM DEPTH 800MM | 192.34
8PQ2300-8BA07 | SIVACON S4 TOP PLATE DEGREE OF PROTECTION IP4X WITH CABLE ENTRY WIDTH 350MM DEPTH 800MM | 126.35
8PQ2302-4BA01 | SIVACON S4 TOP PLATE DEGREE OF PROTECTION IP55 BLANK WIDTH 1200MM DEPTH 400MM | 121.73
8PQ4000-0BA56 | SIVACON S4 CONNECTING BRACKETS MBB CROSS SECTION 40X10MM L, N, PEN | 432.98
8PQ4000-0BA73 | SIVACON S4 JOINTS MBB TO DISTRIBUTION BUSBAR STAGGERED MAIN BUSBAR FRONT CROSS SECTION 30X30MM | 511.94
8PQ4000-0BA77 | SIVACON S4 HOLDER VERT.DISTRIBUTION BUSBAR NON STAGGERED CROSS SECTION UP TO 4X50X10MM WIDTH 200 | 275.97
6SL3555-2DA00-0AA0 | SINAMICS S120M CABINET BUSHING FOR HYBRID CABLE AND DRIVE-CLIQ PROTECTION IP65/IP65 | 758.33
7ME3960-0SM51 | MOUNTING STRAP FOR PIPE DIAMETER TO DN3050 (ORDER 2 FOR EACH PIPE INSTALLATION) (LEGACY PART NR. | 933.22
8PQ2300-4BA04 | SIVACON S4 TOP PLATE DEGREE OF PROTECTION IP55 BLANK WIDTH 350MM DEPTH 400MM | 48.33
8PQ2300-4BA14 | SIVACON S4 TOP PLATE DEGREE OF PROTECTION IP4X WITH CABLE ENTRY WIDTH 350MM DEPTH 400MM | 77.95
8PQ2420-2BA01 | SIVACON S4 REAR WALL DEGREE OF PROTECTION IP55 HEIGHT 2000MM WIDTH 1200MM | 512.88
8PQ2420-4BA01 | SIVACON S4 REAR WALL DEGREE OF PROTECTION IP55 HEIGHT 2000MM WIDTH 400MM | 209.97
A5E00151571 | CONNECTING BOARD 19 INCH FOR POSITIONER 6DR59XX | 503.01
7MH5118-3KD00 | SIWAREX WL260 LOAD CELL SP-S SC 300KG C3 - RATED LOAD 300KG - ACCURACY CLASS C3 ACC. TO OIML R | 1009.73
8GK9127-0KK01 | ALPHA 630 UNIVERSAL Z-BAR L=600MM (1 SET = 2 UNITS) | 128.15
8GK9505-3KK20 | ALPHA 125, 630 UNIVERSAL, DOOR IP43 , TRANSPARENT (SINGLE VERSION), RAL 7035, H=400, W=600 | 419.95
8GK9505-6KK33 | ALPHA 630 UNIVERSAL, DOOR IP55, TRANSPARENT (SINGLE VERSION), RAL 7035, H=1000, W=900 | 914.48
8MF1280-2UT15-0BA2 | SIVACON SICUBE DOOR, 1,5MM RAL 7035 LA HEIGHT 2200 WIDTH 800 PLAIN FOAMED SEAL | 550.43
8MF1286-3ES5 | CUBICLE H22 B08 T06, EARTHQUAKE | 4610.88
7KG6113-3EN21-0B | SIMEAS TRANSDUCER (G)MUI FOR ALTERNATING CURRENT IN HOUSING, FOR SNAPPING ON MOUNTING RAIL RATED | 1507.81
7KG6131-1AN31 | SIMEAS-T TRANSDUCER FOR DC-VOLTAGE AND CURRENT & ISOLATING AMPLIFIERS INPUT VOLTAGE: -60MV TO 60 | 2091.11
8MF1290-2UT15-0CA1 | DOOR LEFT-HAND H22 W09 EMV | 1073.24
8MF1290-3BS5 | SIVACON SICUBE CASE HWD 2200X900X1000 | 3270.96
8MF1380-2AM12-0 | SIVACON SICUBE MOUNT. SHEET. INT. HXW 300X800 | 81.46
8MF1390-2AM02-0 | SIVACON SICUBE MOUNT. SHEET. INT. HXW 300X900 | 81.07
8GF9653 | STAB UNIVERSAL MOUNT. RAIL (1 SET = 2 UNITS) HORIZONTAL, W=900MM | 89.69
8WH9143-0AF01 | BRAKET-TERMINAL FOR 2,5 MM 2, WIDTH 2MM BLUE | 1.03
6SL3730-6TE41-1BU3 | SINAMICS S120 CABINET MODULE SMART LINE MODULE WITH CIM 3AC 380-480V, 50/60HZ OUTPUT: DC 510 - 6 | 33856.72
6SL3730-1TE41-8CU3 | SINAMICS S120 CABINET MODULE BASIC LINE MODULE 3AC 380-480V, 50/60HZ, 1880A OUTPUT: DC 510 - 650V | 32749.26
6SL3730-6TE41-3AU3 | SINAMICS S120 CABINET MODULE SMART LINE MODULE WITH CIM 3AC 380-480V, 50/60HZ OUTPUT: DC 510 - 6 | 43665.69
8GK1133-5KA12 | ALPHA 400 DIN WALL-MOUNTING DISTRIBUTION BOARD EMPTY CUBICLE, RAL 9016, IP55 H=1100 W=300 D=210 | 817.71
8GK1133-7KA52 | ALPHA 400 DIN WALL-MOUNTING DISTRIBUTION BOARD EMPTY CUBICLE, RAL 9016, IP55 H=1400 W=1300 D=210 | 2059.33
8MF1000-2HC13-0 | 8MF1 SERRATED BARS PLAIN L10 | 35.2
8MF1000-2HK | SIVACON SICUBE MTS EARTHING SHEET | 32.58
8MF1006-2UD12-0A | 8MF1 ROOF EMV W10 D06 IP40 | 223.33
8MF1008-2VH | SIVACON SICUBE TRAY IPX1 HEIGHT 1000 DEPTH 800 | 229.89
7LF4522-2 | WEEKLY TIME SWITCH PROFI DIGITAL 24V 16A 2CHANNEL 2MW | 157.82
6SL3517-1BE17-7AM0 | SINAMICS G110M POWER MODULE PM240M WITH BUILT IN CL. A FILTER PROTECTION IP65 3AC380-480V +10/-1 | 1706.04
7ME3960-0WS50 | STAINLESS STEEL MOUNTS FOR HIGH PRECISION SIZE "C" SENSORS, SINGLE ENCLOSURE FOR ONE PAIR OF SEN | 2073.83
8MF1026-2UD30-0A | SIVACON SICUBE ROOF GALVANISED 2MM WIDTH 1200 DEPTH 600 WITH VENTILATION OPENING WITHOUT SEAL | 121.1
8MF1028-2UB12-0 | SIVACON SICUBE BOTTOM PLATE WIDTH 1200 DEPTH 800 PLAIN | 210.19
8MF1052-2AS30 | SIVACON SICUBE MOUNTING RACK 50 L525 | 28.77
A5E03007601 | FUE080 SPAREPART TRANSMITTER FOR HYDROMETER FUE380 SYSTEMS WITH CUSTODY TRANSFER APPROVAL (7ME | 1807.28
6SL3730-7TE33-8AU3 | SINAMICS S120 CABINET MODULE ACTIVE LINE MODULE INCL. CIM AND ACTIVE INTERFACE MODULE 3AC 380-480 | 48253.77
8MF1084-3BR4 | SIVACON SICUBE CASE HWD 2000X800X400 R | 1707.74
8MF1086-3BS4 | SIVACON SICUBE CASE HWD 2000X800X600 | 2193.81
8MF1090-3BS4 | SIVACON SICUBE CASE HWD 2000X900X1000 | 2811.19
8MF1094-2UB42-0 | 8MF1 BASES EMV W09 D04 IP40 | 98.89
8MF1096-3BS5 | SIVACON SICUBE CASE HWD 2000X900X600 | 2692.98
8MF1100-2AN30 | SIVACON SICUBE 19" RACK H400 | 65.41
8MF1208-3BR4 | SIVACON SICUBE CASE HWD 2200X1000X800 R | 2561.61
8MF1224-3BS4 | SIVACON SICUBE CASE HWD 2200X1200X400 | 2811.19
8PQ2060-0BA06 | SIKUS/SIVACON MODULE DOOR DEGREE OF PROTECTION IP40 TWO-WAY HEIGHT 625MM WIDTH 850MM | 290.81
8PQ2072-4BA01 | SIVACON S4 MODULE DOOR DEGREE OF PROTECTION IP4X HEIGHT 750MM WIDTH 400MM | 237.87
8MF1250-2UT14-1BA2 | SIVACON SICUBE DOOR, 1,5MM RAL 7035 RA HEIGHT 2200 WIDTH 500 WITH VENTILATION OPENING FOAMED SE | 474.23
8MF1250-2UT25-1BA2 | SIVACON SICUBE DOOR- HALF, 1,5MM RAL 7035 LA HEIGHT 2200 WIDTH 500 WITH VENTILATION OPENING FOA | 382.27
8GK9920-0KK45 | ALPHA 630 UNIVERSAL, TRANSPORT BAR KIT H1600 VERTICAL | 366.97
8PQ2080-4BA01 | SIKUS/SIVACON MODULE DOOR DEGREE OF PROTECTION IP40 TWO-WAY HEIGHT 800MM WIDTH 400MM | 250.9
8WA8361-0BG | PLATES HORIZONTEL. 31..35 PACK WITH 204 PLATES 3 CARDS PER 68 PLATES INSCRIPTION 2MM SIZE. 5X7MM | 0.19
8PQ2197-1BA04 | SIVACON S4 CUBICLE DOOR BLANK DEGREE OF PROTECTION IP55 HINGE LEFT TURNING LEVER FOR PROFILE C | 720.05
8PQ2300-4BA11 | SIVACON S4 TOP PLATE UPGRADE KIT IPX1 WIDTH 350MM DEPTH 400MM | 87.71
8PQ2300-4BA16 | SIVACON S4 BOTTOM PLATE DEGREE OF PROTECTION UP TO IP55 BLANK WIDTH 350MM DEPTH 400MM | 48.9
6SL3730-7TG41-3CU3 | SINAMICS S120 CABINET MODULE ACTIVE LINE MODULE INCL. CIM AND ACTIVE INTERFACE MODULE 3AC 500-690 | 191432.85
6SL3780-0AA00-0AA0 | ENGINEERING FOR INTEGRATION INCL. DOCUMENTATION FOR ORDER WITH SEVERAL SINAMICS S120 CABINET MODU | 5770.85
8PQ2035-8BA04 | SIVACON S4 COVER SENTRON 3K SWITCH 3KL-, 3KA714 3- OR 4-POLE ARRANGEMENT VERTICAL HEIGHT 350MM | 82.33
8PQ4000-0BA27 | SIVACON S4 COPPER BAR MOULDED CROSS SECTION 30X30MM | 1458.69
6SL3544-0PB02-1PA0 | SINAMICS G110M CONTROL UNIT CU240M DP Q PROFIBUS DP WITH PLUG-IN TERMINALS 4 DI, 2 DO, 2 AI, 1 F | 1647.69
6SL3563-6DF71-0RB2 | DISTRIBUTED SERVO-DRIVE SINAMICS S120M AH63, M(0)=7,1NM, N(N)=3000 RPM, INPUT: DC 600V ABSOLUTE | 5222.83
8PQ2197-0BA16 | SIKUS/SIVACON FIELD DOOR CLOSED DEGREE OF PROTECTION IP40 HINGES ON RIGHT SIDE TWO-WAY HEIGHT | 327.05
8PQ2197-6BA04 | SIVACON S4 CUBICLE DOOR BLANK DEGREE OF PROTECTION IP4X HINGE LEFT TURNING LEVER FOR PROFILE C | 480.35
7MH5107-4PD00-0BC0 | SIWAREX WL 230 LOAD CELL SB-S SA 5T C3 - RATED LOAD 5T - ACCURACY C3 ACCORDING TO OIML R60 - | 600.31
7MH5113-3PD00 | SIWAREX WL 280 LOAD CELL RN-S SA 500KG C3 - RATED LOAD 500KG - ACCURACY CLASS C3 ACCORDING TO | 1290.12
7MH5114-5JL80 | SIWAREX WL270 LOAD CELL K-S CA SAFE HT 28 T - RATED LOAD 28 T - WITH DOUBLE BRIDGE - ACCURACY 0, | 4254.77
7MF5987-2AF | PUSHBUTTON MODULE FOR SITRANS P500, INCL. FASTENING PARTS | 239.11
8PQ2300-6BA17 | SIVACON S4 TOP PLATE DEGREE OF PROTECTION IP4X WITH CABLE ENTRY WIDTH 350MM DEPTH 600MM | 96.64
8PQ2300-6BA21 | SIVACON S4 BOTTOM PLATE DEGREE OF PROTECTION UP TO IP55 BLANK WIDTH 850MM DEPTH 600MM | 99.41
8PQ2306-4BA04 | SIVACON S4 TOP PLATE UPGRADE KIT IPX1 WIDTH 600MM DEPTH 400MM | 105.94
8PQ2306-6BA04 | SIVACON S4 TOP PLATE UPGRADE KIT IPX1 WIDTH 600MM DEPTH 600MM | 120.79
7MH5114-6LL00 | SIWAREX WL270 LOAD CELL K-S CA 350 T - RATED LOAD 350T - ACCURACY 0,1 % - 25M CABLE LENGTH, 4 WI | 9074.33
7MH5118-2AD00 | SIWAREX WL260 LOAD CELL SP-S SC 10KG C3 - RATED LOAD 10KG - ACCURACY CLASS C3 ACC. TO OIML R60 | 730.63
8GK9505-8KK22 | ALPHA 630 UNIVERSAL, DOOR IP43, IP55, TRANSPARENT (SINGLE VERSION), RAL 7035, H=2000, W=600 | 1124.46
8GK9507-8KK32 | ALPHA 630 UNIVERSAL, TRANSPARENT DOOR IP43, IP55 (GIUGIARO-DESIGN), RAL 7035, H=2000, B=900 | 1785.79
6SL3200-0SK06-0AA0 | SINAMICS G120P SMALL PARTS ASSEMBLY SET FOR POWER MODULE PM230 IP55 / UL TYPE12 FSE | 180.71
6SL3000-2AH41-0AA0 | SINAMICS MOTOR REACTOR FOR MOTOR MODULE 900KW, 3AC 500-690V | 5510.02
8GK9515-7KK40 | ALPHA 630 UNIVERSAL, DOOR IP43 SHEET METAL, RAL 7035 H=1200, W=240 | 366.97
8GK9515-8KK21 | ALPHA 630 UNIVERSAL, DOOR IP43, IP55, SHEET METAL RAL 7035, H=1800, W=600 | 832.05
8GF9678 | STAB UNIVERSAL MOUNTING PLATE ZINCS H=600MM W=600MM | 136.78
8GK2124-4KK23 | ALPHA 630 UNIVERSAL, WALL-MOUNTED DISTRIBUTION BOARD (EMPTY ENCLOSURE) RAL 7035 IP30 (IP55), SK 1 | 726.31
8GK2325-5KK13 | ALPHA 630 UNIVERSAL, FLOOR MOUNTED DISTRIBUTIONBOARD (EMPTY ENCLOSURE) RAL 7035 IP30 (IP55), SK 1 | 775.51
8GK9505-5KK20 | ALPHA 125, 630 UNIVERSAL, DOOR IP43 , TRANSPARENT (SINGLE VERSION), RAL 7035, H=800, W=600 | 502.38
8GK9505-8KK32 | ALPHA 630 UNIVERSAL, DOOR IP43, TRANSPARENT (SINGLE VERSION), RAL 7035, H=2000, W=900 | 1414.9
7MH5113-5AD00 | SIWAREX WL 280 LOAD CELL RN-S SA 10T C3 - RATED LOAD 10T - ACCURACY CLASS C3 ACCORDING O OIML | 1658.74
8PQ2304-4BA12 | SIVACON S4 CORNER CUBICLE BOTTOM PLATE DEGREE OF PROTECTION UP TO IP55 ENCLOSED DEPTH 400MM | 64.57
8PQ2304-6BA03 | SIVACON S4 TOP PLATE DEGREE OF PROTECTION IP4X WITH CABLE ENTRY WIDTH 400MM DEPTH 600MM | 106.85
7MH5114-5QL00 | SIWAREX WL270 LOAD CELL K-S CA 60 T - RATED LOAD 60T - ACCURACY 0,1 % - 15M CABLE LENGTH, 4 WIRE | 2955.45
7MH5114-5QL70 | SIWAREX WL270 LOAD CELL K-S CA HT 60 T - RATED LOAD 60 T - ACCURACY 0,3 % - 15M CABLE LENGTH, 4 | 4254.77
6SL3040-1MA01-0AA0 | SINAMICS CONTROL UNIT CU320-2 PN WITHOUT COMPACT FLASH CARD | 1056.94
8WD4250-5AF | ST.-LIGHT ELEMENTS LED,230V AC, BLUE | 91.16
7ME6920-2EB10-1AA0 | MAG 6000 SV, 19 INCH INSERT, IN IP66 / NEMA 4, ABS PLASTIC ENCLOSURE, 44 HZ EXCITATION FREQUENCY, | 2087.82
7MF1572-8AB | CABLE HANGER FOR MOUNTING THE 7MF1572 TRANSMITTER MATERIAL: CARBON STEEL, ZINC COATED | 59.51
8GK9525-0KK13 | ALPHA 630 UNIVERSAL, BARRIER HORIZONTAL, W=300MM | 85.94
8GK9537-8KK21 | ALPHA 630 UNIVERSAL, MOUNTING PLATES MATERIAL 2MM FOR DIRECT MOUNTING IN ENCLOSURE H=1200MM, B=6 | 310.07
7ME3951-0LA73 | UNIVERSAL HIGH TEMP SENSOR, PORTABLE CORROSION RESISTANT, SIZE 4 FOR UP TO 230 DEG. C, (400 TO 12 | 8110.96
7ME3951-0LF20 | PORTABLE LIQUID FLOW TRANSDUCER UNIVERSAL, E3 UNIVERSAL FOR PIPE OD FROM 304 TO 9144 MM (12 TO 36 | 2840.82
8GF9680 | STAB UNIVERSAL MOUNTING PLATE ZINCS H=200MM W=900MM | 89.69
8GF9683 | STAB UNIVERSAL TERMINAL STRIP VERTICAL (MOUNTING ON MOUNT. RAIL ) | 35.72
8GK2325-7KK23 | ALPHA 630 UNIVERSAL, FLOOR MOUNTED DISTRIBUTIONBOARD (EMPTY ENCLOSURE) RAL 7035 IP30 (IP55), SK 1 | 1014.59
8GK4100-7KK32 | A400, RMK H=1050, W=750 2 ROWS TERMINALS, 5 ROWS CONTR | 438.99
8GK9507-7KK20 | TRANSP. DOOR W. MASKING FRAME FOR FM, SINGLE VERSION, HEIGHT=1200MM, WIDTH=600MM | 1083.24
8GK9507-8KK22 | ALPHA 630 UNIVERSAL, TRANSPARENT DOOR IP43, IP55 (GIUGIARO-DESIGN), RAL 7035, H=2000, B=600 | 1450.23
8GK9507-8KK31 | ALPHA 630 UNIVERSAL, TRANSPARENT DOOR IP43, IP55 (GIUGIARO-DESIGN), RAL 7035, H=1800, B=900 | 1719.07
7MH5113-3DD00 | SIWAREX WL 280 LOAD CELL RN-S SA 130KG C3 - RATED LOAD 130KG - ACCURACY CLASS C3 ACCORDING TO | 1290.12
A5E01188769 | 7ML56715GA001XA0,SOLAR 1064829-5,686MM | 3272.92
8PQ2308-4BA05 | SIVACON S4 BOTTOM PLATE DEGREE OF PROTECTION UP TO IP55 BLANK WIDTH 800MM DEPTH 400MM | 59.95
8PQ2308-8BA03 | SIVACON S4 TOP PLATE DEGREE OF PROTECTION IP4X WITH CABLE ENTRY WIDTH 800MM DEPTH 800MM | 203.48
8PQ2420-1BA02 | SIVACON S4 REAR WALL DEGREE OF PROTECTION IP4X HEIGHT 2000MM WIDTH 1000MM | 370.73
8PQ3000-1BA74 | SIKUS/SIVACON BASIC ADAPTER ASSEMBLY KITS SYSTEM 8GK | 68.2
8PQ3000-1BA76 | SIKUS/SIVACON CROSS PROFILE ASSEMBLY KITS SYSTEM 8GK WIDTH 350MM | 28.44
8GK9515-8KK10 | ALPHA 630 UNIVERSAL, DOOR IP43, SHEET METAL, RAL 7035, H=1600, W=300 | 647.59
8WH1000-0AF02 | TERMINAL BLOCK 2,5 MM2 RED SCREW MOUNTING 2 CONNECTION POINTS | 1.37
8WH1000-0AM00 | THROUGH-TYPE TERMINALS WITH SCREW CONNECTION CROSS SECTION 35,0 QMM TERMINAL WIDTH 16,0 MM COLOR | 7.05
8WH1000-0CH07 | PE-THROUGH-TYPE TERMINALS WITH SCREW CONNECTION TERMINAL WIDTH 8,2 MM COLOR GREEN-YELLOW 6 MM2 | 5.25
8PQ3000-1BA47 | SIVACON S4 SEPARATION 3NJ6 SHAPE2B, 3B MAIN BUSBAR FRONT A. BEHIND DEPTH 800MM | 233.22
8PQ3000-1BA50 | SIVACON S4 DEVICE COMPARTMENT FOR KIT 3NJ6 HEIGHT 200MM | 187.67
8PQ3000-1BA52 | SIVACON S4 SEPARATION MAIN BUSBAR SYSTEM SHAPE2B MAIN BUSBAR FRONT WIDTH 200MM DEPTH 400MM | 62.72
8PQ3000-1BA67 | SIVACON S4 MOUNTING PLATE MODULAR BLANK HEIGHT 600MM WIDTH 800MM | 141.23
8PQ3000-2BA62 | SIVACON S4 MOUNTING PLATE MODULAR BLANK HEIGHT 150MM WIDTH 600MM | 66.8
8PQ3000-2BA68 | SIVACON S4 SEPARATION MAIN BUSBAR SYSTEM SHAPE2B MAIN BUSBAR FRONT WIDTH 350MM DEPTH 400MM | 83.82
8GK9505-7KK33 | ALPHA 630 UNIVERSAL, DOOR IP55, TRANSPARENT (SINGLE VERSION), RAL 7035, H=1200, W=900 | 1045.97
8GK9513-8KK30 | ALPHA 630 DIN, SUBSTITUTE DOOR LEFT DOOR FOR BOARD W=800MM AND W=1050MM, H=1950MM COMPLETE DOOR | 321.43
7LF4941-1 | DATA KEY PROFI, ASTRO | 14.94
8GK2042-1KL21 | ALPHA 125 UNIVERSAL, WALL DISTR. BOARD, PART.EQUIP. AP-CUBICLE, RAL 7035, IP43, SK 1, H=600 W=600 | 523.69
8GK2043-0KM21 | ALPHA 125 UNIVERSAL, WALL DISTR. BOARD, PART.EQUIP. UP-CUBICLE, RAL 7035, IP31 D, SK 1, H=400 W=6 | 639.03
8GK2043-1KM21 | ALPHA 125 UNIVERSAL, WALL DISTR. BOARD, PART.EQUIP. UP-CUBICLE, RAL 7035, IP31 D, SK 1, H=600 W=6 | 695.51
8GK9126-8KK05 | ALPHA 630 UNIVERSAL, STAY H=2000, VERTICAL | 529.85
8GK9127-0KK04 | ALPHA 630 UNIVERSAL Z-BAR L=1500MM (1 SET = 2 UNITS) | 262.97
7MH5117-2QD00 | SIWAREX WL260 LOAD CELL SP-S SB 60KG C3 - RATED LOAD 60KG - ACCURACY CLASS C3 ACC. TO OIML R60 | 730.63
7MH5118-2AE50 | SIWAREX WL260 LOAD CELL SP-S SC 10KG C4 - RATED LOAD 10KG - ACCURACY CLASS C4 MR ACC. TO OIML | 917.56
7MH5118-2GD00 | SIWAREX WL260 LOAD CELL SP-S SC 20KG C3 - RATED LOAD 20KG - ACCURACY CLASS C3 ACC. TO OIML R60 | 730.63
7MH5118-2GD50 | SIWAREX WL260 LOAD CELL SP-S SC 20KG C3 MR - RATED LOAD 20KG - ACCURACY CLASS C3 MR ACC. TO OI | 825.41
8PQ2302-4BA03 | SIVACON S4 TOP PLATE UPGRADE KIT IPX1 WIDTH 1200MM DEPTH 400MM | 174.69
8PQ3000-0BA37 | SIVACON S4 MOUNTING PLATE HEIGHT 1600MM WIDTH 800MM | 272.24
8PQ3000-0BA55 | SIVACON S4 SEPARATION MAIN BUSBAR SYSTEM SHAPE2B MAIN BUSBAR FRONT O. BEHIND WIDTH 400MM DEPTH | 116.14
8PQ3000-0BA58 | SIVACON S4 SEPARATION MAIN BUSBAR SYSTEM SHAPE2B MAIN BUSBAR FRONT A. BEHIND WIDTH 400MM DEPTH | 123.59
7ME3951-0LC20 | PORTABLE LIQUID FLOW TRANSDUCER UNIVERSAL, B2 UNIVERSAL FOR PIPE OD FROM 12.7 TO 76 MM (0.5 TO 3 | 1994.82
A5E00305919 | MOTHERBOARD TWO-WIRE, NOT EEX WITH HAR TGI . (1 SET = 96 PCS) | 75013.36
8GK9535-5KK21 | ALPHA 630 UNIVERSAL, MOUNTING PLATES MATERIAL 2MM FOR DIRECT MOUNTING IN ENCLOSURE H=800MM, B=60 | 200.17
8PQ3000-0BA03 | SIVACON S4 SUPPORTING STRUCTURE INSIDE WITHOUT MAIN BUSBAR SYSTEM ASSEMBLY HEIGHT 1800MM DEPTH 6 | 159.81
8PQ3000-0BA15 | SIVACON S4 PARTITION WALL CUBICLE-CUBICLE DEPTH 400MM | 89.28
8PQ3000-0BA51 | SIVACON S4 COVER DISTRIBUTION BUSBAR HEIGHT 1900MM WIDTH 400MM | 123.59
7KG6101-2JJ10 | SIMEAS TRANSDUCER (G)MUU FOR ALTERNATING VOLTAGE IN HOUSING, FOR SNAPPING ON MOUNTING RAIL RATED | 521.57
8GK9622-5KK30 | ALPHA 630 UNIVERSAL, FRONT COVER WITHOUT CUTS H=800MM B=900MM | 447.44
8GK9636-7KK20 | ALPHA 630 UNIVERSAL, FRONT COVER RECEESED H=1000 B=600 | 531.81
7MH5707-4GC00 | SIWAREX WL230 ELASTOMER BEARING SB-S SA 2 T / - NOMINAL LOAD 2 T - MATERIAL: NEOPRENE, | 339.64
7MH7724-1BQ | WEIGHFEEDER CALIBRATION WEIGHT, 3500G | 375.79
7KG6106-2SN27-0B | SIMEAS TRANSDUCER (G)MUU FOR ALTERNATING VOLTAGE IN HOUSING, FOR SNAPPING ON MOUNTING RAIL RATED | 1507.81
8GB5002-5KM01 | SIMBOX XL - WALL MOUNTED PLASTIC DOOR WHITE 2 ROWS | 37.02
7KG6106-3PN24-0B | SIMEAS TRANSDUCER (G)MUU FOR ALTERNATING VOLTAGE IN HOUSING, FOR SNAPPING ON MOUNTING RAIL RATED | 1507.81
7KG6111-2AK10 | SIMEAS TRANSDUCER (G)MUI FOR ALTERNATING CURRENT IN HOUSING, FOR SNAPPING ON MOUNTING RAIL RATED | 521.57
7KG6111-2BK10 | SIMEAS TRANSDUCER (G)MUI FOR ALTERNATING CURRENT IN HOUSING, FOR SNAPPING ON MOUNTING RAIL RATED | 521.57
8GK6401-4KK12 | ALPHA 630 UNIVERSAL, SWITCH DISCONNECTORS MOUNT.KIT FOR 3KA711 GR.2 3/4POLIG H=400MM B=300MM, VE | 447.44
8GK6701-2KK33 | ALPHA 630 UNIVERSAL, MCCB-ASSEMBLY KIT 1 X 3VL160X /3VL160 /3VL250 3 + 4 POLE, HORIZONTAL MOUNTIN | 500.42
8GK6710-2KK33 | ALPHA 630 UNIVERSAL, MCCB-ASSEMBLY KIT 1 X 3VL160X /3VL160 /3VL250 3 + 4 POLE H=200MM B=900MM, | 353.23
6SL3700-0LE43-2BU3 | SINAMICS S120 CABINET MODULE LINE CONNECTION MODULE 3AC 380-480V, 50/60HZ RATED CURRENT: 3200 A | 62809
8MF1860-2AM02-0 | SIVACON SICUBE MOUNT. SHEET. INT. HXW 800X600 | 111.02
8MF1860-2UT15-0CA1 | DOOR LEFT-HAND H18 W06 EMV | 880.16
8WA8360-0BV | PLATES VERTICAL. 96..100 PACK WITH 204 PLATES 3 CARDS PER 68 PLATES INSCRIPTION 2MM SIZE. 5X7MM, | 0.19
8WA8360-1AD | PLATES VERT. U1 V1 W1 U2 V2 W2 PACK WITH 204 PLATES 3 CARDS PER 68 PLATES INSCRIPTION 2MM SIZE. | 0.19
8PQ2070-8BA01 | SIVACON S4 MODULE DOOR DEGREE OF PROTECTION IP4X HEIGHT 700MM WIDTH 800MM | 291.77
8PQ2197-0BA07 | SIKUS/SIVACON FIELD DOOR CLOSED DEGREE OF PROTECTION IP55 HINGES ON LEFT SIDE TWO-WAY HEIGHT 1 | 663.41
8PQ2197-0BA40 | SIVACON S4 CUBICLE DOOR BLANK DEGREE OF PROTECTION IP4X HINGE RIGHT TURNING LEVER FOR PROFILE | 439.48
8PQ2197-1BA07 | SIVACON S4 CUBICLE DOOR BLANK DEGREE OF PROTECTION IP4X HINGE LEFT TURNING LEVER FOR PROFILE C | 657.82
8PQ2300-4BA07 | SIVACON S4 TOP PLATE DEGREE OF PROTECTION IP4X BLANK WIDTH 850MM DEPTH 400MM | 76.38
8PQ2300-4BA15 | SIVACON S4 TOP PLATE DEGREE OF PROTECTION IP4X WITH CABLE ENTRY WIDTH 850MM DEPTH 400MM | 129.17
6SL3720-1TG31-2AU3 | SINAMICS S120 CABINET MODULE SINGLE MOTOR MODULE WITH CIM NEMA DESIGN INPUT: DC 675 - 1035V OUTP | 15757.62
8PQ2035-8BA07 | SIVACON S4 FACHTUER UPGRADE KIT IP55 HEIGHT 350MM WIDTH 800MM | 72.3
8PQ2040-8BA01 | SIVACON S4 COVER BLANK HEIGHT 400MM WIDTH 800MM | 85.2
7MH4960-4AA01 | SIWAREX WP241 ELECTRONIC FOR CONNECTING ONE BELT SCALE FOR S7-1200, RS485 AND ETHERNET- INTERFACE | 1624.29
8PQ4000-0BA38 | SIVACON S4 JOINTS MBB TO DISTRIBUTION BUSBAR NON STAGGERED MAIN BUSBAR FRONT CROSS SECTION 20,30 | 426.48
8PQ4000-0BA50 | SIVACON S4 JOINTS MBB TO DISTRIBUTION BUSBAR STAGGERED MAIN BUSBAR ARRANGEMENT BEHIND CROSS SECT | 447.82
8PQ4000-0BA82 | SIVACON S4 HOLDER PE-BAR | 67
6SL3517-1BE21-0AM0 | SINAMICS G110M POWER MODULE PM240M WITH BUILT IN CL. A FILTER PROTECTION IP65 3AC380-480V +10/-1 | 2048.26
6SL3544-0LB02-1BA0 | SINAMICS G110M CONTROL UNIT CU240M USS/ MODBUS WITH M GLANDS 4 DI, 2 DO, 2 AI, 1 F-DI PTC/ KTY | 567.22
6SL3563-6DF71-0RA1 | DISTRIBUTED SERVO-DRIVE SINAMICS S120M AH63, M(0)=7,1NM, N(N)=3000 RPM, INPUT: DC 600V ABSOLUTE | 4902.86
8PQ2197-4BA05 | SIVACON S4 CUBICLE DOOR BLANK DEGREE OF PROTECTION IP55 HINGE LEFT DOUBLE BIT KEY HEIGHT 1975M | 451.57
7MH5113-4PD00 | SIWAREX WL 280 LOAD CELL RN-S SA 5T C3 - RATED LOAD 5T - ACCURACY CLASS C3 ACCORDING TO OIML R | 1565.26
7MF1565-8CC11 | MANUFACTURE'S TEST CERTIFICATE M (CALIBRATION CERTIFICATE) TO DIN 55340 PART 18 AND ISO 8402 (SPE | 37.99
8PQ2300-6BA20 | SIVACON S4 BOTTOM PLATE DEGREE OF PROTECTION UP TO IP55 BLANK WIDTH 350MM DEPTH 600MM | 66.53
8PQ2302-6BA01 | SIVACON S4 TOP PLATE DEGREE OF PROTECTION IP55 BLANK WIDTH 1200MM DEPTH 600MM | 153.32
8PQ2304-8BA03 | SIVACON S4 TOP PLATE DEGREE OF PROTECTION IP4X WITH CABLE ENTRY WIDTH 400MM DEPTH 800MM | 138.47
8PQ2306-6BA02 | SIVACON S4 TOP PLATE DEGREE OF PROTECTION IP4X BLANK WIDTH 600MM DEPTH 600MM | 74.81
7MH5114-6PL00 | SIWAREX WL270 LOAD CELL K-S CA 500 T - RATED LOAD 500T - ACCURACY 0,1 % - 25M CABLE LENGTH, 4 WI | 12594.54
7MH5118-3AD50 | SIWAREX WL260 LOAD CELL SP-S SC 100KG C3 MR - RATED LOAD 100KG - ACCURACY CLASS C3 MR ACC. TO | 1104.51
8GK9507-8KK21 | ALPHA 630 UNIVERSAL, TRANSPARENT DOOR IP43, IP55 (GIUGIARO-DESIGN), RAL 7035, H=1800, B=600 | 1385.47
8GK9515-4KK20 | ALPHA 125 UNIVERSAL, DOOR IP43, SHEET METAL RAL 7035, H=600, W=600 | 229.6
8GK9515-8KK11 | ALPHA 630 UNIVERSAL, DOOR IP43, SHEET METAL, RAL 7035, H=1800, W=300 | 667.22
8GK9515-8KK30 | ALPHA 630 UNIVERSAL, DOOR IP43, IP55, SHEET METAL RAL 7035, H=1600, W=900 | 1144.08
7MH5117-2BD00 | SIWAREX WL260 LOAD CELL SP-S SB 12KG C3 - RATED LOAD 12KG - ACCURACY CLASS C3 ACC. TO OIML R60 | 730.63
A5E01209496 | SUN SHIELD FOR REMOTE MAG5000/6000 TRANSMITTERS | 258.59
6SY7000-0AE02 | FUSE LINK 8A 600V | 35.3
7MH5118-3MD50 | SIWAREX WL260 LOAD CELL SP-S SC 400KG C3 MR - RATED LOAD 400KG - ACCURACY CLASS C3 MR ACC. TO | 1104.51
A5E00252830 | QRL-AA-MODULE, PANEL OF ALUMINIUM, BURNDY-PLUG 50+8 | 2322.9
8PQ2306-8BA03 | SIVACON S4 TOP PLATE DEGREE OF PROTECTION IP4X WITH CABLE ENTRY WIDTH 600MM DEPTH 800MM | 163.54
8PQ3000-0BA16 | SIVACON S4 PARTITION WALL CUBICLE-CUBICLE DEPTH 600MM | 138.47
8PQ3000-0BA85 | SIVACON S4 CROSS BAR WIDTH 1200MM | 158.87
8PQ3000-1BA24 | SIVACON S4 CROSS BAR DEPTH 600MM | 54.73
7ME3951-0LA13 | UNIVERSAL HIGH TEMP SENSOR, PORTABLE CORROSION RESISTANT SIZE 1 FOR UP TO 230 DEG. C, (12.7 TO 10 | 6886.41
8GK9515-8KK31 | ALPHA 630 UNIVERSAL, DOOR IP43, IP55, SHEET METAL RAL 7035, H=1800, W=900 | 1155.87
8WD4440-5BE | SIGNALLING COLUMN REP.-FLASH LIGHT ELEMENT LED CLEAR, 115V AC | 100.66
8WD5320-5AE | BUILT-IN LUMINAIRE, STEADY LIGHT INTEGR. LED, AC/DC 24V, CLEAR | 134.84
8WH1000-6CG00 | ISOLATIONG BLADE TERMINALS WITH SCREW CONNECTION CROSS SECTION 4,0 QMM TERMINAL WIDTH 6,2 MM COL | 4.75
8GK9537-8KK31 | ALPHA 630 UNIVERSAL, MOUNTING PLATES MATERIAL 2MM FOR DIRECT MOUNTING IN ENCLOSURE H=1200MM, B=9 | 455.28
8PQ3000-0BA53 | SIVACON S4 SEPARATION MAIN BUSBAR SYSTEM SHAPE2B MAIN BUSBAR FRONT WIDTH 600MM DEPTH 600MM | 104.06
8PQ3000-0BA81 | SIVACON S4 SEPARATION MAIN BUSBAR SYSTEM SHAPE2B MAIN BUSBAR VARIABLE WIDTH 800MM DEPTH 800MM | 181.18
8PQ3000-1BA25 | SIVACON S4 CROSS BAR DEPTH 800MM | 65.22
8PQ3000-1BA82 | SIKUS/SIVACON LONGITUDINAL SUPPORT ASSEMBLY KITS SYSTEM 8GK HEIGHT 1800MM | 59.84
8PQ3000-2BA38 | SIKUS/SIVACON CRANE BRACKET WIDTH 850MM | 100.35
7KG6106-2EK17-0B | SIMEAS TRANSDUCER (G)MUU FOR ALTERNATING VOLTAGE IN HOUSING, FOR SNAPPING ON MOUNTING RAIL RATED | 1408.69
A5E02734568 | FUE080 SPAREPART TRANSMITTER FOR FUE380 SYSTEMS WITH CUSTODY TRANSFER APPROVAL (7ME341). TYP | 3171.25
8GK9608-2KK20 | ALPHA 630 UNIVERSAL, FRONT COVER WITH CUTOUTS 2ROWS 2X24TE H=400MM B=600MM 200MM TIER SPACING | 213.9
8GK9613-1KK30 | ALPHA 630 UNIVERSAL, FRONT COVER FOR 4GAUGE 96X96+1SWITCHES. H=200MM B=900MM | 276.7
7ML1830-3AN | FDA APPROVED FKM O RING FOR 2" G (BSPP) PROCESS CONNECTIONS -28 TO 80 C (-28 TO 176 F), | 13.16
7KG6101-3UK10 | SIMEAS TRANSDUCER (G)MUU FOR ALTERNATING VOLTAGE IN HOUSING, FOR SNAPPING ON MOUNTING RAIL RATED | 521.57
7KG6106-2SN21-0B | SIMEAS TRANSDUCER (G)MUU FOR ALTERNATING VOLTAGE IN HOUSING, FOR SNAPPING ON MOUNTING RAIL RATED | 1507.81
8GB5013-5KM | FLUSH MOUNTING KIT INCLUDES WALL ANCHORS AND WALL MOUNTING CLAWS | 17.83
8GB5036-0KM | SIMBOX XL - WALL MOUNTED 3 ROWS - 3 X 12 MW (14 MW) SAFETY CLASS II WITHOUT DOOR | 112.47
8PQ1200-6BA15 | SIVACON S4 CUBICLE HEIGHT 2000MM WIDTH 850MM DEPTH 600MM | 531.45
7KG6113-2AK11-0B | SIMEAS TRANSDUCER (G)MUI FOR ALTERNATING CURRENT IN HOUSING, FOR SNAPPING ON MOUNTING RAIL RATED | 1408.69
8GK6723-6KK13 | ALPHA 630 UNIVERSAL, MCCB-ASSEMBLY KIT 1 X 3VL400 3 + 4 POLE H=600MM B=300MM VERTICAL MOUNTING | 627.98
8GK6752-6KK33 | ALPHA 630 UNIVERSAL MCCB-ASSEMBLY KIT 3 X 3VT2 3 + 4 POLE H=600MM W=900MM VERTICAL MOUNTING | 580.87
7KG6131-1AK11 | SIMEAS-T TRANSDUCER FOR DC-VOLTAGE AND CURRENT & ISOLATING AMPLIFIERS INPUT VOLTAGE: -60MV TO 60 | 2091.11
8PQ2000-8BA04 | SIVACON S4 COVER FRAME ASSEMBLY HEIGHT 1800MM FIXED WIDTH 800MM | 202.55
8PQ2010-6BA03 | SIVACON S4 UPGRADE KIT IP55 HEIGHT 100MM WIDTH 600MM | 58.83
8PQ2020-4BA03 | SIKUS/SIVACON MODULE DOOR UPGRADE TO DEGREE OF PROTECTION IP55 HEIGHT 200MM WIDTH 400MM | 62.17
8GK6710-4KK33 | ALPHA 630 UNIVERSAL, MCCB-ASSEMBLY KIT 3 X 3VL160X /3VL160 /3VL250 3 + 4 POLE H=400MM B=900MM, | 604.41
7KG6113-2JN27-0B | SIMEAS TRANSDUCER (G)MUI FOR ALTERNATING CURRENT IN HOUSING, FOR SNAPPING ON MOUNTING RAIL RATED | 1507.81
8PQ3000-2BA60 | SIVACON S4 MOUNTING PLATE MODULAR BLANK HEIGHT 150MM WIDTH 400MM | 53.61
8PQ2025-6BA03 | SIVACON S4 COVER SENTRON 3K SWITCH 3KL-, 3KA712 3- OR 4-POLE ARRANGEMENT HORIZONTAL HEIGHT 250M | 49.27
FDK:083F4123 | MAG 5000/6000 TERM.PLATE & CLEANING IP00 | 490.87
FDK:083G2207 | ACC.BAG MAG 1100 FOOD DN15 | 56.25
FDK:083G2209 | ACC.BAG MAG 1100 FOOD DN25 | 56.25
FDK:083G2212 | ACC.BAG MAG 1100 FOOD DN50 | 73.5
8PQ2030-6BA22 | SIVACON S4 COVER SENTRON 3NP SWITCH 3NP1163 UP TO 630A ARRANGEMENT HORIZONTAL FIXED MOUNTED DIR | 105.94
8GF5737 | SIKUS UNIVERSAL COPPER-BAR L=1750MM 20X5MM, DRILLED | 667.22
7MH5118-3PD50 | SIWAREX WL260 LOAD CELL SP-S SC 500KG C3 MR - RATED LOAD 500KG - ACCURACY CLASS C3 MR ACC. TO | 1104.51
7MH5710-6AD00 | PRESSURE PIECE SET FOR LOAD CELL TYPE SIWAREX WL270 CP-S SB 100T MATERIAL: STAINLESS STEEL LOAD | 530.54
7MH7724-1BT | WEIGHFEEDER CALIBRATION WEIGHT, 10,000G | 398.54
7ML1930-1GB | QTY 3 CABLE GLANDS AND RETAINING NUTS | 21.15
8PQ3000-2BA72 | SIVACON S4 SEPARATION MAIN BUSBAR SYSTEM SHAPE2B MAIN BUSBAR FRONT WIDTH 850MM DEPTH 600MM | 178.4
8PQ3000-2BA74 | SIVACON S4 SEPARATION MAIN BUSBAR SYSTEM SHAPE2B MAIN BUSBAR FRONT O. BEHIND WIDTH 850MM DEPTH | 204.4
8PQ2000-6BA05 | SIVACON S4 INTERNAL DOOR HEIGHT 2000MM WIDTH 600MM | 338.2
8PQ2010-4BA02 | SIVACON S4 OUTER PLATE DEGREE OF PROTECTION IP4X HEIGHT 100MM WIDTH 400 | 64.86
FDK:083G2282 | ACC.BAG MAG 1100 FOOD DN50 TRI-CLOVER WELD | 524.45
FDK:083G3119 | ACCESSORIES FOR MAG 1100 EPDM GASKET SET FOR DN25 2 X EPDM-GASKETS 2 X EARTHING WIRES 3 X M6 SCR | 48.09
7KG6106-3EK17-0B | SIMEAS TRANSDUCER (G)MUU FOR ALTERNATING VOLTAGE IN HOUSING, FOR SNAPPING ON MOUNTING RAIL RATED | 1408.69
8PQ1202-4BA02 | SIVACON S4 CUBICLE HEIGHT 2000MM WIDTH 1200MM DEPTH 400MM | 591.84
8PQ1204-4BA01 | SIVACON S4 CUBICLE HEIGHT 2000MM WIDTH 400MM DEPTH 400MM | 447.82
8PQ1204-6BA01 | SIVACON S4 CUBICLE HEIGHT 2000MM WIDTH 400MM DEPTH 600MM | 464.55
7KG6131-1UN24 | SIMEAS-T TRANSDUCER FOR DC-VOLTAGE AND CURRENT & ISOLATING AMPLIFIERS INPUT VOLTAGE: -300V TO 30 | 2091.11
8PQ5000-3BA81 | SIVACON S4 SEPARATION 3WL SHAPE 3 SWITCH 3WL SIZE 2 3- OR 4-POLE FIXED MOUNTED OR WITHDRAWABLE | 106.85
8PQ5000-3BA85 | SIVACON S4 SEPARATION 3WL SHAPE 4 SWITCH 3WL11 630 - 1000A 3-POLE FIXED MOUNTED, WITHDRAWABLE | 100.35
8GB5003-5KM01 | SIMBOX XL - WALL MOUNTED PLASTIC DOOR WHITE 3 ROWS | 44.78
8GB5010-5KM | N TERMINAL SCREW CONNECTION N = 6X16QMM AND 28X10QMM | 27.81
8GF5768 | BUSBAR HOLDER 4 POLES ALPHA NF WIDTH 300MM FOR BAR THICKNESS 15X5, 20X5 30X5MM, FOR MOUNTING ON | 143.45
8GF7155 | SIKUS UNIVERSAL MOUNTING PLATE H=200MM W=600MM | 93.01
8GF7156 | SIKUS UNIVERSAL MOUNTING PLATE H=400MM W=600MM | 121.49
FDK:083N8105 | MAG 3100 C FLANGE 450MM PN40 AISI 304 | 453.68
FDK:083N8107 | MAG 3100 C FLANGE 500MM PN6, 10 & 150LB | 480
FDK:083N8109 | MAG 3100 C FLANGE 500MM PN40 | 639.68
FDK:083N8118 | MAG 3100 E FLANGE 100MM PN25, 40 & 150LB | 562.55
8PQ6000-4BA36 | SIVACON S4 HOLDER FOR COPPER BAR SWITCH 3WL SIZE 2 CROSS SECTION 25X25MM, PUNCHED 3-POLE FIXED | 310.34
8PQ6000-4BA40 | SIVACON S4 HOLDER FOR COPPER BAR SWITCH 3WL SIZE 3 CROSS SECTION 25X25MM, PUNCHED 3- OR 4-POLE | 368.85
8PQ5000-3BA40 | SIKUS/SIVACON MODULE DOOR LABELING STRIP WIDTH 850MM | 62.93
8PQ5000-3BA46 | SIVACON S4 MODULE DOOR LABELLING STRIP B800 | 83.35
FDK:083N8173 | MAG 3100 E FLANGE 450MM 150LB | 2370.9
8PQ2020-6BA11 | SIVACON S4 COVER SENTRON 3K SWITCH 3KL-, 3KA711 3- OR 4-POLE ARRANGEMENT VERTICAL HEIGHT 200MM | 56.95
8GK9610-1KK20 | ALPHA 630 UNIVERSAL, FRONT COVER FOR 2GAUGE 72X72+2SWITCHES. H=200MM B=600MM | 276.7
8PQ3000-2BA23 | SIKUS/SIVACON MOUNTING PLATE MODULAR CLOSED HEIGHT 800MM WIDTH 400MM | 97.55
8PQ3000-2BA70 | SIVACON S4 SEPARATION MAIN BUSBAR SYSTEM SHAPE2B MAIN BUSBAR FRONT WIDTH 850MM DEPTH 400MM | 144.03
8WA8348-0AA | PLATES HORIZONTEL. 1 PACK WITH 136 PLATES 2 CARDS PER 68 PLATES INSCRIPTION 2MM SIZE. 5X7MM, | 0.19
FDK:083F5034 | MAG IA 230V SAFETYBARRIER EEX IA | 1314.76
FDK:083G0156 | ACCESSORIES FOR MAG 1100 PTFE GASKET SET FOR DN2/10 2 X PTFE-GASKETS 2 X EARTHING WIRES 3 X M6 S | 48.09
FDK:083G2123 | ACC.BAG MAG 1100 FOOD DN65 DIN | 602.49
FDK:083G2182 | ACC.BAG MAG 1100 FOOD DN50 DIN | 643.31
8PQ2025-8BA10 | SIVACON S4 COVER SENTRON 3NP SWITCH 3NP1123 UP TO 160A ARRANGEMENT VERTICAL FIXED MOUNTED DIREC | 118
8PQ2030-6BA05 | SIVACON S4 COVER SENTRON 3K SWITCH 3KL-, 3KA713 3- OR 4-POLE ARRANGEMENT VERTICAL HEIGHT 300MM | 63.94
8PQ1010-0BA07 | SIVACON S4 BASE REINFORCEMENT HEIGHT 100MM WIDTH 850MM | 73.22
7MH5118-3PD00 | SIWAREX WL260 LOAD CELL SP-S SC 500KG C3 - RATED LOAD 500KG - ACCURACY CLASS C3 ACC. TO OIML R | 1009.73
7ML1930-6AJ | RD300 USB SERIAL ADAPTER | 76.35
8GF7147 | SIKUS UNIVERSAL FIELD COVER WITHOUT CUTOUTS FIXED, H=1000MM W=250MM | 121.49
8PQ2020-6BA10 | SIVACON S4 COVER SENTRON 3K SWITCH 3KL-, 3KA711 3- OR 4-POLE ARRANGEMENT HORIZONTAL HEIGHT 400M | 47.87
8PQ2020-6BA14 | SIVACON S4 MODULE DOOR DEGREE OF PROTECTION IP4X HEIGHT 200MM WIDTH 600MM | 119.85
8WA8348-2AH | PLATES HORIZONTEL.: PE PACK WITH 136 PLATES 2 CARDS PER 68 PLATES INSCRIPTION 2MM SIZE. 5X7MM, | 0.19
FDK:083G2225 | ACC.BAG MAG 1100 FOOD DN100 | 119.77
8WA8360-0BC | PLATES VERTICAL. 11..15 PACK WITH 204 PLATES 3 CARDS PER 68 PLATES INSCRIPTION 2MM SIZE. 5X7MM, | 0.19
8PQ1200-4BA15 | SIVACON S4 CUBICLE HEIGHT 2000MM WIDTH 350MM DEPTH 400MM | 480.35
7KG6131-1UN21 | SIMEAS-T TRANSDUCER FOR DC-VOLTAGE AND CURRENT & ISOLATING AMPLIFIERS INPUT VOLTAGE: -300V TO 30 | 2091.11
8PQ6000-0BA16 | SIVACON S4 HOLDER CABLE CHAMBER | 19.98
8GK9125-7KK01 | ALPHA 630 UNIVERSAL, INTERMEDIATE UPRIGHT FOR ENCLOSURE H=1000MM, B=900MM | 260.99
8GK9126-6KK00 | CONNECTING KIT FOR ALPHA 630 UNIVERSAL, IP43, H=1000 | 233.52
8GB5036-1KM | SIMBOX XL - FLUSH MOUNTED 3 ROWS - 3 X 12 MW (14 MW) SAFETY CLASS II | 169.64
6SL3720-1TE33-1AU3 | SINAMICS S120 CABINET MODULE SINGLE MOTOR MODULE WITH CIM NEMA DESIGN INPUT: DC 510 - 720V OUTPU | 22149.26
7LF4941-0 | USB ADAPTER AND SOFTWARE | 150.85
FDK:083N4395 | ADAPTOR GLAND PG13.5-1/2NPT ST.STEEL | 193.27
FDK:083N8101 | MAG 3100 C FLANGE 400MM PN25 | 362.93
FDK:083N8158 | MAG 3100 E FLANGE, 14 INCH ANSI CL. 300 AISI 316 | 1497.13
FDK:083N8164 | MAG 3100 E FLANGE 400MM PN40 AISI 316 | 2063.31
8PQ5000-3BA60 | SIVACON S4 SEPARATION KIT VERTICAL FOR VERTICAL BUS BAR HEIGHT 250MM WIDTH 800MM | 44.42
FDK:083N8183 | MAG 3100 E FLANGE 500MM PN10 | 3085.89
FDK:083N8271 | MAG 3100 E FLANGE 25MM PN10,16,25 & 40 | 397.42
FDK:083N8288 | MAG 3100 E FLANGE 80MM PN6 AISI 316 | 488.15
FDK:083N8361 | MAG 3100 C FLANGE 25MM ALL SPECS | 139.73
8US1922-2EA00 | HOLDER FOR UNUSED PANEL 32MM FOR BUSBAR SYSTEM 60MM SUITABLE FOR COVER FOR UNUSED PANEL | 13.99
8PQ5000-4BA00 | SIVACON S4 SEPARATION 3WL SHAPE 4 SWITCH 3WL11 630 - 1000A 3-POLE FIXED MOUNTED, WITHDRAWABLE | 113.35
A5E02196078 | WELD-IN CONNECTION FITTINGS (ISO 2037 (SMS3008)) DN 63.5 MM, FOR SENSOR SIZE DN65, (P GASKET) | 605.21
8PQ6000-2BA55 | SIVACON S4 KIT SENTRON 3K SWITCH 3KL-, 3KA712 3- OR 4-POLE ARRANGEMENT HORIZONTAL HEIGHT 250MM | 102.23
A5E02729610 | FUS080 SPAREPART TRANSMITTER FOR FUS380 SYSTEMS (7ME340). TYPE SITRANS FUS080 IP67 POLYAMIDE, | 3104.53
7KG6101-2CJ10 | SIMEAS TRANSDUCER (G)MUU FOR ALTERNATING VOLTAGE IN HOUSING, FOR SNAPPING ON MOUNTING RAIL RATED | 521.57
7KG6101-2FK10 | SIMEAS TRANSDUCER (G)MUU FOR ALTERNATING VOLTAGE IN HOUSING, FOR SNAPPING ON MOUNTING RAIL RATED | 521.57
7KG6106-2EN27-0B | SIMEAS TRANSDUCER (G)MUU FOR ALTERNATING VOLTAGE IN HOUSING, FOR SNAPPING ON MOUNTING RAIL RATED | 1507.81
7KG6106-2GN24-0B | SIMEAS TRANSDUCER (G)MUU FOR ALTERNATING VOLTAGE IN HOUSING, FOR SNAPPING ON MOUNTING RAIL RATED | 1507.81
8PQ1020-0BA02 | SIVACON S4 BASE EDGE WITH FRONT COVER HEIGHT 200MM WIDTH 850MM | 237.87
8PQ1022-0BA01 | SIVACON S4 BASE EDGE WITH FRONT COVER HEIGHT 200MM WIDTH 1200MM | 457.14
8PQ1200-0BA03 | SIVACON S4 CUBICLE MODIFICATION KIT FOR CORNER CUBICLE | 293.62
7KG6113-2CN24-0B | SIMEAS TRANSDUCER (G)MUI FOR ALTERNATING CURRENT IN HOUSING, FOR SNAPPING ON MOUNTING RAIL RATED | 1507.81
8GK6755-4KK33 | ALPHA 630 UNIVERSAL MCCB-ASSEMBLY KIT 1 X 3VT3 3 + 4 POLE H=400MM W=900MM HORIZONTAL MOUNTING | 494.53
7KG6131-1BM14 | SIMEAS-T TRANSDUCER FOR DC-VOLTAGE AND CURRENT & ISOLATING AMPLIFIERS INPUT VOLTAGE: -150MV TO 1 | 2091.11
8PQ1201-6BA02 | SIVACON S4 CUBICLE HEIGHT 2000MM WIDTH 1000MM DEPTH 600MM | 566.78
8PQ2015-6BA07 | SIVACON S4 COVER MODULAR INSTALLATION DEVICES 1-ROW 24MW HEIGHT 150MM WIDTH 600MM | 57.71
8PQ2015-6BA13 | SIVACON S4 UPGRADE KIT IP55 BASE COMPARTMENT HEIGHT 150MM WIDTH 600MM | 56.22
8PQ2015-8BA03 | SIVACON S4 COVER MODULAR INSTALLATION DEVICES 1 X 35MW HEIGHT 150MM WIDTH 800MM | 60.69
8GK9607-4KK10 | ALPHA 630 UNIVERSAL, FRONT COVER WITHOUT CUTS H = 600MM, B =300MM | 174.06
8GK9607-5KK10 | ALPHA 630 UNIVERSAL, FRONT COVER WITHOUT CUTS H=800MM B=300MM | 174.06
A5E31930523 | OPERATING MANUAL, GERMAN (SIMATIC PDM) | 232.06
8WA8348-0AJ | PLATES HORIZONTEL. 9 PACK WITH 136 PLATES 2 CARDS PER 68 PLATES INSCRIPTION 2MM SIZE. 5X7MM, | 0.19
8WA8348-2AD | PLATES HORIZONTEL.: L2 PACK WITH 136 PLATES 2 CARDS PER 68 PLATES INSCRIPTION 2MM SIZE. 5X7MM, | 0.19
7ML1930-1FJ | LOCAL USER INTERFACE | 321.95
7ML1930-6AC | 4 RELAYS EXPANSION MODULE | 218.55
7ML5740-1BB01-1A | THE SITRANS RD200 IS A UNIVERSAL INPUT, PANEL MOUNT REMOTE DIGITAL DISPLAY FOR PROCESS INSTRUMEN | 816.19
A5E31945303 | OPERATING INSTRUCTIONS, CHINESE (SIMPLIFIED) (WANDGERAET, ANALYZER MODULES) | 210.67
FDK:083G0157 | ACCESSORIES FOR MAG 1100 PTFE GASKET SET FOR DN15 2 X PTFE-GASKETS 2 X EARTHING WIRES 3 X M6 SCR | 48.09
FDK:083G0162 | ACCESSORIES FOR MAG 1100 PTFE GASKET SET FOR DN50 2 X PTFE-GASKETS 2 X EARTHING WIRES 3 X M6 SCR | 84.39
FDK:083G0691 | ACC. MAG 1100 DN40 GROUND RING AISI316 | 135.2
FDK:083G2101 | ACC.BAG MAG 1100 FOOD DN40 ISO | 421.91
8PQ1010-0BA04 | SIKUS/SIVACON BASE EDGES WITH FRONT COVER CORNER PANEL HEIGHT 100MM | 206.28
8GF7180 | STAB/SIKUS UNIVERSAL TERMINAL STRIP VERTICAL 5 RAILS A L=365MM H=400MM W=900MM | 266.89
8PQ2020-6BA28 | SIVACON S4 MODULAR DOOR DEGREE OF PROTECTION IP4X MODULAR INSTALLATION DEVICES 1-ROW, 24MW HEIG | 98.5
8WA8310-2AY | PLATES, WHITE PACK WITH 136 PLATES 2 CARDS 68 PLATES BLANK SIZE 5X10MM | 0.17
7KG6113-3EN24-0B | SIMEAS TRANSDUCER (G)MUI FOR ALTERNATING CURRENT IN HOUSING, FOR SNAPPING ON MOUNTING RAIL RATED | 1507.81
8PQ1012-0BA01 | SIVACON S4 BASE EDGE WITH FRONT COVER HEIGHT 100MM WIDTH 1200MM | 228.6
8PQ1024-0BA01 | SIVACON S4 BASE EDGE WITH FRONT COVER HEIGHT 200MM WIDTH 400MM | 152.38
8GK9110-0KK00 | INSULATING SUPPORT 1POLE WITH INTERNAL SCREW THREAD M10 AND METAL HOLDER | 13.76
6SL3720-1TG32-6AU3 | SINAMICS S120 CABINET MODULE SINGLE MOTOR MODULE WITH CIM NEMA DESIGN INPUT: DC 675 - 1035V OUTP | 33540.31
7KM9900-0SA00-0AA0 | SPARE PARTS FOR PAC3100/3200/4200 | 54.78
8GF5892 | STAB/SIKUS UNIVERSAL SCREW CONNECTION M8X20, F. CU BUSBAR (1 SET = 50 UNITS) | 53.58
FDK:083N8170 | MAG 3100 E FLANGE 450MM PN16 | 2321
8PQ6000-2BA64 | SIVACON S4 KIT SENTRON 3K SWITCH 3KL-, 3KA714 3- OR 4-POLE ARRANGEMENT VERTICAL HEIGHT 350MM W | 114.31
8PQ5000-3BA72 | SIVACON S4 COVER CABELCONNECTION REAR SWITCH 3VL1 TO 3 UP TO 250A ARRANGEMENT HORIZONTAL 4-POLE | 48.62
6SL3720-1TE21-0AU3 | SINAMICS S120 CABINET MODULE BOOKSIZE CABINET KIT SINGLE MOTOR MODULE INPUT: DC 510 - 720V OUTPU | 2705.41
6SL3720-1TE23-0AU3 | SINAMICS S120 CABINET MODULE BOOKSIZE CABINET KIT SINGLE MOTOR MODULE INPUT: DC 510 - 720V OUTPU | 5220.92
FDK:083N8274 | MAG 3100 E FLANGE 32MM PN10,16,25 & 40 | 397.42
FDK:083N8281 | MAG 3100 E FLANGE, 50MM, AS2129, TABLE E AISI 316 | 412.85
FDK:083N8284 | MAG 3100 E FLANGE 65MM PN6 | 442.78
FDK:083N8286 | MAG 3100 E FLANGE 65MM PN40 AISI 316 | 454.58
FDK:085U1038 | KEYPAD/DISPLAY UNIT MAG5000/6000 IP67 | 302.21
8PQ5000-3BA84 | SIVACON S4 SEPARATION 3WL SHAPE 4 SWITCH 3WL11 630 - 1000A 3-POLE FIXED MOUNTED, WITHDRAWABLE | 68.28
A5E02111996 | KIT, RD 200,POWERSUPPLY FOR DEMO CASES | 874.73
8MF1060-2UT25-0CA1 | DOOR HALVES LEFT H20 W06 EMV | 880.16
8MF1060-2UW70-3C | SIVACON SICUBE PARTITION 2,5MM GALVANISED HEIGHT 2000 WIDTH 600 0 | 166.83
8MF1066-2UB12-0 | SIVACON SICUBE BOTTOM PLATE WIDTH 600 DEPTH 600 PLAIN | 73.17
8MF1080-2AK14-0 | LIMIT PLATE W 800 | 57.92
8MF1000-2AB01 | COVER FOR SWING FRAMES 1HU | 50.18
8MF1000-2AH60 | SIVACON SICUBE HEAVY DUTY RACK L1000 | 51.49
8MF1000-2CW | SIVACON SICUBE TRANSPORTATION_BRACKET | 111.02
8MF1000-2GS30 | SIVACON SICUBE FRAME_GALVANIZED_2,5MM HEIGHT 2000 WIDTH 000 DEPTH 000 | 652.89
8MF1000-2HC | SIVACON SICUBE TOOTHED RAIL | 11.81
8MF1006-2UD30-0A | SIVACON SICUBE ROOF GALVANISED 2MM WIDTH 1000 DEPTH 600 WITH VENTILATION OPENING WITHOUT SEAL | 112.98
8MF1006-2VH | SIVACON SICUBE TRAY IPX1 HEIGHT 1000 DEPTH 600 | 179.98
8GF9681 | STAB UNIVERSAL MOUNTING PLATE ZINCS H=400MM W=900MM | 136.78
8MF1286-3BR4 | SIVACON SICUBE CASE HWD 2200X800X600 R | 1931.08
8MF1290-2AM12-0 | SIVACON SICUBE MOUNT. SHEET. INT. HXW 200X900 | 79.61
8MF1290-2UT15-1BA2 | SIVACON SICUBE DOOR, 1,5MM RAL 7035 LA HEIGHT 2200 WIDTH 900 WITH VENTILATION OPENING FOAMED SE | 560.92
8MF1290-3BR4 | SIVACON SICUBE CASE HWD 2200X900X1000 R | 2469.63
8MF1490-2AM12-0 | SIVACON SICUBE MOUNT. SHEET. INT. HXW 400X900 | 113.63
A5E02272692 | 2 M LOW NOISE ELECTRODE COAX CABLE | 264.04
8PQ6000-5BA18 | SIVACON S4 KIT 3VL CONNECTION CABLE REAR SWITCH 3VL4 UP TO 400A ARRANGEMENT HORIZONTAL 3-POLE H | 321.48
8PQ6000-5BA20 | SIVACON S4 KIT 3VL CONNECTION CABLE REAR SWITCH 3VL4 UP TO 400A ARRANGEMENT HORIZONTAL 4-POLE H | 385.57
6SY7000-0AC46 | FUSE LINK ATDR2-1/2, 2.5 A, 600 V | 25.91
8MF1288-3BR4 | SIVACON SICUBE CASE HWD 2200X800X800 R | 2036.15
8MF1290-2GS30 | SIVACON SICUBE FRAME_GALVANIZED_2,5MM HEIGHT 2200 WIDTH 900 DEPTH 000 | 646.31
8MF1290-2UT14-0BE2 | SIVACON SICUBE DOOR, GLASS, 1,5MM RAL 7035 RA HEIGHT 2200 WIDTH 900 PLAIN FOAMED SEAL | 710.67
8MF1290-2UT14-0CA1 | DOOR RIGHT-HAND H22 W09 EMV | 1073.24
FDK:085B5392 | SONOKIT HOT-TAP DRILL SYSTEM | 2725.46
A5E03412669 | SPAREPART SITRANS FUS: SITRANS FUS080 SPAREPART TRANSMITTER 3.6 V, INCL. 3.6V DUAL BAT. PACK, | 3171.25
A5E03424754 | SITRANS FUE950 OPERATING INSTRUCTIONS DE | 51.44
8GK1123-6KA42 | ALPHA 400 DIN WALL-MOUNTING DISTRIBUTION BOARD EMPTY CUBICLE, RAL 9016, IP55 H=1250 W=1050 D=210 | 1115.02
8MF1072-2AS30 | SIVACON SICUBE MOUNTING RACK 50 L725 | 34.67
8MF1075-2AS30 | SIVACON SICUBE MOUNTING RACK 50 L750 | 35.2
8GK2300-6KL13 | ALPHA 630 UNIVERSAL, FLOOR MOUNTED DISTRIBUTIONBOARD (EMPTY ENCLOSURE) RAL 7035 IP30 (IP43), SK 1 | 530.4
7MF5987-2EB | O-RING FOR SITRANS P500 FOR USE BETWEEN CELL AND HOUSING, MATERIAL: NBR, QUANTITY: 10 | 174.48
8GK9505-7KK23 | ALPHA 630 UNIVERSAL, DOOR IP55, TRANSPARENT (SINGLE VERSION), RAL 7035, H=1200, W=600 | 792.82
8GK9507-2KK23 | ALPHA 630 UNIVERSAL, TRANSPARENT DOOR IP43, IP55 (GIUGIARO-DESIGN), RAL 7035, H=400, B=600 | 702.55
7MH5113-4AD00 | SIWAREX WL 280 LOAD CELL RN-S SA 1T C3 - RATED LOAD 1T - ACCURACY CLASS C3 ACCORDING TO OIML R | 1290.12
7MH5114-5DL00 | SIWAREX WL270 LOAD CELL K-S CA 13 T - RATED LOAD 13T - ACCURACY 0,1 % - 15M CABLE LENGTH, 4 WIRE | 2398.6
8PQ2306-6BA12 | SIVACON S4 CORNER CUBICLE BOTTOM PLATE DEGREE OF PROTECTION IP55 ENCLOSED DEPTH 600MM | 100.35
8PQ2308-4BA02 | SIVACON S4 TOP PLATE DEGREE OF PROTECTION IP4X BLANK WIDTH 800MM DEPTH 400MM | 73.14
8PQ2420-8BA01 | SIVACON S4 REAR WALL DEGREE OF PROTECTION IP55 HEIGHT 2000MM WIDTH 800MM | 297.31
8PQ3000-1BA05 | SIVACON S4 MOUNTING PLATE HEIGHT 1900MM WIDTH 1200MM | 543.53
8PQ3000-1BA46 | SIVACON S4 SEPARATION 3NJ6 SHAPE2B, 3B MAIN BUSBAR FRONT DEPTH 800MM | 270.39
8GK9515-8KK20 | ALPHA 630 UNIVERSAL, DOOR IP43, IP55, SHEET METAL RAL 7035, H=1600, W=600 | 806.54
8GK9525-0KK03 | ALPHA 630 UNIVERSAL, BARRIER HORIZONTAL, W=250MM | 75.94
8WD4450-5BE | SIGNALLING COLUMN REP.-FLASH LIGHT ELEMENT LED CLEAR, 230V AC | 100.66
8PQ3000-0BA72 | SIVACON S4 CROSS BAR WIDTH 800MM | 62.46
8PQ3000-1BA01 | SIVACON S4 CRANE BRACKET WIDTH 800MM | 97.55
8PQ3000-1BA80 | SIKUS/SIVACON CROSS PROFILE ASSEMBLY KITS SYSTEM 8GK WIDTH 850MM | 41.36
8PQ3000-2BA36 | SIKUS/SIVACON CABLE BRACKET PROFILE PROFILE C30 WIDTH 1100MM | 262.01
7KG6101-2QK10 | SIMEAS TRANSDUCER (G)MUU FOR ALTERNATING VOLTAGE IN HOUSING, FOR SNAPPING ON MOUNTING RAIL RATED | 521.57
7KG6106-2EK14-2B | SIMEAS TRANSDUCER (G)MUU FOR ALTERNATING VOLTAGE IN HOUSING, FOR SNAPPING ON MOUNTING RAIL RATED | 1697.9
A5E02729700 | FUS080 SPAREPART TRANSMITTER FOR FUS380 SYSTEMS (7ME340). TYPE SITRANS FUS080 IP67 POLYAMIDE, | 2920.07
8GK9608-3KK22 | ALPHA 630 UNIVERSAL, FRONT COVER WITH CUTOUTS 3X24TE H=450MM B=600MM 150MM TIER SPACING | 272.78
7KG6106-2SM17-0B | SIMEAS TRANSDUCER (G)MUU FOR ALTERNATING VOLTAGE IN HOUSING, FOR SNAPPING ON MOUNTING RAIL RATED | 1408.69
8GB5012-0KM | SIMBOX XL - WALL MOUNTED 1 ROW - 1 X 12 MW (14 MW) SAFETY CLASS II WITHOUT DOOR | 60.6
8GB5024-4KM | SIMBOX XL - HOLLOW WALL 2 ROWS - 2 X 12 MW (14 MW) SAFETY CLASS II | 174.4
8GK6400-4KK30 | ALPHA 630 UNIVERSAL, SWITCH DISCONNECTORS MOUNT.KIT FOR 3KA712/3KL712 GR.2 3/4POLIG H=400MM B=900 | 816.37
8GK6710-6KK13 | ALPHA 630 UNIVERSAL, MCCB-ASSEMBLY KIT 1 X 3VL400 3 + 4 POLE H=600MM, B=250MM, FOR CABLE ROOM | 449.4
8GK6750-6KK13 | ALPHA 630 UNIVERSAL MCCB-ASSEMBLY KIT 1 X 3VT2 3 + 4 POLE H=600MM W=250MM FOR CABLE ROOM | 449.4
8PQ2000-6BA01 | SIVACON S4 COVER FRAME ASSEMBLY HEIGHT 1800MM SWIVELING WIDTH 600MM | 297.31
8PQ2005-8BA01 | SIVACON S4 COVER BLANK HEIGHT 50MM WIDTH 800MM | 49.07
8GK9608-2KK30 | ALPHA 630 UNIVERSAL, FRONT COVER WITH CUTOUTS 2ROWS 2X36TE H=400MM B=900MM 200MM TIER SPACING | 257.07
8GK9621-1KK20 | ALPHA 630 UNIVERSAL, FRONT COVER WITHOUT CUTS H=100MM B=600MM | 163.66
7KG6131-1PN24 | SIMEAS-T TRANSDUCER FOR DC-VOLTAGE AND CURRENT & ISOLATING AMPLIFIERS INPUT VOLTAGE: -150V TO 15 | 2091.11
8PQ3000-2BA85 | SIVACON S4 TOUCH PROTECTION COVER GAP CUBICLE STRUCTURE AND KITS OF SYSTEM 8GK DEGREE OF PROTECT | 237.87
8WA8347-0XA | PLATES VERTICAL.TEXT PACK WITH 136 PLATES 2 CARDS PER 68 PLATES INSCRIPTION 2MM SIZE. 5X7MM, | 0.34
8WA8348-0AD | PLATES HORIZONTEL. 4 PACK WITH 136 PLATES 2 CARDS PER 68 PLATES INSCRIPTION 2MM SIZE. 5X7MM, | 0.19
8MF1070-2UT15-0BA2 | SIVACON SICUBE DOOR, 1,5MM RAL 7035 LA HEIGHT 2000 WIDTH 450 PLAIN FOAMED SEAL | 432.17
8MF1070-2UT25-1BA2 | SIVACON SICUBE DOOR- HALF, 1,5MM RAL 7035 LA HEIGHT 2000 WIDTH 450 WITH VENTILATION OPENING FOA | 341.54
8MF1064-2VH | SIVACON SICUBE TRAY IPX1 HEIGHT 600 DEPTH 400 | 115.08
8MF1066-2VH | SIVACON SICUBE TRAY IPX1 HEIGHT 600 DEPTH 600 | 140.56
8MF1068-3BR4 | SIVACON SICUBE CASE HWD 2000X600X800 R | 1773.42
8MF1080-2UD30-0A | SIVACON SICUBE ROOF GALVANISED 2MM WIDTH 800 DEPTH 1000 WITH VENTILATION OPENING WITHOUT SEAL | 143.22
8MF1080-2UW61-1C | SIVACON SICUBE PANEL SIDE/ BACK 1,5MM COATED HEIGHT 2000 WIDTH 800 0 | 265.35
8MF1080-3BS4 | SIVACON SICUBE CASE HWD 2000X800X1000 | 2351.4
8MF1084-2UD10-0A | SIVACON SICUBE ROOF GALVANISED 2MM WIDTH 800 DEPTH 400 PLAIN WITHOUT SEAL | 59.38
8MF1000-2VF | SIVACON SICUBE CYLINDER LOCK | 35.98
8MF1000-2VK | SIVACON SICUBE CONNECTION DIAGRAM POCKET | 18.78
8MF1000-2VT | SIVACON SICUBE HINGE-JOINT SET L | 73.43
8MF1004-2AF20 | SIVACON SICUBE SHELVE 2MM GALV. WXD 1000X400 | 179.98
8PQ6000-2BA66 | SIVACON S4 KIT SENTRON 3K SWITCH 3KL5 UP TO 125A 3- OR 4-POLE ARRANGEMENT VERTICAL HEIGHT 250MM | 84.66
8MF1266-3VR4 | SIVACON SICUBE CASE HWD 2200X600X600 VENT R | 1747.14
8MF1268-3BR4 | SIVACON SICUBE CASE HWD 2200X600X800 R | 1773.42
8MF1270-2UT15-1BA2 | SIVACON SICUBE DOOR, 1,5MM RAL 7035 LA HEIGHT 2200 WIDTH 450 WITH VENTILATION OPENING FOAMED SE | 470.29
8MF1280-2UT14-0BE2 | SIVACON SICUBE DOOR, GLASS, 1,5MM RAL 7035 RA HEIGHT 2200 WIDTH 800 PLAIN FOAMED SEAL | 668.66
8MF1298-3BR4 | SIVACON SICUBE CASE HWD 2200X900X800 R | 2417.09
8MF1298-3BS4 | SIVACON SICUBE CASE HWD 2200X900X800 | 2850.62
8MF1308-2HH | SIVACON SICUBE CABLE ORGANISER 30 D800 | 23.63
8MF1360-2HL7 | SIVACON SICUBE CABLE TRENCH HXW 75X75HF (2M) | 94.84
FDK:085B5333 | SITRANS FUS ACCESSORY: EXTRACTION TOOL FOR 160MM SONO 3200 O-RING TRANSDUCER TYPES(1 BOX WITH | 10208.42
8MF1260-2UT25-0CA1 | DOOR HALVES LEFT H22 W06 EMV | 977.35
8MF1260-3BR5 | SIVACON SICUBE CASE HWD 2200X600X1000 R | 2009.86
8MF1266-3BS4 | SIVACON SICUBE CASE HWD 2200X600X600 | 2075.53
8MF1266-3ES5 | CUBICLE H22 B06 T06, EARTHQUAKE | 4571.47
8MF1006-3VS4 | SIVACON SICUBE CASE HWD 2000X1000X600 VENT | 2732.34
8MF1008-2UB32-0 | SIVACON SICUBE BOTTOM PLATE WIDTH 1000 DEPTH 800 CABLE INLET | 231.21
8MF1008-2UD10-0A | SIVACON SICUBE ROOF GALVANISED 2MM WIDTH 1000 DEPTH 800 PLAIN WITHOUT SEAL | 109.69
8MF1008-2UD11-0A | SIVACON SICUBE ROOF GALVANISED 2MM WIDTH 1000 DEPTH 800 PLAIN FOAMED SEAL | 186.54
8MF1080-3BS5 | SIVACON SICUBE CASE HWD 2000X800X1000 | 2706.12
8MF1080-3DR4 | SIVACON SICUBE CASE HWD 2000X800X1000 DATA | 2653.58
8MF1084-2UD30-0A | SIVACON SICUBE ROOF GALVANISED 2MM WIDTH 800 DEPTH 400 WITH VENTILATION OPENING WITHOUT SEAL | 63.56
8MF1085-2AS30 | SIVACON SICUBE MOUNTING RACK 50 L850 | 38.62
8MF1094-2UB32-0 | SIVACON SICUBE BOTTOM PLATE WIDTH 900 DEPTH 400 CABLE INLET | 130.3
8MF1094-2UD30-0A | SIVACON SICUBE ROOF GALVANISED 2MM WIDTH 900 DEPTH 400 WITH VENTILATION OPENING WITHOUT SEAL | 65.41
8MF1094-3BR5 | SIVACON SICUBE CASE HWD 2000X900X400 R | 2259.48
8MF1094-3VS4 | SIVACON SICUBE CASE HWD 2000X900X400 VENT | 2351.4
8MF1024-2UB22-0 | SIVACON SICUBE BOTTOM PLATE WIDTH 1200 DEPTH 400 PARTED | 101.03
8MF1024-2UD10-0A | SIVACON SICUBE ROOF GALVANISED 2MM WIDTH 1200 DEPTH 400 PLAIN WITHOUT SEAL | 73.56
8MF1024-2UD20-0A | SIVACON SICUBE ROOF GALVANISED 2MM WIDTH 1200 DEPTH 400 PERFORATED WITHOUT SEAL | 79.19
8MF1024-3BR5 | SIVACON SICUBE CASE HWD 2000X1200X400 R | 2587.89
8MF1060-2CD10 | SIVACON SICUBE DECORATIVE COVER WIDTH 600 WITH SIEMENS LABEL PLAIN | 85.65
8MF1066-3BR4 | SIVACON SICUBE CASE HWD 2000X600X600 R | 1747.14
8MF1070-2UT14-1BA2 | SIVACON SICUBE DOOR, 1,5MM RAL 7035 RA HEIGHT 2000 WIDTH 450 WITH VENTILATION OPENING FOAMED SE | 451.91
8MF1060-2UW61-1C | SIVACON SICUBE PANEL SIDE/ BACK 1,5MM COATED HEIGHT 2000 WIDTH 600 0 | 231.21
8MF1064-2AF20 | SIVACON SICUBE SHELVE 2MM GALV. WXD 600X400 | 153.7
8MF1080-2CW | SIVACON SICUBE TRANSPORTATION_BRACKET | 94.7
8MF1080-2UD12-0A | 8MF1 ROOF EMV W08 D10 IP40 | 245.65
8MF1086-2UB42-0 | 8MF1 BASES EMV W08 D06 IP40 | 105.88
8MF1088-2UB42-0 | 8MF1 BASES EMV W08 D08 IP40 | 139.23
8MF1000-2HD1 | GROUNDING BARS 30X5, W10 | 94.84
8MF1000-2UW61-1C | SIVACON SICUBE PANEL SIDE/ BACK 1,5MM COATED HEIGHT 2000 WIDTH 1000 0 | 327.12
8MF1004-2UD30-0A | SIVACON SICUBE ROOF GALVANISED 2MM WIDTH 1000 DEPTH 400 WITH VENTILATION OPENING WITHOUT SEAL | 79.77
8MF1006-2UB12-0 | SIVACON SICUBE BOTTOM PLATE WIDTH 1000 DEPTH 600 PLAIN | 140.56
8PQ6000-3BA31 | SIVACON S4 KIT SENTRON 3WL SWITCH 3WL SIZE 1, SIZE 2 SIZE 1, 3- OR 4-POLE SIZE 2, 3-POLE FIXED | 199.78
8MF1266-2GS30 | SIVACON SICUBE FRAME_GALVANIZED_2,5MM HEIGHT 2200 WIDTH 600 DEPTH 600 | 551.73
8MF1280-2UW60-1C | SIVACON SICUBE PANEL SIDE/ BACK 1,5MM COATED HEIGHT 2200 WIDTH 800 0 | 307.41
8MF1284-3BS5 | SIVACON SICUBE CASE HWD 2200X800X400 | 2298.86
8MF1294-3VS4 | SIVACON SICUBE CASE HWD 2200X900X400 VENT | 2535.33
8MF1296-3BS4 | SIVACON SICUBE CASE HWD 2200X900X600 | 2692.98
8MF1360-2UT34-0BA2 | 8MF1 COMPARTMENT DOORS H03 W06 | 198.37
8MF1380-2UT34-0BA2 | 8MF1 COMPARTMENT DOORS H03 W08 | 208.87
8PQ6000-5BA45 | SIVACON S4 KIT HOLDER AND DRAWINGS FOR COPPER CONNECTION TO VBB SENTRON 3WL1116 FIXED MOUNTED OR | 682.92
8MF1260-2UT14-0CA1 | DOOR RIGHT-HAND H22 W06 EMV | 955.01
8MF1284-3BR4 | SIVACON SICUBE CASE HWD 2200X800X400 R | 1865.36
8MF1284-3VR4 | SIVACON SICUBE CASE HWD 2200X800X400 VENT R | 1904.78
8MF1290-2UT14-1BA2 | SIVACON SICUBE DOOR, 1,5MM RAL 7035 RA HEIGHT 2200 WIDTH 900 WITH VENTILATION OPENING FOAMED SE | 560.92
A5E03007603 | FUE080 SPAREPART TRANSMITTER FOR HYDROMETER FUE380 SYSTEMS WITH CUSTODY TRANSFER APPROVAL (7ME | 1664.12
8GK1123-7KA22 | ALPHA 400 DIN WALL-MOUNTING DISTRIBUTION BOARD EMPTY CUBICLE, RAL 9016, IP55 H=1400 W=550 D=210 | 795.61
8GK1133-7KA12 | ALPHA 400 DIN WALL-MOUNTING DISTRIBUTION BOARD EMPTY CUBICLE, RAL 9016, IP55 H=1400 W=300 D=210 | 989.47
8MF1020-2AH60 | SIVACON SICUBE HEAVY DUTY RACK L1200 | 58.33
8MF1020-2UD30-0A | SIVACON SICUBE ROOF GALVANISED 2MM WIDTH 1200 DEPTH 1000 WITH VENTILATION OPENING WITHOUT SEAL | 207.58
8MF1070-2UT15-0CA1 | DOOR LEFT-HAND H20 W045 EMV | 845.99
8MF1080-2UT15-0BA2 | SIVACON SICUBE DOOR, 1,5MM RAL 7035 LA HEIGHT 2000 WIDTH 800 PLAIN FOAMED SEAL | 518.89
8MF1080-2UW60-1C | SIVACON SICUBE PANEL SIDE/ BACK 1,5MM COATED HEIGHT 2000 WIDTH 800 0 | 244.33
8MF1086-2GS30 | SIVACON SICUBE FRAME_GALVANIZED_2,5MM HEIGHT 2000 WIDTH 800 DEPTH 600 | 550.43
8MF1086-2UD10-0A | SIVACON SICUBE ROOF GALVANISED 2MM WIDTH 800 DEPTH 600 PLAIN WITHOUT SEAL | 62.8
8MF1090-2UD10-0A | SIVACON SICUBE ROOF GALVANISED 2MM WIDTH 900 DEPTH 1000 PLAIN WITHOUT SEAL | 111.42
8MF1094-2UB22-0 | SIVACON SICUBE BOTTOM PLATE WIDTH 900 DEPTH 400 PARTED | 70.69
8MF1020-3BR5 | SIVACON SICUBE CASE HWD 2000X1200X1000 R | 2824.33
8MF1026-2UB22-0 | SIVACON SICUBE BOTTOM PLATE WIDTH 1200 DEPTH 600 PARTED | 143.22
8MF1026-2UD11-0A | SIVACON SICUBE ROOF GALVANISED 2MM WIDTH 1200 DEPTH 600 PLAIN FOAMED SEAL | 174.74
8MF1030-2UT14-0CA1 | DOOR RIGHT-HAND H20 W03 EMV | 773.74
8MF1050-2UT15-0BE2 | SIVACON SICUBE DOOR, GLASS, 1,5MM RAL 7035 LA HEIGHT 2000 WIDTH 500 PLAIN FOAMED SEAL | 558.29
8MF1600-2AM02-0 | SIVACON SICUBE MOUNT. SHEET. INT. HXW 600X100 | 105.88
8MF1080-2CD16 | SIVACON SICUBE DECORATIVE COVER WIDTH 800 WITH SIEMENS LABEL SPACE FOR INDICATOR LAMP L | 92.36
8MF1080-2UD20-0A | SIVACON SICUBE ROOF GALVANISED 2MM WIDTH 800 DEPTH 1000 PERFORATED WITHOUT SEAL | 123.88
8MF1080-2UT14-0BE2 | SIVACON SICUBE DOOR, GLASS, 1,5MM RAL 7035 RA HEIGHT 2000 WIDTH 800 PLAIN FOAMED SEAL | 675.22
8MF1086-2VH | SIVACON SICUBE TRAY IPX1 HEIGHT 800 DEPTH 600 | 174.74
8MF1088-2AF20 | SIVACON SICUBE SHELVE 2MM GALV. WXD 800X800 | 287.69
8MF1090-2CD00 | SIVACON SICUBE DECORATIVE COVER WIDTH 900 WITHOUT SIEMENS LABEL PLAIN | 81.58
8MF1090-2CW | SIVACON SICUBE TRANSPORTATION_BRACKET | 99.56
8MF1026-2UD20-0A | SIVACON SICUBE ROOF GALVANISED 2MM WIDTH 1200 DEPTH 600 PERFORATED WITHOUT SEAL | 104.86
8MF1028-2UD10-0A | SIVACON SICUBE ROOF GALVANISED 2MM WIDTH 1200 DEPTH 800 PLAIN WITHOUT SEAL | 115.34
8MF1028-2UD20-0A | SIVACON SICUBE ROOF GALVANISED 2MM WIDTH 1200 DEPTH 800 PERFORATED WITHOUT SEAL | 153.7
8MF1028-3BR5 | SIVACON SICUBE CASE HWD 2000X1200X800 R | 2732.34
8MF1800-2AM12-0 | SIVACON SICUBE MOUNT. SHEET. INT. HXW 800X100 | 191.79
8MF1800-2UW62-1B | S/R PANEL EMV H18 D10 IP40 | 835.47
8MF1820-2AA02-0 | SIVACON SICUBE MOUNT. SHEET OUTS. HXW 8001200 | 178.66
8MF1830-2UT14-0CA1 | DOOR RIGHT-HAND H18 W03 EMV | 734.33
7MH4960-2AA01 | SIWAREX WP231 ELECTRONIC FOR CONNECTING ONE SCALE FOR S7-1200, RS485 AND ETHERNET- INTERFACE, ONB | 850.89
8PQ6000-5BA70 | SIVACON S4 KIT 3NP CON.DISTRIBUTION BUSBAR SWITCH 3NP1153 UP TO 400A ARRANGEMENT HORIZONTAL 3-PO | 374.42
8PQ6000-5BA75 | SIVACON S4 KIT HOLDER AND DRAWINGS FOR SWITCHGEAR CONNECTION TO CABLE SENTRON 3WL1116 FIXED MOUN | 647.57
8PQ6000-5BA76 | SIVACON S4 KIT HOLDER AND DRAWINGS FOR SWITCHGEAR CONNECTION TO CABLE SENTRON 3WL1116 FIXED MOUN | 653.16
8MF1880-2UW70-3C | SIVACON SICUBE PARTITION 2,5MM GALVANISED HEIGHT 1800 WIDTH 800 0 | 176.05
8MF1890-2AM02-0 | SIVACON SICUBE MOUNT. SHEET. INT. HXW 800X900 | 134
8MF1890-2GS30 | SIVACON SICUBE FRAME_GALVANIZED_2,5MM HEIGHT 1800 WIDTH 900 DEPTH 000 | 621.37
8MF1890-2UT15-1BA2 | SIVACON SICUBE DOOR, 1,5MM RAL 7035 LA HEIGHT 1800 WIDTH 900 WITH VENTILATION OPENING FOAMED SE | 545.16
A5E02559816 | MAG 5000/6000 TERM.PLATE STD IP67 230VAC | 292.4
8MF1298-3BR5 | SIVACON SICUBE CASE HWD 2200X900X800 R | 2548.45
8MF1298-3BS5 | SIVACON SICUBE CASE HWD 2200X900X800 | 3113.33
8MF1304-2HH | SIVACON SICUBE CABLE ORGANISER 30 D400 | 20.89
8MF1306-2HH | SIVACON SICUBE CABLE ORGANISER 30 D600 | 21.94
8MF1350-2HL7 | SIVACON SICUBE CABLE TRENCH HXW 75X50HF (2M) | 75.8
A5E03007600 | FUE080 SPAREPART TRANSMITTER FOR HYDROMETER FUE380 SYSTEMS WITH CUSTODY TRANSFER APPROVAL (7ME | 1675.31
8MF1096-2UB22-0 | SIVACON SICUBE BOTTOM PLATE WIDTH 900 DEPTH 600 PARTED | 101.16
8MF1096-2UD11-0A | SIVACON SICUBE ROOF GALVANISED 2MM WIDTH 900 DEPTH 600 PLAIN FOAMED SEAL | 157.64
8MF1096-2UD12-0A | 8MF1 ROOF EMV W09 D06 IP40 | 212.81
8MF1096-2VH | SIVACON SICUBE TRAY IPX1 HEIGHT 900 DEPTH 600 | 178.66
7MH5108-4PD00 | SIWAREX WL 270 LOAD CELL CP-S SA 5T C3 - RATED LOAD 5T - ACCURACY CLASS C3 ACCORDING TO OIML R | 731.96
7MH5108-5AE00 | SIWAREX WL270 CP-S SA - LOAD CELL WITH RATED LOAD 10 - 15 M CABLE, 4 WIRES - MADE OF STAINLESS ST | 829.36
7MH5114-5DL80 | SIWAREX WL270 LOAD CELL K-S CA SAFE HT 13 T - RATED LOAD 13 T - WITH DOUBLE BRIDGE - ACCURACY 0, | 4067.86
7MH5114-5QL80 | SIWAREX WL270 LOAD CELL K-S CA SAFE HT 60 T - RATED LOAD 60 T - WITH DOUBLE BRIDGE - ACCURACY 0, | 4440.4
8MF1820-2AL13-0 | SIVACON SICUBE M. BOARD BACK HXW 1800X1200 PER | 430.87
8MF1820-2UW60-1C | SIVACON SICUBE PANEL SIDE/ BACK 1,5MM COATED HEIGHT 1800 WIDTH 1200 0 | 311.33
8MF1830-2UT15-0BA2 | SIVACON SICUBE DOOR, 1,5MM RAL 7035 LA HEIGHT 1800 WIDTH 300 PLAIN FOAMED SEAL | 386.24
8MF1760-2UT34-0BA2 | 8MF1 COMPARTMENT DOORS H07 W06 | 246.94
8MF1850-2UT25-0BE2 | SIVACON SICUBE DOOR- HALF, GLASS, 1,5MM RAL 70 HEIGHT 1800 WIDTH 500 PLAIN FOAMED SEAL | 450.58
8MF1098-3BS5 | SIVACON SICUBE CASE HWD 2000X900X800 | 2824.33
8MF1860-2UT14-0BA2 | SIVACON SICUBE DOOR, 1,5MM RAL 7035 RA HEIGHT 1800 WIDTH 600 PLAIN FOAMED SEAL | 478.15
8MF1870-2UT25-0BE2 | SIVACON SICUBE DOOR- HALF, GLASS, 1,5MM RAL 70 HEIGHT 1800 WIDTH 450 PLAIN FOAMED SEAL | 426.92
8MF1880-2UT15-0BA2 | SIVACON SICUBE DOOR, 1,5MM RAL 7035 LA HEIGHT 1800 WIDTH 800 PLAIN FOAMED SEAL | 486.07
8MF1890-2UT25-1BA2 | SIVACON SICUBE DOOR- HALF, 1,5MM RAL 7035 LA HEIGHT 1800 WIDTH 900 WITH VENTILATION OPENING FOA | 446.63
8MF1898-2GS30 | SIVACON SICUBE FRAME_GALVANIZED_2,5MM HEIGHT 1800 WIDTH 900 DEPTH 800 | 585.87
A5E02609215 | SONOKIT INSTALLATION ALIGNMENTRODS FOR DN700 TO DN1900 (28 TO 76 INCH), D=25 MM, L=500 MM, 6 PCS | 398.13
8MF1290-2UT25-0CA1 | DOOR HALVES LEFT H22 W09 EMV | 1011.53
8MF1294-3BS5 | SIVACON SICUBE CASE HWD 2200X900X400 | 2692.98
8MF1370-2HL6 | SIVACON SICUBE CABLE TRENCH HXW 75X100 (2M) | 67.5
8MF1406-2HH | SIVACON SICUBE CABLE ORGANISER 40 D600 | 44.52
8MF1090-2UD11-0A | SIVACON SICUBE ROOF GALVANISED 2MM WIDTH 900 DEPTH 1000 PLAIN FOAMED SEAL | 186.54
8MF1094-3BR4 | SIVACON SICUBE CASE HWD 2000X900X400 R | 2075.53
8MF1096-3VR4 | SIVACON SICUBE CASE HWD 2000X900X600 VENT R | 2180.63
8MF1098-2UD30-0A | SIVACON SICUBE ROOF GALVANISED 2MM WIDTH 900 DEPTH 800 WITH VENTILATION OPENING WITHOUT SEAL | 132.68
8MF1098-3BR5 | SIVACON SICUBE CASE HWD 2000X900X800 R | 2351.4
7MH5114-6PL80 | SIWAREX WL270 LOAD CELL K-S CA SAFE HT, 500 T - RATED LOAD 500 T - WITH DOUBLE BRIDGE - ACCURACY | 27795.65
8MF1804-2AK03-0 | SIVACON SICUBE M.BOARD SIDE HXB1800X400 | 122.98
8MF1840-2UT14-0CA1 | DOOR RIGHT-HAND H18 W04 EMV | 757.97
8MF1860-2GS30 | SIVACON SICUBE FRAME_GALVANIZED_2,5MM HEIGHT 1800 WIDTH 600 DEPTH 000 | 584.56
8MF1880-2UT25-0BA2 | SIVACON SICUBE DOOR- HALF, 1,5MM RAL 7035 LA HEIGHT 1800 WIDTH 800 PLAIN FOAMED SEAL | 411.18
8MF1880-2UW62-1B | S/R PANEL EMV H18 D08 IP40 | 729.06
8MF1000-2HG | HEATER PLATE | 39.54
8MF1000-2VM | SIVACON SICUBE MULTIFUNCTIONAL BAR L 2000 | 53.6
8MF1006-3VR4 | SIVACON SICUBE CASE HWD 2000X1000X600 VENT R | 2443.36
8MF1008-2CT | SIVACON SICUBE STAND COVER | 51.1
8MF1200-3BS5 | SIVACON SICUBE CASE HWD 2200X1000X1000 | 3441.78
8MF1224-3BS5 | SIVACON SICUBE CASE HWD 2200X1200X400 | 3021.39
8MF1228-3BR4 | SIVACON SICUBE CASE HWD 2200X1200X800 R | 2706.12
8MF1020-2CW | SIVACON SICUBE TRANSPORTATION_BRACKET | 128.36
8MF1020-2UD12-0A | 8MF1 ROOF EMV W12 D10 IP40 | 295.56
8MF1026-2UB42-0 | 8MF1 BASES EMV W12 D06 IP40 | 161.57
8MF1030-2UT15-1BA2 | SIVACON SICUBE DOOR, 1,5MM RAL 7035 LA HEIGHT 2000 WIDTH 300 WITH VENTILATION OPENING FOAMED SE | 423
8MF1040-2UT25-0CA1 | DOOR HALVES LEFT H20 W04 EMV | 809.2
8MF1060-2UD11-0A | SIVACON SICUBE ROOF GALVANISED 2MM WIDTH 600 DEPTH 1000 PLAIN FOAMED SEAL | 165.52
8GK9906-0KK13 | ALPHA 630 UNIVERSAL, BASE, BLUE GREEN BASIC BLENDE ABNEHMBAR, H=100, B=300 | 345.38
8GK9505-8KK10 | ALPHA 630 UNIVERSAL, DOOR IP43, IP55, TRANSPARENT, (SINGLE VERSION) RAL 7035, H=2000, W=300 | 1220.61
8GK9507-4KK20 | TRANSP. DOOR W. MASKING FRAME FOR FM, SINGLE VERSION, HEIGHT=600MM, WIDTH=600MM | 910.56
7ME3951-0LA23 | UNIVERSAL HIGH TEMP SENSOR, PORTABLE CORROSION RESISTANT, SIZE 2 FOR UP TO 230 DEG. C, (30 TO 200 | 6886.41
8GK9920-0KK11 | RAIL F. MODULAR INSTALLATION DEVICES, W=600 | 25.31
8GK9920-0KK41 | ALPHA 630 UNIVERSAL, MARSHALING DUCT RAL7035 W=600, COMPLETE W. COVER, END CAPS (LEFT+RIGHT), PR | 459.2
A5E03063678 | SITRANS F M MAG 5100 W OP INSTR EN | 42.64
8MF1060-2UB32-0 | SIVACON SICUBE BOTTOM PLATE WIDTH 600 DEPTH 1000 CABLE INLET | 151.06
8MF1060-2UD20-0A | SIVACON SICUBE ROOF GALVANISED 2MM WIDTH 600 DEPTH 1000 PERFORATED WITHOUT SEAL | 94.7
8MF1060-2UT14-0CA1 | DOOR RIGHT-HAND H20 W06 EMV | 907.72
A5E03048714 | FUS080 SPAREPART TRANSMITTER FOR SONOKIT SYS.7ME321&322 TYPE SITRANS FUS080 IP67 POLYAMIDE,SUP | 1807.28
8MF1860-2UW62-1B | S/R PANEL EMV H18 D06 IP40 | 685.72
8MF1868-2GS30 | SIVACON SICUBE FRAME_GALVANIZED_2,5MM HEIGHT 1800 WIDTH 600 DEPTH 800 | 551.73
8MF1870-2UT14-0CA1 | DOOR RIGHT-HAND H18 W045 EMV | 797.39
8MF1870-2UT15-0BE2 | SIVACON SICUBE DOOR, GLASS, 1,5MM RAL 7035 LA HEIGHT 1800 WIDTH 450 PLAIN FOAMED SEAL | 525.46
A5E02609218 | SPANNER KEY FOR TRANSDUCER MOUNTING TYPE SONO 3200 O-RING TYPE. | 171.11
8MF4200 | TRIM STRIP W. SIEMENS LETTERING PETROL FOR CUBICLE WIDTH 600MM | 81.33
8MF1580-2HH | SIVACON SICUBE CABLE ORGANISER 50 W800 | 132.68
8MF1660-2AM12-0 | SIVACON SICUBE MOUNT. SHEET. INT. HXW 600X600 | 113.25
8MF1780-2UT34-0BA2 | 8MF1 COMPARTMENT DOORS H07 W08 | 279.81
8MF1800-2AL13-0 | SIVACON SICUBE M. BOARD BACK HXW 1800X1000 PER | 405.93
8PQ5000-1BA65 | SIVACON S4 SEPARATION 3WL SHAPE3 SWITCH 3WL SIZE 1 3- OR 4-POLE FIXED MOUNTED HEIGHT 550MM WI | 130.08
8PQ5000-2BA36 | SIVACON S4 SEPARATION VERTICAL BESIDES SHAPE3 HEIGHT 350MM | 46.66
8MF1088-3VS4 | SIVACON SICUBE CASE HWD 2000X800X800 VENT | 2338.26
8MF1180-2AM02-0 | SIVACON SICUBE MOUNT. SHEET. INT. HXW 100X800 | 30.87
8MF1200-2CS | 8MF1 BASE H02 D10 | 344.18
8MF1860-2UT15-1BA2 | SIVACON SICUBE DOOR, 1,5MM RAL 7035 LA HEIGHT 1800 WIDTH 600 WITH VENTILATION OPENING FOAMED SE | 486.07
8MF1860-2UW70-3C | SIVACON SICUBE PARTITION 2,5MM GALVANISED HEIGHT 1800 WIDTH 600 0 | 165.52
8MF1870-2UT14-0BA2 | SIVACON SICUBE DOOR, 1,5MM RAL 7035 RA HEIGHT 1800 WIDTH 450 PLAIN FOAMED SEAL | 430.87
8MF1880-2AL03-0 | SIVACON SICUBE M. BOARD BACK HXW 1800X800 | 345.5
8MF1000-2VU | CIRCUIT DIAGRAM POCKET STEEL A4 | 80.4
8MF1004-2GS30 | SIVACON SICUBE FRAME_GALVANIZED_2,5MM HEIGHT 2000 WIDTH 000 DEPTH 400 | 575.37
8MF1006-2UB22-0 | SIVACON SICUBE BOTTOM PLATE WIDTH 1000 DEPTH 600 PARTED | 122.57
8MF1006-2UB32-0 | SIVACON SICUBE BOTTOM PLATE WIDTH 1000 DEPTH 600 CABLE INLET | 183.9
8MF1206-2AK13-0 | SIVACON SICUBE M.BOARD SIDE HXB2200X600 PERF. | 265.35
8MF1208-3BR5 | SIVACON SICUBE CASE HWD 2200X1000X800 R | 2732.34
8MF1208-3VS4 | SIVACON SICUBE CASE HWD 2200X1000X800 VENT | 3179.03
8MF1220-2AL13-0 | SIVACON SICUBE M. BOARD BACK HXW 2200X1200 PER | 468.97
8MF1220-2AM02-0 | SIVACON SICUBE MOUNT. SHEET. INT. HXW 200X120 | 76.58
A5E02609214 | SONOKIT INSTALLATION ALIGNMENTRODS FOR DN100 TO DN650 (4 TO 26 INCH), D=25 MM, L=500 MM, 3 PCS. | 220.31
8MF1050-2UT14-0BE2 | SIVACON SICUBE DOOR, GLASS, 1,5MM RAL 7035 RA HEIGHT 2000 WIDTH 500 PLAIN FOAMED SEAL | 558.29
8MF1060-2HC03-0 | 8MF1 SERRATED BARS U-SHAPE L06 | 39.17
8MF1060-2HD2 | GROUNDING BARS 30X10, W06 | 114.57
8MF1060-2HM | SIVACON SICUBE UPGRADE IP2X AUF IP4X B600 | 88.65
A5E03587012 | LR250 THREADED PVDF ANTENNA VERSION ENCLOSURE WITH BOARD STACK, M20 CABLE INLET, APPROVAL OPTION | 2606.9
8PQ4000-0BA51 | SIVACON S4 JOINTS MBB TO DISTRIBUTION BUSBAR STAGGERED MAIN BUSBAR ARRANGEMENT BEHIND CROSS SECT | 554.69
8GK9535-5KK30 | ALPHA 630 UNIVERSAL, MOUNTING PLATE LARGE CABINET 2MM THICK F. DIRECT MOUNTING IN ENCLOSURE HEIG | 304.17
8GK9536-7KK21 | ALPHA 630 UNIVERSAL, MOUNTING PLATES MATERIAL 2MM FOR DIRECT MOUNTING IN ENCLOSURE H=1000MM, B=6 | 251.19
8MF1200-2AR12-2 | SIVACON SICUBE 19" TURNING FRAME. HEAVY DUTY H | 1061.43
8MF1200-2GS30 | SIVACON SICUBE FRAME_GALVANIZED_2,5MM HEIGHT 2200 WIDTH 000 DEPTH 000 | 673.91
FDK:083F5031 | 42TE FRONT PANEL | 510.84
FDK:083G0121 | ACC. MAG 1100 GASKET-GRAPHITE 200C DN40, CONDUCTIVE,CAN ALSO BE USED AS GROUNDING- RING | 65.33
FDK:083G2179 | ACC.BAG MAG 1100 FOOD DN25 DIN | 540.79
FDK:083G2206 | ACC.BAG MAG 1100 FOOD DN10 | 56.25
8PQ2030-6BA10 | SIVACON S4 MODULE DOOR DEGREE OF PROTECTION IP4X HEIGHT 300MM WIDTH 600MM | 141.23
8GF5751 | SIKUS UNIVERSAL COPPER-BAR L=1750MM 15X5MM, DRILLED WITH THREAD | 449.4
7ML1930-6AF | RS-232 SERIAL ADAPTER | 218.55
7ML5740-1CC01-1A | THE SITRANS RD200 IS A UNIVERSAL INPUT, PANEL MOUNT REMOTE DIGITAL DISPLAY FOR PROCESS INSTRUMEN | 987.35
8GF7157 | SIKUS UNIVERSAL MOUNTING PLATE H=600MM W=600MM | 147
8PQ2020-6BA12 | SIVACON S4 COVER MODULAR INSTALLATION DEVICES 1 X 24MW HEIGHT 200MM WIDTH 600MM | 43.97
8WA8348-1AG | PLATES HORIZONTEL. X PACK WITH 136 PLATES 2 CARDS PER 68 PLATES INSCRIPTION 2MM SIZE. 5X7MM, | 0.19
8WA8360-0AG | PLATES VERTICAL. 201..300 PACK WITH 204 PLATES 3 CARDS PER 68 PLATES INSCRIPTION 2MM SIZE. 5X7MM | 0.19
7KG6111-2BJ10 | SIMEAS TRANSDUCER (G)MUI FOR ALTERNATING CURRENT IN HOUSING, FOR SNAPPING ON MOUNTING RAIL RATED | 521.57
7KG6111-3EK10 | SIMEAS TRANSDUCER (G)MUI FOR ALTERNATING CURRENT IN HOUSING, FOR SNAPPING ON MOUNTING RAIL RATED | 521.57
8WA8360-0BF | PLATES VERTICAL. 26..30 PACK WITH 204 PLATES 3 CARDS PER 68 PLATES INSCRIPTION 2MM SIZE. 5X7MM, | 0.19
8PQ1206-6BA01 | SIVACON S4 CUBICLE HEIGHT 2000MM WIDTH 600MM DEPTH 600MM | 478.49
7KM9300-0AE01-0AA0 | PLUG-IN COMMUNICATIONS MODULE SWITCHED ETHERNET PROFINET | 848.5
8PQ5000-2BA62 | SIVACON S4 SEPARATION HORIZONTAL SHAPE3 WIDTH 800MM | 68.39
8GK9120-0KK20 | ALPHA 630 UNIVERSAL FLANGE PLATE FOR FLOOR MOUNTED DISTRIBUTIONBOARD IP43 B=600 | 78.49
8GK9126-3KK00 | CONNECTING KIT FOR ALPHA 630 UNIVERSAL, IP43, H=400 | 204.09
8GB5011-5KM | PE TERMINAL SCREW CONNECTION PE = 6X16QMM AND 28X10QMM | 27.81
6SL3720-1TE24-5AU3 | SINAMICS S120 CABINET MODULE BOOKSIZE CABINET KIT SINGLE MOTOR MODULE INPUT: DC 510 - 720V OUTPU | 7135.23
6SL3720-1TE38-4AU3 | SINAMICS S120 CABINET MODULE SINGLE MOTOR MODULE WITH CIM NEMA DESIGN INPUT: DC 510 - 720V OUTPU | 50468.69
8GF7372 | STAB UNIVERSAL INSIDE DOOR, H=2000MM W=600MM | 839.91
8GF5681 | SIKUS UNIVERSAL COPPER-BAR, FLEXIBLE, L=2000 MM 20X5X1MM 250A, TEMP.20 GRAD C | 706.47
FDK:083G3259 | ACC. MAG 1100 DN25 GROUNDING RING C22 | 262.23
FDK:083N8081 | MAG 3100 C FLANGE 300MM PN25 AISI 304 | 264.04
FDK:083N8103 | MAG 3100 C FLANGE 450MM PN6 & 10 | 411.94
FDK:083N8146 | MAG 3100 E FLANGE 300MM PN25 AISI 316 | 1239.44
FDK:083N8162 | E FL ASSY 400MM PN16 | 1985.28
8PQ6000-2BA52 | SIVACON S4 KIT SENTRON 3K SWITCH 3KL-, 3KA711 3- OR 4-POLE ARRANGEMENT HORIZONTAL HEIGHT 200MM | 81.6
8PQ6000-3BA78 | SIVACON S4 KIT SENTRON 3NP SWITCH 3NP1123 AND 1133 ARRANGEMENT VERTICAL FIXED MOUNTED NUMBER OF | 74.62
8PQ5000-3BA54 | SIVACON S4 SEPARATION KIT VERTICAL FOR VERTICAL BUS BAR HEIGHT 250MM WIDTH 600MM | 34.26
FDK:083N8180 | MAG 3100 E FLANGE 500MM PN25 AISI 316 | 3102.23
FDK:083N8185 | MAG 3100 E FLANGE, 500MM, AS2129, TABLE E AISI 316 | 3136.72
FDK:083N8347 | MAG 3100 C FLANGE 80MM ALL SPECS | 164.22
FDK:083N8365 | MAG 3100 E FLANGE 15MM PN40 150LB ETC | 372.01
A5E02082880 | MAG 5/6000 19 INCH AND SAFETY BARRIER EX E IA OP INSTR ENG | 29.04
8GF7373 | STAB UNIVERSAL INSIDE DOOR, H=1600MM W=900MM | 930.19
8MF1066-2UB32-0 | SIVACON SICUBE BOTTOM PLATE WIDTH 600 DEPTH 600 CABLE INLET | 109.69
8MF1066-3VR4 | SIVACON SICUBE CASE HWD 2000X600X600 VENT R | 1681.45
8MF1060-3VS4 | SIVACON SICUBE CASE HWD 2000X600X1000 VENT | 2351.4
8MF1064-2UD30-0A | SIVACON SICUBE ROOF GALVANISED 2MM WIDTH 600 DEPTH 400 WITH VENTILATION OPENING WITHOUT SEAL | 53.6
8MF1830-2UT15-0CA1 | DOOR LEFT-HAND H18 W03 EMV | 746.14
8MF1890-2AA02-0 | SIVACON SICUBE MOUNT. SHEET OUTS. HXW 800900 | 134
8MF1890-2UW60-1C | SIVACON SICUBE PANEL SIDE/ BACK 1,5MM COATED HEIGHT 1800 WIDTH 900 0 | 254.87
8MF1000-2AB02 | COVER FOR SWING FRAMES 2HU | 51.49
8MF1000-2AR12-2 | SIVACON SICUBE 19" TURNING FRAME. HEAVY DUTY H | 1015.45
8MF1000-2CP | SIVACON SICUBE MULTIFUNCTIONAL_BRACKET | 4.62
8MF1020-2CD17 | SIVACON SICUBE DECORATIVE COVER WIDTH 120 WITH SIEMENS LABEL SPACE FOR INDICATOR LAMP R | 144.52
7MH5118-2PE50 | SIWAREX WL260 LOAD CELL SP-S SC 50KG C4 - RATED LOAD 50KG - ACCURACY CLASS C4 MR ACC. TO OIML | 917.56
7MH5118-3GD00 | SIWAREX WL260 LOAD CELL SP-S SC 200KG C3 - RATED LOAD 200KG - ACCURACY CLASS C3 ACC. TO OIML R | 1009.73
8MF1240-2UT25-0CA1 | DOOR HALVES LEFT H22 W04 EMV | 911.68
8MF1250-2UT15-1BA2 | SIVACON SICUBE DOOR, 1,5MM RAL 7035 LA HEIGHT 2200 WIDTH 500 WITH VENTILATION OPENING FOAMED SE | 474.23
8MF1020-3BR4 | SIVACON SICUBE CASE HWD 2000X1200X1000 R | 2706.12
8MF1020-3VS4 | SIVACON SICUBE CASE HWD 2000X1200X1000 VENT | 3192.15
8MF1024-3BR4 | SIVACON SICUBE CASE HWD 2000X1200X400 R | 2509.06
8MF1026-2UB12-0 | SIVACON SICUBE BOTTOM PLATE WIDTH 1200 DEPTH 600 PLAIN | 158.96
8GK1123-7KA12 | ALPHA 400 DIN WALL-MOUNTING DISTRIBUTION BOARD EMPTY CUBICLE, RAL 9016, IP55 H=1400 W=300 D=210 | 700.18
8GK1123-7KA32 | ALPHA 400 DIN WALL-MOUNTING DISTRIBUTION BOARD EMPTY CUBICLE, RAL 9016, IP55 H=1400 W=800 D=210 | 949.29
8GK1133-7KA22 | ALPHA 400 DIN WALL-MOUNTING DISTRIBUTION BOARD EMPTY CUBICLE, RAL 9016, IP55 H=1400 W=550 D=210 | 1165.26
8GK1133-7KA42 | ALPHA 400 DIN WALL-MOUNTING DISTRIBUTION BOARD EMPTY CUBICLE, RAL 9016, IP55 H=1400 W=1050 D=210 | 1737.87
8GK9126-8KK02 | CONNECTING KIT FOR ALPHA 630 UNIVERSAL, IP43, H=2000 | 264.93
8GK9505-6KK20 | ALPHA 125, 630 UNIVERSAL, DOOR IP43 , TRANSPARENT (SINGLE VERSION), RAL 7035, H=1000, W=600 | 645.63
A5E03462870 | SITRANS FUE950 SPARE PART: FUE950 STAINLESS STEEL POCKET G1/2B, 225 MM (PN40, MAX. 5M/S) FOR P | 731.41
7ME3951-0LA33 | UNIVERSAL HIGH TEMP SENSOR, PORTABLE CORROSION RESISTANT, SIZE 2A FOR UP TO 230 DEG. C, (30 TO 20 | 6886.41
JJY:023146720008 | FA. HEINE BREAKING RESISTOR FOR POWERMODULE FSA P_MAX=750W/12S/5% ED R=200 OHM P_DAUER=37,5W | 97.9
A5E03589264 | LR250 THREADED PVDF ANTENNA VERSION ENCLOSURE WITH BOARD STACK,M20 CABLE INLET, APPROVAL OPTION E | 2895.38
8PQ2040-8BA10 | SIVACON S4 COVER MODULAR INSTALLATION DEVICES 2 X 35MW HEIGHT 400MM WIDTH 800MM | 85.96
8GK9507-8KK30 | ALPHA 630 UNIVERSAL, TRANSPARENT DOOR IP43, IP55 (GIUGIARO-DESIGN), RAL 7035, H=1600, B=900 | 1403.12
8MF1220-3VS4 | SIVACON SICUBE CASE HWD 2200X1200X1000 VENT | 3323.5
8MF1228-3BR5 | SIVACON SICUBE CASE HWD 2200X1200X800 R | 2837.48
8MF1228-3BS4 | SIVACON SICUBE CASE HWD 2200X1200X800 | 3231.58
8MF1230-2UT15-0CA1 | DOOR LEFT-HAND H22 W03 EMV | 831.55
A5E31521721 | IMAGS100 (MAG 8000) TRANSMITTER REMOTE REPLACEMENT KIT. ITRON SYSTEM NUMBER SPECIFIED BY ORDERING | 2873.47
A5E31638071 | MAG 6000 I NAMUR OPERATING INSTRUCTIONS EN | 50.81
8GK9513-8KK20 | ALPHA 630 DIN, SUBSTITUTE DOOR FOR BOARD W=550MM, H=1950MM COMPLETE DOOR WITH LOCK DOOR 300MM, RA | 391.78
8GK9515-6KK20 | ALPHA 125 UNIVERSAL, DOOR IP43, SHEET METAL RAL 7035, H=1000, W=600 | 423.89
8GK9515-6KK23 | ALPHA 125 UNIVERSAL, DOOR IP55, SHEET METAL, RAL 7035, H=1000, W=600 | 580.87
8GK9515-7KK23 | ALPHA 125 UNIVERSAL, DOOR IP55, SHEET METAL, RAL 7035, H=1200, W=600 | 586.77
8PQ2045-6BA06 | SIVACON S4 FACHTUER UPGRADE KIT IP55 HEIGHT 450MM WIDTH 600MM | 70.63
7MH4138-6AA00-0BA0 | SIWAREX WP321 WEIGHING ELECTRONIC FOR CONNECTING ONE SCALE, FOR SIMATIC ET200SP, RS485-INTERFACE | 856.62
JJY:023433720001 | FA. HEINE BREAKING RESISTOR FOR POWERMODULE FSC2 P_MAX=7500W/12S/5% ED R=20 OHM P_DAUER=375W NO | 278.69
CQO:DENSO-10 | DENSO KIT FOR PIPE OD FROM (254 TO 406.4MM) OR (10 TO 16") LEGACY PART NUMBER: DENS0/10" SPOOL | 1364.45
8PQ2045-8BA03 | SIVACON S4 MODULE DOOR DEGREE OF PROTECTION IP4X HEIGHT 450MM WIDTH 800MM | 207.22
8PQ4000-0BA12 | SIVACON S4 PEN-BRIDGE MAIN BUSBAR SYSTEM | 100.35
8GK9513-8KK50 | ALPHA 630 DIN, SUBSTITUTE DOOR RIGHT DOOR FOR BOARD W=1050MM AND W=1300MM, H=1950MM COMPLETE DOOR | 365.66
8GK9515-8KK40 | ALPHA 630 UNIVERSAL, DOOR IP43, IP55, SHEET METAL RAL 7035, H=1600, W=240 | 665.25
8MF1180-2AM12-0 | SIVACON SICUBE MOUNT. SHEET. INT. HXW 100X800 | 56.09
8MF1200-2AN30 | SIVACON SICUBE 19" RACK H600 | 72.51
8MF1220-2AM12-0 | SIVACON SICUBE MOUNT. SHEET. INT. HXW 200X120 | 96.84
8MF1220-3BR4 | SIVACON SICUBE CASE HWD 2200X1200X1000 R | 2771.79
8MF1240-2UT15-0BE2 | SIVACON SICUBE DOOR, GLASS, 1,5MM RAL 7035 LA HEIGHT 2200 WIDTH 400 PLAIN FOAMED SEAL | 533.32
8MF1250-2UT14-0BA2 | SIVACON SICUBE DOOR, 1,5MM RAL 7035 RA HEIGHT 2200 WIDTH 500 PLAIN FOAMED SEAL | 463.72
7MH5114-4JL70 | SIWAREX WL270 LOAD CELL K-S CA HT 2,8 T - RATED LOAD 2,8T - ACCURACY 0,5 % - 6M CABLE LENGTH, 4 | 2532.47
A5E31521623 | IMAGS100 ITRON TRANSM. COMPACT REPL. KIT IMAGS100 (MAG8000) TRANSMITTER COMPACT REPLACEMENT KIT. | 2318.42
8GK9561-0KK03 | ALPHA 630 DIN, LOCK INSERT NORWEGIAN DESIGN (1 SET= 5 UNITS) | 260.96
8GK9608-2KK22 | ALPHA 630 UNIVERSAL, FRONT COVER WITH CUTOUTS 1X24TE H=300MM B=600MM 150MM TIER SPACING | 194.46
8WA8361-0AA | PLATES HORIZONTEL. 1..9 PACK WITH 204 PLATES 3 CARDS PER 68 PLATES INSCRIPTION 2MM SIZE. 5X7MM, | 0.19
8WA8361-0BB | PLATES HORIZONTEL. 6..10 PACK WITH 204 PLATES 3 CARDS PER 68 PLATES INSCRIPTION 2MM SIZE. 5X7MM, | 0.19
7MH5114-6JL70 | SIWAREX WL270 LOAD CELL K-S CA HT 280 T - RATED LOAD 280T - ACCURACY 0,3 % - 20M CABLE LENGTH, 4 | 6478.29
8GK9505-8KK11 | ALPHA 630 UNIVERSAL, TRANSPARENT DOOR IP43, IP55 RAL 7035, H=1600, B=300 | 845.8
8GK9507-7KK23 | ALPHA 630 UNIVERSAL, TRANSPARENT DOOR IP43, IP55 (GIUGIARO-DESIGN), RAL 7035, H=1000, B=600 | 1102.87
8GK9515-8KK32 | ALPHA 630 UNIVERSAL, DOOR IP43, IP55, SHEET METAL RAL 7035, H=2000, W=900 | 1161.75
8GK9525-5KK03 | ALPHA 630 UNIVERSAL, BARRIER, VERTICAL, BETW. DEVICE COMPARTMENT/ BUSBAR COMP. IN DISTRIBUTORS W | 183.48
A5E03637691 | SIMATIC IPC , COMPACTFLASH DIAG, 16 GB, INDUSTRIAL GRADE | 990.3
8GF9676 | STAB UNIVERSAL MOUNTING PLATE ZINCS H=200MM W=600MM | 75.94
8GK9920-0KK33 | ALPHA 125 UNIVERSAL WALL FIXING LUG (1 SET = 4 UNITS) | 49.25
8GK9920-0KK44 | ALPHA 630 UNIVERSAL, TRANSPORT BAR KIT H1400 VERTICAL | 353.23
8WD4220-5AF | ST.-LIGHT ELEMENTS LED, BLUE, AC/DC 24V | 91.16
8PQ1010-8BA01 | SIVACON S4 BASE COVER BESIDES HEIGHT 100MM DEPTH 800MM | 65.62
8PQ4000-0BA06 | SIVACON S4 SEPARATION DISTRIBUTION BUSBAR FORM2B WITHOUT MAIN BUSBAR SYSTEM DEPTH 400MM | 369.81
8PQ4000-0BA47 | SIVACON S4 JOINTS MBB TO DISTRIBUTION BUSBAR STAGGERED MAIN BUSBAR FRONT CROSS SECTION 30X40MM | 603
8PQ4000-0BA78 | SIVACON S4 SUPPORTING DISTRIBUTION BUSBAR NON STAGGERED WIDTH 200MM | 91.45
8GK2043-3KL21 | ALPHA 125 UNIVERSAL, WALL DISTR. BOARD, PART.EQUIP. UP-CUBICLE, RAL 7035, IP31D, SK 1, H=1000 W=6 | 680.18
8WA8360-1AA | PLATES VERTICAL. A,B..T PACK WITH 204 PLATES 3 CARDS PER 68 PLATES INSCRIPTION 2MM SIZE. 5X7MM, | 0.19
8GB5048-1KM | SIMBOX XL - FLUSH MOUNTED 4 ROWS - 4 X 12 MW (14 MW) SAFETY CLASS II | 235.39
8WA8347-2AE | PLATES VERTICAL: L3 PACK WITH 136 PLATES 2 CARDS PER 68 PLATES INSCRIPTION 2MM SIZE. 5X7MM, | 0.19
8WA8360-0AC | PLATES VERTICAL. 1..40 PACK WITH 204 PLATES 3 CARDS PER 68 PLATES INSCRIPTION 2MM SIZE. 5X7MM, | 0.19
8MF1080-2CS | SIVACON SICUBE STAND | 176.05
8MF1080-2UD10-0A | SIVACON SICUBE ROOF GALVANISED 2MM WIDTH 800 DEPTH 1000 PLAIN WITHOUT SEAL | 92.36
8MF1086-3BS5 | SIVACON SICUBE CASE HWD 2000X800X600 | 2285.72
8MF1088-3BS4 | SIVACON SICUBE CASE HWD 2000X800X800 | 2259.48
8MF1000-2UD30-0A | SIVACON SICUBE ROOF GALVANISED 2MM WIDTH 1000 DEPTH 1000 WITH VENTILATION OPENING WITHOUT SEAL | 194.4
8MF1000-2VD | SIVACON SICUBE THREE EDGE BIT | 44.52
8MF1004-2CT | SIVACON SICUBE STAND COVER | 34.42
8MF1004-3VR4 | SIVACON SICUBE CASE HWD 2000X1000X400 VENT R | 2285.72
8MF1264-3VR4 | SIVACON SICUBE CASE HWD 2200X600X400 VENT R | 1681.45
8MF1266-3BS5 | SIVACON SICUBE CASE HWD 2200X600X600 | 2180.63
8MF1280-2UT25-0BE2 | SIVACON SICUBE DOOR- HALF, GLASS, 1,5MM RAL 70 HEIGHT 2200 WIDTH 800 PLAIN FOAMED SEAL | 617.43
8MF1284-3BR5 | SIVACON SICUBE CASE HWD 2200X800X400 R | 2036.15
8MF1286-2GS30 | SIVACON SICUBE FRAME_GALVANIZED_2,5MM HEIGHT 2200 WIDTH 800 DEPTH 600 | 568.82
8MF1294-3BS4 | SIVACON SICUBE CASE HWD 2200X900X400 | 2522.22
8MF1296-2GS30 | SIVACON SICUBE FRAME_GALVANIZED_2,5MM HEIGHT 2200 WIDTH 900 DEPTH 600 | 585.87
8MF1380-2AM02-0 | SIVACON SICUBE MOUNT. SHEET. INT. HXW 300X800 | 63.04
8MF1410-2HH | SIVACON SICUBE CABLE ORGANISER 40 W1000 | 58.2
8PQ6000-3BA77 | SIVACON S4 KIT SENTRON 3NP SWITCH 3NP1163 ARRANGEMENT HORIZONTAL FIXED MOUNTED NUMBER OF SWITCH | 86.03
8PQ6000-5BA46 | SIVACON S4 KIT HOLDER AND DRAWINGS FOR COPPER CONNECTION TO VBB SENTRON 3WL1116 FIXED MOUNTED OR | 694.05
8MF1260-2UT14-0BE2 | SIVACON SICUBE DOOR, GLASS, 1,5MM RAL 7035 RA HEIGHT 2200 WIDTH 600 PLAIN FOAMED SEAL | 625.29
8MF1260-2UT25-0BA2 | SIVACON SICUBE DOOR- HALF, 1,5MM RAL 7035 LA HEIGHT 2200 WIDTH 600 PLAIN FOAMED SEAL | 387.55
8MF1280-2AL03-0 | SIVACON SICUBE M. BOARD BACK HXW 2200X800 | 384.88
8MF1284-3BS4 | SIVACON SICUBE CASE HWD 2200X800X400 | 2180.63
8MF1290-2UT15-0BE2 | SIVACON SICUBE DOOR, GLASS, 1,5MM RAL 7035 LA HEIGHT 2200 WIDTH 900 PLAIN FOAMED SEAL | 710.67
8GK1123-7KA42 | ALPHA 400 DIN WALL-MOUNTING DISTRIBUTION BOARD EMPTY CUBICLE, RAL 9016, IP55 H=1400 W=1050 D=210 | 1185.38
8GK1133-7KA32 | ALPHA 400 DIN WALL-MOUNTING DISTRIBUTION BOARD EMPTY CUBICLE, RAL 9016, IP55 H=1400 W=800 D=210 | 1386.28
8MF1020-2HC13-0 | 8MF1 SERRATED BARS PLAIN L12 | 35.2
8MF1020-2UW61-1C | SIVACON SICUBE PANEL SIDE/ BACK 1,5MM COATED HEIGHT 2000 WIDTH 1200 0 | 356.01
8MF1070-2UT14-0BE2 | SIVACON SICUBE DOOR, GLASS, 1,5MM RAL 7035 RA HEIGHT 2000 WIDTH 450 PLAIN FOAMED SEAL | 537.3
8MF1080-2UT14-1BA2 | SIVACON SICUBE DOOR, 1,5MM RAL 7035 RA HEIGHT 2000 WIDTH 800 WITH VENTILATION OPENING FOAMED SE | 537.3
8MF1080-2UT25-0CA1 | DOOR HALVES LEFT H20 W08 EMV | 926.1
8MF1086-2UB22-0 | SIVACON SICUBE BOTTOM PLATE WIDTH 800 DEPTH 600 PARTED | 76.71
8MF1086-2UD20-0A | SIVACON SICUBE ROOF GALVANISED 2MM WIDTH 800 DEPTH 600 PERFORATED WITHOUT SEAL | 79.19
8MF1090-2UB32-0 | SIVACON SICUBE BOTTOM PLATE WIDTH 900 DEPTH 1000 CABLE INLET | 243.02
8MF1090-2VH | SIVACON SICUBE TRAY IPX1 HEIGHT 900 DEPTH 1000 | 253.54
8MF1020-2VH | SIVACON SICUBE TRAY IPX1 HEIGHT 1200 DEPTH 1000 | 285.06
8MF1024-2GS30 | SIVACON SICUBE FRAME_GALVANIZED_2,5MM HEIGHT 2000 WIDTH 200 DEPTH 400 | 578
8MF1026-2AF20 | SIVACON SICUBE SHELVE 2MM GALV. WXD 1200X600 | 203.61
8MF1026-2UB32-0 | SIVACON SICUBE BOTTOM PLATE WIDTH 1200 DEPTH 600 CABLE INLET | 207.58
8MF1040-2UT15-0BE2 | SIVACON SICUBE DOOR, GLASS, 1,5MM RAL 7035 LA HEIGHT 2000 WIDTH 400 PLAIN FOAMED SEAL | 518.89
8MF1050-2UT15-0CA1 | DOOR LEFT-HAND H20 W05 EMV | 856.49
8MF1510-2HH | SIVACON SICUBE CABLE ORGANISER 50 W1000 | 148.45
8MF1690-2AM12-0 | SIVACON SICUBE MOUNT. SHEET. INT. HXW 600X900 | 135.29
8MF1800-2AM02-0 | SIVACON SICUBE MOUNT. SHEET. INT. HXW 800X100 | 135.29
8MF1840-2UT25-0CA1 | DOOR HALVES LEFT H18 W04 EMV | 752.72
8MF1860-2AA02-0 | SIVACON SICUBE MOUNT. SHEET OUTS. HXW 800X600 | 103.54
8GF9861 | STAB/SIKUS UNIVERSAL HC BIT BLADES HEX. SOCKET HEAD A. CROSS-TIP W. HEX SHANK 6.3MM | 82.61
8MF1098-3VR4 | SIVACON SICUBE CASE HWD 2000X900X800 VENT R | 2298.86
8MF1860-2AL13-0 | SIVACON SICUBE M. BOARD BACK HXW 1800X600 PERF | 345.5
8MF1880-2UT14-1BA2 | SIVACON SICUBE DOOR, 1,5MM RAL 7035 RA HEIGHT 1800 WIDTH 800 WITH VENTILATION OPENING FOAMED SE | 516.27
8MF1880-2UW61-1C | SIVACON SICUBE PANEL SIDE/ BACK 1,5MM COATED HEIGHT 1800 WIDTH 800 0 | 245.65
8MF1890-2UT25-0BA2 | SIVACON SICUBE DOOR- HALF, 1,5MM RAL 7035 LA HEIGHT 1800 WIDTH 900 PLAIN FOAMED SEAL | 436.14
8MF1896-2GS30 | SIVACON SICUBE FRAME_GALVANIZED_2,5MM HEIGHT 1800 WIDTH 900 DEPTH 600 | 559.6
8MF1290-3VR4 | SIVACON SICUBE CASE HWD 2200X900X1000 VENT R | 2522.22
8MF1296-3BS5 | SIVACON SICUBE CASE HWD 2200X900X600 | 2824.33
8MF1390-2AM12-0 | SIVACON SICUBE MOUNT. SHEET. INT. HXW 300X900 | 89.2
8MF1480-2AM02-0 | SIVACON SICUBE MOUNT. SHEET. INT. HXW 400X800 | 75.39
8MF1090-2HD1 | GROUNDING BARS 30X5, W09 | 94.7
8MF1090-3BR4 | SIVACON SICUBE CASE HWD 2000X900X1000 R | 2272.59
8MF1098-2UD11-0A | SIVACON SICUBE ROOF GALVANISED 2MM WIDTH 900 DEPTH 800 PLAIN FOAMED SEAL | 181.27
8MF1098-2VH | SIVACON SICUBE TRAY IPX1 HEIGHT 900 DEPTH 800 | 220.67
7MH5106-3LD01 | SIWAREX WL 230 LOAD CELL BB-S SA 350KG C3 EX - RATED LOAD 350KG - ACCURACY CLASS C3 - 3M CABLE L | 535.79
7MH5114-6DL70 | SIWAREX WL270 LOAD CELL K-S CA HT 130 T - RATED LOAD 130T - ACCURACY 0,3 % - 20M CABLE LENGTH, 4 | 4811.65
7MH5118-2GE50 | SIWAREX WL260 LOAD CELL SP-S SC 20KG C4 - RATED LOAD 20KG - ACCURACY CLASS C4 MR ACC. TO OIML | 917.56
8MF1850-2UT15-0BE2 | SIVACON SICUBE DOOR, GLASS, 1,5MM RAL 7035 LA HEIGHT 1800 WIDTH 500 PLAIN FOAMED SEAL | 549.1
8MF1860-2UT15-0BE2 | SIVACON SICUBE DOOR, GLASS, 1,5MM RAL 7035 LA HEIGHT 1800 WIDTH 600 PLAIN FOAMED SEAL | 599.02
8MF1880-2AM12-0 | SIVACON SICUBE MOUNT. SHEET. INT. HXW 800X800 | 178.66
8MF1880-2UT25-1BA2 | SIVACON SICUBE DOOR- HALF, 1,5MM RAL 7035 LA HEIGHT 1800 WIDTH 800 WITH VENTILATION OPENING FOA | 424.31
8MF1000-2CS | SIVACON SICUBE STAND | 182.59
8MF1000-2UD12-0A | 8MF1 ROOF EMV W10 D10 IP40 | 254.87
8MF1008-2AK03-0 | SIVACON SICUBE M.BOARD SIDE HXB2000X800 | 222.03
8MF1020-2CD10 | SIVACON SICUBE DECORATIVE COVER WIDTH 120 WITH SIEMENS LABEL PLAIN | 139.23
8MF1200-2UW62-1B | S/R PANEL EMV H22 D10 IP40 | 976.02
8MF1204-3VS4 | SIVACON SICUBE CASE HWD 2200X1000X400 VENT | 2719.25
8MF1226-2GS30 | SIVACON SICUBE FRAME_GALVANIZED_2,5MM HEIGHT 2200 WIDTH 200 DEPTH 600 | 614.75
8MF1240-2UT25-0BA2 | SIVACON SICUBE DOOR- HALF, 1,5MM RAL 7035 LA HEIGHT 2200 WIDTH 400 PLAIN FOAMED SEAL | 332.35
8MF1020-2HD2 | GROUNDING BARS 30X10, W12 | 203.61
8MF1028-3BS4 | SIVACON SICUBE CASE HWD 2000X1200X800 | 3021.39
8MF1035-2AS30 | SIVACON SICUBE MOUNTING RACK 50 L350 | 23.78
8MF1060-2UD30-0A | SIVACON SICUBE ROOF GALVANISED 2MM WIDTH 600 DEPTH 1000 WITH VENTILATION OPENING WITHOUT SEAL | 114.94
8GK1123-6KA32 | ALPHA 400 DIN WALL-MOUNTING DISTRIBUTION BOARD EMPTY CUBICLE, RAL 9016, IP55 H=1250 W=800 D=210 | 911.13
8GK9505-8KK20 | ALPHA 630 UNIVERSAL, DOOR IP43, IP55, TRANSPARENT (SINGLE VERSION), RAL 7035, H=1600, W=600 | 1012.6
8GK9507-4KK23 | ALPHA 630 UNIVERSAL, TRANSPARENT DOOR IP43, IP55 (GIUGIARO-DESIGN), RAL 7035, H=600, B=600 | 818.33
8GK9920-0KK37 | ALPHA 630 UNIVERSAL COVER F. SHOCK PROTECTION (TRANSPARENT) F. BUSBARS SYSTEM HORIZONTAL, W=600 | 221.76
A5E03588125 | LR250 THREADED PVDF ANTENNA VERSION ENCLOSURE WITH BOARD STACK, NPT CABLE INLET, APPROVAL OPTION | 2606.9
8MF1204-2CT | BASE COVERS H02 D04 | 78.55
8MF1206-2GS30 | SIVACON SICUBE FRAME_GALVANIZED_2,5MM HEIGHT 2200 WIDTH 000 DEPTH 600 | 613.46
8PQ2030-8BA11 | SIVACON S4 COVER SENTRON 3NP SWITCH 3NP1133 UP TO 160A ARRANGEMENT VERTICAL FIXED MOUNTED DIREC | 142.17
8GK9623-1KK20 | ALPHA 630 UNIVERSAL, FRONT COVER WITHOUT CUTS H=200MM B=600MM | 165.81
8GK9632-1KK20 | ALPHA 630 UNIVERSAL, FRONT COVER WITH CUTS FOR VENTILATION H=200MM B=600MM | 165.81
8PQ5000-0BA14 | SIVACON S4 SEPARATION 3WL FORM4 SWITCH 3WL11 630 - 1000A 3- OR 4-POLE FIXED MOUNTED, WITHDRAWAB | 166.31
7MH5117-1QD00 | SIWAREX WL260 LOAD CELL SP-S SB 6KG C3 - RATED LOAD 6KG - ACCURACY CLASS C3 ACC. TO OIML R60 | 730.63
7MH5118-3AD00 | SIWAREX WL260 LOAD CELL SP-S SC 100KG C3 - RATED LOAD 100KG - ACCURACY CLASS C3 ACC. TO OIML R | 1009.73
7MH5118-3MD00 | SIWAREX WL260 LOAD CELL SP-S SC 400KG C3 - RATED LOAD 400KG - ACCURACY CLASS C3 ACC. TO OIML R | 1009.73
8GK9126-8KK04 | ALPHA 630 UNIVERSAL, STAY H=1800, VERTICAL | 323.79
8GF8300-0SS08 | BLANK F. 4POLES FOR STRATUM 400 (RF:DBS9) | 10.42
8GF9670 | STAB UNIVERSAL RAIL W. HOLDER FOR VERTICAL CABLE DUCT W=600MM | 75.94
8WA8361-0AH | PLATES HORIZONTEL. 301..400 PACK WITH 204 PLATES 3 CARDS PER 68 PLATES INSCRIPTION 2MM SIZE. 5X7 | 0.19
7VV3003-5RG32 | SICROWBAR 1900V/10,5KA DC - SURGE SUPPRESSOR | 16394.27
8GB5003-5KM | SIMBOX XL - WALL MOUNTED METAL DOOR 3 ROWS | 55.83
8GB5004-5KM01 | SIMBOX XL - WALL MOUNTED PLASTIC DOOR WHITE 4 ROWS | 63.68
7ML1930-1FV | CABLE GLAND KIT OF 4 M20 CABLE GLANDS, 4 M20 NUTS, 4 WASHERS | 22.71
7ML5740-2AC01-1A | THE SITRANS RD200 IS A UNIVERSAL INPUT, PANEL MOUNT REMOTE DIGITAL DISPLAY FOR PROCESS INSTRUMEN | 914.95
8WA8361-0BD | PLATES HORIZONTEL. 16..20 PACK WITH 204 PLATES 3 CARDS PER 68 PLATES INSCRIPTION 2MM SIZE. 5X7MM | 0.19
8PQ2005-8BA04 | SIVACON S4 OUTER PLATE DEGREE OF PROTECTION IP4X HEIGHT 50MM WIDTH 800MM | 71.94
8PQ2010-8BA02 | SIVACON S4 COVER VENTILATED HEIGHT 100MM WIDTH 800MM | 55.26
8PQ2010-8BA03 | SIVACON S4 UPGRADE KIT IP55 HEIGHT 100MM WIDTH 800MM | 63.72
8PQ2015-8BA07 | SIVACON S4 FACHTUER UPGRADE KIT IP55 HEIGHT 150MM WIDTH 800MM | 65.22
8GK2042-2KM21 | ALPHA 125 UNIVERSAL, WALL DISTR. BOARD, PART.EQUIP. AP-CUBICLE, RAL 7035, IP43, SK 1, H=800 W=600 | 671.33
8GK2043-1KL21 | ALPHA 125 UNIVERSAL, WALL DISTR. BOARD, PART.EQUIP. UP-CUBICLE, RAL 7035, IP31 D, SK 1, H=600 W=6 | 481.71
8GK2043-4KM21 | ALPHA 125 UNIVERSAL, WALL DISTR. BOARD, PART.EQUIP. UP-CUBICLE, RAL 7035, IP31D, SK 1, H=1200 W=6 | 992.45
8GK2124-3KK33 | ALPHA 630 UNIVERSAL, WALL-MOUNTED DISTRIBUTION BOARD (EMPTY ENCLOSURE) RAL 7035 IP30 (IP55), SK 1 | 968.4
A5E01018400 | 1/2 INCH NPT THREAD PVDF, GROUNDING RING HASTELLOY C22 | 554.38
8GK9535-8KK25 | ALPHA 630 UNIVERSAL, MOUNTING PLATES MATERIAL 2MM FOR DIRECT MOUNTING IN ENCLOSURE H=2000MM, B=6 | 549.47
8GK9535-8KK26 | ALPHA 630 UNIVERSAL, MOUNTING PLATES MATERIAL 2MM FOR DIRECT MOUNTING IN ENCLOSURE H=1600MM, B=9 | 649.55
8PQ1208-8BA01 | SIVACON S4 CUBICLE HEIGHT 2000MM WIDTH 800MM DEPTH 800MM | 602.08
7MH7724-1BV | WEIGHFEEDER CALIBRATION WEIGHT, 15,000G | 490.66
7ML1930-6AH | RD200 USB SERIAL ADAPTER | 76.35
8WH1000-1MG88 | FUSE TERMINALS LED 110-250 V WITH SCREW CONNECTION CROSS SECTION 4,0 QMM TERMINAL WIDTH 6,2 MM C | 15.51
8WH9076-1PA00 | COVER FOR TERMINALS SROSS SECTION 16 QMM COLOR GREY | 0.91
FDK:083F5050 | SENSUS MEIMAG MAG 5000 CT IP67 PLASTIC 230V MAG 5000 CT, IP67 / NEMA 4X/6, POLYAMID ENCLOSURE, | 1368.29
8WA8348-0AH | PLATES HORIZONTEL. 8 PACK WITH 136 PLATES 2 CARDS PER 68 PLATES INSCRIPTION 2MM SIZE. 5X7MM, | 0.19
8WA8348-2AF | PLATES HORIZONTEL.: L+ PACK WITH 136 PLATES 2 CARDS PER 68 PLATES INSCRIPTION 2MM SIZE. 5X7MM, | 0.19
8WD4220-0CB | SIGNALLING COLUMN SINGLE-FLASH LIGHT ELEMENT RED, AC/DC 24V | 175.36
8PQ1020-0BA01 | SIVACON S4 BASE EDGE WITH FRONT COVER HEIGHT 200MM WIDTH 350MM | 176.56
8PQ1026-6BA01 | SIVACON S4 CORNER CUBICLE BASE EDGES WITH COVERS HEIGHT 200MM DEPTH 600MM | 355.87
8PQ4000-0BA02 | SIVACON S4 SEPARATION DISTRIBUTION BUSBAR FORM2B WITH MAIN BUSBAR SYSTEM WIDTH 200MM DEPTH 800M | 380.94
8GK2042-3KM21 | ALPHA 125 UNIVERSAL, WALL DISTR. BOARD, PART.EQUIP. AP-CUBICLE, RAL 7035, IP43, SK 1, H=1000 W=60 | 755.22
8WA8348-0AP | PLATES HORIZONTEL. 14 PACK WITH 136 PLATES 2 CARDS PER 68 PLATES INSCRIPTION 2MM SIZE. 5X7MM, | 0.19
8WA8348-1AE | PLATES HORIZONTEL. V PACK WITH 136 PLATES 2 CARDS PER 68 PLATES INSCRIPTION 2MM SIZE. 5X7MM, | 0.19
8WA8348-1AR | PLATES HORIZONTEL. N PACK WITH 136 PLATES 2 CARDS PER 68 PLATES INSCRIPTION 2MM SIZE. 5X7MM, | 0.19
8WA8348-2AG | PLATES HORIZONTEL.: L- PACK WITH 136 PLATES 2 CARDS PER 68 PLATES INSCRIPTION 2MM SIZE. 5X7MM, | 0.19
8PQ2022-8BA02 | SIVACON S4 UPGRADE KIT IP55 OVERHEAD COMPARTMENT HEIGHT 225MM WIDTH 800MM | 94.79
8GK4100-6KK32 | A400, RMK H=900, W=750 2 ROWS TERMINALS, 4 ROWS CONTR | 388.75
8GK4100-7KK12 | A400, RMK H=1050, W=250 2 ROWS TERMINALS, 5 ROWS CONTR | 212.96
8GK9608-4KK20 | ALPHA 630 UNIVERSAL, FRONT COVER WITH CUTOUTS 3ROWS 3X24TE H=600MM B=600MM 200MM TIER SPACING | 272.78
8GK9612-1KK20 | ALPHA 630 UNIVERSAL, FRONT COVER FOR 2GAUGE 96X96+2SWITCHES. H=200MM B=600MM | 266.89
8GK9621-1KK30 | ALPHA 630 UNIVERSAL, FRONT COVER WITHOUT CUTS H=100MM B=900MM | 213.9
8GK9622-2KK20 | ALPHA 630 UNIVERSAL, FRONT COVER WITHOUT CUTS H=400MM B=600MM | 221.76
8GK9631-1KK20 | ALPHA 630 UNIVERSAL, FRONT COVER WITH CENTRE PUNCHES FOR PUSH-BUTTON AND SIGNAL LAMP H=200MM B=90 | 239.41
8PQ2025-8BA01 | SIVACON S4 COVER BLANK HEIGHT 250MM WIDTH 800MM | 67.55
8PQ2030-4BA01 | SIVACON S4 MODULE DOOR DEGREE OF PROTECTION IP4X HEIGHT 300MM WIDTH 400MM | 135.67
8WD4440-5BC | SIGNALLING COLUMN REP.-FLASH LIGHT ELEMENT LED GREEN, 115V AC | 100.66
8GK2325-7KK13 | ALPHA 630 UNIVERSAL, FLOOR MOUNTED DISTRIBUTIONBOARD (EMPTY ENCLOSURE) RAL 7035 IP30 (IP55), SK 1 | 803.64
8GK2348-7KL00 | ALPHA 630 UNIVERSAL, COMLETE DISTRIBUTIONBOARD WITH ASSEMBLY KITS B600,H1800,T250,IP55 WITH GIUG | 3254.75
8GK4100-7KK22 | A400, RMK H=1050, W=500 2 ROWS TERMINALS, 5 ROWS CONTR | 291.35
7VV3003-5QG32 | SICROWBAR 1900V/5,8KA DC - SURGE SUPPRESSOR | 10336.22
8PQ2000-6BA03 | SIVACON S4 COVER FRAME ASSEMBLY HEIGHT 1600MM FIXED WIDTH 600MM | 212.78
8PQ2010-6BA04 | SIVACON S4 OUTER PLATE DEGREE OF PROTECTION IP4X HEIGHT 100MM WIDTH 600MM | 66.07
8PQ2015-6BA10 | SIVACON S4 MODULE DOOR DEGREE OF PROTECTION IP4X HEIGHT 150MM WIDTH 600MM | 106.85
8WH1000-0AG01 | THROUGH-TYPE TERMINALS WITH SCREW CONNECTION CROSS SECTION 4,0 QMM TERMINAL WIDTH 6,2 MM COLOR B | 1.56
8WH1000-0AH00 | THROUGH-TYPE TERMINALS WITH SCREW CONNECTION CROSS SECTION 6,0 QMM TERMINAL WIDTH 8,2 MM COLOR G | 2.11
8WH1000-0AH02 | TERMINAL BLOCK 6MM2 RED SCREW MOUNTING 2 CONNECTION POINTS | 2.17
8WH1000-0AJ01 | THROUGH-TYPE TERMINALS WITH SCREW CONNECTION CROSS SECTION 10,0 QMM TERMINAL WIDTH 10,2 MM COLOR | 2.66
8WA8212-0AA65 | PLATES, WHITE PACK WITH 380 PLATES 19 CARDS PER 20 PLATES BLANK SIZE. 20X9MM | 0.08
8PQ1020-0BA03 | SIKUS/SIVACON BASE EDGES WITH FRONT COVER HEIGHT 200MM WIDTH 1100MM | 297.31
8PQ1206-8BA01 | SIVACON S4 CUBICLE HEIGHT 2000MM WIDTH 600MM DEPTH 800MM | 575.11
8UC7110-1BB-ZA04 | 3K HANDLE 8UC71 IN TI-GREY WITH MASKING PLATE IN GREY *** SPECIALVARIANT *** HANDLE LOCKING MODUL | 66.19
8PQ2025-6BA18 | SIVACON S4 COVER SENTRON 3NP SWITCH 3NP1123 UP TO 160A ARRANGEMENT VERTICAL FIXED MOUNTED DIREC | 87.99
7MH5707-4AB00 | SIWAREX WL230 BASE PLATE SB-S SA 0,5 T / 1 T - NOMINAL LOAD 0,5 T / 1 T - MATERIAL: STAINLESS STE | 280.41
8WA8361-0BT | PLATES HORIZONTEL. 86..90 PACK WITH 204 PLATES 3 CARDS PER 68 PLATES INSCRIPTION 2MM SIZE. 5X7MM | 0.19
8PQ2005-6BA04 | SIVACON S4 OUTER PLATE DEGREE OF PROTECTION IP4X HEIGHT 50MM WIDTH 600MM | 54.24
8PQ2020-8BA14 | SIVACON S4 MODULAR DOOR DEGREE OF PROTECTION IP4X MODULAR INSTALLATION DEVICES 1-ROW, 36MW HEIG | 109.62
8GK2300-5KL23 | ALPHA 630 UNIVERSAL, FLOOR MOUNTED DISTRIBUTIONBOARD (EMPTY ENCLOSURE) RAL 7035 IP30 (IP43), SK 1 | 654.96
8GK2325-6KK13 | ALPHA 630 UNIVERSAL, FLOOR MOUNTED DISTRIBUTIONBOARD (EMPTY ENCLOSURE) RAL 7035 IP30 (IP55), SK 1 | 776.53
8GK9607-7KK10 | ALPHA 630 UNIVERSAL, FRONT COVER WITHOUT CUTS H=1000MM B=300MM | 191.92
8GK9608-1KK32 | ALPHA 630 UNIVERSAL, FRONT COVER WITH CUTOUTS 1X36TE H=150MM B=900MM 150MM TIER SPACING | 186.02
8GK4100-8KK32 | A400, RMK H=1200, W=750 2 ROWS TERMINALS, 6 ROWS CONTR | 502.3
A5E01278687 | 2X90M COAXIAL CABLE FOR FUS060, (75 OHM, MAX 70 DEG C, BLACK PVC) | 1251.45
8WD5320-5BF | BUILT-IN LUMINAIRE, FLASHING INDICATOR INTEG. LED, AC/DC 24V, BLUE | 173.44
8WH1000-0AK01 | THROUGH-TYPE TERMINALS WITH SCREW CONNECTION CROSS SECTION 16,0 QMM TERMINAL WIDTH 12,0 MM COLOR | 3.31
8WH1000-7BH00 | THROUGH TYPE FOR ISOLATING TERMINALS 6MM2 SCREW MOUNTING 2 CONNECTION POINTS GREY | 4.83
7MH5714-6PD10 | PRESSURE PLATE, TOP/BOTTOM FOR LOAD CELLS OF SERIES K (TWO REQUIRED) RATED LOAD 500 T | 1956.25
8GF5762 | STAB UNIVERSAL BUSBAR SUPPORT 4POLE FLAT, HORIZONTAL H=200MM 15/20/30X5MM | 81.58
8WH1000-0CK07 | PE-THROUGH-TYPE TERMINALS WITH SCREW CONNECTION TERMINAL WIDTH 12,0 MM COLOR GREEN-YELLOW 16 MM2 | 7.63
8WH1000-1HH08 | FUSE TERMINALS WITH SCREW CONNECTION CROSS SECTION 6,0 QMM TERMINAL WIDTH 8,2 MM COLOR BLACK FU | 12.07
FDK:083F3094 | MAG ACCESSORY 40M SPEC.CABLE | 372.92
8WA8348-0AF | PLATES HORIZONTEL. 6 PACK WITH 136 PLATES 2 CARDS PER 68 PLATES INSCRIPTION 2MM SIZE. 5X7MM, | 0.19
8PQ1018-0BA01 | SIVACON S4 BASE EDGE WITH FRONT COVER HEIGHT 100MM WIDTH 800MM | 152.38
8PQ2020-8BA01 | SIVACON S4 COVER BLANK HEIGHT 200MM WIDTH 800MM | 53.61
8PQ2030-6BA12 | SIVACON S4 FACHTUER UPGRADE KIT IP55 HEIGHT 300MM WIDTH 600MM | 66.43
8PQ2030-8BA02 | SIVACON S4 COVER SENTRON 3K SWITCH 3KL-, 3KA713 3- OR 4-POLE ARRANGEMENT VERTICAL HEIGHT 300MM | 71.83
8GF5763 | STAB UNIVERSAL BUSBAR SUPPORT 4POLE FLAT, HORIZONTAL H=200MM 30X10MM | 93.84
8GF5767 | STAB UNIVERSAL BUSBAR SUPPORT 4POLE FLAT, VERTICAL W=900MM 30X10MM | 204.09
8GB5004-5KM | SIMBOX XL - WALL MOUNTED METAL DOOR 4 ROWS | 79.58
8WA8360-0BH | PLATES VERTICAL. 36..40 PACK WITH 204 PLATES 3 CARDS PER 68 PLATES INSCRIPTION 2MM SIZE. 5X7MM, | 0.19
8US1922-2EA01 | HOLDER FOR UNUSED PANEL 107MM FOR BUSBAR SYSTEM 60MM SUITABLE FOR COVER FOR UNUSED PANEL | 16.34
A5E02729035 | FUS080 SPAREPART TRANSMITTER FOR FUS380 SYSTEMS (7ME340). TYPE SITRANS FUS080 IP67 POLYAMIDE, | 3171.25
A5E02897486 | FUE080 TRANSMITTER 115-230VAC SUPPLY | 2439.28
7ML1930-6AN | PLASTIC ENCLOSURE FOR 2 METERS | 315.95
7ML5740-2AA01-1A | THE SITRANS RD200 IS A UNIVERSAL INPUT, PANEL MOUNT REMOTE DIGITAL DISPLAY FOR PROCESS INSTRUMEN | 714.85
8GK4854-0KK50 | CROSSBAR FOR N/PE B=1250MM FOR N UND/ ODER PE BUSBAR HOLDER | 57.86
8GK6400-4KK11 | ALPHA 630 UNIVERSAL, SWITCH DISCONNECTORS MOUNT.KIT FOR 3KA711 GR.1 3/4POLIG H=400MM B=300MM, VE | 353.23
8GK6400-4KK10 | ALPHA 630 UNIVERSAL, SWITCH DISCONNECTORS MOUNT.KIT F. 3KA711 GR.1 3/4POLIG H=400MM B=250MM, VER | 353.23
8GK6410-8KK13 | ALPHA 630 UNIVERSAL, FIELD COVER, W/O CUTOUTS H1000, W300 | 386.6
8GF7371 | STAB UNIVERSAL INSIDE DOOR, H=1800MM W=600MM | 816.37
CQO:DENSO-RTD | DENSO KIT FOR RTD TEMPERATURE SENSORS | 730.78
8PQ2045-8BA01 | SIVACON S4 COVER SENTRON 3K SWITCH 3KL-, 3KA715 3- OR 4-POLE ARRANGEMENT VERTICAL HEIGHT 450MM | 89.38
8GK9515-7KK20 | ALPHA 125 UNIVERSAL, DOOR IP43, SHEET METAL RAL 7035, H=1200, W=600 | 455.28
8GK9525-8KK03 | ALPHA 630 UNIVERSAL, BARRIER, VERTICAL, BETW. DEVICE COMPARTMENT/ BUSBAR COMP. IN DISTRIBUTORS W | 266.89
8MF1185-2AS30 | SIVACON SICUBE MOUNTING RACK 50 L1850 | 64.89
8MF1220-2GS30 | SIVACON SICUBE FRAME_GALVANIZED_2,5MM HEIGHT 2200 WIDTH 200 DEPTH 000 | 676.52
8MF1220-3BS4 | SIVACON SICUBE CASE HWD 2200X1200X1000 | 3402.33
8MF1240-2UT14-0BA2 | SIVACON SICUBE DOOR, 1,5MM RAL 7035 RA HEIGHT 2200 WIDTH 400 PLAIN FOAMED SEAL | 432.17
8MF1240-2UT15-0CA1 | DOOR LEFT-HAND H22 W04 EMV | 849.93
7MH5103-3KD00 | SIWAREX WL 260 LOAD CELL SP-S AB 200KG C3 - RATED LOAD 300KG - ACCURACY CLASS C3 - 3M CABLE LENG | 485.8
7MH5114-5DL70 | SIWAREX WL270 LOAD CELL K-S CA HT 13 T - RATED LOAD 13T - ACCURACY 0,3 % - 15M CABLE LENGTH, 4 W | 3329.32
8GK9607-1KK10 | ALPHA 630 UNIVERSAL, FRONT COVER WITHOUT CUTS H = 200MM, B =300MM | 161.32
8GK9611-1KK20 | ALPHA 630 UNIVERSAL, FRONT COVER FOR 4GAUGE 72X72+1SWITCHES. H=200MM B=600MM | 253.15
8WA8361-0AG | PLATES HORIZONTEL. 201..300 PACK WITH 204 PLATES 3 CARDS PER 68 PLATES INSCRIPTION 2MM SIZE. 5X7 | 0.19
8WA8361-0BE | PLATES HORIZONTEL. 21..25 PACK WITH 204 PLATES 3 CARDS PER 68 PLATES INSCRIPTION 2MM SIZE. 5X7MM | 0.19
7MH5114-6DL60 | SIWAREX WL270 LOAD CELL K-S CA 130 T - RATED LOAD 130T - WITH DOUBLE BRIDGE - ACCURACY 0,1 % - | 4529.91
7MH5114-6LL80 | SIWAREX WL270 LOAD CELL K-S CA SAFE HT, 350 T - RATED LOAD 350 T - WITH DOUBLE BRIDGE - ACCURACY | 22232.33
8GK9127-0KK02 | ALPHA 630 UNIVERSAL Z-BAR L=900MM (1 SET = 2 UNITS) | 182.5
8GK9505-8KK21 | ALPHA 630 UNIVERSAL, DOOR IP43, IP55, TRANSPARENT (SINGLE VERSION), RAL 7035, H=1800, W=600 | 1071.48
8GK9525-0KK33 | ALPHA 630 UNIVERSAL, BARRIER HORIZONTAL, WIDTH=900MM | 93.42
8GF9673 | STAB UNIVERSAL TERMINAL STRIP HORIZONTAL 1 RAIL, W=600MM, LONG | 43.58
8GK9920-0KK38 | ALPHA 630 UNIVERSAL, COVER F. SHOCK PROTECTION (TRANSPARENT) F. BUSBARS SYSTEM HORIZONTAL, W=900 | 253.15
8GK9988-0KL02 | ALPHA 630 UNIVERSAL SCHRANK COMLETE DISTRIBUTIONBOARD WITH ASSEMBLY KITS H=1200,B=600,T=250 | 1918.67
8WD4240-5AC | ST.-LIGHT ELEMENTS LED,115V AC, GREEN | 91.16
8PQ1010-0BA06 | SIVACON S4 BASE REINFORCEMENT HEIGHT 100MM WIDTH 350MM | 38
8PQ1011-1BA01 | SIVACON S4 BASE REINFORCEMENT HEIGHT 100MM WIDTH, DEPTH = 1000MM | 105.94
8PQ4000-0BA53 | SIVACON S4 CONNECTING BRACKETS MBB CROSS SECTION 20X10MM L, N, PEN | 301.02
8PQ5000-0BA05 | SIVACON S4 CONNECTING TERMINAL WITHOUT COPPER BAR | 14.96
8GK2042-4KL21 | ALPHA 125 UNIVERSAL, WALL DISTR. BOARD, PART.EQUIP. AP-CUBICLE, RAL 7035, IP43, SK 1, H=1200 W=60 | 711.65
8GK2300-6KL43 | ALPHA 630 UNIVERSAL, FLOOR MOUNTED DISTRIBUTIONBOARD (EMPTY ENCLOSURE) RAL 7035 IP30 (IP43), SK 1 | 792.61
8GB5024-0KM | SIMBOX XL - WALL MOUNTED 2 ROWS - 2 X 12 MW (14 MW) SAFETY CLASS II WITHOUT DOOR | 85.88
8WA8347-2AC | PLATES VERTICAL: L1 PACK WITH 136 PLATES 2 CARDS PER 68 PLATES INSCRIPTION 2MM SIZE. 5X7MM, | 0.19
8WA8360-0AF | PLATES VERTICAL. 101..200 PACK WITH 204 PLATES 3 CARDS PER 68 PLATES INSCRIPTION 2MM SIZE. 5X7MM | 0.19
7MH5707-4PB00 | SIWAREX WL230 BASE PLATE SB-S SA 5 T - NOMINAL LOAD 5 T - MATERIAL: STAINLESS STEEL | 492.38
8PQ2000-6BA02 | SIVACON S4 COVER FRAME ASSEMBLY HEIGHT 1600MM SWIVELING WIDTH 600MM | 334.49
8PQ2020-8BA08 | SIVACON S4 FACHTUER UPGRADE KIT IP55 HEIGHT 200MM WIDTH 800MM | 66.8
8GK2300-7KL13 | ALPHA 630 UNIVERSAL, FLOOR MOUNTED DISTRIBUTIONBOARD (EMPTY ENCLOSURE) RAL 7035 IP30 (IP43), SK 1 | 543.46
8PQ2030-4BA02 | SIVACON S4 FACHTUER UPGRADE KIT IP55 HEIGHT 300MM WIDTH 400MM | 68.68
8GB5001-5KM01 | SIMBOX XL - WALL MOUNTED PLASTIC DOOR WHITE 1 ROW | 29.27
A5E02887463 | 12X0,5M CABLE COMP. FUS080, DN100 - 200 | 1580.24
A5E31241990 | SPAREPART US1200 TRANSMITTER 230V, 3.6V US1200 SPAREPART TRANSMITTER FOR US1200 SYSTEMS WITH CUST | 1769.24
8GK6714-2KK23 | ALPHA 630 UNIVERSAL, MCCB-ASSEMBLY KIT 1 X 3VL400, 3 + 4 POLE H=200MM B=600MM HORIZONTAL MOUNTIN | 312.03
8GK6715-4KK23 | ALPHA 630 UNIVERSAL, MCCB-ASSEMBLY KIT 1 X 3VL630, 3 + 4 POLE 3 + 4 POLE H=400MM B=600MM HORIZO | 388.56
8GF7175 | STAB/SIKUS UNIVERSAL TERMINAL STRIP VERTICAL 3 RAILS A L=165MM H=200MM W=600MM | 225.68
8GF7160 | SIKUS UNIVERSAL MOUNTING PLATE H=400MM W=900MM | 150.32
FDK:083G0228 | GLAND PG13.5 BLACK POLYAMIDE (2PC) | 26.32
FDK:083G0686 | ACC. MAG 1100 DN6/10 GROUND RING AISI316 | 97.09
FDK:083G0694 | ACC. MAG 1100 DN80 GROUND RING AISI316 | 221.4
FDK:083G2107 | ACC.BAG MAG 1100 FOOD DN15.88 BS | 295.79
FDK:083G2276 | ACC.BAG MAG 1100 FOOD DN10 TRI-CLOVER WELD | 304.87
FDK:083G2283 | ACC.BAG MAG 1100 FOOD DN65 TRI-CLOVER WELD | 602.49
8GK6710-6KK33 | ALPHA 630 UNIVERSAL, MCCB-ASSEMBLY KIT 5 X 3VL160X, 3 + 4 POLE H=600MM B=900MM, WITH DI-MODUL V | 879.17
8GK6711-2KK13 | ALPHA 630 UNIVERSAL, MCCB-ASSEMBLY KIT 1 X 3VL160X /3VL160 /3VL250 3 + 4 POLE H=200MM B=300MM H | 339.5
8GK6751-4KK13 | ALPHA 630 UNIVERSAL MCCB-ASSEMBLY KIT 2 X 3VT1 3 + 4 POLE H=400MM W=300MM VERTICAL MOUNTING | 359.13
8GK6753-6KK13 | ALPHA 630 UNIVERSAL MCCB-ASSEMBLY KIT 1 X 3VT2 3 + 4 POLE H=600MM W=300MM VERTICAL MOUNTING | 374.81
8GK6755-4KK23 | ALPHA 630 UNIVERSAL MCCB-ASSEMBLY KIT 1 X 3VT3 3 + 4 POLE H=400MM W=600MM HORIZONTAL MOUNTING | 388.56
8GK9122-8KK03 | ALPHA 630 UNIVERSAL, SIDE PANEL, IP55, CLOSED RAL 7035 H=1600, T=250, 1 SET | 578.9
8MF1268-3VS4 | SIVACON SICUBE CASE HWD 2200X600X800 VENT | 2298.86
8MF1270-2UT14-0CA1 | DOOR RIGHT-HAND H22 W045 EMV | 881.45
8MF1270-2UT25-1BA2 | SIVACON SICUBE DOOR- HALF, 1,5MM RAL 7035 LA HEIGHT 2200 WIDTH 450 WITH VENTILATION OPENING FOA | 367.81
8GF5680 | SIKUS UNIVERSAL COPPER-BAR, FLEXIBLE, L=2000 MM 13X6X0.5MM 160A, 20 DEGREES | 353.23
8GK9120-0KK10 | ALPHA 630 UNIVERSAL FLANGE PLATE FOR FLOOR MOUNTED DISTRIBUTIONBOARD IP43 B=300 | 40.03
8GK9120-8KK01 | ALPHA 630 UNIVERSAL, SIDE PANEL, IP43, CLOSED, RAL 7035, H=1800, D=250, 1 SET | 573.02
8MF1280-2GS30 | SIVACON SICUBE FRAME_GALVANIZED_2,5MM HEIGHT 2200 WIDTH 800 DEPTH 000 | 630.54
8MF1280-2UT14-0BA2 | SIVACON SICUBE DOOR, 1,5MM RAL 7035 RA HEIGHT 2200 WIDTH 800 PLAIN FOAMED SEAL | 550.43
8PQ5000-3BA41 | SIKUS/SIVACON MODULE DOOR LABELING STRIP WIDTH 1100MM | 81.96
8PQ5000-3BA53 | SIVACON S4 SEPARATION KIT VERTICAL FOR VERTICAL BUS BAR HEIGHT 200MM WIDTH 600MM | 28.64
8PQ5000-3BA71 | SIVACON S4 COVER CABELCONNECTION REAR SWITCH 3VL1 TO 3 UP TO 250A ARRANGEMENT HORIZONTAL 3-POLE | 37.57
8MF1070-2UT25-0BE2 | SIVACON SICUBE DOOR- HALF, GLASS, 1,5MM RAL 70 HEIGHT 2000 WIDTH 450 PLAIN FOAMED SEAL | 433.5
8MF4205 | TRIM STRIP W. SIEMENS LETTERING PETROL FOR CUBICLE WIDTH 1200MM | 161.29
8MF1000-2HC03-0 | 8MF1 SERRATED BARS U-SHAPE L10 | 44.39
8MF1000-2UB12-0 | SIVACON SICUBE BOTTOM PLATE WIDTH 1000 DEPTH 1000 PLAIN | 203.61
8MF1000-2UD10-0A | SIVACON SICUBE ROOF GALVANISED 2MM WIDTH 1000 DEPTH 1000 PLAIN WITHOUT SEAL | 115.34
8MF1000-2VP | SIVACON SICUBE TURNING LEVER | 62.02
8GK1123-4KA12 | ALPHA 400 DIN WALL-MOUNTING DISTRIBUTION BOARD EMPTY CUBICLE, RAL 9016, IP55 H=950 W=300 D=210 | 498.26
A5E02609219 | TOOL SET WITH VARIOUS MOUNTING/SPARE PARTS FOR SONOKIT INSTALLATION. | 191.24
FDK:083G2211 | ACC.BAG MAG 1100 FOOD DN40 | 63.51
8WA8360-0BD | PLATES VERTICAL. 16..20 PACK WITH 204 PLATES 3 CARDS PER 68 PLATES INSCRIPTION 2MM SIZE. 5X7MM, | 0.19
8PQ2025-4BA01 | SIVACON S4 MODULE DOOR DEGREE OF PROTECTION IP4X HEIGHT 250MM WIDTH 400MM | 123.59
A5E01208126 | SITRANS FUS380/FUE380 CABLE SET 4X0.5M FOR DN50-DN80 - COMPACT VERSION | 775.02
8PQ2030-8BA03 | SIVACON S4 COVER MODULAR INSTALLATION DEVICES 2 X 35MW HEIGHT 300MM WIDTH 800MM | 71.94
A5E02679923 | SINGLE LITHIUM BATTERY PACK 3,6V, 13,5AH FOR FUS080 AND FUE080. | 190.12
A5E02699309 | FUS080 SPAREPART TRANSMITTER FOR FUS380 SYSTEMS (7ME340). TYPE SITRANS FUS080 IP67 POLYAMIDE, | 2939.69
8GK4854-0KK20 | CROSSBAR FOR N/PE B=500MM FOR N UND/ ODER PE BUSBAR HOLDER | 38.65
8GK6400-4KK31 | ALPHA 630 UNIVERSAL, SWITCH DISCONNECTORS MOUNT.KIT FOR 3KA713/3KL713 GR.3 3/4POLIG H=400MM B=900 | 888.97
8GK6710-2KK23 | ALPHA 630 UNIVERSAL MCCB-ASSEMBLY KIT 1 X 3VL160X /3VL160 /3VL250 3 + 4 POLE H=200MM B=600MM HO | 323.79
8GK6710-3KK33 | ALPHA 630 UNIVERSAL, BAUSATZ FUER LEISTUNGSSCHATER 1 X 3VL160X+DI H=300MM B=900MM FOR DI-MODUL O | 649.55
8GK6302-1KK23 | ALPHA 630 UNIVERSAL, MOUNTING KIT, MODULAR INSTALLATION DEVICES H=150MM, B=600MM, 24TE, 150MM TI | 206.05
8PQ6000-2BA54 | SIVACON S4 KIT SENTRON 3K SWITCH 3KL-, 3KA711 3- OR 4-POLE ARRANGEMENT VERTICAL HEIGHT 200MM W | 98.5
A5E31945320 | OPERATING MANUAL, CHINESE (SIMPLIFIED) (LOCAL USER INTERFACE) | 232.06
FDK:083F3093 | MAG ACCESSORY 60M SPEC.CABLE | 557.11
FDK:083G2125 | ACC.BAG MAG 1100 FOOD DN100 DIN | 916.43
FDK:083G2149 | ACC.BAG MAG 1100 FOOD DN25 ISO | 543.51
FDK:083G2156 | ACC.BAG MAG 1100 FOOD DN10 DIN | 412.85
FDK:083G2158 | ACC.BAG MAG 1100 FOOD DN20 DIN | 447.32
A5E31874006 | OPERATING INSTRUCTIONS, ENGLISH (EINSCHUBGERAET, ANALYZER MODULES) | 210.67
8MF1060-2UW62-1B | S/R PANEL EMV H20 D06 IP40 | 705.43
8MF1064-2UB12-0 | SIVACON SICUBE BOTTOM PLATE WIDTH 600 DEPTH 400 PLAIN | 52.17
8MF1064-2UB32-0 | SIVACON SICUBE BOTTOM PLATE WIDTH 600 DEPTH 400 CABLE INLET | 88.93
8PQ6000-5BA15 | SIVACON S4 KIT 3VL CONNECTION CABLE REAR SWITCH 3VL3 UP TO 250A ARRANGEMENT HORIZONTAL 3-POLE H | 279.68
8PQ6000-2BA51 | SIVACON S4 KIT SENTRON 3K SWITCH 3KL61 UP TO 630A 3-POLE ARRANGEMENT VERTICAL HEIGHT 450MM WID | 107.76
8PQ6000-2BA68 | SIVACON S4 KIT SENTRON 3K SWITCH 3KL-, 3KA715 3- OR 4-POLE ARRANGEMENT VERTICAL HEIGHT 450MM W | 112.44
8PQ6000-2BA72 | SIVACON S4 KIT SENTRON 3K SWITCH 3KL5 UP TO 400A 3- OR 4-POLE ARRANGEMENT VERTICAL HEIGHT 350MM | 105.94
8ME8011 | CUBICLE SYSTEM 8MF CAP GREY FOR TRIM STRIP WITH PHILLIPS-HEAD SCREW M5 | 84.4
8MF1000-2AB05 | COVER FOR SWING FRAMES 5HU | 60.56
8MF1004-3BR4 | SIVACON SICUBE CASE HWD 2000X1000X400 R | 2298.86
8MF1004-3BR5 | SIVACON SICUBE CASE HWD 2000X1000X400 R | 2482.79
A5E02344630 | MOTHERBOARD 4-WIRE EEX HART, TIG (1 SET = 96 PCS) | 75182.25
FDK:083G0163 | ACCESSORIES FOR MAG 1100 PTFE GASKET SET FOR DN65 2 X PTFE-GASKETS 2 X EARTHING WIRES 3 X M6 SCR | 120.68
FDK:083G0164 | ACCESSORIES FOR MAG 1100 PTFE GASKET SET FOR DN80 2 X PTFE-GASKETS 2 X EARTHING WIRES 3 X M6 SCR | 138.83
FDK:083G2112 | ACC.BAG MAG 1100 FOOD DN51 ISO | 506.3
FDK:083G2115 | ACC.BAG MAG 1100 FOOD DN101.6 ISO | 916.43
FDK:083G2121 | ACC.BAG MAG 1100 FOOD DN40 DIN | 421.91
FDK:083N8013 | MAG 3100 C FLANGE 250MM PN16 ETC | 221.4
FDK:083N8132 | MAG 3100 E FLANGE 200MM PN40 | 804.83
FDK:083N8134 | MAG 3100 E FLANGE, 200MM, AS2129, TABLE E AISI 316 | 790.31
FDK:083N8148 | MAG 3100 E FLANGE 300MM 150LB | 1261.23
A5E32910818 | KIT DN100 DIN11864-3 FORM A TANK CONNECTION,CLAMP,FKM SEAL CLASS I | 381.52
FDK:083G4330 | ACC. MAG 1100 DN2-10 1/2 INCH NPT THREAD, SS316 | 295.79
8PQ6000-2BA70 | SIVACON S4 KIT SENTRON 3K SWITCH 3KL-, 3KA715 3- OR 4-POLE ARRANGEMENT VERTICAL HEIGHT 450MM W | 126.35
FDK:083G0124 | ACC. MAG 1100 GASKET-GRAPHITE 200C DN80, CONDUCTIVE,CAN ALSO BE USED AS GROUNDING- RING | 138.83
FDK:083G2111 | ACC.BAG MAG 1100 FOOD DN38 ISO | 404.68
FDK:083G2120 | ACC.BAG MAG 1100 FOOD DN32 DIN | 374.73
FDK:083G2214 | ACC.BAG MAG 1100 FOOD DN80 | 89.83
FDK:083G2219 | ACC.BAG MAG 1100 FOOD DN25 | 47.18
8GK6714-6KK33 | ALPHA 630 UNIVERSAL, MCCB-ASSEMBLY KIT 1 X 3VL630 3 + 4 POLE H=600MM, B=900MM, SENKR.EINBAU | 580.87
8GK9100-0GA00 | ALPHA 400/630 DIN, FLANGE ADAPTER FOR SWEDEN, ONLY THE ADAPTER WILL BE DELIV. FOR THE MOUNTING OF | 75.13
8GK6724-6KK13 | ALPHA 630 UNIVERSAL, MCCB-ASSEMBLY KIT 1 X 3VL630 3 + 4 POLE H=600MM B=300MM, VERTICAL MOUNTING | 645.63
8GK9122-8KK07 | ALPHA 630 UNIVERSAL, SIDE PANEL CLOSED, IP55, BLUE GREEN BASIC H=1800, T=250, 1 SET | 647.59
8GK9126-0KK02 | ALPHA 630 UNIVERSAL HANDLE BRACKET A. HINGED FRAME 2000MM | 388.56
8MF1260-2AM12-0 | SIVACON SICUBE MOUNT. SHEET. INT. HXW 200X600 | 67.37
8MF1260-2UT25-1BA2 | SIVACON SICUBE DOOR- HALF, 1,5MM RAL 7035 LA HEIGHT 2200 WIDTH 600 WITH VENTILATION OPENING FOA | 396.72
8GK9122-8KK08 | ALPHA 630 UNIVERSAL, SIDE PANEL CLOSED, IP55, BLUE GREEN BASIC H=2000, T=250, 1 SET | 661.33
8GK9126-4KK00 | CONNECTING KIT FOR ALPHA 630 UNIVERSAL, IP43, H=600 | 208.01
8MF1068-2UD11-0A | SIVACON SICUBE ROOF GALVANISED 2MM WIDTH 600 DEPTH 800 PLAIN FOAMED SEAL | 148.45
8PQ6000-5BA83 | SIVACON S4 KIT HOLDER AND DRAWINGS FOR SWITCHGEAR CONNECTION TO CABLE SENTRON 3WL1220 UP TO 3WL12 | 723.78
8MF1000-2AB14 | 19 ZOLL SHELVES T 400 | 95.08
8MF1000-2CT | SIVACON SICUBE STAND COVER | 60.31
8MF1000-3VR4 | SIVACON SICUBE CASE HWD 2000X1000X1000 VENT R | 2706.12
8MF1002-2VM | SIVACON SICUBE MULTIFUNCTIONAL BAR L 2200 | 53.73
FDK:083G0125 | ACC. MAG 1100 GASKET-GRAPHITE 200C DN100; CONDUCTIVE,CAN ALSO BE USED AS GROUNDING- RING | 176.02
A5E02559812 | MAG 5000/6000 TERM.PLATE EX IA/IB IP65 | 490.87
8PQ6000-3BA32 | SIVACON S4 KIT SENTRON 3WL SWITCH 3WL SIZE 1, SIZE 2 3- OR 4-POLE FIXED MOUNTED, WITHDRAWABLE H | 252.71
FDK:083G2159 | ACC.BAG MAG 1100 FOOD DN25 DIN | 543.51
FDK:083G2187 | ACC.BAG MAG 1100 FOOD DN15 DIN/ISO | 456.4
FDK:083G3256 | ACC. MAG 1100 DN2/10 GROUNDING RING C22 | 186
FDK:083G3262 | ACC. MAG 1100 DN50 GROUNDING RING C22 | 349.34
FDK:083N8177 | MAG 3100 E FLANGE 500MM PN6 AISI 316 | 3069.57
FDK:083N8181 | MAG 3100 E FLANGE 500MM PN40 AISI 316 | 3175.73
FDK:083N8346 | MAG 3100 C FLANGE 65MM AS2129 E AISI 304 | 154.26
A5E32910815 | KIT DN100 DIN11864-3 FORM A TANK CONNECTION,CLAMP,EPDM SEAL CLASS II | 354.94
FDK:083N8074 | 3100 C FL 200MM PN6 | 195.08
8MF1080-2CD17 | SIVACON SICUBE DECORATIVE COVER WIDTH 800 WITH SIEMENS LABEL SPACE FOR INDICATOR LAMP R | 92.36
8MF1080-2UB22-0 | SIVACON SICUBE BOTTOM PLATE WIDTH 800 DEPTH 1000 PARTED | 129.52
8MF1080-2UT25-1BA2 | SIVACON SICUBE DOOR- HALF, 1,5MM RAL 7035 LA HEIGHT 2000 WIDTH 800 WITH VENTILATION OPENING FOA | 425.61
8MF1084-3VS4 | SIVACON SICUBE CASE HWD 2000X800X400 VENT | 2049.28
8MF1086-3VS4 | SIVACON SICUBE CASE HWD 2000X800X600 VENT | 2180.63
8MF1090-2UT25-0BE2 | SIVACON SICUBE DOOR- HALF, GLASS, 1,5MM RAL 70 HEIGHT 2000 WIDTH 900 PLAIN FOAMED SEAL | 614.75
8MF1090-3VR4 | SIVACON SICUBE CASE HWD 2000X900X1000 VENT R | 2351.4
8MF1098-2UD12-0A | 8MF1 ROOF EMV W09 D08 IP40 | 241.71
8MF1200-2AM02-0 | SIVACON SICUBE MOUNT. SHEET. INT. HXW 200X100 | 71.57
8MF1200-3BR5 | SIVACON SICUBE CASE HWD 2200X1000X1000 R | 2798.06
FDK:083N8125 | MAG 3100 GROUND RING TYP E, DN150, PN 16, 16 BSTD AND E | 622.44
FDK:083G4332 | ACC. MAG 1100 DN2-10 1/2 INCH THREAD, HASTELLOY-C | 991.74
8MF1080-2UW70-3C | SIVACON SICUBE PARTITION 2,5MM GALVANISED HEIGHT 2000 WIDTH 800 0 | 186.54
8MF1080-3DS4 | SIVACON SICUBE CASE HWD 2000X800X1000 DATA | 3362.93
8MF1080-3VR4 | SIVACON SICUBE CASE HWD 2000X800X1000 VENT R | 2009.86
8MF1084-2UD20-0A | SIVACON SICUBE ROOF GALVANISED 2MM WIDTH 800 DEPTH 400 PERFORATED WITHOUT SEAL | 58.2
8MF1094-2UD11-0A | SIVACON SICUBE ROOF GALVANISED 2MM WIDTH 900 DEPTH 400 PLAIN FOAMED SEAL | 140.56
8MF1094-2UD20-0A | SIVACON SICUBE ROOF GALVANISED 2MM WIDTH 900 DEPTH 400 PERFORATED WITHOUT SEAL | 59.12
8MF1098-2UB12-0 | SIVACON SICUBE BOTTOM PLATE WIDTH 900 DEPTH 800 PLAIN | 166.83
8MF1098-2UB42-0 | 8MF1 BASES EMV W09 D08 IP40 | 197.06
8PQ6000-5BA82 | SIVACON S4 KIT HOLDER AND DRAWINGS FOR SWITCHGEAR CONNECTION TO CABLE SENTRON 3WL1116 WITHDRAWAB | 665.25
FDK:083N8104 | MAG 3100 C FLANGE 450MM PN16 ETC | 411.94
FDK:083N8110 | MAG 3100 TYPE C FLANGE 500MM 300LB | 614.28
FDK:083N8113 | MAG 3100 C FLANGE 600MM 150LB BSTD & E | 577.98
FDK:083N8120 | MAG 3100 E FLANGE 125MM PN6 | 589.78
8MF1060-3BR4 | SIVACON SICUBE CASE HWD 2000X600X1000 R | 1799.69
8MF1064-2UD20-0A | SIVACON SICUBE ROOF GALVANISED 2MM WIDTH 600 DEPTH 400 PERFORATED WITHOUT SEAL | 48.99
8MF1080-3BR5 | SIVACON SICUBE CASE HWD 2000X800X1000 R | 2193.81
8MF1080-3VS4 | SIVACON SICUBE CASE HWD 2000X800X1000 VENT | 2548.45
8MF1082-2AS30 | SIVACON SICUBE MOUNTING RACK 50 L825 | 35.59
8MF1084-2GS30 | SIVACON SICUBE FRAME_GALVANIZED_2,5MM HEIGHT 2000 WIDTH 800 DEPTH 400 | 526.77
8MF1286-3BS4 | SIVACON SICUBE CASE HWD 2200X800X600 | 2285.72
8MF1288-3VR4 | SIVACON SICUBE CASE HWD 2200X800X800 VENT R | 2075.53
8MF1290-2CS | 8MF1 BASE H02 D09 | 334.98
8MF1290-3BS4 | SIVACON SICUBE CASE HWD 2200X900X1000 | 3113.33
8MF1310-2HH | SIVACON SICUBE CABLE ORGANISER 30 W1000 | 24.81
8MF1828-2GS30 | SIVACON SICUBE FRAME_GALVANIZED_2,5MM HEIGHT 1800 WIDTH 200 DEPTH 800 | 614.75
8MF1840-2UT15-0CA1 | DOOR LEFT-HAND H18 W04 EMV | 771.1
8MF1850-2UT15-0BA2 | SIVACON SICUBE DOOR, 1,5MM RAL 7035 LA HEIGHT 1800 WIDTH 500 PLAIN FOAMED SEAL | 446.63
8MF1850-2UT25-0CA1 | DOOR HALVES LEFT H18 W05 EMV | 794.73
8MF1008-2UD30-0A | SIVACON SICUBE ROOF GALVANISED 2MM WIDTH 1000 DEPTH 800 WITH VENTILATION OPENING WITHOUT SEAL | 143.22
8ME8015 | CUBICLESYSTEM 8MF END PLATE FOR TRIM STRIP 8ME....-.T... WITH SCREW M5 | 84.4
8MF1000-2AA02-0 | SIVACON SICUBE MOUNT. SHEET OUTS. HXW 10001000 | 178.66
8MF1000-2AB04 | COVER FOR SWING FRAMES 4HU | 58.6
8MF1020-2UD20-0A | SIVACON SICUBE ROOF GALVANISED 2MM WIDTH 1200 DEPTH 1000 PERFORATED WITHOUT SEAL | 165.52
8MF1020-2UW60-1C | SIVACON SICUBE PANEL SIDE/ BACK 1,5MM COATED HEIGHT 2000 WIDTH 1200 0 | 334.98
8MF1020-2UW62-1B | S/R PANEL EMV H20 D12 IP40 | 893.25
8MF1028-2VH | SIVACON SICUBE TRAY IPX1 HEIGHT 1200 DEPTH 800 | 241.71
8GK9906-0KK33 | ALPHA 630 UNIVERSAL, BASE, BLUE GREEN BASIC BLENDE ABNEHMBAR, H=100, B=900 | 366.97
8GK9910-0KK33 | ALPHA 630 DIN, MOLDED PLASTIC SUPPORT FOR RAIL ( 1 SET = 10 UNITS) | 113.84
8WA8361-0BA | PLATES HORIZONTEL. 1..5 PACK WITH 204 PLATES 3 CARDS PER 68 PLATES INSCRIPTION 2MM SIZE. 5X7MM, | 0.19
8MF1020-2CD00 | SIVACON SICUBE DECORATIVE COVER WIDTH 120 WITHOUT SIEMENS LABEL PLAIN | 129.67
8MF1020-2UB12-0 | SIVACON SICUBE BOTTOM PLATE WIDTH 1200 DEPTH 1000 PLAIN | 222.03
8MF1024-2VH | SIVACON SICUBE TRAY IPX1 HEIGHT 1200 DEPTH 400 | 179.98
8MF1280-3VR4 | SIVACON SICUBE CASE HWD 2200X800X1000 VENT R | 2128.09
8MF1284-2GS30 | SIVACON SICUBE FRAME_GALVANIZED_2,5MM HEIGHT 2200 WIDTH 800 DEPTH 400 | 549.1
8MF1286-3VS4 | SIVACON SICUBE CASE HWD 2200X800X600 VENT | 2338.26
FDK:083G2223 | ACC.BAG MAG 1100 FOOD DN65 | 75.31
FDK:083G2224 | ACC.BAG MAG 1100 FOOD DN80 | 85.3
FDK:083G2281 | ACC.BAG MAG 1100 FOOD DN40 TRI-CLOVER WELD | 455.49
FDK:083N8189 | MAG 3100 E FLANGE 600MM PN25 AISI 316 | 3712.88
FDK:083N8280 | MAG 3100 E FLANGE, 40MM, AS2129, TABLE E AISI 316 | 412.85
FDK:083N8303 | MAG 3100 C FLANGE 800MM, PN6, AISI 304 | 933.67
FDK:083N8308 | 3100 C FL 900MM 150LB | 1142.35
FDK:083N8084 | MAG 3100 C FLANGE 350MM PN25 AISI 304 | 303.05
8MF1088-3BS5 | SIVACON SICUBE CASE HWD 2000X800X800 | 2495.9
8MF1090-2UB12-0 | SIVACON SICUBE BOTTOM PLATE WIDTH 900 DEPTH 1000 PLAIN | 179.98
8MF1090-2UB42-0 | 8MF1 BASES EMV W09 D10 IP40 | 210.19
8MF1090-2UT15-1BA2 | SIVACON SICUBE DOOR, 1,5MM RAL 7035 LA HEIGHT 2000 WIDTH 900 WITH VENTILATION OPENING FOAMED SE | 556.99
8PQ6000-5BA13 | SIVACON S4 KIT 3VL CONNECTION CABLE REAR SWITCH 3VL1AND 3V2 UP TO 160A ARRANGEMENT HORIZONTAL 3- | 118.93
8PQ6000-5BA52 | SIVACON S4 KIT HOLDER AND DRAWINGS FOR COPPER CONNECTION TO VBB SENTRON 3WL1116 WITHDRAWABLE WI | 715.43
FDK:083N8155 | MAG 3100 E FLANGE 350MM PN25 AISI 316 | 1522.54
FDK:083N8168 | MAG 3100 E FLANGE 450MM PN6 AISI 316 | 2321
FDK:083N8302 | MAG 3100 C FLANGE 28 INCH / 700MM AWWA AISI 304 | 788.49
FDK:083N8344 | MAG 3100 C FLANGE 50MM ALL SPECS | 139.73
8MF1204-2AK13-0 | SIVACON SICUBE M.BOARD SIDE HXB2200X400 PERF. | 182.59
8MF1204-3BR5 | SIVACON SICUBE CASE HWD 2200X1000X400 R | 2574.75
8MF1204-3BS5 | SIVACON SICUBE CASE HWD 2200X1000X400 | 2824.33
8MF1208-2AK13-0 | SIVACON SICUBE M.BOARD SIDE HXB2200X800 PERF. | 308.71
FDK:085U0229 | USM II, DEVICENET MODULE | 947.85
FDK:085B1419 | SONO 3200 SPARE INSERT (L=160) | 483.14
FDK:085B5452 | SONO 3200 COMPLETE TRANSDUCER, O-RING GASKET IN FFKM, LIQUID TEMPERATURE: -20 TO +200DEG.C, | 4501.76
FDK:085B5454 | SONO 3200 COMPLETE TRANSDUCER, O-RING GASKET IN FKM 602, LIQUID TEMPERATURE: -20 TO +100DEG.C, | 2468.71
8MF1068-2VH | SIVACON SICUBE TRAY IPX1 HEIGHT 600 DEPTH 800 | 156.35
8MF1068-3DR4 | SIVACON SICUBE CASE HWD 2000X600X800 DATA | 2430.25
8MF1070-2UT15-1BA2 | SIVACON SICUBE DOOR, 1,5MM RAL 7035 LA HEIGHT 2000 WIDTH 450 WITH VENTILATION OPENING FOAMED SE | 451.91
8MF1070-2UT25-0BA2 | SIVACON SICUBE DOOR- HALF, 1,5MM RAL 7035 LA HEIGHT 2000 WIDTH 450 PLAIN FOAMED SEAL | 331.04
8MF1580-2UT34-0BA2 | 8MF1 COMPARTMENT DOORS H05 W08 | 232.52
8MF1600-2AM12-0 | SIVACON SICUBE MOUNT. SHEET. INT. HXW 600X100 | 149.75
8MF1620-2AM02-0 | SIVACON SICUBE MOUNT. SHEET. INT. HXW 600X120 | 131.36
8MF1690-2AM02-0 | SIVACON SICUBE MOUNT. SHEET. INT. HXW 600X900 | 96.69
8MF1870-2UT25-1BA2 | SIVACON SICUBE DOOR- HALF, 1,5MM RAL 7035 LA HEIGHT 1800 WIDTH 450 WITH VENTILATION OPENING FOA | 334.98
8MF1880-2AA12-0 | SIVACON SICUBE MOUNT. SHEET OUTS. HXW 800800 P | 168.13
8MF1880-2UT15-0BE2 | SIVACON SICUBE DOOR, GLASS, 1,5MM RAL 7035 LA HEIGHT 1800 WIDTH 800 PLAIN FOAMED SEAL | 658.12
8MF1880-2UT34-0BA2 | 8MF1 COMPARTMENT DOORS H08 W08 | 282.43
8MF1086-2UB12-0 | SIVACON SICUBE BOTTOM PLATE WIDTH 800 DEPTH 600 PLAIN | 90.14
A5E02303897 | KIT,3"/80MM LR460 UNIVERSAL FLANGE | 502.51
8MF1000-3BR5 | SIVACON SICUBE CASE HWD 2000X1000X1000 R | 2692.98
8MF1004-2AK03-0 | SIVACON SICUBE M.BOARD SIDE HXB2000X400 | 143.22
8MF1004-2UB32-0 | SIVACON SICUBE BOTTOM PLATE WIDTH 1000 DEPTH 400 CABLE INLET | 143.22
8MF1004-2UD20-0A | SIVACON SICUBE ROOF GALVANISED 2MM WIDTH 1000 DEPTH 400 PERFORATED WITHOUT SEAL | 72.51
8MF1040-2UW60-1C | SIVACON SICUBE PANEL SIDE/ BACK 1,5MM COATED HEIGHT 2000 WIDTH 400 0 | 181.27
8MF1040-2UW62-1B | S/R PANEL EMV H20 D04 IP40 | 625.29
8MF1050-2HM | SIVACON SICUBE UPGRADE IP2X AUF IP4X B500 | 81.58
FDK:083N8151 | MAG 3100 E FLANGE, 300MM, AS2129, TABLE E AISI 316 | 1268.47
FDK:083N8372 | MAG 3100 C FLANGE 700MM AS2129 E AISI 304 | 788.49
FDK:085U1008 | PROG. SENSORPROM 256B QUOTE SENSOR CODE NO., SERIAL NO. AND CAL.FACTOR | 313.99
FDK:085B1406 | SITRANS F US SPARE PART: SONO 3200 BODY, O-RING TYPE, WITH TRANSDUCER INSERT ELEMENT, O-RING | 1952.6
FDK:085B1411 | SONO 3200 SPARE INSERT L=50MM | 398.13
8MF1066-3BS5 | SIVACON SICUBE CASE HWD 2000X600X600 | 2101.82
8MF1068-2UB42-0 | 8MF1 BASES EMV W06 D08 IP40 | 121.79
8MF1080-2AA02-0 | SIVACON SICUBE MOUNT. SHEET OUTS. HXW 1000800 | 139.23
8MF1080-2HC13-0 | 8MF1 SERRATED BARS PLAIN L08 | 31
8MF1080-2VH | SIVACON SICUBE TRAY IPX1 HEIGHT 800 DEPTH 1000 | 235.13
8MF1084-2UB12-0 | SIVACON SICUBE BOTTOM PLATE WIDTH 800 DEPTH 400 PLAIN | 65.8
8MF1084-3BS5 | SIVACON SICUBE CASE HWD 2000X800X400 | 2180.63
8MF1280-3BS5 | SIVACON SICUBE CASE HWD 2200X800X1000 | 2916.31
8MF1460-2HL7 | SIVACON SICUBE CABLE TRENCH HXW 100X75HF (2M) | 137.92
8MF1490-2AM02-0 | SIVACON SICUBE MOUNT. SHEET. INT. HXW 400X900 | 79.77
8MF1800-2UW60-1C | SIVACON SICUBE PANEL SIDE/ BACK 1,5MM COATED HEIGHT 1800 WIDTH 1000 0 | 282.43
8MF1804-2AK13-0 | SIVACON SICUBE M.BOARD SIDE HXB1800X400 PERF. | 143.22
8MF1860-2AM12-0 | SIVACON SICUBE MOUNT. SHEET. INT. HXW 800X600 | 151.06
8MF1860-2UT15-0BA2 | SIVACON SICUBE DOOR, 1,5MM RAL 7035 LA HEIGHT 1800 WIDTH 600 PLAIN FOAMED SEAL | 465.02
8MF1960-2UT34-0BA2 | 8MF1 COMPARTMENT DOORS H09 W06 | 260.12
8MF1006-2UD11-0A | SIVACON SICUBE ROOF GALVANISED 2MM WIDTH 1000 DEPTH 600 PLAIN FOAMED SEAL | 176.05
8MF4210 | TRIM STRIP W.O. SIEMENS LETTER. PETROL FOR CUBICLE WIDTH 600MM | 81.33
8MF4215 | TRIM STRIP W.O. SIEMENS LETTER. PETROL FOR CUBICLE WIDTH 1200MM | 161.29
8MF1000-2AB30 | 19 ZOLL FRAMES FOR 7 HU | 72.78
8MF1000-2UB32-0 | SIVACON SICUBE BOTTOM PLATE WIDTH 1000 DEPTH 1000 CABLE INLET | 241.71
8MF1000-2UD20-0A | SIVACON SICUBE ROOF GALVANISED 2MM WIDTH 1000 DEPTH 1000 PERFORATED WITHOUT SEAL | 162.88
C73451-A430-D84 | POTENTIOMETER, COMPLETE, FOR SIPART PS2, 6DR4* AND 6DR5* | 259.03
8MF1014-5BT01 | 8MF1 SINORIX TM COMPACT H22 B12 T08 | 4433.78
8MF1020-2UB22-0 | SIVACON SICUBE BOTTOM PLATE WIDTH 1200 DEPTH 1000 PARTED | 201
8MF1028-3VS4 | SIVACON SICUBE CASE HWD 2000X1200X800 VENT | 3113.33
8MF1040-2UT25-1BA2 | SIVACON SICUBE DOOR- HALF, 1,5MM RAL 7035 LA HEIGHT 2000 WIDTH 400 WITH VENTILATION OPENING FOA | 334.98
8MF1060-2AK14-0 | LIMIT PLATE W 600 | 52.17
8MF1060-2UT14-1BA2 | SIVACON SICUBE DOOR, 1,5MM RAL 7035 RA HEIGHT 2000 WIDTH 600 WITH VENTILATION OPENING FOAMED SE | 508.37
8GK1133-4KA12 | ALPHA 400 DIN WALL-MOUNTING DISTRIBUTION BOARD EMPTY CUBICLE, RAL 9016, IP55 H=950 W=300 D=210 | 712.21
8GK1133-6KA12 | ALPHA 400 DIN WALL-MOUNTING DISTRIBUTION BOARD EMPTY CUBICLE, RAL 9016, IP55 H=1250 W=300 D=210 | 945.27
8MF1006-3BR4 | SIVACON SICUBE CASE HWD 2000X1000X600 R | 2430.25
8MF1008-2UB42-0 | 8MF1 BASES EMV W10 D08 IP40 | 198.37
8MF1028-2UD12-0A | 8MF1 ROOF EMV W12 D08 IP40 | 250.91
8MF1260-2CS | 8MF1 BASE H02 D06 | 312.66
8MF1270-2UT14-1BA2 | SIVACON SICUBE DOOR, 1,5MM RAL 7035 RA HEIGHT 2200 WIDTH 450 WITH VENTILATION OPENING FOAMED SE | 470.29
8MF1280-2UT25-0BA2 | SIVACON SICUBE DOOR- HALF, 1,5MM RAL 7035 LA HEIGHT 2200 WIDTH 800 PLAIN FOAMED SEAL | 444.02
8MF1290-2UT25-0BE2 | SIVACON SICUBE DOOR- HALF, GLASS, 1,5MM RAL 70 HEIGHT 2200 WIDTH 900 PLAIN FOAMED SEAL | 638.42
8MF1294-3BR5 | SIVACON SICUBE CASE HWD 2200X900X400 R | 2417.09
8MF1480-2UT34-0BA2 | 8MF1 COMPARTMENT DOORS H04 W08 | 218.06
8MF1228-3VS4 | SIVACON SICUBE CASE HWD 2200X1200X800 VENT | 3244.7
8MF1240-2UT14-0BE2 | SIVACON SICUBE DOOR, GLASS, 1,5MM RAL 7035 RA HEIGHT 2200 WIDTH 400 PLAIN FOAMED SEAL | 528.08
8GK2348-7KL01 | ALPHA 630 UNIVERSAL, COMLETE DISTRIBUTIONBOARD WITH ASSEMBLY KITS B600,H1800,T250,IP55 WITH TRAN | 3033.74
7ME3951-0LE10 | PORTABLE LIQUID FLOW TRANSDUCER UNIVERSAL, D1 UNIVERSAL FOR PIPE OD FROM 102 TO 508 MM (4 TO 20 I | 1994.82
8GK9535-8KK34 | ALPHA 630 UNIVERSAL, MOUNTING PLATES MATERIAL 2MM FOR DIRECT MOUNTING IN ENCLOSURE H=1800MM, B=9 | 667.22
8GK9608-1KK30 | ALPHA 630 UNIVERSAL, FRONT COVER WITH CUTOUTS 1ROW 1X36TE H=200MM B=900MM 200MM TIER SPACING | 196.25
8GK9636-7KK30 | ALPHA 630 UNIVERSAL, FRONT COVER RECEESED H=1000 B=900 | 832.05
8GK4110-8KK22 | A400, RMK H=1350, W=500 3 ROWS TERMINALS, 6 ROWS CONTR | 381.73
A5E01278662 | 2X30M COAXIAL CABLE FOR FUS060, (75 OHM, MAX 70 DEG C, BLACK PVC) | 476.43
8WH1000-0AF08 | TERMINAL BLOCK 2,5 MM2 BLACK SCREW MOUNTING 2 CONNECTION POINTS | 1.37
8WH1000-0CJ07 | PE-THROUGH-TYPE TERMINALS WITH SCREW CONNECTION TERMINAL WIDTH 10,2 MM COLOR GREEN-YELLOW 10 MM2 | 5.67
8PQ2025-6BA07 | SIVACON S4 MODULE DOOR DEGREE OF PROTECTION IP4X HEIGHT 250MM WIDTH 600MM | 130.08
8GK4110-8KK12 | A400, RMK H=1350, W=250 3 ROWS TERMINALS, 6 ROWS CONTR | 307.41
7MH5713-4AD00 | SIWAREX WL280 PRESSURE PIECE S RN-S SA 0.5T / 1T - NOMINAL LOAD 0.5 T / 1 T - MATERIAL: STAINLESS | 61.86
8PQ2015-8BA05 | SIVACON S4 MODULE DOOR DEGREE OF PROTECTION IP4X HEIGHT 150MM WIDTH 800MM | 114.31
8GF5770 | BUSBAR HOLDER 4 POLES ALPHA NF WIDTH 300MM FOR BAR THICKNESS 30X10MM FOR MOUNTING ON FIXING BRAC | 160.51
8WH1000-0CG07 | PE-THROUGH-TYPE TERMINALS WITH SCREW CONNECTION TERMINAL WIDTH 6,2 MM COLOR GREEN-YELLOW 4 MM2 | 4.67
8WH1000-1GG08 | FUSE TERMINALS WITH SCREW CONNECTION CROSS SECTION 4,0 QMM TERMINAL WIDTH 6,2 MM COLOR BLACK FU | 7.91
FDK:083F3056 | MAG ACCESSORY 150M CABLE SPEC. | 1400.94
8WA8347-2AG | PLATES VERTICAL: L- PACK WITH 136 PLATES 2 CARDS PER 68 PLATES INSCRIPTION 2MM SIZE. 5X7MM, | 0.19
8WA8348-0AG | PLATES HORIZONTEL. 7 PACK WITH 136 PLATES 2 CARDS PER 68 PLATES INSCRIPTION 2MM SIZE. 5X7MM, | 0.19
8PQ1010-0BA01 | SIKUS/SIVACON BASE EDGES WITH FRONT COVER HEIGHT 100MM WIDTH 350MM | 114.31
8PQ1208-6BA01 | SIVACON S4 CUBICLE HEIGHT 2000MM WIDTH 800MM DEPTH 600MM | 493.38
8PQ2030-6BA04 | SIVACON S4 COVER SENTRON 3K SWITCH 3KL-, 3KA713 3- OR 4-POLE ARRANGEMENT HORIZONTAL HEIGHT 300M | 53.45
8PQ2030-8BA01 | SIVACON S4 COVER BLANK HEIGHT 300MM WIDTH 800MM | 75.54
8GF5765 | STAB UNIVERSAL BUSBAR SUPPORT 4POLE FLAT, VERTICAL W=600MM 30X10MM | 190.35
8WA8360-0BN | PLATES VERTICAL. 61..65 PACK WITH 204 PLATES 3 CARDS PER 68 PLATES INSCRIPTION 2MM SIZE. 5X7MM, | 0.19
A5E02734539 | FUE080 SPAREPART TRANSMITTER FOR FUE380 SYSTEMS WITH CUSTODY TRANSFER APPROVAL (7ME341). TYP | 2939.69
7ML1930-6AL | SNUBBER | 31.59
7ML5740-1AA01-1A | RD200 85-265 VAC DISP, 2X THE SITRANS RD200 IS A UNIVERSAL INPUT, PANEL MOUNT REMOTE DIGITAL DIS | 610.83
8GK4854-0KK40 | CROSSBAR FOR N/PE B=1000MM FOR N UND/ ODER PE BUSBAR HOLDER | 54.03
8GK6302-1KK33 | ALPHA 630 UNIVERSAL, MOUNTING KIT, MODULAR INSTALLATION DEVICES H=150MM, B=900MM, 36TE, 150MM TI | 239.41
8GK6400-4KK20 | ALPHA 630 UNIVERSAL, SWITCH DISCONNECTORS MOUNT.KIT F.3KA712/3KL712 GR.2 3/4POLIG H=400MM B=600MM | 714.31
8GK6410-7KK13 | ALPHA 630 UNIVERSAL, FIELD COVER, W/O CUTOUTS H800, W300 | 335.58
8GK6702-4KK13 | ALPHA 630 UNIVERSAL, ASSEMBLY KIT VL160-VL250 HEIGHT=400MM, WIDTH=300MM, F. CABLE SPACE | 551.43
A5E00252845 | QRL-EC-MODULE, PANEL OF ALUMINIUM, BURNDY-PLUG 50 | 2084.25
8GF7375 | STAB UNIVERSAL INSIDE DOOR, H=2000MM W=900MM | 1026.34
8GF5683 | SIKUS UNIVERSAL COPPER-BAR, FLEXIBLE, L=2000 MM 32X10X1MM 630A, 20 DEGREES | 2276.4
FDK:083F5036 | MAG CLEANING UNIT IP20 230V -DO NOT USE AC-CLEANING ON SENSORS WITH TANTALUM OR HASTELLOY ELECTRO | 1746.65
FDK:085B5458 | SONO 3200 COMPLETE TRANSDUCER, O-RING GASKET IN FKM 602, LIQUID TEMPERATURE: -20 TO +100DEG.C, | 2611.96
8MF1808-2AK03-0 | SIVACON SICUBE M.BOARD SIDE HXB1800X800 | 206.26
8MF1840-2UT14-0BE2 | SIVACON SICUBE DOOR, GLASS, 1,5MM RAL 7035 RA HEIGHT 1800 WIDTH 400 PLAIN FOAMED SEAL | 511.01
8GK1123-5KA32 | ALPHA 400 DIN WALL-MOUNTING DISTRIBUTION BOARD EMPTY CUBICLE, RAL 9016, IP55 H=1100 W=800 D=210 | 873.95
8GK1123-6KA52 | ALPHA 400 DIN WALL-MOUNTING DISTRIBUTION BOARD EMPTY CUBICLE, RAL 9016, IP55 H=1250 W=1300 D=210 | 1305.92
A5E02555044 | SITRANS F US SONOKIT 2-TRACKS OP INSTR FR | 35.78
8PQ2035-6BA13 | SIVACON S4 FACHTUER UPGRADE KIT IP55 HEIGHT 350MM WIDTH 600MM | 67.44
8PQ2045-4BA01 | SIVACON S4 MODULE DOOR DEGREE OF PROTECTION IP4X HEIGHT 450MM WIDTH 400MM | 167.27
8PQ4000-0BA26 | SIVACON S4 COPPER BAR MOULDED CROSS SECTION 30X40MM | 2025.49
A5E03048701 | FUS080 SPAREPART TRANSMITTER FOR SONOKIT SYS. 7ME321&322 TYPE SITRANS FUS080 IP67 POLYAMIDE,SU | 1675.31
8GF9654 | STAB UNIVERSAL MOUNT. RAIL (1 SET = 2 UNITS) VERTICAL, H=2000MM | 192.71
8MF1088-2UD12-0A | 8MF1 ROOF EMV W08 D08 IP40 | 235.13
8MF1090-2AF20 | SIVACON SICUBE SHELVE 2MM GALV. WXD 900X1000 | 236.44
8MF1090-3BS5 | SIVACON SICUBE CASE HWD 2000X900X1000 | 3034.52
8MF1096-2GS30 | SIVACON SICUBE FRAME_GALVANIZED_2,5MM HEIGHT 2000 WIDTH 900 DEPTH 600 | 568.82
8MF1096-3BS4 | SIVACON SICUBE CASE HWD 2000X900X600 | 2495.9
8MF1155-2AS30 | SIVACON SICUBE MOUNTING RACK 50 L1550 | 60.94
8MF1190-2AM12-0 | SIVACON SICUBE MOUNT. SHEET. INT. HXW 100X900 | 59.51
8PQ5000-1BA67 | SIVACON S4 SEPARATION 3WL FORM4 SWITCH 3WL11 630 - 1000A 3- OR 4-POLE FIXED MOUNTED, WITHDRAWAB | 155.16
8MF1220-2UW61-1C | SIVACON SICUBE PANEL SIDE/ BACK 1,5MM COATED HEIGHT 2200 WIDTH 1200 0 | 426.92
8MF1230-2UT15-0BA2 | SIVACON SICUBE DOOR, 1,5MM RAL 7035 LA HEIGHT 2200 WIDTH 300 PLAIN FOAMED SEAL | 419.07
8WA8361-0AF | PLATES HORIZONTEL. 101..200 PACK WITH 204 PLATES 3 CARDS PER 68 PLATES INSCRIPTION 2MM SIZE. 5X7 | 0.19
8MF1840-2UW61-1C | SIVACON SICUBE PANEL SIDE/ BACK 1,5MM COATED HEIGHT 1800 WIDTH 400 0 | 182.59
8MF1850-2UT14-0BA2 | SIVACON SICUBE DOOR, 1,5MM RAL 7035 RA HEIGHT 1800 WIDTH 500 PLAIN FOAMED SEAL | 444.02
8MF1870-2UT14-1BA2 | SIVACON SICUBE DOOR, 1,5MM RAL 7035 RA HEIGHT 1800 WIDTH 450 WITH VENTILATION OPENING FOAMED SE | 432.17
8MF1880-2UT14-0BA2 | SIVACON SICUBE DOOR, 1,5MM RAL 7035 RA HEIGHT 1800 WIDTH 800 PLAIN FOAMED SEAL | 511.01
8PQ4000-0BA70 | SIVACON S4 JOINTS MBB TO DISTRIBUTION BUSBAR STAGGERED MAIN BUSBAR ARRANGEMENT BEHIND CROSS SECT | 447.82
8PQ4000-0BA76 | SIVACON S4 SEPARATION DISTRIBUTION BUSBAR FORM2B WITHOUT MAIN BUSBAR SYSTEM DEPTH 800MM | 455.28
8PQ5000-0BA72 | SIVACON S4 CONNECTING TERMINAL COPPER BAR, 2X25X5 | 56.03
8GK2042-1KM21 | ALPHA 125 UNIVERSAL, WALL DISTR. BOARD, PART.EQUIP. AP-CUBICLE, RAL 7035, IP43, SK 1, H=600 W=600 | 605.14
8GK2043-2KM21 | ALPHA 125 UNIVERSAL, WALL DISTR. BOARD, PART.EQUIP. UP-CUBICLE, RAL 7035, IP31 D, SK 1, H=800 W=6 | 775.38
A5E03007599 | FUE080 SPAREPART TRANSMITTER FOR AQUAMETRO FUE380 SYSTEMS WITH CUSTODY TRANSFER APPROVAL (7ME3 | 1664.12
8PQ5000-2BA44 | SIVACON S4 SEPARATION VERTICAL BESIDES SHAPE3 HEIGHT 700MM | 100.35
8GK1133-5KA42 | ALPHA 400 DIN WALL-MOUNTING DISTRIBUTION BOARD EMPTY CUBICLE, RAL 9016, IP55 H=1100 W=1050 D=210 | 1516.85
8MF1040-2UT14-0BA2 | SIVACON SICUBE DOOR, 1,5MM RAL 7035 RA HEIGHT 2000 WIDTH 400 PLAIN FOAMED SEAL | 425.61
8MF1060-2GS30 | SIVACON SICUBE FRAME_GALVANIZED_2,5MM HEIGHT 2000 WIDTH 600 DEPTH 000 | 593.77
8MF1060-2UT15-0BE2 | SIVACON SICUBE DOOR, GLASS, 1,5MM RAL 7035 LA HEIGHT 2000 WIDTH 600 PLAIN FOAMED SEAL | 608.22
8GK9988-0KL00 | ALPHA 630 UNIVERSAL SCHRANK COMLETE DISTRIBUTIONBOARD WITH ASSEMBLY KITS H=800,B=600,T=250 | 1436.53
8MF1050-2UT14-0BA2 | SIVACON SICUBE DOOR, 1,5MM RAL 7035 RA HEIGHT 2000 WIDTH 500 PLAIN FOAMED SEAL | 446.63
8MF1050-2UT25-0BE2 | SIVACON SICUBE DOOR- HALF, GLASS, 1,5MM RAL 70 HEIGHT 2000 WIDTH 500 PLAIN FOAMED SEAL | 459.77
8MF1004-2VB | SIVACON SICUBE SICUBE TRAY RIM IPX1 B 400 | 83.03
8MF1006-2AK03-0 | SIVACON SICUBE M.BOARD SIDE HXB2000X600 | 182.59
8MF1006-2HF | SIVACON SICUBE TELESCOPIC SLIDES L600 | 324.48
8MF1260-3BR4 | SIVACON SICUBE CASE HWD 2200X600X1000 R | 1825.97
8MF1260-3VS4 | SIVACON SICUBE CASE HWD 2200X600X1000 VENT | 2522.22
8MF1264-3BS5 | SIVACON SICUBE CASE HWD 2200X600X400 | 2101.82
8MF1264-3VS4 | SIVACON SICUBE CASE HWD 2200X600X400 VENT | 1944.18
8MF1298-2GS30 | SIVACON SICUBE FRAME_GALVANIZED_2,5MM HEIGHT 2200 WIDTH 900 DEPTH 800 | 614.75
8MF1380-2HL6 | SIVACON SICUBE CABLE TRENCH HXW 75X125 (2M) | 98.78
8MF1380-2HL7 | SIVACON SICUBE CABLE TRENCH HXW 75X125HF (2M) | 112.05
8MF1401-2HH | SIVACON SICUBE CABLE ORGANISER 40 D1000 | 55.04
8MF1404-2HH | SIVACON SICUBE CABLE ORGANISER 40 D400 | 39.54
8MF1250-2UT14-0BE2 | SIVACON SICUBE DOOR, GLASS, 1,5MM RAL 7035 RA HEIGHT 2200 WIDTH 500 PLAIN FOAMED SEAL | 587.2
8MF1840-2UT15-0BE2 | SIVACON SICUBE DOOR, GLASS, 1,5MM RAL 7035 LA HEIGHT 1800 WIDTH 400 PLAIN FOAMED SEAL | 511.01
8MF1840-2UT25-0BE2 | SIVACON SICUBE DOOR- HALF, GLASS, 1,5MM RAL 70 HEIGHT 1800 WIDTH 400 PLAIN FOAMED SEAL | 415.1
8GK1123-4KA32 | ALPHA 400 DIN WALL-MOUNTING DISTRIBUTION BOARD EMPTY CUBICLE, RAL 9016, IP55 H=950 W=800 D=210 | 710.23
8GK1123-5KA12 | ALPHA 400 DIN WALL-MOUNTING DISTRIBUTION BOARD EMPTY CUBICLE, RAL 9016, IP55 H=1100 W=300 D=210 | 567.58
A5E02609216 | SONOKIT INSTALLATION ALIGNMENTRODS FOR DN2000 TO DN4000, (80 TO 160INCH) D=25 MM, L=500 MM, 10 | 531.22
8PQ4000-0BA40 | SIVACON S4 JOINTS MBB TO DISTRIBUTION BUSBAR NON STAGGERED MAIN BUSBAR FRONT CROSS SECTION 20,30 | 533.32
8PQ4000-0BA42 | SIVACON S4 JOINTS MBB TO DISTRIBUTION BUSBAR NON STAGGERED MAIN BUSBAR FRONT CROSS SECTION 40,50 | 747.02
8MF1090-2CS | SIVACON SICUBE STAND | 178.66
8MF1090-2UB22-0 | SIVACON SICUBE BOTTOM PLATE WIDTH 900 DEPTH 1000 PARTED | 157.64
8MF1090-2UD30-0A | SIVACON SICUBE ROOF GALVANISED 2MM WIDTH 900 DEPTH 1000 WITH VENTILATION OPENING WITHOUT SEAL | 179.98
8MF1090-2UT14-0BE2 | SIVACON SICUBE DOOR, GLASS, 1,5MM RAL 7035 RA HEIGHT 2000 WIDTH 900 PLAIN FOAMED SEAL | 726.45
8MF1200-2AR02-2 | SIVACON SICUBE 19" TURNING FRAME H2200 | 562.21
8MF1200-2CT | BASE COVERS H02 D10 | 117.95
8MF1204-2GS30 | SIVACON SICUBE FRAME_GALVANIZED_2,5MM HEIGHT 2200 WIDTH 000 DEPTH 400 | 588.53
8MF1206-3VR4 | SIVACON SICUBE CASE HWD 2200X1000X600 VENT R | 2548.45
8MF1206-3VS4 | SIVACON SICUBE CASE HWD 2200X1000X600 VENT | 2916.31
8MF1208-2CT | BASE COVERS H02 D08 | 98.89
8MF1208-3BS5 | SIVACON SICUBE CASE HWD 2200X1000X800 | 3336.66
8MF1220-2AL03-0 | SIVACON SICUBE M. BOARD BACK HXW 2200X1200 | 446.63
8MF1850-2UT15-0CA1 | DOOR LEFT-HAND H18 W05 EMV | 817.08
8MF1850-2UT15-1BA2 | SIVACON SICUBE DOOR, 1,5MM RAL 7035 LA HEIGHT 1800 WIDTH 500 WITH VENTILATION OPENING FOAMED SE | 447.94
8MF1850-2UT25-1BA2 | SIVACON SICUBE DOOR- HALF, 1,5MM RAL 7035 LA HEIGHT 1800 WIDTH 500 WITH VENTILATION OPENING FOA | 352.03
8MF1860-2UT25-1BA2 | SIVACON SICUBE DOOR- HALF, 1,5MM RAL 7035 LA HEIGHT 1800 WIDTH 600 WITH VENTILATION OPENING FOA | 388.85
8PQ4000-0BA46 | SIVACON S4 JOINTS MBB TO DISTRIBUTION BUSBAR STAGGERED MAIN BUSBAR FRONT CROSS SECTION 30X30MM | 480.35
8PQ4000-0BA63 | SIVACON S4 HOLDER VERT.DISTRIBUTION BUSBAR STAGGERED CROSS SECTION UP TO 2X40X10MM CROSS SECTION | 46.19
8GK9920-0KK10 | ALPHA UNIVERSAL, PE-BAR, W=600 | 123.63
8GK9920-0KK20 | SUPPORT F. WIRING DUCT, W=600 | 54.16
FDK:083G0159 | ACCESSORIES FOR MAG 1100 PTFE GASKET SET FOR DN25 2 X PTFE-GASKETS 2 X EARTHING WIRES 3 X M6 SCR | 48.09
FDK:083G2114 | ACC.BAG MAG 1100 FOOD DN76.1 ISO | 760.36
FDK:083G2122 | ACC.BAG MAG 1100 FOOD DN50 DIN | 506.3
FDK:083G2184 | ACC.BAG MAG 1100 FOOD DN80 DIN | 964.51
FDK:083G2217 | ACC.BAG MAG 1100 FOOD DN15 | 45.36
FDK:083G2221 | ACC.BAG MAG 1100 FOOD DN40 | 46.27
8GK6712-2KK23 | ALPHA 630 UNIVERSAL, MCCB-ASSEMBLY KIT 1 X 3VL160X, 3 + 4 POLE H=200MM B=600MM WITH DI-MODUL HO | 417.99
8GK6751-6KK13 | ALPHA 630 UNIVERSAL MCCB-ASSEMBLY KIT 1 X 3VT3 3 + 4 POLE H=600MM W=250MM FOR CABLE ROOM | 467.05
8GK6750-2KK23 | ALPHA 630 UNIVERSAL MCCB-ASSEMBLY KIT 1 X 3VT1 3 + 4 POLE H=200MM W=600MM HORIZONTAL MOUNTING | 286.52
8GK9122-8KK06 | ALPHA 630 UNIVERSAL, SIDE PANEL CLOSED, IP55, BLUE GREEN BASIC H=1600, T=250, 1 SET | 618.16
8GK9125-8KK11 | ALPHA 630 UNIVERSAL, INTERMEDIATE UPRIGHT FOR ENCLOSURE H=1600MM, B=900MM | 290.44
8GK9126-7KK00 | CONNECTING KIT FOR ALPHA 630 UNIVERSAL, IP43, H=1200 | 233.52
8MF1260-2UT25-0BE2 | SIVACON SICUBE DOOR- HALF, GLASS, 1,5MM RAL 70 HEIGHT 2200 WIDTH 600 PLAIN FOAMED SEAL | 521.52
8MF1260-2UW70-3C | SIVACON SICUBE PARTITION 2,5MM GALVANISED HEIGHT 2200 WIDTH 600 0 | 176.05
8GK9126-0KK01 | ALPHA 630 UNIVERSAL HANDLE BRACKET A. HINGED FRAME 1800MM | 386.6
8MF1066-2AF20 | SIVACON SICUBE SHELVE 2MM GALV. WXD 600X600 | 174.74
8MF1070-2UT14-0BA2 | SIVACON SICUBE DOOR, 1,5MM RAL 7035 RA HEIGHT 2000 WIDTH 450 PLAIN FOAMED SEAL | 432.17
8PQ5000-4BA06 | SIVACON S4 SEPARATION KIT VERTICAL FOR VERTICAL BUS BAR HEIGHT 400MM WIDTH 600MM | 51.96
8MF1070-2UT15-0BE2 | SIVACON SICUBE DOOR, GLASS, 1,5MM RAL 7035 LA HEIGHT 2000 WIDTH 450 PLAIN FOAMED SEAL | 534.68
8PQ6000-5BA53 | SIVACON S4 KIT HOLDER AND DRAWINGS FOR COPPER CONNECTION TO VBB SENTRON 3WL1220 UP TO 3WL1232 FI | 775.8
C73196-Z935-K2 | SCREWED CABLE GLAND | 7.21
8MF1000-2AB06 | COVER FOR SWING FRAMES 5HU | 62.02
8MF1000-2AL03-0 | SIVACON SICUBE M. BOARD BACK HXW 2000X1000 | 404.62
8MF1000-3VS4 | SIVACON SICUBE CASE HWD 2000X1000X1000 VENT | 3165.87
8MF1004-2VH | SIVACON SICUBE TRAY IPX1 HEIGHT 1000 DEPTH 400 | 155
A5E02272723 | 5 M LOW NOISE ELECTRODE COAX CABLE | 550.77
A5E32877561 | ACCESSORY SITRANS FCS400 HEATING JACKET DN80 ELECTRIC | 11837.26
FDK:083G0080 | ACC. MAG 1100 DN2-10 1/2 INCH | 295.79
A5E02559811 | MAG 5000/6000 TERM.PLATE EX IA/IB IP00 | 490.87
8PQ6000-4BA37 | SIVACON S4 HOLDER FOR COPPER BAR SWITCH 3WL SIZE 1 CROSS SECTION 25X25MM, PUNCHED 3- OR 4-POLE | 339.14
FDK:083G2124 | ACC.BAG MAG 1100 FOOD DN80 DIN | 760.36
FDK:083G2185 | ACC.BAG MAG 1100 FOOD DN100 DIN | 1147.79
FDK:083G3257 | ACC. MAG 1100 DN15 GROUNDING RING C22 | 205.97
FDK:083N8171 | MAG 3100 E FLANGE 450MM PN25 AISI 316 | 2385.42
FDK:083N8179 | MAG 3100 E FLANGE 500MM PN16 AISI 316 | 3052.33
FDK:083N8187 | E FL ASSY 600MM PN10 | 3628.5
FDK:083N8310 | MAG 3100 C FLANGE 1000MM PN16 | 1429.08
FDK:083N8395 | MAG 3100 C FLANGE 44 INCH / 1100MM AWWA AISI 304 | 1782.94
FDK:083G2295 | ACC.BAG MAG 1100 FOOD DN100 TRI-CLAMP | 1147.79
FDK:083N8039 | MAG 3100 C FLANGE 350MM PN16 ETC | 291.27
8MF1080-2HD2 | GROUNDING BARS 30X10, W08 | 134
8MF1080-2UT14-0BA2 | SIVACON SICUBE DOOR, 1,5MM RAL 7035 RA HEIGHT 2000 WIDTH 800 PLAIN FOAMED SEAL | 518.89
8MF1086-2AF20 | SIVACON SICUBE SHELVE 2MM GALV. WXD 800X600 | 194.4
8MF1088-2UD30-0A | SIVACON SICUBE ROOF GALVANISED 2MM WIDTH 800 DEPTH 800 WITH VENTILATION OPENING WITHOUT SEAL | 129.52
8MF1090-2UT25-0BA2 | SIVACON SICUBE DOOR- HALF, 1,5MM RAL 7035 LA HEIGHT 2000 WIDTH 900 PLAIN FOAMED SEAL | 438.78
8MF1090-2UW60-1C | SIVACON SICUBE PANEL SIDE/ BACK 1,5MM COATED HEIGHT 2000 WIDTH 900 0 | 273.25
8MF1288-3BS5 | SIVACON SICUBE CASE HWD 2200X800X800 | 2732.34
8MF1208-3VR4 | SIVACON SICUBE CASE HWD 2200X1000X800 VENT R | 2653.58
8MF1224-3BR4 | SIVACON SICUBE CASE HWD 2200X1200X400 R | 2548.45
8MF1226-3BS4 | SIVACON SICUBE CASE HWD 2200X1200X600 | 2955.71
8MF1226-3BS5 | SIVACON SICUBE CASE HWD 2200X1200X600 | 3126.48
FDK:085B1420 | SONO 3200 SPARE INSERT (L=230) | 466.37
8MF1620-2AM12-0 | SIVACON SICUBE MOUNT. SHEET. INT. HXW 600X120 | 178.66
8MF1800-2AN30 | SIVACON SICUBE 19" RACK H2000 | 136.61
8MF1800-2AR02-2 | SIVACON SICUBE 19" TURNING FRAME H1800 | 526.77
8MF1800-2AR12-2 | SIVACON SICUBE 19" TURNING FRAME. HEAVY DUTY H | 1011.53
8PQ2040-6BA12 | SIVACON S4 MODULE DOOR DEGREE OF PROTECTION IP4X HEIGHT 400MM WIDTH 600MM | 164.47
8GF9650 | STAB UNIVERSAL MOUNT. RAIL (1 SET=2 UNITS) VERTICAL, H=1600 MM | 165.62
8GF9664 | STAB UNIVERSAL LOCKING HANDLE W. LOCK BARREL E012 | 127.37
8GK9920-0KK43 | ALPHA 630 UNIVERSAL, TRANSPORT BAR KIT H1200 VERTICAL | 337.54
8GK9988-0KL01 | ALPHA 630 UNIVERSAL SCHRANK COMLETE DISTRIBUTIONBOARD WITH ASSEMBLY KITS H=1000,B=600,T=250 | 1677.61
8MF1086-3VR4 | SIVACON SICUBE CASE HWD 2000X800X600 VENT R | 1865.36
8MF1088-2GS30 | SIVACON SICUBE FRAME_GALVANIZED_2,5MM HEIGHT 2000 WIDTH 800 DEPTH 800 | 579.31
8MF1098-2AF20 | SIVACON SICUBE SHELVE 2MM GALV. WXD 900X800 | 307.41
8MF1098-3BR4 | SIVACON SICUBE CASE HWD 2000X900X800 R | 2246.32
8MF1100-2HS | SIVACON SICUBE CAP RAIL H15 (1M) | 32.3
8MF1120-2AM12-0 | SIVACON SICUBE MOUNT. SHEET. INT. HXW 100X120 | 70.14
8PQ5000-2BA33 | SIVACON S4 SEPARATION VERTICAL BESIDES FORM3 400A UP TO 630A HEIGHT 250MM | 46.74
8PQ5000-2BA38 | SIVACON S4 SEPARATION VERTICAL BESIDES SHAPE3 HEIGHT 450MM | 52.43
8MF1240-2UW60-1C | SIVACON SICUBE PANEL SIDE/ BACK 1,5MM COATED HEIGHT 2200 WIDTH 400 0 | 193.1
8MF1250-2UT15-0BA2 | SIVACON SICUBE DOOR, 1,5MM RAL 7035 LA HEIGHT 2200 WIDTH 500 PLAIN FOAMED SEAL | 463.72
8WA8360-0BU | PLATES VERTICAL. 91..95 PACK WITH 204 PLATES 3 CARDS PER 68 PLATES INSCRIPTION 2MM SIZE. 5X7MM, | 0.19
8MF1890-2UT14-0CA1 | DOOR RIGHT-HAND H18 W09 EMV | 945.83
8MF1890-2UT15-0BA2 | SIVACON SICUBE DOOR, 1,5MM RAL 7035 LA HEIGHT 1800 WIDTH 900 PLAIN FOAMED SEAL | 509.69
8MF1890-2UT25-0CA1 | DOOR HALVES LEFT H18 W09 EMV | 857.81
8MF1894-2GS30 | SIVACON SICUBE FRAME_GALVANIZED_2,5MM HEIGHT 1800 WIDTH 900 DEPTH 400 | 538.61
8PQ5000-0BA74 | SIVACON S4 CONNECTING TERMINAL COPPER BAR, 1X40X10 | 105.94
8MF1040-2UW70-3C | SIVACON SICUBE PARTITION 2,5MM GALVANISED HEIGHT 2000 WIDTH 400 0 | 141.86
8MF1055-2AS30 | SIVACON SICUBE MOUNTING RACK 50 L550 | 29.56
8MF1060-2AF20 | SIVACON SICUBE SHELVE 2MM GALV. WXD 600X1000 | 182.59
8MF1060-2CS | SIVACON SICUBE STAND | 161.57
8WA8361-0BF | PLATES HORIZONTEL. 26..30 PACK WITH 204 PLATES 3 CARDS PER 68 PLATES INSCRIPTION 2MM SIZE. 5X7MM | 0.19
A5E03461459 | SITRANS FUE950 SPARE PART: FUE950 RS-232 DATA MODULE MODULE (7ME348 VERSIONS ONLY). | 133.09
A5E03461708 | SITRANS FUE950 SPARE PART: FUE950 BATTERY 3.6 V (D-CELL TYPE) (7ME348 VERSIONS ONLY). | 124.14
8WD4250-5AB | ST.-LIGHT ELEMENTS LED,230V AC, RED | 91.16
8WD4250-5AD | ST.-LIGHT ELEMENTS LED,230V AC, YELLOW | 91.16
8PQ5000-0BA21 | SIVACON S4 SEPARATION 3WL FORM4 SWITCH 3WL12 2000 - 3200A 3- OR 4-POLE FIXED MOUNTED, WITHDRAWA | 231.35
8PQ5000-0BA73 | SIVACON S4 CONNECTING TERMINAL COPPER BAR, 1X30X10 | 78.88
A5E03587223 | LR250 THREADED PVDF ANTENNA VERSION ENCLOSURE WITH BOARD STACK, M20 CABLE INLET, APPROVAL OPTION | 2606.9
8WD5320-5AF | BUILT-IN LUMINAIRE, STEADY LIGHT INTEGR. LED, AC/DC 24V, BLUE | 134.84
8WD5320-5DE | BUILT-IN LUMINAIRE, ROTATING BEACON INTEGR. LED, AC/DC 24V, CLEAR | 173.44
8MF1160-2UT34-0BA2 | 8MF1 COMPARTMENT DOORS H11 W06 | 286.36
8MF1200-2UW70-3C | SIVACON SICUBE PARTITION 2,5MM GALVANISED HEIGHT 2200 WIDTH 1000 0 | 229.89
FDK:083N8123 | MAG 3100 E FLANGE, 5 INCH ANSI CL. 300 AISI 316 | 589.78
FDK:083N8136 | MAG 3100 E FLANGE 250MM PN10 | 993.55
FDK:083N8153 | MAG 3100 E FLANGE 350MM PN10 & BSTE | 1480.79
FDK:083N8366 | MAG 3100 C FLANGE 750MM AWWA D BSTD,E | 881.94
FDK:083N8397 | MAG 3100 C FLANGE 1000MM AS2129 E AISI 304 | 1237.63
A5E03007602 | FUE080 SPAREPART TRANSMITTER FOR HYDROMETER FUE380 SYSTEMS WITH CUSTODY TRANSFER APPROVAL (7ME | 1769.24
A5E03048726 | FUS080 SPAREPART TRANSMITTER FOR SONOKIT SYS.7ME321&322 TYPE SITRANS FUS080 IP67 POLYAMIDE S | 1664.12
FDK:085U0234 | USM II, MODBUS RTU MODUL | 217.77
FDK:085B1376 | COAXIAL CABLE 100M (100GRD, 75OHM ) | 366.82
8MF1066-2GS30 | SIVACON SICUBE FRAME_GALVANIZED_2,5MM HEIGHT 2000 WIDTH 600 DEPTH 600 | 529.39
8MF1068-2AF20 | SIVACON SICUBE SHELVE 2MM GALV. WXD 600X800 | 254.87
8MF1080-2CD10 | SIVACON SICUBE DECORATIVE COVER WIDTH 800 WITH SIEMENS LABEL PLAIN | 92.36
8MF1080-2UW62-1B | S/R PANEL EMV H20 D08 IP40 | 750.1
8MF1084-3BR5 | SIVACON SICUBE CASE HWD 2000X800X400 R | 1878.51
8MF1084-3VR4 | SIVACON SICUBE CASE HWD 2000X800X400 VENT R | 1786.55
8MF1280-3BR5 | SIVACON SICUBE CASE HWD 2200X800X1000 R | 2272.59
8MF1400-2AN30 | SIVACON SICUBE 19" RACK H1000 | 92.46
8MF1480-2HH | SIVACON SICUBE CABLE ORGANISER 40 W800 | 54
8MF1800-2UW70-3C | SIVACON SICUBE PARTITION 2,5MM GALVANISED HEIGHT 1800 WIDTH 1000 0 | 218.06
8MF1820-2UW62-1B | S/R PANEL EMV H18 D12 IP40 | 880.16
8MF1860-2AA12-0 | SIVACON SICUBE MOUNT. SHEET OUTS. HXW 800600 P | 130.67
8MF1860-2UT14-0BE2 | SIVACON SICUBE DOOR, GLASS, 1,5MM RAL 7035 RA HEIGHT 1800 WIDTH 600 PLAIN FOAMED SEAL | 599.02
8MF1860-2UT25-0CA1 | DOOR HALVES LEFT H18 W06 EMV | 817.08
8MF1890-2UT25-0BE2 | SIVACON SICUBE DOOR- HALF, GLASS, 1,5MM RAL 70 HEIGHT 1800 WIDTH 900 PLAIN FOAMED SEAL | 593.77
8MF1980-2UT34-0BA2 | 8MF1 COMPARTMENT DOORS H09 W08 | 283.75
8MF4213 | TRIM STRIP W.O. SIEMENS LETTER. PETROL FOR CUBICLE WIDTH 900MM | 103.16
8MF1000-2CD10 | SIVACON SICUBE DECORATIVE COVER WIDTH 100 WITH SIEMENS LABEL PLAIN | 116.53
8MF1000-2UB42-0 | 8MF1 BASES EMV W10 D10 IP40 | 220.67
8MF1020-2AA02-0 | SIVACON SICUBE MOUNT. SHEET OUTS. HXW 10001200 | 183.9
8MF1020-2UD10-0A | SIVACON SICUBE ROOF GALVANISED 2MM WIDTH 1200 DEPTH 1000 PLAIN WITHOUT SEAL | 148.45
8MF1028-3BR4 | SIVACON SICUBE CASE HWD 2000X1200X800 R | 2574.75
8MF1040-2UT14-1BA2 | SIVACON SICUBE DOOR, 1,5MM RAL 7035 RA HEIGHT 2000 WIDTH 400 WITH VENTILATION OPENING FOAMED SE | 447.94
8MF1060-2AA02-0 | SIVACON SICUBE MOUNT. SHEET OUTS. HXW 1000600 | 113.9
8MF1060-2AL03-0 | SIVACON SICUBE M. BOARD BACK HXW 2000X600 | 341.54
8GK1133-4KA32 | ALPHA 400 DIN WALL-MOUNTING DISTRIBUTION BOARD EMPTY CUBICLE, RAL 9016, IP55 H=950 W=800 D=210 | 1074.88
8GK1133-6KA32 | ALPHA 400 DIN WALL-MOUNTING DISTRIBUTION BOARD EMPTY CUBICLE, RAL 9016, IP55 H=1250 W=800 D=210 | 1346.08
8MF1008-2UB22-0 | SIVACON SICUBE BOTTOM PLATE WIDTH 1000 DEPTH 800 PARTED | 169.44
8MF1010-2HD3 | GROUNDING CABLES FOR DOOR 6MM2 | 11.04
8MF1024-3BS4 | SIVACON SICUBE CASE HWD 2000X1200X400 | 2719.25
8MF1260-2UW61-1C | SIVACON SICUBE PANEL SIDE/ BACK 1,5MM COATED HEIGHT 2200 WIDTH 600 0 | 254.87
8MF1266-3BR4 | SIVACON SICUBE CASE HWD 2200X600X600 R | 1734.01
8MF1280-2UT14-0CA1 | DOOR RIGHT-HAND H22 W08 EMV | 1036.47
8MF1290-2UW61-1C | SIVACON SICUBE PANEL SIDE/ BACK 1,5MM COATED HEIGHT 2200 WIDTH 900 0 | 373.06
8MF1296-3BR4 | SIVACON SICUBE CASE HWD 2200X900X600 R | 2285.72
A5E00740986 | SITRANS F M MAG 8000 / MAG 8000 CT OP INSTR DE | 72.93
8WA8361-0BR | PLATES HORIZONTEL. 76..80 PACK WITH 204 PLATES 3 CARDS PER 68 PLATES INSCRIPTION 2MM SIZE. 5X7MM | 0.19
8GF9658 | STAB UNIVERSAL MOUNT. RAIL (1 SET = 2 UNITS) VERTICAL, H=1800MM | 179.77
8PQ2035-6BA07 | SIVACON S4 COVER SENTRON 3K SWITCH 3KL-, 3KA714 3- OR 4-POLE ARRANGEMENT VERTICAL HEIGHT 350MM | 70.16
8PQ2045-6BA03 | SIVACON S4 COVER SENTRON 3K SWITCH 3KL-, 3KA715 3- OR 4-POLE ARRANGEMENT VERTICAL HEIGHT 450MM | 77.4
8PQ2050-4BA02 | SIVACON S4 FACHTUER UPGRADE KIT IP55 HEIGHT 500MM WIDTH 400MM | 76.5
8PQ5000-0BA08 | SIVACON S4 SEPARATION 3WL SHAPE3 SWITCH 3WL SIZE 1 3- OR 4-POLE FIXED MOUNTED HEIGHT 550MM WI | 120.79
A5E03436686 | RECHARGABLE LITHIUM ION BATTERY FOR MAG 8000 GSM/GPRS COMMUNICATION MODU | 133.69
A5E03462872 | SITRANS FUE950 SPARE PART: FUE950 TEMPERATURE SENOR PAIR PT500 SENSOR PAIR (6/140MM), WITH MID | 1049.03
CQO:192-56-1 | MOUNTING CHAIN FOR PORTABLE DOPPLER TRANSDUCERS LENGTH: 4X 760MM | 120.16
8WA8361-0BV | PLATES HORIZONTEL. 96..100 PACK WITH 204 PLATES 3 CARDS PER 68 PLATES INSCRIPTION 2MM SIZE. 5X7M | 0.19
8GK2944-4BB20 | ALPHA-MED EMPTY CUBICLE H=1200MM, W=600MM, BASE 100MM FOR APPLIKATIONS IN HOSPITALS | 2240.16
8GK4100-8KK12 | A400, RMK H=1200, W=250 2 ROWS TERMINALS, 6 ROWS CONTR | 260.18
A5E00246287 | PA-MODULE WITH 5 PROFIBUS PA MOTHERBOARDS WITH SCREWS AND NUTS | 7884.16
A5E00305920 | MOTHERBOARD TWO-WIRE, NOT EEX, WITHOUT HART TIG. . (1 SET = 96 PCS) | 60993.94
1FT7087-7SH71-1BH0-ZN27 | SIMOTICS S SYNCHRONOUS MOTOR 1FT7, 48 NM (100K), 4500 RPM, 10,80KW SEPARATE VENTILATION; FRAME S | 8738.21
8WD4220-0CF | SIGNALLING COLUMN SINGLE-FLASH LIGHT ELEMENT BLUE, AC/DC 24V | 175.36
8WD4420-5BF | SIGNALLING COLUMN REP.-FLASH LIGHT ELEMENT LED BLUE, 24V AC/DC | 97.48
8GK6401-4KK10 | ALPHA 630 UNIVERSAL, SWITCH DISCONNECTORS MOUNT.KIT F. 3KA712 GR.2 3/4POLIG H=400MM B=250MM VERT | 447.44
8GK6710-4KK13 | ALPHA 630 UNIVERSAL, MCCB-ASSEMBLY KIT 1 X 3VL160X /3VL160 /3VL250 3 + 4 POLE H=400MM, B=250MM, | 419.95
8GK6725-4KK13 | ALPHA 630 UNIVERSAL, MCCB-ASSEMBLY KIT 1 X VL160X + DI 3 + 4 POLE H=400MM B=300MM, VERTICAL MOU | 775.15
8GK6752-6KK23 | ALPHA 630 UNIVERSAL MCCB-ASSEMBLY KIT 2 X 3VT2 3 + 4 POLE H=600MM W=600MM VERTICAL MOUNTING | 427.81
8GK2043-2KL21 | ALPHA 125 UNIVERSAL, WALL DISTR. BOARD, PART.EQUIP. UP-CUBICLE, RAL 7035, IP31 D, SK 1, H=800 W=6 | 609.99
FDK:083F0212 | MAG ACCESSORY 60M CABLE | 339.35
FDK:083G2139 | ACC.BAG MAG 1100 FOOD DN25 SMS | 543.51
FDK:083G2143 | ACC.BAG MAG 1100 FOOD DN63.5 SMS | 867.43
FDK:083F0210 | MAG ACCESSORY 20M CABLE | 114.32
FDK:083F5052 | SITRANS F SPARE PARTS SENSORPROM (10PC) USM II, QUOTE SENSOR CODE NO., SERIAL NO. AND CAL.FACT | 796.74
FDK:083G0692 | ACC. MAG 1100 DN50 GROUND RING AISI316 | 151.53
FDK:083G2100 | ACC.BAG MAG 1100 FOOD DN28 ISO | 360.21
8WH1000-0AF06 | TERMINAL BLOCK 2,5 MM2 YELLOW SCREW MOUNTING 2 CONNECTION POINTS | 1.54
8WH1000-0AM01 | PE-THROUGH-TYPE TERMINALS WITH SCREW CONNECTION CROSS SECTION 35,0 QMM TERMINAL WIDTH 16,0 MM CO | 7.05
8GK9126-5KK00 | CONNECTING KIT FOR ALPHA 630 UNIVERSAL, IP43, H=800 | 237.45
8GK6727-6KK13 | ALPHA 630 UNIVERSAL, MCCB-ASSEMBLY KIT 1 X 3VL400 + DI 3 + 4 POLE H=600MM B=300MM VERTICAL MOUN | 890.93
8GK6754-6KK23 | ALPHA 630 UNIVERSAL MCCB-ASSEMBLY KIT 1 X 3VT3 3 + 4 POLE H=600MM W=600MM VERTICAL MOUNTING | 469.02
A5E31930403 | OPERATING INSTRUCTIONS, ENGLISH (WANDGERAET, ANALYZER MODULES) | 210.67
A5E31945404 | OPERATING MANUAL, CHINESE (SIMPLIFIED) (SIMATIC PDM) | 232.06
FDK:083G3264 | ACC. MAG 1100 DN80 GROUNDING RING C22 | 459.12
FDK:083G4331 | ACC. MAG 1100 DN2-10 1/2 INCH NPT THREAD, HASTELLOY-C | 991.74
FDK:083N8025 | MAG 3100 C FLANGE (100MM) PN16, PN40, AS2129 (TABLE E) | 164.22
8MF1230-2UT14-0BA2 | SIVACON SICUBE DOOR, 1,5MM RAL 7035 RA HEIGHT 2200 WIDTH 300 PLAIN FOAMED SEAL | 419.07
8MF1240-2UW70-3C | SIVACON SICUBE PARTITION 2,5MM GALVANISED HEIGHT 2200 WIDTH 400 0 | 151.06
FDK:085B5330 | SONOKIT ANGLE MEASUREMENT TOOL | 8420.15
8MF1500-2AN30 | SIVACON SICUBE 19" RACK H1200 | 96.93
8MF1806-2AK03-0 | SIVACON SICUBE M.BOARD SIDE HXB1800X600 | 165.52
8MF1826-2GS30 | SIVACON SICUBE FRAME_GALVANIZED_2,5MM HEIGHT 1800 WIDTH 200 DEPTH 600 | 587.2
8GK1123-6KA22 | ALPHA 400 DIN WALL-MOUNTING DISTRIBUTION BOARD EMPTY CUBICLE, RAL 9016, IP55 H=1250 W=550 D=210 | 763.43
8GK1123-7KA52 | ALPHA 400 DIN WALL-MOUNTING DISTRIBUTION BOARD EMPTY CUBICLE, RAL 9016, IP55 H=1400 W=1300 D=210 | 1366.18
8PQ4000-0BA37 | SIVACON S4 STIFFENING BUSBAR | 67.55
LZX:PT370125 | PLUG-IN RELAY, 3 CO CONTACTS, 125V DC, 10A, WIDTH 22.5MM ALSO FOR LZS BASES | 8.17
LZX:RT315024 | PLUG-IN RELAY 1 CHANGEOVER C.,HARD GOLD PLAT. 24V DC | 5.51
8GK9920-0KK13 | ALPHA UNIVERSAL, PE-BAR, W=900 | 177.59
8MF1088-2UD11-0A | SIVACON SICUBE ROOF GALVANISED 2MM WIDTH 800 DEPTH 800 PLAIN FOAMED SEAL | 179.98
8MF1088-3BR4 | SIVACON SICUBE CASE HWD 2000X800X800 R | 1931.08
8MF1094-2VH | SIVACON SICUBE TRAY IPX1 HEIGHT 900 DEPTH 400 | 155
8MF1096-3BR5 | SIVACON SICUBE CASE HWD 2000X900X600 R | 2312.02
8MF1180-2UT34-0BA2 | 8MF1 COMPARTMENT DOORS H11 W08 | 327.12
8MF1200-2AM12-0 | SIVACON SICUBE MOUNT. SHEET. INT. HXW 200X100 | 88.81
A5E02887447 | 12X1,0M CABLES COMP. FUS080 DN250 - 700 | 2279.22
8MF1220-2HL7 | SIVACON SICUBE CABLE TRENCH HXW 50X25HF (2M) | 66.19
8MF1226-3BR5 | SIVACON SICUBE CASE HWD 2200X1200X600 R | 2771.79
8MF1840-2UT25-1BA2 | SIVACON SICUBE DOOR- HALF, 1,5MM RAL 7035 LA HEIGHT 1800 WIDTH 400 WITH VENTILATION OPENING FOA | 333.68
8MF1840-2UW70-3C | SIVACON SICUBE PARTITION 2,5MM GALVANISED HEIGHT 1800 WIDTH 400 0 | 130.82
8MF1870-2UT15-1BA2 | SIVACON SICUBE DOOR, 1,5MM RAL 7035 LA HEIGHT 1800 WIDTH 450 WITH VENTILATION OPENING FOAMED SE | 432.17
8MF1890-2AA12-0 | SIVACON SICUBE MOUNT. SHEET OUTS. HXW 800900 P | 173.41
8PQ4000-0BA72 | SIVACON S4 JOINTS MBB TO DISTRIBUTION BUSBAR STAGGERED MAIN BUSBAR FRONT CROSS SECTION 30X30MM | 480.35
8GK2042-4KM21 | ALPHA 125 UNIVERSAL, WALL DISTR. BOARD, PART.EQUIP. AP-CUBICLE, RAL 7035, IP43, SK 1, H=1200 W=60 | 792.33
8PQ5000-2BA42 | SIVACON S4 SEPARATION VERTICAL BESIDES SHAPE3 HEIGHT 600MM | 43.48
8GK1133-5KA22 | ALPHA 400 DIN WALL-MOUNTING DISTRIBUTION BOARD EMPTY CUBICLE, RAL 9016, IP55 H=1100 W=550 D=210 | 1004.54
8GK1133-5KA52 | ALPHA 400 DIN WALL-MOUNTING DISTRIBUTION BOARD EMPTY CUBICLE, RAL 9016, IP55 H=1100 W=1300 D=210 | 1747.91
8MF1060-2UD12-0A | 8MF1 ROOF EMV W06 D10 IP40 | 223.33
8MF1060-2UT15-0CA1 | DOOR LEFT-HAND H20 W06 EMV | 918.24
8WA8361-1AB | PLATES HORIZONTEL. U V W X Y Z PACK WITH 204 PLATES 3 CARDS PER 68 PLATES INSCRIPTION 2MM SIZE. | 0.19
8GF9661 | STAB UNIVERSAL SIEMENS ADHESIVE LAB. PLATE | 53.58
8WD4220-0CD | SIGNALLING COLUMN SINGLE-FLASH LIGHT ELEMENT YELLOW, AC/DC 24V | 175.36
8WD4240-5AE | ST.-LIGHT ELEMENTS LED,115V AC, CLEAR | 91.16
8PQ2045-6BA04 | SIVACON S4 COVER MODULAR INSTALLATION DEVICES 3 X 24MW HEIGHT 450MM WIDTH 600MM | 78.7
A5E03461719 | SITRANS FUE950 SPARE PART: FUE950 24 V AC SUPPLY MODULE, INCL. BACK-UP BATTERY (7ME348 VERSION | 186.43
A5E03462878 | SITRANS FUE950 SPARE PART: FUE950 TEMPERATURE SENOR PAIR PT500 SENSOR PAIR (6/230MM), WITH MID | 1078.11
8WA8361-0BK | PLATES HORIZONTEL. 46..50 PACK WITH 204 PLATES 3 CARDS PER 68 PLATES INSCRIPTION 2MM SIZE. 5X7MM | 0.19
8GK4100-6KK12 | A400, RMK H=900, W=250 2 ROWS TERMINALS, 4 ROWS CONTR | 175.79
8WD4450-5BD | SIGNALLING COLUMN REP.-FLASH LIGHT ELEMENT LED YELLOW, 230V AC | 100.66
8GK9920-0KK36 | ALPHA 630 UNIVERSAL HORIZONTAL CROSSBAR W=900, (1 SET = 2 UNITS) | 119.31
8GK9920-0KK40 | ALPHA 630 UNIVERSAL, MARSHALING DUCT RAL7035 W=300, COMPLETE W. COVER, END CAPS (LEFT+RIGHT), PR | 437.61
8GK9920-0KK42 | ALPHA 630 UNIVERSAL, MARSHALING DUCT RAL7035 W=900, COMPLETE W. COVER, END CAPS (LEFT+RIGHT), PR | 559.29
8GK2124-4KK33 | ALPHA 630 UNIVERSAL, WALL-MOUNTED DISTRIBUTION BOARD (EMPTY ENCLOSURE) RAL 7035 IP30 (IP55), SK 1 | 978.43
8GK2300-7KL23 | ALPHA 630 UNIVERSAL, FLOOR MOUNTED DISTRIBUTIONBOARD (EMPTY ENCLOSURE) RAL 7035 IP30 (IP43), SK 1 | 677.07
8GK2325-7KK43 | ALPHA 630 UNIVERSAL, FLOOR MOUNTED DISTRIBUTIONBOARD (EMPTY ENCLOSURE) RAL 7035 IP30 (IP55), SK 1 | 1215.51
8GF9674 | STAB UNIVERSAL TERMINAL STRIP HORIZONTAL 1 RAIL, W=900MM, SHORT | 53.58
8PQ4000-0BA04 | SIVACON S4 HOLDER MAIN BUSBAR SYSTEM 3200A | 181.18
8PQ4000-0BA41 | SIVACON S4 JOINTS MBB TO DISTRIBUTION BUSBAR NON STAGGERED MAIN BUSBAR FRONT CROSS SECTION 40,50 | 590.91
8PQ4000-0BA61 | SIVACON S4 SUPPORTING DISTRIBUTION BUSBAR NON STAGGERED WIDTH 400MM | 99.41
8PQ4000-0BA71 | SIVACON S4 JOINTS MBB TO DISTRIBUTION BUSBAR STAGGERED MAIN BUSBAR ARRANGEMENT BEHIND CROSS SECT | 495.25
8WA8361-1AA | PLATES HORIZONTEL. A,B..T PACK WITH 204 PLATES 3 CARDS PER 68 PLATES INSCRIPTION 2MM SIZE. 5X7MM | 0.19
8WD4220-0CC | SIGNALLING COLUMN SINGLE-FLASH LIGHT ELEMENT GREEN, AC/DC 24V | 175.36
A5E03587132 | LR250 THREADED PVDF ANTENNA VERSION ENCLOSURE WITH BOARD STACK, M20 CABLE INLET, APPROVAL OPTION | 2606.9
A5E00250503 | DRAWER, 19 INCH-MODULE RACK OF ALUMINIUM, 15 CHANNELS | 26018.23
A5E03736896 | FC430 COMPACT OPERATING INSTRUCTIONS EN-ET-LV-LT-PL-RO | 51.65
8GK6712-6KK33 | ALPHA 630 UNIVERSAL, MCCB-ASSEMBLY KIT 2 X 3VL400 3 + 4 POLE H=600MM, B=900MM, VERTICAL MOUNTIN | 580.87
8GK6756-2KK33 | ALPHA 630 UNIVERSAL MCCB-ASSEMBLY KIT 1 X 3VT2 3 + 4 POLE H=200MM W=900MM HORIZONTAL MOUNTING | 368.93
FDK:083F4525 | FRONT COVER 7TE | 38.1
FDK:083F5039 | MAG CLEANING UNIT IP20 24V -DO NOT USE AC-CLEANING ON SENSORS WITH TANTALUM OR HASTELLOY ELECTROD | 1151.42
FDK:083G0117 | ACC. MAG 1100 GASKET-GRAPHITE 200C DN15, CONDUCTIVE,CAN ALSO BE USED AS GROUNDING- RING | 72.59
FDK:083G2116 | ACC.BAG MAG 1100 FOOD DN10 ISO/DIN | 304.87
A5E00379194 | CLAMP 500V | 24.96
FDK:083G0122 | ACC. MAG 1100 GASKET-GRAPHITE 200C DN50, CONDUCTIVE,CAN ALSO BE USED AS GROUNDING- RING | 84.39
FDK:083G0123 | ACCESSORY MAG 1100 200DEG DN65, CONDUCTIVE,CAN ALSO BE USED AS GROUNDING- RING | 120.68
FDK:083G0161 | ACCESSORIES FOR MAG 1100 PTFE GASKET SET FOR DN40 2 X PTFE-GASKETS 2 X EARTHING WIRES 3 X M6 SCR | 65.33
8GK6704-2KK33 | ALPHA 630 UNIVERSAL, MCCB-ASSEMBLY KIT 1 X 3VL160X, 3 + 4 POLE 3 + 4 POLE, HORIZONTAL MOUNTING H | 504.34
8GK6711-6KK23 | ALPHA 630 UNIVERSAL, MCCB-ASSEMBLY KIT 3 X 3VL160/250, 3 + 4 POLE 3 + 4 POLE, VERTICAL MOUNTING | 684.88
8GK6712-6KK13 | ALPHA 630 UNIVERSAL, MOUNTING KIT VL400 + DI MODUL H=600MM, B=250MM, FOR CABLE ROOM | 553.4
8GK6713-2KK23 | ALPHA 630 UNIVERSAL, MCCB-ASSEMBLY KIT 1 X 3VL160/250, 3 + 4 POLE H=200MM B=600MM WITH DI-MODUL | 417.99
FDK:083N8154 | E FL ASSY 350MM PN16 | 1480.79
FDK:083N8161 | E FL ASSY 400MM PN10 | 2084.19
FDK:083N8169 | E FL ASSY 450MM PN10 | 2321
FDK:083N8193 | MAG 3100 E FLANGE, 600MM, AS2129, TABLE E AISI 316 | 2574.15
FDK:083N8279 | MAG 3100 E FLANGE 40MM CLASS 150 & 300 | 412.85
FDK:083N8287 | MAG 3100 E FLANGE 65MM CLASS 150 & 300 | 442.78
FDK:083N8290 | MAG 3100 E FLANGE 80MM PN25 & 40 | 499.95
A5E33035336 | ACCESSORY SITRANS FCS400 HEATING JACKET DN80 ELECTRIC | 20550.36
FDK:083G2285 | ACC.BAG MAG 1100 FOOD DN100 TRI-CLOVER WELD | 916.43
FDK:083G2286 | ACC.BAG MAG 1100 FOOD DN10 TRI-CLAMP | 440.97
8WH1000-0CM07 | PE-THROUGH-TYPE TERMINALS WITH SCREW CONNECTION TERMINAL WIDTH 16,0 MM COLOR GREEN-YELLOW 35 MM2 | 10.81
8WH1000-1PH38 | FUSE TERMINALS LED 10-30V WITH SCREW CONNECTION CROSS SECTION 6,0 QMM TERMINAL WIDTH 8,2 MM COLO | 19.69
A5E03722877 | ACCESSORY SITRANS FC430 SERVICE TOOLKIT HAND TOOLS FOR ELECTRONIC AND MECHANICAL MAINTENANCE | 525.67
8WD4450-5BC | SIGNALLING COLUMN REP.-FLASH LIGHT ELEMENT LED GREEN, 230V AC | 100.66
8WH1000-0AF01 | THROUGH-TYPE TERMINALS WITH SCREW CONNECTION CROSS SECTION 2,5 QMM TERMINAL WIDTH 5,2 MM COLOR | 1.37
A5E31809624 | QUICK START GUIDE, FRENCH | 210.67
A5E31809652 | QUICK START GUIDE, ITALIAN | 210.67
A5E31809812 | QUICK START GUIDE, PORTUGESE | 210.67
8GK6352-2KK23 | ALPHA 630 UNIVERSAL, MOUNTING KIT, MODULAR INSTALLATION DEVICES, H=200MM, B=600MM, 24TE 200MM TI | 179.77
8WH9142-0AF01 | BRAKET-INSTA-TERMINAL FOR 2,5 MM 2, WIDTH 2MM BLUE | 1.52
8GK4110-8KK32 | A400, RMK H=1350, W=750 3 ROWS TERMINALS, 6 ROWS CONTR | 553.51
A5E02679676 | DUAL LITHIUM BATTERY PACK 3,6V, 33AH FOR: FUS080 AND FUE080. | 280.72
FDK:083G2152 | ACC.BAG MAG 1100 FOOD DN51 ISO | 677.8
FDK:083G2155 | ACC.BAG MAG 1100 FOOD DN101.6 ISO | 1060.7
FDK:083G2186 | ACC.BAG MAG 1100 FOOD DN10 DIN/ISO | 440.97
FDK:083G2291 | ACC.BAG MAG 1100 FOOD DN40 TRI-CLAMP | 574.35
8WH9070-6BA00 | COMPARTMENT PARTIRIONS FOR CROSS SECTION 4,0 QMM WIDTH 2MM SEPARATION VISUAL AND ELECTRICAL | 0.84
8WH9070-6FA00 | COMPARTMENT PARTIRIONS TO CROSS SECTION 4,0 QMM WIDTH 2MM SEPARATION VISUAL AND ELECTRICAL | 1.22
A5E32527735 | MANOMETER, STAINLESS STEEL (3 PIECES) | 514.03
8GK9120-8KK00 | ALPHA 630 UNIVERSAL, SIDE PANEL, IP43, CLOSED, RAL 7035, H=1600, D=250, 1 SET | 571.06
8GK9122-4KK01 | ALPHA 630 UNIVERSAL, SIDE PANEL CLOSED, IP43, BLUE GREEN BASIC H=600, T=250, 1 SET | 329.68
8GK9122-7KK01 | ALPHA 630 UNIVERSAL, SIDE PANEL CLOSED, IP43, BLUE GREEN BASIC H=1200, T=250, 1 SET | 494.53
FDK:083G3122 | ACCESSORIES FOR MAG 1100 EPDM GASKET SET FOR DN50 2 X EPDM-GASKETS 2 X EARTHING WIRES 3 X M6 SCR | 84.39
FDK:083G3125 | ACCESSORIES FOR MAG 1100 EPDM GASKET SET FOR DN100 2 X EPDM-GASKETS 2 X EARTHING WIRES 3 X M6 SC | 176.02
FDK:083N8112 | MAG 3100 C FLANGE 600MM PN16 & 25 | 588.87
FDK:083N8114 | MAG 3100 C FLANGE 600MM 300LB | 682.32
FDK:083N8122 | MAG 3100 TYPE E FL. 125MM PN25,40 150LB | 607.02
FDK:083N8124 | MAG 3100 E FLANGE 150MM PN6 | 622.44
C73451-A430-D81 | PNEUMATIC BLOCK FOR DOUBLE ACTING VALVE | 586.23
C73451-A430-D82 | COVER (PLASTIC) WITH SCREWS (4PCS) AND SEAL FOR SIPART PS2 6DR4* AND 6DR5* | 170.72
8PQ5000-1BA70 | SIVACON S4 SEPARATION 3NJ4 SHAPE2B, 3B WIDTH 600MM | 139.38
FDK:083G2113 | ACC.BAG MAG 1100 FOOD DN65.5 ISI | 602.49
FDK:083G2157 | ACC.BAG MAG 1100 FOOD DN15 DIN | 430.08
FDK:083G2181 | ACC.BAG MAG 1100 FOOD DN40 DIN | 574.35
FDK:083H4296 | WALL MOUTING ENCLOSURE FOR MASS 6000 19" VERSION IP66/NEMA 4 (21 TE) WITH CONNECTION BOARD/PCB FO | 384.88
FDK:085B1362 | COAXIAL EEX-E PLASTICBOX IP65, 4*PG13.5 | 713.52
FDK:085B1374 | COAXIAL CABLE 30M (100GRD, 75OHM ) | 133.09
FDK:085B1375 | COAXIAL CABLE 60M (100GRD, 75OHM ) | 228.14
FDK:085B1378 | COAXIAL CABLE 5M (200GRD, 75OHM) PTFE | 152.1
A5E03436620 | SIPART PS2, 6DR5... COMPACT OPERATING INSTRUCTIONS: ENGLISH, FRENCH, GERMAN, SPANISH, ITALIAN, DU | 101.58
A5E03436683 | SIPART PS2, 6DR5... COMPACT OPERATING INSTRUCTIONS: ENGLISH, DANISH, GREEK, PORTUGUESE,SWEDISH, H | 101.58
FDK:083N8314 | MAG 3100 C FLANGE 1200MM 150LB | 2350.04
FDK:083N8345 | MAG 3100 C FLANGE 65MM ALL EX BSTD & E | 154.26
FDK:083N8367 | MAG 3100 C FLANGE, 44INCH, PN10, PN 16, AS2129, TABLE E AISI 304 | 1753.91
8WH1000-6KG00 | DIODE TERMINALS WITH SCREW CONNECTION CROSS SECTION 4,0 QMM TERMINAL WIDTH 6,2 MM COLOR GREY FO | 5.33
CQO:DENSO-2 | DENSO KIT TO COVER PIPES FROM (50.8MM TO 203.2MM) OR (2"-8") LEGACY PART NUMBER: DENS0/2" SPOOL | 666.58
A5E00305922 | VALVE, DOUBLE ACTING, SEAL AND SCREWS TIG (1 SET = 96 PCS) | 53725.37
8WD4240-5AB | ST.-LIGHT ELEMENTS LED,115V AC, RED | 91.16
8WH9143-0AH01 | BRAKET-TERMINAL FOR 6 MM 2, WIDTH 2MM BLUE | 1.27
A5E03839194 | ACCESSORY SITRANS FCS400 HEATING JACKET CONTROLLER 115 VAC | 1988.24
8GK6706-2KK33 | ALPHA 630 UNIVERSAL, MCCB-ASSEMBLY KIT 1 X 3VL400 3 + 4 POLE H=200MM B=900MM, HORIZONTAL MOUNTI | 384.63
8GK6710-6KK23 | ALPHA 630 UNIVERSAL, MCCB-ASSEMBLY KIT 3 X 3VL160X, 3 + 4 POLE H=600MM B=600MM, WITH DI-MODUL V | 684.88
8GK2042-0KL21 | ALPHA 125 UNIVERSAL, WALL DISTR. BOARD, PART.EQUIP. AP-CUBICLE, RAL 7035, IP43, SK 1, H=400 W=600 | 366.32
8GK6750-2KK33 | ALPHA 630 UNIVERSAL MCCB-ASSEMBLY KIT 1 X 3VT1 3 + 4 POLE H=200MM W=900MM HORIZONTAL MOUNTING | 353.23
8GK6754-6KK33 | ALPHA 630 UNIVERSAL MCCB-ASSEMBLY KIT 1 X 3VT3 3 + 4 POLE H=600MM W=900MM VERTICAL MOUNTING | 580.87
8GK2043-3KM21 | ALPHA 125 UNIVERSAL, WALL DISTR. BOARD, PART.EQUIP. UP-CUBICLE, RAL 7035, IP31D, SK 1, H=1000 W=6 | 839.14
8GK2325-6KK23 | ALPHA 630 UNIVERSAL, FLOOR MOUNTED DISTRIBUTIONBOARD (EMPTY ENCLOSURE) RAL 7035 IP30 (IP55), SK 1 | 962.36
FDK:083F3053 | MAG ACCESSORY 200M CABLE | 1132.38
FDK:083F4166 | IP20 ADAPTER FOR VERIFICATOR | 2545.25
FDK:083G2118 | ACC.BAG MAG 1100 FOOD DN20 DIN | 318.48
FDK:083G2141 | ACC.BAG MAG 1100 FOOD DN38 SMS | 609.75
FDK:083G2144 | ACC.BAG MAG 1100 FOOD DN76 SMS | 1051.62
FDK:083G3117 | ACCESSORIES FOR MAG 1100 EPDM GASKET SET FOR DN15 2 X EPDM-GASKETS 2 X EARTHING WIRES 3 X M6 SCR | 48.09
FDK:083F3092 | MAG ACCESSORY 100M SPEC.CABLE | 932.76
FDK:083G0693 | ACC. MAG 1100 DN65 GROUND RING AISI316 | 179.65
FDK:083G2105 | ACC.BAG MAG 1100 FOOD DN114.3 BS/ISO | 984.48
8WH1000-0AG08 | TERMINAL BLOCK 4 MM2 BLACK SCREW MOUNTING 2 CONNECTION POINTS | 1.58
8WH1000-6AH00 | ISOLATING TERMINALS WITH SCREW CONNECTION CROSS SECTION 6,0 QMM TERMINAL WIDTH 6,2 MM COLOR GREY | 3.91
8GK4854-0KK10 | CROSSBAR FOR N/PE B=250MM FOR N UND/ ODER PE BUSBAR HOLDER | 34.65
8GK6713-6KK33 | ALPHA 630 UNIVERSAL, MCCB-ASSEMBLY KIT 2 X 3VL400 3 + 4 POLE, VERTICAL MOUNTING H=600MM B=900MM, | 932.15
8GK6750-4KK23 | ALPHA 630 UNIVERSAL MCCB-ASSEMBLY KIT 5 X 3VT1 3 + 4 POLE H=400MM W=600MM VERTICAL MOUNTING | 417.99
ZNX:EIP200PRO | SIMATIC DP, ETHERNET/IP HEAD ASSEMBLY FOR ET 200PRO, UP TO 12 MOUDLES INCL. MOTOR STARTERS; NO | 644.87
A5E31945270 | OPERATING INSTRUCTIONS, CHINESE (SIMPLIFIED) (EINSCHUBGERAET, ANALYZER MODULES) | 210.67
FDK:083G3265 | ACC. MAG 1100 DN100 GROUNDING RING C22 | 578.89
FDK:083N8108 | MAG 3100 C FLANGE 500MM PN16,25 BSTD & E | 480
FDK:083N8130 | MAG 3100 E FLANGE 200MM PN10 & 16 | 774.88
FDK:083N8135 | MAG 3100 E FLANGE 250MM PN6 AISI 316 | 1009.87
FDK:083N8178 | E FL ASSY 500MM PN10 | 3052.33
FDK:083N8191 | E FL ASSY 600MM 300LB | 3678.4
FDK:083N8294 | MAG 3100 C FLANGE 700MM PN10 &16 | 788.49
A5E33489537 | KIT TYPE F,TUCHENHAGEN,CLAMP, EPDM SEAL CLASS II(EHEDG ONLY) - NO TANK CONNECTION | 550.36
1FK7042-2AK71-3SB0 | SIMOTICS S SYNCHRONOUS MOTOR1FK7-CT PN=0,94 KW; UZK=600V M0=3NM (100K); NN=6000U/MIN; NATURAL CO | 1644.97
FDK:083G2215 | ACC.BAG MAG 1100 FOOD DN100 | 119.77
FDK:083G2222 | ACC.BAG MAG 1100 FOOD DN50 | 66.24
FDK:083G3263 | ACC. MAG 1100 DN65 GROUNDING RING C22 | 392.88
FDK:083N8011 | MAG 3100 C FLANGE 200MM PN16 ETC | 195.08
FDK:083N8083 | MAG 3100 C FLANGE 350MM, PN6, AISI 304 | 291.27
FDK:083N8131 | MAG 3100 E FLANGE 200MM PN25 AISI 316 | 773.97
FDK:083N8370 | MAG 3100 E FLANGE 200MM 150LB | 804.83
FDK:085B1379 | COAXIAL CABLE 15M (200GRD, 75OHM) PTFE | 454.05
A5E33489543 | KIT TYPE N,TUCHENHAGEN,CLAMP, EPDM SEAL CLASS II (EHEDG ONLY) - NO TANK CONNECTION | 623.47
8PQ5000-1BA66 | SIVACON S4 SEPARATION 3WL SHAPE3 SWITCH 3WL SIZE 1 3- OR 4-POLE WITHDRAWABLE HEIGHT 550MM WID | 116.14
8PQ5000-2BA27 | SIVACON S4 SEPARATION VERTICAL BESIDES SHAPE3 HEIGHT 100MM | 21.85
CZF:32597426512700 | SPARE PART COMPRESSION SPRING 1.69 D7,5X20/1,4 1LG4,1LG6 SH 315 | 39.56
A5E03549344 | SPAREPART SITRANS FCT030 DISPLAY LID | 694.69
A5E03569747 | LR250 THREADED PVDF ANTENNA VERSION ENCLOSURE WITH BOARD STACK, M20 CABLE INLET, APPROVAL OPTION | 2606.9
A5E03588253 | LR250 THREADED PVDF ANTENNA VERSION ENCLOSURE WITH BOARD STACK, NPT CABLE INLET, APPROVAL OPTION | 2824.92
A5E03906095 | SPAREPART SITRANS FCS400 REMOTE VERSION M12 OPTION FOR DSL HOUSING | 1348.17
A5E03906104 | SPAREPART SITRANS FCT030 REMOTE VERSION SOCKET, M12 PEDESTAL | 1093.06
1FT7108-5AY71-7FG0 | SIMOTICS S SYNCHRONOUS MOTOR 1FT7, (100K) CUSTOMER SPECIFIC WINDING NATURAL AIR COOLING; FRAME S | 10846.98
1FK7015-5AF01-8SV0-ZS21 | SIMOTICS S-1FK7 SYNCHRON-SERVO-MOTOR 1FK7 COMPACT; NATURAL COOLING NN=3000U/MIN; UZK=24V; DESIG | 1154.84
3LD9286-3D | SHAFT PIECE IP67 57 MM LONG CENTRAL HOLE FIXING FOR RED. MECHANISM 90 X 90 MM COMPRISING 20 SHAFT | 91.28
3RT2016-2AD01 | CONTACTOR, AC-3, 4KW/400V, 1NO, AC 42V, 50/60 HZ, 3-POLE, SZ S00 SPRING-LOADED TERMINAL | 29.25
3RT2016-2AN22 | CONTACTOR, AC-3, 4KW/400V, 1NC, AC 220V, 50/60 HZ, 3-POLE, SZ S00 SPRING-LOADED TERMINAL | 26.48
3RT2016-2AP01 | CONTACTOR, AC-3, 4KW/400V, 1NO, AC 230V, 50/60 HZ, 3-POLE, SZ S00 SPRING-LOADED TERMINAL | 26.48
3RT2016-2AP01-ZW97 | CONTACTOR, AC-3, 4KW/400V, 1NO, AC 230V, 50/60 HZ, 3-POLE, SZ S00 SPRING-LOADED TERMINAL MULTI - | 29.5
3RT2016-2BG41 | CONTACTOR, AC-3, 4KW/400V, 1NO, DC 125V, 3-POLE, SZ S00 SPRING-LOADED TERMINAL | 35.06
3NW1075-0HG | FUSE LINK CLASS CC ACC. TO UL STANDARD 248-4 SLOW BLOW RATED CURRENT 7,5A RATED VOLTAGE UP TO 60 | 17.94
3NW6603-4 | PV-FUSE-LINK SIZE 10X85 10A 1500V D.C. GPV FOR PHOTOVOLTAIC APPLICATION | 20.27
3RT2015-1AD01 | CONTACTOR, AC-3, 3KW/400V, 1NO, AC 42V, 50/60 HZ, 3-POLE, SZ S00 SCREW TERMINAL | 27.32
3RT2015-1AG61 | CONTACTOR, AC-3, 3KW/400V, 1NO, AC 100V 50HZ, 100...110V 60HZ 3-POLE, SZ S00 SCREW TERMINAL | 27.32
3RT2015-1AK64-3MA0 | CONTACTOR, AC-3, 3KW/400V, 2NO+2NC AC110V 50HZ/120V 60HZ 3-POLE, SZ S00 SCREW TERMINAL PERMANENT | 40.61
3KD4230-0PE20-0 | SWITCH-DISCONNECTOR 400A, FRAME SIZE 3, 3-POLE FRONT OPERATING CENTER BASIC UNIT WITHOUT HANDLE | 333.42
3KD4242-0PE10-0 | SWITCH-DISCONNECTOR 400A, FRAME SIZE 3, 4-POLE FRONT OPERATING LEFT COMPLETE ASSEMBLY WITH DIREC | 450.81
3KD4244-0PE40-0 | SWITCH-DISCONNECTOR 400A, FRAME SIZE 3, 4-POLE SIDE OPERATING RIGHT BASIC UNIT WITHOUT HANDLE F | 415.2
3KD4430-0QE20-0 | SWITCH-DISCONNECTOR 500A, FRAME SIZE 4, 3-POLE FRONT OPERATING CENTER BASIC UNIT WITHOUT HANDLE | 481.42
3KD4630-0QE10-0 | SWITCH-DISCONNECTOR 630A, FRAME SIZE 4, 3-POLE FRONT OPERATING LEFT BASIC UNIT WITHOUT HANDLE F | 606.28
3KD4634-0QE40-0 | SWITCH-DISCONNECTOR 630A, FRAME SIZE 4, 3-POLE SIDE OPERATING RIGHT BASIC UNIT WITHOUT HANDLE F | 606.28
3KD4830-0QE20-0 | SWITCH-DISCONNECTOR 800A, FRAME SIZE 4, 3-POLE FRONT OPERATING CENTER BASIC UNIT WITHOUT HANDLE | 780.48
3KD5030-0RE20-0 | SWITCH-DISCONNECTOR 1000A, FRAME SIZE 5, 3-POLE FRONT OPERATING CENTER BASIC UNIT WITHOUT HANDLE | 1379.91
3RA2711-2BA00 | FUNCTION MODULE FOR IO-LINK, REVERSING START, SPRING-LOADED CONNECTION, MOUNTED ON CONTACTORS 3RT | 111.29
3RA2814-2AW10 | SOLID-STATE TIME-DELAY AUXILIARY SWITCH, OFF-DELAY WITH AUXILIARY VOLTAGE RELAY 1 CO CONTACT 24 | 85.72
FDK:083N8133 | MAG 3100 E FLANGE 200MM 300LB | 823.87
FDK:083N8152 | MAG 3100 E FLANGE 350MM PN6 AISI 316 | 1480.79
FDK:083N8190 | MAG 3100 E FLANGE 600MM 150LB | 3692.01
FDK:083N8311 | MAG 3100 C FLANGE 1000MM 150LB | 1237.63
FDK:085U1000 | ACCESSORY USM TERMINAL BOX AISI316 W.LID | 506.3
A5E32910638 | KIT DN50 DIN11864-1 GS FORM A TANK CONNECTION,EPDM SEAL CLASS II | 162.18
A5E33489830 | KIT TYPE N,TUCHENHAGEN,CLAMP, FKM SEAL CLASS I (EHEDG ONLY) - NO TANK CONNECTION | 642.1
FDK:083G2183 | ACC.BAG MAG 1100 FOOD DN65 DIN | 731.33
FDK:083G2216 | ACC.BAG MAG 1100 FOOD DN10 | 40.82
FDK:083G2284 | ACC.BAG MAG 1100 FOOD DN80 TRI-CLOVER WELD | 760.36
FDK:083G3116 | ACCESSORIES FOR MAG 1100 EPDM GASKET SET FOR DN6/10 2 X EPDM-GASKETS 2 X EARTHING WIRES 3 X M6 S | 48.09
FDK:083N8073 | MAG 3100 C FLANGE 150MM 300LB | 176.02
FDK:083N8076 | MAG 3100 C FLANGE 200MM 300LB | 203.25
FDK:083N8099 | MAG 3100 C FLANGE 400MM, PN6, AISI 304 | 345.71
FDK:083N8282 | MAG 3100 E FLANGE 50MM PN10,16,25 & 40 | 412.85
FDK:083N8289 | MAG 3100 E FLANGE 80MM PN10 & 16 | 488.15
A5E32910809 | KIT DN80 DIN11864-2 FORM A TANK CONNECTION,M10 HARDWARE (NUT/BOLT/WASHERR),FKM SEAL CLASS I | 251.25
FDK:521H0552 | LITERATURE - SFIDKPS029V201 ISSUER OF LITERATURE : SIEMENS FLOW INSTRUMENTS A/S DENMARK LITERATUR | 13.42
8PQ5000-2BA34 | SIVACON S4 SEPARATION VERTICAL BESIDES FORM3 UP TO 250A HEIGHT 300MM | 44.03
8PQ5000-2BA45 | SIVACON S4 SEPARATION VERTICAL BESIDES SHAPE3 HEIGHT 800MM | 79.07
CQO:DENSO1845-12 | DENSO KIT FOR PIPE OD FROM (254MM TO 457.2MM) OR ( 12" TO 18") LEGACY PART NUMBER: DENSO 1845-12 | 1915.82
A5E03461436 | SITRANS FUE950 SPARE PART: FUE950 PULSE OUTPUT MODULE WITH 2 OUTPUTS (7ME348 VERSIONS ONLY). | 162.16
A5E03462868 | SITRANS FUE950 SPARE PART: FUE950 STAINLESS STEEL POCKET G1/2B, 135 MM (PN40, MAX. 5 M/S) FOR | 693.39
A5E31805153 | QUICK START GUIDE, GERMAN | 210.67
A5E31523206 | ENCLOSURE TOP INCLUDING PLASTIC LID, SCREWS AND BLANK PRODUCT LABEL. IMAGS100 (MAG 8000) ITRON | 425.39
A5E31809835 | QUICK START GUIDE, JAPANESE | 210.67
1FK7034-5AY81-1YY3-ZS70 | SIMOTICS S-1FK7 SYNCHRON-SERVO-MOTOR 1FK7 COMPACT; NATURAL COOLING CUSTOMER-SPECIFIC RATED SPEED | 3217.01
1FT7086-5WF71-9BL0-ZN1AS07Y84 | SIMOTICS S SYNCHRONOUS MOTOR 1FT7, 36 NM (100K), 4500 RPM, 11,80KW FORCED VENTILATION; FRAME SIZ | 9703.11
3RT2016-1AM21 | CONTACTOR, AC-3, 4KW/400V, 1NO, AC 208V, 50/60 HZ, 3-POLE, SZ S00 SCREW TERMINAL | 29.25
3RT2016-1AQ01 | CONTACTOR, AC-3, 4KW/400V, 1NO, AC 380V, 50/60 HZ, 3-POLE, SZ S00 SCREW TERMINAL | 29.25
3RT2016-1SB42 | COUPLING RELAY, AC-3, 4KW/400V, 1NC, DC 24V, 0,85...1,85*US, W. INTEGR. SUPPRESSORDIODE, 3-POLE | 35.48
3RT2016-2AB01-ZX95 | CONTACTOR, AC-3, 4KW/400V, 1NO, AC 24V, 50/60 HZ, 3-POLE, SZ S00, 120 PIECES SPRING-LOADED TERMIN | 29.5
3RT2016-2AP02-ZW96 | CONTACTOR, AC-3, 4KW/400V, 1NC, AC 230V, 50/60 HZ, 3-POLE, SZ S00 SPRING-LOADED TERMINAL MULIT U | 29.5
3RT2016-2BB42-1AA0 | CONTACTOR, AC-3, 4KW/400V, 1NC, . 3-POLE, SZ S00 SPRING-LOADED TERMINAL | 33.34
3NA6820-6KJ | NH-FUSE-LINK SIZE 000 50A GG 690V WITH DUAL INDICATOR INSULATED GRIP-LUGS | 28.09
3LD2103-2TB53 | EMERG. STOP SWITCH | 75.86
3RT2015-1AN21 | CONTACTOR, AC-3, 3KW/400V, 1NO, AC220V, 50/60 HZ, 3-POLE, SZ S00 SCREW TERMINAL | 24.75
3RT2015-1AP61 | CONTACTOR, AC-3, 3KW/400V, 1NO, AC 220V 50HZ 240V 60 HZ, 3-POLE, SZ S00 SCREW TERMINAL | 24.75
3KD2842-0NE10-0 | SWITCH-DISCONNECTOR 80A, FRAME SIZE 2, 4-POLE FRONT OPERATING LEFT COMPLETE ASSEMBLY WITH DIRECT | 115.51
3KD3442-2NE10-0 | SWITCH-DISCONNECTOR 160A, FRAME SIZE 2, 4-POLE FRONT OPERATING LEFT COMPLETE ASSEMBLY WITH DIREC | 197.93
FDK:083G2287 | ACC.BAG MAG 1100 FOOD DN15 TRI-CLAMP | 456.4
FDK:083G2289 | ACC.BAG MAG 1100 FOOD DN25 TRI-CLAMP | 540.79
FDK:083N8137 | MAG 3100 E FLANGE 250MM PN16 | 1009.87
FDK:083N8139 | MAG 3100 E FLANGE 250MM PN40 AISI 316 | 1042.55
FDK:083N8166 | MAG 3100 E FLANGE, 16 INCH ANSI CL. 300 AISI 316 | 2005.24
FDK:083N8188 | MAG 3100 E FLANGE 600MM PN16 | 3628.5
A5E03586887 | LR250 THREADED PVDF ANTENNA VERSION ENCLOSURE WITH BOARD STACK, M20 CABLE INLET, APPROVAL OPTION | 2606.9
8PQ5000-2BA40 | SIVACON S4 SEPARATION VERTICAL BESIDES SHAPE3 HEIGHT 500MM | 70.08
A5E03821131 | SITRANS FUS080 OPERATING INSTRUCTIONS EN | 51.44
1FK7024-5AK71-6VH3-ZS55 | SIMOTICS S-1FK7 SYNCHRON-SERVO-MOTOR 1FK7 COMPACT; NATURAL COOLING NN=6000U/MIN; UZK=600V; DESI | 3096.48
1FT7108-5AY71-1FG0 | SIMOTICS S SYNCHRONOUS MOTOR 1FT7, (100K) CUSTOMER SPECIFIC WINDING NATURAL AIR COOLING; FRAME S | 10846.98
1FK7024-5AK71-0VH3-ZS55 | SIMOTICS S-1FK7 SYNCHRON-SERVO-MOTOR 1FK7 COMPACT; NATURAL COOLING NN=6000U/MIN; UZK=600V; DESI | 3096.48
3RT2016-1AU01 | CONTACTOR, AC-3, 4KW/400V, 1NO, AC 240V, 50/60 HZ, 3-POLE, SZ S00 SCREW TERMINAL | 26.48
3RT2016-1BB41-1AA0 | CONTACTOR, AC-3, 4KW/400V, 1NO, DC 24V, 3-POLE, SZ S00 SCREW TERMINAL | 33.34
3RT2016-1BB41-ZW97 | CONTACTOR, AC-3, 4KW/400V, 1NO, DC 24V, 3-POLE, SZ S00 SCREW TERMINAL MULTI-UNIT PACKAGING PACK | 34.44
3RT2016-1CF07 | CONTACTOR, AC-3, 4KW/400V, 3NO+2NC, 110V AC 50/60HZ, 3-POLE, SIZE S00, SCREW TERMINAL VARISTOR | 53.94
3RT2016-2BF41 | CONTACTOR, AC-3, 4KW/400V, 1NO, DC 110V 3-POLE, SZ S00 SPRING-LOADED TERMINAL | 30.89
3LD2015-0TK53-0AA6 | EMERG. STOP SWITCH 3-POLE IU=16, P/AC-23A AT 400V=7.5KW FLOOR MOUNTING DIN RAIL/TWO-HOLE MOUNTING | 64.7
3RT2015-1AV02 | CONTACTOR, AC-3, 3KW/400V, 1NC, AC 400V 50/60HZ, 3-POLE, SZ S00 SCREW TERMINAL | 27.32
3RT2015-1BP41 | CONTACTOR, AC-3, 3KW/400V, 1NO, DC 230V, 3-POLE, SZ S00 SCREW TERMINAL | 32.93
3KD2230-2ME10-0 | SWITCH-DISCONNECTOR 32A, FRAME SIZE 1, 3-POLE FRONT OPERATING LEFT BASIC UNIT WITHOUT HANDLE BO | 59.32
3KD2240-2ME10-0 | SWITCH-DISCONNECTOR 32A, FRAME SIZE 1, 4-POLE FRONT OPERATING LEFT BASIC UNIT WITHOUT HANDLE BO | 73.66
3KD2242-2ME10-0 | SWITCH-DISCONNECTOR 32A, FRAME SIZE 1, 4-POLE FRONT OPERATING LEFT COMPLETE ASSEMBLY WITH DIRECT | 88.67
3KD2642-2ME10-0 | SWITCH-DISCONNECTOR 63A, FRAME SIZE 1, 4-POLE FRONT OPERATING LEFT COMPLETE ASSEMBLY WITH DIRECT | 94.89
3NJ4912-1FA00 | SHROUNDING COVER SIZE 00 ADDITIONAL TOUCH PROTECTION WHEN USING CABEL LUGS FOR FUSE-SWITCH-DISCON | 11.81
3RA2711-0EE03 | MODULE CONNECTOR, 21CM, FOR FUNCTION MODULES 3RA27 14POLE | 12.17
3RA2711-0EE11 | CONNECTING CABLE FOR OPERATOR UNIT 3RA6935-0A WITH FUNCTION MODULE FOR IO-LINK 10POLE TO 14POLE | 36.45
3KD9101-1 | ACCESSORY FOR 3KD FRAME SIZE 1 DIRECT HANDLE GREY STANDARD VERSION LOCKABLE IN OFF WITH UP TO 3 | 14.88
3KD9106-2 | ACCESSORY FOR 3KD FRAME SIZE 1 NEUTRAL TERMINAL WITH REMOVABLE JUMPER BOX TERMINAL | 10.75
3RA2317-8XB30-1AP6 | REV. COMB., AC3, 5.5KW/400V AC220V 50HZ/240V 60HZ 3-POLE, SZ S00 SCREW TERMINAL ELECTR. AND MECH | 96.49
3RA2324-8XB30-1AL2 | REV. COMB., AC3, 5.5KW/ 400V AC230V, 50/60HZ, 3-POLE, SZ S0 SCREW TERMINAL ELECTR. AND MECH. IN | 111.86
3RA2324-8XB30-2AK6 | REV. COMB., AC3, 5.5KW/ 400V AC110V 50HZ/120V 60HZ 3-POLE, SZ S0 SPRING-LOADED TERMINAL ELECTR. | 107.3
3RA2325-8XB30-1AL2 | REV. COMB., AC3, 7.5KW/ 400V AC230V, 50/60HZ, 3-POLE, SZ S0 SCREW TERMINAL ELECTR. AND MECH. IN | 135.12
3RA2326-8XB30-2BB4 | REV. COMB., AC3, 11KW/400V DC24V 3-POLE, SZ S0 SPRING-LOADED TERMINAL ELECTR. AND MECH. INTERLOC | 237.87
3RA2110-1CE15-1AP0 | LOAD FEEDER FUSELESS DIRECT START, AC 400V, SZ S00 1.8. . .2.5A, AC 230V SPRING-LOADED CONNECTION | 107.61
3RA2831-1DH10 | SOLID-STATE TIME RELAY ON-DELAY WITH SEMICONDUCTOR OUTPUT 24...240V AC/DC, TIME RANGE 0.05...100 | 51.78
3RA2913-3EA2 | WIRING MODULE FOR CONTACTOR ASSEMBLY S00 WITHOUT SPACE BETWEEN CONTACTORS | 7
3KD9504-1 | ACCESSORY FOR 3KD FRAME SIZE 5 CABLE CONNECTION COVER STANDARD LENGTH CONTAINS 1 PC | 19.45
3RA2337-8XB30-1AK6 | REVERSING COMB., AC3:30KW/400V, 110V AC 50HZ/120V 60HZ, 3-POLE, SIZE S2 SCREW CONNECTION ELECTR. | 424.05
3RA2415-8XE31-2BB4 | STAR-DELTA COMB. WITH I/O-LINK AC3, 5,5KW/400V DC24V, 3-POLE SZ S00, SPRING-LOADED TERMINAL ELEC | 329.26
3RA2416-8XE31-2BB4 | STAR-DELTA COMB. WITH I/O-LINK AC3, 7.5KW/400V DC24V, 3-POLE SZ S00, SPRING-LOADED TERMINAL ELEC | 346.29
3RA2110-1HA15-1AP0 | LOAD FEEDER FUSELESS DIRECT START, AC 400V, SZ S00 5,5. . .8A, AC 230V SCREW CONNECTION FOR RAIL | 107.61
3RA2110-1HD15-1AP0 | LOAD FEEDER FUSELESS DIRECT START, AC 400V, SZ S00 5,5. . .8A, AC 230V SCREW CONNECTION FOR BUSB | 140.53
3RA2115-0EA16-2BB4 | LOAD FEEDER FUSELESS DIRECT START,AC 400V, SZ. S00, 0.28...0.4A, 4KW, 24 V DC SCREW CONNECTION | 120.27
3NB2357-4KK16 | SITOR-FUSE-LINK SIZE 3L 2X PARALLEL 1600A 1250V DC 1500V DC (VSI) UTILISATION CATAGORY AR SLOTTE | 2974.89
3NB2364-4KK17 | SITOR-FUSE-LINK SIZE 3L 3X PARALLEL 2100A 1250V DC 1500V DC (VSI) UTILISATION CATEGORY AR SLOTTE | 3306.74
3NC3340-1U | SITOR-FUSE-LINK FOR SEMICONDUCTOR PROTECTION 900A AR 1000V A.C. MBC=6XIN SIZE 3 WITH SLOTTED CON | 252.45
3NC3342-1U | SITOR-FUSE-LINK FOR SEMICONDUCTOR PROTECTION 1100A AR 800V A.C. MBC=6XIN SIZE 3 WITH SLOTTED CON | 269.03
3RR2141-2AW30 | MONITORING RELAY ATTACHABLE TO CONTACTOR 3RT2. SIZE S00 BASIC, ANALOG ADJUSTABLE APPARENT CURRENT | 94.96
3RR2142-1AW30 | MONITORING RELAY ATTACHABLE TO CONTACTOR 3RT2. SIZE S0 BASIC, ANALOG ADJUSTABLE APPARENT CURRENT | 109.51
3RR2143-1AW30 | MONITORING RELAY ATTACHABLE TO CONTACTOR 3RT2. SIZE S00 BASIC, ANALOG ADJUSTMENT APPARENT CURRENT | 153.83
3LD2548-0TK53 | EMERG. STOP SWITCH 3-POLE IU=63, P/AC-23A AT 400V=22KW FLOOR MOUNTING DIN RAIL/TWO-HOLE MOUNTING | 108.12
3RA2120-1JD24-0BB4 | LOAD FEEDER FUSELESS DIRECT START, AC 400V, SZ. S0, 7. . .10A, DC 24V SCREW CONNECTION FOR BUSBA | 208.27
3RH2911-1FA22 | AUX.SWITCH BLOCK,FRONT,2NO+2NC, CURR.PATH: 1NO, 1NC, 1NC, 1NO, F. CONT. RELAYS A. MOTOR CONT., 3R | 11.81
3RH2911-1FB11-ZW97 | AUX.SWITCH BL 11U,1NO+1NC,FRONT CURR.PATH: 1NO, --, 1NC, --, F. CONT. RELAYS A. MOTOR CONT., 3RT | 15.7
3RH2911-1FB22-ZX95 | AUX.SWITCH BL 11U,2NO+2NC,FRONT CURR.PATH: 1NO, 1NC, 1NC, 1NO, F. CONT. RELAYS A. MOTOR CONT., 3R | 23.48
3RH2911-1HA01-ZX95 | AUX. SWITCH BLK, FRONT, 1 NC, CURR.PATH.: 1NC, F. CONT. RLYS A. MOTOR CONT., 3RT2 SCREW TERMINAL | 6.22
3RH2911-1HA22 | AUX.SWITCH BLOCK,FRONT,2NO+2NC, CURR.PATH: 1NC, 1NC, 1NO, 1NO, F. CONT. RELAYS A. MOTOR CONT., 3R | 11.81
3RA2120-4EA27-0FB4 | FUSELESS LOAD FEEDER DIRECT START, 400V AC, SIZE S0, 27...32A, 15KW, 24 V DC WITH DIODE COMBINAT | 311.46
3RH2122-1AP00-ZW96 | CONTACTOR RELAY, 2NO+2NC, AC 230V, 50/60 HZ, SIZE S00, SCREW TERMINAL, MULTI -UNIT PACKAGE = 72 P | 30.19
3RH2122-1AP00-ZW97 | CONTACTOR RELAY, 2NO+2NC, AC 230V, 50/60 HZ, SIZE S00, SCREW TERMINAL, MULTI-UNIT PACKAGE = 40 UN | 30.19
3RH2122-1AP60 | CONTACTOR RELAY, 2NO+2NC, AC 220V 50HZ, 240V 60HZ, SIZE S00, SCREW TERMINAL | 29.43
3RT2017-1AN22 | CONTACTOR, AC-3, 5.5KW/400V, 1NC, AC 220V, 50/60 HZ, 3-POLE, SZ S00 SCREW TERMINAL | 32.64
3RT2017-1AP01-ZW96 | CONTACTOR, AC-3, 5.5KW/400V, 1NO, AC 230V, 50/60 HZ, 3-POLE, SZ S00 SCREW TERMINAL MULTI UNIT PA | 36.4
3RT2017-1AP02-1AA0 | CONTACTOR, AC-3, 5.5KW/400V, 1NC, AC 230V, 50/60 HZ, 3-POLE, SZ S00 SCREW TERMINAL | 35.14
3RT2017-1AP02-ZW96 | CONTACTOR, AC-3, 5.5KW/400V, 1NC, AC 230V, 50/60 HZ, 3-POLE, SZ S00 SCREW TERMINAL MULTI - UNIT | 36.4
3KD4030-0PE10-0 | SWITCH-DISCONNECTOR 315A, FRAME SIZE 3, 3-POLE FRONT OPERATING LEFT BASIC UNIT WITHOUT HANDLE F | 278.46
3KD5230-0RE20-0 | SWITCH-DISCONNECTOR 1250A, FRAME SIZE 5, 3-POLE FRONT OPERATING CENTER BASIC UNIT WITHOUT HANDLE | 1973.07
3KD5240-0RE10-0 | SWITCH-DISCONNECTOR 1250A, FRAME SIZE 5, 4-POLE FRONT OPERATING LEFT BASIC UNIT WITHOUT HANDLE | 2472.57
3KD9206-2 | ACCESSORY FOR 3KD FRAME SIZE 2 NEUTRAL TERMINAL WITH REMOVABLE JUMPER BOX TERMINAL | 21.47
3KD9404-8 | ACCESSORY FOR 3KD FRAME SIZE 4 CABLE CONNECTION COVER STANDARD LENGTH CONTAINS 8 PC | 70.56
3RA2328-8XB30-1BB4 | REV. COMB., AC3, 18.5KW/ 400V DC24V 3-POLE, SZ S0 SCREW TERMINAL ELECTR. AND MECH. INTERLOCK 2 | 334.36
3RA2328-8XE30-2BB4 | REV. COMB. FOR 3RA27, AC3, 18.5KW/400V, DC24V 3-POLE, SZ S0 SPRING-LOADED TERMINAL ELECTR. AND | 339.48
3RA2110-1CA15-1AP0 | LOAD FEEDER FUSELESS DIRECT START, AC 400V, SZ S00 1.8. . .2.5A, AC 230V SCREW CONNECTION FOR RA | 107.61
3RA2110-1DD15-1FB4 | FUSELESS LOAD FEEDER DIRECT START, 400V AC, SZ. S00, 2.2...3.2A, 3KW, 24 V DC WITH DIODE (INTEGR | 152.55
3RA2110-1ES15-1BB4 | FUSELESS LOAD FEEDER DIRECT START, 400 V AC, SZ. S00 2.80...4.00 A 3 KW, 24 V DC SPRING-LOADED | 150.66
3RA2110-4AA18-1BB4 | LOAD FEEDER FUSELESS DIRECT START, AC 400V, SZ S00 11. . .16A, DC 24V SCREW CONNECTION FOR RAIL- | 167.76
3RA2110-4AE18-1BB4 | LOAD FEEDER FUSELESS DIRECT START, AC 400V, SZ S00 11. . .16A, DC 24V SPRING-LOADED CONNECTION F | 166.49
3RA2426-8XF32-2BB4 | STAR-DELTA COMB. AC3, 22KW/400V DC24V, 3-POLE SZ S0, SPRING-LOADED TERMINAL ELECTR. AND MECH. IN | 563.7
3RH2344-1DW40-0KA0 | AUXILIARY CONTACTOR, 4NO+40E, 48 V DC, SCREW-CONNECTION, S00 MODULE, SNAP-ON MOUNT. VARISTOR | 62.95
3NC3438-1U | SITOR-FUSE-LINK FOR SEMICONDUCTOR PROTECTION 800A AR 1100V A.C. MBC=6XIN SIZE 3 WITH SLOTTED CON | 277.33
3RB3016-1SB0-ZX95 | OVERLOAD RELAY 3...12 A FOR MOTOR PROTECTION SIZE S00, CLASS 10 CONTACTOR ASS. MAIN CIRCUIT: SCR | 77.23
3RP2513-2AW30 | TIME RELAY, ELECTRONIC, DELAYED, 1 CO CONT., 1 TIME SET. RANGE, 5S...100S, 12...240V AC/DC AT A | 51.47
3RR2141-1AA30 | MONITORING RELAY ATTACHABLE TO CONTACTOR 3RT2. SIZE S00 BASIC, ANALOG ADJUSTABLE APPARENT CURRENT | 83.56
3RR2242-1FA30 | MONITORING RELAY ATTACHABLE TO CONTACTOR 3RT2. SIZE S0 STANDARD, DIGITAL ADJUSTABLE APPARENT/ACTI | 188.01
3RA2120-1JA24-0BB4 | LOAD FEEDER FUSELESS DIRECT START, AC 400V, SZ. S0, 7. . .10A, DC 24V SCREW CONNECTION FOR RAIL | 170.28
3RA2120-4BA26-0AP0 | LOAD FEEDER FUSELESS DIRECT START, AC 400V, SZ S0, 14. . .20A, AC 230V SCREW TERMINAL FOR RAIL-M | 163.32
3RR2243-1FW30 | MONITORING RELAY ATTACHABLE TO CONTACTOR 3RT2. SIZE S2 STANDARD, DIGITAL ADJUSTABLE APPARENT/ACTI | 259.55
3RH2422-1AU00 | CONTACTOR RELAY LATCHED, 2NO+2NC, AC 240V, 50/60HZ, SIZE S00, SCREW TERMINAL | 101.23
3RH2440-1AP60 | CONTACTOR RELAY LATCHED, 4NO, AC 220V 50HZ 240V 60 HZ, SIZE S00, SCREW TERMINAL | 101.23
3RH2911-2DA20 | LATERAL AUX.SWITCH BLOCK,SIDE, 2NO, CURR.PATH: 1NO, 1NO, FOR MOTOR CONTACTORS, SZ S00, SPRING-LO | 10.63
3RK1400-1BQ00-0AA3 | AS-INTERFACE COMPACT MOD. IP67, DIGITAL, 2I/2O, 2 X 1 INPUT, 200MA, PNP 2 X 1 OUTPUT, 2A, DC24V | 261.16
3RA2120-4CA27-0BB4 | LOAD FEEDER FUSELESS DIRECT START, AC 400V, SZ S0, 17. . .22A, DC 24V SCREW CONNECTION FOR RAIL- | 254.48
3RA2120-4EA27-0BB4 | LOAD FEEDER FUSELESS DIRECT START, AC 400V, SZ. S0, 27...32A, DC 24V SCREW CONNECTION FOR RAIL M | 291.2
3RA2120-4CH27-0AP0 | LOAD FEEDER FUSELESS DIRECT START, AC 400V, SZ S0, 17. . .22A, AC 230V SPRING-LOADED CONNECTION | 250.05
3RH2122-1AB00 | CONTACTOR RELAY, 2NO+2NC, AC 24V, 50/60 HZ, SIZE S00, SCREW TERMINAL | 29.43
3RH2122-1AM20 | CONTACTOR RELAY, 2NO+2NC, AC208V 50/60HZ SIZE S00, SCREW TERMINAL | 32.33
3RA2110-1CE15-1BB4 | LOAD FEEDER FUSELESS DIRECT START, AC 400V, SZ S00 1.8. . .2.5A, DC 24V SPRING-LOADED CONNECTION | 112.69
3RA2110-1DA15-1AP0 | LOAD FEEDER FUSELESS DIRECT START, AC 400V, SZ S00 2.2. . .3.2A, AC 230V SCREW CONNECTION FOR RA | 107.61
3RA2110-1DA15-1FB4 | FUSELESS LOAD FEEDER DIRECT START, 400V AC, SIZE S00, 2.2...3.2A, 4KW, 24 V DC WITH DIODE (INTEG | 119.01
3RA2110-1CH15-1AP0 | LOAD FEEDER FUSELESS DIRECT START, AC 400V, SZ S00 1.8. . .2.5A, AC 230V SPRING-LOADED CONNECTION | 145.6
3RA2417-8XE31-2BB4 | STAR-DELTA COMB. WITH I/O-LINK AC3, 11KW/400V DC24V, 3-POLE SZ S00, SPRING-LOADED TERMINAL ELECT | 406.45
3RA2423-8XF32-2AL2 | STAR-DELTA COMB. AC3, 11KW/400V AC230V, 50/60HZ, 3-POLE SZ S0, SPRING-LOADED TERMINAL ELECTR. AN | 305.42
3RA2425-8XF32-2AC2 | STAR-DELTA COMB. AC3, 15/18.5KW/400V AC24V, 50/60HZ, 3-POLE, SZ S0, SPRING-LOADED TERMINAL ELECT | 358.22
3RA2425-8XF32-2AG2 | STAR-DELTA COMB. AC3, 15/18.5KW/400V AC110V, 50/60HZ, 3-POLE SZ S0, SPRING-LOADED TERMINAL ELECT | 358.22
3RB3016-2NE0 | OVERLOAD RELAY 0.32...1.25 A FOR MOTOR PROTECTION SIZE S00, CLASS 20 CONTACTOR ASS. MAIN CIRCUIT | 86.51
3RB3016-2PB0 | OVERLOAD RELAY 1...4 A FOR MOTOR PROTECTION SIZE S00, CLASS 20 CONTACTOR ASS. MAIN CIRCUIT: SCRE | 86.51
3NE1218-4 | PV-FUSE-LINK 63A 1000V D.C. GPV SIZE 1 FOR PHOTOVOLTAIC-APPLICATIONS | 104.47
3NE1330-4D | PV-FUSE-LINK 315A 1000V D.C. GPV SIZE 2L FOR PHOTOVOLTAIC-APPLICATIONS | 242.1
3RH2353-1DF40-0KA0 | CONTACTOR RELAY,5NO+3NC,110V DC SCREW TERMINAL, SIZE S00, MOUNTED VARISTOR | 62.95
3RA2210-0BD15-2AP0 | FUSELESS LOAD FEEDER REVERSING OPERATION, 400 V AC, SZ S00 0.14 TO 0.20 A, 3 KW, 230 V AC SCREW | 200.04
3RA2210-0CS15-2BB4 | FUSELESS LOAD FEEDER REVERSING OPERATION, 400 V AC, SZ. S00 0.18...0.25 A 3 KW, 24 V DC SPRING- | 209.54
3RH2122-1AU00 | CONTACTOR RELAY, 2NO+2NC, AC 240V, 50/60 HZ, SIZE S00, SCREW TERMINAL | 29.43
3RH2122-1FB40 | CONTACTOR RELAY, 2NO+2NC, DC 24V, W/ INTEGRATED DIODE, SIZE S00, SCREW TERMINAL | 39.4
3RH2122-2AV60 | CONTACTOR RELAY, 2NO+2NC, AC 480V, 60 HZ, SZ S00, SPRING-LOADED TERMINAL | 32.33
3RK1405-1KC02-0BA2 | AS INTERFACE SAFETY AT WORK PCB MODULE STANDARD IP00 F-2DI STOP | 215.23
3RK1901-3MB00 | 3-POLE SCREW TERMINAL FOR AS-I DATA DECOUPLING DCM 1271 FOR CONNECTION OF POWER SUPPLY UNIT | 9.32
3RA2210-0ED15-2BB4 | FUSELESS LOAD FEEDER REVERSING OPERATION, 400 V AC, SZ S00 0.28 TO 0.40 A 3 KW, 24 V DC SCREW T | 212.07
3RA2210-0EE15-2AP0 | FUSELESS LOAD FEEDER REVERSING OPERATION, 400 V AC, SZ S00 0.28 TO 0.40 A 3 KW, 230 V AC SPRING | 144.34
3RA2210-0ES15-2BB4 | FUSELESS LOAD FEEDER REVERSING OPERATION, 400 V AC, SZ. S00 0.28...0.40A 3 KW, 24 V DC SPRING-L | 210.8
3RA2210-0GA15-2BB4 | FUSELESS LOAD FEEDER REVERSING OPERATION, 400 V AC, SZ S00 0.45 TO 0.63 A 3 KW, 24 V DC SCREW T | 155.73
3RH2911-2HA13 | AUX.SWITCH BLOCK,FRONT,1NO+3NC, CURR.PATH: 1NC, 1NC, 1NC, 1NO, F. CONT. RELAYS A. MOTOR CONT., 3R | 11.81
3RH2911-2XA31-0MA0 | AUX.SWITCH BLOCK,FRONT,3NO+1NC, CURR.PATH: 1NO, 1NC, 1NO, 1NO, F. CONT. RELAYS A. MOTOR CONT., 3R | 11.81
3RH2911-2XA40-0MA0 | AUX.SWITCH BLOCK,FRONT,4NO, CURR.PATH: 1NO, 1NO, 1NO, 1NO, F. CONT. RELAYS A. MOTOR CONT., 3RT2 | 11.81
3RH2911-2XA40-0MA0-ZW97 | AUX. SWITCH BLK, FRONT, 4 NO, CUR. PATH: 1NO, 1NO, 1NO, 1NO, F. CONT. RELAYS A. MOT. CONT., SIZE | 13.16
3RH2911-4FA40 | AUX.SWITCH BLOCK,FRONT,4NO, CURR.PATH: 1NO, 1NO, 1NO, 1NO, F. CONT. RELAYS A. MOTOR CONT., 3RT2 | 14.12
3RT2015-2AK61 | CONTACTOR, AC-3, 3KW/400V, 1NO, AC110V 50HZ, 120V 60HZ 3-POLE, SZ S00 SPRING-LOADED TERMINAL | 24.75
3RT2015-2AK61-1AA0 | CONTACTOR, AC-3, 3KW/400V, 1NO, AC110V 50HZ, 120V 60HZ 3-POLE, SZ S00 SPRING-LOADED TERMINAL UPR | 27.16
3RT2015-2AP62 | CONTACTOR, AC-3, 3KW/400V, 1NC, AC 220V 50HZ 240V 60 HZ, 3-POLE, SZ S00 SPRING-LOADED TERMINAL | 24.75
3RA2210-0JH15-2AP0 | LOAD FEEDER FUSELESS REVERSING DUTY, AC 400V, SZ S00, 0.7. . .1A, AC 230V SPRING-LOADED CONNECTIO | 205.74
3RA2210-0KH15-2BB4 | LOAD FEEDER FUSELESS REVERSING DUTY, AC 400V, SZ S00, 0.9...1.25A, DC 24V SPRING-LOADED CONNECTI | 219.03
3RH2921-1DA20 | LATERAL AUX.SWITCH BLOCK,SIDE, 2NO, CURR.PATH: 1NO, 1NO, FOR MOTOR CONTACTORS, SZ S0 AND S2 SCRE | 10.63
3RB3016-2SB0-ZX95 | OVERLOAD RELAY 3...12 A FOR MOTOR PROTECTION SIZE S00, CLASS 20 CONTACTOR ASS. MAIN CIRCUIT: SCR | 91.16
3RB3016-2TE0 | OVERLOAD RELAY 4...16 A FOR MOTOR PROTECTION SIZE S00, CLASS 20 CONTACTOR ASS. MAIN CIRCUIT: SPR | 86.51
3RB3026-2NB0 | OVERLOAD RELAY 0.32...1.25 A FOR MOTOR PROTECTION SIZE S0, CLASS 20 CONTACTOR ASS. MAIN CIRCUIT: | 98.23
3RB3026-2PE0 | OVERLOAD RELAY 1...4 A FOR MOTOR PROTECTION SIZE S0, CLASS 20 CONTACTOR ASS. MAIN CIRCUIT: SPR.- | 98.23
3RT2015-2FB44-3MA0 | CONTACTOR, AC-3, 3KW/400V, 2NO+2NC, DC 24V, W. INTEGRATED DIODE 3-POLE, SZ S00 SPRING-LOADED TER | 49.87
3RT2015-2KB42 | COUPLING RELAY, AC-3, 3KW/400V, 1NC, DC 24V, 0.7...1.25*US, W. INTEGR. SUPPRESSORDIODE, SZ S00, S | 33.39
3RT2015-2SB42 | COUPLING RELAY, AC-3, 3KW/400V, 1NC, DC 24V, 0,85...1,85*US, W. INTEGR. SUPPRESSORDIODE, 3-POLE | 33.39
3RT2015-4AG61 | CONTACTOR, AC-3, 3KW/400V, 1NO, AC 100V 50HZ, 100...110V 60HZ 3-POLE, SZ S00 RING CABLE LUG CONNE | 34.12
3RT2017-1BB42-ZW97 | CONTACTOR, AC-3, 5.5KW/400V, 1NC, DC 24V, 3-POLE, SZ S00 SCREW TERMINAL MULTI UNIT PACKAGING PA | 41.91
3RT2017-1FB42 | CONTACTOR, AC-3, 5.5KW/400V, 1NC, DC 24V, W. INTEGRATED DIODE 3-POLE, SZ S00 SCREW TERMINAL | 42.88
3RT2017-1WB41 | COUPLING RELAY, AC-3, 5.5KW/ 400V , 1NO, DC 24V, 0.85...1.85*US, W. PLUGGED-ON VARISTOR 3-POLE S | 42.28
3RT2017-2AB01-ZW96 | CONTACTOR, AC-3, 5.5KW/400V, 1NO, AC 24V, 50/60 HZ, 3-POLE, SZ S00, SPRING-LOADED TERMINAL MULTI | 36.4
3RT2017-2GG22-ZW97 | CONTACTOR, AC-3, 5.5KW/400V, 1NC, AC 110V, 50/60 HZ, 3-POLE, SZ S00 SPRING-LOADED TERMINAL REUSA | 61.78
3RA2210-1HD15-2BB4 | LOAD FEEDER FUSELESS REVERSING DUTY, AC 400V, SZ S00, 5,5. . .8A, DC 24V SCREW CONNECTION FOR BU | 223.46
3RA2210-1CH15-2BB4 | LOAD FEEDER FUSELESS REVERSING DUTY, AC 400V, SZ S00, 1.8. . .2.5A, DC 24V SPRING-LOADED CONNECTI | 222.83
3RA2210-1JA16-2AP0 | LOAD FEEDER FUSELESS REVERSING DUTY, AC 400V, SZ S00, 7. . .10A, AC 230V SCREW CONNECTION FOR RA | 166.49
3RA2210-1KE17-2AP0 | LOAD FEEDER FUSELESS REVERSING DUTY, AC 400V, SZ S00, 9. . .12.5A, AC 230V SPRING-LOADED CONNECTI | 181.68
3RM1102-3AA04 | MOTORSTARTER SIRIUS 3RM1 DIRECT STARTER SAFETY 500 V; 0.4-2.0 A; 24 V DC CONTROL CIRCUIT PUSH-IN | 185.49
3RM1107-1AA14 | MOTOR STARTER SIRIUS 3RM1 DIRECT STARTER SAFETY 500 V; 1,6-7,0 A; 110-230 V AC SCREW-TYPE CONNEC | 185.49
3RM1201-1AA14 | MOTOR STARTER SIRIUS 3RM1 REVERSING STARTER 500 V; 0,1-0,5 A; 110-230 V AC SCREW CONNECTION SYST | 175.36
3RH2122-2BE40 | CONTACTOR RELAY, 2NO+2NC, DC 60V, SZ S00, SPRING-LOADED TERMINAL | 37.79
3RH2122-2BW40 | CONTACTOR RELAY, 2NO+2NC, DC 48V, SZ S00, SPRING-LOADED TERMINAL | 34.05
3RH2122-2LB40-0LA0 | CONTACTOR RELAY FOR RAILWAY, 2NO+1NC, DC 24V, 0,7...1,25*US, VARISTOR INTEGRATED, SZ S00, SPRING- | 58.64
3RH2122-2LB40-1LA0 | CONTACTOR RELAY FOR RAILWAY, 2NO+1NC, DC 24V, 0,7...1,25*US, VARISTOR INTEGRATED, SZ S00, SPRING- | 61.34
3RH2122-2LF40-0LA0 | CONTACTOR RELAY FOR RAILWAY, 2NO+1NC, DC 110V, 0,7..1,25*US, VARISTOR INTEGRATED, SZ S00, SPRING- | 58.64
3RH2140-1BG40 | CONTACTOR RELAY, 4NO, DC 125V, SIZE S00, SCREW TERMINAL | 37.79
3RH2140-1BP40 | CONTACTOR RELAY, 4NO, DC 230V, SIZE S00, SCREW TERMINAL | 37.79
3RH2140-1BW40 | CONTACTOR RELAY, 4NO, DC 48V, SIZE S00, SCREW TERMINAL | 34.94
3RH2244-1AP00 | CONTACTOR RELAY, 4NO+4NC, AC 230V, 50/60 HZ, SIZE S00, SCREW TERMINAL, PERMANENT AUX. SWITCH, FO | 48.07
3RK1395-6KS71-3AD5-ZE09 | SIRIUS MOTOR STARTER M200D TECHNOLOGY MODULE REVERSING STARTER ELECTRONIC SWITCHING 3 400V AC/0, | 1535.33
3RT2016-4AR62 | CONTACTOR, AC-3, 4KW/400V, 1NC, AC 400V 50HZ, 400...440V 60HZ 3-POLE, SZ S00 RING CABLE LUG CONNE | 36.53
3RT2017-1AT61 | CONTACTOR, AC-3, 5.5KW/400V, 1NO, AC 600V, 60 HZ, 3-POLE, SZ S00 SCREW TERMINAL | 35.3
3RK1902-2DA00 | PLUG FOR PROFINET 4-WIRE, SHIELDED | 51.51
3RA2210-0HA15-2BB4 | FUSELESS LOAD FEEDER REVERSING OPERATION, 400 V AC, SZ S00 0.55 TO 0.80 A 3 KW, 24 V DC SCREW T | 160.16
3RA2210-0CH15-2AP0 | FUSELESS LOAD FEEDER REVERSING OPERATION, 400 V AC, SZ S00 0.18 TO 0.25 A 3 KW, 230 V AC SPRING | 199.41
3RA2210-1AD15-2AP0 | LOAD FEEDER FUSELESS REVERSING DUTY, AC 400V, SZ S00, 1.1. . .1.6A, AC 230V SCREW CONNECTION FOR | 208.27
3RH2911-4HA13 | AUX.SWITCH BLOCK,FRONT,1NO+3NC, CURR.PATH: 1NC, 1NC, 1NC, 1NO, F. CONT. RELAYS A. MOTOR CONT., 3R | 14.12
3RH2916-2DA11 | LATERAL AUX.SWITCH BLOCK,SIDE, 1NO+1NC, CURR.PATH: 1NC, 1NO, FOR MOTOR CONTACTORS, SZ S00, SPRIN | 11.47
3RB3026-1QB0 | OVERLOAD RELAY 6...25 A FOR MOTOR PROTECTION SIZE S0, CLASS 10 CONTACTOR ASS. MAIN CIRCUIT: SCRE | 83.29
3RT2015-1FB42 | CONTACTOR, AC-3, 3KW/400V, 1NC, DC 24V, W. INTEGRATED DIODE 3-POLE, SZ S00 SCREW TERMINAL | 34.23
3RT2015-1MB42-0KT0 | COUPLING RELAY, AC-3, 3KW/400V, 1NC, DC 24V, 0.85...1.85*US, 3-POLE, SZ S00 SCREW TERMINAL | 29.37
3RT2015-2BB44-3MA0 | CONTACTOR, AC-3, 3KW/400V, 2NO+2NC, DC 24V, 3-POLE, SZ S00 SPRING-LOADED TERMINAL PERMANENT AUX. | 44.63
3RT2015-2BF42 | CONTACTOR, AC-3, 3KW/400V, 1NC, DC 110V 3-POLE, SZ S00 SPRING-LOADED TERMINAL | 28.98
3RT2015-4BB41 | CONTACTOR, AC-3, 3KW/400V, 1NO, DC 24V, 3-POLE, SZ S00 RING CABLE LUG CONNECTION | 36.27
3RT2016-1AB02-ZW97 | CONTACTOR, AC-3, 4KW/400V, 1NC, AC 24V, 50/60 HZ, 3-POLE, SZ S00 SCREW TERMINAL MULTI-UNIT PACKA | 29.5
3RT2017-2FB41-1AA0 | CONTACTOR, AC-3, 5.5KW/400V, 1NO, DC 24V, W. INTEGRATED DIODE 3-POLE, SZ S00 SPRING-LOADED TERMI | 45.3
3RK4324-3AR54-0BC0 | SIRIUS MCU MOTOR STARTER ENC. DEG. O. PROT.IP54 PLASTIC COMMUNICATION AS-INTERFACE ELECTROMECHAN | 1150.48
3RK4324-3FR51-1BC0 | SIRIUS MCU MOTOR STARTER ENC. DEG. O. PROT.IP54 PLASTIC COMMUNICATION AS-INTERFACE ELECTROMECHAN | 1150.48
3RK4324-3JR51-1BC0 | SIRIUS MCU MOTOR STARTER ENC. DEG. O. PROT.IP54 PLASTIC COMMUNICATION AS-INTERFACE ELECTROMECHAN | 1150.48
3RA2210-1DS15-2BB4 | FUSELESS LOAD FEEDER REVERSING OPERATION, 400 V AC, SZ. S00 2.20...3.20A 3 KW, 24 V DC SPRING-L | 222.83
3RA2210-1FA15-2BB4 | LOAD FEEDER FUSELESS REVERSING DUTY, AC 400V, SZ S00, 3.5. . .5A, DC 24V SCREW CONNECTION FOR RA | 163.96
3RA2210-4AS18-2BB4 | FUSELESS LOAD FEEDER REVERSING OPERATION, 400 V AC, SZ. S00 11.0...16.0 A 7.5 KW, 24 V DC SPRIN | 329.18
3RA2220-1HB24-0AP0 | LOAD FEEDER FUSELESS REVERSING DUTY, AC 400V, SZ S0, 5,5. . .8A, AC 230V SCREW CONNECTION FOR RA | 218.4
3RK1301-0AB10-1AB4 | RS1E-X FOR ET200S HIGH FEATURE REVERSING STARTER SETTING RANGE 0.3...3A MECHANICAL SWITCHING ELE | 1096.26
3RK1301-0BB20-0AB4 | DSS1E-X FOR ET200S HIGH FEATURE DIRECT SOFT STARTER SETTING RANGE 2.4...8A ELECTRONIC SWITCHING | 1327.27
3RM1202-2AA14 | MOTOR STARTER SIRIUS 3RM1 REVERSING STARTER 500 V; 0,4-2,0 A; 110-230 V AC PUSH-IN CONNECTION SY | 175.36
3RM1307-2AA04 | MOTOR STARTER SIRIUS 3RM1 REVERSING STARTER SAFETY 500 V; 1,6 - 7,0 A; 24 V DC PUSH-IN-TYPE CONN | 200.04
3RK1911-0EH31 | MOTOR CABLE, ON ONE SIDE WITH BRAKE WITHOUT THERMISTOR BRAKE 230 V AC BRAKE ON PIN 2+4 HAN Q8 - | 116.7
3RK2200-0DQ20-0AA3 | AS-I COMPACT MODULE K45, A/B-SLAVE, IP67, DIGITAL, 8 INPUTS, 8 X 1 INPUT, MAX. 200MA, PNP, 4 X M | 387.42
3RA2220-4BF26-0BB4 | LOAD FEEDER FUSELESS REVERSING DUTY, AC 400V, SZ S0, 14. . .20A, DC 24V SPRING-LOADED TERMINAL F | 379.82
3RT2015-2AV02 | CONTACTOR, AC-3, 3KW/400V, 1NC, AC 400V, 50/60 HZ, 3-POLE, SZ S00 SPRING-LOADED TERMINAL | 27.32
3RT2015-2BB42-0CC0 | CONTACTOR, AC-3, 3KW/400V, 1NC, DC 24V, COM. CAPABILITY 3-POLE, SZ S00 SPRING-LOADED TERMINAL | 32.75
3RT2016-1AD01 | CONTACTOR, AC-3, 4KW/400V, 1NO, AC 42V, 50/60 HZ, 3-POLE, SZ S00 SCREW TERMINAL | 29.25
3RT2016-1AF02 | CONTACTOR, AC-3, 4KW/400V, 1NC, AC110V, 50/60 HZ, 3-POLE, SZ S00 SCREW TERMINAL | 26.48
3RT2017-2AB02-ZX95 | CONTACTOR, AC-3, 5.5KW/400V, 1NC, AC 24V, 50/60 HZ, 3-POLE, SZ S00, 120 PIECES SPRING-LOADED TERM | 36.4
3RT2017-2AN22 | CONTACTOR, AC-3, 5.5KW/400V, 1NC, AC 220V, 50/60 HZ, 3-POLE, SZ S00 SPRING-LOADED TERMINAL | 32.64
3RT2017-2BE42 | CONTACTOR, AC-3, 5.5KW/400V, 1NC, DC 60V, 3-POLE, SZ S00 SPRING-LOADED TERMINAL | 41.64
3RK4324-3ER51-1BC0 | SIRIUS MCU MOTOR STARTER ENC. DEG. O. PROT.IP54 PLASTIC COMMUNICATION AS-INTERFACE ELECTROMECHAN | 1150.48
3RK4324-3KR51-1BC0 | SIRIUS MCU MOTOR STARTER ENC. DEG. O. PROT.IP54 PLASTIC COMMUNICATION AS-INTERFACE ELECTROMECHAN | 1150.48
3RK4324-3MR51-1BC0 | SIRIUS MCU MOTOR STARTER ENC. DEG. O. PROT.IP54 PLASTIC COMMUNICATION AS-INTERFACE ELECTROMECHAN | 1150.48
3RK4324-3PR51-1BC0 | SIRIUS MCU MOTOR STARTER ENC. DEG. O. PROT.IP54 PLASTIC COMMUNICATION AS-INTERFACE ELECTROMECHAN | 1150.48
3RA2210-1AH15-2AP0 | LOAD FEEDER FUSELESS REVERSING DUTY, AC 400V, SZ S00, 1.1. . .1.6A, AC 230V SPRING-LOADED CONNECT | 207.64
3RA2210-1BA15-2BB4 | LOAD FEEDER FUSELESS REVERSING DUTY, AC 400V, SZ S00, 1.4. . .2A, DC 24V SCREW CONNECTION FOR RA | 163.96
3RM1001-1AA04 | MOTOR STARTER 3RM1 SIRIUS DIRECT STARTER 500 V, 0,1-0,5 A, 24 V DC SCREW-TYPE CONNECTION SYSTEM | 160.16
3RM1007-2AA04 | MOTOR STARTER SIRIUS 3RM1 DIRECT STARTER 500 V; 1,6-7,0 A; 24 V DC PUSH-IN CONNECTION SYSTEM | 160.16
3RM1101-1AA14 | MOTOR STARTER SIRIUS 3RM1 DIRECT STARTER SAFETY 500 V; 0,1-0,5 A; 110-230 V AC SCREW-TYPE CONNEC | 185.49
3RM1101-3AA14 | MOTORSTARTER SIRIUS 3RM1 DIRECT STARTER SAFETY 500 V; 0.1-0.5 A; 110-230 V AC CONTROL CIRCUIT PU | 185.49
3RA2220-1HF24-0BB4 | LOAD FEEDER FUSE SW. REVERSING OPERATION, AC 400V, MDL. S0, 5.5. . .8A, DC 24V SPRING-LOADED TERM | 295
3RA2220-1HH24-0BB4 | LOAD FEEDER FUSE SW. REVERSING OPERATION, AC 400V, MDL. S0, 5.5. . .8A, DC 24V SPRING-LOADED TERM | 332.98
3RH2131-1AP00-ZX95 | CONTACTOR RELAY, 3NO+1NC, AC 230V, 50/60 HZ, SIZE S00, SCREW TERMINAL, REUSABLE PACKAGE = 144 UNI | 30.19
3RH2131-1BP40 | CONTACTOR RELAY, 3NO+1NC, DC 230V, SIZE S00, SCREW TERMINAL | 37.79
3RH2131-1JB40 | COUPLING CONTACTOR RELAY, 3NO+1NC, DC 24V, 0.7...1.25*US, W/ INTEGRATED DIODE, SIZE S00, SCREW TE | 39.4
3RH2131-1KB40 | COUPLING CONTACTOR RELAY, 3NO+1NC, DC 24V, 0.7...1.25*US, W/ INTEGRATED SUPPRESSOR DIODE, SIZE S0 | 38.35
3RH2262-2AP00 | CONTACTOR RELAY, 6NO+2NC, AC 230V, 50/60 HZ, SZ S00, SPRING-LOADED TERMINAL, PERMANENT AUX. SWITC | 49.32
3RH2262-4BB40 | CONTACTOR RELAY, 6NO+2NC, DC 24V, SZ S00,RINGCABLE LUG CONNECTION PERMANENT AUX. SWITCH, FOR SUV | 57.55
3RH2344-1CF00 | CONTACTOR RELAY, 4NO+4NC, 110V AC, 50/60 HZ, SCREW TERMINAL, SIZE S00 2 NO + 2 NC BASIC UNIT /DI | 60.29
3RH2344-1CL00-0KA0 | CONTACTOR RELAY, 4NO+4NC, 125V AC, 50/60HZ, SCREW TERMINAL, SIZE S00 2 NO + 2 NC BASIC UNIT /DIN | 59.87
3RH2344-1CM20 | CONTACTOR RELAY, 4NO+4NC, 208V AC, 50/60 HZ, SCREW TERMINAL, SIZE S00 2 NO + 2 NC BASIC UNIT /DI | 61.7
3RA2110-0HA15-1AP0 | LOAD FEEDER FUSELESS DIRECT START, AC 400V, SZ S00 0.55. . .0.8A, AC 230V SCREW CONNECTION FOR R | 102.56
3RA2110-0JD15-1FB4 | FUSELESS LOAD FEEDER DIRECT START, 400V AC, SZ. S00, 0.7...1A, 3KW, 24 V DC WITH DIODE (INTEGRAT | 146.87
3RA2110-0JE15-1BB4 | LOAD FEEDER FUSELESS DIRECT START, AC 400V, SZ S00 0.7. . .1A, DC 24V SPRING-LOADED CONNECTION F | 106.98
3RH2244-1BB40 | CONTACTOR RELAY, 4NO+4NC, DC 24V, SIZE S00, SCREW TERMINAL, PERMANENT AUX. SWITCH, FOR SUVA APPL | 52.27
3RB3113-4SE0 | OVERLOAD RELAY 3...12 A FOR MOTOR PROTECTION SIZE S00, CLASS 5...30 CONTACTOR ASS. MAIN CIRCUIT: | 139.26
3RB3123-4PE0 | OVERLOAD RELAY 1...4 A FOR MOTOR PROTECTION SIZE S0, CLASS 5...30 CONTACTOR ASS. MAIN CIRCUIT: S | 150.66
3RB3123-4RB0 | OVERLOAD RELAY 0.1...0.4 A FOR MOTOR PROTECTION SIZE S0, CLASS 5...30 CONTACTOR ASS. MAIN CIRCUI | 150.66
3RT2316-2BM40 | 4NO CONTACTOR, AC1: 18A DC 220V 4-POLE, 4NO, SZ: S00, SPRING-LOADED TERMINAL | 35.22
3RT2317-2AP60 | 4NO CONTACTOR, AC1: 22A DC 220V 50HZ, 240V 60HZ 4-POLE, 4NO, SZ: S00, SPRING-LOADED TERMINAL | 37.08
3RT2325-1AG20 | 4NO CONTACTOR, AC1: 35A AC 110V 50/60HZ 4-POLE, 4NO, SZ: S0, SCREW TERMINAL 1NO+1NC INTEGR. | 55.57
3RT2325-1AP60 | 4NO CONTACTOR, AC1: 35A DC 220V 50HZ, 240V 60HZ 4-POLE, 4NO, SZ: S0, SCREW TERMINAL 1NO+1NC INTE | 55.57
3RT2325-1BG40 | 4NO CONTACTOR, AC1: 35A DC 125V 4-POLE, 4NO, SZ: S0, SCREW TERMINAL 1NO+1NC INTEGR. | 95.38
3RT2517-2AP00 | 2NO+2NC CONTACTOR, AC3: 5.5KW AC 230V 50HZ 4-POLE, 2NO+2NC, SZ: S00, SPRING-LOADED TERMINAL | 35.14
3RT2517-2BB40 | 2NO+2NC CONTACTOR, AC3: 5.5KW DC 24V 4-POLE, 2NO+2NC, SZ: S00, SPRING-LOADED TERMINAL | 39.98
3RT2017-2LB42 | COUPLING CONTACTOR RAIL, AC3:5.5KW,DC24V,0,7...1,25*US, 1NC, VARISTOR INTEGRATED, 3-POLE, SZ S00 | 42.48
3RT2017-4AG61 | CONTACTOR, AC-3, 5.5KW/400V, 1NO, AC 100V 50HZ, 100...110V 60HZ 3-POLE, SZ S00 RING CABLE LUG CO | 44.18
3RT2017-4LB41 | COUPLING CONTACTOR RAIL, AC3:5.5KW,DC24V,0,7...1,25*US, 1NO, VARISTOR INTEGRATED, 3-POLE, SZ S00 | 53.17
3RT2018-1AB01-ZW97 | CONTACTOR, AC-3, 7.5KW/400V, 1NO, AC 24V 50/60HZ, 3-POLE, SZ S00 SCREW TERMINAL MULTI-UNIT-PACKA | 46.21
3RT2018-1AD01 | CONTACTOR, AC-3, 7.5KW/400V, 1NO, AC 42V, 50/60 HZ, 3-POLE, SZ S00 SCREW TERMINAL | 44.07
3RF3410-1BD04 | SOLID-STATE CONTACTOR 3-PH 3RF3 AC53 7.4A 40 DEGREES C 48-480V / 24V DC REVERSE SWITCHING INSTA | 284.23
3RF3416-1BB26 | SOLID-STATE CONTACTOR 3-PH 3RF3 AC53 16A 40 DEGREES C 48-600V / 110-230V AC 2-PH. CONTROLLED IN | 212.7
3RF3416-2BB06 | SOLID-STATE CONTACTOR 3-PH 3RF3 AC53 16A 40 DEGREES C 48-600V / 24V DC 2-PH. CONTROLLED INSTANT | 209.54
3RT2018-1BW41 | CONTACTOR, AC-3, 7.5KW/400V, 1NO, DC 48V, 3-POLE, SZ S00 SCREW TERMINAL | 66.43
3RT2023-1AH00 | CONTACTOR, AC-3, 4KW/400V, 1NO+1NC, AC 48V 50HZ, 3-POLE, SZ S0 SCREW TERMINAL | 29.2
3RT2023-1AL20-ZX95 | CONTACTOR, AC-3, 4KW/400V, 1NO+1NC, AC 230V 50/60HZ, 3-POLE, SZ S0 SCREW TERMINAL REUSABLE PACKA | 32.54
3RT2023-1AM20 | CONTACTOR, AC-3, 4KW/400V, 1NO+1NC, AC 208V 50/60HZ, 3-POLE, SZ S0 SCREW TERMINAL | 31.85
3RT2023-1BG40 | CONTACTOR, AC-3, 4KW/400V, 1NO+1NC, DC 125V, 3-POLE, SZ S0 SCREW TERMINAL | 66.43
3RT2023-2AB04 | CONTACTOR, AC-3, 4KW/400V, 2NO+2NC, AC 24V 50HZ, 3-POLE, SZ S0 SPRING-LOADED TERMINAL REMOVABLE | 40.79
3RT2526-2AB00 | 2NO+2NC CONTACTOR, AC3: 11KW AC 24V 50HZ 4-POLE, 2NO+2NC, SZ: S0, SPRING-LOADED TERMINAL 1NO+1NC | 81.75
3RT2526-2AF00 | 2NO+2NC CONTACTOR, AC3: 11KW AC 110V 50HZ 4-POLE, 2NO+2NC, SZ: S0, SPRING-LOADED TERMINAL 1NO+1N | 80.06
3RT2526-2BG40 | 2NO+2NC CONTACTOR, AC3: 11KW DC 125V 4-POLE, 2NO+2NC, SZ: S0, SPRING-LOADED TERMINAL 1NO+1NC INT | 124.91
3RT2526-2BM40 | 2NO+2NC CONTACTOR, AC3: 11KW DC 220V 4-POLE, 2NO+2NC, SZ: S0, SPRING-LOADED TERMINAL 1NO+1NC INT | 120.9
3RT2924-5AQ21 | MAGNET COIL F. CONTACTORS 7,5KW AC 500 V, 50/60 HZ FOR MOTOR CONTACTORS SZ S0, SCREW TERMINAL | 16
3RT2926-1BF00-ZX90 | SURGE SUPPRESSOR, VARISTOR, AC 400...600V, FOR MOTOR CONTACTORS SZ S0, MULTI-UNIT PACKAGING | 9.56
3RT2926-1CC00-ZX90 | SURGE SUPPRESSOR, RC COUPLING, AC 48...127V, DC 70...150V, FOR MOTOR CONTACTORS SZ S0, MULTI-UN | 12.09
3RH2122-4AN60 | CONTACTOR RELAY, 2NO+2NC, AC 200V 50HZ, 200..220V 60HZ, SZ S00,RINGCABLE LUG CONNECTION RING CABL | 35.57
3RH2131-1AH00 | CONTACTOR RELAY, 3NO+1NC, AC 48V, 50/60 HZ, SIZE S00, SCREW TERMINAL | 29.43
3RH2131-2AN20 | CONTACTOR RELAY, 3NO+1NC, AC 220V, 50/60 HZ, SZ S00, SPRING-LOADED TERMINAL | 29.43
3RH2131-4AG60 | CONTACTOR RELAY, 3NO+1NC, AC 100V 50HZ, 100..110V 60HZ, SZ S00, RING CABLE LUG CONNECTION | 37.23
3RH2140-2AP60 | CONTACTOR RELAY, 4NO, AC 220V 50HZ, 240V 60HZ, SZ S00, SPRING-LOADED TERMINAL | 29.43
3RH2244-2AK60 | CONTACTOR RELAY, 4NO+4NC, AC110V 50HZ/120V 60HZ, SZ S00, SPRING-LOADED TERMINAL, PERMANENT AUX. S | 48.07
3RH2244-4AM20 | CONTACTOR RELAY, 4NO+4NC, AC 208 50/60 HZ, SZ S00,RINGCABLE LUG CONNECTION PERMANENT AUX. SWITCH, | 58.75
3RB3026-2RB0 | OVERLOAD RELAY 0.1...0.4 A FOR MOTOR PROTECTION SIZE S0, CLASS 20 CONTACTOR ASS. MAIN CIRCUIT: S | 98.23
3RB3113-4PB0 | OVERLOAD RELAY 1...4 A FOR MOTOR PROTECTION SIZE S00, CLASS 5...30 CONTACTOR ASS. MAIN CIRCUIT: | 139.26
3RA2110-1BE15-1BB4 | LOAD FEEDER FUSELESS DIRECT START, AC 400V, SZ S00 1.4. . .2A, DC 24V SPRING-LOADED CONNECTION F | 112.69
3RT2316-2BF40 | 4NO CONTACTOR, AC1: 18A DC 110V 4-POLE, 4NO, SZ: S00, SPRING-LOADED TERMINAL | 35.22
3RB3133-4WW1 | OVERLOAD RELAY 20...80 A FOR MOTOR PROTECTION SIZE S2, CLASS 5E...30E STAND-ALONE INSTALLATION M | 250.05
3RT2317-1AH00 | 4NO CONTACTOR, AC1: 22A AC 48V 50/60HZ 4-POLE, 4NO, SZ: S00, SCREW TERMINAL | 37.08
3RT2325-2AL20 | 4NO CONTACTOR, AC1: 35A AC 230V 50/60HZ 4-POLE, 4NO, SZ: S0, SPRING-LOADED TERMINAL 1NO+1NC INTE | 55.57
3RT2326-1BB40 | 4NO CONTACTOR, AC1: 40A DC 24V 4-POLE, 4NO, SZ: S0, SCREW TERMINAL 1NO+1NC INTEGR. | 108.99
3RT2516-2BA40 | 2NO+2NC CONTACTOR, AC3: 4KW DC 12V 4-POLE, 2NO+2NC, SZ: S00, SPRING-LOADED TERMINAL | 36.81
3RT2517-1AP60 | 2NO+2NC CONTACTOR, AC3: 5.5KW DC 220V 50HZ, 240V 60HZ 4-POLE, 2NO+2NC, SZ: S00, SCREW TERMINAL | 35.14
3RT2518-2AK60 | 2NO+2NC CONTACTOR, AC3: 7.5KW DC 110V 50HZ, 120V 60HZ 4-POLE, 2NO+2NC, SZ: S00, SPRING-LOADED TER | 44.58
3RT2018-1AN62 | CONTACTOR, AC-3, 7.5KW/400V, 1NC, AC 200V 50HZ, 200...220V 60HZ 3-POLE, SZ S00 SCREW TERMINAL | 44.07
3RT2018-1BB42 | CONTACTOR, AC-3, 7.5KW/400V, 1NC, DC 24V, 3-POLE, SZ S00 SCREW TERMINAL . | 66.43
3RT1055-6AP30 | CONTACTOR, 75KW/400V/AC-3, AC(40...60HZ)/DC OPERATION UC 220...240V W/O AUXILIARY CONTACTS 3-POL | 446.38
3RF3410-1BB24 | SOLID-STATE CONTACTOR 3-PH 3RF3 AC53 9.2A 40 DEGREES C 48-480V / 110-230V AC 2-PH. CONTROLLED I | 150.66
3RT2018-2AP02 | CONTACTOR, AC-3, 7.5KW/400V, 1NC, AC 230V, 50/60 HZ, 3-POLE, SZ S00 SPRING-LOADED TERMINAL | 41.46
3RT2018-4AN62 | CONTACTOR, AC-3, 7.5KW/400V, 1NC, AC 200V 50HZ, 200...220V 60HZ 3-POLE, SZ S00 RING CABLE LUG CO | 55.14
3RT2018-4KB42-0LA0 | CONTACTOR FOR RAIL, AC-3, 7.5KW 400V, DC 24V, 0.7...1.25*US, W. SUPPRESSOR DIODE INTEGRATED, 3-PO | 93.69
3RT2023-2NF30 | CONTACTOR, AC-3, 4KW/400V, 1NO+1NC, AC(50-60HZ)/DC ACTUAT. AC/DC 95...130V, 3-POLE, SZ S0 SPRING- | 73.79
3RT2024-1AD04 | CONTACTOR, AC-3, 5.5KW/400V, 2NO+2NC, AC 42V 50HZ, 3-POLE, SZ S0 SCREW TERMINAL REMOVABLE AUX. S | 48.78
3RP2505-1BW30 | TIME RELAY, MULTI-FUNCTION, 2 CO CONTACTS, 27 FUNCTIONS, 15 TIME SETTING RANGE(1,3,10, 30, 100) | 133.58
3VA1063-4ED36-0HA0 | CIRCUIT BREAKER 3VA1 IEC FRAME 100 BREAKING CAPACITY CLASS S ICU=36KA @ 415 V 3-POLE, LINE PROT | 316.84
3RT2535-1NF30 | 2NO+2NC CONTACTOR,AC3:18.5KW 83 - 155 V AC/DC, VARISTOR, 4-POLE, 2NO+2NC, SIZE S2, SCREW TERMINAL | 178.32
3RT2900-1SB20 | IDENTIFICATION PLATES 20X7 MM TI - GREY . . . | 0.21
3RT2924-5AC11 | MAGNET COIL F. CONTACTORS 7,5KW AC 24V, 60HZ FOR MOTOR CONTACTORS SZ S0, SCREW TERMINAL | 16
3RT2924-5AD21 | MAGNET COIL F. CONTACTORS 7,5KW AC 42V, 50/60HZ FOR MOTOR CONTACTORS SZ S0, SCREW TERMINAL | 16
3RA2110-1AE15-1AP0 | LOAD FEEDER FUSELESS DIRECT START, AC 400V, SZ S00 1.1. . .1.6A, AC 230V SPRING-LOADED CONNECTION | 105.72
3RT2326-2BG40 | 4NO CONTACTOR, AC1: 40A DC 125V 4-POLE, 4NO, SZ: S0, SPRING-LOADED TERMINAL 1NO+1NC INTEGR. | 112.98
3RT2327-1AK60 | 4NO CONTACTOR, AC1: 50A DC 110V 50HZ, 120V 60HZ 4-POLE, 4NO, SZ: S0, SCREW TERMINAL 1NO+1NC INTE | 101.08
3RT2327-1BB40 | 4NO CONTACTOR, AC1: 50A DC 24V 4-POLE, 4NO, SZ: S0, SCREW TERMINAL 1NO+1NC INTEGR. | 147.03
3RT2336-1NB30 | 4NO CONTACTOR,AC1:60A 20-33V AC/DC,VARISTOR, 4-POLE, 4NO, SIZE S2, SCREW TERMINAL 1NO+1NC INTEGR | 212.24
3RT2018-1BE42 | CONTACTOR, AC-3, 7.5KW/400V, 1NC, DC 60V, 3-POLE, SZ S00 SCREW TERMINAL | 70.42
3RT1054-6PF35 | CONTACTOR, 55KW/400V/AC-3 AC(40...60HZ)/DC OPERATION UC 96-127V AUXILIARY CONTACTS 1NO+1NC 3-POL | 590.78
3RT2018-2BF41 | CONTACTOR, AC-3, 7.5KW/400V, 1NO, DC 110V 3-POLE, SZ S00 SPRING-LOADED TERMINAL | 66.43
3RT2018-2BF42 | CONTACTOR, AC-3, 7.5KW/400V, 1NC, DC 110V 3-POLE, SZ S00 SPRING-LOADED TERMINAL | 66.43
3RT2018-2KF42-0LA0 | CONT. F. RAILW. A., AC-3, 7.5KW 400V, DC 110V, 0,7...1,25*US, W.SUPPRESSORDIODE INTEGRATED, 3-POL | 74.96
3RT2018-2KG42-0LA0 | CONT. F. RAILW. A., AC-3, 7.5KW 7.5KW/400V,DC125V,0,7...1,25*US W.SUPPRESSORDIODE INTEGRATED, 3-P | 78.91
3RT2024-1AH20 | CONTACTOR, AC-3, 5.5KW/400V, 1NO+1NC, AC 48V 50/60HZ, 3-POLE, SZ S0 SCREW TERMINAL | 37.08
3RT2916-1EH00-ZX90 | SURGE SUPPRESSOR, DIODE COMBINATION, DC 12...250V, F. CONT. RELAYS A. MOTOR CONT. SZ S00, MULTI | 8.41
3RT2916-1JL00 | SURGE SUPPRESSOR, VARISTOR WITH LED, AC 127...240V, DC 70...150V F. CONT. RELAYS A. MOTOR CONT. | 9.32
3RT2916-1JL00-ZX90 | SURGE SUPPRESSOR, VARISTOR WITH LED, AC 127...240V, DC 70...150V F. CONT. RELAYS A. MOTOR CONT. | 10.39
3RT2916-1PB2 | SURGE SUPPRESSOR, VARISTOR, 575V 50/60HZ, 5.5KW, FOR MOTOR CONTACTORS SZ S00, | 32.09
3RT2926-5AV61 | MAGNET COIL F. CONTACTOR 18,5KW AC 480V, 60HZ FOR MOTOR CONTACTORS SZ S0, SCREW TERMINAL | 16
3RT2936-1BD00 | SURGE SUPPRESSOR, VARISTOR, 127...240V AC, 150...250V DC, FOR CONTACTORS SIZE S2 | 9.32
3RT2936-1CB00-ZX90 | SURGE SUPPRESSOR, RC ELEMENT, 24...48V AC, 24...70V DC, FOR CONTACTORS SIZE S2 | 12.35
3RT2936-1CD00 | SURGE SUPPRESSOR, RC ELEMENT, 127...240V AC, 150...250V DC, FOR CONTACTORS SIZE S2 | 12.09
3RT2024-2AG24 | CONTACTOR, AC-3, 5.5KW/400V, 2NO+2NC, AC110V 50/60HZ, 3-POLE, SZ S0 SPRING-LOADED TERMINAL REMOV | 46.09
3RT2026-1AL24-3MA0 | CONTACTOR, AC-3, 11KW/400V, 2NO+2NC, AC 230V 50/60HZ, 3-POLE, SZ S0 SCREW TERMINAL PERMANENT AUX | 74.39
3RT2026-1AR60 | CONTACTOR, AC-3, 11KW/400V, 1NO+1NC, AC 400V 50HZ, 400...440V 60HZ, 3-POLE, SZ S0 SCREW TERMINAL | 63.58
3RT2026-1BB40-ZX95 | CONTACTOR, AC-3, 11KW/400V, 1NO+1NC, DC 24V, 3-POLE, SZ S0 SCREW TERMINAL REUSABLE PACKAGING; P | 108.24
3RT2026-1BF44 | CONTACTOR, AC-3, 11KW/400V, 2NO+2NC, DC 110V, 3-POLE, SZ S0 SCREW TERMINAL REMOVABLE AUX. SWITCH | 108.42
3RU2126-4EC0 | OVERLOAD RELAY 27...32 A FOR MOTOR PROTECTION SZ S0, CLASS 10, F. MOUNTING ONTO CONTACTOR MAIN C | 76.53
3RU2126-4NB0 | OVERLOAD RELAY 23...28 A FOR MOTOR PROTECTION SZ S0, CLASS 10, F. MOUNTING ONTO CONTACTOR MAIN C | 76.53
3RU2136-4AB0 | OVERLOAD RELAY 11...16 A FOR MOTOR PROTECTION SIZE S2, CLASS 10 FOR MOUNTING ONTO CONTACTORS MAI | 60.73
3RU2136-4GB0 | OVERLOAD RELAY 36...45 A FOR MOTOR PROTECTION SIZE S2, CLASS 10 FOR MOUNTING ONTO CONTACTORS MAI | 98.1
3RT2027-1AP60 | CONTACTOR, AC-3, 15KW/400V, 1NO+1NC, AC 220V 50HZ, 240V 60HZ 3-POLE, SZ S0 SCREW TERMINAL | 87.99
3RT2027-1AU20 | CONTACTOR, AC-3, 15KW/400V, 1NO+1NC, AC 380V 50/60HZ, 3-POLE, SZ S0 SCREW TERMINAL | 90.86
3RT2027-1BB40 | CONTACTOR, AC-3, 15KW/400V, 1NO+1NC, DC 24V, 3-POLE, SZ S0 SCREW TERMINAL | 132.28
FDK:083N8272 | MAG 3100 E FLANGE 25MM CL 300 ETC | 397.42
FDK:083N8283 | MAG 3100 E FLANGE 50MM CLASS 150 & 300 | 412.85
A5E32910805 | KIT DN50 DIN11864-2 FORM A TANK CONNECTION,M8 HARDWARE (NUT/BOLT/WASHER), FKM SEAL CLASS I | 184.79
A5E32910816 | KIT DN50 DIN11864-3 FORM A TANK CONNECTION,CLAMP,FKM SEAL CLASS I | 243.28
FDK:085B5455 | SONO 3200 COMPLETE TRANSDUCER, O-RING GASKET IN FKM 602, LIQUID TEMPERATURE: -20 TO +200DEG.C, | 3818.84
8PQ5000-2BA32 | SIVACON S4 SEPARATION VERTICAL BESIDES FORM3 UP TO 250A HEIGHT 250MM | 42.28
8PQ5000-2BA37 | SIVACON S4 SEPARATION VERTICAL BESIDES SHAPE3 HEIGHT 400MM | 49.74
A5E03461432 | SITRANS FUE950 SPARE PART: FUE950 PULSE INPUT MODULE WITH 2 INPUTS (7ME348 VERSIONS ONLY). | 133.09
A5E03549429 | SPAREPART SITRANS FCT030 BLIND LID LARGE (122 MM) | 412.11
A5E03617086 | 7ML5423XXXXX2CBX,HART SU<3.6MA,NPT LR200 ENCLOSURE WITH BOARD STACK, LUI DISPLAY, 6.3 GHZ, LR200 | 2610.89
A5E03461437 | SITRANS FUE950 SPARE PART: FUE950 COMBI. PULSE MODULE WITH 2 INPUTS AND 1 OUTPUT (7ME348 VERSI | 123.03
A5E31809732 | QUICK START GUIDE, CHINESE (SIMPLIFIED) | 210.67
1FK7084-2AF71-1SH0-ZS30 | SIMOTICS S SYNCHRONOUS MOTOR 1FK7-CT PN=3,1 KW; UZK=600V M0=20NM (100K); NN=3000RPM; NATURAL COO | 2421.38
JJY:023163720018 | FA. HEINE BREAKING RESISTOR FOR POWERMODULE FSC1 P_MAX=4000W/12S/5% ED R=37 OHM P_DAUER=200W | 188.31
LZS:RT78725 | PLUG-IN RELAY, BASE 15MM | 6.01
1FK7024-5AK71-0VG3-ZS55 | SIMOTICS S-1FK7 SYNCHRON-SERVO-MOTOR 1FK7 COMPACT; NATURAL COOLING NN=6000U/MIN; UZK=600V; DESI | 2883.99
1FT7087-7SH71-4BH0-ZN05N27X09 | SIMOTICS S SYNCHRONOUS MOTOR 1FT7, 48 NM (100K), 4500 RPM, 10,80KW SEPARATE VENTILATION; FRAME S | 9068.35
1FT7108-5AB71-1CG0-ZL13 | SIMOTICS S SYNCHRONOUS MOTOR 1FT7, 70 NM (100K), 1500 RPM, 9,58KW NATURAL AIR COOLING; DESIGN IM | 10997.05
1FK7022-5AK71-1VU3-ZA31 | SIMOTICS S-1FK7 SYNCHRON-SERVO-MOTOR 1FK7 COMPACT; NATURAL COOLING NN=6000U/MIN; UZK=600V; DESI | 2454.53
3RT2016-1AP02 | CONTACTOR, AC-3, 4KW/400V, 1NC, AC 230V, 50/60 HZ, 3-POLE, SZ S00 SCREW TERMINAL | 26.48
3RT2016-1AQ02 | CONTACTOR, AC-3, 4KW/400V, 1NC, AC 380V, 50/60 HZ, 3-POLE, SZ S00 SCREW TERMINAL | 29.25
3RT2016-1FB42 | CONTACTOR, AC-3, 4KW/400V, 1NC, DC 24V, W. INTEGRATED DIODE 3-POLE, SZ S00 SCREW TERMINAL | 36.17
3RT2016-1VB42 | COUPLING RELAY, AC-3, 4KW/400V, 1NC, DC 24V, 0.85...1.85*US, W. INTEGRATED DIODE 3-POLE SZ S00, S | 36.17
3RT2016-2AB02-ZW97 | CONTACTOR, AC-3, 4KW/400V, 1NC, AC 24V, 50/60 HZ, 3-POLE, SZ S00 SPRING-LOADED TERMINAL MULTI-UN | 29.5
3RT2016-2AP02 | CONTACTOR, AC-3, 4KW/400V, 1NC, AC 230V, 50/60 HZ, 3-POLE, SZ S00 SPRING-LOADED TERMINAL | 26.48
3RT2016-2AP02-ZX95 | CONTACTOR, AC-3, 4KW/400V, 1NC, AC 230V, 50/60 HZ, 3-POLE, SZ S00 SPRING-LOADED TERMINAL REUSABL | 29.5
3NA3817-6KJ | NH-FUSE-LINK SIZE 000 40A GG 690V WITH TOP-INDICATOR NON-INSULATED GRIP-LUGS | 21.85
3RT2015-1AN22 | CONTACTOR, AC-3, 3KW/400V, 1NC, AC 220V, 50/60 HZ, 3-POLE, SZ S00 SCREW TERMINAL | 24.75
3RT2015-1AQ02 | CONTACTOR, AC-3, 3KW/400V, 1NC, AC 380V 50/60HZ, 3-POLE, SZ S00 SCREW TERMINAL | 27.32
3NJ4101-3BF01 | FUSE SWITCH DISCONNECTOR 1POLE SWITCHABLE, SIZE 00 I=160A, U=AC690V FLAT TERMINAL M8 FOR CABLE L | 147.21
3KD3230-0NE10-0 | SWITCH-DISCONNECTOR 125A, FRAME SIZE 2, 3-POLE FRONT OPERATING LEFT BASIC UNIT WITHOUT HANDLE F | 117.39
3KD3640-0NE20-0 | SWITCH-DISCONNECTOR 200A, FRAME SIZE 3, 4-POLE FRONT OPERATING CENTER BASIC UNIT WITHOUT HANDLE | 187.95
3KD5234-0RE40-0 | SWITCH-DISCONNECTOR 1250A, FRAME SIZE 5, 3-POLE SIDE OPERATING RIGHT BASIC UNIT WITHOUT HANDLE | 1973.07
3KD5240-0RE20-0 | SWITCH-DISCONNECTOR 1250A, FRAME SIZE 5, 4-POLE FRONT OPERATING CENTER BASIC UNIT WITHOUT HANDLE | 2472.57
3RT2926-4PA00 | COMBINATION SCREW SET 100 PCS F. CONT. RELAYS A. MOTOR CONT. SZ S0 SZ S0, M3 F. AUX. CURRENT PAT | 0.78
3RT2926-5AC21 | MAGNET COIL F. CONTACTOR 18,5KW AC 24V, 50/60HZ FOR MOTOR CONTACTORS SZ S0, SCREW TERMINAL | 13.4
3RT2026-2CK64-3MA0 | CONTACTOR, AC-3, 11KW/400V, 2NO+2NC, AC 110V 50HZ 120V 60HZ, W. PLUGGED-IN VARISTOR 3POLE, SZ. S | 82.91
3RT2026-2FB44-3MA0 | CONTACTOR, AC-3, 11KW/400V, 2NO+2NC, DC 24V, W. PLUGGED-IN DIODE ASSEMBLIES 3-POLE, SZ S0 SPRING | 122.07
3RT2026-2KF40 | COUPLING RELAY, AC-3, 11KW/400V, 1NO+1NC, DC 110V, W. PLUGGED-IN VARISTOR 3-POLE, SZ S0 SPRING-L | 106.15
3RT2026-2XB40-1LA2 | CONT. F. RAILW. A., AC-3, 11KW/400V, 1NO+1NC, AC(40-60HZ)/DC-OPERATED, UC 24V, 0,7...1,25*US, W. | 135.7
3RT2027-2NF30 | CONTACTOR, AC-3, 15KW/400V, 1NO+1NC, AC(50-60HZ)/DC ACTUAT. AC/DC 95...130V, 3-POLE, SZ S0 SPRING | 154.42
3RT2027-2XJ40-0LA2 | CONT. F. RAILW. A., AC-3, 15KW/400V, 1NO+1NC, . DC 72 V, 0,7...1,25*US, W. VARISTOR INTEGRATED, | 179.94
3RT2028-1AB04 | CONTACTOR, AC-3, 18.5KW/400V, 2NO+2NC, AC 24V 50HZ, 3-POLE, SZ S0 SCREW TERMINAL REMOVABLE AUX. | 110.12
3RT2028-1AC20 | CONTACTOR, AC-3, 18.5KW/400V, 1NO+1NC, AC 24V 50/60HZ, 3-POLE, SZ S0 SCREW TERMINAL | 98.21
3RV2902-2AP0 | UNDERVOLTAGE RELEASE, AC 230V/50HZ, AC 240V/60HZ, WITH SPRING-L. CONNECTION, FOR CIRCUIT-BREAKERS | 24.93
3RV2011-0EA15-ZW97 | CIRCUIT-BREAKER SZ S00, FOR MOTOR PROTECTION, CLASS 10, A-REL. 0.28...0.4A, N-RELEASE5.2A SCREW | 64.57
3RV2011-0EA15-ZX95 | CIRCUIT BREAKER SZ S00, FOR MOTOR PROTECTION, CLASS 10, A-REL. 0.28...0.4A, N-RELEASE 5.2A SCREW | 64.57
3RV2011-0FA10-ZX95 | CIRCUIT-BREAKER SZ S00, FOR MOTOR PROTECTION, CLASS 10, A-REL.0.35...0.5A, N-REL.6.5A SCREW CONNE | 50.84
3RV2011-0HA10-ZX95 | CIRCUIT-BREAKER SZ S00, FOR MOTOR PROTECTION, CLASS 10, A-REL.0.55...0.8A, N-REL.10 A SCREW CONNE | 54.57
3RV2938-1K | PHASE BARRIER FOR CIRCUIT BREAKER SIZE S2 | 7.68
3RV2011-1DA15-ZW96 | CIRCUIT-BREAKER SZ S00, FOR MOTOR PROTECTION, CLASS 10, A-REL. 2.2...3.2A, N-AUSL.42A SCREW CONN | 74.06
3RV2011-1DA25 | CIRCUIT-BREAKER SZ S00, FOR MOTOR PROTECTION, CLASS 10, A-RELEASE2.2...3.2A, N-RELEASE 42A, SPRI | 62.69
3RV2011-1EA20-ZW96 | CIRCUIT-BREAKER SZ S00, FOR MOTOR PROTECTION, CLASS 10, A-REL. 2.8...4A, N-REL. 52A, SPRING-L. CO | 60.27
3RV2011-1FA10-ZW96 | CIRCUIT-BREAKER SZ S00, FOR MOTOR PROTECTION, CLASS 10, A-REL. 3.5...5A, N-REL. 65A, SCREW CONNEC | 60.27
3RV2011-1FA15 | CIRCUIT-BREAKER SZ S00, FOR MOTOR PROTECTION, CLASS 10, A-RELEASE 3.5...5A, N-RELEASE 65A, SCREW | 62.69
3RT2028-2AP00-ZX95 | CONTACTOR, AC-3, 18.5KW/400V, 1NO+1NC, AC 230V 50HZ, 3-POLE, SZ S0 SPRING-LOADED TERMINAL REUSAB | 109.51
3RT2028-2AV04 | CONTACTOR, AC-3, 18.5KW/400V, 2NO+2NC, AC 400V 50HZ, 3-POLE, SZ S0 SPRING-LOADED TERMINAL REMOVA | 112.41
3RT2028-2BB40-ZX95 | CONTACTOR, AC-3, 18.5KW/400V, 1NO+1NC, DC 24V, 3-POLE, SZ S0 SPRING-LOADED TERMINAL REUSABLE PAC | 160.79
3RT2035-1AB00-1AA0 | CONTACTOR,AC3:18.5KW/400V, 1NO+1NC, 24V AC 50HZ, 3-POLE, SIZE S2, SCREW TERMINAL UPRIGHT MOUNTIN | 114.32
3RT2036-1NB30-0CC0 | CONTACTOR,AC3:22KW/400V, 1NO+1NC, 20-33VAC/DC, COM.CAP. WITH VARISTOR, 3-POLE, SIZE S2, SCREW TE | 204.58
3RT2036-1NE34 | CONTACTOR,AC3:22KW/400V, 2NO+2NC, 48 - 80V AC/DC, WITH VARISTOR, 3-POLE, SIZE S2, SCREW TERMINAL | 214.43
3RT2036-3AF04 | CONTACTOR,AC3:22KW/400V, 2NO+2NC, 110V AC 50HZ, 3-POLE, SIZE S2, SPRING-TYPE TERMINAL | 136.75
3RT2036-3AG20 | CONTACTOR,AC3:22KW/400V, 1NO+1NC, 110V AC 50/60HZ, 3-POLE, SIZE S2, SPRING-TYPE TERMINAL | 126.9
3RV2021-0HA20-ZX95 | CIRCUIT BREAKER SZ S0, FOR MOTOR PROTECTION, CLASS 10, A-REL. 0.55...0.8A, N-REL. 10A SPRING-L. C | 56.72
3RV2021-0JA10 | CIRCUIT-BREAKER SZ S0, FOR MOTOR PROTECTION, CLASS 10, A-REL. 0.7...1A, N-RELEASE 13A, SCREW CONN | 48
3RT1456-6PF35 | CONTACTOR, 275A/AC-1 AC(40...60HZ)/DC OPERATION UC 96-127V AUXILIARY CONTACTS 1NO+1NC 3-POLE, SI | 634.56
3RT1466-6PF35 | CONTACTOR, 400A/AC-1 AC(40...60HZ)/DC OPERATION UC 96-127V AUXILIARY CONTACTS 1NO+1NC 3-POLE, SI | 1165.15
3RT2926-5AG61 | MAGNET COIL F. CONTACTOR 18,5KW AC 100V, 50/60HZ, 110V, 60HZ FOR MOTOR CONTACTORS SZ S0, SCREW TE | 16
3RT2926-5AR01 | MAGNET COIL F. CONTACTOR 18,5KW AC 415 V, 50 HZ FOR MOTOR CONTACTORS SZ S0, SCREW TERMINAL | 16
3RT2936-1ER00 | SURGE SUPPRESSOR, DIODE COMBINATION 24V DC, FOR CONTACTORS SIZE S2 | 18.86
3RT1066-6AF36-0UA0 | CONTACTOR, 160KW/400V/AC-3 AC(40...60HZ)/DC OPERATION UC 110-127V AUXILIARY CONTACTS 2NO+2NC 3-P | 1077.64
3RT2024-1BG40 | CONTACTOR, AC-3, 5.5KW/400V, 1NO+1NC, DC 125V, 3-POLE, SZ S0 SCREW TERMINAL | 70.99
3RT2024-2AC24 | CONTACTOR, AC-3, 5.5KW/400V, 2NO+2NC, AC 24V 50/60HZ, 3-POLE, SZ S0 SPRING-LOADED TERMINAL REMOV | 46.09
3RT2025-2CL24-3MA0 | CONTACTOR, AC-3, 7.5KW/400V, 2NO+2NC, AC 230V 50/60HZ, W. PLUGGED-IN VARISTOR 3-POLE, SZ S0 SPRI | 67
3RT2026-1AG60 | CONTACTOR, AC-3, 11KW/400V, 1NO+1NC, AC 100V 50HZ, 100...110V 60HZ, 3-POLE, SZ S0 SCREW TERMINAL | 63.58
3RT2026-2AB00-1AA0 | CONTACTOR, AC-3, 11KW/400V, 1NO+1NC, AC 24V 50HZ, 3-POLE, SZ S0 SPRING-LOADED TERMINAL | 68.68
3RT2026-2AF00 | CONTACTOR, AC-3, 11KW/400V, 1NO+1NC, AC110V 50HZ, 3-POLE, SZ S0 SPRING-LOADED TERMINAL | 61.33
3RT2027-1AB04 | CONTACTOR, AC-3, 15KW/400V, 2NO+2NC, AC 24V 50HZ, 3-POLE, SZ S0 SCREW TERMINAL REMOVABLE AUX. SW | 98.8
3RT2027-1AP00 | CONTACTOR, AC-3, 15KW/400V, 1NO+1NC, AC 230V 50HZ, 3-POLE, SZ S0 SCREW TERMINAL | 87.99
3RU2126-4CJ0 | OVERLOAD RELAY 17...22 A FOR MOTOR PROTECTION SZ S0, CLASS 10, F. MOUNTING ONTO CONTACTOR MAIN C | 57.42
3RU2136-4KD1 | OVERLOAD RELAY 62...73 A FOR MOTOR PROTECTION SIZE S2, CLASS 10 STAND-ALONE INSTALLATION MAIN CI | 140.67
3RU2916-3AC01 | STAND-ALONE INSTALLATION SUPPORT FOR 3RU21/3RB30/3RB31/3RR2 SZ S00, STAND-ALONE INSTALLATION MA | 9.32
3RT2027-1AP00-ZX95 | CONTACTOR, AC-3, 15KW/400V, 1NO+1NC, AC 230V 50HZ, 3-POLE, SZ S0 SCREW TERMINAL REUSABLE PACKAGI | 98.12
3RT2027-1KB40 | COUPLING RELAY, AC-3, 15KW/400V, 1NO+1NC, DC 24V, W. PLUGGED-IN VARISTOR 3-POLE, SZ S0 SCREW TER | 137.37
3RT2027-2BB44 | CONTACTOR, AC-3, 15KW/400V, 2NO+2NC, DC 24V, 3-POLE, SZ S0 SPRING-LOADED TERMINAL REMOVABLE AUX. | 142.49
3RT2027-2DB44-3MA0 | CONTACTOR, AC-3, 15KW/400V, 2NO+2NC, 24 V DC, W. INSERTED VARISTOR 3-POLE, SIZE S0 SPRING-TYPE T | 155.55
3RT2028-1AF04 | CONTACTOR, AC-3, 18.5KW/400V, 2NO+2NC, AC 110V 50HZ, 3-POLE, SZ S0 SCREW TERMINAL REMOVABLE AUX. | 110.12
3RT2028-1AG20-0JA0 | CONTACTOR, AC-3, 18.5KW/400V, 1NO+1NC, AC 110V 50/60HZ, 3-POLE, SZ S0, INDIA 40 A SCREW TERMINAL | 99.91
3RV2902-4DP0 | VOLTAGE RELEASE, AC 210...240V, 50/60HZ,100% ED, AC 190...330V,50/60HZ, 5SEC ED, DC 190...330V, 5 | 31.15
3RV2921-1M | SIGNALING SWITCH, FOR CIRCUIT-BREAKERS 3RV2. W. SCREW CONNECTION, | 16
3RV2928-0B | PUSH-IN LUG | 0.27
3RV2011-0HA20-ZX95 | CIRCUIT-BREAKER SZ S00, FOR MOTOR PROTECTION, CLASS 10, A-REL.0.55...0.8A, N-REL.10A, SPRING-L. C | 54.57
3RV2011-1BA40 | CIRCUIT-BREAKER SZ S00, FOR MOTOR PROTECTION, CLASS 10, A-REL. 1.4...2A, N-RELEASE 26A, RING CABL | 67.73
3RV2011-1DA10-ZW96 | CIRCUIT-BREAKER SZ S00, FOR MOTOR PROTECTION, CLASS 10, A-REL.2.2...3.2A, N-REL. 42A, SCREW CONNE | 60.27
3RV1011-1HA10 | CIRCUIT-BREAKER SIZE S00, FOR MOTOR PROTECTION, CLASS 10, A-REL. 5.5...8A, N-REL. 104A, SCREW TER | 57.91
3RV1011-1KA15-0BA0 | SPECIAL TYPE CIRCUIT BREAKER SIZE S00, FOR MOTOR PROTECTION, CLASS 10, A-RELEASE 9...12A, SHORT- | 102.2
3RT2035-1AP00-1AA0 | CONTACTOR,AC3:18.5KW/400V, 1NO+1NC, 230V AC 50HZ, 3-POLE, SIZE S2, SCREW TERMINAL UPRIGHT MOUNTI | 114.32
3RT2035-1AV00 | CONTACTOR,AC3:18.5KW/400V, 1NO+1NC, 400V AC 50HZ, 3-POLE, SIZE S2, SCREW TERMINAL | 103.4
3RT2036-1AN60 | CONTACTOR,AC3:22KW/400V, 1NC+1NO,200VAC50HZ/200.220V60HZ 3-POLE, SIZE S2, SCREW TERMINAL | 129.1
3RT2036-1AP04-3MA0 | CONTACTOR,AC3:22KW/400V, 2NO+2NC, 230V AC 50HZ, 3-POLE, SIZE S2, SCREW TERMINAL, AUXILIARY CONTA | 138.41
3RT2036-3AN20 | CONTACTOR,AC3:22KW/400V, 1NO+1NC, 220V AC 50/60HZ, 3-POLE, SIZE S2, SPRING-TYPE TERMINAL | 126.9
3RU2116-0DB0 | OVERLOAD RELAY 0.22...0.32 A FOR MOTOR PROTECTION SZ S00, CLASS 10, F. MOUNTING ONTO CONTACTOR M | 46.45
3RU2116-0EC0 | OVERLOAD RELAY 0.28...0.40 A FOR MOTOR PROTECTION SZ S00, CLASS 10, F. MOUNTING ONTO CONTACTOR M | 46.45
3RV2011-1HA20 | CIRCUIT-BREAKER SZ S00, FOR MOTOR PROTECTION, CLASS 10, A-RELEASE 5.5...8A, N-RELEASE 104A, SPRI | 50.99
3RV2011-1JA10-ZW96 | CIRCUIT-BREAKER SZ S00, FOR MOTOR PROTECTION, CLASS 10, A-REL. 7...10A, N-REL. 130A, SCREW CONNEC | 67.73
3RV2011-4AA10-0BA0 | CIRCUIT-BREAKER SZ S00, FOR MOTOR PROTECTION, CLASS 10, A-RELEASE 11...16A, N-RELEASE 208A, SCRE | 81.96
3RV2021-0GA20-ZX95 | CIRCUIT BREAKER SZ S0, FOR MOTOR PROTECTION, CLASS 10, A-REL. 0.45...0.63A, N-REL.8.2A SPRING-L. | 53.3
3RT2037-1AB04 | CONTACTOR,AC3:30KW/400V, 2NO+2NC, 24V AC 50HZ, 3-POLE, SIZE S2, SCREW TERMINAL | 189.83
3RT2037-3AF06 | CONTACTOR,AC3:30KW/400V, 2NO+2NC, 110V AC 50HZ, 3-POLE, SIZE S2, SPRING-TYPE TERMINAL LATERAL AU | 193.1
3RT2037-3AP06 | CONTACTOR,AC3:30KW/400V, 2NO+2NC, 230V AC 50HZ, 3-POLE, SIZE S2, SPRING-TYPE TERMINAL LATERAL AU | 193.1
3RV2021-1DA20 | CIRCUIT-BREAKER SZ S0, FOR MOTOR PROTECTION, CLASS 10, A-REL.2.2...3.2A, N-REL. 42A SPRING-L. CON | 53.24
3RV2021-1GA10-ZX95 | CIRCUIT BREAKER SZ S0, FOR MOTOR PROTECTION, CLASS 10, A-REL. 4.5...6.3A, N-REL. 82A SCREW CONNEC | 62.93
3RV2021-4DA40 | CIRCUIT-BREAKER SZ S0, FOR MOTOR PROTECTION, CLASS 10, A-RELEASE 20...25A, N-RELEASE 325A, RING | 100.01
3RV2021-4FA15 | CIRCUIT-BREAKER SZ S0, FOR MOTOR PROTECTION, CLASS 10, A-RELEASE 34...40A, N-RELEASE 480A, SCREW | 135.54
3RV2111-0EA10 | CIRCUIT-BREAKER SZ S00, FOR MOTOR PROTECTION, CLASS 10, W. OVERLOAD RELAY FUNCTION A-RELEASE 0.28 | 78.73
3RT2037-3AV00 | CONTACTOR,AC3:30KW/400V, 1NO+1NC, 400V AC 50HZ, 3-POLE, SIZE S2, SPRING-TYPE TERMINAL | 181.06
3RT2038-1AL24 | CONTACTOR,AC3:37KW/400V, 2NO+2NC, 230V AC 50/60HZ, 3-POLE, SIZE S2, SCREW TERMINAL | 210.06
3RT2038-1AV04 | CONTACTOR,AC3:37KW/400V, 2NO+2NC, 400V AC 50HZ, 3-POLE, SIZE S2, SCREW TERMINAL | 214.43
4EU2421-0AB00-4B | COMMUTATING CHOKE FOR CONVERTER; PHASES:3; UN1(V):400; ITHMAX 1(A) / F1(HZ):91,1 /60; I LN (A):8 | 1635.76
3RU2116-1FC1 | OVERLOAD RELAY 3.5...5.0 A FOR MOTOR PROTECTION SZ S00, CLASS 10, STAND-ALONE INSTALLATION MAIN | 59.32
3RU2116-1KJ0-ZX95 | OVERLOAD RELAY 9.0...12,5 A FOR MOTOR PROTECTION SIZE S00, CLASS 10 CONTACTOR ASS. MAIN CIRCUIT: | 53.5
3RU2116-4AC1 | OVERLOAD RELAY 11...16 A FOR MOTOR PROTECTION SZ S00, CLASS 10, STAND-ALONE INSTALLATION MAIN CI | 59.32
3RV2111-0KA10 | CIRCUIT-BREAKER SZ S00, FOR MOTOR PROTECTION, CLASS 10, W. OVERLOAD RELAY FUNCTION A-RELEASE 0.9. | 81.42
3RV2121-4NA10 | CIRCUIT-BREAKER SZ S0, FOR MOTOR PROTECTION, CLASS 10, W. OVERLOAD RELAY FUNCTION A-RELEASE 23... | 145.18
3RV2321-1AC10 | CIRCUIT-BREAKER SZ S0, FOR STARTER COMBINATION, RATED CURRENT 1.6A, N-REL. 21A SCREW CONNECTION, | 52.96
3RV2321-1HC20 | CIRCUIT-BREAKER SZ S0, FOR STARTER COMBINATION, RATED CURRENT 8A, N-REL. 104A SPRING-L. CONNECTIO | 54.1
3RV2411-0CA20 | CIRCUIT-BREAKER SZ S00, FOR TRANSFORMER PROT. A-RELEASE 0.18...0.25A, N-RELEASE 5.2A SPRING-L. C | 53.37
3RV2411-1BA10 | CIRCUIT-BREAKER SZ S00, FOR TRANSFORMER PROT. A-RELEASE 1.4...2A, N-RELEASE 42A, SCREW CONNECTIO | 56.76
3RT2027-1BW40 | CONTACTOR, AC-3, 15KW/400V, 1NO+1NC, DC 48V, 3-POLE, SZ S0 SCREW TERMINAL | 132.28
3RT2028-1AU20 | CONTACTOR, AC-3, 18.5KW/400V, 1NO+1NC, AC 380V 50/60HZ, 3-POLE, SZ S0 SCREW TERMINAL | 101.62
3RT2028-1BG40 | CONTACTOR, AC-3, 18.5KW/400V, 1NO+1NC, DC 125V, 3-POLE, SZ S0 SCREW TERMINAL | 149.3
3RT2028-1FB40 | CONTACTOR, AC-3, 18.5KW/400V, 1NO+1NC, DC 24V, W.INTEGR.DIODE 3-POLE, SZ S0 SCREW TERMINAL | 160.07
3RT2028-2AG20 | CONTACTOR, AC-3, 18.5KW/400V, 1NO+1NC, AC 110V 50/60HZ, 3-POLE, SZ S0 SPRING-LOADED TERMINAL | 98.21
3RV2011-0JA20 | CIRCUIT-BREAKER SZ S00, FOR MOTOR PROTECTION, CLASS 10, A-REL. 0.7...1A, N-RELEASE 13A, SPRING-L. | 46.17
3RV2011-0KA10-ZX95 | CIRCUIT-BREAKER SZ S00, FOR MOTOR PROTECTION, CLASS 10, A-REL.0.9...1.25A, N-REL.16A, SCREW CONNE | 57.73
3RV2011-0KA20-ZW97 | CIRCUIT-BREAKER SZ S00, FOR MOTOR PROTECTION, CLASS 10, A-REL.0.9...1.25A, N-REL.16A, SPRING-L. C | 57.73
3RV2011-1AA20-ZW96 | CIRCUIT-BREAKER SZ S00, FOR MOTOR PROTECTION, CLASS 10, A-REL.1.1...1.6A, N-RELEASE 21A, SPRING- | 57.73
3RT2035-3AN20 | CONTACTOR,AC3:18.5KW/400V, 1NO+1NC, 220V AC 50/60HZ, 3-POLE, SIZE S2, SPRING-TYPE TERMINAL | 99.56
3RT2035-3AP06 | CONTACTOR,AC3:18.5KW/400V, 2NO+2NC, 230V AC 50HZ, 3-POLE, SIZE S2, SPRING-TYPE TERMINAL LATERAL | 114.32
3RT2035-3NF30 | CONTACTOR,AC3:18.5KW/400V, 1NO+1NC, 84 - 155V AC/DC, WITH VARISTOR, 3-POLE, SIZE S2, SPRING-TYPE | 152.05
3RT2035-3XB40-0LA2 | RAIL-CONTACTOR, AC-3, 18.5KW/400V, 1NO+1NC, 24VDC, 0.7...1.25*US, WITH VARISTOR, 3-POLE, SIZE S2 | 193.64
3RV2011-1JA20-ZW96 | CIRCUIT-BREAKER SZ S00, FOR MOTOR PROTECTION, CLASS 10, A-REL. 7...10A, N-REL. 130A, SPRING-L. CO | 67.73
3RV2011-1JA25 | CIRCUIT-BREAKER SZ S00, FOR MOTOR PROTECTION, CLASS 10, A-RELEASE 7...10A, N-RELEASE 130A, SPRIN | 69.11
3RV2011-1KA10-ZW96 | CIRCUIT-BREAKER SZ S00, FOR MOTOR PROTECTION, CLASS 10, A-REL. 9..12.5A, N-REL. 163A, SCREW CONNE | 67.73
3RV2011-1KA15-0BA0 | CIRCUIT-BREAKER SZ S00, FOR MOTOR PROTECTION, CLASS 10, A-RELEASE 9..12.5A, N-RELEASE 163A, SCRE | 91.07
3RT2037-1AR64 | CONTACTOR,AC3:30KW/400V, 1NO+1NC,400VAC50HZ/400.440V60HZ 3-POLE, SIZE S2, SCREW TERMINAL | 193.1
3RT2037-1AU00 | CONTACTOR,AC3:30KW/400V, 1NO+1NC, 240V AC 50HZ, 3-POLE, SIZE S2, SCREW TERMINAL | 178.87
3RT2037-1AV00 | CONTACTOR,AC3:30KW/400V, 1NO+1NC, 400V AC 50HZ, 3-POLE, SIZE S2, SCREW TERMINAL | 181.06
3RT2037-1AV60 | CONTACTOR,AC3:30KW/400V, 1NO+1NC, 480V AC 60HZ, 3-POLE, SIZE S2, SCREW TERMINAL | 181.06
3RV2021-4CA10 | CIRCUIT-BREAKER SZ S0, FOR MOTOR PROTECTION, CLASS 10, A-RELEASE 17...22A, N-RELEASE 286A, SCREW | 65.88
3RV2021-4DA10 | CIRCUIT-BREAKER SZ S0, FOR MOTOR PROTECTION, CLASS 10, A-RELEASE 20...25A, N-RELEASE 325A, SCREW | 74.99
3RV2021-4DA15-ZW97 | CIRCUIT-BREAKER SZ S0, FOR MOTOR PROTECTION, CLASS 10, A-REL. 20...25A, N-REL. 325A, SCREW CONNEC | 103.82
3RV2021-4DA15-ZX95 | CIRCUIT-BREAKER SZ S0, FOR MOTOR PROTECTION, CLASS 10, A-REL. 20...25A, N-REL. 325A, SCREW CONNEC | 103.82
3RT2037-3XB40-0LA2 | RAIL-CONTACTOR, AC-3, 30KW/400V, 1NO+1NC, 24VDC, 0.7...1.25*US, WITH VARISTOR, 3-POLE, SIZE S2, | 373.61
3RT2037-3XF44-0LA2 | RAIL-CONTACTOR, AC-3, 30KW/400V, 2NO+2NC, 110VDC, 0.7...1.25*US, WITH VARISTOR, 3-POLE, SIZE S2, | 384.55
3RT2038-1AB00 | CONTACTOR,AC3:37KW/400V, 1NO+1NC, 24V AC 50HZ, 3-POLE, SIZE S2, SCREW TERMINAL | 199.12
3RT2038-1AC20 | CONTACTOR,AC3:37KW/400V, 1NO+1NC, 24V AC 50/60HZ, 3-POLE, SIZE S2, SCREW TERMINAL | 199.12
3RU2116-0GC0 | OVERLOAD RELAY 0.45...0.63 A FOR MOTOR PROTECTION SZ S00, CLASS 10, F. MOUNTING ONTO CONTACTOR M | 46.45
3RU2116-0KC0 | OVERLOAD RELAY 0.90...1.25 A FOR MOTOR PROTECTION SZ S00, CLASS 10, F. MOUNTING ONTO CONTACTOR M | 46.45
3RU2116-0KJ0 | OVERLOAD RELAY 0.90...1.25 A FOR MOTOR PROTECTION SZ S00, CLASS 10, F. MOUNTING ONTO CONTACTOR M | 53.5
3RV2021-0KA20-ZX95 | CIRCUIT BREAKER SZ S0, FOR MOTOR PROTECTION, CLASS 10, A-REL. 0.9...1.25A, N-REL. 16A SPRING-L. C | 60.14
3RV2021-1AA20-ZX95 | CIRCUIT BREAKER SZ S0, FOR MOTOR PROTECTION, CLASS 10, A-REL.1.1...1.6A, N-REL.21A SPRING-L. CONN | 60.14
3RT2036-3AP00-1AA0 | CONTACTOR,AC3:22KW/400V, 1NO+1NC, 230V AC 50HZ, 3-POLE, SIZE S2, SPRING-TYPE TERMINAL UPRIGHT MO | 140.58
3RV2021-4NA40 | CIRCUIT-BREAKER SZ S0, FOR MOTOR PROTECTION, CLASS 10, A-RELEASE 23...28A, N-RELEASE 364A, RING | 126.61
3RV2021-4PA10-ZX95 | CIRCUIT-BREAKER SZ S0, FOR MOTOR PROTECTION, CLASS 10, A-RELEASE 30...36A, N-RELEASE 432A, SCREW | 135.47
3RV2023-1KA20 | CIRCUIT-BREAKER SZ S0, FOR MOTOR PROTECTION, CLASS 10, A-REL. 9..12.5A, N-REL. 163A, SPRING-L. CO | 59.48
3RV2023-4CA10 | CIRCUIT-BREAKER SZ S0, FOR MOTOR PROTECTION, CLASS 10, A-RELEASE 17...22A, N-RELEASE 286A, SCREW | 65.88
3RV2023-4DA20 | CIRCUIT-BREAKER SZ S0, FOR MOTOR PROTECTION, CLASS 10, A-RELEASE 20...25A, N-RELEASE 325A, SPRIN | 74.99
3RT2038-1CP04 | CONTACTOR,AC3:37KW/400V, 2NO+2NC, 230V AC 50HZ, 3-POLE, SIZE S2, SCREW TERMINAL | 218.82
3RT2038-3AN20 | CONTACTOR,AC3:37KW/400V, 1NO+1NC, 220V AC 50/60HZ, 3-POLE, SIZE S2, SPRING-TYPE TERMINAL | 199.12
3RT2038-3AP60 | CONTACTOR,AC3:37KW/400V, 1NO+1NC,220VAC 50HZ/240V 60HZ, 3-POLE, SIZE S2, SPRING-TYPE TERMINAL | 199.12
3RV2111-0GA10 | CIRCUIT-BREAKER SZ S00, FOR MOTOR PROTECTION, CLASS 10, W. OVERLOAD RELAY FUNCTION A-RELEASE 0.45 | 78.73
3RV2321-4AC20 | CIRCUIT-BREAKER SZ S0, FOR STARTER COMBINATION, RATED CURRENT 16A, N-RELEASE 208A, SPRING-L. CON | 60.53
3RV2321-4DC10 | CIRCUIT-BREAKER SZ S0, FOR STARTER COMBINATION, RATED CURRENT 25A, N-RELEASE 325A, SCREW CONNECT | 72.31
3RV2321-4PC10 | CIRCUIT-BREAKER SZ S0, FOR STARTER COMBINATION, RATED CURRENT 32A, N-RELEASE 400A, SCREW CONNECT | 110.34
3RV2411-0BA15 | CIRCUIT-BREAKER SZ S00, FOR TRANSFORMER PROT. A-RELEASE 0.14...0.2A, N-RELEASE4.2A, SCREW CONNEC | 65.35
3RV2411-1HA20 | CIRCUIT-BREAKER SZ S00, FOR TRANSFORMER PROT. A-RELEASE 5.5...8A, N-RELEASE 163A, SPRING-L. CONN | 56.76
3RV2411-1JA10 | CIRCUIT-BREAKER SZ S00, FOR TRANSFORMER PROT. A-RELEASE 7...10A, N-RELEASE 208A, SCREW CONNECTIO | 62.69
3RV2421-4CA15 | CIRCUIT-BREAKER SZ S0, FOR TRANSFORMER PROT. A-RELEASE 17...22A, N-RELEASE 364A, SCREW CONNECTIO | 81.42
3RV2711-0AD10 | CIRCUIT-BREAKER SZ S00, FOR PLANT PROTECTION, WITH APPROBATION CIRCUIT-BREAKER UL 489. CSA C22.2 | 101.24
3VA1050-3ED42-0BA0 | CIRCUIT BREAKER 3VA1 IEC FRAME 100 BREAKING CAPACITY CLASS N ICU=25KA @ 415 V 4-POLE, LINE PROT | 373.24
3VA1050-3ED42-0DH0 | CIRCUIT BREAKER 3VA1 IEC FRAME 100 BREAKING CAPACITY CLASS N ICU=25KA @ 415 V 4-POLE, LINE PROT | 447.74
3VA1050-3ED46-0AA0 | CIRCUIT BREAKER 3VA1 IEC FRAME 100 BREAKING CAPACITY CLASS N ICU=25KA @ 415 V 4-POLE, LINE PROT | 204.35
3RT2024-2AN20 | CONTACTOR, AC-3, 5.5KW/400V, 1NO+1NC, AC 220V 50/60HZ, 3-POLE, SZ S0 SPRING-LOADED TERMINAL | 34.46
3RT2025-1AN24 | CONTACTOR, AC-3, 7.5KW/400V, 2NO+2NC, AC 220V 50/60HZ, 3-POLE, SZ S0 SCREW TERMINAL REMOVABLE AU | 57.34
3RT2025-1AP60 | CONTACTOR, AC-3, 7.5KW/400V, 1NO+1NC, AC 220V 50HZ, 240V 60HZ 3-POLE, SZ S0 SCREW TERMINAL | 45.77
3RT2025-1BB40-ZX95 | CONTACTOR, AC-3, 7.5KW/400V, 1NO+1NC, DC 24V, 3-POLE, SZ S0 SCREW TERMINAL REUSABLE PACKAGING; | 91.16
3RT2025-1BB44-ZX95 | CONTACTOR, AC-3, 7.5KW/400V, 2NO+2NC, DC 24V, 3-POLE, SZ S0 SCREW TERMINAL REMOVABLE AUX. SWITCH | 103.82
3RT2025-2AK60-ZW96 | CONTACTOR, AC-3, 7.5KW/400V, 1NO+1NC, AC110V 50HZ, 120V 60HZ 3-POLE, SZ S0 SPRING-LOADED TERMINA | 51.02
3VA1050-4ED32-0BA0 | CIRCUIT BREAKER 3VA1 IEC FRAME 100 BREAKING CAPACITY CLASS S ICU=36KA @ 415 V 3-POLE, LINE PROT | 318.92
3VA1050-4ED36-0CC0 | CIRCUIT BREAKER 3VA1 IEC FRAME 100 BREAKING CAPACITY CLASS S ICU=36KA @ 415 V 3-POLE, LINE PROT | 392.74
3RV2411-1GA15 | CIRCUIT-BREAKER SZ S00, FOR TRANSFORMER PROT. A-RELEASE4.5...6.3A, N-RELEASE130A, SCREW CONNECTI | 68.55
3RV2711-1GD10 | CIRCUIT-BREAKER SZ S00, FOR PLANT PROTECTION, WITH APPROBATION CIRCUIT-BREAKER UL 489. CSA C22.2 | 109.27
3RV2901-1A | LATERAL AUXILIARY SWITCH 1NO+1NC, SCREW CONNECTION, FOR CIRCUIT-BREAKERS, SZ S00/S0 | 8.3
3VA1050-3ED42-0AC0 | CIRCUIT BREAKER 3VA1 IEC FRAME 100 BREAKING CAPACITY CLASS N ICU=25KA @ 415 V 4-POLE, LINE PROT | 309.87
3RT2024-2AP04-ZX95 | CONTACTOR, AC-3, 5.5KW/400V, 2NO+2NC, AC 230V 50HZ, 3-POLE, SZ S0 SPRING-LOADED TERMINAL REMOVAB | 51.41
3RT2024-2DB44-3MA0 | CONTACTOR, AC-3, 5.5KW/400V, 2NO+2NC, 24 V DC, W. INSERTED VARISTOR 3-POLE, SIZE S0 SPRING-TYPE | 90.27
3RT2025-1AH00 | CONTACTOR, AC-3, 7.5KW/400V, 1NO+1NC, AC 48V 50HZ, 3-POLE, SZ S0 SCREW TERMINAL | 45.77
3RT2025-1AN10 | CONTACTOR, AC-3, 7.5KW/400V, 1NO+1NC, AC 220V 60HZ, 3-POLE, SZ S0 SCREW TERMINAL | 48.38
3RT2025-1BG40 | CONTACTOR, AC-3, 7.5KW/400V, 1NO+1NC, DC 125V, 3-POLE, SZ S0 SCREW TERMINAL | 85.72
3RT2025-2AB00 | CONTACTOR, AC-3, 7.5KW/400V, 1NO+1NC, AC 24V 50HZ, 3-POLE, SZ S0 SPRING-LOADED TERMINAL | 45.77
3RT2025-2AP00 | CONTACTOR, AC-3, 7.5KW/400V, 1NO+1NC, AC 230V 50HZ, 3-POLE, SZ S0 SPRING-LOADED TERMINAL | 45.77
3RT2025-2BB40 | CONTACTOR, AC-3, 7.5KW/400V, 1NO+1NC, DC 24V, 3-POLE, SZ S0 SPRING-LOADED TERMINAL | 81.75
3VA1050-4ED42-0AD0 | CIRCUIT BREAKER 3VA1 IEC FRAME 100 BREAKING CAPACITY CLASS S ICU=36KA @ 415 V 4-POLE, LINE PROT | 338.41
3VA1050-4ED42-0JC0 | CIRCUIT BREAKER 3VA1 IEC FRAME 100 BREAKING CAPACITY CLASS S ICU=36KA @ 415 V 4-POLE, LINE PROT | 404.57
3RW4746-0VC50 | REPAIR PART, SIRIUS SOFT STARTER, SNUBBER BOARD FOR 3RW444, S6 400-690V | 1687.67
3RW4755-0LC00 | REPAIR PART, SIRIUS SOFT STARTER, THYRISTOR-KIT FOR 3RW4453*-55* | 3623.91
3RW4774-6SB30 | REPAIR PART, SIRIUS SOFT STARTER, CONTROL UNIT FOR 3RW4074*, 115 V AC, WITH SCREW TERMINALS | 1386.76
3RW4776-0UB00 | REPAIR PART, SIRIUS SOFT STARTER, ENCLOSURE BASE 3RW407* | 134.76
3VA1063-3ED32-0KC0 | CIRCUIT BREAKER 3VA1 IEC FRAME 100 BREAKING CAPACITY CLASS N ICU=25KA @ 415 V 3-POLE, LINE PROT | 337.04
3VA1063-3ED36-0JH0 | CIRCUIT BREAKER 3VA1 IEC FRAME 100 BREAKING CAPACITY CLASS N ICU=25KA @ 415 V 3-POLE, LINE PROT | 387.16
3VA1063-3ED46-0AA0 | CIRCUIT BREAKER 3VA1 IEC FRAME 100 BREAKING CAPACITY CLASS N ICU=25KA @ 415 V 4-POLE, LINE PROT | 204.35
3VA1063-4ED32-0CC0 | CIRCUIT BREAKER 3VA1 IEC FRAME 100 BREAKING CAPACITY CLASS S ICU=36KA @ 415 V 3-POLE, LINE PROT | 368.36
3RW4776-6SB30 | REPAIR PART, SIRIUS SOFT STARTER, CONTROL UNIT FOR 3RW4076*, 115 V AC, WITH SCREW TERMINALS | 1556.85
3VA1063-4ED42-0JA0 | CIRCUIT BREAKER 3VA1 IEC FRAME 100 BREAKING CAPACITY CLASS S ICU=36KA @ 415 V 4-POLE, LINE PROT | 355.14
3VA1080-2ED36-0HC0 | CIRCUIT BREAKER 3VA1 IEC FRAME 100 BREAKING CAPACITY CLASS B ICU=16KA @ 415 V 3-POLE, LINE PROT | 374.64
3VA1010-3ED32-0DC0 | CIRCUIT BREAKER 3VA1 IEC FRAME 100 BREAKING CAPACITY CLASS N ICU=25KA @ 415 V 3-POLE, LINE PROT | 417.81
3VA1080-3ED36-0KA0 | CIRCUIT BREAKER 3VA1 IEC FRAME 100 BREAKING CAPACITY CLASS N ICU=25KA @ 415 V 3-POLE, LINE PROT | 330.76
3VA1010-3ED36-0JA0 | CIRCUIT BREAKER 3VA1 IEC FRAME 100 BREAKING CAPACITY CLASS N ICU=25KA @ 415 V 3-POLE, LINE PROT | 366.27
3VA1010-3ED42-0DH0 | CIRCUIT BREAKER 3VA1 IEC FRAME 100 BREAKING CAPACITY CLASS N ICU=25KA @ 415 V 4-POLE, LINE PROT | 518.78
3SF1324-1SG21-1BK4 | SAFETY POS. SWITCH W. TUMBLER DEGREE OF PROTECTION IP69 K DIN 40050 LOCKING FORCE 1300N, 5 DIREC | 951.32
3VA1010-4ED36-0CA0 | CIRCUIT BREAKER 3VA1 IEC FRAME 100 BREAKING CAPACITY CLASS S ICU=36KA @ 415 V 3-POLE, LINE PROT | 396.22
3VA1010-4ED36-0HA0 | CIRCUIT BREAKER 3VA1 IEC FRAME 100 BREAKING CAPACITY CLASS S ICU=36KA @ 415 V 3-POLE, LINE PROT | 370.45
3RU2116-1CB0-ZW96 | OVERLOAD RELAY 1.8...2.5 A FOR MOTOR PROTECTION SZ S00, CLASS 10, F. MOUNTING ONTO CONTACTOR MAI | 47.66
3RV2311-0GC20 | CIRCUIT-BREAKER SZ S00, FOR STARTER COMBINATION, RATED CURRENT 0.63A, N-RELEASE 8.2A, SPRING-L. | 47.78
3RV2311-1GC20 | CIRCUIT-BREAKER SZ S00, FOR STARTER COMBINATION, RATED CURRENT 6.3A, N-RELEASE 82A, SPRING-L. CO | 51.98
3RV2311-1HC20 | CIRCUIT-BREAKER SZ S00, FOR STARTER COMBINATION, RATED CURRENT 8A, N-RELEASE 104A, SPRING-L. CON | 51.98
3RV2311-1JC10 | CIRCUIT-BREAKER SZ S00, FOR STARTER COMBINATION, RATED CURRENT 10A, N-RELEASE 130A, SCREW CONNEC | 57.84
3RV2411-0GA20 | CIRCUIT-BREAKER SZ S00, FOR TRANSFORMER PROT. A-RELEASE 0.45...0.63A, N-RELEASE13A SPRING-L. CON | 53.37
3RV2411-0HA20 | CIRCUIT-BREAKER SZ S00, FOR TRANSFORMER PROT. A-RELEASE 0.55...0.8A, N-RELEASE16A SPRING-L. CONN | 53.37
3RT2024-2KB40 | COUPLING RELAY, AC-3, | 74.96
3RT2024-4AP60 | CONTACTOR, AC-3, 5.5KW/400V, 1NO+1NC, AC 220V 50HZ, 240V 60HZ 3-POLE, SZ S0 RING CABLE LUG CONNE | 43.11
3RT2024-4XB40-0LA2 | CONT. F. RAILW. A., AC-3, 5,5KW/400V, 1NO+1NC, W.SOLID-STATE OPERATING MECHANI DC 24V, 0,7...1,25 | 115.21
3RT2025-1AC24 | CONTACTOR, AC-3, 7.5KW/400V, 2NO+2NC, AC 24V 50/60HZ, 3-POLE, SZ S0 SCREW TERMINAL REMOVABLE AUX | 57.34
3RT2025-1AF00 | CONTACTOR, AC-3, 7.5KW/400V, 1NO+1NC, AC110V 50HZ, 3-POLE, SZ S0 SCREW TERMINAL | 45.77
3SE5212-0NH50 | SIRIUS POSITION SWITCH METAL ENCLOSURE ACC. TO EN50047, 31MM DEVICE CONNECTION 1X M20X1.5); 1NO/ | 53.55
3VA1063-2ED36-0BC0 | CIRCUIT BREAKER 3VA1 IEC FRAME 100 BREAKING CAPACITY CLASS B ICU=16KA @ 415 V 3-POLE, LINE PROT | 383.68
3VA1063-2ED36-0KH0 | CIRCUIT BREAKER 3VA1 IEC FRAME 100 BREAKING CAPACITY CLASS B ICU=16KA @ 415 V 3-POLE, LINE PROT | 380.89
3SE5232-0LE12 | SIRIUS POSITION SWITCH PLASTIC HOUSING ACC. TO EN50047, 31MM DEVICE CONNECTION 1X (M20X1.5); 1NO | 34.26
3SE5242-0HR03-1AL3 | SIRIUS POSITION SWITCH PLASTIC ENCLOSURE ACC. TO EN50047, 50MM DEVICE CONNECTION 2X(M20X1.5); 1N | 239.54
3RW4756-0WC70 | REPAIR PART, SIRIUS SOFT STARTER, CURRENT BOARD FOR 3RW445 200-460 V | 453.97
3RW4766-0NC00 | REPAIR PART, SIRIUS SOFT STARTER, THYRISTOR-KIT FOR 3RW446* WITH NTC | 7915.05
3RW4766-0VC50 | REPAIR PART, SIRIUS SOFT STARTER, SNUBBER BOARD FOR 3RW445/6 400-690 V | 2040.9
3RW4773-6SB30 | REPAIR PART, SIRIUS SOFT STARTER, CONTROL UNIT FOR 3RW4073*, 115 V AC, WITH SCREW TERMINALS | 1291.27
3VA1063-3ED36-0KA0 | CIRCUIT BREAKER 3VA1 IEC FRAME 100 BREAKING CAPACITY CLASS N ICU=25KA @ 415 V 3-POLE, LINE PROT | 311.96
3VA1063-3ED42-0AC0 | CIRCUIT BREAKER 3VA1 IEC FRAME 100 BREAKING CAPACITY CLASS N ICU=25KA @ 415 V 4-POLE, LINE PROT | 309.87
3VA1063-3ED42-0AH0 | CIRCUIT BREAKER 3VA1 IEC FRAME 100 BREAKING CAPACITY CLASS N ICU=25KA @ 415 V 4-POLE, LINE PROT | 332.85
3VA1063-3ED42-0JA0 | CIRCUIT BREAKER 3VA1 IEC FRAME 100 BREAKING CAPACITY CLASS N ICU=25KA @ 415 V 4-POLE, LINE PROT | 348.87
3SB2910-0BF | BUTTON, BLUE, RAISED, FOR PUSHBUTTON | 1.29
3VA1010-3ED32-0BA0 | CIRCUIT BREAKER 3VA1 IEC FRAME 100 BREAKING CAPACITY CLASS N ICU=25KA @ 415 V 3-POLE, LINE PROT | 368.36
3VA1010-3ED32-0CA0 | CIRCUIT BREAKER 3VA1 IEC FRAME 100 BREAKING CAPACITY CLASS N ICU=25KA @ 415 V 3-POLE, LINE PROT | 368.36
3VA1080-3ED36-0KH0 | CIRCUIT BREAKER 3VA1 IEC FRAME 100 BREAKING CAPACITY CLASS N ICU=25KA @ 415 V 3-POLE, LINE PROT | 405.27
3VA1080-3ED42-0AF0 | CIRCUIT BREAKER 3VA1 IEC FRAME 100 BREAKING CAPACITY CLASS N ICU=25KA @ 415 V 4-POLE, LINE PROT | 332.85
3VA1080-3ED42-0BC0 | CIRCUIT BREAKER 3VA1 IEC FRAME 100 BREAKING CAPACITY CLASS N ICU=25KA @ 415 V 4-POLE, LINE PROT | 447.74
3VA1080-3ED42-0JC0 | CIRCUIT BREAKER 3VA1 IEC FRAME 100 BREAKING CAPACITY CLASS N ICU=25KA @ 415 V 4-POLE, LINE PROT | 422.67
3RA2711-0EE16 | MODULE CONNECTOR, 9CM, FOR FUNCTION MODULES 3RA27 10POLE, FOR ADDITIONAL INFEED OF AUXILIARY VOLT | 16.64
3RA2711-1CA00 | FUNCTION MODULE FOR IO-LINK, STAR-DELTA START, SCREW CONNECTION, MOUNTED ON CONTACTORS 3RT2 S0 | 174.87
3KD9206-0 | ACCESSORY FOR 3KD FRAME SIZE 2 NEUTRAL TERMINAL WITH REMOVABLE JUMPER FLAT TERMINAL | 20.97
3KD9404-5 | ACCESSORY FOR 3KD FRAME SIZE 4 CABLE CONNECTION COVER SHORT VERSION CONTAINS 8 PC | 55.36
3RA2316-8XB30-2BB4 | REV. COMB., AC3, 4KW/400V DC24V 3-POLE, SZ S00 SPRING-LOADED TERMINAL ELECTR. AND MECH. INTERLOC | 93.12
3RA2317-8XB11-1BB4 | REV. COMB., AC3, 5.5KW/ 400V DC24V, WITH 1NO 3-POLE, SZ S00 SCREW TERMINAL WITHOUT NC CONTACT I | 106.15
3RA2336-8XB30-1AL2 | REVERSING COMB., AC3:22KW/400V, 230V AC 50/60HZ, 3-POLE, SIZE S2 SCREW CONNECTION ELECTR. AND ME | 315.63
3RA2110-1DE15-1AP0 | LOAD FEEDER FUSELESS DIRECT START, AC 400V, SZ S00 2.2. . .3.2A, AC 230V SPRING-LOADED CONNECTION | 107.61
3RA2110-1GA15-1AP0 | LOAD FEEDER FUSELESS DIRECT START, AC 400V, SZ S00 4.5. . .6.3A, AC 230V SCREW CONNECTION FOR RA | 107.61
3RA2110-1JH16-1BB4 | LOAD FEEDER FUSELESS DIRECT START, AC 400V, SZ S00 7. . .10A, DC 24V SPRING-LOADED CONNECTION FO | 162.68
3RA2434-8XF32-1AL2 | STAR-DELTA (WYE-D.) COMBINATION AC3:22/30KW/400V 230V AC 50/60 HZ SIZE S2, SCREW CONNECTION ELEC | 539.28
3RH2344-1DG40 | CONTACTOR RELAY, 4NO+4NC, 125V DC SCREW TERMINAL, SIZE S00 2 NO + 2 NC BASIC UNIT /DIN EN VARIS | 67.24
3RH2353-1CK20-0KA0 | CONTACTOR RELAY, 5NO+3NC, 120V AC, 50/60 HZ, SCREW TERMINAL, SIZE S00 2 NO + 2 NC BASIC UNIT /DI | 59.87
3NB1234-4KK11 | SITOR-FUSE-LINK SIZE 2L 400A 1250V DC 1500V DC (VSI) UTILISATION CATEGORY AR SLOTTED BLADE CONTA | 899.59
3RB3016-1NB0-ZX95 | OVERLOAD RELAY 0.32...1.25 A FOR MOTOR PROTECTION SIZE S00, CLASS 10 CONTACTOR ASS. MAIN CIRCUIT | 77.23
3RP2540-1BW30 | TIMING RELAY, ELECTRONIC, OFF-DELAY, WITHOUT CONTROL SIGNAL OR NON-VOLATILE RELAY DEFINITE PASSI | 144.34
3RR2141-2AA30 | MONITORING RELAY ATTACHABLE TO CONTACTOR 3RT2. SIZE S00 BASIC, ANALOG ADJUSTABLE APPARENT CURRENT | 83.56
3RA6870-3AC-ZX90 | PE PICK OFF, CONNECTION MAIN CIRCUIT: SPRING-LOADED TERMINAL, | 17.07
3RA2120-1FE24-0BB4 | LOAD FEEDER FUSE SW. DIRECT STARTING, AC 400V, MDL. S0, 3.5. . .5A, DC 24V SPRING-LOADED TERMINAL | 161.42
3RA2120-4BD27-0BB4 | LOAD FEEDER FUSELESS DIRECT START, AC 400V, SZ S0, 14. . .20A, DC 24V SCREW CONNECTION FOR BUSBA | 293.1
3RH2422-1AF00 | CONTACTOR RELAY LATCHED, 2NO+2NC, AC 110V, 50/60HZ, SIZE S00, SCREW TERMINAL | 101.23
3RH2431-1AK60 | CONTACTOR RELAY LATCHED, 3NO+1NC, AC 110/120V, 50/60HZ, SIZE S00, SCREW TERMINAL | 101.23
3RH2440-1BM40 | CONTACTOR RELAY LATCHED, 4NO, DC 220V, SIZE S00, SCREW TERMINAL | 106.14
3RH2911-1NF20 | SOLID-STATE COMP. AUX. SW BL.FR 2NO, CURR.PATH: 1NO,--,--,1NO, F. CONT. RELAYS A. MOTOR CONT., 3R | 26.98
3RH2911-2FA40 | AUX.SWITCH BLOCK,FRONT,4NO, CURR.PATH: 1NO, 1NO, 1NO, 1NO, F. CONT. RELAYS A. MOTOR CONT., 3RT2 | 11.81
3RA2120-4CA27-0AP0 | LOAD FEEDER FUSELESS DIRECT START, AC 400V, SZ S0, 17. . .22A, AC 230V SCREW CONNECTION FOR RAIL | 202.57
3RA2120-4DE27-0BB4 | LOAD FEEDER FUSELESS DIRECT START, AC 400V, SZ S0, 20. . .25A, DC 24V SPRING-LOADED CONNECTION F | 267.14
3RA2120-4EH27-0BB4 | LOAD FEEDER FUSELESS DIRECT START, AC 400V, SZ. S0, 27...32A, DC 24V SPRING-LOADED CONNECTION FO | 339.3
3RH2122-1AK60 | CONTACTOR RELAY, 2NO+2NC, AC 110V 50HZ, 120V 60HZ, SIZE S00, SCREW TERMINAL | 29.43
3RH2122-1AN60 | CONTACTOR RELAY, 2NO+2NC, AC 200V 50/60 HZ, AC 220V 60 HZ SIZE S00, SCREW TERMINAL | 32.33
3RH2911-2GA22-ZX95 | AUX.SWITCH BLOCK,FRONT,2NO+2NC, CURR.PATH: 1NO, 1NC, 1NC, 1NO, FOR CONTACTOR RELAYS, SZ S00, SPR | 13.16
3RT2016-4AP62 | CONTACTOR, AC-3, 4KW/400V, 1NC, AC 220V 50HZ / 240V 60HZ 3POLE, SZ. S00 RING CABLE LUG CONNECTION | 33.11
3VA1050-4ED36-0DC0 | CIRCUIT BREAKER 3VA1 IEC FRAME 100 BREAKING CAPACITY CLASS S ICU=36KA @ 415 V 3-POLE, LINE PROT | 392.74
3VA1050-4ED36-0HA0 | CIRCUIT BREAKER 3VA1 IEC FRAME 100 BREAKING CAPACITY CLASS S ICU=36KA @ 415 V 3-POLE, LINE PROT | 316.84
3RW4727-0RC00 | REPAIR PART, SIRIUS SOFT STARTER, . | 27.47
3RW4743-0NC00 | REPAIR PART, SIRIUS SOFT STARTER, THYRISTOR-KIT FOR 3RW4443*, WITH NTC | 1635.34
3VA1063-2ED42-0AF0 | CIRCUIT BREAKER 3VA1 IEC FRAME 100 BREAKING CAPACITY CLASS B ICU=16KA @ 415 V 4-POLE, LINE PROT | 303.6
3VA1063-2ED42-0CC0 | CIRCUIT BREAKER 3VA1 IEC FRAME 100 BREAKING CAPACITY CLASS B ICU=16KA @ 415 V 4-POLE, LINE PROT | 419.88
3VA1063-3ED32-0AC0 | CIRCUIT BREAKER 3VA1 IEC FRAME 100 BREAKING CAPACITY CLASS N ICU=25KA @ 415 V 3-POLE, LINE PROT | 248.6
3VA1063-3ED32-0BC0 | CIRCUIT BREAKER 3VA1 IEC FRAME 100 BREAKING CAPACITY CLASS N ICU=25KA @ 415 V 3-POLE, LINE PROT | 364.18
3VA1063-4ED32-0JC0 | CIRCUIT BREAKER 3VA1 IEC FRAME 100 BREAKING CAPACITY CLASS S ICU=36KA @ 415 V 3-POLE, LINE PROT | 341.2
3VA1063-4ED32-0KA0 | CIRCUIT BREAKER 3VA1 IEC FRAME 100 BREAKING CAPACITY CLASS S ICU=36KA @ 415 V 3-POLE, LINE PROT | 291.77
3VA1063-4ED36-0AC0 | CIRCUIT BREAKER 3VA1 IEC FRAME 100 BREAKING CAPACITY CLASS S ICU=36KA @ 415 V 3-POLE, LINE PROT | 277.14
3SE5112-0LH11-1AJ0 | SIRIUS POSITION SWITCH, METAL WITH TWIST LEVER 40MM, ACC. TO EN50041 INCREASED ANTI-CORROSION PR | 74.18
3VA1080-2ED32-0AE0 | CIRCUIT BREAKER 3VA1 IEC FRAME 100 BREAKING CAPACITY CLASS B ICU=16KA @ 415 V 3-POLE, LINE PROT | 313.36
3VA1080-2ED36-0CA0 | CIRCUIT BREAKER 3VA1 IEC FRAME 100 BREAKING CAPACITY CLASS B ICU=16KA @ 415 V 3-POLE, LINE PROT | 352.35
3VA1080-2ED36-0DA0 | CIRCUIT BREAKER 3VA1 IEC FRAME 100 BREAKING CAPACITY CLASS B ICU=16KA @ 415 V 3-POLE, LINE PROT | 352.35
3VA1080-2ED36-0DH0 | CIRCUIT BREAKER 3VA1 IEC FRAME 100 BREAKING CAPACITY CLASS B ICU=16KA @ 415 V 3-POLE, LINE PROT | 427.55
3SE6614-4CA01 | MAGNETICALLY-OPERATED SWITCH, CONTACT BLOCK 25X88MM, 2NC, WITH LED DOOR HINGES ON LEFT, INTEGRAT | 98.89
3SE6616-3CA01 | MAGNETICALLY-OPERATED SWITCH, CONTACT BLOCK, RECT. SMALL, 25X33MM, DOOR HINGES ON LEFT, CONTACT E | 91.73
3SE6626-3CA01 | MAGNETICALLY-OPERATED SWITCH CONTACT BLOCK, RECT. SMALL 25X33MM, DOOR HINGES ON RIGHT, CONTACT EL | 91.73
3VA1010-3ED36-0BA0 | CIRCUIT BREAKER 3VA1 IEC FRAME 100 BREAKING CAPACITY CLASS N ICU=25KA @ 415 V 3-POLE, LINE PROT | 393.43
3VA1010-3ED36-0CA0 | CIRCUIT BREAKER 3VA1 IEC FRAME 100 BREAKING CAPACITY CLASS N ICU=25KA @ 415 V 3-POLE, LINE PROT | 393.43
3VA1010-3ED36-0HA0 | CIRCUIT BREAKER 3VA1 IEC FRAME 100 BREAKING CAPACITY CLASS N ICU=25KA @ 415 V 3-POLE, LINE PROT | 366.27
3VA1080-3ED42-0KH0 | CIRCUIT BREAKER 3VA1 IEC FRAME 100 BREAKING CAPACITY CLASS N ICU=25KA @ 415 V 4-POLE, LINE PROT | 447.05
3VA1020-2ED36-0HA0 | CIRCUIT BREAKER 3VA1 IEC FRAME 100 BREAKING CAPACITY CLASS B ICU=16KA @ 415 V 3-POLE, LINE PROT | 309.18
3SK1122-2CB44 | SIRIUS SAFETY RELAY BASIC UNIT ADVANCED SERIES WITH TIME DELAY 5-300S ELECTRONIC ENABLING CIRCUIT | 190.77
3SK1220-2AB40 | SIRIUS SAFETY RELAY ADVANCED EXPANSION UNIT INPUT EXTENSION FOR ONE ADDITIONAL 2-CHANNEL OR TWO | 151.99
3VA1020-4ED32-0DA0 | CIRCUIT BREAKER 3VA1 IEC FRAME 100 BREAKING CAPACITY CLASS S ICU=36KA @ 415 V 3-POLE, LINE PROT | 318.92
3VA1020-4ED32-0HA0 | CIRCUIT BREAKER 3VA1 IEC FRAME 100 BREAKING CAPACITY CLASS S ICU=36KA @ 415 V 3-POLE, LINE PROT | 291.77
3VA1020-4ED36-0AE0 | CIRCUIT BREAKER 3VA1 IEC FRAME 100 BREAKING CAPACITY CLASS S ICU=36KA @ 415 V 3-POLE, LINE PROT | 327.28
3VA1020-4ED36-0BH0 | CIRCUIT BREAKER 3VA1 IEC FRAME 100 BREAKING CAPACITY CLASS S ICU=36KA @ 415 V 3-POLE, LINE PROT | 416.42
3ZS2718-1CC00-0YH0 | POWERMANAGEMENTSOFTWARE SENTRON POWERMANAGER OPTION PACKAGE "DISTRIBUTED SYSTEMS (2)" LICENCE ON | 5701.11
3VA1010-4ED32-0AC0 | CIRCUIT BREAKER 3VA1 IEC FRAME 100 BREAKING CAPACITY CLASS S ICU=36KA @ 415 V 3-POLE, LINE PROT | 309.18
3VA1010-4ED32-0BH0 | CIRCUIT BREAKER 3VA1 IEC FRAME 100 BREAKING CAPACITY CLASS S ICU=36KA @ 415 V 3-POLE, LINE PROT | 447.05
3VA1010-4ED32-0HH0 | CIRCUIT BREAKER 3VA1 IEC FRAME 100 BREAKING CAPACITY CLASS S ICU=36KA @ 415 V 3-POLE, LINE PROT | 421.98
3VA1010-4ED36-0AE0 | CIRCUIT BREAKER 3VA1 IEC FRAME 100 BREAKING CAPACITY CLASS S ICU=36KA @ 415 V 3-POLE, LINE PROT | 380.19
3TC4417-0AA4 | CONTACTOR, SIZE 2, 2-POLE DC-3 AND 5,RATD.OPERAT.CURR.32A AUXILIARY CONTACTS 22 (2NO+2NC) DC OPER | 212.32
3TC4417-0AB4-ZB01 | CONTACTOR, SIZE 2, 2-POLE DC-3 AND 5,RATD.OPERAT.CURR.32A AUXILIARY CONTACTS 22 (2NO+2NC) DC OPER | 236.75
3VA1010-4ED36-0JC0 | CIRCUIT BREAKER 3VA1 IEC FRAME 100 BREAKING CAPACITY CLASS S ICU=36KA @ 415 V 3-POLE, LINE PROT | 420.58
3VA1010-4ED42-0AE0 | CIRCUIT BREAKER 3VA1 IEC FRAME 100 BREAKING CAPACITY CLASS S ICU=36KA @ 415 V 4-POLE, LINE PROT | 435.22
3VA1010-4ED42-0AH0 | CIRCUIT BREAKER 3VA1 IEC FRAME 100 BREAKING CAPACITY CLASS S ICU=36KA @ 415 V 4-POLE, LINE PROT | 408.75
3VA1010-4ED42-0CA0 | CIRCUIT BREAKER 3VA1 IEC FRAME 100 BREAKING CAPACITY CLASS S ICU=36KA @ 415 V 4-POLE, LINE PROT | 451.23
3VA1010-4ED42-0HH0 | CIRCUIT BREAKER 3VA1 IEC FRAME 100 BREAKING CAPACITY CLASS S ICU=36KA @ 415 V 4-POLE, LINE PROT | 499.98
3TK2821-2CB30-ZW95 | SIRIUS SAFETY RELAY WITH RELAY RELEASE CIRCUITS (RC), AC/DC 24V, 22.5MM, CAGE CLAMP, PACKAGING Q | 559.86
3TC4417-4AP4 | REVERSING CONTACTOR F.3TF6833-.D AND 3TF6933-.D DC-3 AND 5, 32A AUXILAIRY CONTACTS 22 (2NO+2NC) | 207.22
3TC4417-5KB4-ZB01 | CONTACTOR SIZE 2, 2-POLE DC-3 AND 5, 32A AUX. SWITCHES 22 (2NO+2NC) DC OPERATION WITH INTEGRATED | 284.23
3TC4817-0LF4-ZB01 | CONTACTOR SIZE 4, 2-POLE DC-3 AND 5, 75A AT 750V AUXILIARY CONTACTS 21 (2NO+1NC) SETTING RANGE 0. | 860.93
3TC5217-0BG1 | CONTACTOR, SIZE 8, 2-POLE DC-3 AND 5,RATD.OPER.CURR. 220A AUXILIARY CONTACTS 22 (2NO+2NC) AC OPER | 1061.54
3VA1020-3ED32-0BH0 | CIRCUIT BREAKER 3VA1 IEC FRAME 100 BREAKING CAPACITY CLASS N ICU=25KA @ 415 V 3-POLE, LINE PROT | 390.65
3VA1020-3ED32-0JC0 | CIRCUIT BREAKER 3VA1 IEC FRAME 100 BREAKING CAPACITY CLASS N ICU=25KA @ 415 V 3-POLE, LINE PROT | 337.04
3VA1020-3ED36-0BA0 | CIRCUIT BREAKER 3VA1 IEC FRAME 100 BREAKING CAPACITY CLASS N ICU=25KA @ 415 V 3-POLE, LINE PROT | 337.04
3VA1020-3ED36-0CA0 | CIRCUIT BREAKER 3VA1 IEC FRAME 100 BREAKING CAPACITY CLASS N ICU=25KA @ 415 V 3-POLE, LINE PROT | 337.04
3VA1020-3ED36-0HH0 | CIRCUIT BREAKER 3VA1 IEC FRAME 100 BREAKING CAPACITY CLASS N ICU=25KA @ 415 V 3-POLE, LINE PROT | 387.16
3VA1025-2ED32-0DH0 | CIRCUIT BREAKER 3VA1 IEC FRAME 100 BREAKING CAPACITY CLASS B ICU=16KA @ 415 V 3-POLE, LINE PROT | 385.77
3VA1025-2ED32-0JH0 | CIRCUIT BREAKER 3VA1 IEC FRAME 100 BREAKING CAPACITY CLASS B ICU=16KA @ 415 V 3-POLE, LINE PROT | 359.3
3TC5617-0AP4 | CONTACTOR SIZE 12 2-POLE DC-3 AND 5, 400 A AUX. SWITCHES 22 (2NO+2NC) DIR. CURRENT ACTUATION DC 2 | 4064.42
3TC7414-5KB | RAILWAY CONTACTOR 1-POLE 400 A 4NO+4NC, 24 V DC NIT INTEGR. VARISTOR | 1805.16
3VA1025-4ED32-0KH0 | CIRCUIT BREAKER 3VA1 IEC FRAME 100 BREAKING CAPACITY CLASS S ICU=36KA @ 415 V 3-POLE, LINE PROT | 366.97
3VA1032-2ED32-0AC0 | CIRCUIT BREAKER 3VA1 IEC FRAME 100 BREAKING CAPACITY CLASS B ICU=16KA @ 415 V 3-POLE, LINE PROT | 245.81
3VA1032-2ED32-0AF0 | CIRCUIT BREAKER 3VA1 IEC FRAME 100 BREAKING CAPACITY CLASS B ICU=16KA @ 415 V 3-POLE, LINE PROT | 245.81
3VA1032-2ED32-0BH0 | CIRCUIT BREAKER 3VA1 IEC FRAME 100 BREAKING CAPACITY CLASS B ICU=16KA @ 415 V 3-POLE, LINE PROT | 385.77
3VA1032-3ED36-0AC0 | CIRCUIT BREAKER 3VA1 IEC FRAME 100 BREAKING CAPACITY CLASS N ICU=25KA @ 415 V 3-POLE, LINE PROT | 273.67
3VA1020-2ED36-0AC0 | CIRCUIT BREAKER 3VA1 IEC FRAME 100 BREAKING CAPACITY CLASS B ICU=16KA @ 415 V 3-POLE, LINE PROT | 268.09
3TK2810-1KA41-0AA0 | SIRIUS SAFETY RELAY SAFETY-RELATED SPEED MONITORING, 110 - 240 V AC/DC, 45.0 MM, SCREW CONNECTIO | 1398.82
3VA1080-3ED42-0JH0 | CIRCUIT BREAKER 3VA1 IEC FRAME 100 BREAKING CAPACITY CLASS N ICU=25KA @ 415 V 4-POLE, LINE PROT | 447.05
3TC4417-4AM4 | REVERSING CONTACTOR F.3TF6833.D DC-3 AND 5,RATD.OPERAT.CURR.32A AUXILAIRY CONTACTS 22 (2NO+2NC) D | 207.22
3TK2853-2BB40-0AB1 | SIGUARD SAFETY COMBINATION ELEKTRONICS BASIC DEVICE STOP-0, MAX. ACHIEVABLE SIL:3, PL:E STOP-0, | 870.43
3VA1020-2ED42-0AA0 | CIRCUIT BREAKER 3VA1 IEC FRAME 100 BREAKING CAPACITY CLASS B ICU=16KA @ 415 V 4-POLE, LINE PROT | 178.87
3VA1020-3ED32-0AF0 | CIRCUIT BREAKER 3VA1 IEC FRAME 100 BREAKING CAPACITY CLASS N ICU=25KA @ 415 V 3-POLE, LINE PROT | 248.6
3SK1111-1AW20 | SIRIUS SAFETY RELAY STANDARD SERIES DEVICE RELAY ENABLING CIRCUITS 3 NO CONTACTS + RELAY SIGNALI | 200.62
3SK1122-2CB42 | SIRIUS SAFETY RELAY BASIC UNIT ADVANCED SERIES WITH TIME DELAY 0.5-30S ELECTRONIC ENABLING CIRCUI | 190.77
3VA1020-4ED32-0AA0 | CIRCUIT BREAKER 3VA1 IEC FRAME 100 BREAKING CAPACITY CLASS S ICU=36KA @ 415 V 3-POLE, LINE PROT | 143.11
3VA1020-4ED36-0DC0 | CIRCUIT BREAKER 3VA1 IEC FRAME 100 BREAKING CAPACITY CLASS S ICU=36KA @ 415 V 3-POLE, LINE PROT | 392.74
3VA1025-2ED32-0AD0 | CIRCUIT BREAKER 3VA1 IEC FRAME 100 BREAKING CAPACITY CLASS B ICU=16KA @ 415 V 3-POLE, LINE PROT | 270.18
3VA1025-3ED32-0DA0 | CIRCUIT BREAKER 3VA1 IEC FRAME 100 BREAKING CAPACITY CLASS N ICU=25KA @ 415 V 3-POLE, LINE PROT | 315.45
3VA1025-4ED32-0HA0 | CIRCUIT BREAKER 3VA1 IEC FRAME 100 BREAKING CAPACITY CLASS S ICU=36KA @ 415 V 3-POLE, LINE PROT | 291.77
3VA1032-2ED32-0DH0 | CIRCUIT BREAKER 3VA1 IEC FRAME 100 BREAKING CAPACITY CLASS B ICU=16KA @ 415 V 3-POLE, LINE PROT | 385.77
3VA1032-2ED32-0JC0 | CIRCUIT BREAKER 3VA1 IEC FRAME 100 BREAKING CAPACITY CLASS B ICU=16KA @ 415 V 3-POLE, LINE PROT | 332.85
3VA1032-3ED32-0DH0 | CIRCUIT BREAKER 3VA1 IEC FRAME 100 BREAKING CAPACITY CLASS N ICU=25KA @ 415 V 3-POLE, LINE PROT | 390.65
3VA1032-3ED32-0KH0 | CIRCUIT BREAKER 3VA1 IEC FRAME 100 BREAKING CAPACITY CLASS N ICU=25KA @ 415 V 3-POLE, LINE PROT | 363.48
3SE5162-0UB01-1AM4 | POSITION SWITCH METAL ENCL. SINGLE PLUNGER, SNAP-ACTION CONTACTS 1NO+1NC, SHORT STROKE, SPECIAL T | 142.47
3VA1110-4EF32-0CC0 | CIRCUIT BREAKER 3VA1 IEC FRAME 160 BREAKING CAPACITY CLASS S ICU=36KA @ 415 V 3-POLE, LINE PROT | 473.51
3VA1110-4EF36-0AA0 | CIRCUIT BREAKER 3VA1 IEC FRAME 160 BREAKING CAPACITY CLASS S ICU=36KA @ 415 V 3-POLE, LINE PROT | 233.25
3VA1032-4ED36-0CC0 | CIRCUIT BREAKER 3VA1 IEC FRAME 100 BREAKING CAPACITY CLASS S ICU=36KA @ 415 V 3-POLE, LINE PROT | 392.74
3VA1040-2ED32-0BC0 | CIRCUIT BREAKER 3VA1 IEC FRAME 100 BREAKING CAPACITY CLASS B ICU=16KA @ 415 V 3-POLE, LINE PROT | 360
3UF7982-0AA20-0 | PCS 7 BLOCK LIBRARY, SIMOCODE PRO MIGRATION V7-V8; AS BLOCKS AND FACEPLATES FOR INTEGRATION OF SI | 288.29
3VA1120-4GF46-0AA0 | CIRCUIT BREAKER 3VA1 IEC FRAME 160 BREAKING CAPACITY CLASS S ICU=36KA @ 415 V 4-POLE, LINE PROT | 245.03
3VA1120-5EF36-0HH0 | CIRCUIT BREAKER 3VA1 IEC FRAME 160 BREAKING CAPACITY CLASS M ICU=55KA @ 415 V 3-POLE, LINE PROT | 454.02
3VA1040-3ED32-0AA0 | CIRCUIT BREAKER 3VA1 IEC FRAME 100 BREAKING CAPACITY CLASS N ICU=25KA @ 415 V 3-POLE, LINE PROT | 140.64
3VA1040-3ED32-0AH0 | CIRCUIT BREAKER 3VA1 IEC FRAME 100 BREAKING CAPACITY CLASS N ICU=25KA @ 415 V 3-POLE, LINE PROT | 275.06
3VA1050-2ED32-0CC0 | CIRCUIT BREAKER 3VA1 IEC FRAME 100 BREAKING CAPACITY CLASS B ICU=16KA @ 415 V 3-POLE, LINE PROT | 360
3VA1050-2ED42-0DH0 | CIRCUIT BREAKER 3VA1 IEC FRAME 100 BREAKING CAPACITY CLASS B ICU=16KA @ 415 V 4-POLE, LINE PROT | 444.26
3ZY1121-2BA00 | REMOVABLE TERMINAL 2-POLE, PUSH-IN TERMINALS UP TO 2X1.5 SQMM, FOR SIRIUS DEVICES IN INDUSTR. DI | 4.75
3ZY1212-1BA00 | DEVICE CONNECTOR FOR SAFETY RELAY 3SK1 WIDTH 17.5 MM, FOR THE ELECTR. CONNECTION OF SIRIUS DEVIC | 18.52
4AC3218-0 | BELL TRANSFORMER, 18VA PRIM 230-240V AC,50HZ, SEK 8V,12V AC WITH PTC PROT.,2MW | 42.77
3VA1032-2ED32-0KA0 | CIRCUIT BREAKER 3VA1 IEC FRAME 100 BREAKING CAPACITY CLASS B ICU=16KA @ 415 V 3-POLE, LINE PROT | 284.8
3VA1032-2ED36-0CC0 | CIRCUIT BREAKER 3VA1 IEC FRAME 100 BREAKING CAPACITY CLASS B ICU=16KA @ 415 V 3-POLE, LINE PROT | 383.68
3VA1032-2ED36-0JA0 | CIRCUIT BREAKER 3VA1 IEC FRAME 100 BREAKING CAPACITY CLASS B ICU=16KA @ 415 V 3-POLE, LINE PROT | 309.18
3VA1032-2ED36-0KA0 | CIRCUIT BREAKER 3VA1 IEC FRAME 100 BREAKING CAPACITY CLASS B ICU=16KA @ 415 V 3-POLE, LINE PROT | 309.18
3VA1110-4EF36-0BH0 | CIRCUIT BREAKER 3VA1 IEC FRAME 160 BREAKING CAPACITY CLASS S ICU=36KA @ 415 V 3-POLE, LINE PROT | 520.87
3VA1040-2ED32-0HC0 | CIRCUIT BREAKER 3VA1 IEC FRAME 100 BREAKING CAPACITY CLASS B ICU=16KA @ 415 V 3-POLE, LINE PROT | 332.85
3VA1040-2ED42-0AA0 | CIRCUIT BREAKER 3VA1 IEC FRAME 100 BREAKING CAPACITY CLASS B ICU=16KA @ 415 V 4-POLE, LINE PROT | 178.87
3VA1040-2ED46-0AA0 | CIRCUIT BREAKER 3VA1 IEC FRAME 100 BREAKING CAPACITY CLASS B ICU=16KA @ 415 V 4-POLE, LINE PROT | 200.93
3UF7200-1AA01-0 | OPERATOR PANEL TI-GREY; INSTALLATION INTO CONTROL CABINET DOOR OR FRONT PLATE; CAN BE PLUGGED O | 273.18
3UF7320-1AB00-0 | FAIL-SAFE DIGITAL MODULE DM-F LOCAL; FOR FAIL-SAFE SWITCH-OFF VIA HARDWARE SIGNAL; UV: 24 V DC, | 430.11
3VA1120-5GF46-0AA0 | CIRCUIT BREAKER 3VA1 IEC FRAME 160 BREAKING CAPACITY CLASS M ICU=55KA @ 415 V 4-POLE, LINE PROT | 265.6
3VA1120-6EF32-0AF0 | CIRCUIT BREAKER 3VA1 IEC FRAME 160 BREAKING CAPACITY CLASS H ICU=70KA @ 415 V 3-POLE, LINE PROT | 339.11
3VA1120-6EF32-0CC0 | CIRCUIT BREAKER 3VA1 IEC FRAME 160 BREAKING CAPACITY CLASS H ICU=70KA @ 415 V 3-POLE, LINE PROT | 456.8
3SE5000-0AD05-1AJ0 | ACTUATOR HEAD FOR POSITION SWITCH 3SE5132 ROLLER PLUNGER PLASTIC ROLLER 13MM, FUNCTIONAL AT -40 | 27.02
3SE5050-0CA00 | CONTACT BLOCK IP20 FOR POSITION SWITCH 3SE5250 OPEN-TYPE DESIGN, 1NO/1NC SNAP-ACTION CONTACT | 15.15
3SE5060-0MA00 | CONTACT BLOCK FOR POSITION SWITCH 3SE5162 INSTALLATION POSITION RIGHT IN SWITCH 1NO/2NC SLOW-ACT | 16.86
3VA1050-3ED32-0CC0 | CIRCUIT BREAKER 3VA1 IEC FRAME 100 BREAKING CAPACITY CLASS N ICU=25KA @ 415 V 3-POLE, LINE PROT | 364.18
3VA1050-3ED32-0DA0 | CIRCUIT BREAKER 3VA1 IEC FRAME 100 BREAKING CAPACITY CLASS N ICU=25KA @ 415 V 3-POLE, LINE PROT | 315.45
3VA1110-4GD42-0AA0 | CIRCUIT BREAKER 3VA1 IEC FRAME 160 BREAKING CAPACITY CLASS S ICU=36KA @ 415 V 4-POLE, LINE PROT | 261.69
3VA1110-5ED32-0AD0 | CIRCUIT BREAKER 3VA1 IEC FRAME 160 BREAKING CAPACITY CLASS M ICU=55KA @ 415 V 3-POLE, LINE PROT | 391.34
3VA1120-6EF36-0BC0 | CIRCUIT BREAKER 3VA1 IEC FRAME 160 BREAKING CAPACITY CLASS H ICU=70KA @ 415 V 3-POLE, LINE PROT | 479.09
3VA1120-6EF36-0DA0 | CIRCUIT BREAKER 3VA1 IEC FRAME 160 BREAKING CAPACITY CLASS H ICU=70KA @ 415 V 3-POLE, LINE PROT | 431.03
3VA1120-6GE46-0AA0 | CIRCUIT BREAKER 3VA1 IEC FRAME 160 BREAKING CAPACITY CLASS H ICU=70KA @ 415 V 4-POLE, LINE PROT | 276.39
3VA1125-3ED42-0AA0 | CIRCUIT BREAKER 3VA1 IEC FRAME 160 BREAKING CAPACITY CLASS N ICU=25KA @ 415 V 4-POLE, LINE PROT | 192.08
3UG4631-1AW38-0AA4-ZX95 | DIGITAL MONITORING RELAY VOLTAGE MONITORING, 22.5MM FROM 14.3 TO 15.7V AC/DC SUPPLY VOLTAGE AC/D | 158.26
3UG4832-2AA40 | DIGITAL MONITORING RELAY VOLTAGE MONITORING, 22.5MM FOR IO-LINK 10 TO 600V AC/DC OVER- AND UNDER | 179.15
3UL2304-1A | RESIDUAL CURRENT TRANSFORMER FOR RESIDUAL CURRENT MONITORING FEEDTHROUGH OPENING 35MM. FAULT CURR | 151.29
3VA1032-3ED36-0AF0 | CIRCUIT BREAKER 3VA1 IEC FRAME 100 BREAKING CAPACITY CLASS N ICU=25KA @ 415 V 3-POLE, LINE PROT | 273.67
3VA1032-3ED36-0DC0 | CIRCUIT BREAKER 3VA1 IEC FRAME 100 BREAKING CAPACITY CLASS N ICU=25KA @ 415 V 3-POLE, LINE PROT | 389.25
3VA1032-3ED36-0JH0 | CIRCUIT BREAKER 3VA1 IEC FRAME 100 BREAKING CAPACITY CLASS N ICU=25KA @ 415 V 3-POLE, LINE PROT | 387.16
3VA1032-4ED32-0AH0 | CIRCUIT BREAKER 3VA1 IEC FRAME 100 BREAKING CAPACITY CLASS S ICU=36KA @ 415 V 3-POLE, LINE PROT | 278.53
3VA1032-4ED32-0HA0 | CIRCUIT BREAKER 3VA1 IEC FRAME 100 BREAKING CAPACITY CLASS S ICU=36KA @ 415 V 3-POLE, LINE PROT | 291.77
3VA1032-4ED32-0KC0 | CIRCUIT BREAKER 3VA1 IEC FRAME 100 BREAKING CAPACITY CLASS S ICU=36KA @ 415 V 3-POLE, LINE PROT | 341.2
3VA1120-4EF36-0CH0 | CIRCUIT BREAKER 3VA1 IEC FRAME 160 BREAKING CAPACITY CLASS S ICU=36KA @ 415 V 3-POLE, LINE PROT | 456.8
3VA1040-3ED32-0DA0 | CIRCUIT BREAKER 3VA1 IEC FRAME 100 BREAKING CAPACITY CLASS N ICU=25KA @ 415 V 3-POLE, LINE PROT | 315.45
3VA1040-3ED32-0DH0 | CIRCUIT BREAKER 3VA1 IEC FRAME 100 BREAKING CAPACITY CLASS N ICU=25KA @ 415 V 3-POLE, LINE PROT | 390.65
3VA1040-3ED32-0HC0 | CIRCUIT BREAKER 3VA1 IEC FRAME 100 BREAKING CAPACITY CLASS N ICU=25KA @ 415 V 3-POLE, LINE PROT | 337.04
3VA1040-4ED32-0AA0 | CIRCUIT BREAKER 3VA1 IEC FRAME 100 BREAKING CAPACITY CLASS S ICU=36KA @ 415 V 3-POLE, LINE PROT | 143.11
3VA1040-4ED32-0AH0 | CIRCUIT BREAKER 3VA1 IEC FRAME 100 BREAKING CAPACITY CLASS S ICU=36KA @ 415 V 3-POLE, LINE PROT | 278.53
3VA1050-2ED36-0AE0 | CIRCUIT BREAKER 3VA1 IEC FRAME 100 BREAKING CAPACITY CLASS B ICU=16KA @ 415 V 3-POLE, LINE PROT | 318.22
3VA1050-2ED36-0CC0 | CIRCUIT BREAKER 3VA1 IEC FRAME 100 BREAKING CAPACITY CLASS B ICU=16KA @ 415 V 3-POLE, LINE PROT | 383.68
3VA1050-2ED36-0DC0 | CIRCUIT BREAKER 3VA1 IEC FRAME 100 BREAKING CAPACITY CLASS B ICU=16KA @ 415 V 3-POLE, LINE PROT | 383.68
3VA1050-2ED42-0AC0 | CIRCUIT BREAKER 3VA1 IEC FRAME 100 BREAKING CAPACITY CLASS B ICU=16KA @ 415 V 4-POLE, LINE PROT | 303.6
3VA1110-5EE32-0CA0 | CIRCUIT BREAKER 3VA1 IEC FRAME 160 BREAKING CAPACITY CLASS M ICU=55KA @ 415 V 3-POLE, LINE PROT | 436.61
3VA1110-5EE32-0HA0 | CIRCUIT BREAKER 3VA1 IEC FRAME 160 BREAKING CAPACITY CLASS M ICU=55KA @ 415 V 3-POLE, LINE PROT | 409.45
3VA1110-5EF32-0BA0 | CIRCUIT BREAKER 3VA1 IEC FRAME 160 BREAKING CAPACITY CLASS M ICU=55KA @ 415 V 3-POLE, LINE PROT | 454.02
3VA1110-5EF32-0JH0 | CIRCUIT BREAKER 3VA1 IEC FRAME 160 BREAKING CAPACITY CLASS M ICU=55KA @ 415 V 3-POLE, LINE PROT | 502.05
3VA1132-3EF36-0AE0 | CIRCUIT BREAKER 3VA1 IEC FRAME 160 BREAKING CAPACITY CLASS N ICU=25KA @ 415 V 3-POLE, LINE PROT | 347.47
3VA1132-3EF36-0CA0 | CIRCUIT BREAKER 3VA1 IEC FRAME 160 BREAKING CAPACITY CLASS N ICU=25KA @ 415 V 3-POLE, LINE PROT | 362.79
3VA1010-2ED32-0AH0 | CIRCUIT BREAKER 3VA1 IEC FRAME 100 BREAKING CAPACITY CLASS B ICU=16KA @ 415 V 3-POLE, LINE PROT | 322.4
3VA1110-5EF36-0BC0 | CIRCUIT BREAKER 3VA1 IEC FRAME 160 BREAKING CAPACITY CLASS M ICU=55KA @ 415 V 3-POLE, LINE PROT | 528.52
3VA1110-5EF36-0DA0 | CIRCUIT BREAKER 3VA1 IEC FRAME 160 BREAKING CAPACITY CLASS M ICU=55KA @ 415 V 3-POLE, LINE PROT | 477.69
3VA1050-3ED32-0HA0 | CIRCUIT BREAKER 3VA1 IEC FRAME 100 BREAKING CAPACITY CLASS N ICU=25KA @ 415 V 3-POLE, LINE PROT | 288.98
3VA1010-2ED36-0AA0 | CIRCUIT BREAKER 3VA1 IEC FRAME 100 BREAKING CAPACITY CLASS B ICU=16KA @ 415 V 3-POLE, LINE PROT | 192.58
3VA1010-2ED36-0DH0 | CIRCUIT BREAKER 3VA1 IEC FRAME 100 BREAKING CAPACITY CLASS B ICU=16KA @ 415 V 3-POLE, LINE PROT | 460.97
3VA1010-2ED36-0CH0 | CIRCUIT BREAKER 3VA1 IEC FRAME 100 BREAKING CAPACITY CLASS B ICU=16KA @ 415 V 3-POLE, LINE PROT | 460.97
3VA1080-4ED32-0KA0 | CIRCUIT BREAKER 3VA1 IEC FRAME 100 BREAKING CAPACITY CLASS S ICU=36KA @ 415 V 3-POLE, LINE PROT | 311.96
3VA1050-2ED42-0KC0 | CIRCUIT BREAKER 3VA1 IEC FRAME 100 BREAKING CAPACITY CLASS B ICU=16KA @ 415 V 4-POLE, LINE PROT | 393.43
3VA1110-5ED32-0DC0 | CIRCUIT BREAKER 3VA1 IEC FRAME 160 BREAKING CAPACITY CLASS M ICU=55KA @ 415 V 3-POLE, LINE PROT | 479.78
3VA1110-5ED46-0AA0 | CIRCUIT BREAKER 3VA1 IEC FRAME 160 BREAKING CAPACITY CLASS M ICU=55KA @ 415 V 4-POLE, LINE PROT | 310.21
3VA1110-5EF32-0KA0 | CIRCUIT BREAKER 3VA1 IEC FRAME 160 BREAKING CAPACITY CLASS M ICU=55KA @ 415 V 3-POLE, LINE PROT | 428.94
3VA1120-6EF32-0JH0 | CIRCUIT BREAKER 3VA1 IEC FRAME 160 BREAKING CAPACITY CLASS H ICU=70KA @ 415 V 3-POLE, LINE PROT | 454.71
3VA1125-3EF36-0AA0 | CIRCUIT BREAKER 3VA1 IEC FRAME 160 BREAKING CAPACITY CLASS N ICU=25KA @ 415 V 3-POLE, LINE PROT | 173.96
3VA1125-4EF32-0DH0 | CIRCUIT BREAKER 3VA1 IEC FRAME 160 BREAKING CAPACITY CLASS S ICU=36KA @ 415 V 3-POLE, LINE PROT | 433.13
3VA1132-3EF36-0JA0 | CIRCUIT BREAKER 3VA1 IEC FRAME 160 BREAKING CAPACITY CLASS N ICU=25KA @ 415 V 3-POLE, LINE PROT | 334.94
3VA1132-4EF32-0AF0 | CIRCUIT BREAKER 3VA1 IEC FRAME 160 BREAKING CAPACITY CLASS S ICU=36KA @ 415 V 3-POLE, LINE PROT | 291.07
3UL2305-1A | RESIDUAL CURRENT TRANSFORMER FOR RESIDUAL CURRENT MONITORING . . | 201.3
3VA1110-5EF36-0CH0 | CIRCUIT BREAKER 3VA1 IEC FRAME 160 BREAKING CAPACITY CLASS M ICU=55KA @ 415 V 3-POLE, LINE PROT | 552.89
3VA1110-5EF42-0AA0 | CIRCUIT BREAKER 3VA1 IEC FRAME 160 BREAKING CAPACITY CLASS M ICU=55KA @ 415 V 4-POLE, LINE PROT | 310.21
3VA1050-3ED32-0HH0 | CIRCUIT BREAKER 3VA1 IEC FRAME 100 BREAKING CAPACITY CLASS N ICU=25KA @ 415 V 3-POLE, LINE PROT | 363.48
3VA1050-3ED32-0KH0 | CIRCUIT BREAKER 3VA1 IEC FRAME 100 BREAKING CAPACITY CLASS N ICU=25KA @ 415 V 3-POLE, LINE PROT | 363.48
3VA1080-3ED36-0BC0 | CIRCUIT BREAKER 3VA1 IEC FRAME 100 BREAKING CAPACITY CLASS N ICU=25KA @ 415 V 3-POLE, LINE PROT | 405.96
3VA1010-2ED32-0DH0 | CIRCUIT BREAKER 3VA1 IEC FRAME 100 BREAKING CAPACITY CLASS B ICU=16KA @ 415 V 3-POLE, LINE PROT | 436.61
3VA1080-4ED36-0AA0 | CIRCUIT BREAKER 3VA1 IEC FRAME 100 BREAKING CAPACITY CLASS S ICU=36KA @ 415 V 3-POLE, LINE PROT | 173.48
3VA1080-4ED36-0AH0 | CIRCUIT BREAKER 3VA1 IEC FRAME 100 BREAKING CAPACITY CLASS S ICU=36KA @ 415 V 3-POLE, LINE PROT | 320.31
3VA1150-5ED32-0AA0 | CIRCUIT BREAKER 3VA1 IEC FRAME 160 BREAKING CAPACITY CLASS M ICU=55KA @ 415 V 3-POLE, LINE PROT | 174.97
3VA1150-5EF32-0KH0 | CIRCUIT BREAKER 3VA1 IEC FRAME 160 BREAKING CAPACITY CLASS M ICU=55KA @ 415 V 3-POLE, LINE PROT | 432.43
3VL9600-3JF81 | BREAKER VL, ACCESSORY FOR JG; LG AND MG FRAME NFPA79 HANDLE FOR USE WITH DOOR-MOUNTED ROTARY HAND | 164.19
3VA1132-4EF36-0BC0 | CIRCUIT BREAKER 3VA1 IEC FRAME 160 BREAKING CAPACITY CLASS S ICU=36KA @ 415 V 3-POLE, LINE PROT | 432.43
3VA1132-4GD46-0AA0 | CIRCUIT BREAKER 3VA1 IEC FRAME 160 BREAKING CAPACITY CLASS S ICU=36KA @ 415 V 4-POLE, LINE PROT | 228.35
3VA1132-5EF36-0CH0 | CIRCUIT BREAKER 3VA1 IEC FRAME 160 BREAKING CAPACITY CLASS M ICU=55KA @ 415 V 3-POLE, LINE PROT | 479.78
3VA1110-6EF36-0AA0 | CIRCUIT BREAKER 3VA1 IEC FRAME 160 BREAKING CAPACITY CLASS H ICU=70KA @ 415 V 3-POLE, LINE PROT | 277.35
3VA1112-1AA36-0AA0 | SWITCH DISCONNECTOR 3VA1 IEC FRAME 160 3-POLE SD100, IN=125A WITHOUT OVERLOAD PROTECTION WITHOU | 226.88
3VA1112-1AA36-0BA0 | SWITCH DISCONNECTOR 3VA1 IEC FRAME 160 3-POLE SD100, IN=125A WITHOUT OVERLOAD PROTECTION WITHOU | 436.61
3VA1180-3EF36-0KC0 | CIRCUIT BREAKER 3VA1 IEC FRAME 160 BREAKING CAPACITY CLASS N ICU=25KA @ 415 V 3-POLE, LINE PROT | 406.66
3VA1180-3GF42-0AA0 | CIRCUIT BREAKER 3VA1 IEC FRAME 160 BREAKING CAPACITY CLASS N ICU=25KA @ 415 V 4-POLE, LINE PROT | 224.43
3VA1080-4ED36-0HH0 | CIRCUIT BREAKER 3VA1 IEC FRAME 100 BREAKING CAPACITY CLASS S ICU=36KA @ 415 V 3-POLE, LINE PROT | 408.05
3RK1902-1NB50 | BUS CABLE, FOR PROFIBUS PREASSEMBLED BOTH SIDES 2 X M12 ANGLED 2-CORE, SHIELDED LENGTH 5,0M, B C | 75.17
3RA2210-0DH15-2AP0 | FUSELESS LOAD FEEDER REVERSING OPERATION, 400 V AC, SZ S00 0.22 TO 0.32 A 3 KW, 230 V AC SPRING | 200.04
3RA2210-0HA15-2AP0 | FUSELESS LOAD FEEDER REVERSING OPERATION, 400 V AC, SZ S00 0.55 TO 0.80 A 3 KW, 230 V AC SCREW | 148.76
3RA2210-0HD15-2AP0 | FUSELESS LOAD FEEDER REVERSING OPERATION, 400 V AC, SZ S00, 0.55 TO 0.80 A, 3 KW, 230 V AC SCRE | 206.38
3RH2911-4GA22 | AUX.SWITCH BLOCK,FRONT,2NO+2NC, CURR.PATH: 1NO, 1NC, 1NC, 1NO, FOR CONTACTOR RELAYS, SZ S00, RIN | 14.12
3RH2911-4HA21 | AUX.SWITCH BLOCK,FRONT,2NO+1NC, CURR.PATH: 1NC, 1NO, 1NO, F. CONT. RELAYS A. MOTOR CONT., 3RT2 R | 11.52
3RB3026-1VE0 | OVERLOAD RELAY 10...40 A FOR MOTOR PROTECTION SIZE S0, CLASS 10 CONTACTOR ASS. MAIN CIRCUIT: SPR | 122.98
3RT2015-1KB42 | COUPLING RELAY, AC-3, 3KW/400V, 1NC, DC 24V, 0.7...1.25*US, W. INTEGR. SUPPRESSORDIODE, SZ S00, S | 33.39
3RT2015-2AH01-ZW96 | CONTACTOR, AC-3, 3KW/400V, 1NO, AC 48V, 50/60 HZ, 3-POLE, SZ S00 SPRING-LOADED TERMINAL MULTI UN | 27.6
3RT2015-2BE42 | CONTACTOR, AC-3, 3KW/400V, 1NC, DC 60V, 3-POLE, SZ S00 SPRING-LOADED TERMINAL | 32.93
3RT2015-2BG41 | CONTACTOR, AC-3, 3KW/400V, 1NO, DC 125V, 3-POLE, SZ S00 SPRING-LOADED TERMINAL | 32.93
3RT2015-4AP62 | CONTACTOR, AC-3, 3KW/400V, 1NC, AC 220V 50HZ / 240V 60HZ 3POLE, SZ. S00 RING CABLE LUG CONNECTION | 30.95
3RT2016-1AB01 | CONTACTOR, AC-3, 4KW/400V, 1NO, AC 24V, 50/60 HZ, 3-POLE, SZ S00 SCREW TERMINAL | 26.48
3RT2017-2BM42 | CONTACTOR, AC-3, 5.5KW/400V, 1NC, DC 220V 3-POLE, SZ S00 SPRING-LOADED TERMINAL | 37.58
3RT2017-2FB41 | CONTACTOR, AC-3, 5.5KW/400V, 1NO, DC 24V, W. INTEGRATED DIODE 3-POLE, SZ S00 SPRING-LOADED TERMI | 42.88
3RK1105-1BE04-3CA0 | ASISAFE ENHANCED SAFETY MONITOR 2 F-RO, 2 ENABLING CIRCUITS, IP20, WITH SCREW-TYPE TERMINALS (RE | 1549.67
3RK4324-3JR51-0BC0 | SIRIUS MCU MOTOR STARTER ENC. DEG. O. PROT.IP54 PLASTIC COMMUNICATION AS-INTERFACE ELECTROMECHAN | 1094.52
3RA2210-1CE15-2AP0 | LOAD FEEDER FUSELESS REVERSING DUTY, AC 400V, SZ S00, 1.8. . .2.5A, AC 230V SPRING-LOADED CONNECT | 153.83
3RA2210-1EE15-2AP0 | LOAD FEEDER FUSELESS REVERSING DUTY, AC 400V, SZ S00, 2.8. . .4A, AC 230V SPRING-LOADED CONNECTIO | 153.83
3RA2220-1FH24-0BB4 | LOAD FEEDER FUSE SW. REVERSING OPERATION, AC 400V, MDL. S0, 3.5. . .5A, DC 24V SPRING-LOADED TERM | 332.98
3RK7243-2AA30-0XB0 | SIMATIC S7-1200, CM 1243-2, COMMUNICATION MODULE AS-INTERFACE MASTER ACCOR. AS-INTERFACE SPEC. V3 | 698.79
3RK1301-0AB20-0AB4 | DSS1E-X FOR ET200S HIGH FEATURE DIRECT SOFT STARTER SETTING RANGE 0.3...3A MECHANICAL SWITCHING | 1255.52
3RM1207-3AA14 | MOTORSTARTER SIRIUS 3RM1 REVERSING STARTER 500 V; 1.6-7.0 A; 110-230 V AC CONTROL CIRCUIT PUSH-I | 175.36
3RK3122-2AC00 | SIRIUS, CENTRAL UNIT 3RK3 ASISAFE EXTENDED FOR MODULAR SAFETY SYSTEM 3RK3 2/4F-DI,4DI,1F-RO,1F-DO | 1381.79
3RK3922-1AC10 | STARTER PACKAGE FOR MODULAR SAFETY SYSTEM 3RK3 CONTENT: CENTRAL MODULE MSS ADVANCED, CONNECTION: | 2195.37
3RA2220-4BB27-0BB4 | LOAD FEEDER FUSELESS REVERSING DUTY, AC 400V, SZ S0, 14. . .20A, DC 24V SCREW CONNECTION FOR RAI | 443.76
3RA2220-4DH27-0AP0 | LOAD FEEDER FUSELESS REVERSING DUTY, AC 400V, SZ S0, 20. . .25A, AC 230V SPRING-LOADED CONNECTION | 415.9
3RH2122-2LJ80-0LA0 | CONTACTOR RELAY FOR RAILWAY, 2NO+1NC, DC 72V, 0,7...1,25*US, VARISTOR INTEGRATED, SZ S00, SPRING- | 62.33
3RH2122-4LB40 | COUPLING CONTACTOR RELAY RAIL, 2NO+2NC, DC 24V, 0.7...1.25*US, VARISTOR INTEGRATED, SZ S00,RING C | 42.35
3RH2131-2LB40 | COUPLING CONTACTOR RELAY RAIL, 3NO+1NC, DC 24V, 0.7...1.25*US, VARISTOR INTEGRATED, SZ S00, SPRIN | 38.47
3RH2140-1AD00 | CONTACTOR RELAY, 4NO, AC 42V, 50/60 HZ, SIZE S00, SCREW TERMINAL | 32.33
3VA1110-6ED32-0AA0 | CIRCUIT BREAKER 3VA1 IEC FRAME 160 BREAKING CAPACITY CLASS H ICU=70KA @ 415 V 3-POLE, LINE PROT | 242.58
3VA1110-6EE36-0AA0 | CIRCUIT BREAKER 3VA1 IEC FRAME 160 BREAKING CAPACITY CLASS H ICU=70KA @ 415 V 3-POLE, LINE PROT | 262.66
3VA1110-6EF32-0BH0 | CIRCUIT BREAKER 3VA1 IEC FRAME 160 BREAKING CAPACITY CLASS H ICU=70KA @ 415 V 3-POLE, LINE PROT | 561.26
3VA1110-6EF32-0DC0 | CIRCUIT BREAKER 3VA1 IEC FRAME 160 BREAKING CAPACITY CLASS H ICU=70KA @ 415 V 3-POLE, LINE PROT | 534.79
3VA1050-3ED36-0BA0 | CIRCUIT BREAKER 3VA1 IEC FRAME 100 BREAKING CAPACITY CLASS N ICU=25KA @ 415 V 3-POLE, LINE PROT | 337.04
3VA1050-3ED36-0BH0 | CIRCUIT BREAKER 3VA1 IEC FRAME 100 BREAKING CAPACITY CLASS N ICU=25KA @ 415 V 3-POLE, LINE PROT | 410.84
3VA1080-2ED42-0KA0 | CIRCUIT BREAKER 3VA1 IEC FRAME 100 BREAKING CAPACITY CLASS B ICU=16KA @ 415 V 4-POLE, LINE PROT | 366.97
3VA1080-3ED32-0AA0 | CIRCUIT BREAKER 3VA1 IEC FRAME 100 BREAKING CAPACITY CLASS N ICU=25KA @ 415 V 3-POLE, LINE PROT | 153.88
3VA1080-3ED32-0AF0 | CIRCUIT BREAKER 3VA1 IEC FRAME 100 BREAKING CAPACITY CLASS N ICU=25KA @ 415 V 3-POLE, LINE PROT | 268.09
3VA1125-5EE46-0AA0 | CIRCUIT BREAKER 3VA1 IEC FRAME 160 BREAKING CAPACITY CLASS M ICU=55KA @ 415 V 4-POLE, LINE PROT | 254.82
3VA1150-4EF36-0DH0 | CIRCUIT BREAKER 3VA1 IEC FRAME 160 BREAKING CAPACITY CLASS S ICU=36KA @ 415 V 3-POLE, LINE PROT | 456.8
3VA1150-4EF36-0HC0 | CIRCUIT BREAKER 3VA1 IEC FRAME 160 BREAKING CAPACITY CLASS S ICU=36KA @ 415 V 3-POLE, LINE PROT | 405.27
3VA1150-4EF36-0KC0 | CIRCUIT BREAKER 3VA1 IEC FRAME 160 BREAKING CAPACITY CLASS S ICU=36KA @ 415 V 3-POLE, LINE PROT | 405.27
3VA1116-1AA42-0BH0 | SWITCH DISCONNECTOR 3VA1 IEC FRAME 160 4-POLE SD100, IN=160A WITHOUT OVERLOAD PROTECTION WITHOU | 604.41
3VA1116-1AA42-0CC0 | SWITCH DISCONNECTOR 3VA1 IEC FRAME 160 4-POLE SD100, IN=160A WITHOUT OVERLOAD PROTECTION WITHOU | 579.36
3VA1132-4EF32-0DC0 | CIRCUIT BREAKER 3VA1 IEC FRAME 160 BREAKING CAPACITY CLASS S ICU=36KA @ 415 V 3-POLE, LINE PROT | 406.66
3VA1132-4EF32-0KA0 | CIRCUIT BREAKER 3VA1 IEC FRAME 160 BREAKING CAPACITY CLASS S ICU=36KA @ 415 V 3-POLE, LINE PROT | 331.46
3VA1110-6EF36-0KC0 | CIRCUIT BREAKER 3VA1 IEC FRAME 160 BREAKING CAPACITY CLASS H ICU=70KA @ 415 V 3-POLE, LINE PROT | 531.31
3VA1110-6EF46-0AA0 | CIRCUIT BREAKER 3VA1 IEC FRAME 160 BREAKING CAPACITY CLASS H ICU=70KA @ 415 V 4-POLE, LINE PROT | 360.66
3VA1112-1AA32-0AA0 | SWITCH DISCONNECTOR 3VA1 IEC FRAME 160 3-POLE SD100, IN=125A WITHOUT OVERLOAD PROTECTION WITHOU | 209.75
3VA1112-1AA32-0AG0 | SWITCH DISCONNECTOR 3VA1 IEC FRAME 160 3-POLE SD100, IN=125A WITHOUT OVERLOAD PROTECTION WITHOU | 372.54
3VA1112-1AA32-0HC0 | SWITCH DISCONNECTOR 3VA1 IEC FRAME 160 3-POLE SD100, IN=125A WITHOUT OVERLOAD PROTECTION WITHOU | 436.61
3VA1180-4EF32-0AB0 | CIRCUIT BREAKER 3VA1 IEC FRAME 160 BREAKING CAPACITY CLASS S ICU=36KA @ 415 V 3-POLE, LINE PROT | 339.11
3VA1180-4EF32-0AC0 | CIRCUIT BREAKER 3VA1 IEC FRAME 160 BREAKING CAPACITY CLASS S ICU=36KA @ 415 V 3-POLE, LINE PROT | 316.84
3VA1180-4EF32-0AG0 | CIRCUIT BREAKER 3VA1 IEC FRAME 160 BREAKING CAPACITY CLASS S ICU=36KA @ 415 V 3-POLE, LINE PROT | 339.11
3VA1180-4EF32-0HA0 | CIRCUIT BREAKER 3VA1 IEC FRAME 160 BREAKING CAPACITY CLASS S ICU=36KA @ 415 V 3-POLE, LINE PROT | 355.84
3VA1080-4ED42-0JA0 | CIRCUIT BREAKER 3VA1 IEC FRAME 100 BREAKING CAPACITY CLASS S ICU=36KA @ 415 V 4-POLE, LINE PROT | 377.42
3VA1096-2ED32-0AE0 | CIRCUIT BREAKER 3VA1 IEC FRAME 100 BREAKING CAPACITY CLASS B ICU=16KA @ 415 V 3-POLE, LINE PROT | 293.86
3VA1096-2ED32-0CA0 | CIRCUIT BREAKER 3VA1 IEC FRAME 100 BREAKING CAPACITY CLASS B ICU=16KA @ 415 V 3-POLE, LINE PROT | 311.27
3VA1096-2ED32-0DC0 | CIRCUIT BREAKER 3VA1 IEC FRAME 100 BREAKING CAPACITY CLASS B ICU=16KA @ 415 V 3-POLE, LINE PROT | 360
3VA1150-5EF36-0HC0 | CIRCUIT BREAKER 3VA1 IEC FRAME 160 BREAKING CAPACITY CLASS M ICU=55KA @ 415 V 3-POLE, LINE PROT | 429.64
3VA1150-6ED36-0AA0 | CIRCUIT BREAKER 3VA1 IEC FRAME 160 BREAKING CAPACITY CLASS H ICU=70KA @ 415 V 3-POLE, LINE PROT | 206.81
3VA1150-6EF32-0CC0 | CIRCUIT BREAKER 3VA1 IEC FRAME 160 BREAKING CAPACITY CLASS H ICU=70KA @ 415 V 3-POLE, LINE PROT | 456.8
3VA1132-5EF32-0AB0 | CIRCUIT BREAKER 3VA1 IEC FRAME 160 BREAKING CAPACITY CLASS M ICU=55KA @ 415 V 3-POLE, LINE PROT | 341.2
3VA1132-5EF32-0AD0 | CIRCUIT BREAKER 3VA1 IEC FRAME 160 BREAKING CAPACITY CLASS M ICU=55KA @ 415 V 3-POLE, LINE PROT | 341.2
3VA1132-5EF32-0JA0 | CIRCUIT BREAKER 3VA1 IEC FRAME 160 BREAKING CAPACITY CLASS M ICU=55KA @ 415 V 3-POLE, LINE PROT | 357.93
3VA1132-5EF36-0AD0 | CIRCUIT BREAKER 3VA1 IEC FRAME 160 BREAKING CAPACITY CLASS M ICU=55KA @ 415 V 3-POLE, LINE PROT | 364.88
3VA1112-1AA36-0DH0 | SWITCH DISCONNECTOR 3VA1 IEC FRAME 160 3-POLE SD100, IN=125A WITHOUT OVERLOAD PROTECTION WITHOU | 511.81
3VA1180-3EF32-0JC0 | CIRCUIT BREAKER 3VA1 IEC FRAME 160 BREAKING CAPACITY CLASS N ICU=25KA @ 415 V 3-POLE, LINE PROT | 384.38
3VA1180-3EF32-0KC0 | CIRCUIT BREAKER 3VA1 IEC FRAME 160 BREAKING CAPACITY CLASS N ICU=25KA @ 415 V 3-POLE, LINE PROT | 384.38
3VA1180-3EF36-0AA0 | CIRCUIT BREAKER 3VA1 IEC FRAME 160 BREAKING CAPACITY CLASS N ICU=25KA @ 415 V 3-POLE, LINE PROT | 189.15
3VA1080-4ED36-0BC0 | CIRCUIT BREAKER 3VA1 IEC FRAME 100 BREAKING CAPACITY CLASS S ICU=36KA @ 415 V 3-POLE, LINE PROT | 408.75
3VA1080-4ED36-0HA0 | CIRCUIT BREAKER 3VA1 IEC FRAME 100 BREAKING CAPACITY CLASS S ICU=36KA @ 415 V 3-POLE, LINE PROT | 334.25
3VA1150-6EF32-0HC0 | CIRCUIT BREAKER 3VA1 IEC FRAME 160 BREAKING CAPACITY CLASS H ICU=70KA @ 415 V 3-POLE, LINE PROT | 431.03
3VA1150-6EF32-0JC0 | CIRCUIT BREAKER 3VA1 IEC FRAME 160 BREAKING CAPACITY CLASS H ICU=70KA @ 415 V 3-POLE, LINE PROT | 431.03
3VA1150-6EF36-0BA0 | CIRCUIT BREAKER 3VA1 IEC FRAME 160 BREAKING CAPACITY CLASS H ICU=70KA @ 415 V 3-POLE, LINE PROT | 431.03
3VA1150-6EF36-0DA0 | CIRCUIT BREAKER 3VA1 IEC FRAME 160 BREAKING CAPACITY CLASS H ICU=70KA @ 415 V 3-POLE, LINE PROT | 431.03
3VA1112-1AA42-0JA0 | SWITCH DISCONNECTOR 3VA1 IEC FRAME 160 4-POLE SD100, IN=125A WITHOUT OVERLOAD PROTECTION WITHOU | 477.69
3VA1112-3EF32-0AC0 | CIRCUIT BREAKER 3VA1 IEC FRAME 160 BREAKING CAPACITY CLASS N ICU=25KA @ 415 V 3-POLE, LINE PROT | 506.93
3VA1112-3EF32-0DA0 | CIRCUIT BREAKER 3VA1 IEC FRAME 160 BREAKING CAPACITY CLASS N ICU=25KA @ 415 V 3-POLE, LINE PROT | 572.39
3VA1112-3EF32-0JA0 | CIRCUIT BREAKER 3VA1 IEC FRAME 160 BREAKING CAPACITY CLASS N ICU=25KA @ 415 V 3-POLE, LINE PROT | 546.62
3VA1140-3EF32-0CA0 | CIRCUIT BREAKER 3VA1 IEC FRAME 160 BREAKING CAPACITY CLASS N ICU=25KA @ 415 V 3-POLE, LINE PROT | 337.73
3VA1096-3ED32-0AF0 | CIRCUIT BREAKER 3VA1 IEC FRAME 100 BREAKING CAPACITY CLASS N ICU=25KA @ 415 V 3-POLE, LINE PROT | 248.6
3VA1096-4ED32-0AC0 | CIRCUIT BREAKER 3VA1 IEC FRAME 100 BREAKING CAPACITY CLASS S ICU=36KA @ 415 V 3-POLE, LINE PROT | 253.47
3VA1110-1AA32-0HC0 | SWITCH DISCONNECTOR 3VA1 IEC FRAME 160 3-POLE SD100, IN=100A WITHOUT OVERLOAD PROTECTION WITHOU | 369.06
3VA1110-1AA32-0JC0 | SWITCH DISCONNECTOR 3VA1 IEC FRAME 160 3-POLE SD100, IN=100A WITHOUT OVERLOAD PROTECTION WITHOU | 369.06
3VA1180-5EF36-0AH0 | CIRCUIT BREAKER 3VA1 IEC FRAME 160 BREAKING CAPACITY CLASS M ICU=55KA @ 415 V 3-POLE, LINE PROT | 392.74
3VA2025-7KQ46-0AA0 | CIRCUIT BREAKER 3VA2 IEC FRAME 100 BREAKING CAPACITY CLASS C ICU=110KA @ 415 V 4POLE, LINE PROT | 1436.44
3VA2025-8HL42-0AA0 | CIRCUIT BREAKER 3VA2 IEC FRAME 100 BREAKING CAPACITY CLASS L ICU=150KA @ 415 V 4POLE, LINE PROT | 745.74
3VA2025-8HM42-0AA0 | CIRCUIT BREAKER 3VA2 IEC FRAME 100 BREAKING CAPACITY CLASS L ICU=150KA @ 415 V 4POLE, LINE PROT | 978.01
3VA1180-4GE46-0AA0 | CIRCUIT BREAKER 3VA1 IEC FRAME 160 BREAKING CAPACITY CLASS S ICU=36KA @ 415 V 4-POLE, LINE PROT | 254.82
3VA1180-5ED36-0AA0 | CIRCUIT BREAKER 3VA1 IEC FRAME 160 BREAKING CAPACITY CLASS M ICU=55KA @ 415 V 3-POLE, LINE PROT | 207.79
3VA1180-5ED42-0AA0 | CIRCUIT BREAKER 3VA1 IEC FRAME 160 BREAKING CAPACITY CLASS M ICU=55KA @ 415 V 4-POLE, LINE PROT | 249.92
3VA1180-5EF32-0AD0 | CIRCUIT BREAKER 3VA1 IEC FRAME 160 BREAKING CAPACITY CLASS M ICU=55KA @ 415 V 3-POLE, LINE PROT | 368.36
3VA1163-1AA32-0KH0 | SWITCH DISCONNECTOR 3VA1 IEC FRAME 160 3-POLE SD100, IN=63A WITHOUT OVERLOAD PROTECTION WITHOUT | 347.47
3VA1163-1AA36-0BA0 | SWITCH DISCONNECTOR 3VA1 IEC FRAME 160 3-POLE SD100, IN=63A WITHOUT OVERLOAD PROTECTION WITHOUT | 321.7
3VA1163-1AA36-0JH0 | SWITCH DISCONNECTOR 3VA1 IEC FRAME 160 3-POLE SD100, IN=63A WITHOUT OVERLOAD PROTECTION WITHOUT | 369.06
3VA1112-1AA36-0HC0 | SWITCH DISCONNECTOR 3VA1 IEC FRAME 160 3-POLE SD100, IN=125A WITHOUT OVERLOAD PROTECTION WITHOU | 460.29
3VA1112-1AA36-0CH0 | SWITCH DISCONNECTOR 3VA1 IEC FRAME 160 3-POLE SD100, IN=125A WITHOUT OVERLOAD PROTECTION WITHOU | 511.81
3VA1132-6EF32-0AE0 | CIRCUIT BREAKER 3VA1 IEC FRAME 160 BREAKING CAPACITY CLASS H ICU=70KA @ 415 V 3-POLE, LINE PROT | 392.74
3VA1132-6EF32-0CA0 | CIRCUIT BREAKER 3VA1 IEC FRAME 160 BREAKING CAPACITY CLASS H ICU=70KA @ 415 V 3-POLE, LINE PROT | 406.66
3VA1132-6EF32-0JA0 | CIRCUIT BREAKER 3VA1 IEC FRAME 160 BREAKING CAPACITY CLASS H ICU=70KA @ 415 V 3-POLE, LINE PROT | 380.19
3VA1132-6EF36-0BA0 | CIRCUIT BREAKER 3VA1 IEC FRAME 160 BREAKING CAPACITY CLASS H ICU=70KA @ 415 V 3-POLE, LINE PROT | 431.03
3VA1110-1AA42-0KH0 | SWITCH DISCONNECTOR 3VA1 IEC FRAME 160 4-POLE SD100, IN=100A WITHOUT OVERLOAD PROTECTION WITHOU | 463.06
3VA1110-3ED42-0AA0 | CIRCUIT BREAKER 3VA1 IEC FRAME 160 BREAKING CAPACITY CLASS N ICU=25KA @ 415 V 4-POLE, LINE PROT | 242.08
3VA1110-3EF32-0AA0 | CIRCUIT BREAKER 3VA1 IEC FRAME 160 BREAKING CAPACITY CLASS N ICU=25KA @ 415 V 3-POLE, LINE PROT | 199.93
3VA1110-3EF32-0BC0 | CIRCUIT BREAKER 3VA1 IEC FRAME 160 BREAKING CAPACITY CLASS N ICU=25KA @ 415 V 3-POLE, LINE PROT | 447.05
3VA1116-3EE32-0AA0 | CIRCUIT BREAKER 3VA1 IEC FRAME 160 BREAKING CAPACITY CLASS N ICU=25KA @ 415 V 3-POLE, LINE PROT | 358.23
3VA1116-3EF32-0AE0 | CIRCUIT BREAKER 3VA1 IEC FRAME 160 BREAKING CAPACITY CLASS N ICU=25KA @ 415 V 3-POLE, LINE PROT | 634.36
3VA1116-3EF32-0DA0 | CIRCUIT BREAKER 3VA1 IEC FRAME 160 BREAKING CAPACITY CLASS N ICU=25KA @ 415 V 3-POLE, LINE PROT | 649.68
3VA1116-3EF32-0KC0 | CIRCUIT BREAKER 3VA1 IEC FRAME 160 BREAKING CAPACITY CLASS N ICU=25KA @ 415 V 3-POLE, LINE PROT | 675.45
3VA1116-3EF36-0DH0 | CIRCUIT BREAKER 3VA1 IEC FRAME 160 BREAKING CAPACITY CLASS N ICU=25KA @ 415 V 3-POLE, LINE PROT | 752.04
3VA2040-5HL42-0AA0 | CIRCUIT BREAKER 3VA2 IEC FRAME 100 BREAKING CAPACITY CLASS M ICU=55KA @ 415 V 4POLE, LINE PROTE | 547.67
3VA2040-5HN32-0AA0 | CIRCUIT BREAKER 3VA2 IEC FRAME 100 BREAKING CAPACITY CLASS M ICU=55KA @ 415 V 3POLE, LINE PROTE | 487.79
3VA1140-3EF36-0DH0 | CIRCUIT BREAKER 3VA1 IEC FRAME 160 BREAKING CAPACITY CLASS N ICU=25KA @ 415 V 3-POLE, LINE PROT | 435.91
3VA1140-3EF42-0AA0 | CIRCUIT BREAKER 3VA1 IEC FRAME 160 BREAKING CAPACITY CLASS N ICU=25KA @ 415 V 4-POLE, LINE PROT | 204.35
3VA1140-4ED42-0AA0 | CIRCUIT BREAKER 3VA1 IEC FRAME 160 BREAKING CAPACITY CLASS S ICU=36KA @ 415 V 4-POLE, LINE PROT | 206.33
3VA1140-4EF32-0AA0 | CIRCUIT BREAKER 3VA1 IEC FRAME 160 BREAKING CAPACITY CLASS S ICU=36KA @ 415 V 3-POLE, LINE PROT | 172.02
3VA1112-5ED32-0AE0 | CIRCUIT BREAKER 3VA1 IEC FRAME 160 BREAKING CAPACITY CLASS M ICU=55KA @ 415 V 3-POLE, LINE PROT | 607.9
3VA1112-5ED32-0AF0 | CIRCUIT BREAKER 3VA1 IEC FRAME 160 BREAKING CAPACITY CLASS M ICU=55KA @ 415 V 3-POLE, LINE PROT | 559.17
3VA1080-4ED42-0HC0 | CIRCUIT BREAKER 3VA1 IEC FRAME 100 BREAKING CAPACITY CLASS S ICU=36KA @ 415 V 4-POLE, LINE PROT | 428.94
3VA1180-4EF36-0AC0 | CIRCUIT BREAKER 3VA1 IEC FRAME 160 BREAKING CAPACITY CLASS S ICU=36KA @ 415 V 3-POLE, LINE PROT | 337.73
3VA1180-4GD46-0AA0 | CIRCUIT BREAKER 3VA1 IEC FRAME 160 BREAKING CAPACITY CLASS S ICU=36KA @ 415 V 4-POLE, LINE PROT | 249.45
3VA1180-5EF32-0BA0 | CIRCUIT BREAKER 3VA1 IEC FRAME 160 BREAKING CAPACITY CLASS M ICU=55KA @ 415 V 3-POLE, LINE PROT | 408.05
3VA1180-5EF32-0JC0 | CIRCUIT BREAKER 3VA1 IEC FRAME 160 BREAKING CAPACITY CLASS M ICU=55KA @ 415 V 3-POLE, LINE PROT | 433.13
3VA1150-6GD46-0AA0 | CIRCUIT BREAKER 3VA1 IEC FRAME 160 BREAKING CAPACITY CLASS H ICU=70KA @ 415 V 4-POLE, LINE PROT | 270.52
3VA1163-1AA32-0HC0 | SWITCH DISCONNECTOR 3VA1 IEC FRAME 160 3-POLE SD100, IN=63A WITHOUT OVERLOAD PROTECTION WITHOUT | 321.7
3VA1112-1AA42-0BH0 | SWITCH DISCONNECTOR 3VA1 IEC FRAME 160 4-POLE SD100, IN=125A WITHOUT OVERLOAD PROTECTION WITHOU | 577.27
3VA1112-1AA42-0DC0 | SWITCH DISCONNECTOR 3VA1 IEC FRAME 160 4-POLE SD100, IN=125A WITHOUT OVERLOAD PROTECTION WITHOU | 553.59
3VA1112-3EF36-0AE0 | CIRCUIT BREAKER 3VA1 IEC FRAME 160 BREAKING CAPACITY CLASS N ICU=25KA @ 415 V 3-POLE, LINE PROT | 579.36
3VA1132-6EE42-0AA0 | CIRCUIT BREAKER 3VA1 IEC FRAME 160 BREAKING CAPACITY CLASS H ICU=70KA @ 415 V 4-POLE, LINE PROT | 254.82
3VA1132-6GE46-0AA0 | CIRCUIT BREAKER 3VA1 IEC FRAME 160 BREAKING CAPACITY CLASS H ICU=70KA @ 415 V 4-POLE, LINE PROT | 276.39
3VA1140-3EF32-0AF0 | CIRCUIT BREAKER 3VA1 IEC FRAME 160 BREAKING CAPACITY CLASS N ICU=25KA @ 415 V 3-POLE, LINE PROT | 274.36
3VA1110-1AA36-0BH0 | SWITCH DISCONNECTOR 3VA1 IEC FRAME 160 3-POLE SD100, IN=100A WITHOUT OVERLOAD PROTECTION WITHOU | 444.26
3VA1110-1AA42-0KA0 | SWITCH DISCONNECTOR 3VA1 IEC FRAME 160 4-POLE SD100, IN=100A WITHOUT OVERLOAD PROTECTION WITHOU | 390.65
3VA1116-1AA42-0DC0 | SWITCH DISCONNECTOR 3VA1 IEC FRAME 160 4-POLE SD100, IN=160A WITHOUT OVERLOAD PROTECTION WITHOU | 579.36
3VA1116-3ED46-0AA0 | CIRCUIT BREAKER 3VA1 IEC FRAME 160 BREAKING CAPACITY CLASS N ICU=25KA @ 415 V 4-POLE, LINE PROT | 477.79
3VA1116-3EF42-0AA0 | CIRCUIT BREAKER 3VA1 IEC FRAME 160 BREAKING CAPACITY CLASS N ICU=25KA @ 415 V 4-POLE, LINE PROT | 489.05
3VA1180-5EF36-0AE0 | CIRCUIT BREAKER 3VA1 IEC FRAME 160 BREAKING CAPACITY CLASS M ICU=55KA @ 415 V 3-POLE, LINE PROT | 416.42
3VA2025-8JQ32-0AA0 | CIRCUIT BREAKER 3VA2 IEC FRAME 100 BREAKING CAPACITY CLASS L ICU=150KA @ 415 V 3POLE, LINE PROT | 1228.62
3VA2025-8JQ42-0AA0 | CIRCUIT BREAKER 3VA2 IEC FRAME 100 BREAKING CAPACITY CLASS L ICU=150KA @ 415 V 4POLE, LINE PROT | 1405.89
3VA2040-5HN42-0AA0 | CIRCUIT BREAKER 3VA2 IEC FRAME 100 BREAKING CAPACITY CLASS M ICU=55KA @ 415 V 4POLE, LINE PROTE | 600.27
3VA2040-5KP42-0AA0 | CIRCUIT BREAKER 3VA2 IEC FRAME 100 BREAKING CAPACITY CLASS M ICU=55KA @ 415 V 4POLE, LINE PROTE | 1170.16
3VA2040-7HM42-0AA0 | CIRCUIT BREAKER 3VA2 IEC FRAME 100 BREAKING CAPACITY CLASS C ICU=110KA @ 415 V 4POLE, LINE PROT | 880.19
3VA1140-3EF32-0JC0 | CIRCUIT BREAKER 3VA1 IEC FRAME 160 BREAKING CAPACITY CLASS N ICU=25KA @ 415 V 3-POLE, LINE PROT | 362.79
3VA1140-4EF32-0KC0 | CIRCUIT BREAKER 3VA1 IEC FRAME 160 BREAKING CAPACITY CLASS S ICU=36KA @ 415 V 3-POLE, LINE PROT | 380.19
3VA1140-4EF36-0HA0 | CIRCUIT BREAKER 3VA1 IEC FRAME 160 BREAKING CAPACITY CLASS S ICU=36KA @ 415 V 3-POLE, LINE PROT | 355.84
3VA1112-4EF36-0AF0 | CIRCUIT BREAKER 3VA1 IEC FRAME 160 BREAKING CAPACITY CLASS S ICU=36KA @ 415 V 3-POLE, LINE PROT | 570.3
3VA1112-4GD46-0AA0 | CIRCUIT BREAKER 3VA1 IEC FRAME 160 BREAKING CAPACITY CLASS S ICU=36KA @ 415 V 4-POLE, LINE PROT | 445.93
3VA1112-5ED46-0AA0 | CIRCUIT BREAKER 3VA1 IEC FRAME 160 BREAKING CAPACITY CLASS M ICU=55KA @ 415 V 4-POLE, LINE PROT | 487.61
3VA2040-6HL32-0AA0 | CIRCUIT BREAKER 3VA2 IEC FRAME 100 BREAKING CAPACITY CLASS H ICU=85KA @ 415 V 3POLE, LINE PROTE | 481.7
3VA2040-6HM46-0AA0 | CIRCUIT BREAKER 3VA2 IEC FRAME 100 BREAKING CAPACITY CLASS H ICU=85KA @ 415 V 4POLE, LINE PROTE | 861.87
3VA2040-6JP32-0AA0 | CIRCUIT BREAKER 3VA2 IEC FRAME 100 BREAKING CAPACITY CLASS H ICU=85KA @ 415 V 3POLE, LINE PROTE | 916.9
3VA2040-6KP46-0AA0 | CIRCUIT BREAKER 3VA2 IEC FRAME 100 BREAKING CAPACITY CLASS H ICU=85KA @ 415 V 4POLE, LINE PROTE | 1271.39
3VA1140-5EE42-0AA0 | CIRCUIT BREAKER 3VA1 IEC FRAME 160 BREAKING CAPACITY CLASS M ICU=55KA @ 415 V 4-POLE, LINE PROT | 232.79
3VA1140-5EF32-0AE0 | CIRCUIT BREAKER 3VA1 IEC FRAME 160 BREAKING CAPACITY CLASS M ICU=55KA @ 415 V 3-POLE, LINE PROT | 366.97
3VA1112-3GD46-0AA0 | CIRCUIT BREAKER 3VA1 IEC FRAME 160 BREAKING CAPACITY CLASS N ICU=25KA @ 415 V 4-POLE, LINE PROT | 411.15
3VA1112-4ED42-0AA0 | CIRCUIT BREAKER 3VA1 IEC FRAME 160 BREAKING CAPACITY CLASS S ICU=36KA @ 415 V 4-POLE, LINE PROT | 423.9
3VA1112-5EF32-0JC0 | CIRCUIT BREAKER 3VA1 IEC FRAME 160 BREAKING CAPACITY CLASS M ICU=55KA @ 415 V 3-POLE, LINE PROT | 685.2
3VA1112-5EF32-0JH0 | CIRCUIT BREAKER 3VA1 IEC FRAME 160 BREAKING CAPACITY CLASS M ICU=55KA @ 415 V 3-POLE, LINE PROT | 710.26
3VA1112-5EF32-0KC0 | CIRCUIT BREAKER 3VA1 IEC FRAME 160 BREAKING CAPACITY CLASS M ICU=55KA @ 415 V 3-POLE, LINE PROT | 685.2
3VA1112-5EF32-0KH0 | CIRCUIT BREAKER 3VA1 IEC FRAME 160 BREAKING CAPACITY CLASS M ICU=55KA @ 415 V 3-POLE, LINE PROT | 710.26
3VA1196-5GE42-0AA0 | CIRCUIT BREAKER 3VA1 IEC FRAME 160 BREAKING CAPACITY CLASS M ICU=55KA @ 415 V 4-POLE, LINE PROT | 232.79
3VA1163-1AA42-0BH0 | SWITCH DISCONNECTOR 3VA1 IEC FRAME 160 4-POLE SD100, IN=63A WITHOUT OVERLOAD PROTECTION WITHOUT | 427.55
3VA1163-1AA42-0DC0 | SWITCH DISCONNECTOR 3VA1 IEC FRAME 160 4-POLE SD100, IN=63A WITHOUT OVERLOAD PROTECTION WITHOUT | 402.48
3VA1163-1AA46-0AA0 | SWITCH DISCONNECTOR 3VA1 IEC FRAME 160 4-POLE SD100, IN=63A WITHOUT OVERLOAD PROTECTION WITHOUT | 189.15
3VA1116-4EE42-0AA0 | CIRCUIT BREAKER 3VA1 IEC FRAME 160 BREAKING CAPACITY CLASS S ICU=36KA @ 415 V 4-POLE, LINE PROT | 509.64
3VA1116-4EE46-0AA0 | CIRCUIT BREAKER 3VA1 IEC FRAME 160 BREAKING CAPACITY CLASS S ICU=36KA @ 415 V 4-POLE, LINE PROT | 529.23
3VA1116-4EF32-0AA0 | CIRCUIT BREAKER 3VA1 IEC FRAME 160 BREAKING CAPACITY CLASS S ICU=36KA @ 415 V 3-POLE, LINE PROT | 408.7
3VA1116-4EF32-0AD0 | CIRCUIT BREAKER 3VA1 IEC FRAME 160 BREAKING CAPACITY CLASS S ICU=36KA @ 415 V 3-POLE, LINE PROT | 655.95
3VA1116-4EF32-0BH0 | CIRCUIT BREAKER 3VA1 IEC FRAME 160 BREAKING CAPACITY CLASS S ICU=36KA @ 415 V 3-POLE, LINE PROT | 772.93
3VA1140-5EF36-0HC0 | CIRCUIT BREAKER 3VA1 IEC FRAME 160 BREAKING CAPACITY CLASS M ICU=55KA @ 415 V 3-POLE, LINE PROT | 429.64
3VA1140-6ED32-0AA0 | CIRCUIT BREAKER 3VA1 IEC FRAME 160 BREAKING CAPACITY CLASS H ICU=70KA @ 415 V 3-POLE, LINE PROT | 192.08
3VA1140-6ED36-0AA0 | CIRCUIT BREAKER 3VA1 IEC FRAME 160 BREAKING CAPACITY CLASS H ICU=70KA @ 415 V 3-POLE, LINE PROT | 206.81
3VA1140-6EF32-0AA0 | CIRCUIT BREAKER 3VA1 IEC FRAME 160 BREAKING CAPACITY CLASS H ICU=70KA @ 415 V 3-POLE, LINE PROT | 204.84
3VA1163-4ED46-0AA0 | CIRCUIT BREAKER 3VA1 IEC FRAME 160 BREAKING CAPACITY CLASS S ICU=36KA @ 415 V 4-POLE, LINE PROT | 228.35
3VA1163-4EF32-0AB0 | CIRCUIT BREAKER 3VA1 IEC FRAME 160 BREAKING CAPACITY CLASS S ICU=36KA @ 415 V 3-POLE, LINE PROT | 317.52
3VA1163-4EF32-0AC0 | CIRCUIT BREAKER 3VA1 IEC FRAME 160 BREAKING CAPACITY CLASS S ICU=36KA @ 415 V 3-POLE, LINE PROT | 291.07
3VA1163-4EF32-0AH0 | CIRCUIT BREAKER 3VA1 IEC FRAME 160 BREAKING CAPACITY CLASS S ICU=36KA @ 415 V 3-POLE, LINE PROT | 317.52
3VA2063-5HL32-0BH0 | CIRCUIT BREAKER 3VA2 IEC FRAME 100 BREAKING CAPACITY CLASS M ICU=55KA @ 415 V 3-POLE, LINE PROT | 681.72
3RH2140-1KF40 | COUPLING CONTACTOR RELAY, 4NO, DC 110V, 0.7...1.25*US, W/ INTEGRATED SUPPRESSOR DIODE, SIZE S00, | 38.35
3RH2244-2BE40 | CONTACTOR RELAY, 4NO+4NC, DC 60V, SZ S00, SPRING-LOADED TERMINAL, PERMANENT AUX. SWITCH, FOR SUV | 55.96
3RH2244-4BN40 | CONTACTOR RELAY, 4NO+4NC, DC 250V, SZ S00,RINGCABLE LUG CONNECTION PERMANENT AUX. SWITCH, FOR SU | 64.57
3RB3036-1WB0 | OVERLOAD RELAY 20...80 A FOR MOTOR PROTECTION SIZE S2, CLASS 10E FOR MOUNTING ONTO CONTACTORS MA | 176.33
3RB3113-4RB0 | OVERLOAD RELAY 0.1...0.4 A FOR MOTOR PROTECTION SIZE S00, CLASS 5...30 CONTACTOR ASS. MAIN CIRCU | 139.26
3RA2110-0DA15-1BB4 | LOAD FEEDER FUSELESS DIRECT START, AC 400V, SZ S00 0.22. . .0.32A, DC 24V SCREW CONNECTION FOR R | 103.19
3RA2110-1AE15-1BB4 | LOAD FEEDER FUSELESS DIRECT START, AC 400V, SZ S00 1.1. . .1.6A, DC 24V SPRING-LOADED CONNECTION | 109.51
3RT2316-2AK60 | 4NO CONTACTOR, AC1: 18A DC 110V 50HZ, 120V 60HZ 4-POLE, 4NO, SZ: S00, SPRING-LOADED TERMINAL | 30.66
3RB3123-4RE0 | OVERLOAD RELAY 0.1...0.4 A FOR MOTOR PROTECTION SIZE S0, CLASS 5...30 CONTACTOR ASS. MAIN CIRCUI | 150.66
3RT2317-1AP60 | 4NO CONTACTOR, AC1: 22A DC 220V 50HZ, 240V 60HZ 4-POLE, 4NO, SZ: S00, SCREW TERMINAL | 37.08
3RT2325-1BM40 | 4NO CONTACTOR, AC1: 35A DC 220V 4-POLE, 4NO, SZ: S0, SCREW TERMINAL 1NO+1NC INTEGR. | 91.97
3RT2325-2AP00-ZX95 | 4NO CONTACTOR, AC1: 35A AC 230V 50HZ 4-POLE, 4NO, SZ: S0, SPRING-LOADED TERMINAL 1NO+1NC INTEGR. | 57.1
3RT2516-1BJ80 | 2NO+2NC CONTACTOR, AC3: 4KW DC 72V 4-POLE, 2NO+2NC, SZ: S00, SCREW TERMINAL | 36.81
3RT2516-2BB40 | 2NO+2NC CONTACTOR, AC3: 4KW DC 24V 4-POLE, 2NO+2NC, SZ: S00, SPRING-LOADED TERMINAL | 32.75
3RT2526-1BF40 | 2NO+2NC CONTACTOR, AC3: 11KW DC 110V 4-POLE, 2NO+2NC, SZ: S0, SCREW TERMINAL 1NO+1NC INTEGR. | 117.53
3RT2018-1AK62 | CONTACTOR, AC-3, 7.5KW/400V, 1NC, AC110V 50HZ, 120V 60HZ 3-POLE, SZ S00 SCREW TERMINAL | 41.46
3RT2018-1BB41-0UA0 | CONTACTOR, 5HP 460/575V, 1NO, DC 24V 3-POLE, SZ S00 SCREW TERMINAL | 69.87
3RF3403-1BD24 | SOLID-STATE CONTACTOR 3-PH 3RF3 AC53 3.8A 40 DEGREES C 48-480V / 110-230V AC REVERSE SWITCHING | 189.28
3RT2018-2AB02 | CONTACTOR, AC-3, 7.5KW/400V, 1NC, AC 24V 50/60HZ, 3-POLE, SZ S00 SPRING-LOADED TERMINAL | 41.46
3RT2018-2BE41 | CONTACTOR, AC-3, 7.5KW/400V, 1NO, DC 60V, 3-POLE, SZ S00 SPRING-LOADED TERMINAL | 70.42
3RT2018-2LF42-0LA0 | CONT. F. RAILW. A., AC-3, 7.5KW 400V, DC 110V, 0,7...1,25*US, VARISTOR INTEGRATED, 3-POLE, SZ S00 | 74.96
3RT2018-4BB42 | CONTACTOR, AC-3, 7.5KW/400V, 1NC, DC 24V, 3-POLE, SZ S00 RING CABLE LUG CONNECTION . | 82.93
3RT2023-2AV00 | CONTACTOR, AC-3, 4KW/400V, 1NO+1NC, AC 400V 50HZ, 3-POLE, SZ S0 SPRING-LOADED TERMINAL | 31.85
3RT2023-4AR60 | CONTACTOR, AC-3, 4KW/400V, 1NO+1NC, AC 400V 50HZ, 400...440V 60HZ, 3-POLE, SZ S0 RING CABLE LUG C | 39.82
3VA1063-4ED36-0BA0 | CIRCUIT BREAKER 3VA1 IEC FRAME 100 BREAKING CAPACITY CLASS S ICU=36KA @ 415 V 3-POLE, LINE PROT | 341.2
3RT2526-1BG40 | 2NO+2NC CONTACTOR, AC3: 11KW DC 125V 4-POLE, 2NO+2NC, SZ: S0, SCREW TERMINAL 1NO+1NC INTEGR. | 121.5
3RT2535-1AL20 | 2NO+2NC CONTACTOR,AC3:18.5KW 230V AC 50/60HZ, 4-POLE, 2NO+2NC, SIZE S2, SCREW TERMINAL 1NO+1NC I | 125.83
3RT2536-1NP30 | 2NO+2NC CONTACTOR,AC3:22KW 175-280V AC/DC,VARISTOR, 4-POLE, 2NO+2NC, SIZE S2, SCREW TERMINAL 1NO | 222.63
3RT2916-1BF00-ZX90 | SURGE SUPPRESSOR, VARISTOR, AC 400...600V, F. CONT. RELAYS A. MOTOR CONT. SZ S00, MULTI-UNIT PA | 7.84
3RT2916-2BK01 | BREAKING DELAY DEVICE, UC 110V, F. CONT. RELAYS A. MOTOR CONT. 3RT2 | 89.69
3RT2924-5AC21 | MAGNET COIL F. CONTACTORS 7,5KW AC 24V, 50/60HZ FOR MOTOR CONTACTORS SZ S0, SCREW TERMINAL | 13.4
3RT1056-6NB36-3PA0 | CONTACTOR, 90KW/400V/AC-3, AC(40...60HZ)/DC OPERATION UC 21...27.3V AUXIL. CONTACTS 2NO+2NC 3-PO | 640.02
3VA1112-5ED32-0BA0 | CIRCUIT BREAKER 3VA1 IEC FRAME 160 BREAKING CAPACITY CLASS M ICU=55KA @ 415 V 3-POLE, LINE PROT | 624.62
3VA1112-5ED32-0KC0 | CIRCUIT BREAKER 3VA1 IEC FRAME 160 BREAKING CAPACITY CLASS M ICU=55KA @ 415 V 3-POLE, LINE PROT | 647.59
3VA1110-3EF32-0JA0 | CIRCUIT BREAKER 3VA1 IEC FRAME 160 BREAKING CAPACITY CLASS N ICU=25KA @ 415 V 3-POLE, LINE PROT | 371.85
3VA1110-3EF36-0DA0 | CIRCUIT BREAKER 3VA1 IEC FRAME 160 BREAKING CAPACITY CLASS N ICU=25KA @ 415 V 3-POLE, LINE PROT | 421.98
5SG7631-0KK16 | MINIZED-SWITCH-DISCONNECTOR D01 16A 400V 3P FOR FUSE-LINKS 2-16A | 42.35
5SH1112 | D-SCREW-CAP NDZ E16 500V 16A MADE OF PLASTIC MATERIAL | 2.53
3VA1163-3EF36-0DC0 | CIRCUIT BREAKER 3VA1 IEC FRAME 160 BREAKING CAPACITY CLASS N ICU=25KA @ 415 V 3-POLE, LINE PROT | 409.45
3VA1163-3EF36-0DH0 | CIRCUIT BREAKER 3VA1 IEC FRAME 160 BREAKING CAPACITY CLASS N ICU=25KA @ 415 V 3-POLE, LINE PROT | 435.91
3VA1163-3EF36-0CH0 | CIRCUIT BREAKER 3VA1 IEC FRAME 160 BREAKING CAPACITY CLASS N ICU=25KA @ 415 V 3-POLE, LINE PROT | 435.91
3VA1163-3GD46-0AA0 | CIRCUIT BREAKER 3VA1 IEC FRAME 160 BREAKING CAPACITY CLASS N ICU=25KA @ 415 V 4-POLE, LINE PROT | 211.22
3VA1140-5EF32-0AH0 | CIRCUIT BREAKER 3VA1 IEC FRAME 160 BREAKING CAPACITY CLASS M ICU=55KA @ 415 V 3-POLE, LINE PROT | 341.2
3VA1196-6EF32-0AH0 | CIRCUIT BREAKER 3VA1 IEC FRAME 160 BREAKING CAPACITY CLASS H ICU=70KA @ 415 V 3-POLE, LINE PROT | 366.27
3VA1196-6EF32-0BH0 | CIRCUIT BREAKER 3VA1 IEC FRAME 160 BREAKING CAPACITY CLASS H ICU=70KA @ 415 V 3-POLE, LINE PROT | 480.48
3VA1196-6EF32-0DH0 | CIRCUIT BREAKER 3VA1 IEC FRAME 160 BREAKING CAPACITY CLASS H ICU=70KA @ 415 V 3-POLE, LINE PROT | 480.48
3VA1196-6EF46-0AA0 | CIRCUIT BREAKER 3VA1 IEC FRAME 160 BREAKING CAPACITY CLASS H ICU=70KA @ 415 V 4-POLE, LINE PROT | 287.65
3VA2010-5HL32-0AG0 | CIRCUIT BREAKER 3VA2 IEC FRAME 100 BREAKING CAPACITY CLASS M ICU=55KA @ 415 V 3-POLE, LINE PROT | 606.51
3VA1163-4EF46-0AA0 | CIRCUIT BREAKER 3VA1 IEC FRAME 160 BREAKING CAPACITY CLASS S ICU=36KA @ 415 V 4-POLE, LINE PROT | 245.03
3VA1163-4GE42-0AA0 | CIRCUIT BREAKER 3VA1 IEC FRAME 160 BREAKING CAPACITY CLASS S ICU=36KA @ 415 V 4-POLE, LINE PROT | 210.23
3VA1163-5ED32-0AB0 | CIRCUIT BREAKER 3VA1 IEC FRAME 160 BREAKING CAPACITY CLASS M ICU=55KA @ 415 V 3-POLE, LINE PROT | 323.1
3VA2040-7JQ32-0BA0 | CIRCUIT BREAKER 3VA2 IEC FRAME 100 BREAKING CAPACITY CLASS C ICU=110KA @ 415 V 3POLE, LINE PROT | 1455.35
3VA2110-5HN32-0DH0 | CIRCUIT BREAKER 3VA2 IEC FRAME 160 BREAKING CAPACITY CLASS M ICU=55KA @ 415 V 3-POLE, LINE PROT | 786.87
3VA2110-5HN32-0DL0 | CIRCUIT BREAKER 3VA2 IEC FRAME 160 BREAKING CAPACITY CLASS M ICU=55KA @ 415 V 3-POLE, LINE PROT | 821.68
3VA2063-5HL36-0HC0 | CIRCUIT BREAKER 3VA2 IEC FRAME 100 BREAKING CAPACITY CLASS M ICU=55KA @ 415 V 3-POLE, LINE PROT | 656.65
3VA2063-5HN32-0AC0 | CIRCUIT BREAKER 3VA2 IEC FRAME 100 BREAKING CAPACITY CLASS M ICU=55KA @ 415 V 3-POLE, LINE PROT | 603.73
3VA1010-2ED42-0DC0 | CIRCUIT BREAKER 3VA1 IEC FRAME 100 BREAKING CAPACITY CLASS B ICU=16KA @ 415 V 4-POLE, LINE PROT | 488.13
3VA1010-2ED42-0HC0 | CIRCUIT BREAKER 3VA1 IEC FRAME 100 BREAKING CAPACITY CLASS B ICU=16KA @ 415 V 4-POLE, LINE PROT | 460.97
3VA2010-5HN32-0KA0 | CIRCUIT BREAKER 3VA2 IEC FRAME 100 BREAKING CAPACITY CLASS M ICU=55KA @ 415 V 3-POLE, LINE PROT | 682.42
3VA2010-5HN36-0AD0 | CIRCUIT BREAKER 3VA2 IEC FRAME 100 BREAKING CAPACITY CLASS M ICU=55KA @ 415 V 3-POLE, LINE PROT | 692.85
3VA1140-6EF32-0CH0 | CIRCUIT BREAKER 3VA1 IEC FRAME 160 BREAKING CAPACITY CLASS H ICU=70KA @ 415 V 3-POLE, LINE PROT | 480.48
3VA1140-6EF32-0KA0 | CIRCUIT BREAKER 3VA1 IEC FRAME 160 BREAKING CAPACITY CLASS H ICU=70KA @ 415 V 3-POLE, LINE PROT | 380.19
3VA2110-5HN32-0JH0 | CIRCUIT BREAKER 3VA2 IEC FRAME 160 BREAKING CAPACITY CLASS M ICU=55KA @ 415 V 3-POLE, LINE PROT | 759.01
3VA1112-5EF32-0CH0 | CIRCUIT BREAKER 3VA1 IEC FRAME 160 BREAKING CAPACITY CLASS M ICU=55KA @ 415 V 3-POLE, LINE PROT | 738.12
3VA1112-5EF36-0BC0 | CIRCUIT BREAKER 3VA1 IEC FRAME 160 BREAKING CAPACITY CLASS M ICU=55KA @ 415 V 3-POLE, LINE PROT | 738.12
3VA1112-5EF36-0CH0 | CIRCUIT BREAKER 3VA1 IEC FRAME 160 BREAKING CAPACITY CLASS M ICU=55KA @ 415 V 3-POLE, LINE PROT | 765.98
3VA1196-5EF36-0JA0 | CIRCUIT BREAKER 3VA1 IEC FRAME 160 BREAKING CAPACITY CLASS M ICU=55KA @ 415 V 3-POLE, LINE PROT | 378.82
3VA1163-3EF32-0JA0 | CIRCUIT BREAKER 3VA1 IEC FRAME 160 BREAKING CAPACITY CLASS N ICU=25KA @ 415 V 3-POLE, LINE PROT | 312.66
3VA1163-3EF36-0CC0 | CIRCUIT BREAKER 3VA1 IEC FRAME 160 BREAKING CAPACITY CLASS N ICU=25KA @ 415 V 3-POLE, LINE PROT | 409.45
3VA1163-3GF46-0AA0 | CIRCUIT BREAKER 3VA1 IEC FRAME 160 BREAKING CAPACITY CLASS N ICU=25KA @ 415 V 4-POLE, LINE PROT | 226.88
3VA1116-3GE46-0AA0 | CIRCUIT BREAKER 3VA1 IEC FRAME 160 BREAKING CAPACITY CLASS N ICU=25KA @ 415 V 4-POLE, LINE PROT | 486.61
3VA1116-4EF32-0HH0 | CIRCUIT BREAKER 3VA1 IEC FRAME 160 BREAKING CAPACITY CLASS S ICU=36KA @ 415 V 3-POLE, LINE PROT | 745.09
3VA1116-4EF32-0JC0 | CIRCUIT BREAKER 3VA1 IEC FRAME 160 BREAKING CAPACITY CLASS S ICU=36KA @ 415 V 3-POLE, LINE PROT | 724.2
3VA1140-5EF32-0JA0 | CIRCUIT BREAKER 3VA1 IEC FRAME 160 BREAKING CAPACITY CLASS M ICU=55KA @ 415 V 3-POLE, LINE PROT | 357.93
3VA1140-5EF36-0BA0 | CIRCUIT BREAKER 3VA1 IEC FRAME 160 BREAKING CAPACITY CLASS M ICU=55KA @ 415 V 3-POLE, LINE PROT | 405.96
3VA1140-6EF32-0CC0 | CIRCUIT BREAKER 3VA1 IEC FRAME 160 BREAKING CAPACITY CLASS H ICU=70KA @ 415 V 3-POLE, LINE PROT | 456.8
3VA1196-6ED32-0AA0 | CIRCUIT BREAKER 3VA1 IEC FRAME 160 BREAKING CAPACITY CLASS H ICU=70KA @ 415 V 3-POLE, LINE PROT | 192.08
3VA2010-5HL32-0BL0 | CIRCUIT BREAKER 3VA2 IEC FRAME 100 BREAKING CAPACITY CLASS M ICU=55KA @ 415 V 3-POLE, LINE PROT | 765.98
3VA2010-5HL32-0HL0 | CIRCUIT BREAKER 3VA2 IEC FRAME 100 BREAKING CAPACITY CLASS M ICU=55KA @ 415 V 3-POLE, LINE PROT | 738.12
3VA1163-4EF36-0AA0 | CIRCUIT BREAKER 3VA1 IEC FRAME 160 BREAKING CAPACITY CLASS S ICU=36KA @ 415 V 3-POLE, LINE PROT | 188.18
3VA1163-4EF36-0HA0 | CIRCUIT BREAKER 3VA1 IEC FRAME 160 BREAKING CAPACITY CLASS S ICU=36KA @ 415 V 3-POLE, LINE PROT | 355.84
3VA2040-7KP36-0AA0 | CIRCUIT BREAKER 3VA2 IEC FRAME 100 BREAKING CAPACITY CLASS C ICU=110KA @ 415 V 3POLE, LINE PROT | 1167.49
3VA2040-8JP36-0AA0 | CIRCUIT BREAKER 3VA2 IEC FRAME 100 BREAKING CAPACITY CLASS L ICU=150KA @ 415 V 3POLE, LINE PROT | 1033.03
3VA2063-5HL32-0AH0 | CIRCUIT BREAKER 3VA2 IEC FRAME 100 BREAKING CAPACITY CLASS M ICU=55KA @ 415 V 3-POLE, LINE PROT | 567.51
3VA2063-5HL36-0AH0 | CIRCUIT BREAKER 3VA2 IEC FRAME 100 BREAKING CAPACITY CLASS M ICU=55KA @ 415 V 3-POLE, LINE PROT | 594.67
3VA2063-5HN32-0JA0 | CIRCUIT BREAKER 3VA2 IEC FRAME 100 BREAKING CAPACITY CLASS M ICU=55KA @ 415 V 3-POLE, LINE PROT | 644.82
3VA2063-5HN36-0AA0 | CIRCUIT BREAKER 3VA2 IEC FRAME 100 BREAKING CAPACITY CLASS M ICU=55KA @ 415 V 3POLE, LINE PROTE | 508.57
3VA2063-5HN36-0JC0 | CIRCUIT BREAKER 3VA2 IEC FRAME 100 BREAKING CAPACITY CLASS M ICU=55KA @ 415 V 3-POLE, LINE PROT | 724.2
3VA1010-2ED42-0CH0 | CIRCUIT BREAKER 3VA1 IEC FRAME 100 BREAKING CAPACITY CLASS B ICU=16KA @ 415 V 4-POLE, LINE PROT | 512.51
3VA2116-5HL36-0CA0 | CIRCUIT BREAKER 3VA2 IEC FRAME 160 BREAKING CAPACITY CLASS M ICU=55KA @ 415 V 3-POLE, LINE PROT | 933.09
3VA2010-5HN32-0CA0 | CIRCUIT BREAKER 3VA2 IEC FRAME 100 BREAKING CAPACITY CLASS M ICU=55KA @ 415 V 3-POLE, LINE PROT | 710.26
3VA2010-5HN32-0JH0 | CIRCUIT BREAKER 3VA2 IEC FRAME 100 BREAKING CAPACITY CLASS M ICU=55KA @ 415 V 3-POLE, LINE PROT | 759.01
3VA1140-6EF36-0JH0 | CIRCUIT BREAKER 3VA1 IEC FRAME 160 BREAKING CAPACITY CLASS H ICU=70KA @ 415 V 3-POLE, LINE PROT | 477.69
3VA2063-5HL32-0HC0 | CIRCUIT BREAKER 3VA2 IEC FRAME 100 BREAKING CAPACITY CLASS M ICU=55KA @ 415 V 3-POLE, LINE PROT | 630.18
3VA2063-5HL32-0JH0 | CIRCUIT BREAKER 3VA2 IEC FRAME 100 BREAKING CAPACITY CLASS M ICU=55KA @ 415 V 3-POLE, LINE PROT | 655.95
3VA2063-5HL32-0KL0 | CIRCUIT BREAKER 3VA2 IEC FRAME 100 BREAKING CAPACITY CLASS M ICU=55KA @ 415 V 3-POLE, LINE PROT | 692.16
3VA2063-5HN36-0AG0 | CIRCUIT BREAKER 3VA2 IEC FRAME 100 BREAKING CAPACITY CLASS M ICU=55KA @ 415 V 3-POLE, LINE PROT | 655.25
3VA2063-5HN36-0BL0 | CIRCUIT BREAKER 3VA2 IEC FRAME 100 BREAKING CAPACITY CLASS M ICU=55KA @ 415 V 3-POLE, LINE PROT | 807.76
3VA2063-5HN36-0CC0 | CIRCUIT BREAKER 3VA2 IEC FRAME 100 BREAKING CAPACITY CLASS M ICU=55KA @ 415 V 3-POLE, LINE PROT | 745.09
3VA2063-5HN36-0DC0 | CIRCUIT BREAKER 3VA2 IEC FRAME 100 BREAKING CAPACITY CLASS M ICU=55KA @ 415 V 3-POLE, LINE PROT | 745.09
3VA2010-5HL36-0AJ0 | CIRCUIT BREAKER 3VA2 IEC FRAME 100 BREAKING CAPACITY CLASS M ICU=55KA @ 415 V 3-POLE, LINE PROT | 669.18
3VA2010-5HL36-0HA0 | CIRCUIT BREAKER 3VA2 IEC FRAME 100 BREAKING CAPACITY CLASS M ICU=55KA @ 415 V 3-POLE, LINE PROT | 646.89
3VA2010-5HL36-0JH0 | CIRCUIT BREAKER 3VA2 IEC FRAME 100 BREAKING CAPACITY CLASS M ICU=55KA @ 415 V 3-POLE, LINE PROT | 724.2
3VA2010-5HM32-0AA0 | CIRCUIT BREAKER 3VA2 IEC FRAME 100 BREAKING CAPACITY CLASS M ICU=55KA @ 415 V 3POLE, LINE PROTE | 696.83
3VA1150-3EF32-0AG0 | CIRCUIT BREAKER 3VA1 IEC FRAME 160 BREAKING CAPACITY CLASS N ICU=25KA @ 415 V 3-POLE, LINE PROT | 297.33
3VA1150-3EF32-0HC0 | CIRCUIT BREAKER 3VA1 IEC FRAME 160 BREAKING CAPACITY CLASS N ICU=25KA @ 415 V 3-POLE, LINE PROT | 362.79
3VA1150-3EF32-0KC0 | CIRCUIT BREAKER 3VA1 IEC FRAME 160 BREAKING CAPACITY CLASS N ICU=25KA @ 415 V 3-POLE, LINE PROT | 362.79
3VA1150-3EF36-0AB0 | CIRCUIT BREAKER 3VA1 IEC FRAME 160 BREAKING CAPACITY CLASS N ICU=25KA @ 415 V 3-POLE, LINE PROT | 321.7
3VA1163-5ED32-0CA0 | CIRCUIT BREAKER 3VA1 IEC FRAME 160 BREAKING CAPACITY CLASS M ICU=55KA @ 415 V 3-POLE, LINE PROT | 364.18
3VA1163-5ED32-0JC0 | CIRCUIT BREAKER 3VA1 IEC FRAME 160 BREAKING CAPACITY CLASS M ICU=55KA @ 415 V 3-POLE, LINE PROT | 389.25
3VA1163-5EE32-0AD0 | CIRCUIT BREAKER 3VA1 IEC FRAME 160 BREAKING CAPACITY CLASS M ICU=55KA @ 415 V 3-POLE, LINE PROT | 329.37
3VA1163-5EE32-0AF0 | CIRCUIT BREAKER 3VA1 IEC FRAME 160 BREAKING CAPACITY CLASS M ICU=55KA @ 415 V 3-POLE, LINE PROT | 303.6
3VA1125-5EF32-0AC0 | CIRCUIT BREAKER 3VA1 IEC FRAME 160 BREAKING CAPACITY CLASS M ICU=55KA @ 415 V 3-POLE, LINE PROT | 317.52
3VA2116-5HN36-0AC0 | CIRCUIT BREAKER 3VA2 IEC FRAME 160 BREAKING CAPACITY CLASS M ICU=55KA @ 415 V 3-POLE, LINE PROT | 933.09
3VA2116-5HN36-0AJ0 | CIRCUIT BREAKER 3VA2 IEC FRAME 160 BREAKING CAPACITY CLASS M ICU=55KA @ 415 V 3-POLE, LINE PROT | 1002.73
3VA2116-5HN36-0HA0 | CIRCUIT BREAKER 3VA2 IEC FRAME 160 BREAKING CAPACITY CLASS M ICU=55KA @ 415 V 3-POLE, LINE PROT | 974.87
3VA2116-5HN36-0HH0 | CIRCUIT BREAKER 3VA2 IEC FRAME 160 BREAKING CAPACITY CLASS M ICU=55KA @ 415 V 3-POLE, LINE PROT | 1051.48
3VA1116-4EF36-0DA0 | CIRCUIT BREAKER 3VA1 IEC FRAME 160 BREAKING CAPACITY CLASS S ICU=36KA @ 415 V 3-POLE, LINE PROT | 724.2
3VA1116-4FD42-0AA0 | CIRCUIT BREAKER 3VA1 IEC FRAME 160 BREAKING CAPACITY CLASS S ICU=36KA @ 415 V 4-POLE, LINE PROT | 494.95
3VA1116-5ED32-0AC0 | CIRCUIT BREAKER 3VA1 IEC FRAME 160 BREAKING CAPACITY CLASS M ICU=55KA @ 415 V 3-POLE, LINE PROT | 644.12
3VA1116-5ED32-0CC0 | CIRCUIT BREAKER 3VA1 IEC FRAME 160 BREAKING CAPACITY CLASS M ICU=55KA @ 415 V 3-POLE, LINE PROT | 765.98
3VA2010-5KP32-0JH0 | CIRCUIT BREAKER 3VA2 IEC FRAME 100 BREAKING CAPACITY CLASS M ICU=55KA @ 415 V 3-POLE, LINE PROT | 1385.71
3VA2010-5KP36-0AA0 | CIRCUIT BREAKER 3VA2 IEC FRAME 100 BREAKING CAPACITY CLASS M ICU=55KA @ 415 V 3POLE, LINE PROTE | 1077.64
3VA2110-5HN32-0JL0 | CIRCUIT BREAKER 3VA2 IEC FRAME 160 BREAKING CAPACITY CLASS M ICU=55KA @ 415 V 3-POLE, LINE PROT | 793.82
3VA2110-5HN32-0KC0 | CIRCUIT BREAKER 3VA2 IEC FRAME 160 BREAKING CAPACITY CLASS M ICU=55KA @ 415 V 3-POLE, LINE PROT | 738.12
3VA2110-5HN36-0DH0 | CIRCUIT BREAKER 3VA2 IEC FRAME 160 BREAKING CAPACITY CLASS M ICU=55KA @ 415 V 3-POLE, LINE PROT | 807.76
3VA1125-5EF36-0CH0 | CIRCUIT BREAKER 3VA1 IEC FRAME 160 BREAKING CAPACITY CLASS M ICU=55KA @ 415 V 3-POLE, LINE PROT | 479.78
3VA2116-5HL36-0DL0 | CIRCUIT BREAKER 3VA2 IEC FRAME 160 BREAKING CAPACITY CLASS M ICU=55KA @ 415 V 3-POLE, LINE PROT | 1051.48
3VA2116-5HL36-0HH0 | CIRCUIT BREAKER 3VA2 IEC FRAME 160 BREAKING CAPACITY CLASS M ICU=55KA @ 415 V 3-POLE, LINE PROT | 981.84
3VA2116-5HL36-0KC0 | CIRCUIT BREAKER 3VA2 IEC FRAME 160 BREAKING CAPACITY CLASS M ICU=55KA @ 415 V 3-POLE, LINE PROT | 960.95
3VA1112-6EF36-0KA0 | CIRCUIT BREAKER 3VA1 IEC FRAME 160 BREAKING CAPACITY CLASS H ICU=70KA @ 415 V 3-POLE, LINE PROT | 710.26
3VA1116-1AA32-0AD0 | SWITCH DISCONNECTOR 3VA1 IEC FRAME 160 3-POLE SD100, IN=160A WITHOUT OVERLOAD PROTECTION WITHOU | 394.83
3VA1116-1AA36-0AB0 | SWITCH DISCONNECTOR 3VA1 IEC FRAME 160 3-POLE SD100, IN=160A WITHOUT OVERLOAD PROTECTION WITHOU | 417.81
3VA1116-1AA42-0BA0 | SWITCH DISCONNECTOR 3VA1 IEC FRAME 160 4-POLE SD100, IN=160A WITHOUT OVERLOAD PROTECTION WITHOU | 531.31
3VA1120-3EF32-0DA0 | CIRCUIT BREAKER 3VA1 IEC FRAME 160 BREAKING CAPACITY CLASS N ICU=25KA @ 415 V 3-POLE, LINE PROT | 337.73
3VA1116-5EF32-0DH0 | CIRCUIT BREAKER 3VA1 IEC FRAME 160 BREAKING CAPACITY CLASS M ICU=55KA @ 415 V 3-POLE, LINE PROT | 821.68
3VA1116-5EF36-0AA0 | CIRCUIT BREAKER 3VA1 IEC FRAME 160 BREAKING CAPACITY CLASS M ICU=55KA @ 415 V 3-POLE, LINE PROT | 465.54
3VA2010-5HN36-0BA0 | CIRCUIT BREAKER 3VA2 IEC FRAME 100 BREAKING CAPACITY CLASS M ICU=55KA @ 415 V 3-POLE, LINE PROT | 738.12
3VA2010-5HN36-0CA0 | CIRCUIT BREAKER 3VA2 IEC FRAME 100 BREAKING CAPACITY CLASS M ICU=55KA @ 415 V 3-POLE, LINE PROT | 738.12
3VA2063-5KP32-0HH0 | CIRCUIT BREAKER 3VA2 IEC FRAME 100 BREAKING CAPACITY CLASS M ICU=55KA @ 415 V 3-POLE, LINE PROT | 1364.82
3VA1180-6EF32-0AA0 | CIRCUIT BREAKER 3VA1 IEC FRAME 160 BREAKING CAPACITY CLASS H ICU=70KA @ 415 V 3-POLE, LINE PROT | 225.4
3VA1180-6EF32-0CA0 | CIRCUIT BREAKER 3VA1 IEC FRAME 160 BREAKING CAPACITY CLASS H ICU=70KA @ 415 V 3-POLE, LINE PROT | 435.22
3VA1180-6EF32-0DA0 | CIRCUIT BREAKER 3VA1 IEC FRAME 160 BREAKING CAPACITY CLASS H ICU=70KA @ 415 V 3-POLE, LINE PROT | 435.22
3VA2140-7JP36-0AA0 | CIRCUIT BREAKER 3VA2 IEC FRAME 160 BREAKING CAPACITY CLASS C ICU=110KA @ 415 V 3POLE, LINE PROT | 978.01
3VA2116-5HN36-0JA0 | CIRCUIT BREAKER 3VA2 IEC FRAME 160 BREAKING CAPACITY CLASS M ICU=55KA @ 415 V 3-POLE, LINE PROT | 974.87
3VA2116-5JQ32-0AH0 | CIRCUIT BREAKER 3VA2 IEC FRAME 160 BREAKING CAPACITY CLASS M ICU=55KA @ 415 V 3-POLE, LINE PROT | 1622.47
3VA2116-5JQ32-0DH0 | CIRCUIT BREAKER 3VA2 IEC FRAME 160 BREAKING CAPACITY CLASS M ICU=55KA @ 415 V 3-POLE, LINE PROT | 1733.88
3VA2010-6HN32-0BC0 | CIRCUIT BREAKER 3VA2 IEC FRAME 100 BREAKING CAPACITY CLASS H ICU=85KA @ 415 V 3-POLE, LINE PROT | 821.68
3VA2010-6HN32-0HL0 | CIRCUIT BREAKER 3VA2 IEC FRAME 100 BREAKING CAPACITY CLASS H ICU=85KA @ 415 V 3-POLE, LINE PROT | 856.49
3VA2010-6HN32-0JH0 | CIRCUIT BREAKER 3VA2 IEC FRAME 100 BREAKING CAPACITY CLASS H ICU=85KA @ 415 V 3-POLE, LINE PROT | 814.71
3VA2010-6HN36-0AD0 | CIRCUIT BREAKER 3VA2 IEC FRAME 100 BREAKING CAPACITY CLASS H ICU=85KA @ 415 V 3-POLE, LINE PROT | 759.01
3VA1196-4EF32-0HH0 | CIRCUIT BREAKER 3VA1 IEC FRAME 160 BREAKING CAPACITY CLASS S ICU=36KA @ 415 V 3-POLE, LINE PROT | 405.96
3VA1120-3GF42-0AA0 | CIRCUIT BREAKER 3VA1 IEC FRAME 160 BREAKING CAPACITY CLASS N ICU=25KA @ 415 V 4-POLE, LINE PROT | 204.35
3VA1150-3ED36-0AA0 | CIRCUIT BREAKER 3VA1 IEC FRAME 160 BREAKING CAPACITY CLASS N ICU=25KA @ 415 V 3-POLE, LINE PROT | 162.2
3VA1150-3EF32-0AC0 | CIRCUIT BREAKER 3VA1 IEC FRAME 160 BREAKING CAPACITY CLASS N ICU=25KA @ 415 V 3-POLE, LINE PROT | 274.36
3VA2110-5HN32-0HC0 | CIRCUIT BREAKER 3VA2 IEC FRAME 160 BREAKING CAPACITY CLASS M ICU=55KA @ 415 V 3-POLE, LINE PROT | 738.12
3VA2110-5HN32-0HL0 | CIRCUIT BREAKER 3VA2 IEC FRAME 160 BREAKING CAPACITY CLASS M ICU=55KA @ 415 V 3-POLE, LINE PROT | 793.82
3VA2110-5JP32-0AD0 | CIRCUIT BREAKER 3VA2 IEC FRAME 160 BREAKING CAPACITY CLASS M ICU=55KA @ 415 V 3-POLE, LINE PROT | 1107.18
3VA1163-5ED32-0AE0 | CIRCUIT BREAKER 3VA1 IEC FRAME 160 BREAKING CAPACITY CLASS M ICU=55KA @ 415 V 3-POLE, LINE PROT | 348.87
3VA1125-5EF32-0JA0 | CIRCUIT BREAKER 3VA1 IEC FRAME 160 BREAKING CAPACITY CLASS M ICU=55KA @ 415 V 3-POLE, LINE PROT | 357.93
3VA1125-5EF36-0HC0 | CIRCUIT BREAKER 3VA1 IEC FRAME 160 BREAKING CAPACITY CLASS M ICU=55KA @ 415 V 3-POLE, LINE PROT | 429.64
3VA2116-5HN32-0AF0 | CIRCUIT BREAKER 3VA2 IEC FRAME 160 BREAKING CAPACITY CLASS M ICU=55KA @ 415 V 3-POLE, LINE PROT | 912.2
3VA2116-5HN32-0BH0 | CIRCUIT BREAKER 3VA2 IEC FRAME 160 BREAKING CAPACITY CLASS M ICU=55KA @ 415 V 3-POLE, LINE PROT | 1051.48
3VA1112-6EF36-0AD0 | CIRCUIT BREAKER 3VA1 IEC FRAME 160 BREAKING CAPACITY CLASS H ICU=70KA @ 415 V 3-POLE, LINE PROT | 694.95
3VA1112-6EF36-0DH0 | CIRCUIT BREAKER 3VA1 IEC FRAME 160 BREAKING CAPACITY CLASS H ICU=70KA @ 415 V 3-POLE, LINE PROT | 807.76
3VA1120-3EF32-0KH0 | CIRCUIT BREAKER 3VA1 IEC FRAME 160 BREAKING CAPACITY CLASS N ICU=25KA @ 415 V 3-POLE, LINE PROT | 389.25
3VA1116-4EF36-0AF0 | CIRCUIT BREAKER 3VA1 IEC FRAME 160 BREAKING CAPACITY CLASS S ICU=36KA @ 415 V 3-POLE, LINE PROT | 653.86
3VA1116-5ED32-0CH0 | CIRCUIT BREAKER 3VA1 IEC FRAME 160 BREAKING CAPACITY CLASS M ICU=55KA @ 415 V 3-POLE, LINE PROT | 786.87
3VA1116-5EE32-0AF0 | CIRCUIT BREAKER 3VA1 IEC FRAME 160 BREAKING CAPACITY CLASS M ICU=55KA @ 415 V 3-POLE, LINE PROT | 656.65
3VA2010-5HN36-0KC0 | CIRCUIT BREAKER 3VA2 IEC FRAME 100 BREAKING CAPACITY CLASS M ICU=55KA @ 415 V 3-POLE, LINE PROT | 759.01
3VA2010-5JQ32-0CA0 | CIRCUIT BREAKER 3VA2 IEC FRAME 100 BREAKING CAPACITY CLASS M ICU=55KA @ 415 V 3-POLE, LINE PROT | 1378.76
3VA2063-5JQ32-0AE0 | CIRCUIT BREAKER 3VA2 IEC FRAME 100 BREAKING CAPACITY CLASS M ICU=55KA @ 415 V 3-POLE, LINE PROT | 1336.98
3VA2063-5JQ32-0KA0 | CIRCUIT BREAKER 3VA2 IEC FRAME 100 BREAKING CAPACITY CLASS M ICU=55KA @ 415 V 3-POLE, LINE PROT | 1330.01
3VA1180-6EF32-0HC0 | CIRCUIT BREAKER 3VA1 IEC FRAME 160 BREAKING CAPACITY CLASS H ICU=70KA @ 415 V 3-POLE, LINE PROT | 458.89
3VA1180-6EF36-0JC0 | CIRCUIT BREAKER 3VA1 IEC FRAME 160 BREAKING CAPACITY CLASS H ICU=70KA @ 415 V 3-POLE, LINE PROT | 480.48
3VA2110-5JQ32-0HL0 | CIRCUIT BREAKER 3VA2 IEC FRAME 160 BREAKING CAPACITY CLASS M ICU=55KA @ 415 V 3-POLE, LINE PROT | 1483.21
3VA2140-6KP42-0DK0 | CIRCUIT BREAKER 3VA2 IEC FRAME 160 BREAKING CAPACITY CLASS H ICU=85KA @ 415 V 4POLE, LINE PROTE | 1622.47
3VA2116-5KP32-0AA0 | CIRCUIT BREAKER 3VA2 IEC FRAME 160 BREAKING CAPACITY CLASS M ICU=55KA @ 415 V 3POLE, LINE PROTE | 1302.39
3VA2116-5KP32-0HC0 | CIRCUIT BREAKER 3VA2 IEC FRAME 160 BREAKING CAPACITY CLASS M ICU=55KA @ 415 V 3-POLE, LINE PROT | 1643.36
3VA2010-6HL32-0BL0 | CIRCUIT BREAKER 3VA2 IEC FRAME 100 BREAKING CAPACITY CLASS H ICU=85KA @ 415 V 3-POLE, LINE PROT | 821.68
3VA2010-6HL32-0JA0 | CIRCUIT BREAKER 3VA2 IEC FRAME 100 BREAKING CAPACITY CLASS H ICU=85KA @ 415 V 3-POLE, LINE PROT | 682.42
3VA2010-6HN36-0DA0 | CIRCUIT BREAKER 3VA2 IEC FRAME 100 BREAKING CAPACITY CLASS H ICU=85KA @ 415 V 3-POLE, LINE PROT | 793.82
3VA1180-6EF36-0KA0 | CIRCUIT BREAKER 3VA1 IEC FRAME 160 BREAKING CAPACITY CLASS H ICU=70KA @ 415 V 3-POLE, LINE PROT | 433.13
3VA2010-5KP42-0AA0 | CIRCUIT BREAKER 3VA2 IEC FRAME 100 BREAKING CAPACITY CLASS M ICU=55KA @ 415 V 4POLE, LINE PROTE | 1210.25
3VA2010-6HL32-0AH0 | CIRCUIT BREAKER 3VA2 IEC FRAME 100 BREAKING CAPACITY CLASS H ICU=85KA @ 415 V 3-POLE, LINE PROT | 668.48
3VA2110-5JP32-0JA0 | CIRCUIT BREAKER 3VA2 IEC FRAME 160 BREAKING CAPACITY CLASS M ICU=55KA @ 415 V 3-POLE, LINE PROT | 1128.07
3VA2110-5JP32-0KA0 | CIRCUIT BREAKER 3VA2 IEC FRAME 160 BREAKING CAPACITY CLASS M ICU=55KA @ 415 V 3-POLE, LINE PROT | 1128.07
3VA2110-5JP46-0AA0 | CIRCUIT BREAKER 3VA2 IEC FRAME 160 BREAKING CAPACITY CLASS M ICU=55KA @ 415 V 4POLE, LINE PROTE | 1051.35
3VA2110-5JQ32-0CL0 | CIRCUIT BREAKER 3VA2 IEC FRAME 160 BREAKING CAPACITY CLASS M ICU=55KA @ 415 V 3-POLE, LINE PROT | 1511.05
3VA2116-5KP32-0JL0 | CIRCUIT BREAKER 3VA2 IEC FRAME 160 BREAKING CAPACITY CLASS M ICU=55KA @ 415 V 3-POLE, LINE PROT | 1692.1
3VA2116-5KP42-0AA0 | CIRCUIT BREAKER 3VA2 IEC FRAME 160 BREAKING CAPACITY CLASS M ICU=55KA @ 415 V 4POLE, LINE PROTE | 1528.15
3VA2116-6HL32-0BC0 | CIRCUIT BREAKER 3VA2 IEC FRAME 160 BREAKING CAPACITY CLASS H ICU=85KA @ 415 V 3-POLE, LINE PROT | 1065.4
3VA2116-6HL32-0CC0 | CIRCUIT BREAKER 3VA2 IEC FRAME 160 BREAKING CAPACITY CLASS H ICU=85KA @ 415 V 3-POLE, LINE PROT | 1065.4
3VA1196-3EF32-0CA0 | CIRCUIT BREAKER 3VA1 IEC FRAME 160 BREAKING CAPACITY CLASS N ICU=25KA @ 415 V 3-POLE, LINE PROT | 337.73
3VA1196-3GF42-0AA0 | CIRCUIT BREAKER 3VA1 IEC FRAME 160 BREAKING CAPACITY CLASS N ICU=25KA @ 415 V 4-POLE, LINE PROT | 204.35
3VA1196-4ED32-0AA0 | CIRCUIT BREAKER 3VA1 IEC FRAME 160 BREAKING CAPACITY CLASS S ICU=36KA @ 415 V 3-POLE, LINE PROT | 159.75
3VA1196-4ED42-0AA0 | CIRCUIT BREAKER 3VA1 IEC FRAME 160 BREAKING CAPACITY CLASS S ICU=36KA @ 415 V 4-POLE, LINE PROT | 206.33
3VA2225-5HL32-0BC0 | CIRCUIT BREAKER 3VA2 IEC FRAME 250 BREAKING CAPACITY CLASS M ICU=55KA @ 415 V 3-POLE, LINE PROT | 1204.66
3VA2225-5HL32-0DA0 | CIRCUIT BREAKER 3VA2 IEC FRAME 250 BREAKING CAPACITY CLASS M ICU=55KA @ 415 V 3-POLE, LINE PROT | 1162.88
3VA2225-5HL32-0KC0 | CIRCUIT BREAKER 3VA2 IEC FRAME 250 BREAKING CAPACITY CLASS M ICU=55KA @ 415 V 3-POLE, LINE PROT | 1183.77
3VA2225-5HL42-0AA0 | CIRCUIT BREAKER 3VA2 IEC FRAME 250 BREAKING CAPACITY CLASS M ICU=55KA @ 415 V 4POLE, LINE PROTE | 1204.16
3VA1125-5GF42-0AA0 | CIRCUIT BREAKER 3VA1 IEC FRAME 160 BREAKING CAPACITY CLASS M ICU=55KA @ 415 V 4-POLE, LINE PROT | 245.03
3VA1116-5EF36-0CA0 | CIRCUIT BREAKER 3VA1 IEC FRAME 160 BREAKING CAPACITY CLASS M ICU=55KA @ 415 V 3-POLE, LINE PROT | 779.9
3VA1116-5EF36-0JC0 | CIRCUIT BREAKER 3VA1 IEC FRAME 160 BREAKING CAPACITY CLASS M ICU=55KA @ 415 V 3-POLE, LINE PROT | 800.79
3VA1116-5EF42-0AB0 | CIRCUIT BREAKER 3VA1 IEC FRAME 160 BREAKING CAPACITY CLASS M ICU=55KA @ 415 V 4-POLE, LINE PROT | 912.2
3VA1116-5EF42-0AH0 | CIRCUIT BREAKER 3VA1 IEC FRAME 160 BREAKING CAPACITY CLASS M ICU=55KA @ 415 V 4-POLE, LINE PROT | 912.2
3VA2225-7HL32-0HA0 | CIRCUIT BREAKER 3VA2 IEC FRAME 250 BREAKING CAPACITY CLASS C ICU=110KA @ 415 V 3-POLE, LINE PRO | 1357.87
3VA2225-7HL32-0JC0 | CIRCUIT BREAKER 3VA2 IEC FRAME 250 BREAKING CAPACITY CLASS C ICU=110KA @ 415 V 3-POLE, LINE PRO | 1399.65
3VA2225-7HL32-0KL0 | CIRCUIT BREAKER 3VA2 IEC FRAME 250 BREAKING CAPACITY CLASS C ICU=110KA @ 415 V 3-POLE, LINE PRO | 1483.21
3VA2225-5HL42-0AJ0 | CIRCUIT BREAKER 3VA2 IEC FRAME 250 BREAKING CAPACITY CLASS M ICU=55KA @ 415 V 4-POLE, LINE PROT | 1497.13
3VA1150-3EF36-0CH0 | CIRCUIT BREAKER 3VA1 IEC FRAME 160 BREAKING CAPACITY CLASS N ICU=25KA @ 415 V 3-POLE, LINE PROT | 435.91
3VA1150-3EF36-0JC0 | CIRCUIT BREAKER 3VA1 IEC FRAME 160 BREAKING CAPACITY CLASS N ICU=25KA @ 415 V 3-POLE, LINE PROT | 385.77
3VA1150-4EE36-0AA0 | CIRCUIT BREAKER 3VA1 IEC FRAME 160 BREAKING CAPACITY CLASS S ICU=36KA @ 415 V 3-POLE, LINE PROT | 178.87
3RT2926-5AD01 | MAGNET COIL F. CONTACTOR 18,5KW AC 42V, 50HZ FOR MOTOR CONTACTORS SZ S0, SCREW TERMINAL, | 16
3RT2926-5AH21 | MAGNET COIL F. CONTACTOR 18,5KW AC 48V, 50/60HZ FOR MOTOR CONTACTORS SZ S0, SCREW TERMINAL | 16
3RT2936-1JJ00 | SURGE SUPPRESSOR, VARISTOR WITH LED, 24...48V AC, 12...24V DC, FOR CONTACTORS SIZE S2 | 11.02
3RT1066-6PF35 | CONTACTOR, 160KW/400V/AC-3 AC(40...60HZ)/DC OPERATION UC 96-127V AUXILIARY CONTACTS 1NO+1NC 3-PO | 1329.26
3RT2024-1AK60 | CONTACTOR, AC-3, 5.5KW/400V, 1NO+1NC, AC110V 50HZ, 120V 60HZ 3-POLE, SZ S0 SCREW TERMINAL | 34.46
3RT2024-1BW40 | CONTACTOR, AC-3, 5.5KW/400V, 1NO+1NC, DC 48V, 3-POLE, SZ S0 SCREW TERMINAL | 67.55
3RT2024-2AG20 | CONTACTOR, AC-3, 5.5KW/400V, 1NO+1NC, AC110V 50/60HZ, 3-POLE, SZ S0 SPRING-LOADED TERMINAL | 34.46
3RT2025-2KB40 | COUPLING RELAY, AC-3, 7.5KW/400V, 1NO+1NC, DC 24V, W. PLUGGED-IN VARISTOR 3-POLE, SZ S0 SPRING-L | 89.69
3RT2026-1AK64-3MA0 | CONTACTOR, AC-3, 11KW/400V, 2NO+2NC AC110V 50HZ/120V 60HZ 3-POLE, SZ S0 SCREW TERMINAL PERMANENT | 74.39
3RT2026-2AC20 | CONTACTOR, AC-3, 11KW/400V, 1NO+1NC, AC 24V 50/60HZ, 3-POLE, SZ S0 SPRING-LOADED TERMINAL | 61.33
3RT2026-2AL20-1AA0 | CONTACTOR, AC-3, 11KW/400V, 1NO+1NC, AC 230V 50/60HZ, 3-POLE, SZ S0 SPRING-LOADED TERMINAL UPRIG | 68.68
3RT2027-1AB00 | CONTACTOR, AC-3, 15KW/400V, 1NO+1NC, AC 24V 50HZ, 3-POLE, SZ S0 SCREW TERMINAL | 87.99
3RT2027-1AC20-0UA0 | CONTACTOR, 10HP 460/575V, 1NO+1NC, AC 24V, 50/60HZ, - 3-POLE, SZ S0 SCREW TERMINAL | 91.97
3RU2126-4BJ0 | OVERLOAD RELAY 14...20 A FOR MOTOR PROTECTION SZ S0, CLASS 10, F. MOUNTING ONTO CONTACTOR MAIN C | 57.42
3RU2126-4EB1 | OVERLOAD RELAY 27...32 A FOR MOTOR PROTECTION SZ S0, CLASS 10, STAND-ALONE INSTALLATION MAIN CIR | 91.96
3RU2136-4JB0 | OVERLOAD RELAY 54...65 A FOR MOTOR PROTECTION SIZE S2, CLASS 10 FOR MOUNTING ONTO CONTACTORS MAI | 116.62
3RU2136-4RB1 | OVERLOAD RELAY 70...80 A FOR MOTOR PROTECTION SIZE S2, CLASS 10 STAND-ALONE INSTALLATION MAIN CI | 157.35
3RT2027-2AP04 | CONTACTOR, AC-3, 15KW/400V, 2NO+2NC, AC 230V 50HZ, 3-POLE, SZ S0 SPRING-LOADED TERMINAL REMOVABL | 98.8
3RT2027-2CL24-3MA0 | CONTACTOR, AC-3, 15KW/400V, 2NO+2NC, AC 230V 50/60HZ, W. PLUGGED-IN VARISTOR 3-POLE, SZ S0 SPRIN | 108.99
3RT2028-1AG20 | CONTACTOR, AC-3, 18.5KW/400V, 1NO+1NC, AC 110V 50/60HZ, 3-POLE, SZ S0 SCREW TERMINAL | 98.21
3RT2028-1AL20 | CONTACTOR, AC-3, 18.5KW/400V, 1NO+1NC, AC 230V 50/60HZ, 3-POLE, SZ S0 SCREW TERMINAL | 98.21
3RT2028-2AL20 | CONTACTOR, AC-3, 18.5KW/400V, 1NO+1NC, AC 230V 50/60HZ, 3-POLE, SZ S0 SPRING-LOADED TERMINAL | 98.21
3RV2917-1E | 3-PHASE BUSBAR WITH INFEED RIGHT, FOR 2 CIRCUIT-BREAKERS, SIZE S00 UND S0 | 17.62
3RV2011-0CA10-ZW96 | CIRCUIT-BREAKER SZ S00, FOR MOTOR PROTECTION, CLASS 10, A-REL.0.18...0.25A,N-REL.3.3A SCREW CONNE | 50.39
3RV2922-1CB0 | UNDERVOLTAGE RELEASE AC 24V, 50HZ/60HZ, W. LEADING AUX. SWITCHES, 2NO, FOR CIRCUIT-BREAKER, SIZE | 35.06
3RV2011-0HA20 | CIRCUIT-BREAKER SZ S00, FOR MOTOR PROTECTION, CLASS 10, A-REL. 0.55...0.8A, N-RELEASE10A, SPRING | 46.17
3RV2011-0JA10-ZX95 | CIRCUIT-BREAKER SZ S00, FOR MOTOR PROTECTION, CLASS 10, A-REL. 0.7...1A, N-REL. 13A, SCREW CONNEC | 54.57
3RV2011-1BA15-0BA0 | CIRCUIT-BREAKER SZ S00, FOR MOTOR PROTECTION, CLASS 10, A-REL. 1.4...2A, N-RELEASE 26A, SCREW CON | 85.69
3RV2011-1CA20 | CIRCUIT-BREAKER SZ S00, FOR MOTOR PROTECTION, CLASS 10, A-REL.1.8...2.5A, N-RELEASE 33A, SPRING- | 50.99
3RV1011-1GA15-0BA0 | SPECIAL TYPE CIRCUIT BREAKER SIZE S00, FOR MOTOR PROTECTION, CLASS 10, A-RELEASE 4.5...6.3A, SHO | 96.49
3RT2028-2AL20-1AA0 | CONTACTOR, AC-3, 18.5KW/400V, 1NO+1NC, AC 230V 50/60HZ, 3-POLE, SZ S0 SPRING-LOADED TERMINAL UPR | 106.74
3RT2035-1AF00 | CONTACTOR,AC3:18.5KW/400V, 1NO+1NC, 110V AC 50HZ, 3-POLE, SIZE S2, SCREW TERMINAL | 99.56
3VA1196-4EF32-0AA0 | CIRCUIT BREAKER 3VA1 IEC FRAME 160 BREAKING CAPACITY CLASS S ICU=36KA @ 415 V 3-POLE, LINE PROT | 172.02
3VA1196-4EF32-0BC0 | CIRCUIT BREAKER 3VA1 IEC FRAME 160 BREAKING CAPACITY CLASS S ICU=36KA @ 415 V 3-POLE, LINE PROT | 406.66
3VA1120-4EF32-0AG0 | CIRCUIT BREAKER 3VA1 IEC FRAME 160 BREAKING CAPACITY CLASS S ICU=36KA @ 415 V 3-POLE, LINE PROT | 317.52
3VA1120-4EF36-0AD0 | CIRCUIT BREAKER 3VA1 IEC FRAME 160 BREAKING CAPACITY CLASS S ICU=36KA @ 415 V 3-POLE, LINE PROT | 339.11
3VA1125-5GF46-0AA0 | CIRCUIT BREAKER 3VA1 IEC FRAME 160 BREAKING CAPACITY CLASS M ICU=55KA @ 415 V 4-POLE, LINE PROT | 265.6
3VA1125-6EF32-0HC0 | CIRCUIT BREAKER 3VA1 IEC FRAME 160 BREAKING CAPACITY CLASS H ICU=70KA @ 415 V 3-POLE, LINE PROT | 431.03
3VA2225-6KP32-0CL0 | CIRCUIT BREAKER 3VA2 IEC FRAME 250 BREAKING CAPACITY CLASS H ICU=85KA @ 415 V 3-POLE, LINE PROT | 2123.83
3VA1116-5EF36-0AF0 | CIRCUIT BREAKER 3VA1 IEC FRAME 160 BREAKING CAPACITY CLASS M ICU=55KA @ 415 V 3-POLE, LINE PROT | 710.26
3VA1116-5EF42-0HH0 | CIRCUIT BREAKER 3VA1 IEC FRAME 160 BREAKING CAPACITY CLASS M ICU=55KA @ 415 V 4-POLE, LINE PROT | 988.81
3VA1116-6EF32-0AC0 | CIRCUIT BREAKER 3VA1 IEC FRAME 160 BREAKING CAPACITY CLASS H ICU=70KA @ 415 V 3-POLE, LINE PROT | 752.04
3VA2225-7HL32-0AB0 | CIRCUIT BREAKER 3VA2 IEC FRAME 250 BREAKING CAPACITY CLASS C ICU=110KA @ 415 V 3-POLE, LINE PRO | 1350.9
3VA2225-7HL32-0CL0 | CIRCUIT BREAKER 3VA2 IEC FRAME 250 BREAKING CAPACITY CLASS C ICU=110KA @ 415 V 3-POLE, LINE PRO | 1511.05
3VA2225-5HL42-0CA0 | CIRCUIT BREAKER 3VA2 IEC FRAME 250 BREAKING CAPACITY CLASS M ICU=55KA @ 415 V 4-POLE, LINE PROT | 1497.13
3VA2225-5HL42-0KL0 | CIRCUIT BREAKER 3VA2 IEC FRAME 250 BREAKING CAPACITY CLASS M ICU=55KA @ 415 V 4-POLE, LINE PROT | 1587.65
3VA2225-5HN32-0JL0 | CIRCUIT BREAKER 3VA2 IEC FRAME 250 BREAKING CAPACITY CLASS M ICU=55KA @ 415 V 3-POLE, LINE PROT | 1316.08
3VA1150-3EF36-0AC0 | CIRCUIT BREAKER 3VA1 IEC FRAME 160 BREAKING CAPACITY CLASS N ICU=25KA @ 415 V 3-POLE, LINE PROT | 295.25
3VA1150-3EF36-0DC0 | CIRCUIT BREAKER 3VA1 IEC FRAME 160 BREAKING CAPACITY CLASS N ICU=25KA @ 415 V 3-POLE, LINE PROT | 409.45
3VA1150-4EF36-0AD0 | CIRCUIT BREAKER 3VA1 IEC FRAME 160 BREAKING CAPACITY CLASS S ICU=36KA @ 415 V 3-POLE, LINE PROT | 339.11
3VA1163-5EF36-0AB0 | CIRCUIT BREAKER 3VA1 IEC FRAME 160 BREAKING CAPACITY CLASS M ICU=55KA @ 415 V 3-POLE, LINE PROT | 364.88
3VA2140-8HN36-0AA0 | CIRCUIT BREAKER 3VA2 IEC FRAME 160 BREAKING CAPACITY CLASS L ICU=150KA @ 415 V 3POLE, LINE PROT | 660.15
3VA2163-5HL32-0BC0 | CIRCUIT BREAKER 3VA2 IEC FRAME 160 BREAKING CAPACITY CLASS M ICU=55KA @ 415 V 3-POLE, LINE PROT | 656.65
3VA2116-6HL32-0HL0 | CIRCUIT BREAKER 3VA2 IEC FRAME 160 BREAKING CAPACITY CLASS H ICU=85KA @ 415 V 3-POLE, LINE PROT | 1107.18
3VA2116-6HN32-0AE0 | CIRCUIT BREAKER 3VA2 IEC FRAME 160 BREAKING CAPACITY CLASS H ICU=85KA @ 415 V 3-POLE, LINE PROT | 1058.43
3VA2116-6HN32-0DL0 | CIRCUIT BREAKER 3VA2 IEC FRAME 160 BREAKING CAPACITY CLASS H ICU=85KA @ 415 V 3-POLE, LINE PROT | 1190.74
3VA2116-7HN36-0AA0 | CIRCUIT BREAKER 3VA2 IEC FRAME 160 BREAKING CAPACITY CLASS C ICU=110KA @ 415 V 3POLE, LINE PROT | 929.1
3VA1196-4EF32-0KA0 | CIRCUIT BREAKER 3VA1 IEC FRAME 160 BREAKING CAPACITY CLASS S ICU=36KA @ 415 V 3-POLE, LINE PROT | 331.46
3VA1196-5EF32-0JA0 | CIRCUIT BREAKER 3VA1 IEC FRAME 160 BREAKING CAPACITY CLASS M ICU=55KA @ 415 V 3-POLE, LINE PROT | 357.93
3VA1116-6EF32-0HH0 | CIRCUIT BREAKER 3VA1 IEC FRAME 160 BREAKING CAPACITY CLASS H ICU=70KA @ 415 V 3-POLE, LINE PROT | 863.46
3VA1116-6EF36-0JA0 | CIRCUIT BREAKER 3VA1 IEC FRAME 160 BREAKING CAPACITY CLASS H ICU=70KA @ 415 V 3-POLE, LINE PROT | 807.76
3VA1116-6GF46-0AA0 | CIRCUIT BREAKER 3VA1 IEC FRAME 160 BREAKING CAPACITY CLASS H ICU=70KA @ 415 V 4-POLE, LINE PROT | 656.65
3VA1120-4EF32-0AB0 | CIRCUIT BREAKER 3VA1 IEC FRAME 160 BREAKING CAPACITY CLASS S ICU=36KA @ 415 V 3-POLE, LINE PROT | 317.52
3VA1120-4EF32-0AC0 | CIRCUIT BREAKER 3VA1 IEC FRAME 160 BREAKING CAPACITY CLASS S ICU=36KA @ 415 V 3-POLE, LINE PROT | 291.07
3VA1132-3EF32-0AA0 | CIRCUIT BREAKER 3VA1 IEC FRAME 160 BREAKING CAPACITY CLASS N ICU=25KA @ 415 V 3-POLE, LINE PROT | 158.76
3VA1132-3EF32-0AB0 | CIRCUIT BREAKER 3VA1 IEC FRAME 160 BREAKING CAPACITY CLASS N ICU=25KA @ 415 V 3-POLE, LINE PROT | 297.33
3VA1132-3EF32-0AG0 | CIRCUIT BREAKER 3VA1 IEC FRAME 160 BREAKING CAPACITY CLASS N ICU=25KA @ 415 V 3-POLE, LINE PROT | 297.33
3VA1132-3EF32-0CA0 | CIRCUIT BREAKER 3VA1 IEC FRAME 160 BREAKING CAPACITY CLASS N ICU=25KA @ 415 V 3-POLE, LINE PROT | 337.73
3VA1116-6EF32-0AF0 | CIRCUIT BREAKER 3VA1 IEC FRAME 160 BREAKING CAPACITY CLASS H ICU=70KA @ 415 V 3-POLE, LINE PROT | 752.04
3VA2225-6KP32-0DA0 | CIRCUIT BREAKER 3VA2 IEC FRAME 250 BREAKING CAPACITY CLASS H ICU=85KA @ 415 V 3-POLE, LINE PROT | 2005.46
3VA2225-6KP32-0JA0 | CIRCUIT BREAKER 3VA2 IEC FRAME 250 BREAKING CAPACITY CLASS H ICU=85KA @ 415 V 3-POLE, LINE PROT | 1963.67
3VA2225-6KP32-0KH0 | CIRCUIT BREAKER 3VA2 IEC FRAME 250 BREAKING CAPACITY CLASS H ICU=85KA @ 415 V 3-POLE, LINE PROT | 2061.16
3VA2225-6KP42-0HG0 | CIRCUIT BREAKER 3VA2 IEC FRAME 250 BREAKING CAPACITY CLASS H ICU=85KA @ 415 V 4POLE, LINE PROTE | 2444.16
3VA2225-5HN32-0AG0 | CIRCUIT BREAKER 3VA2 IEC FRAME 250 BREAKING CAPACITY CLASS M ICU=55KA @ 415 V 3-POLE, LINE PROT | 1183.77
3VA2225-5HN32-0AH0 | CIRCUIT BREAKER 3VA2 IEC FRAME 250 BREAKING CAPACITY CLASS M ICU=55KA @ 415 V 3-POLE, LINE PROT | 1183.77
3VA2225-5HN32-0CC0 | CIRCUIT BREAKER 3VA2 IEC FRAME 250 BREAKING CAPACITY CLASS M ICU=55KA @ 415 V 3-POLE, LINE PROT | 1288.23
3VA2225-5HN32-0HA0 | CIRCUIT BREAKER 3VA2 IEC FRAME 250 BREAKING CAPACITY CLASS M ICU=55KA @ 415 V 3-POLE, LINE PROT | 1190.74
3VA2140-7JQ32-0AA0 | CIRCUIT BREAKER 3VA2 IEC FRAME 160 BREAKING CAPACITY CLASS C ICU=110KA @ 415 V 3POLE, LINE PROT | 1173.61
3VA2140-7KQ32-0AA0 | CIRCUIT BREAKER 3VA2 IEC FRAME 160 BREAKING CAPACITY CLASS C ICU=110KA @ 415 V 3POLE, LINE PROT | 1271.39
3VA2140-8HL42-0AA0 | CIRCUIT BREAKER 3VA2 IEC FRAME 160 BREAKING CAPACITY CLASS L ICU=150KA @ 415 V 4POLE, LINE PROT | 745.74
3VA2116-6HN32-0KL0 | CIRCUIT BREAKER 3VA2 IEC FRAME 160 BREAKING CAPACITY CLASS H ICU=85KA @ 415 V 3-POLE, LINE PROT | 1162.88
3VA2116-6HN46-0AA0 | CIRCUIT BREAKER 3VA2 IEC FRAME 160 BREAKING CAPACITY CLASS H ICU=85KA @ 415 V 4POLE, LINE PROTE | 1112.48
3VA2116-6JQ36-0AA0 | CIRCUIT BREAKER 3VA2 IEC FRAME 160 BREAKING CAPACITY CLASS H ICU=85KA @ 415 V 3POLE, LINE PROTE | 1473.11
3VA2116-7HL36-0AA0 | CIRCUIT BREAKER 3VA2 IEC FRAME 160 BREAKING CAPACITY CLASS C ICU=110KA @ 415 V 3POLE, LINE PROT | 867.97
3VA1116-6EF32-0KC0 | CIRCUIT BREAKER 3VA1 IEC FRAME 160 BREAKING CAPACITY CLASS H ICU=70KA @ 415 V 3-POLE, LINE PROT | 828.65
3VA1116-6EF36-0AF0 | CIRCUIT BREAKER 3VA1 IEC FRAME 160 BREAKING CAPACITY CLASS H ICU=70KA @ 415 V 3-POLE, LINE PROT | 772.93
3VA1116-6EF36-0CC0 | CIRCUIT BREAKER 3VA1 IEC FRAME 160 BREAKING CAPACITY CLASS H ICU=70KA @ 415 V 3-POLE, LINE PROT | 891.31
3VA1116-6EF36-0DC0 | CIRCUIT BREAKER 3VA1 IEC FRAME 160 BREAKING CAPACITY CLASS H ICU=70KA @ 415 V 3-POLE, LINE PROT | 891.31
3VA2340-6JP32-0JH0 | CIRCUIT BREAKER 3VA2 IEC FRAME 400 BREAKING CAPACITY CLASS H ICU=85KA @ 415 V 3-POLE, LINE PROT | 2270.06
3VA2340-6JP32-0JL0 | CIRCUIT BREAKER 3VA2 IEC FRAME 400 BREAKING CAPACITY CLASS H ICU=85KA @ 415 V 3-POLE, LINE PROT | 2290.95
3VA2340-6JP32-0KC0 | CIRCUIT BREAKER 3VA2 IEC FRAME 400 BREAKING CAPACITY CLASS H ICU=85KA @ 415 V 3-POLE, LINE PROT | 2214.36
3VA2010-6JP42-0AA0 | CIRCUIT BREAKER 3VA2 IEC FRAME 100 BREAKING CAPACITY CLASS H ICU=85KA @ 415 V 4POLE, LINE PROTE | 1088.02
3VA1150-4EF32-0AD0 | CIRCUIT BREAKER 3VA1 IEC FRAME 160 BREAKING CAPACITY CLASS S ICU=36KA @ 415 V 3-POLE, LINE PROT | 317.52
3VA2163-5HL32-0JC0 | CIRCUIT BREAKER 3VA2 IEC FRAME 160 BREAKING CAPACITY CLASS M ICU=55KA @ 415 V 3-POLE, LINE PROT | 630.18
3VA2163-5HL32-0KL0 | CIRCUIT BREAKER 3VA2 IEC FRAME 160 BREAKING CAPACITY CLASS M ICU=55KA @ 415 V 3-POLE, LINE PROT | 692.16
3VA2163-5HL36-0AA0 | CIRCUIT BREAKER 3VA2 IEC FRAME 160 BREAKING CAPACITY CLASS M ICU=55KA @ 415 V 3POLE, LINE PROTE | 455.38
3VA2116-6HL32-0DC0 | CIRCUIT BREAKER 3VA2 IEC FRAME 160 BREAKING CAPACITY CLASS H ICU=85KA @ 415 V 3-POLE, LINE PROT | 1065.4
3VA1196-4EF36-0BC0 | CIRCUIT BREAKER 3VA1 IEC FRAME 160 BREAKING CAPACITY CLASS S ICU=36KA @ 415 V 3-POLE, LINE PROT | 432.43
3VA1196-4GE42-0AA0 | CIRCUIT BREAKER 3VA1 IEC FRAME 160 BREAKING CAPACITY CLASS S ICU=36KA @ 415 V 4-POLE, LINE PROT | 210.23
3VA1196-5ED46-0AA0 | CIRCUIT BREAKER 3VA1 IEC FRAME 160 BREAKING CAPACITY CLASS M ICU=55KA @ 415 V 4-POLE, LINE PROT | 249.92
3VA1196-5EF32-0BA0 | CIRCUIT BREAKER 3VA1 IEC FRAME 160 BREAKING CAPACITY CLASS M ICU=55KA @ 415 V 3-POLE, LINE PROT | 383.68
3VA2340-5KP42-0AA0 | CIRCUIT BREAKER 3VA2 IEC FRAME 400 BREAKING CAPACITY CLASS M ICU=55KA @ 415 V 4-POLE, LINE PROT | 2243.29
3VA2340-6HN32-0CA0 | CIRCUIT BREAKER 3VA2 IEC FRAME 400 BREAKING CAPACITY CLASS H ICU=85KA @ 415 V 3-POLE, LINE PROT | 1768.71
3VA2340-6HN32-0CL0 | CIRCUIT BREAKER 3VA2 IEC FRAME 400 BREAKING CAPACITY CLASS H ICU=85KA @ 415 V 3-POLE, LINE PROT | 1907.97
3VA2340-6HN32-0DC0 | CIRCUIT BREAKER 3VA2 IEC FRAME 400 BREAKING CAPACITY CLASS H ICU=85KA @ 415 V 3-POLE, LINE PROT | 1838.33
3VA2010-7KP46-0AA0 | CIRCUIT BREAKER 3VA2 IEC FRAME 100 BREAKING CAPACITY CLASS C ICU=110KA @ 415 V 4POLE, LINE PROT | 1363.1
3VA2010-8JQ36-0AA0 | CIRCUIT BREAKER 3VA2 IEC FRAME 100 BREAKING CAPACITY CLASS L ICU=150KA @ 415 V 3POLE, LINE PROT | 1314.19
3VA2010-8KP36-0AA0 | CIRCUIT BREAKER 3VA2 IEC FRAME 100 BREAKING CAPACITY CLASS L ICU=150KA @ 415 V 3POLE, LINE PROT | 1277.51
3VA2010-8KQ42-0AA0 | CIRCUIT BREAKER 3VA2 IEC FRAME 100 BREAKING CAPACITY CLASS L ICU=150KA @ 415 V 4POLE, LINE PROT | 1552.59
3VA2025-5JP32-0AA0 | CIRCUIT BREAKER 3VA2 IEC FRAME 100 BREAKING CAPACITY CLASS M ICU=55KA @ 415 V 3POLE, LINE PROTE | 861.87
3VA2340-6JP42-0AA0 | CIRCUIT BREAKER 3VA2 IEC FRAME 400 BREAKING CAPACITY CLASS H ICU=85KA @ 415 V 4-POLE, LINE PROT | 2261.62
3VA2340-6JQ32-0AC0 | CIRCUIT BREAKER 3VA2 IEC FRAME 400 BREAKING CAPACITY CLASS H ICU=85KA @ 415 V 3-POLE, LINE PROT | 2416.3
3VA2340-6JQ32-0AJ0 | CIRCUIT BREAKER 3VA2 IEC FRAME 400 BREAKING CAPACITY CLASS H ICU=85KA @ 415 V 3-POLE, LINE PROT | 2472
3VA2340-6JQ32-0CL0 | CIRCUIT BREAKER 3VA2 IEC FRAME 400 BREAKING CAPACITY CLASS H ICU=85KA @ 415 V 3-POLE, LINE PROT | 2569.5
3VA2225-7HN32-0AB0 | CIRCUIT BREAKER 3VA2 IEC FRAME 250 BREAKING CAPACITY CLASS C ICU=110KA @ 415 V 3-POLE, LINE PRO | 1420.54
3VA2225-7HN32-0BC0 | CIRCUIT BREAKER 3VA2 IEC FRAME 250 BREAKING CAPACITY CLASS C ICU=110KA @ 415 V 3-POLE, LINE PRO | 1524.99
3VA2225-7HN32-0DL0 | CIRCUIT BREAKER 3VA2 IEC FRAME 250 BREAKING CAPACITY CLASS C ICU=110KA @ 415 V 3-POLE, LINE PRO | 1587.65
3VA2225-7HN32-0HH0 | CIRCUIT BREAKER 3VA2 IEC FRAME 250 BREAKING CAPACITY CLASS C ICU=110KA @ 415 V 3-POLE, LINE PRO | 1524.99
3VA1163-6EF36-0BA0 | CIRCUIT BREAKER 3VA1 IEC FRAME 160 BREAKING CAPACITY CLASS H ICU=70KA @ 415 V 3-POLE, LINE PROT | 431.03
3VA1163-6EF36-0KA0 | CIRCUIT BREAKER 3VA1 IEC FRAME 160 BREAKING CAPACITY CLASS H ICU=70KA @ 415 V 3-POLE, LINE PROT | 404.57
3VA1180-3ED36-0AA0 | CIRCUIT BREAKER 3VA1 IEC FRAME 160 BREAKING CAPACITY CLASS N ICU=25KA @ 415 V 3-POLE, LINE PROT | 177.9
3VA1180-3EE32-0AA0 | CIRCUIT BREAKER 3VA1 IEC FRAME 160 BREAKING CAPACITY CLASS N ICU=25KA @ 415 V 3-POLE, LINE PROT | 164.19
3RT2035-1AR60 | CONTACTOR,AC3:18.5KW/400V, 1NO+1NC,400VAC50HZ/400.440V60HZ 3-POLE, SIZE S2, SCREW TERMINAL | 103.4
3RT2035-1NP34 | CONTACTOR,AC3:18.5KW/400V, 2NO+2NC, 175-280V AC/DC, WITH VARISTOR, 3-POLE, SIZE S2, SCREW TERMIN | 162.46
3RT2036-1AB00 | CONTACTOR,AC3:22KW/400V, 1NO+1NC, 24V AC 50HZ, 3-POLE, SIZE S2, SCREW TERMINAL | 126.9
3RT2036-1AP00-1AA0 | CONTACTOR,AC3:22KW/400V, 1NO+1NC, 230V AC 50HZ, 3-POLE, SIZE S2, SCREW TERMINAL UPRIGHT MOUNTING | 140.58
3RU2116-0AC1 | OVERLOAD RELAY 0.11...0.16 A FOR MOTOR PROTECTION SZ S00, CLASS 10, STAND-ALONE INSTALLATION MAI | 59.32
3RU2116-0DC1 | OVERLOAD RELAY 0.22...0.32 A FOR MOTOR PROTECTION SZ S00, CLASS 10, STAND-ALONE INSTALLATION MAI | 59.32
3RU2116-0FB1 | OVERLOAD RELAY 0.35...0.50 A FOR MOTOR PROTECTION SZ S00, CLASS 10, STAND-ALONE INSTALLATION MAI | 59.32
3RV2011-1JA10 | CIRCUIT-BREAKER SZ S00, FOR MOTOR PROTECTION, CLASS 10, A-RELEASE 7...10A, N-RELEASE 130A, SCREW | 57.31
3RV2011-4AA15 | CIRCUIT-BREAKER SZ S00, FOR MOTOR PROTECTION, CLASS 10, A-RELEASE 11...16A, N-RELEASE 208A, SCRE | 72.31
3RV2021-0HA20 | CIRCUIT-BREAKER SZ S0, FOR MOTOR PROTECTION, CLASS 10, A-REL. 0.55...0.8A, N-REL. 10A SPRING-L. C | 48
3RV2021-1CA20-ZX95 | CIRCUIT BREAKER SZ S0, FOR MOTOR PROTECTION, CLASS 10, A-REL.1.8...2.5A, N-REL.33A SPRING-L. CONN | 62.93
3RT2037-1AK60 | CONTACTOR,AC3:30KW/400V, 1NO+1NC,110VAC 50HZ/120V 60HZ, 3-POLE, SIZE S2, SCREW TERMINAL | 178.87
3RT2037-3AC20 | CONTACTOR,AC3:30KW/400V, 1NO+1NC, 24V AC 50/60HZ, 3-POLE, SIZE S2, SPRING-TYPE TERMINAL | 178.87
3RT2037-3AH00 | CONTACTOR,AC3:30KW/400V, 1NO+1NC, 48V AC 50HZ, 3-POLE, SIZE S2, SPRING-TYPE TERMINAL | 178.87
3RV2021-1EA10-ZW96 | CIRCUIT-BREAKER SZ S0, FOR MOTOR PROTECTION, CLASS 10, A-REL. 2.8...4A, N-REL. 52A SCREW CONNECTI | 62.93
3RV2021-4EA10-0DA0 | CIRCUIT-BREAKER SZ S0, FOR PLANT PROTECTION, WITHOUT PHASE FAILURE PROTECTION A-RELEASE 27...32A | 116.25
3RV2021-4NA20 | CIRCUIT-BREAKER SZ S0, FOR MOTOR PROTECTION, CLASS 10, A-RELEASE 23...28A, N-RELEASE 364A, SPRIN | 95.33
3RT2037-3AP60 | CONTACTOR,AC3:30KW/400V, 1NO+1NC,220VAC 50HZ/240V 60HZ, 3-POLE, SIZE S2, SPRING-TYPE TERMINAL | 178.87
3RT2037-3NB30-0CC0 | CONTACTOR,AC3:30KW/400V, 1NO+1NC, 20-33VAC/DC, COM.CAP. WITH VARISTOR, 3-POLE, SIZE S2, SPRING-T | 279.53
3RT2038-1AC24 | CONTACTOR,AC3:37KW/400V, 2NO+2NC, 24V AC 50/60HZ, 3-POLE, SIZE S2, SCREW TERMINAL | 210.06
3RT2038-1AP00-1AA0 | CONTACTOR,AC3:37KW/400V, 1NO+1NC, 230V AC 50HZ, 3-POLE, SIZE S2, SCREW TERMINAL UPRIGHT MOUNTING | 214.98
3RU2116-1GB1 | OVERLOAD RELAY 4.5...6.3 A FOR MOTOR PROTECTION SZ S00, CLASS 10, STAND-ALONE INSTALLATION MAIN | 59.32
3RU2116-4AB0-ZX95 | OVERLOAD RELAY 11...16 A FOR MOTOR PROTECTION SZ S0, CLASS 10, F. MOUNTING ONTO CONTACTOR MAIN C | 47.66
3RV2111-1CA10 | CIRCUIT-BREAKER SZ S00, FOR MOTOR PROTECTION, CLASS 10, W. OVERLOAD RELAY FUNCTION A-RELEASE1.8.. | 85.17
3RV2311-0BC10 | CIRCUIT-BREAKER SZ S00, FOR STARTER COMBINATION, RATED CURRENT 0.2A, N-RELEASE 2.6A, SCREW CONNE | 47.11
3RV2311-1KC10 | CIRCUIT-BREAKER SZ S00, FOR STARTER COMBINATION, RATED CURRENT 12.5A, N-RELEASE 163A, SCREW CONN | 57.84
3RV2321-1CC10 | CIRCUIT-BREAKER SZ S0, FOR STARTER COMBINATION, RATED CURRENT 2.5 A, N-REL. 33A SCREW CONNECTION, | 54.1
3RV2411-0EA10 | CIRCUIT-BREAKER SZ S00, FOR TRANSFORMER PROT. A-RELEASE 0.28...0.4A, N-RELEASE 8.2A, SCREW CONNE | 53.37
3RV2411-0KA15 | CIRCUIT-BREAKER SZ S00, FOR TRANSFORMER PROT. A-RELEASE 0.9...1.25A, N-RELEASE 26A SCREW CONNECT | 68.55
3RV2411-1DA10 | CIRCUIT-BREAKER SZ S00, FOR TRANSFORMER PROT. A-RELEASE 2.2...3.2A, N-RELEASE 65A SCREW CONNECT | 56.76
3RV2811-0KD10 | CIRCUIT-BREAKER SZ S00, FOR TRANSFORMER PROTECTION, WITH APPROBATION CIRCUIT-BREAKER UL 489. CSA | 117.3
3VA2163-5HN32-0AG0 | CIRCUIT BREAKER 3VA2 IEC FRAME 160 BREAKING CAPACITY CLASS M ICU=55KA @ 415 V 3-POLE, LINE PROT | 628.79
3VA2163-5HN32-0BC0 | CIRCUIT BREAKER 3VA2 IEC FRAME 160 BREAKING CAPACITY CLASS M ICU=55KA @ 415 V 3-POLE, LINE PROT | 724.2
3VA2163-5HN32-0HA0 | CIRCUIT BREAKER 3VA2 IEC FRAME 160 BREAKING CAPACITY CLASS M ICU=55KA @ 415 V 3-POLE, LINE PROT | 644.82
3VA2163-5HN32-0CH0 | CIRCUIT BREAKER 3VA2 IEC FRAME 160 BREAKING CAPACITY CLASS M ICU=55KA @ 415 V 3-POLE, LINE PROT | 745.09
3VA2340-6KP32-0DA0 | CIRCUIT BREAKER 3VA2 IEC FRAME 400 BREAKING CAPACITY CLASS H ICU=85KA @ 415 V 3-POLE, LINE PROT | 2444.16
3VA2340-6KP32-0DH0 | CIRCUIT BREAKER 3VA2 IEC FRAME 400 BREAKING CAPACITY CLASS H ICU=85KA @ 415 V 3-POLE, LINE PROT | 2506.83
3VA2340-6KP32-0KL0 | CIRCUIT BREAKER 3VA2 IEC FRAME 400 BREAKING CAPACITY CLASS H ICU=85KA @ 415 V 3-POLE, LINE PROT | 2513.78
3VA2225-7KP32-0BH0 | CIRCUIT BREAKER 3VA2 IEC FRAME 250 BREAKING CAPACITY CLASS C ICU=110KA @ 415 V 3-POLE, LINE PRO | 2179.55
3VA1163-5EF36-0JC0 | CIRCUIT BREAKER 3VA1 IEC FRAME 160 BREAKING CAPACITY CLASS M ICU=55KA @ 415 V 3-POLE, LINE PROT | 429.64
3VA1163-5EF36-0JH0 | CIRCUIT BREAKER 3VA1 IEC FRAME 160 BREAKING CAPACITY CLASS M ICU=55KA @ 415 V 3-POLE, LINE PROT | 454.02
3VA1163-5GE42-0AA0 | CIRCUIT BREAKER 3VA1 IEC FRAME 160 BREAKING CAPACITY CLASS M ICU=55KA @ 415 V 4-POLE, LINE PROT | 232.79
3VA2225-8JP32-0AA0 | CIRCUIT BREAKER 3VA2 IEC FRAME 250 BREAKING CAPACITY CLASS L ICU=150KA @ 415 V 3POLE, LINE PROT | 1711.5
3VA2225-8JP42-0AA0 | CIRCUIT BREAKER 3VA2 IEC FRAME 250 BREAKING CAPACITY CLASS L ICU=150KA @ 415 V 4POLE, LINE PROT | 2151.62
3VA2225-8KP32-0AA0 | CIRCUIT BREAKER 3VA2 IEC FRAME 250 BREAKING CAPACITY CLASS L ICU=150KA @ 415 V 3POLE, LINE PROT | 1913.22
3VA2325-5HN32-0AD0 | CIRCUIT BREAKER 3VA2 IEC FRAME 400 BREAKING CAPACITY CLASS M ICU=55KA @ 415 V 3-POLE, LINE PROT | 1552.83
3VA1110-3GF46-0AA0 | CIRCUIT BREAKER 3VA1 IEC FRAME 160 BREAKING CAPACITY CLASS N ICU=25KA @ 415 V 4-POLE, LINE PROT | 281.79
3VA1110-4EE32-0AA0 | CIRCUIT BREAKER 3VA1 IEC FRAME 160 BREAKING CAPACITY CLASS S ICU=36KA @ 415 V 3-POLE, LINE PROT | 205.34
3VA1110-4EF32-0AF0 | CIRCUIT BREAKER 3VA1 IEC FRAME 160 BREAKING CAPACITY CLASS S ICU=36KA @ 415 V 3-POLE, LINE PROT | 358.61
3VL9200-4EC31 | ACCESSORY FOR CIRCUIT BREAKER 3VL21 (DG) FRONT BUSBAR CONNECTION CONSISTING OF 3 CONNECTIONS 3 P | 180.54
3VA2340-7HN32-0AH0 | CIRCUIT BREAKER 3VA2 IEC FRAME 400 BREAKING CAPACITY CLASS C ICU=110KA @ 415 V 3-POLE, LINE PRO | 1887.08
3VA2340-7HN32-0HC0 | CIRCUIT BREAKER 3VA2 IEC FRAME 400 BREAKING CAPACITY CLASS C ICU=110KA @ 415 V 3-POLE, LINE PRO | 1928.86
3VA2340-7HN32-0HH0 | CIRCUIT BREAKER 3VA2 IEC FRAME 400 BREAKING CAPACITY CLASS C ICU=110KA @ 415 V 3-POLE, LINE PRO | 1949.75
3VA2340-7HN32-0JA0 | CIRCUIT BREAKER 3VA2 IEC FRAME 400 BREAKING CAPACITY CLASS C ICU=110KA @ 415 V 3-POLE, LINE PRO | 1894.05
3VA2163-5KP32-0AE0 | CIRCUIT BREAKER 3VA2 IEC FRAME 160 BREAKING CAPACITY CLASS M ICU=55KA @ 415 V 3-POLE, LINE PROT | 1309.12
3VA2163-6HL32-0AH0 | CIRCUIT BREAKER 3VA2 IEC FRAME 160 BREAKING CAPACITY CLASS H ICU=85KA @ 415 V 3-POLE, LINE PROT | 623.93
3VA2163-6HL32-0BA0 | CIRCUIT BREAKER 3VA2 IEC FRAME 160 BREAKING CAPACITY CLASS H ICU=85KA @ 415 V 3-POLE, LINE PROT | 662.92
3VA2163-6HL32-0CA0 | CIRCUIT BREAKER 3VA2 IEC FRAME 160 BREAKING CAPACITY CLASS H ICU=85KA @ 415 V 3-POLE, LINE PROT | 662.92
3VA2063-8JQ46-0AA0 | CIRCUIT BREAKER 3VA2 IEC FRAME 100 BREAKING CAPACITY CLASS L ICU=150KA @ 415 V 4POLE, LINE PROT | 1436.44
3VA2063-8KQ42-0AA0 | CIRCUIT BREAKER 3VA2 IEC FRAME 100 BREAKING CAPACITY CLASS L ICU=150KA @ 415 V 4POLE, LINE PROT | 1485.35
3VA2110-5HL32-0CH0 | CIRCUIT BREAKER 3VA2 IEC FRAME 160 BREAKING CAPACITY CLASS M ICU=55KA @ 415 V 3-POLE, LINE PROT | 724.2
3VA2225-7KP32-0CA0 | CIRCUIT BREAKER 3VA2 IEC FRAME 250 BREAKING CAPACITY CLASS C ICU=110KA @ 415 V 3-POLE, LINE PRO | 2095.99
3VA2025-6JQ32-0AA0 | CIRCUIT BREAKER 3VA2 IEC FRAME 100 BREAKING CAPACITY CLASS H ICU=85KA @ 415 V 3POLE, LINE PROTE | 1155.27
3VA2063-6HL32-0AJ0 | CIRCUIT BREAKER 3VA2 IEC FRAME 100 BREAKING CAPACITY CLASS H ICU=85KA @ 415 V 3-POLE, LINE PROT | 660.13
3VA2063-6HL32-0BL0 | CIRCUIT BREAKER 3VA2 IEC FRAME 100 BREAKING CAPACITY CLASS H ICU=85KA @ 415 V 3-POLE, LINE PROT | 772.93
3VA2063-6HL32-0KA0 | CIRCUIT BREAKER 3VA2 IEC FRAME 100 BREAKING CAPACITY CLASS H ICU=85KA @ 415 V 3-POLE, LINE PROT | 639.24
3VA2125-6HL32-0AA0 | CIRCUIT BREAKER 3VA2 IEC FRAME 160 BREAKING CAPACITY CLASS H ICU=85KA @ 415 V 3POLE, LINE PROTE | 481.7
3VA2125-6HN32-0AA0 | CIRCUIT BREAKER 3VA2 IEC FRAME 160 BREAKING CAPACITY CLASS H ICU=85KA @ 415 V 3POLE, LINE PROTE | 535.47
3VA2125-6JP32-0AA0 | CIRCUIT BREAKER 3VA2 IEC FRAME 160 BREAKING CAPACITY CLASS H ICU=85KA @ 415 V 3POLE, LINE PROTE | 916.9
3VA2125-6JP42-0AA0 | CIRCUIT BREAKER 3VA2 IEC FRAME 160 BREAKING CAPACITY CLASS H ICU=85KA @ 415 V 4POLE, LINE PROTE | 1045.25
3VA2440-6HN32-0AE0 | CIRCUIT BREAKER 3VA2 IEC FRAME 630 BREAKING CAPACITY CLASS H ICU=85KA @ 415 V 3-POLE, LINE PROT | 2311.84
3VA2163-5JP32-0AD0 | CIRCUIT BREAKER 3VA2 IEC FRAME 160 BREAKING CAPACITY CLASS M ICU=55KA @ 415 V 3-POLE, LINE PROT | 1058.43
3VA2163-5JP32-0BC0 | CIRCUIT BREAKER 3VA2 IEC FRAME 160 BREAKING CAPACITY CLASS M ICU=55KA @ 415 V 3-POLE, LINE PROT | 1148.96
3VA2163-5JP32-0DH0 | CIRCUIT BREAKER 3VA2 IEC FRAME 160 BREAKING CAPACITY CLASS M ICU=55KA @ 415 V 3-POLE, LINE PROT | 1176.82
3VA2063-6KP36-0AA0 | CIRCUIT BREAKER 3VA2 IEC FRAME 100 BREAKING CAPACITY CLASS H ICU=85KA @ 415 V 3POLE, LINE PROTE | 1084.25
3VA2063-6KP46-0AA0 | CIRCUIT BREAKER 3VA2 IEC FRAME 100 BREAKING CAPACITY CLASS H ICU=85KA @ 415 V 4POLE, LINE PROTE | 1271.39
3VA2063-7HN36-0AA0 | CIRCUIT BREAKER 3VA2 IEC FRAME 100 BREAKING CAPACITY CLASS C ICU=110KA @ 415 V 3POLE, LINE PROT | 592.92
3VA2163-6HL36-0AG0 | CIRCUIT BREAKER 3VA2 IEC FRAME 160 BREAKING CAPACITY CLASS H ICU=85KA @ 415 V 3-POLE, LINE PROT | 647.59
3VA2163-6HL36-0CL0 | CIRCUIT BREAKER 3VA2 IEC FRAME 160 BREAKING CAPACITY CLASS H ICU=85KA @ 415 V 3-POLE, LINE PROT | 800.79
3VA2163-6HL36-0JH0 | CIRCUIT BREAKER 3VA2 IEC FRAME 160 BREAKING CAPACITY CLASS H ICU=85KA @ 415 V 3-POLE, LINE PROT | 738.12
3VA2110-5KP32-0BC0 | CIRCUIT BREAKER 3VA2 IEC FRAME 160 BREAKING CAPACITY CLASS M ICU=55KA @ 415 V 3-POLE, LINE PROT | 1385.71
3ZS1310-6CE10-0YB5 | SIRIUS; MOTOR STARTER ES 2007 PREMIUM FLOATING LICENSE F. ONE USER E-SW, W/O SW, W/O DOCUM. LIC | 1477.93
3VA2325-5HN32-0KL0 | CIRCUIT BREAKER 3VA2 IEC FRAME 400 BREAKING CAPACITY CLASS M ICU=55KA @ 415 V 3-POLE, LINE PROT | 1678.18
3VA2325-5KP42-0AA0 | CIRCUIT BREAKER 3VA2 IEC FRAME 400 BREAKING CAPACITY CLASS M ICU=55KA @ 415 V 4-POLE, LINE PROT | 2243.29
3VA2125-8HN42-0AA0 | CIRCUIT BREAKER 3VA2 IEC FRAME 160 BREAKING CAPACITY CLASS L ICU=150KA @ 415 V 4POLE, LINE PROT | 800.74
3VA2140-5HN36-0AA0 | CIRCUIT BREAKER 3VA2 IEC FRAME 160 BREAKING CAPACITY CLASS M ICU=55KA @ 415 V 3POLE, LINE PROTE | 508.57
3VA2140-5JP42-0AA0 | CIRCUIT BREAKER 3VA2 IEC FRAME 160 BREAKING CAPACITY CLASS M ICU=55KA @ 415 V 4POLE, LINE PROTE | 990.23
3VA2140-5JQ36-0AA0 | CIRCUIT BREAKER 3VA2 IEC FRAME 160 BREAKING CAPACITY CLASS M ICU=55KA @ 415 V 3POLE, LINE PROTE | 1112.48
3VA2140-5KP36-0AA0 | CIRCUIT BREAKER 3VA2 IEC FRAME 160 BREAKING CAPACITY CLASS M ICU=55KA @ 415 V 3POLE, LINE PROTE | 1037.94
3VA2450-7JQ42-0AA0 | CIRCUIT BREAKER 3VA2 IEC FRAME 630 BREAKING CAPACITY CLASS C ICU=110KA @ 415 V 4-POLE, LINE PRO | 3386.32
3VA9103-0JG11 | CIRCULAR CONDUCTOR TERMINAL WITH AUXILIARY CONDUCTOR 3 PCS. ACCESSORY FOR: 3VA2 100/160/250 | 19.37
3VA1110-3GE42-0AA0 | CIRCUIT BREAKER 3VA1 IEC FRAME 160 BREAKING CAPACITY CLASS N ICU=25KA @ 415 V 4-POLE, LINE PROT | 246.97
3VA2340-6JP32-0BH0 | CIRCUIT BREAKER 3VA2 IEC FRAME 400 BREAKING CAPACITY CLASS H ICU=85KA @ 415 V 3-POLE, LINE PROT | 2283.98
3VA2340-6JP32-0HA0 | CIRCUIT BREAKER 3VA2 IEC FRAME 400 BREAKING CAPACITY CLASS H ICU=85KA @ 415 V 3-POLE, LINE PROT | 2179.55
3VA2010-7JQ36-0AA0 | CIRCUIT BREAKER 3VA2 IEC FRAME 100 BREAKING CAPACITY CLASS C ICU=110KA @ 415 V 3POLE, LINE PROT | 1228.62
3VA2010-7KP42-0AA0 | CIRCUIT BREAKER 3VA2 IEC FRAME 100 BREAKING CAPACITY CLASS C ICU=110KA @ 415 V 4POLE, LINE PROT | 1338.64
3VA2163-5HL36-0JL0 | CIRCUIT BREAKER 3VA2 IEC FRAME 160 BREAKING CAPACITY CLASS M ICU=55KA @ 415 V 3-POLE, LINE PROT | 724.2
3VA2163-5HN32-0AC0 | CIRCUIT BREAKER 3VA2 IEC FRAME 160 BREAKING CAPACITY CLASS M ICU=55KA @ 415 V 3-POLE, LINE PROT | 603.73
3VA2163-5HN32-0JA0 | CIRCUIT BREAKER 3VA2 IEC FRAME 160 BREAKING CAPACITY CLASS M ICU=55KA @ 415 V 3-POLE, LINE PROT | 644.82
3VA2163-5HN36-0DH0 | CIRCUIT BREAKER 3VA2 IEC FRAME 160 BREAKING CAPACITY CLASS M ICU=55KA @ 415 V 3-POLE, LINE PROT | 772.93
3VA2340-6JQ32-0KC0 | CIRCUIT BREAKER 3VA2 IEC FRAME 400 BREAKING CAPACITY CLASS H ICU=85KA @ 415 V 3-POLE, LINE PROT | 2485.94
3VA2340-6KP32-0AJ0 | CIRCUIT BREAKER 3VA2 IEC FRAME 400 BREAKING CAPACITY CLASS H ICU=85KA @ 415 V 3-POLE, LINE PROT | 2444.16
3VA2225-7HN32-0AA0 | CIRCUIT BREAKER 3VA2 IEC FRAME 250 BREAKING CAPACITY CLASS C ICU=110KA @ 415 V 3POLE, LINE PROT | 1185.82
3VA2225-7HN32-0KC0 | CIRCUIT BREAKER 3VA2 IEC FRAME 250 BREAKING CAPACITY CLASS C ICU=110KA @ 415 V 3-POLE, LINE PRO | 1490.16
3VA2225-7JP42-0AA0 | CIRCUIT BREAKER 3VA2 IEC FRAME 250 BREAKING CAPACITY CLASS C ICU=110KA @ 415 V 4POLE, LINE PROT | 1913.22
3VA1163-6EF32-0AD0 | CIRCUIT BREAKER 3VA1 IEC FRAME 160 BREAKING CAPACITY CLASS H ICU=70KA @ 415 V 3-POLE, LINE PROT | 366.27
3VA1163-6EF32-0CC0 | CIRCUIT BREAKER 3VA1 IEC FRAME 160 BREAKING CAPACITY CLASS H ICU=70KA @ 415 V 3-POLE, LINE PROT | 456.8
3VA2225-7KP32-0JL0 | CIRCUIT BREAKER 3VA2 IEC FRAME 250 BREAKING CAPACITY CLASS C ICU=110KA @ 415 V 3-POLE, LINE PRO | 2186.5
3VA2225-8HM32-0AA0 | CIRCUIT BREAKER 3VA2 IEC FRAME 250 BREAKING CAPACITY CLASS L ICU=150KA @ 415 V 3POLE, LINE PROT | 1509.79
3VA2325-5HN32-0CA0 | CIRCUIT BREAKER 3VA2 IEC FRAME 400 BREAKING CAPACITY CLASS M ICU=55KA @ 415 V 3-POLE, LINE PROT | 1601.58
3VA2025-5KQ32-0AA0 | CIRCUIT BREAKER 3VA2 IEC FRAME 100 BREAKING CAPACITY CLASS M ICU=55KA @ 415 V 3POLE, LINE PROTE | 1185.82
3VA2063-6HN32-0BH0 | CIRCUIT BREAKER 3VA2 IEC FRAME 100 BREAKING CAPACITY CLASS H ICU=85KA @ 415 V 3-POLE, LINE PROT | 800.79
3VA2063-6HN32-0DC0 | CIRCUIT BREAKER 3VA2 IEC FRAME 100 BREAKING CAPACITY CLASS H ICU=85KA @ 415 V 3-POLE, LINE PROT | 772.93
3VA2116-7JQ36-0AA0 | CIRCUIT BREAKER 3VA2 IEC FRAME 160 BREAKING CAPACITY CLASS C ICU=110KA @ 415 V 3POLE, LINE PROT | 1528.15
3VA2125-5HM32-0AA0 | CIRCUIT BREAKER 3VA2 IEC FRAME 160 BREAKING CAPACITY CLASS M ICU=55KA @ 415 V 3POLE, LINE PROTE | 666.28
3VA2125-6KQ36-0AA0 | CIRCUIT BREAKER 3VA2 IEC FRAME 160 BREAKING CAPACITY CLASS H ICU=85KA @ 415 V 3POLE, LINE PROTE | 1259.17
3VA2125-7HN32-0AA0 | CIRCUIT BREAKER 3VA2 IEC FRAME 160 BREAKING CAPACITY CLASS C ICU=110KA @ 415 V 3POLE, LINE PROT | 568.47
3VA2440-5HN32-0KH0 | CIRCUIT BREAKER 3VA2 IEC FRAME 630 BREAKING CAPACITY CLASS M ICU=55KA @ 415 V 3-POLE, LINE PROT | 2151.69
3VA2440-5KP42-0AA0 | CIRCUIT BREAKER 3VA2 IEC FRAME 630 BREAKING CAPACITY CLASS M ICU=55KA @ 415 V 4-POLE, LINE PROT | 2830.09
3VA2163-5JQ32-0DC0 | CIRCUIT BREAKER 3VA2 IEC FRAME 160 BREAKING CAPACITY CLASS M ICU=55KA @ 415 V 3-POLE, LINE PROT | 1399.65
3VA2163-5JQ32-0KC0 | CIRCUIT BREAKER 3VA2 IEC FRAME 160 BREAKING CAPACITY CLASS M ICU=55KA @ 415 V 3-POLE, LINE PROT | 1371.79
3VA2110-5HL32-0JC0 | CIRCUIT BREAKER 3VA2 IEC FRAME 160 BREAKING CAPACITY CLASS M ICU=55KA @ 415 V 3-POLE, LINE PROT | 672.66
3VA1180-3EF32-0HA0 | CIRCUIT BREAKER 3VA1 IEC FRAME 160 BREAKING CAPACITY CLASS N ICU=25KA @ 415 V 3-POLE, LINE PROT | 334.25
3VA2325-6HN32-0DL0 | CIRCUIT BREAKER 3VA2 IEC FRAME 400 BREAKING CAPACITY CLASS H ICU=85KA @ 415 V 3-POLE, LINE PROT | 1907.97
3VA2325-6HN32-0HL0 | CIRCUIT BREAKER 3VA2 IEC FRAME 400 BREAKING CAPACITY CLASS H ICU=85KA @ 415 V 3-POLE, LINE PROT | 1887.08
3VA2325-7HN42-0AA0 | CIRCUIT BREAKER 3VA2 IEC FRAME 400 BREAKING CAPACITY CLASS C ICU=110KA @ 415 V 4-POLE, LINE PRO | 2047.71
3VA2340-5HN32-0BL0 | CIRCUIT BREAKER 3VA2 IEC FRAME 400 BREAKING CAPACITY CLASS M ICU=55KA @ 415 V 3-POLE, LINE PROT | 1712.99
3VA2440-6HN32-0CC0 | CIRCUIT BREAKER 3VA2 IEC FRAME 630 BREAKING CAPACITY CLASS H ICU=85KA @ 415 V 3-POLE, LINE PROT | 2402.37
3VA2440-6HN32-0DH0 | CIRCUIT BREAKER 3VA2 IEC FRAME 630 BREAKING CAPACITY CLASS H ICU=85KA @ 415 V 3-POLE, LINE PROT | 2430.22
3VA2440-6HN32-0DL0 | CIRCUIT BREAKER 3VA2 IEC FRAME 630 BREAKING CAPACITY CLASS H ICU=85KA @ 415 V 3-POLE, LINE PROT | 2465.05
3VA2440-6HN32-0JH0 | CIRCUIT BREAKER 3VA2 IEC FRAME 630 BREAKING CAPACITY CLASS H ICU=85KA @ 415 V 3-POLE, LINE PROT | 2402.37
3VA2110-5HL46-0AA0 | CIRCUIT BREAKER 3VA2 IEC FRAME 160 BREAKING CAPACITY CLASS M ICU=55KA @ 415 V 4POLE, LINE PROTE | 623.47
3VA2110-5HM42-0AA0 | CIRCUIT BREAKER 3VA2 IEC FRAME 160 BREAKING CAPACITY CLASS M ICU=55KA @ 415 V 4POLE, LINE PROTE | 819.06
3VA2110-5HN32-0AG0 | CIRCUIT BREAKER 3VA2 IEC FRAME 160 BREAKING CAPACITY CLASS M ICU=55KA @ 415 V 3-POLE, LINE PROT | 668.48
3VA2110-5HN32-0BH0 | CIRCUIT BREAKER 3VA2 IEC FRAME 160 BREAKING CAPACITY CLASS M ICU=55KA @ 415 V 3-POLE, LINE PROT | 786.87
3VA9123-0KP10 | PLUG-IN UNIT CONVERTION KIT FOR MCCB ACCESSORY FOR: CIRCUIT BREAKER, 3 POLE 3VA2 100/160/250 | 74.41
3VA9123-0RL30 | RCD- MODULE RCD820 ADVANCED RCD TYPE A LOAD SIDE MOUNTED ADJUSTABLE 0,03...30A AT 50/60HZ ADJ | 820.55
3VA9124-0KB01 | TERMINAL COVER PLUG-IN AND DRAW-OUT, ACCESSORY FOR: CIRCUIT BREAKER, 4 POLE 3VA2 100/160/250 AN | 46.06
3VA9126-0SS10 | MOUNTING SCREW KIT CONSISTS OF 2 SCREWS AND NUTS, METRIC THREAD ACCESSORY FOR: CIRCUIT BREAKER, | 11.44
3VL9800-8SB41 | BREAKER VL MOUNT SCREW KIT 4PCS MFN NUMBER MSKP4 | 60.58
3VA2110-5KQ46-0AA0 | CIRCUIT BREAKER 3VA2 IEC FRAME 160 BREAKING CAPACITY CLASS M ICU=55KA @ 415 V 4POLE, LINE PROTE | 1363.1
3VA2110-6HL32-0BH0 | CIRCUIT BREAKER 3VA2 IEC FRAME 160 BREAKING CAPACITY CLASS H ICU=85KA @ 415 V 3-POLE, LINE PROT | 786.87
3VA2340-5JP32-0DA0 | CIRCUIT BREAKER 3VA2 IEC FRAME 400 BREAKING CAPACITY CLASS M ICU=55KA @ 415 V 3-POLE, LINE PROT | 2026.35
3VA2340-5JQ32-0BH0 | CIRCUIT BREAKER 3VA2 IEC FRAME 400 BREAKING CAPACITY CLASS M ICU=55KA @ 415 V 3-POLE, LINE PROT | 2360.59
3VA2340-5JQ32-0BL0 | CIRCUIT BREAKER 3VA2 IEC FRAME 400 BREAKING CAPACITY CLASS M ICU=55KA @ 415 V 3-POLE, LINE PROT | 2416.3
3VA2340-5JQ32-0CA0 | CIRCUIT BREAKER 3VA2 IEC FRAME 400 BREAKING CAPACITY CLASS M ICU=55KA @ 415 V 3-POLE, LINE PROT | 2290.95
3VA2225-5HN42-0AD0 | CIRCUIT BREAKER 3VA2 IEC FRAME 250 BREAKING CAPACITY CLASS M ICU=55KA @ 415 V 4-POLE, LINE PROT | 1511.05
3VA2340-5KP32-0HC0 | CIRCUIT BREAKER 3VA2 IEC FRAME 400 BREAKING CAPACITY CLASS M ICU=55KA @ 415 V 3-POLE, LINE PROT | 2270.06
3VA2340-5KP32-0JL0 | CIRCUIT BREAKER 3VA2 IEC FRAME 400 BREAKING CAPACITY CLASS M ICU=55KA @ 415 V 3-POLE, LINE PROT | 2311.84
3VA9908-0BB12 | UNDERVOLTAGE RELEASE 48 V DC ACCESSORY FOR 3VA1 100/160 3VA2 100/160/250/400/630 | 82.61
3VA9908-0BB13 | UNDERVOLTAGE RELEASE 60 V DC ACCESSORY FOR 3VA1 100/160 3VA2 100/160/250/400/630 | 82.61
3VA2110-8JP46-0AA0 | CIRCUIT BREAKER 3VA2 IEC FRAME 160 BREAKING CAPACITY CLASS L ICU=150KA @ 415 V 4POLE, LINE PROT | 1277.51
3VA2063-7JP36-0AA0 | CIRCUIT BREAKER 3VA2 IEC FRAME 100 BREAKING CAPACITY CLASS C ICU=110KA @ 415 V 3POLE, LINE PROT | 978.01
3VA2063-8HM32-0AA0 | CIRCUIT BREAKER 3VA2 IEC FRAME 100 BREAKING CAPACITY CLASS L ICU=150KA @ 415 V 3POLE, LINE PROT | 806.85
3VA2163-6HL32-0JL0 | CIRCUIT BREAKER 3VA2 IEC FRAME 160 BREAKING CAPACITY CLASS H ICU=85KA @ 415 V 3-POLE, LINE PROT | 752.04
3VA2163-6HL36-0AC0 | CIRCUIT BREAKER 3VA2 IEC FRAME 160 BREAKING CAPACITY CLASS H ICU=85KA @ 415 V 3-POLE, LINE PROT | 621.84
3VA2110-5KP32-0CH0 | CIRCUIT BREAKER 3VA2 IEC FRAME 160 BREAKING CAPACITY CLASS M ICU=55KA @ 415 V 3-POLE, LINE PROT | 1420.54
3VA2110-5KP32-0JH0 | CIRCUIT BREAKER 3VA2 IEC FRAME 160 BREAKING CAPACITY CLASS M ICU=55KA @ 415 V 3-POLE, LINE PROT | 1385.71
3VA2325-6HM42-0AA0 | CIRCUIT BREAKER 3VA2 IEC FRAME 400 BREAKING CAPACITY CLASS H ICU=85KA @ 415 V 4-POLE, LINE PROT | 2029.36
3VA2325-6HN32-0AH0 | CIRCUIT BREAKER 3VA2 IEC FRAME 400 BREAKING CAPACITY CLASS H ICU=85KA @ 415 V 3-POLE, LINE PROT | 1733.88
3VA2340-5HN42-0AB0 | CIRCUIT BREAKER 3VA2 IEC FRAME 400 BREAKING CAPACITY CLASS M ICU=55KA @ 415 V 4-POLE, LINE PROT | 1984.56
3VA2125-7KP36-0AA0 | CIRCUIT BREAKER 3VA2 IEC FRAME 160 BREAKING CAPACITY CLASS C ICU=110KA @ 415 V 3POLE, LINE PROT | 1167.49
3VA2140-5KP46-0AA0 | CIRCUIT BREAKER 3VA2 IEC FRAME 160 BREAKING CAPACITY CLASS M ICU=55KA @ 415 V 4POLE, LINE PROTE | 1198.03
3VA2140-6HL32-0AA0 | CIRCUIT BREAKER 3VA2 IEC FRAME 160 BREAKING CAPACITY CLASS H ICU=85KA @ 415 V 3POLE, LINE PROTE | 481.7
3VA2440-6HN32-0KC0 | CIRCUIT BREAKER 3VA2 IEC FRAME 630 BREAKING CAPACITY CLASS H ICU=85KA @ 415 V 3-POLE, LINE PROT | 2360.59
3VA2450-5KQ32-0AA0 | CIRCUIT BREAKER 3VA2 IEC FRAME 630 BREAKING CAPACITY CLASS M ICU=55KA @ 415 V 3-POLE, LINE PROT | 2438.89
3VA2110-5HL32-0JL0 | CIRCUIT BREAKER 3VA2 IEC FRAME 160 BREAKING CAPACITY CLASS M ICU=55KA @ 415 V 3-POLE, LINE PROT | 738.12
3VA2110-5HL36-0HA0 | CIRCUIT BREAKER 3VA2 IEC FRAME 160 BREAKING CAPACITY CLASS M ICU=55KA @ 415 V 3-POLE, LINE PROT | 646.89
3VA2110-5HN32-0BL0 | CIRCUIT BREAKER 3VA2 IEC FRAME 160 BREAKING CAPACITY CLASS M ICU=55KA @ 415 V 3-POLE, LINE PROT | 821.68
3VA9114-0RL10 | RCD- MODULE RCD320 BASIC RCD TYPE A LOAD SIDE MOUNTED ADJUSTABLE 0,03...5A AT 50/60HZ TV INST | 465.51
3VA9123-0KD00 | DRAW-OUT UNIT COMPLETE KIT ACCESSORY FOR: CIRCUIT BREAKER, 3 POLE 3VA2 100/160/250 | 268.03
3VA9200-0WB00 | AUXILIARY CONDUCTOR TERMINAL FOR BOX TERMINAL ACCESSORY FOR: 3VA1 100/160 3VA2 100/160/250 | 5.92
3VA9223-0JJ13 | CIRCULAR CONDUCTOR TERMINAL LARGE 3 PCS. ACCESSORY FOR: 3VA2 100/160/250 ACCESSORY FOR: 3VA2/3 | 53.22
3VA9224-0JJ22 | CIRCULAR CONDUCTOR TERMINAL 2 CABLES 4 PCS. ACCESSORY FOR: 3VA2 100/160/250 | 81.52
3VL9750-4TK31 | BREAKER VL 3-LUG KIT CU-AL 2W 5 CAT NUMBER 3TA4NG500H | 1144.75
3VL9800-3JJ11 | BREAKER VL SHAFT VAR DEPTH ROT 12N/P-F | 128.21
3VA2110-6HL32-0DC0 | CIRCUIT BREAKER 3VA2 IEC FRAME 160 BREAKING CAPACITY CLASS H ICU=85KA @ 415 V 3-POLE, LINE PROT | 765.98
3VA2110-6HL32-0DL0 | CIRCUIT BREAKER 3VA2 IEC FRAME 160 BREAKING CAPACITY CLASS H ICU=85KA @ 415 V 3-POLE, LINE PROT | 821.68
3VA2340-5HN42-0HL0 | CIRCUIT BREAKER 3VA2 IEC FRAME 400 BREAKING CAPACITY CLASS M ICU=55KA @ 415 V 4-POLE, LINE PROT | 2116.88
3VA2340-5HN42-0KA0 | CIRCUIT BREAKER 3VA2 IEC FRAME 400 BREAKING CAPACITY CLASS M ICU=55KA @ 415 V 4-POLE, LINE PROT | 1998.49
3VA2340-5JQ32-0DA0 | CIRCUIT BREAKER 3VA2 IEC FRAME 400 BREAKING CAPACITY CLASS M ICU=55KA @ 415 V 3-POLE, LINE PROT | 2290.95
3VA2340-5JQ42-0AD0 | CIRCUIT BREAKER 3VA2 IEC FRAME 400 BREAKING CAPACITY CLASS M ICU=55KA @ 415 V 4-POLE, LINE PROT | 2680.9
3VA2225-5HN42-0CH0 | CIRCUIT BREAKER 3VA2 IEC FRAME 250 BREAKING CAPACITY CLASS M ICU=55KA @ 415 V 4-POLE, LINE PROT | 1622.47
3RV2901-1E | TRANSVERSE AUX. SWITCH, 1NO+1NC, SCREW CONNECTION, FOR CIRCUIT-BREAKERS, SZ S00/S0 | 8.3
3VA1050-3ED36-0HC0 | CIRCUIT BREAKER 3VA1 IEC FRAME 100 BREAKING CAPACITY CLASS N ICU=25KA @ 415 V 3-POLE, LINE PROT | 362.09
3VA1050-3ED42-0AH0 | CIRCUIT BREAKER 3VA1 IEC FRAME 100 BREAKING CAPACITY CLASS N ICU=25KA @ 415 V 4-POLE, LINE PROT | 332.85
3RT2024-2AP00-ZX95 | CONTACTOR, AC-3, 5.5KW/400V, 1NO+1NC, AC 230V 50HZ, 3-POLE, SZ S0 SPRING-LOADED TERMINAL REUSABL | 38.43
3RT2024-2AV00 | CONTACTOR, AC-3, 5.5KW/400V, 1NO+1NC, AC 400V 50HZ, 3-POLE, SZ S0 SPRING-LOADED TERMINAL | 37.08
3RT2025-1AG20 | CONTACTOR, AC-3, 7.5KW/400V, 1NO+1NC, AC110V 50/60HZ, 3-POLE, SZ S0 SCREW TERMINAL | 45.77
3RT2025-1AL20 | CONTACTOR, AC-3, 7.5KW/400V, 1NO+1NC, AC 230V 50/60HZ, 3-POLE, SZ S0 SCREW TERMINAL | 45.77
3RT2025-1CK64-3MA0 | CONTACTOR, AC-3, 7.5KW/400V, 2NO+2NC, AC 110V 50HZ 120V 60HZ, W. PLUGGED-IN VARISTOR 3POLE, SZ. | 67
3RT2025-2AK60 | CONTACTOR, AC-3, 7.5KW/400V, 1NO+1NC, AC110V 50HZ, 120V 60HZ 3-POLE, SZ S0 SPRING-LOADED TERMINA | 45.77
3RT2025-2AP04-ZX95 | CONTACTOR, AC-3, 7.5KW/400V, 2NO+2NC, AC 230V 50HZ, 3-POLE, SZ S0 SPRING-LOADED TERMINAL REMOVAB | 63.94
3VA1050-4ED36-0HH0 | CIRCUIT BREAKER 3VA1 IEC FRAME 100 BREAKING CAPACITY CLASS S ICU=36KA @ 415 V 3-POLE, LINE PROT | 391.34
3VA1050-4ED42-0CC0 | CIRCUIT BREAKER 3VA1 IEC FRAME 100 BREAKING CAPACITY CLASS S ICU=36KA @ 415 V 4-POLE, LINE PROT | 431.03
3VA1063-2ED36-0AD0 | CIRCUIT BREAKER 3VA1 IEC FRAME 100 BREAKING CAPACITY CLASS B ICU=16KA @ 415 V 3-POLE, LINE PROT | 291.77
3RW4747-0UC00 | REPAIR PART, SIRIUS SOFT STARTER, ENCLOSURE BASE 3RW444* | 134.76
3RW4756-0VB80 | REPAIR PART, SIRIUS SOFT STARTER, SNUBBER BOARD FOR 3RW405, S6 400-600 V | 338.85
3RW4775-6SB40 | REPAIR PART, SIRIUS SOFT STARTER, CONTROL UNIT FOR 3RW4075*, 230 V AC, WITH SCREW TERMINALS | 1478.35
3VA1063-2ED42-0AE0 | CIRCUIT BREAKER 3VA1 IEC FRAME 100 BREAKING CAPACITY CLASS B ICU=16KA @ 415 V 4-POLE, LINE PROT | 354.44
3VA1063-3ED32-0HH0 | CIRCUIT BREAKER 3VA1 IEC FRAME 100 BREAKING CAPACITY CLASS N ICU=25KA @ 415 V 3-POLE, LINE PROT | 363.48
3VA1063-3ED36-0AE0 | CIRCUIT BREAKER 3VA1 IEC FRAME 100 BREAKING CAPACITY CLASS N ICU=25KA @ 415 V 3-POLE, LINE PROT | 322.4
3VA1063-4ED32-0AA0 | CIRCUIT BREAKER 3VA1 IEC FRAME 100 BREAKING CAPACITY CLASS S ICU=36KA @ 415 V 3-POLE, LINE PROT | 143.11
3VA1063-4ED32-0DH0 | CIRCUIT BREAKER 3VA1 IEC FRAME 100 BREAKING CAPACITY CLASS S ICU=36KA @ 415 V 3-POLE, LINE PROT | 394.13
3SE5322-1SG21-1AG4 | SAFTEY SWITCH W. SOLEN. INTERL. LOCKING FORCE 1300N, 5 APPROACH DIRETIONS HIGH DEG. PRO. IP69K,DI | 339.63
3VA1063-4ED36-0KA0 | CIRCUIT BREAKER 3VA1 IEC FRAME 100 BREAKING CAPACITY CLASS S ICU=36KA @ 415 V 3-POLE, LINE PROT | 316.84
3VA1080-2ED42-0AF0 | CIRCUIT BREAKER 3VA1 IEC FRAME 100 BREAKING CAPACITY CLASS B ICU=16KA @ 415 V 4-POLE, LINE PROT | 328.67
3VA1010-3ED36-0AE0 | CIRCUIT BREAKER 3VA1 IEC FRAME 100 BREAKING CAPACITY CLASS N ICU=25KA @ 415 V 3-POLE, LINE PROT | 375.33
3VA1010-3ED42-0AF0 | CIRCUIT BREAKER 3VA1 IEC FRAME 100 BREAKING CAPACITY CLASS N ICU=25KA @ 415 V 4-POLE, LINE PROT | 377.42
3VA1010-3ED42-0JC0 | CIRCUIT BREAKER 3VA1 IEC FRAME 100 BREAKING CAPACITY CLASS N ICU=25KA @ 415 V 4-POLE, LINE PROT | 467.94
3VA1010-4ED36-0BA0 | CIRCUIT BREAKER 3VA1 IEC FRAME 100 BREAKING CAPACITY CLASS S ICU=36KA @ 415 V 3-POLE, LINE PROT | 396.22
3VA1010-4ED36-0DA0 | CIRCUIT BREAKER 3VA1 IEC FRAME 100 BREAKING CAPACITY CLASS S ICU=36KA @ 415 V 3-POLE, LINE PROT | 396.22
3VA1020-2ED32-0AD0 | CIRCUIT BREAKER 3VA1 IEC FRAME 100 BREAKING CAPACITY CLASS B ICU=16KA @ 415 V 3-POLE, LINE PROT | 270.18
3TK2810-1BA41-0AA0 | SIRIUS SAFETY RELAY SAFETY-RELATED SPEED MONITORING, 24 V DC, 45.0 MM, SCREW-TYPE CONNECTION, | 1359.79
3VA9110-0WB00 | AUXILIARY CONDUCTOR TERMINAL FOR BOX TERMINAL ACCESSORY FOR: 3VA1 100/160 | 5.75
3VA9111-0QF20 | REAR CONNECTING STUDS LONG 1 PCS. ACCESSORY FOR: 3VA1 100/160 | 14.88
3VA9111-0WD30 | TERMINAL COVER 3 POLE 1PCS. ACCESSORY FOR: 3VA1 100/160 | 10.78
3VA9111-0WJ30 | REAR INSULATING PLATE EXTENDED 1 PCS. ACCESSORY FOR: 3VA1 100/160 | 9.42
3VA9112-0JJ12 | CIRCULAR CONDUCTOR TERMINAL LARGE 2 PCS. ACCESSORY FOR: 3VA1 160 | 28.23
3VA9323-0KD10 | DRAW-OUT UNIT CONVERTION KIT FOR MCCB ACCESSORY FOR: CIRCUIT BREAKER, 3 POLE 3VA2 400/630 | 243.43
3VA9324-0RL30 | RCD- MODULE RCD820 ADVANCED RCD TYPE A LOAD SIDE MOUNTED ADJUSTABLE 0,03...30A AT 50/60HZ ADJ | 1066.68
3VA9423-0RL30 | RCD- MODULE RCD820 ADVANCED RCD TYPE A LOAD SIDE MOUNTED ADJUSTABLE 0,03...30A AT 50/60HZ ADJ | 979.18
3VA2225-5HN42-0AC0 | CIRCUIT BREAKER 3VA2 IEC FRAME 250 BREAKING CAPACITY CLASS M ICU=55KA @ 415 V 4-POLE, LINE PROT | 1490.16
3VA2110-6HL32-0HA0 | CIRCUIT BREAKER 3VA2 IEC FRAME 160 BREAKING CAPACITY CLASS H ICU=85KA @ 415 V 3-POLE, LINE PROT | 682.42
3VA2110-6HN32-0AB0 | CIRCUIT BREAKER 3VA2 IEC FRAME 160 BREAKING CAPACITY CLASS H ICU=85KA @ 415 V 3-POLE, LINE PROT | 738.12
3VA2110-6HN32-0CA0 | CIRCUIT BREAKER 3VA2 IEC FRAME 160 BREAKING CAPACITY CLASS H ICU=85KA @ 415 V 3-POLE, LINE PROT | 772.93
3VA2110-6HN32-0DA0 | CIRCUIT BREAKER 3VA2 IEC FRAME 160 BREAKING CAPACITY CLASS H ICU=85KA @ 415 V 3-POLE, LINE PROT | 772.93
3VA2110-6HN36-0AD0 | CIRCUIT BREAKER 3VA2 IEC FRAME 160 BREAKING CAPACITY CLASS H ICU=85KA @ 415 V 3-POLE, LINE PROT | 759.01
3VA2225-5JP32-0JL0 | CIRCUIT BREAKER 3VA2 IEC FRAME 250 BREAKING CAPACITY CLASS M ICU=55KA @ 415 V 3-POLE, LINE PROT | 1733.88
3VA2225-5JQ32-0BC0 | CIRCUIT BREAKER 3VA2 IEC FRAME 250 BREAKING CAPACITY CLASS M ICU=55KA @ 415 V 3-POLE, LINE PROT | 1956.71
3VA2225-5JQ32-0CA0 | CIRCUIT BREAKER 3VA2 IEC FRAME 250 BREAKING CAPACITY CLASS M ICU=55KA @ 415 V 3-POLE, LINE PROT | 1921.89
3VA2225-5JQ32-0HA0 | CIRCUIT BREAKER 3VA2 IEC FRAME 250 BREAKING CAPACITY CLASS M ICU=55KA @ 415 V 3-POLE, LINE PROT | 1901
3VA2225-5JQ32-0HH0 | CIRCUIT BREAKER 3VA2 IEC FRAME 250 BREAKING CAPACITY CLASS M ICU=55KA @ 415 V 3-POLE, LINE PROT | 1956.71
3VA2340-5JQ42-0AE0 | CIRCUIT BREAKER 3VA2 IEC FRAME 400 BREAKING CAPACITY CLASS M ICU=55KA @ 415 V 4-POLE, LINE PROT | 2701.79
3VA2110-6HN42-0AA0 | CIRCUIT BREAKER 3VA2 IEC FRAME 160 BREAKING CAPACITY CLASS H ICU=85KA @ 415 V 4POLE, LINE PROTE | 721.28
3VA2110-6JP32-0AA0 | CIRCUIT BREAKER 3VA2 IEC FRAME 160 BREAKING CAPACITY CLASS H ICU=85KA @ 415 V 3POLE, LINE PROTE | 965.76
3VA2110-6JP46-0AA0 | CIRCUIT BREAKER 3VA2 IEC FRAME 160 BREAKING CAPACITY CLASS H ICU=85KA @ 415 V 4POLE, LINE PROTE | 1130.81
3VA2225-6HL32-0AC0 | CIRCUIT BREAKER 3VA2 IEC FRAME 250 BREAKING CAPACITY CLASS H ICU=85KA @ 415 V 3-POLE, LINE PROT | 1225.55
3VA2225-6HL32-0AG0 | CIRCUIT BREAKER 3VA2 IEC FRAME 250 BREAKING CAPACITY CLASS H ICU=85KA @ 415 V 3-POLE, LINE PROT | 1246.44
3VA2225-6HL32-0BC0 | CIRCUIT BREAKER 3VA2 IEC FRAME 250 BREAKING CAPACITY CLASS H ICU=85KA @ 415 V 3-POLE, LINE PROT | 1350.9
3VA2225-6HL32-0CL0 | CIRCUIT BREAKER 3VA2 IEC FRAME 250 BREAKING CAPACITY CLASS H ICU=85KA @ 415 V 3-POLE, LINE PROT | 1399.65
3VA2225-6HL32-0DH0 | CIRCUIT BREAKER 3VA2 IEC FRAME 250 BREAKING CAPACITY CLASS H ICU=85KA @ 415 V 3-POLE, LINE PROT | 1364.82
3VA2163-6HN36-0KH0 | CIRCUIT BREAKER 3VA2 IEC FRAME 160 BREAKING CAPACITY CLASS H ICU=85KA @ 415 V 3-POLE, LINE PROT | 800.79
3VA2163-6KP46-0AA0 | CIRCUIT BREAKER 3VA2 IEC FRAME 160 BREAKING CAPACITY CLASS H ICU=85KA @ 415 V 4POLE, LINE PROTE | 1271.39
3VL9600-4TB01 | BREAKER VL STD NUT KEEPER M ACC CAT NUMBER TNKM | 20.61
3VL9675-4TF01 | BREAKER VL LUG CU/AL 750KCMIL M CAT NUMBER TA2MG750 | 252.5
3TK2810-1KA42-0AA0 | SIRIUS SAFETY RELAY SAFETY-RELATED SPEED MONITORING, 110 - 240 V AC/DC, 45.0 MM, SPRING LOADED C | 1398.82
3TC4417-0CV4 | CONTACTOR SIZE 2, 2-POLE DC-3 AND 5, 32A AUXILIARY SWITCHES 2 (2NO+2NC) DC OPERATION 36V DC | 364.44
3VA1020-2ED36-0JC0 | CIRCUIT BREAKER 3VA1 IEC FRAME 100 BREAKING CAPACITY CLASS B ICU=16KA @ 415 V 3-POLE, LINE PROT | 357.93
3VA1020-3ED32-0AD0 | CIRCUIT BREAKER 3VA1 IEC FRAME 100 BREAKING CAPACITY CLASS N ICU=25KA @ 415 V 3-POLE, LINE PROT | 275.06
3VA1020-3ED36-0KH0 | CIRCUIT BREAKER 3VA1 IEC FRAME 100 BREAKING CAPACITY CLASS N ICU=25KA @ 415 V 3-POLE, LINE PROT | 387.16
3SK1121-2CB42 | SIRIUS SAFETY RELAY BASIC UNIT ADVANCED SERIES WITH TIME DELAY 0.5-30S RELAY ENABLING CIRCUITS 2 | 317.55
3VA1020-4ED36-0HC0 | CIRCUIT BREAKER 3VA1 IEC FRAME 100 BREAKING CAPACITY CLASS S ICU=36KA @ 415 V 3-POLE, LINE PROT | 364.88
3VA1025-2ED32-0BA0 | CIRCUIT BREAKER 3VA1 IEC FRAME 100 BREAKING CAPACITY CLASS B ICU=16KA @ 415 V 3-POLE, LINE PROT | 311.27
3TC7814-1CY80-0AD7 | CONTACTOR SIZE 12 2-POLE DC-3 AND 5, 400 A AUX. SWITCHES 44 (4NO+4NC) AC 115 V 60 HZ,, RAILWAY V | 4257.43
3VA1025-3ED32-0CA0 | CIRCUIT BREAKER 3VA1 IEC FRAME 100 BREAKING CAPACITY CLASS N ICU=25KA @ 415 V 3-POLE, LINE PROT | 315.45
3VA1025-4ED32-0BC0 | CIRCUIT BREAKER 3VA1 IEC FRAME 100 BREAKING CAPACITY CLASS S ICU=36KA @ 415 V 3-POLE, LINE PROT | 368.36
3VA1032-2ED32-0CH0 | CIRCUIT BREAKER 3VA1 IEC FRAME 100 BREAKING CAPACITY CLASS B ICU=16KA @ 415 V 3-POLE, LINE PROT | 385.77
3SX5601-2GA03 | CABLE, 8-PIN, FREE CABLE END 3M LONG, FOR RFID SAFETY SWITCH 3SE63, ON STRAIGHT SOCKET M12, FOR 2 | 36.95
3VA1032-3ED32-0AA0 | CIRCUIT BREAKER 3VA1 IEC FRAME 100 BREAKING CAPACITY CLASS N ICU=25KA @ 415 V 3-POLE, LINE PROT | 140.64
3VA1032-3ED32-0JA0 | CIRCUIT BREAKER 3VA1 IEC FRAME 100 BREAKING CAPACITY CLASS N ICU=25KA @ 415 V 3-POLE, LINE PROT | 288.98
3VA1110-4EF32-0BC0 | CIRCUIT BREAKER 3VA1 IEC FRAME 160 BREAKING CAPACITY CLASS S ICU=36KA @ 415 V 3-POLE, LINE PROT | 473.51
3VA1110-4EF32-0KA0 | CIRCUIT BREAKER 3VA1 IEC FRAME 160 BREAKING CAPACITY CLASS S ICU=36KA @ 415 V 3-POLE, LINE PROT | 397.62
3VA1032-4ED36-0BA0 | CIRCUIT BREAKER 3VA1 IEC FRAME 100 BREAKING CAPACITY CLASS S ICU=36KA @ 415 V 3-POLE, LINE PROT | 341.2
3VA1032-4ED36-0HA0 | CIRCUIT BREAKER 3VA1 IEC FRAME 100 BREAKING CAPACITY CLASS S ICU=36KA @ 415 V 3-POLE, LINE PROT | 316.84
3UF7510-1AA00-0 | EARTH FAULT MODULE; WITH ANALOGUE EARTH FAULT MEASUREMENT; 1 INPUT TO CONNECT A RESIDUAL CURR. T | 220.87
3VA1120-5EF32-0DA0 | CIRCUIT BREAKER 3VA1 IEC FRAME 160 BREAKING CAPACITY CLASS M ICU=55KA @ 415 V 3-POLE, LINE PROT | 383.68
3VA1120-5EF36-0JH0 | CIRCUIT BREAKER 3VA1 IEC FRAME 160 BREAKING CAPACITY CLASS M ICU=55KA @ 415 V 3-POLE, LINE PROT | 454.02
3VA1040-3ED32-0AF0 | CIRCUIT BREAKER 3VA1 IEC FRAME 100 BREAKING CAPACITY CLASS N ICU=25KA @ 415 V 3-POLE, LINE PROT | 248.6
3VA1040-4ED32-0DC0 | CIRCUIT BREAKER 3VA1 IEC FRAME 100 BREAKING CAPACITY CLASS S ICU=36KA @ 415 V 3-POLE, LINE PROT | 368.36
3VA1050-2ED32-0KA0 | CIRCUIT BREAKER 3VA1 IEC FRAME 100 BREAKING CAPACITY CLASS B ICU=16KA @ 415 V 3-POLE, LINE PROT | 284.8
3VA1050-2ED42-0AH0 | CIRCUIT BREAKER 3VA1 IEC FRAME 100 BREAKING CAPACITY CLASS B ICU=16KA @ 415 V 4-POLE, LINE PROT | 329.37
3VA1050-2ED42-0CH0 | CIRCUIT BREAKER 3VA1 IEC FRAME 100 BREAKING CAPACITY CLASS B ICU=16KA @ 415 V 4-POLE, LINE PROT | 444.26
3VA1050-3ED32-0AE0 | CIRCUIT BREAKER 3VA1 IEC FRAME 100 BREAKING CAPACITY CLASS N ICU=25KA @ 415 V 3-POLE, LINE PROT | 298.03
3VA1110-5ED32-0BC0 | CIRCUIT BREAKER 3VA1 IEC FRAME 160 BREAKING CAPACITY CLASS M ICU=55KA @ 415 V 3-POLE, LINE PROT | 479.78
3VA1110-5ED32-0HA0 | CIRCUIT BREAKER 3VA1 IEC FRAME 160 BREAKING CAPACITY CLASS M ICU=55KA @ 415 V 3-POLE, LINE PROT | 405.27
3VA1120-6EF32-0CH0 | CIRCUIT BREAKER 3VA1 IEC FRAME 160 BREAKING CAPACITY CLASS H ICU=70KA @ 415 V 3-POLE, LINE PROT | 480.48
3VA1120-6EF32-0KA0 | CIRCUIT BREAKER 3VA1 IEC FRAME 160 BREAKING CAPACITY CLASS H ICU=70KA @ 415 V 3-POLE, LINE PROT | 380.19
3VA1125-3EF32-0AF0 | CIRCUIT BREAKER 3VA1 IEC FRAME 160 BREAKING CAPACITY CLASS N ICU=25KA @ 415 V 3-POLE, LINE PROT | 274.36
3VA1125-4EF32-0AG0 | CIRCUIT BREAKER 3VA1 IEC FRAME 160 BREAKING CAPACITY CLASS S ICU=36KA @ 415 V 3-POLE, LINE PROT | 317.52
3VA1132-3EF36-0DA0 | CIRCUIT BREAKER 3VA1 IEC FRAME 160 BREAKING CAPACITY CLASS N ICU=25KA @ 415 V 3-POLE, LINE PROT | 362.79
3VA1132-4EF32-0AE0 | CIRCUIT BREAKER 3VA1 IEC FRAME 160 BREAKING CAPACITY CLASS S ICU=36KA @ 415 V 3-POLE, LINE PROT | 341.2
3VA1110-5EF36-0HC0 | CIRCUIT BREAKER 3VA1 IEC FRAME 160 BREAKING CAPACITY CLASS M ICU=55KA @ 415 V 3-POLE, LINE PROT | 501.37
3VA1110-5EF36-0KA0 | CIRCUIT BREAKER 3VA1 IEC FRAME 160 BREAKING CAPACITY CLASS M ICU=55KA @ 415 V 3-POLE, LINE PROT | 452.62
3VA1110-5GD46-0AA0 | CIRCUIT BREAKER 3VA1 IEC FRAME 160 BREAKING CAPACITY CLASS M ICU=55KA @ 415 V 4-POLE, LINE PROT | 310.21
3VA1050-3ED32-0KA0 | CIRCUIT BREAKER 3VA1 IEC FRAME 100 BREAKING CAPACITY CLASS N ICU=25KA @ 415 V 3-POLE, LINE PROT | 288.98
3VA1050-3ED36-0AC0 | CIRCUIT BREAKER 3VA1 IEC FRAME 100 BREAKING CAPACITY CLASS N ICU=25KA @ 415 V 3-POLE, LINE PROT | 273.67
3VA1010-2ED32-0BA0 | CIRCUIT BREAKER 3VA1 IEC FRAME 100 BREAKING CAPACITY CLASS B ICU=16KA @ 415 V 3-POLE, LINE PROT | 363.48
3VA1010-2ED32-0KC0 | CIRCUIT BREAKER 3VA1 IEC FRAME 100 BREAKING CAPACITY CLASS B ICU=16KA @ 415 V 3-POLE, LINE PROT | 387.16
3VA1080-4ED32-0KH0 | CIRCUIT BREAKER 3VA1 IEC FRAME 100 BREAKING CAPACITY CLASS S ICU=36KA @ 415 V 3-POLE, LINE PROT | 387.16
3VA1080-4ED36-0AF0 | CIRCUIT BREAKER 3VA1 IEC FRAME 100 BREAKING CAPACITY CLASS S ICU=36KA @ 415 V 3-POLE, LINE PROT | 293.86
3VA1150-5EF32-0HH0 | CIRCUIT BREAKER 3VA1 IEC FRAME 160 BREAKING CAPACITY CLASS M ICU=55KA @ 415 V 3-POLE, LINE PROT | 432.43
3VA1150-5EF36-0CA0 | CIRCUIT BREAKER 3VA1 IEC FRAME 160 BREAKING CAPACITY CLASS M ICU=55KA @ 415 V 3-POLE, LINE PROT | 405.96
3VL9600-3JD01 | BREAKER VL VAR DEPTH ROT 3R 12 J/M-F | 423.22
3VL9600-3JQ01 | BREAKER VL CABLE MAX FLEX 120 J/M-FR | 536.39
3VA1132-4EF36-0AD0 | CIRCUIT BREAKER 3VA1 IEC FRAME 160 BREAKING CAPACITY CLASS S ICU=36KA @ 415 V 3-POLE, LINE PROT | 339.11
3VA1132-4EF36-0BH0 | CIRCUIT BREAKER 3VA1 IEC FRAME 160 BREAKING CAPACITY CLASS S ICU=36KA @ 415 V 3-POLE, LINE PROT | 456.8
3VA1110-6EF32-0HC0 | CIRCUIT BREAKER 3VA1 IEC FRAME 160 BREAKING CAPACITY CLASS H ICU=70KA @ 415 V 3-POLE, LINE PROT | 509.02
3VA1110-6EF36-0BA0 | CIRCUIT BREAKER 3VA1 IEC FRAME 160 BREAKING CAPACITY CLASS H ICU=70KA @ 415 V 3-POLE, LINE PROT | 509.02
3VA1112-1AA36-0AD0 | SWITCH DISCONNECTOR 3VA1 IEC FRAME 160 3-POLE SD100, IN=125A WITHOUT OVERLOAD PROTECTION WITHOU | 396.22
3VA1112-1AA36-0CA0 | SWITCH DISCONNECTOR 3VA1 IEC FRAME 160 3-POLE SD100, IN=125A WITHOUT OVERLOAD PROTECTION WITHOU | 436.61
3VA1180-3EF36-0BA0 | CIRCUIT BREAKER 3VA1 IEC FRAME 160 BREAKING CAPACITY CLASS N ICU=25KA @ 415 V 3-POLE, LINE PROT | 384.38
3VA1180-3EF42-0AA0 | CIRCUIT BREAKER 3VA1 IEC FRAME 160 BREAKING CAPACITY CLASS N ICU=25KA @ 415 V 4-POLE, LINE PROT | 224.43
3VA1080-4ED42-0AA0 | CIRCUIT BREAKER 3VA1 IEC FRAME 100 BREAKING CAPACITY CLASS S ICU=36KA @ 415 V 4-POLE, LINE PROT | 203.86
3VA1080-4ED42-0HH0 | CIRCUIT BREAKER 3VA1 IEC FRAME 100 BREAKING CAPACITY CLASS S ICU=36KA @ 415 V 4-POLE, LINE PROT | 453.32
3VA1096-2ED36-0AA0 | CIRCUIT BREAKER 3VA1 IEC FRAME 100 BREAKING CAPACITY CLASS B ICU=16KA @ 415 V 3-POLE, LINE PROT | 153.88
3VA1180-4EF36-0AB0 | CIRCUIT BREAKER 3VA1 IEC FRAME 160 BREAKING CAPACITY CLASS S ICU=36KA @ 415 V 3-POLE, LINE PROT | 364.18
3VA1180-4EF36-0AG0 | CIRCUIT BREAKER 3VA1 IEC FRAME 160 BREAKING CAPACITY CLASS S ICU=36KA @ 415 V 3-POLE, LINE PROT | 364.18
3VA1180-5EF32-0HA0 | CIRCUIT BREAKER 3VA1 IEC FRAME 160 BREAKING CAPACITY CLASS M ICU=55KA @ 415 V 3-POLE, LINE PROT | 383.68
3VA1150-6EF32-0DC0 | CIRCUIT BREAKER 3VA1 IEC FRAME 160 BREAKING CAPACITY CLASS H ICU=70KA @ 415 V 3-POLE, LINE PROT | 456.8
3VA1150-6EF36-0KA0 | CIRCUIT BREAKER 3VA1 IEC FRAME 160 BREAKING CAPACITY CLASS H ICU=70KA @ 415 V 3-POLE, LINE PROT | 404.57
3VA1163-1AA32-0AD0 | SWITCH DISCONNECTOR 3VA1 IEC FRAME 160 3-POLE SD100, IN=63A WITHOUT OVERLOAD PROTECTION WITHOUT | 256.24
3VA1112-1AA36-0JH0 | SWITCH DISCONNECTOR 3VA1 IEC FRAME 160 3-POLE SD100, IN=125A WITHOUT OVERLOAD PROTECTION WITHOU | 486.04
3VA1112-1AA42-0CA0 | SWITCH DISCONNECTOR 3VA1 IEC FRAME 160 4-POLE SD100, IN=125A WITHOUT OVERLOAD PROTECTION WITHOU | 503.45
3VA1112-3FF42-0AA0 | CIRCUIT BREAKER 3VA1 IEC FRAME 160 BREAKING CAPACITY CLASS N ICU=25KA @ 415 V 4-POLE, LINE PROT | 420.97
3VA1132-6EE46-0AA0 | CIRCUIT BREAKER 3VA1 IEC FRAME 160 BREAKING CAPACITY CLASS H ICU=70KA @ 415 V 4-POLE, LINE PROT | 276.39
3VA1132-6GE42-0AA0 | CIRCUIT BREAKER 3VA1 IEC FRAME 160 BREAKING CAPACITY CLASS H ICU=70KA @ 415 V 4-POLE, LINE PROT | 254.82
3VA1132-6GF46-0AA0 | CIRCUIT BREAKER 3VA1 IEC FRAME 160 BREAKING CAPACITY CLASS H ICU=70KA @ 415 V 4-POLE, LINE PROT | 287.65
3VA1110-1AA32-0KA0 | SWITCH DISCONNECTOR 3VA1 IEC FRAME 160 3-POLE SD100, IN=100A WITHOUT OVERLOAD PROTECTION WITHOU | 320.31
3VA1110-1AA42-0HA0 | SWITCH DISCONNECTOR 3VA1 IEC FRAME 160 4-POLE SD100, IN=100A WITHOUT OVERLOAD PROTECTION WITHOU | 390.65
3VA1116-3ED36-0AA0 | CIRCUIT BREAKER 3VA1 IEC FRAME 160 BREAKING CAPACITY CLASS N ICU=25KA @ 415 V 3-POLE, LINE PROT | 366.55
3VA1116-3EF36-0JC0 | CIRCUIT BREAKER 3VA1 IEC FRAME 160 BREAKING CAPACITY CLASS N ICU=25KA @ 415 V 3-POLE, LINE PROT | 694.95
3VA1116-3FF42-0AA0 | CIRCUIT BREAKER 3VA1 IEC FRAME 160 BREAKING CAPACITY CLASS N ICU=25KA @ 415 V 4-POLE, LINE PROT | 489.05
3VA2025-8JQ36-0AA0 | CIRCUIT BREAKER 3VA2 IEC FRAME 100 BREAKING CAPACITY CLASS L ICU=150KA @ 415 V 3POLE, LINE PROT | 1271.39
3VA2025-8JQ46-0AA0 | CIRCUIT BREAKER 3VA2 IEC FRAME 100 BREAKING CAPACITY CLASS L ICU=150KA @ 415 V 4POLE, LINE PROT | 1436.44
3VA2040-5JP32-0AA0 | CIRCUIT BREAKER 3VA2 IEC FRAME 100 BREAKING CAPACITY CLASS M ICU=55KA @ 415 V 3POLE, LINE PROTE | 861.87
3VA2040-5KQ36-0AA0 | CIRCUIT BREAKER 3VA2 IEC FRAME 100 BREAKING CAPACITY CLASS M ICU=55KA @ 415 V 3POLE, LINE PROTE | 1204.16
3VA2040-7HM36-0AA0 | CIRCUIT BREAKER 3VA2 IEC FRAME 100 BREAKING CAPACITY CLASS C ICU=110KA @ 415 V 3POLE, LINE PROT | 764.05
3VA2040-7JP42-0AA0 | CIRCUIT BREAKER 3VA2 IEC FRAME 100 BREAKING CAPACITY CLASS C ICU=110KA @ 415 V 4POLE, LINE PROT | 1075.8
3VA1140-4EF36-0AF0 | CIRCUIT BREAKER 3VA1 IEC FRAME 160 BREAKING CAPACITY CLASS S ICU=36KA @ 415 V 3-POLE, LINE PROT | 316.84
3VA1140-5ED46-0AA0 | CIRCUIT BREAKER 3VA1 IEC FRAME 160 BREAKING CAPACITY CLASS M ICU=55KA @ 415 V 4-POLE, LINE PROT | 249.92
3VA1112-4EE36-0AA0 | CIRCUIT BREAKER 3VA1 IEC FRAME 160 BREAKING CAPACITY CLASS S ICU=36KA @ 415 V 3-POLE, LINE PROT | 350.39
3VA1112-4EF36-0BC0 | CIRCUIT BREAKER 3VA1 IEC FRAME 160 BREAKING CAPACITY CLASS S ICU=36KA @ 415 V 3-POLE, LINE PROT | 685.2
3VA1112-4GE42-0AA0 | CIRCUIT BREAKER 3VA1 IEC FRAME 160 BREAKING CAPACITY CLASS S ICU=36KA @ 415 V 4-POLE, LINE PROT | 432.72
3VA1112-5ED42-0AA0 | CIRCUIT BREAKER 3VA1 IEC FRAME 160 BREAKING CAPACITY CLASS M ICU=55KA @ 415 V 4-POLE, LINE PROT | 465.54
3VA1112-5EF32-0AD0 | CIRCUIT BREAKER 3VA1 IEC FRAME 160 BREAKING CAPACITY CLASS M ICU=55KA @ 415 V 3-POLE, LINE PROT | 621.84
3VA1112-5EF36-0BH0 | CIRCUIT BREAKER 3VA1 IEC FRAME 160 BREAKING CAPACITY CLASS M ICU=55KA @ 415 V 3-POLE, LINE PROT | 765.98
3VA1110-3EF32-0DH0 | CIRCUIT BREAKER 3VA1 IEC FRAME 160 BREAKING CAPACITY CLASS N ICU=25KA @ 415 V 3-POLE, LINE PROT | 473.51
3VA1196-5EF36-0AH0 | CIRCUIT BREAKER 3VA1 IEC FRAME 160 BREAKING CAPACITY CLASS M ICU=55KA @ 415 V 3-POLE, LINE PROT | 364.88
3VA1196-5EF36-0KH0 | CIRCUIT BREAKER 3VA1 IEC FRAME 160 BREAKING CAPACITY CLASS M ICU=55KA @ 415 V 3-POLE, LINE PROT | 454.02
3VA1163-3ED46-0AA0 | CIRCUIT BREAKER 3VA1 IEC FRAME 160 BREAKING CAPACITY CLASS N ICU=25KA @ 415 V 4-POLE, LINE PROT | 211.22
3VA1163-3EF36-0BH0 | CIRCUIT BREAKER 3VA1 IEC FRAME 160 BREAKING CAPACITY CLASS N ICU=25KA @ 415 V 3-POLE, LINE PROT | 435.91
3VA1116-3GD42-0AA0 | CIRCUIT BREAKER 3VA1 IEC FRAME 160 BREAKING CAPACITY CLASS N ICU=25KA @ 415 V 4-POLE, LINE PROT | 455.26
3VA1116-3GF42-0AA0 | CIRCUIT BREAKER 3VA1 IEC FRAME 160 BREAKING CAPACITY CLASS N ICU=25KA @ 415 V 4-POLE, LINE PROT | 489.05
3VA1116-4EF32-0CH0 | CIRCUIT BREAKER 3VA1 IEC FRAME 160 BREAKING CAPACITY CLASS S ICU=36KA @ 415 V 3-POLE, LINE PROT | 772.93
3TH4244-0LC8 | CONT. RELAY 44 E DIN EN 50011 FOR RAILWAY APPLICATIONS 4NO+4NC, SCREW CONNECTION OPERATING RANGE | 111.42
3VA1140-5EF32-0DH0 | CIRCUIT BREAKER 3VA1 IEC FRAME 160 BREAKING CAPACITY CLASS M ICU=55KA @ 415 V 3-POLE, LINE PROT | 457.5
3VA1140-5EF36-0AA0 | CIRCUIT BREAKER 3VA1 IEC FRAME 160 BREAKING CAPACITY CLASS M ICU=55KA @ 415 V 3-POLE, LINE PROT | 204.35
3VA1140-6EF32-0HA0 | CIRCUIT BREAKER 3VA1 IEC FRAME 160 BREAKING CAPACITY CLASS H ICU=70KA @ 415 V 3-POLE, LINE PROT | 380.19
3VA1196-6EE42-0AA0 | CIRCUIT BREAKER 3VA1 IEC FRAME 160 BREAKING CAPACITY CLASS H ICU=70KA @ 415 V 4-POLE, LINE PROT | 254.82
3VA2010-5HL32-0CA0 | CIRCUIT BREAKER 3VA2 IEC FRAME 100 BREAKING CAPACITY CLASS M ICU=55KA @ 415 V 3-POLE, LINE PROT | 647.59
3VA2010-5HL32-0JA0 | CIRCUIT BREAKER 3VA2 IEC FRAME 100 BREAKING CAPACITY CLASS M ICU=55KA @ 415 V 3-POLE, LINE PROT | 621.14
3VA1163-4EF32-0CC0 | CIRCUIT BREAKER 3VA1 IEC FRAME 160 BREAKING CAPACITY CLASS S ICU=36KA @ 415 V 3-POLE, LINE PROT | 406.66
3VA1163-4EF36-0DA0 | CIRCUIT BREAKER 3VA1 IEC FRAME 160 BREAKING CAPACITY CLASS S ICU=36KA @ 415 V 3-POLE, LINE PROT | 380.89
3VA2040-8HN42-0AA0 | CIRCUIT BREAKER 3VA2 IEC FRAME 100 BREAKING CAPACITY CLASS L ICU=150KA @ 415 V 4POLE, LINE PROT | 800.74
3VA2063-5HL32-0AF0 | CIRCUIT BREAKER 3VA2 IEC FRAME 100 BREAKING CAPACITY CLASS M ICU=55KA @ 415 V 3-POLE, LINE PROT | 541.06
3VA2110-5HN32-0CL0 | CIRCUIT BREAKER 3VA2 IEC FRAME 160 BREAKING CAPACITY CLASS M ICU=55KA @ 415 V 3-POLE, LINE PROT | 821.68
3VA2063-5HN32-0BC0 | CIRCUIT BREAKER 3VA2 IEC FRAME 100 BREAKING CAPACITY CLASS M ICU=55KA @ 415 V 3-POLE, LINE PROT | 724.2
3VA2063-5HN32-0KL0 | CIRCUIT BREAKER 3VA2 IEC FRAME 100 BREAKING CAPACITY CLASS M ICU=55KA @ 415 V 3-POLE, LINE PROT | 759.01
3VA2116-5HL36-0AH0 | CIRCUIT BREAKER 3VA2 IEC FRAME 160 BREAKING CAPACITY CLASS M ICU=55KA @ 415 V 3-POLE, LINE PROT | 905.24
3VA2010-5HL36-0AA0 | CIRCUIT BREAKER 3VA2 IEC FRAME 100 BREAKING CAPACITY CLASS M ICU=55KA @ 415 V 3POLE, LINE PROTE | 489.64
3VA2010-5HN32-0BE0 | CIRCUIT BREAKER 3VA2 IEC FRAME 100 BREAKING CAPACITY CLASS M ICU=55KA @ 415 V 3POLE, LINE PROTE | 807.76
3VA2010-5HN32-0HL0 | CIRCUIT BREAKER 3VA2 IEC FRAME 100 BREAKING CAPACITY CLASS M ICU=55KA @ 415 V 3-POLE, LINE PROT | 793.82
3VA1140-6EF36-0KH0 | CIRCUIT BREAKER 3VA1 IEC FRAME 160 BREAKING CAPACITY CLASS H ICU=70KA @ 415 V 3-POLE, LINE PROT | 477.69
3VA1150-3EF32-0AB0 | CIRCUIT BREAKER 3VA1 IEC FRAME 160 BREAKING CAPACITY CLASS N ICU=25KA @ 415 V 3-POLE, LINE PROT | 297.33
3VA2110-5HN32-0HH0 | CIRCUIT BREAKER 3VA2 IEC FRAME 160 BREAKING CAPACITY CLASS M ICU=55KA @ 415 V 3-POLE, LINE PROT | 759.01
3VA2110-5HN32-0JC0 | CIRCUIT BREAKER 3VA2 IEC FRAME 160 BREAKING CAPACITY CLASS M ICU=55KA @ 415 V 3-POLE, LINE PROT | 738.12
3VA2110-5HN36-0DL0 | CIRCUIT BREAKER 3VA2 IEC FRAME 160 BREAKING CAPACITY CLASS M ICU=55KA @ 415 V 3-POLE, LINE PROT | 849.54
3VA2110-5JP32-0AE0 | CIRCUIT BREAKER 3VA2 IEC FRAME 160 BREAKING CAPACITY CLASS M ICU=55KA @ 415 V 3-POLE, LINE PROT | 1135.04
3VA1125-5EF32-0BA0 | CIRCUIT BREAKER 3VA1 IEC FRAME 160 BREAKING CAPACITY CLASS M ICU=55KA @ 415 V 3-POLE, LINE PROT | 383.68
3VA1125-5EF36-0CA0 | CIRCUIT BREAKER 3VA1 IEC FRAME 160 BREAKING CAPACITY CLASS M ICU=55KA @ 415 V 3-POLE, LINE PROT | 405.96
3VA2116-5HN32-0BA0 | CIRCUIT BREAKER 3VA2 IEC FRAME 160 BREAKING CAPACITY CLASS M ICU=55KA @ 415 V 3-POLE, LINE PROT | 974.87
3VA2116-5HN32-0JL0 | CIRCUIT BREAKER 3VA2 IEC FRAME 160 BREAKING CAPACITY CLASS M ICU=55KA @ 415 V 3-POLE, LINE PROT | 1058.43
3VA1112-5GF42-0AA0 | CIRCUIT BREAKER 3VA1 IEC FRAME 160 BREAKING CAPACITY CLASS M ICU=55KA @ 415 V 4-POLE, LINE PROT | 499.85
3VA1112-6EF36-0DC0 | CIRCUIT BREAKER 3VA1 IEC FRAME 160 BREAKING CAPACITY CLASS H ICU=70KA @ 415 V 3-POLE, LINE PROT | 786.87
3VA1120-3EF32-0HH0 | CIRCUIT BREAKER 3VA1 IEC FRAME 160 BREAKING CAPACITY CLASS N ICU=25KA @ 415 V 3-POLE, LINE PROT | 389.25
3VA1120-3GD46-0AA0 | CIRCUIT BREAKER 3VA1 IEC FRAME 160 BREAKING CAPACITY CLASS N ICU=25KA @ 415 V 4-POLE, LINE PROT | 211.22
3VA1116-5ED42-0AA0 | CIRCUIT BREAKER 3VA1 IEC FRAME 160 BREAKING CAPACITY CLASS M ICU=55KA @ 415 V 4-POLE, LINE PROT | 543.93
3VA1116-5EE32-0DA0 | CIRCUIT BREAKER 3VA1 IEC FRAME 160 BREAKING CAPACITY CLASS M ICU=55KA @ 415 V 3-POLE, LINE PROT | 724.2
3VA2010-5HN36-0HC0 | CIRCUIT BREAKER 3VA2 IEC FRAME 100 BREAKING CAPACITY CLASS M ICU=55KA @ 415 V 3-POLE, LINE PROT | 759.01
3VA2010-5JQ32-0AD0 | CIRCUIT BREAKER 3VA2 IEC FRAME 100 BREAKING CAPACITY CLASS M ICU=55KA @ 415 V 3-POLE, LINE PROT | 1350.9
3VA2010-5JQ32-0JL0 | CIRCUIT BREAKER 3VA2 IEC FRAME 100 BREAKING CAPACITY CLASS M ICU=55KA @ 415 V 3-POLE, LINE PROT | 1483.21
3VA2063-5JP32-0AA0 | CIRCUIT BREAKER 3VA2 IEC FRAME 100 BREAKING CAPACITY CLASS M ICU=55KA @ 415 V 3POLE, LINE PROTE | 861.87
3VA2063-5JQ32-0DL0 | CIRCUIT BREAKER 3VA2 IEC FRAME 100 BREAKING CAPACITY CLASS M ICU=55KA @ 415 V 3-POLE, LINE PROT | 1483.21
3VA1180-6EF36-0BC0 | CIRCUIT BREAKER 3VA1 IEC FRAME 160 BREAKING CAPACITY CLASS H ICU=70KA @ 415 V 3-POLE, LINE PROT | 506.93
3VA2110-5JP32-0CH0 | CIRCUIT BREAKER 3VA2 IEC FRAME 160 BREAKING CAPACITY CLASS M ICU=55KA @ 415 V 3-POLE, LINE PROT | 1204.66
3VA2110-5JQ32-0DA0 | CIRCUIT BREAKER 3VA2 IEC FRAME 160 BREAKING CAPACITY CLASS M ICU=55KA @ 415 V 3-POLE, LINE PROT | 1378.76
3VA2110-5JQ32-0KH0 | CIRCUIT BREAKER 3VA2 IEC FRAME 160 BREAKING CAPACITY CLASS M ICU=55KA @ 415 V 3-POLE, LINE PROT | 1448.38
3VA2140-7HN46-0AA0 | CIRCUIT BREAKER 3VA2 IEC FRAME 160 BREAKING CAPACITY CLASS C ICU=110KA @ 415 V 4POLE, LINE PROT | 745.74
3VA2116-5JQ32-0JH0 | CIRCUIT BREAKER 3VA2 IEC FRAME 160 BREAKING CAPACITY CLASS M ICU=55KA @ 415 V 3-POLE, LINE PROT | 1712.99
3VA2116-5KP32-0DA0 | CIRCUIT BREAKER 3VA2 IEC FRAME 160 BREAKING CAPACITY CLASS M ICU=55KA @ 415 V 3-POLE, LINE PROT | 1622.47
3VA2010-6HL32-0HC0 | CIRCUIT BREAKER 3VA2 IEC FRAME 100 BREAKING CAPACITY CLASS H ICU=85KA @ 415 V 3-POLE, LINE PROT | 738.12
3VA2010-6HN32-0AG0 | CIRCUIT BREAKER 3VA2 IEC FRAME 100 BREAKING CAPACITY CLASS H ICU=85KA @ 415 V 3-POLE, LINE PROT | 738.12
3VA2010-6HN36-0BC0 | CIRCUIT BREAKER 3VA2 IEC FRAME 100 BREAKING CAPACITY CLASS H ICU=85KA @ 415 V 3-POLE, LINE PROT | 849.54
3VA2010-6HN36-0HH0 | CIRCUIT BREAKER 3VA2 IEC FRAME 100 BREAKING CAPACITY CLASS H ICU=85KA @ 415 V 3-POLE, LINE PROT | 849.54
3VA1196-3EF32-0BH0 | CIRCUIT BREAKER 3VA1 IEC FRAME 160 BREAKING CAPACITY CLASS N ICU=25KA @ 415 V 3-POLE, LINE PROT | 411.54
3VA1196-4EE42-0AA0 | CIRCUIT BREAKER 3VA1 IEC FRAME 160 BREAKING CAPACITY CLASS S ICU=36KA @ 415 V 4-POLE, LINE PROT | 210.23
3VA1196-4EF32-0AD0 | CIRCUIT BREAKER 3VA1 IEC FRAME 160 BREAKING CAPACITY CLASS S ICU=36KA @ 415 V 3-POLE, LINE PROT | 317.52
3VA1120-4EF32-0CH0 | CIRCUIT BREAKER 3VA1 IEC FRAME 160 BREAKING CAPACITY CLASS S ICU=36KA @ 415 V 3-POLE, LINE PROT | 433.13
3VA2225-5HL32-0AH0 | CIRCUIT BREAKER 3VA2 IEC FRAME 250 BREAKING CAPACITY CLASS M ICU=55KA @ 415 V 3-POLE, LINE PROT | 1128.07
3VA1125-6EF32-0AA0 | CIRCUIT BREAKER 3VA1 IEC FRAME 160 BREAKING CAPACITY CLASS H ICU=70KA @ 415 V 3-POLE, LINE PROT | 204.84
3VA1125-6GD46-0AA0 | CIRCUIT BREAKER 3VA1 IEC FRAME 160 BREAKING CAPACITY CLASS H ICU=70KA @ 415 V 4-POLE, LINE PROT | 270.52
3VA2225-6JQ32-0KC0 | CIRCUIT BREAKER 3VA2 IEC FRAME 250 BREAKING CAPACITY CLASS H ICU=85KA @ 415 V 3-POLE, LINE PROT | 2068.13
3VA1116-5EF36-0AD0 | CIRCUIT BREAKER 3VA1 IEC FRAME 160 BREAKING CAPACITY CLASS M ICU=55KA @ 415 V 3-POLE, LINE PROT | 738.12
3VA1116-6ED36-0AA0 | CIRCUIT BREAKER 3VA1 IEC FRAME 160 BREAKING CAPACITY CLASS H ICU=70KA @ 415 V 3-POLE, LINE PROT | 474.86
3VA1116-6EF32-0AD0 | CIRCUIT BREAKER 3VA1 IEC FRAME 160 BREAKING CAPACITY CLASS H ICU=70KA @ 415 V 3-POLE, LINE PROT | 772.93
3VA2225-7HL32-0AJ0 | CIRCUIT BREAKER 3VA2 IEC FRAME 250 BREAKING CAPACITY CLASS C ICU=110KA @ 415 V 3-POLE, LINE PRO | 1378.76
3VA2225-7HL32-0DH0 | CIRCUIT BREAKER 3VA2 IEC FRAME 250 BREAKING CAPACITY CLASS C ICU=110KA @ 415 V 3-POLE, LINE PRO | 1469.27
3VA2225-5HL42-0BL0 | CIRCUIT BREAKER 3VA2 IEC FRAME 250 BREAKING CAPACITY CLASS M ICU=55KA @ 415 V 4-POLE, LINE PROT | 1615.5
3VA2225-5HL42-0JH0 | CIRCUIT BREAKER 3VA2 IEC FRAME 250 BREAKING CAPACITY CLASS M ICU=55KA @ 415 V 4-POLE, LINE PROT | 1545.88
3VA2340-5KP32-0KH0 | CIRCUIT BREAKER 3VA2 IEC FRAME 400 BREAKING CAPACITY CLASS M ICU=55KA @ 415 V 3-POLE, LINE PROT | 2290.95
3VA1150-3EF36-0AG0 | CIRCUIT BREAKER 3VA1 IEC FRAME 160 BREAKING CAPACITY CLASS N ICU=25KA @ 415 V 3-POLE, LINE PROT | 321.7
3VA1163-5EE32-0KC0 | CIRCUIT BREAKER 3VA1 IEC FRAME 160 BREAKING CAPACITY CLASS M ICU=55KA @ 415 V 3-POLE, LINE PROT | 393.43
3VA1163-5EF36-0AC0 | CIRCUIT BREAKER 3VA1 IEC FRAME 160 BREAKING CAPACITY CLASS M ICU=55KA @ 415 V 3-POLE, LINE PROT | 338.41
3VA2140-8HM32-0AA0 | CIRCUIT BREAKER 3VA2 IEC FRAME 160 BREAKING CAPACITY CLASS L ICU=150KA @ 415 V 3POLE, LINE PROT | 806.85
3VA2163-5HL32-0AE0 | CIRCUIT BREAKER 3VA2 IEC FRAME 160 BREAKING CAPACITY CLASS M ICU=55KA @ 415 V 3-POLE, LINE PROT | 593.28
3VA2116-6HM32-0AA0 | CIRCUIT BREAKER 3VA2 IEC FRAME 160 BREAKING CAPACITY CLASS H ICU=85KA @ 415 V 3POLE, LINE PROTE | 1020.8
3VA2116-6HN32-0AG0 | CIRCUIT BREAKER 3VA2 IEC FRAME 160 BREAKING CAPACITY CLASS H ICU=85KA @ 415 V 3-POLE, LINE PROT | 1044.51
3VA1196-4EF32-0CH0 | CIRCUIT BREAKER 3VA1 IEC FRAME 160 BREAKING CAPACITY CLASS S ICU=36KA @ 415 V 3-POLE, LINE PROT | 433.13
3VA1196-4EF36-0AE0 | CIRCUIT BREAKER 3VA1 IEC FRAME 160 BREAKING CAPACITY CLASS S ICU=36KA @ 415 V 3-POLE, LINE PROT | 366.27
3VA1196-5EF32-0DC0 | CIRCUIT BREAKER 3VA1 IEC FRAME 160 BREAKING CAPACITY CLASS M ICU=55KA @ 415 V 3-POLE, LINE PROT | 433.13
3VA1116-6EF32-0HA0 | CIRCUIT BREAKER 3VA1 IEC FRAME 160 BREAKING CAPACITY CLASS H ICU=70KA @ 415 V 3-POLE, LINE PROT | 786.87
3VA1116-6EF36-0JH0 | CIRCUIT BREAKER 3VA1 IEC FRAME 160 BREAKING CAPACITY CLASS H ICU=70KA @ 415 V 3-POLE, LINE PROT | 891.31
3VA1110-3GD46-0AA0 | CIRCUIT BREAKER 3VA1 IEC FRAME 160 BREAKING CAPACITY CLASS N ICU=25KA @ 415 V 4-POLE, LINE PROT | 262.66
3VA2340-6JP32-0BL0 | CIRCUIT BREAKER 3VA2 IEC FRAME 400 BREAKING CAPACITY CLASS H ICU=85KA @ 415 V 3-POLE, LINE PROT | 2311.84
3VA2340-6JP32-0CH0 | CIRCUIT BREAKER 3VA2 IEC FRAME 400 BREAKING CAPACITY CLASS H ICU=85KA @ 415 V 3-POLE, LINE PROT | 2283.98
3VA2010-6KQ46-0AA0 | CIRCUIT BREAKER 3VA2 IEC FRAME 100 BREAKING CAPACITY CLASS H ICU=85KA @ 415 V 4POLE, LINE PROTE | 1442.55
3VA2010-7JQ46-0AA0 | CIRCUIT BREAKER 3VA2 IEC FRAME 100 BREAKING CAPACITY CLASS C ICU=110KA @ 415 V 4POLE, LINE PROT | 1405.89
3VA2025-5JP36-0AA0 | CIRCUIT BREAKER 3VA2 IEC FRAME 100 BREAKING CAPACITY CLASS M ICU=55KA @ 415 V 3POLE, LINE PROTE | 892.41
3VA2163-5HM32-0AA0 | CIRCUIT BREAKER 3VA2 IEC FRAME 160 BREAKING CAPACITY CLASS M ICU=55KA @ 415 V 3POLE, LINE PROTE | 666.28
3VA2163-5HN32-0KA0 | CIRCUIT BREAKER 3VA2 IEC FRAME 160 BREAKING CAPACITY CLASS M ICU=55KA @ 415 V 3-POLE, LINE PROT | 644.82
3VA2163-5JP32-0AA0 | CIRCUIT BREAKER 3VA2 IEC FRAME 160 BREAKING CAPACITY CLASS M ICU=55KA @ 415 V 3POLE, LINE PROTE | 861.87
3VA2340-6JQ32-0JC0 | CIRCUIT BREAKER 3VA2 IEC FRAME 400 BREAKING CAPACITY CLASS H ICU=85KA @ 415 V 3-POLE, LINE PROT | 2485.94
3VA2340-6KP32-0AH0 | CIRCUIT BREAKER 3VA2 IEC FRAME 400 BREAKING CAPACITY CLASS H ICU=85KA @ 415 V 3-POLE, LINE PROT | 2388.44
3VA2225-7HM32-0AA0 | CIRCUIT BREAKER 3VA2 IEC FRAME 250 BREAKING CAPACITY CLASS C ICU=110KA @ 415 V 3POLE, LINE PROT | 1350.88
3VA2225-7HN42-0AA0 | CIRCUIT BREAKER 3VA2 IEC FRAME 250 BREAKING CAPACITY CLASS C ICU=110KA @ 415 V 4POLE, LINE PROT | 1528.15
3VA2225-7KP32-0AB0 | CIRCUIT BREAKER 3VA2 IEC FRAME 250 BREAKING CAPACITY CLASS C ICU=110KA @ 415 V 3-POLE, LINE PRO | 2061.16
3VA1163-6ED36-0AA0 | CIRCUIT BREAKER 3VA1 IEC FRAME 160 BREAKING CAPACITY CLASS H ICU=70KA @ 415 V 3-POLE, LINE PROT | 206.81
3VA1163-6EF32-0BC0 | CIRCUIT BREAKER 3VA1 IEC FRAME 160 BREAKING CAPACITY CLASS H ICU=70KA @ 415 V 3-POLE, LINE PROT | 456.8
3VA2225-7KP32-0DA0 | CIRCUIT BREAKER 3VA2 IEC FRAME 250 BREAKING CAPACITY CLASS C ICU=110KA @ 415 V 3-POLE, LINE PRO | 2095.99
3VA2225-7KQ32-0AA0 | CIRCUIT BREAKER 3VA2 IEC FRAME 250 BREAKING CAPACITY CLASS C ICU=110KA @ 415 V 3POLE, LINE PROT | 1882.64
3VA2325-5HN32-0DH0 | CIRCUIT BREAKER 3VA2 IEC FRAME 400 BREAKING CAPACITY CLASS M ICU=55KA @ 415 V 3-POLE, LINE PROT | 1671.21
3VA2025-6HM42-0AA0 | CIRCUIT BREAKER 3VA2 IEC FRAME 100 BREAKING CAPACITY CLASS H ICU=85KA @ 415 V 4POLE, LINE PROTE | 843.54
3VA2063-6HN32-0AG0 | CIRCUIT BREAKER 3VA2 IEC FRAME 100 BREAKING CAPACITY CLASS H ICU=85KA @ 415 V 3-POLE, LINE PROT | 683.81
3VA2063-6HN32-0CC0 | CIRCUIT BREAKER 3VA2 IEC FRAME 100 BREAKING CAPACITY CLASS H ICU=85KA @ 415 V 3-POLE, LINE PROT | 772.93
3VA2063-6JP42-0AA0 | CIRCUIT BREAKER 3VA2 IEC FRAME 100 BREAKING CAPACITY CLASS H ICU=85KA @ 415 V 4POLE, LINE PROTE | 1045.25
3VA2116-7JP36-0AA0 | CIRCUIT BREAKER 3VA2 IEC FRAME 160 BREAKING CAPACITY CLASS C ICU=110KA @ 415 V 3POLE, LINE PROT | 1308.08
3VA2116-7JQ42-0AA0 | CIRCUIT BREAKER 3VA2 IEC FRAME 160 BREAKING CAPACITY CLASS C ICU=110KA @ 415 V 4POLE, LINE PROT | 1760.41
3VA2125-7HL36-0AA0 | CIRCUIT BREAKER 3VA2 IEC FRAME 160 BREAKING CAPACITY CLASS C ICU=110KA @ 415 V 3POLE, LINE PROT | 536.07
3VA2340-7HN32-0AF0 | CIRCUIT BREAKER 3VA2 IEC FRAME 400 BREAKING CAPACITY CLASS C ICU=110KA @ 415 V 3-POLE, LINE PRO | 1873.16
3VA2440-5HM42-0AA0 | CIRCUIT BREAKER 3VA2 IEC FRAME 630 BREAKING CAPACITY CLASS M ICU=55KA @ 415 V 4-POLE, LINE PROT | 2414.43
3VA2440-5HN32-0KL0 | CIRCUIT BREAKER 3VA2 IEC FRAME 630 BREAKING CAPACITY CLASS M ICU=55KA @ 415 V 3-POLE, LINE PROT | 2179.55
3VA2440-6HN32-0AB0 | CIRCUIT BREAKER 3VA2 IEC FRAME 630 BREAKING CAPACITY CLASS H ICU=85KA @ 415 V 3-POLE, LINE PROT | 2297.92
3VA2163-5JQ32-0CL0 | CIRCUIT BREAKER 3VA2 IEC FRAME 160 BREAKING CAPACITY CLASS M ICU=55KA @ 415 V 3-POLE, LINE PROT | 1483.21
3VA2163-5JQ32-0HH0 | CIRCUIT BREAKER 3VA2 IEC FRAME 160 BREAKING CAPACITY CLASS M ICU=55KA @ 415 V 3-POLE, LINE PROT | 1399.65
3VA2063-7KQ42-0AA0 | CIRCUIT BREAKER 3VA2 IEC FRAME 100 BREAKING CAPACITY CLASS C ICU=110KA @ 415 V 4POLE, LINE PROT | 1405.89
3VA2063-8JQ32-0AA0 | CIRCUIT BREAKER 3VA2 IEC FRAME 100 BREAKING CAPACITY CLASS L ICU=150KA @ 415 V 3POLE, LINE PROT | 1228.62
3VA2163-6HL32-0DA0 | CIRCUIT BREAKER 3VA2 IEC FRAME 160 BREAKING CAPACITY CLASS H ICU=85KA @ 415 V 3-POLE, LINE PROT | 662.92
3VA2163-6HL32-0KA0 | CIRCUIT BREAKER 3VA2 IEC FRAME 160 BREAKING CAPACITY CLASS H ICU=85KA @ 415 V 3-POLE, LINE PROT | 639.24
3VA2110-5KP32-0JA0 | CIRCUIT BREAKER 3VA2 IEC FRAME 160 BREAKING CAPACITY CLASS M ICU=55KA @ 415 V 3-POLE, LINE PROT | 1323.04
3VA1180-3EF32-0AD0 | CIRCUIT BREAKER 3VA1 IEC FRAME 160 BREAKING CAPACITY CLASS N ICU=25KA @ 415 V 3-POLE, LINE PROT | 320.31
3VA2325-5KQ42-0AA0 | CIRCUIT BREAKER 3VA2 IEC FRAME 400 BREAKING CAPACITY CLASS M ICU=55KA @ 415 V 4-POLE, LINE PROT | 2396.1
3VA2325-6HN32-0AE0 | CIRCUIT BREAKER 3VA2 IEC FRAME 400 BREAKING CAPACITY CLASS H ICU=85KA @ 415 V 3-POLE, LINE PROT | 1747.82
3VA2125-7JP32-0AA0 | CIRCUIT BREAKER 3VA2 IEC FRAME 160 BREAKING CAPACITY CLASS C ICU=110KA @ 415 V 3POLE, LINE PROT | 947.45
3VA2125-7KP46-0AA0 | CIRCUIT BREAKER 3VA2 IEC FRAME 160 BREAKING CAPACITY CLASS C ICU=110KA @ 415 V 4POLE, LINE PROT | 1308.08
3VA2140-5KQ36-0AA0 | CIRCUIT BREAKER 3VA2 IEC FRAME 160 BREAKING CAPACITY CLASS M ICU=55KA @ 415 V 3POLE, LINE PROTE | 1204.16
3VA2440-6HN32-0AH0 | CIRCUIT BREAKER 3VA2 IEC FRAME 630 BREAKING CAPACITY CLASS H ICU=85KA @ 415 V 3-POLE, LINE PROT | 2297.92
3VA2440-6HN32-0JL0 | CIRCUIT BREAKER 3VA2 IEC FRAME 630 BREAKING CAPACITY CLASS H ICU=85KA @ 415 V 3-POLE, LINE PROT | 2444.16
3VA2440-6JP42-0AA0 | CIRCUIT BREAKER 3VA2 IEC FRAME 630 BREAKING CAPACITY CLASS H ICU=85KA @ 415 V 4-POLE, LINE PROT | 2940.11
3VA2110-5HL32-0JH0 | CIRCUIT BREAKER 3VA2 IEC FRAME 160 BREAKING CAPACITY CLASS M ICU=55KA @ 415 V 3-POLE, LINE PROT | 694.95
3VA2110-5HL36-0AB0 | CIRCUIT BREAKER 3VA2 IEC FRAME 160 BREAKING CAPACITY CLASS M ICU=55KA @ 415 V 3-POLE, LINE PROT | 631.58
3VA9110-0WC00 | AUXILIARY CONDUCTOR TERMINAL FOR BUSBAR ACCESSORY FOR: 3VA1 100/160 | 5.33
3VA9113-0QE00 | REAR TERMINAL FLAT 3 PCS. ACCESSORY FOR: 3VA1 100/160 | 35.33
3VA9114-0SS10 | MOUNTING SCREW KIT CONSISTS OF 4 SCREWS AND NUTS, METRIC THREAD ACCESSORY FOR: CIRCUIT BREAKER, | 14.93
3VA9221-0WK30 | REAR INSULATINGPLATE BROADENED 1 PCS. ACCESSORY FOR: 3VA2 100/160/250 | 13.91
3VA9223-0JJ22 | CIRCULAR CONDUCTOR TERMINAL 2 CABLES 3 PCS. ACCESSORY FOR: 3VA2 100/160/250 | 60.73
3VL9800-2AP11 | BREAKER VL AUX SW KIT MAX FLEX MG/PG | 213.9
3VL9800-3JP01 | BREAKER VL MAX FLEX HDL 3R STEE N+PG | 615.55
3VA2110-6HL32-0BL0 | CIRCUIT BREAKER 3VA2 IEC FRAME 160 BREAKING CAPACITY CLASS H ICU=85KA @ 415 V 3-POLE, LINE PROT | 821.68
3VA2110-6HL32-0DH0 | CIRCUIT BREAKER 3VA2 IEC FRAME 160 BREAKING CAPACITY CLASS H ICU=85KA @ 415 V 3-POLE, LINE PROT | 786.87
3VA2340-5HN42-0BA0 | CIRCUIT BREAKER 3VA2 IEC FRAME 400 BREAKING CAPACITY CLASS M ICU=55KA @ 415 V 4-POLE, LINE PROT | 2026.35
3VA2340-5HN42-0CH0 | CIRCUIT BREAKER 3VA2 IEC FRAME 400 BREAKING CAPACITY CLASS M ICU=55KA @ 415 V 4-POLE, LINE PROT | 2095.99
3VA2340-5JQ32-0CH0 | CIRCUIT BREAKER 3VA2 IEC FRAME 400 BREAKING CAPACITY CLASS M ICU=55KA @ 415 V 3-POLE, LINE PROT | 2360.59
3VA2225-5HN42-0BC0 | CIRCUIT BREAKER 3VA2 IEC FRAME 250 BREAKING CAPACITY CLASS M ICU=55KA @ 415 V 4-POLE, LINE PROT | 1601.58
3VA2225-5JP32-0BC0 | CIRCUIT BREAKER 3VA2 IEC FRAME 250 BREAKING CAPACITY CLASS M ICU=55KA @ 415 V 3-POLE, LINE PROT | 1692.1
3VA2225-5JQ32-0JA0 | CIRCUIT BREAKER 3VA2 IEC FRAME 250 BREAKING CAPACITY CLASS M ICU=55KA @ 415 V 3-POLE, LINE PROT | 1901
3VA2340-5JQ42-0AH0 | CIRCUIT BREAKER 3VA2 IEC FRAME 400 BREAKING CAPACITY CLASS M ICU=55KA @ 415 V 4-POLE, LINE PROT | 2680.9
3VA2340-5JQ42-0CC0 | CIRCUIT BREAKER 3VA2 IEC FRAME 400 BREAKING CAPACITY CLASS M ICU=55KA @ 415 V 4-POLE, LINE PROT | 2778.39
3VA2340-5JQ42-0JH0 | CIRCUIT BREAKER 3VA2 IEC FRAME 400 BREAKING CAPACITY CLASS M ICU=55KA @ 415 V 4-POLE, LINE PROT | 2778.39
3VA2225-5JP32-0HC0 | CIRCUIT BREAKER 3VA2 IEC FRAME 250 BREAKING CAPACITY CLASS M ICU=55KA @ 415 V 3-POLE, LINE PROT | 1671.21
3VA2340-5JQ42-0BA0 | CIRCUIT BREAKER 3VA2 IEC FRAME 400 BREAKING CAPACITY CLASS M ICU=55KA @ 415 V 4-POLE, LINE PROT | 2736.61
3VA2340-5JQ42-0DL0 | CIRCUIT BREAKER 3VA2 IEC FRAME 400 BREAKING CAPACITY CLASS M ICU=55KA @ 415 V 4-POLE, LINE PROT | 2841.06
3VA9908-0BD11 | UNIVERSAL RELEASE 12 V DC ACCESSORY FOR 3VA1 100/160 3VA2 100/160/250/400/630 | 147.16
3VA2110-6HN36-0BA0 | CIRCUIT BREAKER 3VA2 IEC FRAME 160 BREAKING CAPACITY CLASS H ICU=85KA @ 415 V 3-POLE, LINE PROT | 793.82
3VA2110-6KP36-0AA0 | CIRCUIT BREAKER 3VA2 IEC FRAME 160 BREAKING CAPACITY CLASS H ICU=85KA @ 415 V 3POLE, LINE PROTE | 1130.5
3VA2110-6KQ42-0AA0 | CIRCUIT BREAKER 3VA2 IEC FRAME 160 BREAKING CAPACITY CLASS H ICU=85KA @ 415 V 4POLE, LINE PROTE | 1418.11
3VA2110-8JQ42-0AA0 | CIRCUIT BREAKER 3VA2 IEC FRAME 160 BREAKING CAPACITY CLASS L ICU=150KA @ 415 V 4POLE, LINE PROT | 1473.11
3VA2116-5HL32-0AF0 | CIRCUIT BREAKER 3VA2 IEC FRAME 160 BREAKING CAPACITY CLASS M ICU=55KA @ 415 V 3-POLE, LINE PROT | 849.54
3VA2225-5JQ32-0KC0 | CIRCUIT BREAKER 3VA2 IEC FRAME 250 BREAKING CAPACITY CLASS M ICU=55KA @ 415 V 3-POLE, LINE PROT | 1935.81
3VA2225-6HN32-0BL0 | CIRCUIT BREAKER 3VA2 IEC FRAME 250 BREAKING CAPACITY CLASS H ICU=85KA @ 415 V 3-POLE, LINE PROT | 1483.21
3VA2225-6HN32-0HL0 | CIRCUIT BREAKER 3VA2 IEC FRAME 250 BREAKING CAPACITY CLASS H ICU=85KA @ 415 V 3-POLE, LINE PROT | 1448.38
3VA2163-6HN32-0HH0 | CIRCUIT BREAKER 3VA2 IEC FRAME 160 BREAKING CAPACITY CLASS H ICU=85KA @ 415 V 3-POLE, LINE PROT | 772.93
3VA2163-6HN36-0HC0 | CIRCUIT BREAKER 3VA2 IEC FRAME 160 BREAKING CAPACITY CLASS H ICU=85KA @ 415 V 3-POLE, LINE PROT | 772.93
3VA2225-6JP32-0JC0 | CIRCUIT BREAKER 3VA2 IEC FRAME 250 BREAKING CAPACITY CLASS H ICU=85KA @ 415 V 3-POLE, LINE PROT | 1803.52
3VA2225-6JQ32-0AB0 | CIRCUIT BREAKER 3VA2 IEC FRAME 250 BREAKING CAPACITY CLASS H ICU=85KA @ 415 V 3-POLE, LINE PROT | 2005.46
3VA2163-6KQ46-0AA0 | CIRCUIT BREAKER 3VA2 IEC FRAME 160 BREAKING CAPACITY CLASS H ICU=85KA @ 415 V 4POLE, LINE PROTE | 1393.65
3VA2163-8HL42-0AA0 | CIRCUIT BREAKER 3VA2 IEC FRAME 160 BREAKING CAPACITY CLASS L ICU=150KA @ 415 V 4POLE, LINE PROT | 745.74
3VA2216-5HL32-0AA0 | CIRCUIT BREAKER 3VA2 IEC FRAME 250 BREAKING CAPACITY CLASS M ICU=55KA @ 415 V 3POLE, LINE PROTE | 922.99
3VA2216-5HL32-0CC0 | CIRCUIT BREAKER 3VA2 IEC FRAME 250 BREAKING CAPACITY CLASS M ICU=55KA @ 415 V 3-POLE, LINE PROT | 1204.66
3VA2216-5HL42-0AA0 | CIRCUIT BREAKER 3VA2 IEC FRAME 250 BREAKING CAPACITY CLASS M ICU=55KA @ 415 V 4POLE, LINE PROTE | 1204.16
3VA2216-8HL42-0AA0 | CIRCUIT BREAKER 3VA2 IEC FRAME 250 BREAKING CAPACITY CLASS L ICU=150KA @ 415 V 4POLE, LINE PROT | 1699.28
3VA2216-8HM42-0AA0 | CIRCUIT BREAKER 3VA2 IEC FRAME 250 BREAKING CAPACITY CLASS L ICU=150KA @ 415 V 4POLE, LINE PROT | 1925.44
4AM4627-1CB00-0AN2 | MAINS TRANSFORMER; PHASES:1; PN(KVA):0,016; UPRI(V):220 - 110 (2X 110); USEC(V):24,5-LEER; ISEC( | 128.71
3VL8016-2RA30-0AA0 | BREAKER VL 3P 1600480V 65KA FR CAT NMB. HPG3F160 3P 1600480V 65KA FR | 5010.69
4AM4842-5AD40-0FA0 | TRANSFORMER SITAS; PHASES:1; PN/PN(S6)(KVA):0,5 /2; UPRI(V):400+/-5%; USEC(V):2 X 115; ISEC(A):2, | 404.63
4AM6542-5AD40-0FA0 | TRANSFORMER SITAS; PHASES:1; PN/PN(S6)(KVA):2,5 /13,3; UPRI(V):400+/-5%; USEC(V):2X115; ISEC(A): | 1236.77
FDK:085L1103 | TRANSDUCERHOLDER 1-TRACK STAINLESS STEEL 45DEG. SONOKIT DN100 - DN150, L=160MM | 895.81
W73703-A1-A6 | SCREWED CABLE GLAND PG 13,5 FS | 8.02
5TL1291-1 | ISOLATOR 100A DOUBLE POLE, RED HANDLE | 44.28
5SU1353-1KL32 | FI/LS-PROTECTOR TYPE AC (WS), D=70 MM, N LEFT IFN 30MA, 4.5KA, 1+N-POLE C 32A | 113.95
5SU1354-0KK25 | FI/LS-PROTECTOR TYPE AC (WS), D=70MM IFN 30MA, 10KA, 1+N-POLEE B 25A | 136.74
3VA2110-8JQ32-0AA0 | CIRCUIT BREAKER 3VA2 IEC FRAME 160 BREAKING CAPACITY CLASS L ICU=150KA @ 415 V 3POLE, LINE PROT | 1289.75
3VA2116-5HL32-0BL0 | CIRCUIT BREAKER 3VA2 IEC FRAME 160 BREAKING CAPACITY CLASS M ICU=55KA @ 415 V 3-POLE, LINE PROT | 1037.54
3VA2140-6JP32-0AA0 | CIRCUIT BREAKER 3VA2 IEC FRAME 160 BREAKING CAPACITY CLASS H ICU=85KA @ 415 V 3POLE, LINE PROTE | 916.9
3VA2140-6JP46-0AA0 | CIRCUIT BREAKER 3VA2 IEC FRAME 160 BREAKING CAPACITY CLASS H ICU=85KA @ 415 V 4POLE, LINE PROTE | 1063.58
3VA2163-6HL36-0KH0 | CIRCUIT BREAKER 3VA2 IEC FRAME 160 BREAKING CAPACITY CLASS H ICU=85KA @ 415 V 3-POLE, LINE PROT | 738.12
3VA2163-6HN32-0AG0 | CIRCUIT BREAKER 3VA2 IEC FRAME 160 BREAKING CAPACITY CLASS H ICU=85KA @ 415 V 3-POLE, LINE PROT | 683.81
3VA2225-6JP32-0CL0 | CIRCUIT BREAKER 3VA2 IEC FRAME 250 BREAKING CAPACITY CLASS H ICU=85KA @ 415 V 3-POLE, LINE PROT | 1921.89
3VA2225-6JP32-0DL0 | CIRCUIT BREAKER 3VA2 IEC FRAME 250 BREAKING CAPACITY CLASS H ICU=85KA @ 415 V 3-POLE, LINE PROT | 1921.89
3VA2216-5HL32-0DL0 | CIRCUIT BREAKER 3VA2 IEC FRAME 250 BREAKING CAPACITY CLASS M ICU=55KA @ 415 V 3-POLE, LINE PROT | 1288.23
4AM3442-4WT10-0FA0 | TRANSFORMER SITAS; PHASES:1; PN/PN(S6)(KVA):0,1 /0,31; UPRI(V):277+/-5%; USEC(V):230; ISEC(A):0,4 | 167.89
4AM4642-8MB40-0FA0 | TRANSFORMER SITAS; PHASES:1; PN/PN(S6)(KVA):0,4 /1,44; UPRI(V):440-400-230; USEC(V):48(2X24); IS | 354.41
4AM4642-8MD40-0FA0 | TRANSFORMER SITAS; PHASES:1; PN/PN(S6)(KVA):0,4 /1,44; UPRI(V):440-400-230; USEC(V):230(2X115); | 354.41
5TT5000-2 | INSTA CONTACTOR WITH 2 NO CONTACTS CONTACT FOR AC 230, 400V 20A ACTIVATION ACDC24V | 44.58
5TT5001-0 | INSTA CONTACTOR WITH 1 NO CONT. AND 1 NC CONT. CONTACT FOR AC 230, 400V 20A ACTIVATION AC230V DC2 | 33.3
5TT5001-8 | INSTA CONTACTOR 0/1 AUTOMATIC WITH 1 NO CONT. AND 1 NC CONT. CONTACT FOR AC 230, 400V 20A ACTIVAT | 65.39
5TT5002-2 | INSTA CONTACTOR WITH 2 NC CONTACTS CONTACT FOR AC 230, 400V 20A ACTIVATION ACDC24V | 46.27
5TE2513-0 | SWITCH 400V 3POLE 63A, T=70MM | 62.4
5TE2814-0 | SWITCH 400 V 4-POLE 125 A, T=70 MM | 197.51
5TE5820 | LIGHT SIGNALL. 1LAMP 230V, RED LAMP NOT EXCHANGEABLE | 26.55
5TG2124 | I-SYSTEM ALUMINIUM METALLIC COVER PLATE W. SHUTTER F. SUPPORT PLATES MODULAR JACK PLUG-IN CONN. | 21.12
5TG2495-0AA | DELTA I-SYSTEM PHONE OUTLET COVER FOR FRANCE TITANIUM WHITE | 4.89
5TG2496-0AA | DELTA I-SYSTEM PHONE OUTLET COVER FOR FRANCE ALUMINUM METALLIC | 15.56
5TT4111-2 | REMOTE SWITCH WITH 1 NO CONTACT FOR AC 230V 16A CONTROL DC 24V | 26.27
5SY4102-6 | CIRCUIT BREAKER 230/400V 10KA, 1-POLE, B, 2A, D=70MM | 10.76
5SL4310-6 | CIRCUIT BREAKER 400V 10KA, 3POLE, B, 10A | 26.01
5SL4314-7 | CIRCUIT BREAKER 400V 10KA, 3POLE, C, 0.3A | 35.59
5SL4316-7 | CIRCUIT BREAKER 400V 10KA, 3POLE, C, 16A | 30.06
5SL4350-8 | CIRCUIT BREAKER 400V 10KA, 3POLE, D, 50A | 72.41
5SL4540-8 | CIRCUIT BREAKER 230V 10KA, 1+N-POLE, D, 40A | 28.62
5SL4550-6 | CIRCUIT BREAKER 230V 10KA, 1+N-POLE, B, 50A | 22.14
5SL4610-8 | CIRCUIT BREAKER 400V 10KA, 3+N-POLE, D, 10A | 50.52
5SL4616-7 | CIRCUIT BREAKER 400V 10KA, 3+N-POLE, C, 16A | 37.62
5SL6320-7 | CIRCUIT BREAKER 400V 6KA, 3POLE, C, 20A | 12.01
5SL6403-7 | CIRCUIT BREAKER 400V 6KA, 4POLE, C, 3A | 38.64
4EU3952-0AD00-0A | MAINS CHOKE; UN(V):600; F(HZ):20; IEFF(A):100; LN(MH):1; EN 61558-2-20; TA/ISOKL:55 /H >CHOKE< | 9470.22
8WH6000-6CG00 | DISCONNECTION TERMINAL BLOCK 4 MM2, 6,2 MM WIDTH GREY | 6.76
8WH6001-0AF00 | INSTA-TERMINALS 2,5 MM2, 5,2 MM WIDTH GREY | 2.11
8WH6001-0BF01 | INSTA-TERMINALS N-DISCON 2,5 MM2, 5,2 MM WIDTH BLUE DISCONNECTION | 5.72
8WH6001-4CF00 | INSTA-TERMINALS L N 2,5 MM2, 5,2 MM WIDTH GREY | 5.54
3VA2225-6JQ32-0AJ0 | CIRCUIT BREAKER 3VA2 IEC FRAME 250 BREAKING CAPACITY CLASS H ICU=85KA @ 415 V 3-POLE, LINE PROT | 2040.27
3VA2225-6JQ32-0DL0 | CIRCUIT BREAKER 3VA2 IEC FRAME 250 BREAKING CAPACITY CLASS H ICU=85KA @ 415 V 3-POLE, LINE PROT | 2172.58
3VA2225-6JQ32-0HA0 | CIRCUIT BREAKER 3VA2 IEC FRAME 250 BREAKING CAPACITY CLASS H ICU=85KA @ 415 V 3-POLE, LINE PROT | 2012.42
3VA2225-6JQ32-0HH0 | CIRCUIT BREAKER 3VA2 IEC FRAME 250 BREAKING CAPACITY CLASS H ICU=85KA @ 415 V 3-POLE, LINE PROT | 2095.99
3VA2163-7HM46-0AA0 | CIRCUIT BREAKER 3VA2 IEC FRAME 160 BREAKING CAPACITY CLASS C ICU=110KA @ 415 V 4POLE, LINE PROT | 916.9
3VA2163-7HN32-0KA0 | CIRCUIT BREAKER 3VA2 IEC FRAME 160 BREAKING CAPACITY CLASS C ICU=110KA @ 415 V 3-POLE, LINE PRO | 738.12
3VA2163-7JQ46-0AA0 | CIRCUIT BREAKER 3VA2 IEC FRAME 160 BREAKING CAPACITY CLASS C ICU=110KA @ 415 V 4POLE, LINE PROT | 1344.75
3VA2163-7KQ32-0AA0 | CIRCUIT BREAKER 3VA2 IEC FRAME 160 BREAKING CAPACITY CLASS C ICU=110KA @ 415 V 3POLE, LINE PROT | 1271.39
3VA2216-6HM42-0AA0 | CIRCUIT BREAKER 3VA2 IEC FRAME 250 BREAKING CAPACITY CLASS H ICU=85KA @ 415 V 4POLE, LINE PROTE | 1583.14
3VA2216-6KQ32-0AA0 | CIRCUIT BREAKER 3VA2 IEC FRAME 250 BREAKING CAPACITY CLASS H ICU=85KA @ 415 V 3POLE, LINE PROTE | 1790.96
3VA2216-7JP32-0AA0 | CIRCUIT BREAKER 3VA2 IEC FRAME 250 BREAKING CAPACITY CLASS C ICU=110KA @ 415 V 3POLE, LINE PROT | 1552.59
4AM6442-5EL10-0FA0 | TRANSFORMER SITAS; PHASES:1; PN/PN(S6)(KVA):2 /9,7; UPRI(V):480+/-5%; USEC(V):120; ISEC(A):16,67; | 1139.3
6GK5308-2FM10-2AA3 | SCALANCE X308-2LD, MANAGED PLUS IE SWITCH, 2 X 1000MBIT/S SM SC 1 X 10/100/1000MBIT/S AND 7 X 10 | 5866.14
5TL1380-0 | ISOLATOR 80A TRIPLE POLE | 50.03
5TL1480-0 | ISOLATOR 80A FOUR POLE | 61.5
5TL1491-0 | ISOLATOR 100A FOUR POLE | 87.34
5SU1353-7KK10 | FI/LS-PROTECTOR TYPE A (PSE/SSF), D=70MM IFN 30MA,4.5KA, 1+N-POLEE C 10A | 128.37
5SU1353-7KK32 | FI/LS-PROTECTOR TYPE A (PSE/SSF), D=70MM IFN 30MA,4.5KA, 1+N-POLEE C 32A | 128.37
5SU1354-0KK20 | FI/LS-PROTECTOR TYPE AC (WS), D=70MM IFN 30MA, 10KA, 1+N-POLEE B 20A | 136.74
5SL4206-8 | CIRCUIT BREAKER 400V 10KA, 2POLE, D, 6A | 33.24
5SL4208-8 | CIRCUIT BREAKER 400V 10KA, 2POLE, D, 8A | 33.24
5SL4210-7 | CIRCUIT BREAKER 400V 10KA, 2POLE, C, 10A | 20.89
5SL4213-6 | CIRCUIT BREAKER 400V 10KA, 2POLE, B, 13A | 18.22
5SL4463-7 | CIRCUIT BREAKER 400V 10KA, 4POLE, C, 63A | 87.47
5SL4501-6 | CIRCUIT BREAKER 230V 10KA, 1+N-POLE, B, 1A | 14.81
5SL4506-6 | CIRCUIT BREAKER 230V 10KA, 1+N-POLE, B, 6A | 14.81
5SL4508-7 | CIRCUIT BREAKER 230V 10KA, 1+N-POLE, C, 8A | 17.05
5SL6116-6 | CIRCUIT BREAKER 230/400V 6KA, 1POLE, B, 16A | 3.86
5SL6206-7 | CIRCUIT BREAKER 400V 6KA, 2POLE, C, 6A | 10.97
5SL6213-7 | CIRCUIT BREAKER 400V 6KA, 2POLE, C, 13A | 16.04
5SL6220-7 | CIRCUIT BREAKER 400V 6KA, 2POLE, C, 20A | 8.52
5SL6240-7 | CIRCUIT BREAKER 400V 6KA, 2POLE, C, 40A | 13.86
5ST1141 | STANDARD MOUNTING RAIL 35X27X7.3X1MM, 2000MM LONG | 5.59
5SM2632-0 | RC UNIT FOR MCB 5SY TYPE AC (WS), D=70MM 0.3-40A 3POLE IFN 0.3A 400V | 70.13
6AG1241-1CH32-4XB0 | SIPLUS S7-1200 CM1241 WITH CONFORMAL COATING BASED ON 6ES7241-1CH32-0XB0 . COMMUNICATION MODULE | 454.26
6AV2105-3MM03-0AE0 | WINCC RUNTIME PROFESSIONAL 65536 POWERTAGS V13, UPGRADE V11..V12 -> V13, RUNTIME-SW IN TIA PORTAL | 6409.8
6AV2105-4BB02-0AK0 | WINCC RUNTIME PROFESSIONAL, 128 POWERTAGS V12 SP1, UPGRADE WINCC V7.0 RT 128 -> WINCC RUNTIME PRO | 1335.58
6AV2105-4DD03-0AK0 | WINCC RUNTIME PROFESSIONAL, 512 POWERTAGS V13, UPGR WINCC V7.0/7.2 RT 512 -> WINCC RUNTIME PROFES | 3210.59
5SU1356-0KK16 | FI/LS-PROTECTOR TYPE AC (WS), D=70MM IFN 30MA, 6KA, 1+N-POLEE B 16A | 114.71
5UB4705 | DELTA FLAECHE IP44 SCHUKO SOCKET OUTLET W. INCR. TOUCH PROTECTION W. LOCK SIMULTANEOUS LOCKING D | 56.95
5SU1354-0LB40 | FI/LS-PROTECTOR TYPE AC (WS), D=70MM IFN 30MA, 10KA, 1+N-POLEE B 40A G-TYPE | 290.18
5SL4225-7 | CIRCUIT BREAKER 400V 10KA, 2POLE, C, 25A | 20.89
5SL4303-6 | CIRCUIT BREAKER 400V 10KA, 3POLE, B, 3A | 30.94
5SL4408-8 | CIRCUIT BREAKER 400V 10KA, 4POLE, D, 8A | 66.5
5SL4414-7 | CIRCUIT BREAKER 400V 10KA, 4POLE, C, 0.3A | 49.87
5SL4516-8 | CIRCUIT BREAKER 230V 10KA, 1+N-POLE, D, 16A | 18.95
5SL4532-6 | CIRCUIT BREAKER 230V 10KA, 1+N-POLE, B, 32A | 14.81
5SL4620-6 | CIRCUIT BREAKER 400V 10KA, 3+N-POLE, B, 20A | 32.48
5SL4663-6 | CIRCUIT BREAKER 400V 10KA, 3+N-POLE, B, 63A | 67.76
5SL6263-7 | CIRCUIT BREAKER 400V 6KA, 2POLE, C, 63A | 28.95
5SL6313-7 | CIRCUIT BREAKER 400V 6KA, 3POLE, C, 13A | 22.92
8WH6000-1KG38 | FUSE-TERMINAL BLOCK 5X20MM 4 MM2, 6,2 MM WIDTH SCHWARZ 24V LED | 24.52
8WH6001-4HF00 | INSTA-TERMINALS PE,L,L 2,5 MM2, 5,2 MM WIDTH GREY | 7.28
5SY4345-7 | CIRCUIT BREAKER 400V 10KA, 3-POLE, C, 45A, D=70MM | 97.24
6AU1435-2AA00-0AA0 | SIMOTION DRIVE-BASED CONTROL UNIT D435-2 DP; PROGRAMMABLE MOTION CONTROLLER; STANDARD PERFORMANCE | 6924.88
5ST1143 | MOUNTING RAIL,35X27X7.3X1.0MM LENGTH 2000MM,W/O MOUNT.HOLES GALVANIZED | 7.07
5SP3363-3 | MAIN CIRCUIT BREAKER (SHU), 3POLE, E 63, 400V | 209.89
5SL6515-7 | CIRCUIT BREAKER 230V 6KA, 1+N-POLE, C, 1.6A | 13
5SM2635-0 | RC UNIT FOR MCB 5SY TYPE AC (WS), D=70MM 0.3-63A 3POLE IFN 0.3A 400V | 106.35
6AG1313-6CG04-7AB0 | SIPLUS S7-300 CPU313C-2DP FOR MEDIAL STRESS -25 ... +70 DEGREES C BASED ON 6ES7313-6CG04-0AB0 . | 5153.84
5SM3418-0KK | RES.CURRENT OP.CIRCUIT BREAKER TYPE AC WS 100A 2POLE IFN 100MA 230V 2MW | 599.36
5SU1356-0KK13 | FI/LS-PROTECTOR TYPE AC (WS), D=70MM IFN 30MA, 6KA, 1+N-POLEE B 13A | 114.71
5ST2523 | CONNECTING CABLE WITH CONNECTOR 6SQMM, 120MM LONG BLACK INSULATION | 2.07
5ST2527 | CONNECTING CABLE WITH CONNECTOR 6SQMM, 220MM LONG BLACK INSULATION | 2.5
5ST3726 | PIN BUS BAR SHOCKHAZARD, 16QMM 4PHASE, L1/N/L2/N/L3/N 432MM, WITHOUT END CAP | 20.39
6AV2107-0RA00-0BB0 | SIMATIC WINCC AUDIT FOR RUNTIME ADVANCED OPTION F. WINCC (TIA PORTAL) RUNTIME-SW, SINGLE LICENSE | 1224.66
6AV2107-2KE00-0BD0 | SIMATIC WINCC WEBNAVIGATOR FOR RUNTIME PROFESSIONAL UP V13 POWERACK 3 -> 5 CLIENTS OPTION F. WINC | 4096.09
6AV2107-2KH00-0BJ0 | SIMATIC WINCC WEBNAVIGATOR FOR RUNTIME PROFESSIONAL POWERACK 10 -> 25 CLIENTS OPTION F. WINCC (TI | 18702.97
6AV2107-4DB03-0AK0 | WINCC CLIENT F. RUNTIME PROFESSIONAL V13 UPGR WINCC V7.0/7.2 RT/RC 128 / RC/RT CLIENT -> WINCC CL | 1975.75
6AV2123-2DB03-0AX0 | SIMATIC HMI, KTP400 BASIC, BASIC PANEL, KEY AND TOUCH OPERATION, 4" TFT DISPLAY, 65536 COLORS, P | 555.68
6AV2124-1GC01-0AX0 | SIMATIC HMI KP700 COMFORT, COMFORT PANEL, KEY OPERATION, 7" WIDESCREEN-TFT-DISPLAY, 16 MIL. COLO | 1917.68
6AV6613-1DA51-3CH0 | WINCC FLEXIBLE 2008 RUNTIME 512 POWER TAGS SOFTWARE AND LICENSE KEY DOWNLOAD, RUNTIME-SW, SINGLE | 4281.32
6AV6613-4FG01-3AJ0 | WINCC FLEXIBLE 2008 RUNTIME POWERPACK 2048 >4096 POWER TAGS RUNTIME SW, SINGLE LICENSE, LICENSE K | 3293.45
6AG1437-3BA10-7AA0 | SIPLUS PSU300M 40 -25 ... +70 DEGREES C WITH CONFORMAL COATING BASED ON 6EP1437-3BA10 . STABILI | 1272.52
5SU1654-0KK13 | FI/LS-PROTECTOR TYPE AC (WS), D=70MM IFN 300MA, 10KA, 1+N-POLE B 13A | 135.21
5SU1654-1KK16 | FI/LS-PROTECTOR TYPE AC (WS), D=70MM IFN 300MA, 10KA, 1+N-POLE C 16A | 135.21
5SV3614-6KL | RES.CUR.OP.CIRCUIT BREAKER TYPE A 40A 1+N-POLE 300MA 230V 2MW N-LEFT | 65.35
5SV3642-6 | RES.CUR.OP.CIRCUIT BREAKER TYPE A 25A 3+N-POLE 300MA 400V 4MW | 63.25
5SV4647-0 | RES.CUR.OP.CIRCUIT BREAKER TYPE AC 80A 3+N-POLE 300MA 400V 4MW | 135.33
8WH6001-4QF00 | INSTA-TERMINALS-L 2,5 MM2, 5,2 MM WIDTH GREY | 2.74
8WH6003-0CG07 | PE-TERMINAL BLOCK 4 MM2, 6,2 MM WIDTH GREEN-YELLOW 3-CONNECTION POINTS | 8.87
5SY4311-7 | CIRCUIT BREAKER 400V 10KA, 3-POLE, C, 5A, D=70MM | 63.04
5SY4318-7 | CIRCUIT BREAKER 400V 10KA, 3-POLE, C, 15A, D=70MM | 53.5
5SL6414-7 | CIRCUIT BREAKER 400V 6KA, 4POLE, C, 0.3A | 38.64
5SL6415-7 | CIRCUIT BREAKER 400V 6KA, 4POLE, C, 1.6A | 38.64
5SL6504-7 | CIRCUIT BREAKER 230V 6KA, 1+N-POLE, C, 4A | 13
5SL6513-6 | CIRCUIT BREAKER 230V 6KA, 1+N-POLE, B, 13A | 7.67
5SD7414-2 | LIGHTNING ARRESTER TYPE 1, UN 240/400V, UC 335/264V A.C., PLUGGABLE PROTECTION MODULES, 3+1 CIRCU | 407.75
5SD7418-2 | PLUG-IN MODULE T1/T2, N-PE, NOMINAL VOLTAGE UN 240V A.C. UC 264V A.C., IIMP 50KA, ONLY FOR 5SD741 | 107.69
5SM3315-0KK | RES.CURRENT OP.CIRCUIT BREAKER TYPE AC WS 125A 2POLE IFN 30MA 230V 2MW | 1063.5
5ST3011-2 | AUXILIARY CIRCUIT SWITCH 2NO, FOR MCB WITH TEST BUTTON | 19.37
5ST3701-0HG | PIN BUSBAR 1PHASE, 1016MM LONG SHOCKHAZARD-SAFETY, 18SQMM WITHOUT END CAPS, ACC.TO UL 508 | 23.78
5ST3705-0HG | PIN BUSBAR 2PHASE, 1016MM LONG SHOCKHAZARD-SAFETY, 18SQMM WITHOUT END CAPS, ACC.TO UL 508 | 55.54
5ST3707-0HG | PIN BUSBAR 2PHASE+AS, 1016MM LONG SHOCKHAZARD-SAFETY, 18SQMM WITHOUT END CAPS, ACC.TO UL 508 | 66.38
5ST3712-3HG | BUSBAR TO CUT 18QMM,3-PHASE+AUX.SW. 1016MM ACC. UL 489, 480/277V FOR LS 5SJ4...-.HG | 101.03
6AV2107-2KF00-0BD0 | SIMATIC WINCC WEBNAVIGATOR FOR RUNTIME PROFESSIONAL POWERACK 3 -> 10 CLIENTS OPTION F. WINCC (TIA | 11558.76
6AV2107-2KG00-0BD0 | SIMATIC WINCC WEBNAVIGATOR FOR RUNTIME PROFESSIONAL UP V13 POWERACK 5 -> 10 CLIENTS OPTION F. WIN | 7461.03
6AV2105-0XX02-0DU8 | WINCC RUNTIME PROFESSIONAL UPDATE V12 -> V12 SP1, DATA MEDIUM W/O LICENSE, UTILIZATION ONLY WITH | 58.49
6AV2124-6DJ00-0AX0 | PROTECT. FILM 4" WIDESCREEN F. KTP400 BASIC 1ST GENERATION, KTP400 BASIC 2ND GENERATION, KTP400 C | 119.09
5SU1654-0KK06 | FI/LS-PROTECTOR TYPE AC (WS), D=70MM IFN 300MA, 10KA, 1+N-POLEE B 6A | 135.21
5SV4311-0KL | RES.CUR.OP.CIRCUIT BREAKER TYPE AC 16A 1+N-POLE 30MA 230V 2MW N-LEFT | 49.48
5SV4317-0 | RES.CUR.OP.CIRCUIT BREAKER TYPE AC 80A 1+N-POLE 30MA 230V 2MW | 101.47
5SV4347-0 | RES.CUR.OP.CIRCUIT BREAKER TYPE AC 80A 3+N-POLE 30MA 400V 4MW | 109.01
5SV4347-0KL | RES.CUR.OP.CIRCUIT BREAKER TYPE AC 80A 3+N-POLE 30MA 400V 4MW N-LEFT | 140.56
6AG1067-2AA00-0AB3 | SINAMICS CU310 2 DP INCL. ADAPTERCABEL FOR TRAINING/DEMO CASE MODULAR | 2244.68
6AG1124-1GC01-4AX0 | SIPLUS HMI KP700 COMFORT 7" FOR MEDIAL STRESS WITH CONFORMAL COATING BASED ON 6AV2124-1GC01-0AX0 | 3399.72
5SV5616-0 | RES.CUR.OP.CIRCUIT BREAKER TYPE AC 63A 1+N-POLE 300MA 230V 2MW RESIDENTIAL | 135.97
6AV7674-0KJ01-0AA0 | EXTENSION UNIT 19" RIGHT KP8 FOR MOUNTING AT ALL 15" FULLY ENCLOSED HMI UNITS, MOUNTING AT THE RI | 1236.49
6AV7674-0LX01-0AA0 | 2-PORT-USB INTERFACE FOR FULLY ENCLOSED HMI UNITS, LENGTH USB CABLE: 0.5M, NOT SUITABLE FOR - TH | 805.64
6ES7652-7YE00-2YH0 | SIMATIC PCS 7, SOFTWARE INFORMATION SERVER DATASOURCE ACCESS (1 SOURCE) SINGLE LICENSE F.1 INSTAL | 891.42
6AV6381-2CA07-2AV3 | SIMATIC WINCC RT CL UPGR ASIA FROM V7.0 TO V7.2, FOR WINCC RT CLIENTS OR RT128, RUNTIME -SW ON DV | 997.62
6ED1055-1FB00-0BA2 | LOGO! DM8 230R, EXP. MODULE, PU/I/O: 230V/230V/RELAIS, 2TE, 4 DI/4 DO FOR LOGO! 8 | 97.69
6ES7658-2GG00-0XH0 | SIMATIC PCS 7, SOFTWARE, WEB SERVER (10 CLIENTS), SINGLE LICENSE F.1 INSTALLATION R-SW, WITHOUT S | 31333.02
6ES7658-2XA00-0XH0 | SIMATIC PCS 7, SOFTWARE, RUNTIME LICENSE OS (PO 100), SINGLE LICENSE F.1 INSTALLATION R-SW, WITHO | 557.32
6ES7658-3QX28-2YH5 | SIMATIC PDM, SOFTWARE COMMUNICATION FOUNDATION FIELDBUS V8.2, FLOATING LICENSE F. 1 USER, E-SW, | 29232.56
5SU1356-0KK20 | FI/LS-PROTECTOR TYPE AC (WS), D=70MM IFN 30MA, 6KA, 1+N-POLEE B 20A | 114.71
5SU1356-1KK16 | FI/LS-PROTECTOR TYPE AC (WS), D=70MM IFN 30MA, 6KA, 1+N-POLEE C 16A | 114.71
5ST2511 | DISTRIB.BOARD BLOCK 1-POLE,400A 690V, INPUT: 1X95-185SQMM OUTPUT: 2X2,5-25+5X2,5-16+4X2,5-10SQMM | 36.21
6AV2107-0JA00-0BH0 | SIMATIC WINCC RECIPES FOR RUNTIME ADVANCED OPTION F. WINCC (TIA PORTAL) LICENSE KEY DOWNLOAD, SI | 407.5
6AV2107-0KD00-0BB0 | SIMATIC WINCC WEBNAVIGATOR FOR RUNTIME PROFESSIONAL 3 CLIENTS OPTION F. WINCC (TIA PORTAL) RUNTI | 16249.53
6AV2107-0KE00-0BB0 | SIMATIC WINCC WEBNAVIGATOR FOR RUNTIME PROFESSIONAL UP V13 5 CLIENTS OPTION F. WINCC (TIA PORTAL) | 20348.88
6AV2107-0KK00-0BH0 | SIMATIC WINCC WEBNAVIGATOR FOR RUNTIME PROFESSIONAL 50 CLIENTS OPTION F. WINCC (TIA PORTAL) LICE | 77509.03
6AV2107-2KP00-0BD0 | SIMATIC WINCC WEBNAVIGATOR FOR RUNTIME PROFESSIONAL POWERACK 100 -> 150 CLIENTS OPTION F. WINCC ( | 27132.39
6AV2107-2KP00-0BJ0 | SIMATIC WINCC WEBNAVIGATOR FOR RUNTIME PROFESSIONAL POWERACK 100 -> 150 CLIENTS OPTION F. WINCC ( | 24605.84
6AV2107-2LH00-0BJ0 | SIMATIC WINCC DATAMONITOR FOR RUNTIME PROFESSIONAL POWERPACK 10 -> 25 CLIENTS OPTION F. WINCC (TI | 10362.92
6AV2107-3DB02-0AK0 | SIMATIC WINCC CLIENT F. RT PROFESSIONAL V12 SP1, UPGRADE V11 -> V12 SP1, RUNTIME-SW, SINGLE LICE | 1272.21
5ST3752 | PIN BUSBAR FINGER-SAFE 16 MM2 2-PHASE FOR 8 FI/LS 2-POL/3MW 24 MW TOTALLY INSULATED | 16.21
5SL4103-8 | CIRCUIT BREAKER 230/400V 10KA, 1POLE, D, 3A | 11.94
5SL4104-7 | CIRCUIT BREAKER 230/400V 10KA, 1POLE, C, 4A | 8.95
5SL4105-7 | CIRCUIT BREAKER 230/400V 10KA, 1POLE, C, 0.5A | 8.95
5SU1656-1KK25 | FI/LS-PROTECTOR TYPE AC (WS), D=70MM IFN 300MA, 6KA, 1+N-POLEE C 25A | 113.95
5SV3111-6KL | RES.CUR.OP.CIRCUIT BREAKER TYPE A 16A 1+N-POLE 10MA 230V 2MW N-LEFT | 63.53
5SV3312-6KL | RES.CUR.OP.CIRCUIT BREAKER TYPE A 25A 1+N-POLE 30MA 230V 2MW N-LEFT | 50.65
5SV3342-6KL | RES.CUR.OP.CIRCUIT BREAKER TYPE A 25A 3+N-POLE 30MA 400V 4MW N-LEFT | 66.19
5SV5446-0 | RES.CUR.OP.CIRCUIT BREAKER TYPE AC 63A 3+N-POLE 100MA 400V 4MW RESIDENTIAL | 208.14
6AG1803-3BA00-7AA0 | SIPLUS NET TIM 3V-IE DNP3 FOR MEDIALE STRESS -25... +70 DEGREES C BASED-ON 6NH7803-3BA00-0AA0 CO | 3397.44
5SL4204-7 | CIRCUIT BREAKER 400V 10KA, 2POLE, C, 4A | 25.15
6AV2181-4DM10-0AX0 | MEMORY CARD LOCK MADE OF PLASTIC FOR COMFORT PANEL 4'', PROTECTS INSERTED MEMORY CARD FROM FALLI | 78.81
6EP4134-0GB00-0AY0 | SITOP UPS1100 BATTERY MODULE WITH SERVICE- FREE SEALED LEAD BATTERIES FOR SITOP DC-UPS-MODULES | 183.57
6EP4297-8HB00-0XY0 | SITOP BUF8600 100MS BUFFER MODULE FOR PSU8600 BUFFER CAPACITY 100 MS/40 A | 255.79
5SY6118-7 | CIRCUIT BREAKER 230/400V 6KA, 1POLE, C, 15A | 9.42
5SY6211-7 | CIRCUIT BREAKER 400V 6KA, 2POLE, C, 5A | 20.96
6AG1223-1BH32-4XB0 | SIPLUS S7-1200 SM1223 8DI/8DQ FOR MEDIAL STRESS WITH CONFORMAL COATING BASED ON 6ES7223-1BH32-0XB | 410.58
6ES7657-0XB00-0YB0 | SIMATIC PCS 7, SOFTWARE SIMATIC BATCH (10 UNITS) SINGLE LICENSE F.1 INSTALLATION R-SW, WITHOUT SW | 5329.8
6ES7658-5BB00-2YH5 | SIMATIC PCS 7, SOFTWARE MANAGEMENT CONSOLE (50 AGENTS) FLOATING LICENSE F.1 USER E-SW, WITHOUT S | 5212.19
6ES7132-6BD20-0BA0 | SIMATIC ET 200SP, DIGITAL OUTPUT MODULE, DQ 4X24VDC/2A STANDARD, FITS TO BU-TYPE A0, COLOR CODE | 95.25
6ES7658-2AX00-0YV8 | SIMATIC PCS 7, OS SINGLE STATION, SOFTWARE UPDATE SERVICE DOWNLOAD, WITHIN THE FRAMEWORK OF THIS | 901.91
6EP1334-7CA00 | SITOP PSU100P IP67 STABILIZED POWER SUPPLY INPUT: 120/230 V AC OUTPUT: 24 V DC/8 A | 522.59
6ES7138-7FA00-0AB0 | SIMATIC DP, FAILSAFE ELECT. SUBMODULE FOR ET200ISP, 4F-AI HART EX I, UP TO CATEGORY 4 (EN954-1)/ | 1606.61
6ES7658-2BX00-0YV8 | SIMATIC PCS 7, OS SERVER, SOFTWARE UPDATE SERVICE DOWNLOAD, WITHIN THE FRAMEWORK OF THIS CONTRA | 1742.39
5SV5416-0 | RES.CUR.OP.CIRCUIT BREAKER TYPE AC 63A 1+N-POLE 100MA 230V 2MW RESIDENTIAL | 164.84
5SL4115-8 | CIRCUIT BREAKER 230/400V 10KA, 1POLE, D, 1.6A | 15.56
5SL4201-8 | CIRCUIT BREAKER 400V 10KA, 2POLE, D, 1A | 33.24
6AV2181-3JJ20-0AX0 | PROTECT. FILM 9" WIDESCREEN, TYPE 2 FOR KTP900 BASIC AMOUNT: SEE TECHNICAL DATA | 199.67
5SV8903-1KK | CORE BALANCE SHIELD FOR CURRENT TRANSFORMER 70MM | 173.78
6EP1964-2BA00 | SITOP PSE202U 10A REDUNDANCY MODULE INPUT/OUTPUT: 24 V DC FIT FOR DECOUPLING OF 2 SITOP POWER SU | 70.24
6AG1151-8FB01-2AB0 | SIPLUS ET200S IM151-8F PN/DP -25 ... +60 DEGREES C WITH CONFORMAL COATING BASED ON 6ES7151-8FB01- | 3741.6
6AV6381-2AA07-2AV3 | SIMATIC WINCC RT UPGRADE ASIA FROM V7.0 TO V7.2, FOR SIMATIC WINCC RUNTIME (RT) INCL. OPTIONS RE | 1792.14
6ES7653-2CC00-0XB0 | SIMATIC PCS 7 SYSTEM EXPANSION CARD UP TO 500 PROCESS OBJECTS FOR PCS 7 CPU410-5H | 11948.02
6ES7657-0XX00-2YV8 | SIMATIC PCS 7, SIMATIC BATCH CLIENT, SOFTWARE UPDATE SERVICE DOWNLOAD, WITHIN THE FRAMEWORK OF T | 401.51
6DR4004-5DE | DEMO CASE SIPART PS2 FOR DEMONSTRATION | 6701.91
6ES7658-2FX08-2CF0 | SIMATIC PCS 7, SOFTWARE UPGRADE CENTRAL ARCHIVE SERVER BASIC PACKAGE ASIA FROM V7.1 TO V8.0 SING | 7222.76
6ES7658-2GE00-0XB0 | SIMATIC PCS 7, SOFTWARE WEB SERVER (1 CLIENT) SINGLE LICENSE F.1 INSTALLATION R-SW, WITHOUT SW AN | 5321.74
6ES7658-7FG00-0XH0 | SIMATIC PCS 7, SOFTWARE, SIMATIC ROUTE CONTROL (50 ROUTES), SINGLE LICENSE F.1 INSTALLATION R-SW | 5042.89
6EP1332-5BA10 | SITOP PSU100C 24 V/4 A STABILIZED POWER SUPPLY INPUT: AC 120-230 V (DC 110-300 V) OUTPUT: DC 24 | 141.97
6ES7658-3JD28-0YA5 | SIMATIC PDM, SOFTWARE SERVICE V8.2 (100 TAG) FLOATING LICENSE F.1 USER E-SW, WITHOUT SW AND DOCU. | 3372.41
6ES7658-3LD28-0YA5 | SIMATIC PDM, SOFTWARE PCS 7 V8.2 (100 TAG) FLOATING LICENSE F.1 USER E-SW, WITHOUT SW AND DOCU. | 8025.77
6ES7231-5QF32-0XB0 | SIMATIC S7-1200, ANALOG INPUT, SM 1231 TC, 8 AI THERMOCOUPLE | 692.61
6ES7241-1AH32-0XB0 | SIMATIC S7-1200, COMMUNICATION MODULE CM 1241, RS232, 9 PIN SUB D (MALE), SUPPORTS MESSAGE BASED | 195.42
6ES7648-2AJ80-0LB0 | SIMATIC IPC MEMORY EXTENSION: MEMORY MODULE 16 GB (2X 8 GB), DDR3 1333 SDRAM, DIMM, DUAL CHANNEL | 3772.43
6ES7648-3AG00-0XA0 | SIMATIC IPC ACCESSORY; DISPLAYPORT TO VGA ADAPTER FOR ONBOARD INTERFACES AND PCI-EXPRESS GRAPHICS | 113.87
6ES7132-6FD00-0BB1 | SIMATIC ET 200SP, DIGITAL OUTPUT MODULE, DQ 4X24..230VAC/2A STANDARD FITS TO BU-TYPE B1, COLOR C | 145.46
6AV6371-1KG07-2AX3 | WINCC/PROAGENT UPGRADE FROM V7.0 TO V7.2, FOR SIMATIC/WINCC V7.2 RUNTIME-SW, SINGLE LICENSE SW A | 411.07
6ES7328-7AA10-0AA0 | SIMATIC S7-300, EXTENDED FRONT DOOR FOR SAFETY MODULES, ALLOWS CONNECTION OF 1.3 QMM OR 16 AWG | 138.11
6ES7860-1XA01-0XK5 | SIMATIC S7 PID PROFESSIONAL LICENSE KEY DOWNLOAD FROM V11, UPGRADE LICENSE F. 1 USER, W/H SW AND | 182.78
6ES7193-6LR10-0AA0 | SIMATIC ET 200SP, 500 LABELING STRIPES, LIGHT GREY, ROLL WITH 500 LABELS | 191.79
6ES7194-1JB10-0XA0 | SIMATIC DP, BLANK PLUG ECOFAST FOR ET200, 10 PIECES PER EACH PACKAGING UNIT | 118.42
6ES7922-5BC50-0AB0 | FRONT CONN. F. SIMATIC S7-1500 40-PIN (6ES7592-1AM00-0XB0) W. 20 SINGLE CORES 0.5 MM2 (1-20) CORE | 127.29
6ES7414-5HM06-0AB0 | SIMATIC S7-400H, CPU 414-5H, CENTRAL UNIT FOR S7-400H AND S7-400F/FH, 5 INTERFACES: 1X MPI/DP, 1 | 14209.62
6ES7531-7QD00-0AB0 | SIMATIC S7-1500, ANALOG INPUT MODULE AI 4 X U/I/RTD/TC, 16 BITS OF RESOLUTION, ACCURACY 0.3 %; | 471.57
6ES7540-1AD00-0AA0 | SIMATIC S7-1500, CM PTP RS232 BA COMMUNICATION MODUL FOR SERIAL CONNECTION RS232, FREEPORT, 3964 | 625.5
6ES7590-5CA10-0XA0 | SIMATIC S7-1500, SPARE PART SHIELDING SET SET CONSISTS OF * 4X SHIELDING TERMINAL * 4X SHIELDING | 63.79
6ES7223-1BH32-0XB0 | SIMATIC S7-1200, DIGITAL I/O SM 1223, 8DI / 8DO, 8DI DC 24 V, SINK/SOURCE, 8DO, TRANSISTOR 0.5A | 265.87
3VA9908-0BB21 | UNDERVOLTAGE RELEASE 48 V AC 50/60HZ ACCESSORY FOR 3VA1 100/160 3VA2 100/160/250/400/630 | 82.61
3VA9908-0BD13 | UNIVERSAL RELEASE 48 V DC ACCESSORY FOR 3VA1 100/160 3VA2 100/160/250/400/630 | 147.16
3VA2110-6KQ36-0AA0 | CIRCUIT BREAKER 3VA2 IEC FRAME 160 BREAKING CAPACITY CLASS H ICU=85KA @ 415 V 3POLE, LINE PROTE | 1301.97
3VA2110-7HL36-0AA0 | CIRCUIT BREAKER 3VA2 IEC FRAME 160 BREAKING CAPACITY CLASS C ICU=110KA @ 415 V 3POLE, LINE PROT | 578.26
3VA2110-8KP46-0AA0 | CIRCUIT BREAKER 3VA2 IEC FRAME 160 BREAKING CAPACITY CLASS L ICU=150KA @ 415 V 4POLE, LINE PROT | 1460.88
3VA2225-5JQ32-0JH0 | CIRCUIT BREAKER 3VA2 IEC FRAME 250 BREAKING CAPACITY CLASS M ICU=55KA @ 415 V 3-POLE, LINE PROT | 1956.71
3VA2225-5KP32-0BL0 | CIRCUIT BREAKER 3VA2 IEC FRAME 250 BREAKING CAPACITY CLASS M ICU=55KA @ 415 V 3-POLE, LINE PROT | 1984.56
3VA2225-6HN32-0HA0 | CIRCUIT BREAKER 3VA2 IEC FRAME 250 BREAKING CAPACITY CLASS H ICU=85KA @ 415 V 3-POLE, LINE PROT | 1330.01
3VA2140-6HL46-0AA0 | CIRCUIT BREAKER 3VA2 IEC FRAME 160 BREAKING CAPACITY CLASS H ICU=85KA @ 415 V 4POLE, LINE PROTE | 647.91
3VA2163-6HN32-0DH0 | CIRCUIT BREAKER 3VA2 IEC FRAME 160 BREAKING CAPACITY CLASS H ICU=85KA @ 415 V 3-POLE, LINE PROT | 800.79
3VA2163-6HN36-0DA0 | CIRCUIT BREAKER 3VA2 IEC FRAME 160 BREAKING CAPACITY CLASS H ICU=85KA @ 415 V 3-POLE, LINE PROT | 752.04
3VA2225-6JQ32-0AA0 | CIRCUIT BREAKER 3VA2 IEC FRAME 250 BREAKING CAPACITY CLASS H ICU=85KA @ 415 V 3POLE, LINE PROTE | 1699.28
3VA2225-6JQ32-0AH0 | CIRCUIT BREAKER 3VA2 IEC FRAME 250 BREAKING CAPACITY CLASS H ICU=85KA @ 415 V 3-POLE, LINE PROT | 2005.46
3VA2163-8JQ32-0AA0 | CIRCUIT BREAKER 3VA2 IEC FRAME 160 BREAKING CAPACITY CLASS L ICU=150KA @ 415 V 3POLE, LINE PROT | 1228.62
3VA2216-5HL32-0AH0 | CIRCUIT BREAKER 3VA2 IEC FRAME 250 BREAKING CAPACITY CLASS M ICU=55KA @ 415 V 3-POLE, LINE PROT | 1128.07
3VA2216-5HL32-0CH0 | CIRCUIT BREAKER 3VA2 IEC FRAME 250 BREAKING CAPACITY CLASS M ICU=55KA @ 415 V 3-POLE, LINE PROT | 1225.55
3VA2216-5HM42-0AA0 | CIRCUIT BREAKER 3VA2 IEC FRAME 250 BREAKING CAPACITY CLASS M ICU=55KA @ 415 V 4POLE, LINE PROTE | 1436.44
3VA2216-8HL32-0AA0 | CIRCUIT BREAKER 3VA2 IEC FRAME 250 BREAKING CAPACITY CLASS L ICU=150KA @ 415 V 3POLE, LINE PROT | 1289.75
3VA2216-8HM32-0AA0 | CIRCUIT BREAKER 3VA2 IEC FRAME 250 BREAKING CAPACITY CLASS L ICU=150KA @ 415 V 3POLE, LINE PROT | 1509.79
4AM3442-1TN01-0EA0 | TRANSFORMER SITAS; PHASES:1; PN/PN(S6)(KVA):0,1 /0,16; UPRI(V):230; USEC(V):24; ISEC(A):4,22; F(H | 132.88
4AM3442-5CN00-0EA0 | TRANSFORMER SITAS; PHASES:1; PN/PN(S6)(KVA):0,1 /0,31; UPRI(V):440+/-5%; USEC(V):24; ISEC(A):4,17 | 149.23
3VL6080-2RA30-0AA0 | BREAKER VL 3P 800A 480V 65KA FR CAT NMB. HMG3F800 3P 800A 480V 65KA FR | 3440.76
4AP2142-8HA20-2XA0 | AUTOTRANSFORMER; PHASES:3; PN,D(KVA):5; UPRI(V):480-460-440-415-380; USEC(V):400; ISEC(A):7,217; | 1196.69
4AM5742-8MD40-0FA0 | TRANSFORMER SITAS; PHASES:1; PN/PN(S6)(KVA):1 /5; UPRI(V):440-400-230; USEC(V):230(2X115); ISEC( | 652.87
1PH8107-3FF22-0AZ1-ZQ1CQ31U65 | SIMOTICS M COMPACT ASYNCHRONOUS MOTOR 1500RPM,14KW, 89NM, 43,7A, 277V 1750RPM,15,5KW, 85NM, 42A, | 12311.44
US2:3VL7TERMSHIELD | BREAKER 3VL78 SPARE TERMINAL SHIELD KIT | 10.21
5TT5030-2 | INSTA CONTACTOR WITH 4 NO CONTACTS CONTACT FOR AC 230, 400V 25A ACTIVATION ACDC24V | 40.06
5TL1232-0 | ISOLATOR 32A DOUBLE POLE | 16.19
5SU1353-1KL10 | FI/LS-PROTECTOR TYPE AC (WS), D=70 MM, N LEFT IFN 30MA, 4.5KA, 1+N-POLE C 10A | 113.95
5SU1354-0LB25 | FI/LS-PROTECTOR TYPE AC (WS), D=70MM IFN 30MA, 10KA, 1+N-POLEE B 25A G-TYPE | 290.18
8WH1020-5FF00 | TWO-TIER TERMINALS WITH DIODE WITH SCREW CONNECTION CROSS SECTION 2,5 QMM TERMINAL WIDTH 5,2 MM | 11.44
5SL4301-6 | CIRCUIT BREAKER 400V 10KA, 3POLE, B, 1A | 30.94
6ES7292-1AV40-0XA0 | SIMATIC S7-1200, SPARE PART, I/O TERMINAL BLOCK TIN, KEYED RIGHT, CPU 1214C/1215C TOP CONNECTOR, | 83.76
6ES7143-4BF00-0AA0 | SIMATIC DP, ELECTRONIC MODULES FOR ET200PRO 4 DIO / 4 DO DC 24V, 0.5A MODULE DIAGNOSTICS; INCLUS | 190.49
6ES7322-8BH10-0AB0 | SIMATIC S7/PCS7, SM 322 DIGITAL OUTPUT MODULE, 16 DO, DC 24 V / 0,5A, CAPABLE OF DIAGNOSTICS, WI | 2718.16
6ES7157-0AG82-0XA0 | ACTIVE FIELD DISTRIBUTOR AFD8 FOR PROFIBUS PA FOR FOUNDATION FIELDBUS H1, 8 SHORT-CIRCUIT PROOF S | 1858.3
6ES7900-5DA00-0XA0 | SIMATIC PG, SUPPLY CABLE 3M FOR FIELD PG M4/M2 FOR USA | 19.48
6ES7193-6AF00-0AA0 | SIMATIC ET 200SP, BUSADAPTER BA 2XFC, 2X FAST CONNECT TERMINALS FOR PROFINET | 92.67
6ES7193-6BP20-0DA0 | SIMATIC ET 200SP, BASEUNIT BU15-P16+A10+2D, BU-TYPE A0, PUSH-IN TERMINALS, WITH 10 AUX-TERMINALS | 42.48
6ES7193-6CP03-2MA0 | SIMATIC ET 200SP, 10 COLOR IDENTIFICATION LABELS COLOR CODE CC03, FOR PERIPHERY MODULES, MODULE | 15.45
6ES7400-0HR54-4AB0 | SIMATIC S7-400H, 417-5H SYSTEM-BUNDLE H-SYSTEM WITH 1 X UR2-H, W/O MEMORY CARD, 2 X PS 405 10A, D | 63761.77
6ES7922-5BG50-0AC0 | FRONT CONN. FOR SIMATIC S7-1500 40PIN(6ES7592-1AM00-0XB0) WITH 40 SINGLE CORES 0.5 MM2 CORE TYPE | 172.57
6ES7922-5BG50-0UC0 | FRONT CONN. F. SIMATIC S7-1500 40-PIN (6ES7592-1AM00-0XB0) W. 40 SINGLE CORES 0.5 MM2 CORE-TYPE U | 194.59
6ES7922-5BJ00-0AC0 | FRONT CONN. FOR SIMATIC S7-1500 40PIN(6ES7592-1AM00-0XB0) WITH 40 SINGLE CORES 0.5 MM2 CORE TYPE | 186.02
6ES7532-5HF00-0AB0 | SIMATIC S7-1500, ANALOG OUTPUT MODULE AQ 8 X U/I HS 16 BITS OF RESOLUTION, ACCURACY 0.3 %, 8CHA | 1102.59
6ES7534-7QE00-0AB0 | SIMATIC S7-1500, ANALOG IN-/OUTPUT MODULE AI4XU/I/R/RTD/TC; 4 CHANNELS IN GROUPS OF 4 PROCESSALA | 876.54
6ES7651-5AF08-0YK5 | SIMATIC PCS 7, SOFTWARE UPGRADE PACKAGE ENGINEERING (AS/OS: PO UNLIMITED) FROM V7.1 TO V.8.0 FLO | 7038.86
6ES7651-5CX16-0YE5 | SIMATIC PDM, SOFTWARE UPGRADE PACKAGE FROM PDM V6.0 TO PDM V6.1 FLOATING LICENSE F.1 USER E-SW, | 502.65
6ES7924-0BG20-0BC0 | TERMINAL BLOCK TPRI WITH RELAY 110V AC, OUTPUT 8 NO 24V/0.5A DC SORT: PUSH-IN TERMINAL WITH LED, | 155.44
6ES7651-5CX18-0YE5 | SIMATIC PDM, SOFTWARE UPGRADE PACKAGE FROM PDM V6.X TO V8.1, FLOATING LICENSE F.1 USER, E-SW, SW | 898.47
6ES7651-5DX08-0YE5 | SIMATIC PDM, SOFTWARE UPGRADE PACKAGE FROM PDM V7.0 TO V8.0, FLOATING LICENSE F.1 USER, E-SW, SW | 924.74
6FB1104-0AT01-0AB0 | SIDOOR THOOTHED BELT SIMPLE GEARED STS SUPERTORQUE, TOOTHED-DRIVE BELT, LENGTH 4M, WIDTH 12MM. | 130.76
6FB1104-0AT01-0AD0 | SIDOOR RUBBER-METAL ANTI-VIBRATION MOUNT RUBBER-METAL ANTI-VIBRATION MOUNT, RECOMMENDED FOR SECU | 130.76
6FB1104-0AT03-0AB0 | SIDOOR TOOTHED BELT SINGLE-TOOTHED STS SUPERTORQUE SYNCHRONOUS BELT, LENGTH 4M, WIDTH 14MM. | 153.17
6RX1800-4FK04 | COMMUTATING CHOKE FOR CONVERTER; PHASES:3 F(HZ):50/60; ILN=ITHMAX(A):106 UN(V):480(50HZ)/575(60HZ | 1922.85
6RX1800-4FK10 | COMMUTATING CHOKE FOR CONVERTER; PHASES:3 F(HZ):50/60; ILN=ITHMAX(A):498 UN(V):480(50HZ)/575(60HZ | 5674.05
6RX1800-4FK12 | COMMUTATING CHOKE FOR CONVERTER; PHASES:3 F(HZ):50/60; ILN=ITHMAX(A):706 UN(V):480(50HZ)/575(60HZ | 6005.02
6RX1800-4FK14 | COMMUTATING CHOKE FOR CONVERTER; PHASES:3 F(HZ):50/60; ILN=ITHMAX(A):996 UN(V):480(50HZ)/575(60HZ | 7817.52
6GK1500-3AA10 | PROFIBUS OBT OPT. BUS TERMINAL FOR CONNECT. A PROFIBUS CLIENT WITHOUT INTEGRATED OPT. INTERFAC | 536.54
6GK5786-2HC00-0AA0 | IWLAN ACCESS POINT, SCALANCE W786-2IA RJ45, FOR USE OUTSIDE OF USA 2 RADIOS, 6 INTERNAL ANTENNAS, | 3433.2
6GK5788-1FC00-0AA0 | IWLAN ACCESS POINT, SCALANCE W788-1 RJ45, FOR USE OUTSIDE OF USA, 1 RADIO, 3 R-SMA ANT.CONNECT., | 2134.48
6GK5798-2LP10-2AA6 | IWLAN LIGHTNING PROTECTOR LP 798-2N WITH N/N FEMALE/FEMALE CONNECTION FOR ANTENNAS ANT-790 QUART | 312.06
6ES7658-2BX08-0YE0 | SIMATIC PCS 7, SOFTWARE UPGRADE PACKAGE OS SERVER FROM V7.1 TO V8.0 SINGLE LICENSE F.1 INSTALLATI | 8165.02
6ES7807-4BA03-0YA1 | SIMATIC S7, PRODAVE MPI/IE V6.2 COPY LICENSE F.1 INSTALLATION R-SW, SW AND DOCU. ON CD, CLASS A, | 1119.48
6ES7648-2AJ70-0LB0 | SIMATIC IPC MEMORY EXTENSION: MEMORY MODULE 8 GB (2X 4 GB), DDR3 1333 SDRAM, DIMM, DUAL CHANNEL K | 1886.21
6ES7134-6HB00-0CA1 | SIMATIC ET 200SP, ANALOG INPUT MODULE, AI 2X U/I 2-,4-WIRE HIGH FEAT., FITS TO BU-TYPE A0, A1, C | 306.34
6ES7833-1SM02-0YH5 | SIMATIC S7, SOFTWARE SAFETY MATRIX TOOL V6.2, FLOATING LICENSE F.1 USER, E-SW, WITHOUT SW AND DOC | 8942.65
6ES7833-1SM42-0YH5 | SIMATIC S7, SOFTWARE SAFETY MATRIX EDITOR V6.2, SINGLE LICENSE F.1 INSTALLATION E-SW, WITHOUT SW | 1279.44
6ES7194-2LH03-0AA0 | BUS CABLE FOR ET-CONNECTION, PREASSEMBLED WITH 2 X M8 CONNECTORS, 4 CORE, SHIELDED, LENGTH 0,3M | 33.47
6ES7194-2LH10-0AA0 | BUS CABLE FOR ET-CONNECTION, PREASSEMBLED WITH 2 X M8 CONNECTORS, 4 CORE, SHIELDED, LENGTH 1,0M | 38.62
6ES7194-2LH10-1AB0 | POWER CABLE M8, PREASSEMBLED WITH M8 PLUG ANGLED AND M8 SOCKET ANGLED, 4 CORE, LENGTH 1,0M | 25.74
6ES7194-2LH20-1AC0 | POWER CABLE M8, PREASSEMBLED ONE SIDE WITH M8 SOCKET, 4 CORE, LENGTH 2,0M | 15.45
6ES7194-2LH50-0AA0 | BUS CABLE FOR ET-CONNECTION, PREASSEMBLED WITH 2 X M8 CONNECTORS, 4 CORE, SHIELDED, LENGTH 5,0M | 59.2
6ES7921-5AK20-0AA0 | FRONT CONNECTOR MODULE W. 4X16 POLE IDC-CONNECT. FOR ANALOG 40 POL. I/O MODULES OF S7-1500 POTENT | 72.82
6ES7921-5CH20-0AA0 | FRONT CONNECTOR MODULE W. 1X50 POLE IDC-CONNECT. FOR DIGITAL 32 I/O MODULES OF S7-1500 POTENTIAL | 67.79
6ES7922-3BJ00-0BA0 | CABLE WITH FRONT CONNECTOR FOR SIMATIC S7-300 40 POLE (6ES7392-1AM00-0AA0) TO 25 POLE D-SUB SOCKE | 288.84
6ES7522-1BF00-0AB0 | SIMATIC S7-1500, DIGITAL OUTPUT MODULE DQ 8 X 24VDC,2A; 8 CHANNELS IN GROUPS OF 8, 8 A PER GROUP | 270.46
6ES7522-1BH10-0AA0 | SIMATIC S7-1500, DIGITAL OUTPUT MODULE, DQ 16 X 24VDC/0.5A; 16 CHANNELS IN GROUPS OF 8, 4 A PER | 289.87
6ES7623-1AE01-5AA0 | LITHIUM BATTERY 3.6 V FOR TD17, OP17, OP25, OP27, OP35, OP37, TP27, TP37, OP/TP270, MP 270, MP 27 | 155.97
6ES7923-0CB00-0CB0 | CONNECT. CABLE UNSHIELDED FOR SIMATIC S7-300/1500 BETWEEN FRONT CONN. MODULE AND CONNECTING MODUL | 66.82
6ES7923-5BA50-0CB0 | CONNECTION CABLE UNSHIELDED FOR SIMATIC S7-1500 BETWEEN FRONT CONNECTOR MODULE A. CONNECT. MODULE | 56.04
6ES7923-5BC50-0DB0 | CONNECTION CABLE SHIELDED FOR SIMATIC S7-1500 BETWEEN FRONT CONNECTOR MODULE A. CONNECT. MODULE 5 | 79.67
6ES7923-5BF00-0DB0 | CONNECTION CABLE SHIELDED FOR SIMATIC S7-1500 BETWEEN FRONT CONNECTOR MODULE A. CONNECT. MODULE 5 | 101.71
6FB1103-0AT10-3MD0 | SIDOOR M5 L GEARED MOTOR, PINION LEFT HAND, MAX. 600KG DOOR WEIGHT, CABLE LENGTH 1,5M, 30VDC, -2 | 1117.96
6GK1160-4AA01 | COMMUNICATION PROCESSOR CP 1604 PC/104 PLUS CARD (32 BIT; 33/66MHZ; 3.3/5V) WITH ASIC ERTEC 400 F | 1707.04
6GK5788-2GD00-0AA0 | IWLAN ACCESS POINT, SCALANCE W788-2 M12, FOR USE OUTSIDE OF USA, 2 RADIOS, 6 N-CON. ANT.CONNECT. | 3044.45
6GK5788-2GD00-0AB0 | IWLAN ACCESS POINT, SCALANCE W788-2 M12, ONLY FOR USE IN USA, 2 RADIOS, 6 N-CON. ANT.CONNECT. IE | 3044.45
6FX8002-2DC30-1BA0 | DRIVE-CLIQ CABLE PREASSEMBLED FOR DIRECT MEASURING SYSTEM WITH 24 V CONNECTOR RJ45, IP20 AND MAT | 210.88
6GK5980-0BB00-0AA5 | TERMINAL BLOCK 2-PIN FOR SCALANCE SIGNAL CONTACT 24VDC; SPARE PART; 2-POLE TERMINAL BLOCK FOR S | 30.83
6GK5980-1CC00-0AA6 | TERMINAL BLOCK 3-PIN FOR SCALANCE POWER SUPPLY 230VAC; SPARE PART; 3-POLE TERMINAL BLOCK FOR PO | 72.36
6GK5991-4AB00-8AA0 | SCALANCE X ACCESSORIES; MEDIA MODULE MM991-4; 4 X 100MBIT/S BFOC-PORTS, OPTICAL; MULTIMODE GLAS | 1234.06
6GK5993-1AT00-8AA0 | SCALANCE X ACCESSORIES; SFP993-1; 1 X 10000MBIT/S LC-PORT, OPTICAL; MULTIMODE GLASS UP TO MAX. 3 | 495.26
6ES7923-5BG50-0DB0 | CONNECTION CABLE SHIELDED FOR SIMATIC S7-1500 BETWEEN FRONT CONNECTOR MODULE A. CONNECT. MODULE 5 | 114.79
6ES7924-0BE20-0BC0 | TERMINAL BLOCK TPRI WITH RELAY 230V AC, OUTPUT 8 NO 24V/0.5A DC SORT: PUSH-IN TERMINAL WITH LED, | 155.44
6ES7652-7YA00-2YH0 | SIMATIC PCS 7, SOFTWARE, INFORMATION SERVER (1 CLIENT), SINGLE LICENSE F.1 INSTALLATION R-SW, WIT | 907.9
6ES7963-1AA10-0AA0 | SIMATIC S7-400, IF963-RS232 INTERFACE MODULE W. RS232 IF FOR PTP CONNECTION TO CP441 FROM CP 441- | 335.04
6GK1901-1BB12-2AA0 | IE FC RJ45 PLUG 180 4X2, RJ45 PLUG CONNECTOR; CAT6A; (10/100/1000/10000MBIT/S); WITH ROBUST METAL | 32.35
6FD7680-0AD06 | BRAUMAT/SISTAR CLASSIC, SOFTW. ENGINEERING MODULE SERVER AND CLIENT V6.0, FLOATING LICENSE, E-SW | 20738.83
6RX1800-4DE02 | COMMUTATING CHOKE FOR CONVERTER; PHASES:1 F(HZ):50/60; ILN=ITHMAX(A):10 UN(V):400(50HZ)/480(60HZ) | 250.62
6GK5788-1GD00-0AA0 | IWLAN ACCESS POINT, SCALANCE W788-1 M12, FOR USE OUTSIDE USA, 1 RADIO, 3 N-CON. ANT.CONNECT., IE | 2612.02
6GK5793-8DJ00-0AA0 | IWLAN ANTENNA ANT 793-8DJ VERTICAL-HORIZONTAL POLARIZED W. STRONG DIRECTION. EFFICIENCY INCL.2X N | 547.84
6GK6000-8MD00-0AA0 | RUGGEDCOM MOUNTING EQUIVALENT TO 14-30-0014 RACK MOUNTING BRACKET FOR RS400 SERIES (ONE PART NUM | 172.1
6GK6000-8MK12-1EA0 | RUGGEDCOM MOUNTING KIT RSG2488 DP EQUIVALENT TO DP, DIN AND PANEL MOUNT KIT FOR RSG2488 | 186.64
6GK5896-4MA00-0AA3 | IRC ANTENNA ANT 896-4MA FOR GSM (2G), UMTS (3G) AND LTE (4G) NETWORKS, OMNI- DIRECTIONAL CHARACTE | 64.13
6GK5907-8PA00 | KEY-PLUG W780, REPLACEABLE MEDIUM FOR ACTIVATING OF IFEATURES FOR SCALANCE W IN ACCESS POINT AND | 665.72
6FX8008-1XB11-2AA0 | POWER CABLE,SOLD BY THE METER, 4 X 1.5 C CUSTOM MADE MOTION-CONNECT 800PLUS TRAILING CABLE, UL/CS | 1376.89
6GK6000-8PT01-4EA1 | RUGGEDCOM 2488-24PTP1 MODULE CC PRECISION TIME PROTOCOL (PTP) SOURCE CARD WITH CONFORMAL COATING | 2177.34
6GK6015-0AL20-0BD0 | RUGGEDCOM RX1500PN LM FL01 LINE MODULE TRI-PORT 10FL/100SX - MULTIMODE, 850NM, ST | 1510.68
6GK6015-0AL20-0JD0 | RUGGEDCOM RX1500PN LM 6FX50 LINE MODULE 6 X 100FX SFP BLANK (NO OPTICAL TRANSCEIVER) | 2014.24
6GK6015-0AL20-0PB1 | RUGGEDCOM RX1500PN M12 CG03 LINE MODULE M12 COPPER ETHERNET MODULES 2X 10/100/1000TX 8-PIN M12 C | 1055.85
6GK6000-8CC00-0AA0 | RUGGEDCOM CONNECTOR RS969. CONNECTOR IP67 SM LC PLUG | 352.51
6GK6000-8CG01-2EA1 | RUGGEDCOM 2488-22CG01 MODULE CC 2 X 10/100/1000TX RJ45 WITH CONFORMAL COATING | 788
6GK6050-0AL40-0BA1 | SWITCH MODULE 2X 10/100/1000TX RJ45 CONFORMAL COATING | 3086.32
6GK6050-0ML10-0AA1 | POWER SUPPLY BLANK MODULE | 118.55
6GK6050-0ML20-0SL1 | LINE MODULE 4X 1000LX SINGLEMODE, 1310NM, LC, 25KM | 6481.27
6GT2891-4JH50 | SIMATIC RF, MV CONNECT. CABLE, PREASSEMBLED, BETWEEN ASM 456, RF160C, RF170C, RF18XC AND READER | 118.52
6XV1870-3QH40 | SIMATIC NET, IND. ETHERNET TP CORD RJ45/RJ45, CAT 6A, TP CABLE 4X2, PREASSEMBLED W/ 2 RJ45 CONNE | 39.9
6XV1870-3QN45 | SIMATIC NET, IND. ETHERNET TP CORD RJ45/RJ45, CAT 6A, TP CABLE 4X2, PREASSEMBLED W/ 2 RJ45 CONNE | 189.28
6GK6000-8FG03-2AA0 | RUGGEDCOM MEDIA MODULE 2X 1000LX - SINGLE MODE, 1300NM, LC CONNECTORS, 10KM EQUIVALENT TO FG03 | 2654.29
6GK6000-8FG51-0AA0 | RUGGEDCOM SFP 1000SX SFP, MULTIMODE LC 850 NM, 500M | 357.46
6GK6000-8FT51-0AA0 | RUGGEDCOM SFP 10G SFP+, SINGLE MODE LC, LONG REACH 10KM, 1310NM | 1047.99
6GK6000-8FX04-2AA0 | RUGGEDCOM MEDIA MODULE FOR RSG2100, RS416 2X 100FX - SINGLE MODE PORTS, 1300NM, ST CONNECTORS, | 2446.91
6SL3203-0BE21-8BA0 | SINAMICS LINE FILTER CLASS B FOR POWER MODULE FSB FOOT PRINT 3AC 380V-480V 23,5A | 514.3
6SL3210-1KE12-3UP1 | SINAMICS G120C RATED POWER 0,75KW WITH 150% OVERLOAD FOR 3 SEC 3AC380-480V +10/-20% 47-63HZ UNFI | 1144.37
6FX2001-5WN25 | ABS.VALUE ENCODER MULTITURN 27 BIT WITH PROFINET OPERATE VOLTAGE 10-30V HOLLOW SHAFT/ 8/10/12/15 | 1451.31
6FX8008-1XB21-6AA0 | POWER CABLE,SOLD BY THE METER, 4X2.5 C MOTION-CONNECT 800PLUS TRAILING TYPE UL/CSA DESINA DMAX = | 7686.68
6GK6015-0AL20-0PD0 | RUGGEDCOM RX1500PN M12 4TX04 LINE MODULE M12 COPPER ETHERNET MODULES 4X 10/100TX 4-PIN M12 | 860.9
6GK6015-0AL20-0PF0 | RUGGEDCOM RX1500PN M12 4TX03B LINE MODULE M12 COPPER ETHERNET MODULES 4X 10/100TX 8-PIN M12 WITH | 933.99
6GK6000-8DR10-0AA0 | RUGGEDCOM CABLE MM LC TO LC METAL IP67 LC TO LC MM FIBER CABLE PATCH 3M IP67 | 1171.65
6GT2800-5AC00 | SIMATIC RF300 TRANSPONDER RF360T EPOXY-CARD, 32 KBYTE FRAM, IP 67, -25 UP TO +70 DGR/C, 85 X 54 | 112.35
6GT2800-5BB00 | SIMATIC RF300 TRANSPONDER RF340T 32 KBYTE FRAM, IP 67/X9K, -25 UP TO +85 DEGR/C 48 MM X 25 MM X | 196.57
6GT2801-3AB20-0AX0 | SIMATIC RF300 READER RF382R (ISO-SCANMODE) RS422/232-INTERFACE IP 67, -10 UP TO +60 DGR/C, 160 X | 2439.29
6GK6050-0AB00-0AM0 | RUGGEDCOM RX5000 MAIN F EMPTY CHASSIS: RACK FRONT MOUNT, INTERFACES AND LEDS ON FRONT | 7585.83
6GK6050-0AB00-0AR0 | RUGGEDCOM RX5000 EMPTY CHASSIS: FRONT MOUNT, ETHERNET ON REAR; FAN CONTROLLER ON FRONT | 8479.24
6GK6050-0AL20-0BD1 | LINE MODULE 8X 100FX MULTIMODE LC 2KM CONFORMAL COATING | 3817.27
6GK6050-0AL40-0JA0 | SWITCH MODULE 2X 1000LX SFP BLANK ( NO TRANSCIEVERS ) | 2631.49
6GK6050-0AL40-0WA0 | SWITCH MODULE LAYER 3/88 GIGABIT THROUGHPUT, 2X 10G SFP+ SLOTS BLANK | 7472.14
6GT2815-0BH10 | SIMATIC RF600 ANTENNA L1 CONNECTING CABLE ASSEMBLED, BETWEEN READER AND ANTENNA, IP65 EU AND USA | 69.88
6GT2821-2AC32 | SIMATIC RF200 READER RF220R IO-LINK IO-LINK-INTERFACE; IP 67, -25 UP TO +70 DGR/C; M30 X 83 MM; | 674.4
6GK6000-8FG52-0AA0 | RUGGEDCOM SFP 1000LX SFP, SINGLEMODE LC, 1310NM, STANDARD REACH 10 KM | 519.93
6GK6000-8FG52-4EA1 | RUGGEDCOM 2488-24FG52 MODULE CC 4 X 1000LC - SINGLEMODE SFP, LC WITH CONFORMAL COATING | 4893.87
6GK6000-8FG54-1AA0 | RUGGEDCOM MEDIA MODULE 1 X 1000LX SFP - SINGLEMODE, 1310NM, LC, LONG REACH 70KM EQUIVALENT TO 1 | 3525.23
6GK6000-8FG57-0AA0 | RUGGEDCOM SFP 1000LX SFP SINGLE MODE LC, 1550NM, LONG REACH 40KM, DMI | 1283.59
6SL3200-0ST05-0AA0 | SINAMICS G120/G120C CONNECTOR PLUGS FSA INCLUDES CONNECTOR PLUGS FOR MAINS, MOTOR, DC-LINK AND | 105.21
6XV1875-5LH50 | SIMATIC NET N-CONNECT/SMA MALE/ MALE FLEXIBLE CONNECTION CABLE PREASSEMBLED, LENGTH 5M, FLEXIBLE | 76.59
6NH7997-7CA31-2GA1 | SINAUT SW ST7CC V3.1 S UPGR; UPGRADE OF V2.4...V2.7 S; SOFTWARE FOR CONNECTION OF MAX 6 SINAUT ST | 1679.07
6NH7997-7CA31-2GA2 | SINAUT SW ST7CC V3.1 M UPGR; UPGRADE OF V2.4...V2.7 M OR SM; SOFTWARE FOR CONNECTION OF MAX 12 SI | 1679.07
6GT2091-4LH50 | SIMATIC RF, MV CONNECT. CABLE, PREASSEMBLED, BETWEEN RF120C AND READER PUR, CMG, TRAILING, LENGTH | 102.3
6SL3210-1KE13-2AP1 | SINAMICS G120C RATED POWER 1,1KW WITH 150% OVERLOAD FOR 3 SEC 3AC380-480V +10/-20% 47-63HZ INTEG | 1270.82
6GT2300-0CD00 | MOBY E MOBILE DATA MEMORY MDS E623, PILL, 752 BYTE EEPROM, FOR FLUSH MOUNTING IN METAL IP 67, -2 | 84.52
6SL3055-0AA00-4CA5 | SINAMICS OPERATOR PANEL AOP30 LANGUAGE INDEPENDENT WITH MEMORY EXTENTION FOR FIRMWARE FROM V2.4! | 915.18
6SL3055-0AA00-5DA0 | SINAMICS S120 SENSOR MODULE SMC40 BOARD FOR EVALUATION OF ENDAT 2.2 ENCODER 30 MM WIDTH | 1206.53
6SL3210-1NE31-5AL0 | SINAMICS G120 POWER MODULE PM230 WITH BUILT IN CL. A FILTER PROTECTION IP20 3AC380-480V +10/-10% | 15472.48
6SL3210-1PE11-8UL1 | SINAMICS G120 POWER MODULE PM240-2 UNFILTERED WITH BUILT IN BRAKING CHOPPER 3AC380-480V +10/-10% | 356.89
6GK5721-1FC00-0AA0 | IWLAN CLIENT, SCALANCE W721-1 RJ45, FOR USE OUTSIDE OF USA, 1 RADIO, 1 R-SMA ANT. CONNECT., IEEE | 768.36
6GK5722-1FC00-0AA0 | IWLAN CLIENT, SCALANCE W722-1 RJ45, FOR USE OUTSIDE OF USA, 1 RADIO, 1 R-SMA ANT. CONNECT., IFEA | 1016.62
6SL3355-2DX00-1AA0 | SAFE BRAKE ADAPTER AC 230V / 2A FOR SAFE BRAKE CONTROL | 518.29
6FD7680-0UB06 | BRAUMAT/SISTAR CLASSIC, SOFTW. COMPACT RUNTIME, ENGINEERING, RECIPE SYSTEM 2 IOS'S, 1AS V6.0 SING | 25621.32
6GK6015-0AL20-0JB1 | RUGGEDCOM RX1500PN LM FG50 LINE MODULE 2 X 1000LX SFP - BLANK (NO OPTICAL TRANSCEIVER) CONFORMAL | 1177.63
6GK6015-0AL20-0JC1 | RUGGEDCOM RX1500PN LM FX50 LINE MODULE 4 X 100FX SFP BLANK (NO OPTICAL TRANSCEIVER) CONFORMAL CO | 1965.49
6GK6000-8AA00-2EA1 | RUGGEDCOM 2488-2222 MODULE CC RSG2488 2 PORT BLANK ASSEMBLY MODULE CC WITH CONFORMAL COATING | 290.31
6GK6000-8AA00-4EA1 | RUGGEDCOM 2488-2424 MODULE CC RSG2488 4 PORT BLANK ASSEMBLY MODULE CC WITH CONFORMAL COATING | 300.68
6GT2600-0AG00 | TRANSPONDER MDS D117 FUER RF200/ RF300 ISO ON METAL TRANSPONDER, ADHESIVE ISO 15693 CHIP TYPE, N | 33.42
6GT2600-4AD00 | TRANSPONDER MDS D400 FOR RF200/ RF300 ISO/ MOBY D PVC ISO CARD UP TO +60 DGR ISO 15693 CHIP TYPE | 15.66
6GK6050-0RL20-0CR1 | LINE MODULE 4X 1000LX SINGLEMODE, 1310NM, LC, 10KM | 14326.99
6GK6050-0RL20-0FD1 | LINE MODULE 4X 10/100/1000TX MICROD | 6448.78
6GK6050-0RL30-0BA1 | CONTROL MODULE WITH LAYER 3 STANDARD EDITION LAYER-3-HARDWARE | 7780.76
6GT2898-0EA00 | SIMATIC RF200/RF300 ADAPTER FOR ANT 8; FOR RF310M; M8 CONNECTOR (DOUBLE) | 119.82
6GK6000-8FB54-0AA0 | RUGGEDCOM SFP 1000BX SFP SINGLEMODE LC, 1490TX 1310RX, 40KM | 2209.71
6GK6000-8FE56-0AA0 | RUGGEDCOM SFP FE56 1000LX SFP SINGLE MODE LC, LONG REACH 115KM, 1550NM -10C TO 70C, ROHS | 2924.62
6GK6000-8FG01-4EA1 | RUGGEDCOM 2488-24FG01 MODULE CC 4 X 1000SX - MULTIMODE, 850NM, LC, 500M WITH CONFORMAL COATING | 2509.14
6GK6000-8FG02-2AA0 | RUGGEDCOM MEDIA MODULE 2X 1000LX - SINGLE MODE PORTS, 1300NM, SC CONNECTORS, 10KM EQUIVALENT TO F | 2654.29
6GK6000-8FX07-4EA1 | RUGGEDCOM 2488-24FXA07 MODULE C 4 X 100FX SINGLEMODE, 1310NM, SC, 50KM WITH CONFORMAL COATING | 2675.04
6GK6000-8FX08-2AA0 | RUGGEDCOM MEDIA MODULE 2 X 100FX - SINGLEMODE, 1 310NM, LC, STANDARD REACH 50KM EQUIVALENT TO FX | 3628.92
6GK6000-8FX51-2EA0 | RUGGEDCOM 2488-22FX51 MODULE 2 X 100FX SFP - MULTIMODE, 1310NM, LC 2KM | 2094.4
6SL3203-0CE23-8AA0 | SINAMICS LINE REACTOR 380-480V 3AC 47-63HZ I_LN = 47,0A STANDALONE | 215.19
6SL3210-1KE11-8AC1 | SINAMICS G120C RATED POWER 0,55KW WITH 150% OVERLOAD FOR 3 SEC 3AC380-480V +10/-20% 47-63HZ INTE | 1517.18
6SL3210-1KE11-8UC1 | SINAMICS G120C RATED POWER 0,55KW WITH 150% OVERLOAD FOR 3 SEC 3AC380-480V +10/-20% 47-63HZ UNFI | 1380.65
6GT2090-4AN50 | RFID SYSTEMS CONNEC. CABLE ASM - READER W/O CONNECTOR, PACKED SEPARAT. PUR, CMG, TRAILING, 50 M | 279.81
6SL3210-1KE22-6UB1 | SINAMICS G120C RATED POWER 11,0KW WITH 150% OVERLOAD FOR 3 SEC 3AC380-480V +10/-20% 47-63HZ UNF | 1759
6SL3210-1KE23-2AB1 | SINAMICS G120C RATED POWER 15,0KW WITH 150% OVERLOAD FOR 3 SEC 3AC380-480V +10/-20% 47-63HZ INT | 2581.31
6SL3210-1KE23-2UB1 | SINAMICS G120C RATED POWER 15,0KW WITH 150% OVERLOAD FOR 3 SEC 3AC380-480V +10/-20% 47-63HZ UNF | 2295.26
6SL3264-1EA00-0HA0 | SINAMICS G120 CU SCREENING TERMINATION KIT 2 INCLUDES SCREENING PLATE AND FIXING ELEMENTS FOR CO | 21.21
6SL3266-1EC00-0DA0 | SINAMICS G120 SCREENING PLATE FOR FSC PUSH-THROUGH INCLUDES SCREENING PLATE AND MOUNTING ACCESSO | 150.41
6SL3210-1PE14-3AL1 | SINAMICS G120 POWER MODULE PM240-2 WITH BUILT IN CL. A FILTER WITH BUILT IN BRAKING CHOPPER 3AC3 | 556.75
6SL3211-1PB21-8AL0 | SINAMICS G120 POWER MODULE PM240-2 WITH BUILT IN CL. A FILTER WITH BUILT IN BRAKING CHOPPER 1/3A | 1889.03
6SL3211-1PE23-3UL0 | SINAMICS G120 POWER MODULE PM240-2 WITHOUT FILTER WITH BUILT IN BRAKING CHOPPER 3AC380-480V +10/ | 4867.02
6SL3223-0DE31-8BA0 | SINAMICS G120P POWER MODULE PM230 WITH BUILT IN CL. B FILTER PROTECTION IP55 / UL TYPE12 3AC380- | 4383.39
6SL3223-0DE32-2BA0 | SINAMICS G120P POWER MODULE PM230 WITH BUILT IN CL. B FILTER PROTECTION IP55 / UL TYPE12 3AC380- | 5322.67
5SL4304-6 | CIRCUIT BREAKER 400V 10KA, 3POLE, B, 4A | 30.94
5SL4403-7 | CIRCUIT BREAKER 400V 10KA, 4POLE, C, 3A | 49.87
5SL4410-8 | CIRCUIT BREAKER 400V 10KA, 4POLE, D, 10A | 54.89
5SL4415-7 | CIRCUIT BREAKER 400V 10KA, 4POLE, C, 1.6A | 49.87
5SL4510-6 | CIRCUIT BREAKER 230V 10KA, 1+N-POLE, B, 10A | 12.37
5SL4520-6 | CIRCUIT BREAKER 230V 10KA, 1+N-POLE, B, 20A | 12.37
5SL4620-8 | CIRCUIT BREAKER 400V 10KA, 3+N-POLE, D, 20A | 50.52
5SL6113-7 | CIRCUIT BREAKER 230/400V 6KA, 1POLE, C, 13A | 5.67
5SL6310-6 | CIRCUIT BREAKER 400V 6KA, 3POLE, B, 10A | 16.13
5SL6314-7 | CIRCUIT BREAKER 400V 6KA, 3POLE, C, 0.3A | 27.47
8WH6000-0CJ07 | PE-TERMINAL BLOCK IPO-TECHNOLOGY, 6MM2 WIDTH 8,2 MM, YELLOW-GREEN 2 CLAMPING POINTS | 11.69
5SL6513-7 | CIRCUIT BREAKER 230V 6KA, 1+N-POLE, C, 13A | 10.81
5SL6520-6 | CIRCUIT BREAKER 230V 6KA, 1+N-POLE, B, 20A | 7.67
6AG1243-5DX30-2XE0 | SIPLUS S7-1200 CM 1243-5; -25 ... +55 DEGREES C WITH CONFORMAL COATING BASED ON 6GK7243-5DX30-0XE | 997.35
5SU1354-4KK25 | RES.CUR.OP.CIR.BR.W.OV.CUR.PROT TYPE F 30MA, 10KA, 1+N-POLE, C 25A | 183.01
5ST2524 | CONNECTING CABLE WITH CONNECTOR 6SQMM, 120MM LONG BLUE INSULATION | 2.07
5ST2602 | BUSBAR 63A 3POLE MODULE WIDTH 15MM FORKE-TYPE FOR 3 DEVICES | 11.99
6AV2107-2KD00-0BD0 | SIMATIC WINCC WEBNAVIGATOR FOR RUNTIME PROFESSIONAL UP V13 POWERACK 1 -> 3 CLIENTS OPTION F. WINC | 8387.17
6AV2107-2KG00-0BJ0 | SIMATIC WINCC WEBNAVIGATOR FOR RUNTIME PROFESSIONAL UP V13 POWERACK 5 -> 10 CLIENTS OPTION F. WIN | 6767.26
6AV6613-0AA00-0AY0 | SIMATIC WINCC ADVANCED SUS (DOWNLOAD) SOFTWARE UPDATE SERVICE, WITHIN THE FRAMEWORK OF THIS CONT | 569.65
6AV6613-1GA51-3CH0 | WINCC FLEXIBLE 2008 RUNTIME 4096 POWER TAGS SOFTWARE AND LICENSE KEY DOWNLOAD, RUNTIME-SW, SINGL | 9880.36
6AG1531-7KF00-7AB0 | SIPLUS S7-1500 AI 8XU/I/RTD/TC -25 ... +70 DEGREES C WITH CONFORMAL COATING BASED ON 6ES7531-7KF0 | 1819.55
5SU1654-0KK20 | FI/LS-PROTECTOR TYPE AC (WS), D=70MM IFN 300MA, 10KA, 1+N-POLE B 20A | 135.21
5SU1656-0KK32 | FI/LS-PROTECTOR TYPE AC (WS), D=70MM IFN 300MA, 6KA, 1+N-POLEE B 32A | 113.95
5SV3416-6KL | RES.CUR.OP.CIRCUIT BREAKER TYPE A 63A 1+N-POLE 100MA 230V 2MW N-LEFT | 124.81
5SV3616-6KL | RES.CUR.OP.CIRCUIT BREAKER TYPE A 63A 1+N-POLE 300MA 230V 2MW N-LEFT | 74.15
5SV3744-6 | RES.CUR.OP.CIRCUIT BREAKER TYPE A 40A 3+N-POLE 500MA 400V 4MW | 52.32
5SV4612-0 | RES.CUR.OP.CIRCUIT BREAKER TYPE AC 25A 1+N-POLE 300MA 230V 2MW | 33.3
5SV5316-0 | RES.CUR.OP.CIRCUIT BREAKER TYPE AC 63A 1+N-POLE 30MA 230V 2MW RESIDENTIAL | 136.74
5SL4132-8 | CIRCUIT BREAKER 230/400V 10KA, 1POLE, D, 32A | 11.94
5SL4202-7 | CIRCUIT BREAKER 400V 10KA, 2POLE, C, 2A | 25.15
5SV8101-6KK | MODULAR RESIDUAL CURRENT DEVICE,LCD 230VAC IDN 0,03A-3A (TYP A) DT=INS-10SEK (SEL) | 429.93
5SV8905-1KK | CORE BALANCE SHIELD FOR CURRENT TRANSFORMER 150MM | 339.53
6EP3333-8SB00-0AY0 | SITOP PSU8200 24 V/5 A STABILIZED POWER SUPPLY INPUT: 120/230 V AC OUTPUT: 24 V/5 A DC | 195.83
6AG1222-1BF32-4XB0 | SIPLUS S7-1200 SM1222 8DQ FOR MEDIAL STRESS WITH CONFORMAL COATING BASED ON 6ES7222-1BF32-0XB0 . | 253.34
6ES7654-5CN00-0XF0 | SIMATIC PCS 7 CPU 410-5H BUNDLE PO 1000, CPU 410-5H PROCESS AUTOMATION FOR S7-400 AND S7-400H/F/F | 21225.62
6ES7648-1AA30-1YA0 | SIMATIC IPC, MOUNTING KIT FOR BOX IPC827B/827C/827D, UPWARDS OR DOWNWARDS OUTGOING OF PC INTERFA | 49.45
6ES7658-2FX08-2YF0 | SIMATIC PCS 7, SOFTWARE UPGRADE CENTRAL ARCHIVE SERVER BASIC PACKAGE FROM V7.1 TO V8.0 SINGLE LIC | 7222.76
6ES7658-3BX28-2YH5 | SIMATIC PDM, SOFTWARE INTEGRATION IN STEP 7/PCS 7 V8.2, FLOATING LICENSE F. 1 USER, E-SW, WITHOU | 564.82
5SY6330-7 | CIRCUIT BREAKER 400V 6KA, 3POLE, C, 30A | 31.88
6XV1875-5JH10 | SIMATIC NET QMA / N-CONNECT. MALE/FEMALE FLEXIBLE CONNECTION CABLE PREASSEMBLED, LENGTH 1M; FLEX | 189.28
6SL3210-1KE14-3AP1 | SINAMICS G120C RATED POWER 1,5KW WITH 150% OVERLOAD FOR 3 SEC 3AC380-480V +10/-20% 47-63HZ INTEG | 1420.99
6SL3210-1KE15-8UB1 | SINAMICS G120C RATED POWER 2,2KW WITH 150% OVERLOAD FOR 3 SEC 3AC380-480V +10/-20% 47-63HZ UNFI | 1234.19
6SL3210-1KE21-7UC1 | SINAMICS G120C RATED POWER 7,5KW WITH 150% OVERLOAD FOR 3 SEC 3AC380-480V +10/-20% 47-63HZ UNFI | 2947.96
6SL3162-2EA00-0AA0 | SINAMICS REPLACEMENT SAFE STOP/KTY84 TERMINAL TERMINAL BLOCK X21 FOR MODULES IN BOOKSIZE DESIGN | 5.11
6SL3310-1PE33-0AA0 | SINAMICS G120P POWER MODULE PM330 WITHOUT FILTER WITHOUT BULT IN BRAKING CHOPPER 3AC380-480V +10 | 16086.98
6GT2398-1CD30-0AX0 | RF300 / RF200 ANTENNA ANT 3 WITH M8 ANTENNA CONNECTOR IP 64, -25 UP TO +70 DGR/C, DIMENSION 50X2 | 523.74
6GK5722-1FC00-0AB0 | IWLAN CLIENT, SCALANCE W722-1 RJ45, FOR USE IN USA ONLY, 1 RADIO, 1 R-SMA ANT. CONNECT., IFEATUR | 1016.62
6GK5748-1FC00-0AB0 | IWLAN CLIENT, SCALANCE W748-1 RJ45, ONLY FOR USE IN USA, 1 RADIO, 3 R-SMA ANT. CONNECT., IEEE 80 | 1552.07
6SL3246-0BA22-1FA0 | SINAMICS G120 CONTROL UNIT CU250S-2 PN INTEGRIERT PROFINET SUPPORT OF VECTOR CONTROL, EASY POSIT | 547.38
6SL3210-5BB17-5UV0 | SINAMICS V20 1AC200-240V -10/+10% 47-63HZ RATED POWER 0,75KW / 0,75HP WITH 150% OVERLOAD FOR 60SE | 257.48
6SL3210-5DE21-0UA0 | SINAMICS V70 INPUT: 3AC 380-480V -15%/+10% 9.8A 45-66HZ OUTPUT:0-INPUT V 7.8A 0-330HZ PROTECTIO | 1483.32
6XV1843-5EH10-0CC0 | MM FO CORD SC/SC; 50/125; PREASSEMBLED WITH 2X SC DUPLEX CONNECTORS; LENGTH 1.0 M | 93.19
6SL3223-0DE37-5BA0 | SINAMICS G120P POWER MODULE PM230 WITH BUILT IN CL. B FILTER PROTECTION IP55 / UL TYPE12 3AC380- | 15028.66
6SL3730-1TG34-3AU3 | SINAMICS S120 CABINET MODULE BASIC LINE MODULE 3AC 500-690V, 50/60HZ, 430A OUTPUT: DC 675 - 930V | 14048.96
6SL3430-6TE21-6AA1 | SINAMICS S120 SMART LINE MODULE INPUT: 3AC 380-480V, 50/60HZ OUTPUT: DC 600V, 27A, 16KW FRAME SI | 2348.44
6SL3517-1BE14-3AM0 | SINAMICS G110M POWER MODULE PM240M WITH BUILT IN CL. A FILTER PROTECTION IP65 3AC380-480V +10/-1 | 942.97
6SL3730-7TG37-4AU3 | SINAMICS S120 CABINET MODULE ACTIVE LINE MODULE INCL. CIM AND ACTIVE INTERFACE MODULE 3AC 500-690 | 132579.16
6SL3760-0BE00-0AA0 | SPARE PART FUSE 25A - 690V T 14 X 51 MM | 20.19
6SL3540-6DF71-0RA1 | DISTRIBUTED SERVO-DRIVE SINAMICS S120M AH48, M(0)=1,3NM, N(N)=3000 RPM, INPUT: DC 600V ABSOLUTE | 4021.78
6SL3540-6DF71-0RH1 | DISTRIBUTED SERVO-DRIVE SINAMICS S120M AH48, M(0)=1,3NM, N(N)=3000 RPM, INPUT: DC 600V ABSOLUTE | 4203.72
6SL3546-0FB21-1PA0 | SINAMICS G120D CONTROL UNIT CU250D-2 DP-F PROFIBUS DP AND SAFETY INTEGRAT POSITIONING (EPOS) 6 D | 1254.99
6SL3566-2VA00-0GA0 | SINAMICS G110M INSTALLATION KIT FOR VARIANT WITH CABLE GLANDS CONTAINS 2 CABLE GLANDS FOR AC400 | 45.62
8PQ2070-4BA07 | SIVACON S4 MODULE DOOR DEGREE OF PROTECTION IP4X HEIGHT 700MM WIDTH 400MM | 231.35
8PQ2197-0BA18 | SIKUS/SIVACON FIELD DOOR CLOSED DEGREE OF PROTECTION IP55 HINGES ON RIGHT SIDE TWO-WAY HEIGHT | 393.95
8PQ2197-2BA10 | SIVACON S4 DOUBLE SECTION DOOR DEGREE OF PROTECTION IP55 BLANK DOUBLE BIT KEY HEIGHT 1975MM HE | 966.26
6SL3700-0LG41-0AU3 | SINAMICS S120 CABINET MODULE LINE CONNECTION MODULE 3AC 500-690V, 50/60HZ RATED CURRENT: 1000 A | 22149.26
6SL3200-0SK03-0AA0 | SINAMICS G120P SMALL MOUNTING PARTS FOR POWER MODULE PM230 IP55 / UL TYPE12 FSB OR IP20 | 127.22
7MF1572-8AA | JUNCTION BOX FOR CONNECTING THE 7MF1572 TRANSMITTER WITH AIR VENT, PROTECTION CLASS IP54 MATERIAL | 179.78
8PQ2197-8BA03 | SIVACON S4 CUBICLE DOOR BLANK DEGREE OF PROTECTION IP55 HINGE LEFT DOUBLE BIT KEY HEIGHT 1975M | 582.54
8PQ2300-4BA05 | SIVACON S4 TOP PLATE DEGREE OF PROTECTION IP55 BLANK WIDTH 850MM DEPTH 400MM | 75.73
6ES7658-7FF00-0XB0 | SIMATIC PCS7, SOFTWARE SIMATIC ROUTE CONTROL (10 ROUTES) SINGLE LICENSE F.1 INSTALLATION R-SW, W | 1076.44
6AV6574-2AF00-8AX0 | PC CARD ADAPTER FOR CF MEMORY CARD FOR SIMATIC HMI PANEL WITH PC CARD SLOT | 193.35
6EP1332-5BA00 | SITOP PSU100C 24 V/2.5 A STABILIZED POWER SUPPLY INPUT: AC 120-230 V (DC 110-300 V) OUTPUT: DC 2 | 97.9
6ES7231-4HF32-0XB0 | SIMATIC S7-1200, ANALOG INPUT, SM 1231, 8 AI, +/-10V, +/-5V, +/-2.5V, OR 0-20MA/4-20 MA, 12 BIT | 557.01
6ES7232-4HB32-0XB0 | SIMATIC S7-1200, ANALOG OUTPUT, SM 1232, 2 AO, +/-10V, 14 BIT RESOLUTION, OR 0 - 20 MA/4 - 20 MA, | 364.25
6ES7648-2BF10-0XH0 | SIMATIC IPC, CFAST, 8 GB, INDUSTRIAL GRADE | 423.98
6ES7137-6BD00-0BA0 | SIMATIC ET 200SP, CM 4 X IO-LINK ST COMMUNICATION MODULE IO-LINK MASTER V1.1 | 305.06
6ES7313-5BG04-0AB0 | SIMATIC S7-300, CPU 313C, COMPACT CPU WITH MPI, 24 DI/16 DO, 4AI, 2AO 1 PT100, 3 FAST COUNTERS (3 | 2487.56
6AV6371-1KX07-2XX3 | WINCC/INDUSTRIALDATABRIDGE UPGRADE FROM V7.0 TO V7.2 FOR 128, 512, 2048 OR 10000 TAGS, RUNTIME-SW | 729.53
6ES7328-7AA20-0AA0 | SIMATIC S7-300, EXTENDED FRONT DOOR FOR COMPACT-CPU, ALLOWS CONNECTION OF 1.3 QMM OR 16 AWG WIRE | 138.11
6ES7860-1XA02-0XE5 | SIMATIC S7 PID PROFESSIONAL FOR TIA PORTAL, UPGRADE LICENSE STD/MOD. PID CONTROL->PID PROF. SW A | 485.65
6ES7900-5CA00-0XA0 | SIMATIC PG, SUPPLY CABLE 3M FIELD PG M4/M2 FOR SWITZERLAND | 19.48
6ES7193-6EH00-1AA0 | SIMATIC DP, SPARE PART 5 E-CODING ELEMENTS TYPE H, USABLE FOR ET 200SP MODULES AS-I SAFETY, IO-LI | 131.76
6ES7193-6PA00-0AA0 | SIMATIC ET 200SP, SPARE PART SERVERMODULE FOR ET 200SP | 54.07
6ES7194-2LH50-0AB0 | BUS CABLE FOR ET-CONNECTION, PREASSEMBLED WITH 2 X M8 CONNECTORS ANGLED, 4 CORE, SHIELDED, LENGTH | 64.36
6ES7412-5HK06-0AB0 | SIMATIC S7-400H, CPU 412-5H, CENTRAL UNIT FOR S7-400H AND S7-400F/FH, 5 INTERFACES: 1X MPI/DP, 1 | 6677.94
6ES7214-1BG40-0XB0 | SIMATIC S7-1200, CPU 1214C, COMPACT CPU, AC/DC/RLY, ONBOARD I/O: 14 DI 24V DC; 10 DO RELAY 2A; 2 | 579.6
6ES7215-1HG40-0XB0 | SIMATIC S7-1200, CPU 1215C, COMPACT CPU, DC/DC/RELAY, 2 PROFINET PORT, ONBOARD I/O: 14 DI 24V DC | 872.07
6ES7416-5HS06-0AB0 | SIMATIC S7-400H, CPU 416-5H, CENTRAL UNIT FOR S7-400H AND S7-400F/FH, 5 INTERFACES: 1X MPI/DP, 1 | 21372.55
6ES7590-5AA00-0AA0 | SIMATIC S7, 1500, GROUNDING ELEMENT FOR CONNECTING PE TO THE S7-1500 MOUNTING RAIL; OBLIGATORY F | 45.77
6ES7650-1AH62-5XX0 | SIMATIC PCS7, RED. F-AI6 MTA, CONNECTION MODULE FOR REDUNDANT CONNECTION OF THE ET200M F-AI6 HART | 1308.29
6ES7923-0BJ00-0DB0 | CONNECTING CABLE SHIELDED FOR SIMATIC S7-300/1500 BETWEEN FRONT CONN. MODULE AND CONNECTING MODUL | 74.05
6ES7923-5BG50-0CB0 | CONNECTION CABLE UNSHIELDED FOR SIMATIC S7-1500 BETWEEN FRONT CONNECTOR MODULE A. CONNECT. MODULE | 91.67
6ES7923-5CB00-0CB0 | CONNECTION CABLE UNSHIELDED FOR SIMATIC S7-1500 BETWEEN FRONT CONNECTOR MODULE A. CONNECT. MODULE | 112.23
6ES7652-0XX00-1XD2 | SIMATIC PCS 7 TCOS 3.0 CHIPCARD FOR CHIPCARD READER; 10 PIECES PER PACKAGING UNIT; PLEASE NOTE TH | 674.67
6GF3440-8CD01 | MV440 RINGLIGHT HOLDER EXTERNAL FOR SIMATIC VS100 RING LIGHTS SUITABLE FOR 6GF9004-7AA01, ...-7BA | 159.26
6ES7972-0AA02-0XA0 | SIMATIC DP, RS485 REPEATER FOR THE CONNECTION OF PROFIBUS/MPI BUS SYSTEMS WITH MAX. 31 NODES; MAX | 742.53
6GK1901-1BB12-2AB0 | IE FC RJ45 PLUG 180 4X2, RJ45 PLUG CONNECTOR; CAT6A; (10/100/1000/10000MBIT/S); WITH ROBUST METAL | 293.5
6FD7680-0AU06 | BRAUMAT/SISTAR CLASSIC, SOFTW. LIBRARY BLOCKS SYSTEM SOFTWARE V6.0, SINGLE LICENSE F.1 INSTALLATI | 18771.2
6GK5788-1FC00-0AB0 | IWLAN ACCESS POINT, SCALANCE W788-1 RJ45, ONLY FOR USE IN USA, 1 RADIO, 3 R-SMA ANT.CONNECT., IE | 2134.48
6GK5788-1GD00-0AB0 | IWLAN ACCESS POINT, SCALANCE W788-1 M12, ONLY FOR USE IN USA, 1 RADIO, 3 N-CON. ANT.CONNECT., IE | 2612.02
6SL3223-0DE33-7BA0 | SINAMICS G120P POWER MODULE PM230 WITH BUILT IN CL. B FILTER PROTECTION IP55 / UL TYPE12 3AC380- | 8805.84
6SL3720-1TG37-4AU3 | SINAMICS S120 CABINET MODULE SINGLE MOTOR MODULE WITH CIM NEMA DESIGN INPUT: DC 675 - 1035V OUTP | 78313.47
6SL3720-1TG38-8AU3 | SINAMICS S120 CABINET MODULE SINGLE MOTOR MODULE WITH CIM NEMA DESIGN INPUT: DC 675 - 1035V OUTP | 94767.21
6SL3720-1TG41-3AU3 | SINAMICS S120 CABINET MODULE SINGLE MOTOR MODULE WITH CIM NEMA DESIGN INPUT: DC 675 - 1035V OUTP | 113435.88
8PQ2055-4BA11 | SIVACON S4 MODULE DOOR DEGREE OF PROTECTION IP4X HEIGHT 550MM WIDTH 400MM | 192.34
6SL3532-6DF71-0RG2 | DISTRIBUTED SERVO-DRIVE SINAMICS S120M AH36, M(0)=1,00NM, N(N)=3000 RPM, INPUT: DC 600V ABSOLUT | 3712.74
6SL3532-6DF71-0RH1 | DISTRIBUTED SERVO-DRIVE SINAMICS S120M AH36, M(0)=1,00NM N(N)=3000 RPM, INPUT: DC 600V ABSOLUTE | 3940.67
6SL3700-0LE38-0AU3 | SINAMICS S120 CABINET MODULE LINE CONNECTION MODULE 3AC 380-480V, 50/60HZ RATED CURRENT: 770 A C | 15615.23
8PQ2075-6BA02 | SIVACON S4 FACHTUER UPGRADE KIT IP55 HEIGHT 750MM WIDTH 600MM | 81.6
8PQ2080-0BA07 | SIKUS/SIVACON DOOR WIRING SUPPORT DOOR HEIGHT 800MM | 33.47
8PQ2080-8BA03 | SIVACON S4 MODULE DOOR DEGREE OF PROTECTION IP4X HEIGHT 800MM WIDTH 800MM | 327.05
8PQ2080-8BA05 | SIVACON S4 MODULAR DOOR FOR DIRECT DRIVE FUSESWITCH DISCONNECTOR 3NJ4 ARRANGEMENT VERTICAL FIXED | 233.22
7MF1572-8AE | HUMIDITY FILTER FOR SITRANS LH100 | 113.95
8PQ2300-8BA04 | SIVACON S4 TOP PLATE DEGREE OF PROTECTION IP4X BLANK WIDTH 850MM DEPTH 600MM | 177.48
8PQ2301-4BA02 | SIVACON S4 TOP PLATE DEGREE OF PROTECTION IP4X BLANK WIDTH 1000MM DEPTH 400MM | 81.49
8PQ2301-8BA02 | SIVACON S4 TOP PLATE DEGREE OF PROTECTION IP4X BLANK WIDTH 1000MM DEPTH 800MM | 174.69
8PQ2302-6BA03 | SIVACON S4 TOP PLATE UPGRADE KIT IPX1 WIDTH 1200MM DEPTH 600MM | 212.78
8PQ2302-8BA03 | SIVACON S4 TOP PLATE UPGRADE KIT IPX1 WIDTH 1200MM DEPTH 800MM | 237.87
8PQ3000-1BA07 | SIVACON S4 MOUNTING PLATE HEIGHT 1600MM WIDTH 1200MM | 486.87
8PQ3000-1BA14 | SIVACON S4 SEPARATION MAIN BUSBAR SYSTEM SHAPE2B MAIN BUSBAR FRONT WIDTH 1000MM DEPTH 600MM | 287.09
8PQ3000-1BA34 | SIVACON S4 SUPPORTING STRUCTURE INSIDE FUNCTIONAL COMPARTMENT WITH MAIN BUSBAR SYSTEM ASSEMBLY H | 124.52
7KG6101-2RK10 | SIMEAS TRANSDUCER (G)MUU FOR ALTERNATING VOLTAGE IN HOUSING, FOR SNAPPING ON MOUNTING RAIL RATED | 521.57
7KG6106-2EK11-0B | SIMEAS TRANSDUCER (G)MUU FOR ALTERNATING VOLTAGE IN HOUSING, FOR SNAPPING ON MOUNTING RAIL RATED | 1408.69
8PQ3000-2BA86 | SIVACON S4 TOUCH PROTECTION COVER GAP CUBICLE STRUCTURE AND KITS OF SYSTEM 8GK DEGREE OF PROTECT | 257.36
8PQ3000-2BA88 | SIVACON S4 LONGITUDINAL STAYS FOR KITS OF SYSTEM 8GK HEIGHT 1650MM | 75.09
7KG6113-2AN24-0B | SIMEAS TRANSDUCER (G)MUI FOR ALTERNATING CURRENT IN HOUSING, FOR SNAPPING ON MOUNTING RAIL RATED | 1507.81
7KG6113-2EN24-0B | SIMEAS TRANSDUCER (G)MUI FOR ALTERNATING CURRENT IN HOUSING, FOR SNAPPING ON MOUNTING RAIL RATED | 1507.81
7KG6131-1WK11 | SIMEAS-T TRANSDUCER FOR DC-VOLTAGE AND CURRENT & ISOLATING AMPLIFIERS INPUT VOLTAGE: -1000V TO 1 | 2091.11
7KG6131-1WN21 | SIMEAS-T TRANSDUCER FOR DC-VOLTAGE AND CURRENT & ISOLATING AMPLIFIERS INPUT VOLTAGE: -1000V TO 1 | 2091.11
7KM4211-1BB00-3AA0 | SENTRON PAC4200, LCD, 96X96MM POWER MONITORING DEVICE WITH ADAPTER FOR RAIL-MOUNTING MEASUREMENT | 1251.97
7MH4900-2AY21 | SIWAREX MICRO MEMORY CARD FOR SIWAREX FTA,3,3 V NFLASH;32 MB ONLY FOR LEGAL-FOR-TRADE APPLICATION | 159.75
8GK9126-8KK01 | CONNECTING KIT FOR ALPHA 630 UNIVERSAL, IP43, H=1800 | 253.15
8GK9126-8KK03 | ALPHA 630 UNIVERSAL, STAY H=1600, VERTICAL | 290.44
8GK9505-7KK20 | ALPHA 125, 630 UNIVERSAL, DOOR IP43 , TRANSPARENT (SINGLE VERSION), RAL 7035, H=1200, W=600 | 667.22
6XV1843-5FH10-0AA0 | SM FO CORD LC/LC; 9/125, PREASSEMBLED WITH 2X2 LC DUPLEX CONNECTORS, LENGTH 1.0 M | 110.06
6GK1711-1EW00-3AE0 | SIMATIC NET IE SOFTNET-S7 RNA UPGRADE V8.1 OR HIGHER REDUNDANT NETWORK ACCESS, NETWORK ACCESS SW | 294.74
6SL3730-6TE41-1AU3 | SINAMICS S120 CABINET MODULE SMART LINE MODULE WITH CIM 3AC 380-480V, 50/60HZ OUTPUT: DC 510 - 6 | 33856.72
6SL3730-6TE41-3CU3 | SINAMICS S120 CABINET MODULE SMART LINE MODULE WITH CIM 3AC 380-480V, 50/60HZ OUTPUT: DC 510 - 6 | 43665.69
6SL3730-6TG41-2BU3 | SINAMICS S120 CABINET MODULE SMART LINE MODULE WITH CIM 3AC 500-690V, 50/60HZ OUTPUT: DC 675 - 9 | 66447.77
6SL3730-6TG41-7BU3 | SINAMICS S120 CABINET MODULE SMART LINE MODULE WITH CIM 3AC 500-690V, 50/60HZ OUTPUT: DC 675 - 9 | 87173.18
6SL3730-6TG41-7CU3 | SINAMICS S120 CABINET MODULE SMART LINE MODULE WITH CIM 3AC 500-690V, 50/60HZ OUTPUT: DC 675 - 9 | 87173.18
6SL3540-6DF71-0RH2 | DISTRIBUTED SERVO-DRIVE SINAMICS S120M AH48, M(0)=1,3NM, N(N)=3000 RPM, INPUT: DC 600V ABSOLUTE | 4203.72
6SL3542-6DF71-0RH1 | DISTRIBUTED SERVO-DRIVE SINAMICS S120M AH48, M(0)=2,5NM, N(N)=3000 RPM, INPUT: DC 600V ABSOLUTE | 4475.48
6SL3544-0FB21-1FA0 | SINAMICS G120D CONTROL UNIT CU240D-2 PN-F PROFINET AND SAFETY INTEGRATED 6 DI/3 F-DI, 2 DO/1 F-DO | 973.57
6SL3544-0MB02-1BA0 | SINAMICS G110M CONTROL UNIT CU240M USS/ MODBUS WITH M GLANDS 4 DI, 2 DO, 2 AI, 1 F-DI PTC/ KTY | 506.98
6SL3000-2AH41-1AA0 | SINAMICS MOTOR REACTOR FOR MOTOR MODULES 1000KW, 3PH 500-690V | 5960.13
8PQ2060-8BA04 | SIVACON S4 MODULE DOOR DEGREE OF PROTECTION IP4X HEIGHT 600MM WIDTH 800MM | 256.42
8PQ2197-0BA37 | SIVACON S4 CUBICLE DOOR BLANK DEGREE OF PROTECTION IP55 HINGE RIGHT TURNING LEVER FOR PROFILE | 664.33
8PQ2197-1BA05 | SIVACON S4 CUBICLE DOOR BLANK DEGREE OF PROTECTION IP55 HINGE RIGHT TURNING LEVER FOR PROFILE | 720.05
8PQ2197-1BA10 | SIVACON S4 CUBICLE DOOR WITH TRANSPARENT DEGREE OF PROTECTION UP TO IP55 HINGE LEFT DOUBLE BIT | 929.1
8PQ2197-1BA11 | SIVACON S4 CUBICLE DOOR WITH TRANSPARENT DEGREE OF PROTECTION UP TO IP55 HINGE LEFT TURNING LEV | 764.67
6SL3200-0SK07-0AA0 | SINAMICS G120P SMALL PARTS ASSEMBLY SET FOR POWER MODULE PM230 IP55 / UL TYPE12 FSF | 195.78
8PQ2197-8BA01 | SIVACON S4 CUBICLE DOOR BLANK DEGREE OF PROTECTION IP55 HINGE LEFT TURNING LEVER FOR PROFILE C | 695.92
8PQ2308-6BA06 | SIVACON S4 BOTTOM PLATE DEGREE OF PROTECTION IP4X WITH CABLE ENTRY WIDTH 800MM DEPTH 600MM | 130.08
8PQ2308-8BA02 | SIVACON S4 TOP PLATE DEGREE OF PROTECTION IP4X BLANK WIDTH 800MM DEPTH 800MM | 126.35
8PQ2420-0BA02 | SIVACON S4 REAR WALL DEGREE OF PROTECTION IP4X HEIGHT 2000MM WIDTH 850MM | 282.47
8PQ3000-2BA45 | SIKUS/SIVACON TOUCH GUARD SPACING RACK AND ASSEMBLY KITS SYSTEM 8GK DEGREE OF PROTECTION IP55 H | 166.31
7KG6106-2JN27-0B | SIMEAS TRANSDUCER (G)MUU FOR ALTERNATING VOLTAGE IN HOUSING, FOR SNAPPING ON MOUNTING RAIL RATED | 1507.81
7KG6106-2NN21-0B | SIMEAS TRANSDUCER (G)MUU FOR ALTERNATING VOLTAGE IN HOUSING, FOR SNAPPING ON MOUNTING RAIL RATED | 1450.94
7KG6113-3AN21-0B | SIMEAS TRANSDUCER (G)MUI FOR ALTERNATING CURRENT IN HOUSING, FOR SNAPPING ON MOUNTING RAIL RATED | 1507.81
7KG6131-1BK11 | SIMEAS-T TRANSDUCER FOR DC-VOLTAGE AND CURRENT & ISOLATING AMPLIFIERS INPUT VOLTAGE: -150MV TO 1 | 2091.11
8GK9515-6KK40 | ALPHA 630 UNIVERSAL, DOOR IP43 SHEET METAL, RAL 7035 H=1000, W=240 | 366.97
8GK9515-6KK43 | ALPHA 630 UNIVERSAL, DOOR IP55 SHEET METAL, RAL 7035 H=1000, W=600+300 | 492.57
7MH5113-2QD00 | SIWAREX WL 280 LOAD CELL RN-S SA 60KG C3 - RATED LOAD 60KG - ACCURACY CLASS C3 ACCORDING TO OI | 1290.12
7MH5114-6DM00 | SIWAREX WL270 LOAD CELL K-S CA 130 T - RATED LOAD 130T - ACCURACY 0,05 % - 20M CABLE LENGTH, 4 W | 3400.43
7MH5114-6PL60 | SIWAREX WL270 LOAD CELL K-S CA SAFE 500 T - RATED LOAD 500 T - WITH DOUBLE BRIDGE - ACCURACY 0, | 16675.54
6GK5795-4MC00-0AA3 | IWLAN ANTENNA ANT 795-4MC WITH OMNIDIRECTIONAL CHARACTERISTIC; INCL. N-CONNECT MALE CONNECT. STRA | 45.35
6GK6000-8MF00-0AA0 | RUGGEDCOM MOUNTING RACK MOUNTING BRACKET FOR RS8000 SERIES | 238.48
6GK6000-8ND00-0AA0 | RUGGEDCOM ANTENNAS 2.4 GHZ 4 DBI OMNIDIRECTIONAL ANTENNA | 269.58
6GK5904-0PA00 | KEY-PLUG XM400, REPLACEABLE MEDIUM FOR ACTIVATING OF LAYER 3 FEATURES FOR SCALANCE XM400 AND FOR | 1286.33
6FX8008-1XB21-3AA0 | POWER CABLE,SOLD BY THE METER, 4X2.5 C CUSTOM MADE MOTION-CONNECT 800PLUS TRAILING TYPE UL/CSA DE | 3096.98
6GK6000-1BC30-1BA0 | RUGGEDCOM SOTFWARE SUPPORT RNMS - 1 YEAR PHONE SUPPORT - 128 NODES - PRICE PER YEAR | 1404.78
6GK6000-8PS11-1EA0 | RUGGEDCOM 2488-24 POWERSUPPLY 24VDC (10-36VDC) SCREW TERMINAL BLOCK | 1188.51
6GK6000-8SB00-0AA0 | RUGGEDCOM MEDIA MODULE RS416 4 PORT SERIAL INTERFACE MODULE (4 X RS232/RS422/RS485 VIA RJ45) EQ | 788
6GK6015-0AL20-0MD1 | RUGGEDCOM RX1500PN LM TC4 LINE MODULE QUAD T1/E1 VIA RJ45 (CHANNELIZED/UNCHANNELIZED) CONFORMAL | 1616.25
6GK6015-0AL20-0PC1 | RUGGEDCOM RX1500PN M12 4TX03 LINE MODULE M12 COPPER ETHERNET MODULES 4X 10/100TX 8-PIN M12 CONFO | 1015.22
6GK6000-8BA00-0AA0 | RUGGEDCOM POWER CABLE 18 GAGE POWER CABLE WITH PLUGS, 6 FT LONG. FOR RS1600 SERIES, RS8000 SERIES | 58.07
6GK6000-8CG01-2EA0 | RUGGEDCOM 2488-22CG01 MODULE 2 X 10/100/1000TX RJ45 | 622.11
6FX2001-5FN25 | ABS.VALUE ENCODER MULTITURN 27 BIT WITH PROFINET OPERATE VOLTAGE 10-30V SYNCHROFLANGE / SHAFT 6M | 1399.39
6GT2690-0AK00 | MOBY D / RF300 ISO / RF200 SPACER FOR MDS D124 / D324 / D424; RF320T DIAMETER 35 MM; HEIGHT 15 M | 6.94
6GK6050-0AL20-0JB1 | LINE MODULE 4X 1000LX SFP BLANK ( NO TRANSCEIVERS ) CONFORMAL COATING | 3053.82
6GK6050-0AL52-0AA0 | LAYER 2 STANDARD EDITION TO LAYER 3 SECURITY EDITION | 2387.84
6GT2890-0BB10 | SIMATIC RF600 ANTENNA ATTENUATOR 6 DB ATTENUATION; 50 OHM; 2 W; CONNECTION R-TNC; FOR ANTENNAS S | 147.79
6GT2891-4JH20 | SIMATIC RF, MV M12-CONNECT. CABLE, PREASSEMBLED, BETWEEN ASM 456, RF160C, RF170C, RF18XC AND REA | 101.31
6XV1870-3QN20 | SIMATIC NET, IND. ETHERNET TP CORD RJ45/RJ45, CAT 6A, TP CABLE 4X2, PREASSEMBLED W/ 2 RJ45 CONNE | 91.88
6XV1871-2T | IE TP TRAIN CABLE 2X2; CAT5 TP INSTALLATION CABLE F. TRAIN APPLICATIONS, FOR CONNECTION TO FC RJ4 | 10.6
6GK6000-8FG04-1AB0 | RUGGEDCOM MEDIA MODULE FOR RSG2100, 1 X 1000LX SFP SINGLE MODE SC, 1300NM, 25KM, PLASTIC FRONT P | 2488.4
6GK6000-8FG51-2EA1 | RUGGEDCOM 2488-22FG51 MODULE CC 2 X 1000SX SFP - MULTIMODE, 850NM, LC, 500M WITH CONFORMAL COATIN | 2073.67
6GK6000-8FX02-4EA0 | RUGGEDCOM 2488-24FXA02 MODULE 4 X 100FX - MULTIMODE, 1300NM, SC, 2KM | 1793.75
6GK6000-8HM00-0AA0 | RUGGEDCOM CABLE CABLE IP67 METAL RJ45 TO RJ45, SHIELDED CAT5E, 5.0FT | 476.95
6SL3202-0AE16-1CA0 | SINAMICS OUTPUT REACTOR FOR POWER MODULES FSA1 3AC 380V-480V 6,1 A | 174.61
6SL3203-0CE21-0AA0 | SINAMICS LINE REACTOR 380-480V 3AC 47-63HZ I_LN = 11,3A STANDALONE | 118.71
6XV1875-5LE30 | SIMATIC NET N-CONNECT/SMA MALE/ MALE FLEXIBLE CONNECTION CABLE PREASSEMBLED, LENGTH 0.3M, FLEXIBL | 52.4
6NH7997-5AA21-0AD3 | SINAUT PP ST7SC V2.1 SL; POWERPACK FOR SOFTWARE ST7SC S ON ST7SC L; FOR MORE THAN 12 SINAUT ST7- | 4732.53
6SL3210-1KE15-8AP1 | SINAMICS G120C RATED POWER 2,2KW WITH 150% OVERLOAD FOR 3 SEC 3AC380-480V +10/-20% 47-63HZ INTE | 1559.33
6GF3320-0HT01 | SIMATIC MV320 CODE READER HANDHELD CODE READER FOR 1D A. 2D CODES E.G.DATA MATRIX, READY TO USE S | 903.98
6NH7997-8CA31-0AA0 | SINAUT SW ST7CC V3.1 RED; REDUNDANCY LICENSE (CONTAINS 2 LICENSES); 2 ST7CC S OR M OR L SINGLE LI | 10167.04
6SL3246-0BA22-1CA0 | SINAMICS G120 CONTROL UNIT CU250S-2 CAN INTEGRIERT CANOPEN SUPPORT OF VECTOR CONTROL, EASY POSIT | 575.11
6SL3255-0VC00-0HA0 | SINAMICS V20 RS485 TERMINATORS CONTENT 50 PIECES SIZE: 34X137X6(HXWXD) | 43.19
7MH5714-6LD10 | PRESSURE PLATE, TOP/BOTTOM FOR LOAD CELLS OF SERIES K (TWO REQUIRED) RATED LOAD 350 T | 1290.12
8GK9622-4KK30 | ALPHA 630 UNIVERSAL, FRONT COVER WITHOUT CUTS H=600MM B=900MM | 335.58
8GK9622-5KK20 | ALPHA 630 UNIVERSAL, FRONT COVER WITHOUT CUTS H=800MM B=600MM | 376.79
8GK9633-1KK20 | ALPHA 630 UNIVERSAL, FRONT COVER WITH CUTS FOR VENTILATION H=200MM B=900MM | 206.05
8PQ2000-8BA03 | SIVACON S4 COVER FRAME ASSEMBLY HEIGHT 1600MM FIXED WIDTH 800MM | 231.35
8PQ2000-8BA05 | SIVACON S4 INTERNAL DOOR HEIGHT 2000MM WIDTH 800MM | 393.95
8PQ2005-4BA01 | SIVACON S4 UPGRADE KIT IP55 HEIGHT 50MM WIDTH 400MM | 56.03
8PQ2005-4BA03 | SIVACON S4 OUTER PLATE DEGREE OF PROTECTION IP4X HEIGHT 50MM WIDTH 400 | 62.46
8PQ1200-6BA14 | SIVACON S4 CUBICLE HEIGHT 2000MM WIDTH 350MM DEPTH 600MM | 468.26
8PQ1200-8BA02 | SIVACON S4 CUBICLE HEIGHT 2000MM WIDTH 850MM DEPTH 800MM | 581.63
8WA8347-1AR | PLATES VERTICAL. N PACK WITH 136 PLATES 2 CARDS PER 68 PLATES INSCRIPTION 2MM SIZE. 5X7MM, | 0.19
8PQ2020-8BA07 | SIVACON S4 MODULE DOOR DEGREE OF PROTECTION IP4X HEIGHT 200MM WIDTH 800MM | 122.67
8PQ2022-8BA01 | SIVACON S4 OUTER PLATE DEGREE OF PROTECTION IP4X OVERHEAD COMPARTMENT HEIGHT 225MM WIDTH 800MM | 122.67
8GF5690 | SIKUS UNIVERSAL COPPER-BAR, FLEXIBLE, L=2000 MM 40X5X1MM 630A, 40 DEGREES | 1334.43
8GF5891 | STAB/SIKUS UNIVERSAL SCREW CONNECTION M6X20, F. CU BUSBAR (1 SET = 50 UNITS) | 37.29
8PQ5000-4BA02 | SIVACON S4 SEPARATION 3WL SHAPE 4 SWITCH 3WL12 2000 - 3200A 3- OR 4-POLE FIXED MOUNTED, WITHDRA | 181.18
8PQ6000-2BA58 | SIVACON S4 KIT SENTRON 3K SWITCH 3KL-, 3KA713 3- OR 4-POLE ARRANGEMENT HORIZONTAL HEIGHT 300MM | 98.5
8PQ6000-2BA60 | SIVACON S4 KIT SENTRON 3K SWITCH 3KL-, 3KA713 3- OR 4-POLE ARRANGEMENT VERTICAL HEIGHT 300MM W | 110.56
8PQ6000-2BA63 | SIVACON S4 KIT SENTRON 3K SWITCH 3KL-, 3KA714 3- OR 4-POLE ARRANGEMENT VERTICAL HEIGHT 350MM W | 110.56
8PQ6000-5BA14 | SIVACON S4 KIT 3VL CONNECTION CABLE REAR SWITCH 3VL1AND 3V2 UP TO 160A ARRANGEMENT HORIZONTAL 4- | 124.52
8PQ6000-5BA73 | SIVACON S4 KIT 3NP CONNECTION CABLE SWITCH 3NP1153 UP TO 400A ARRANGEMENT HORIZONTAL 3-POLE FIX | 303.81
8MF1065-2AS30 | SIVACON SICUBE MOUNTING RACK 50 L650 | 29.97
8MF1068-2UB12-0 | SIVACON SICUBE BOTTOM PLATE WIDTH 600 DEPTH 800 PLAIN | 106.15
8MF1068-2UB22-0 | SIVACON SICUBE BOTTOM PLATE WIDTH 600 DEPTH 800 PARTED | 90.14
8MF1080-2UB32-0 | SIVACON SICUBE BOTTOM PLATE WIDTH 800 DEPTH 1000 CABLE INLET | 219.37
8MF1090-2HC13-0 | 8MF1 SERRATED BARS PLAIN L09 | 32.06
8MF1090-2UD12-0A | 8MF1 ROOF EMV W09 D10 IP40 | 250.91
8MF1260-2UT14-1BA2 | SIVACON SICUBE DOOR, 1,5MM RAL 7035 RA HEIGHT 2200 WIDTH 600 WITH VENTILATION OPENING FOAMED SE | 500.48
8MF1260-2UT15-0BE2 | SIVACON SICUBE DOOR, GLASS, 1,5MM RAL 7035 LA HEIGHT 2200 WIDTH 600 PLAIN FOAMED SEAL | 625.29
8MF1290-2UT25-1BA2 | SIVACON SICUBE DOOR- HALF, 1,5MM RAL 7035 LA HEIGHT 2200 WIDTH 900 WITH VENTILATION OPENING FOA | 454.52
8MF1290-2UW60-1C | SIVACON SICUBE PANEL SIDE/ BACK 1,5MM COATED HEIGHT 2200 WIDTH 900 0 | 346.79
8MF1294-3VR4 | SIVACON SICUBE CASE HWD 2200X900X400 VENT R | 2259.48
8MF1296-3VR4 | SIVACON SICUBE CASE HWD 2200X900X600 VENT R | 2338.26
8MF1820-2AL03-0 | SIVACON SICUBE M. BOARD BACK HXW 1800X1200 | 404.62
8MF1000-2HW | EARTHQUAKE GUARDING PANEL | 58.72
8MF1000-2VG | SIVACON SICUBE DOOR ARREST | 44.39
8MF1000-2VJ | 8MF1 CONTACT WASHER SIZE 6 | 13.78
8MF1000-2VN | SIVACON SICUBE TURNING LEVER WITH LOCK | 77.26
8MF1020-2GS30 | SIVACON SICUBE FRAME_GALVANIZED_2,5MM HEIGHT 2000 WIDTH 200 DEPTH 000 | 656.81
8MF1020-2HD1 | GROUNDING BARS 30X5, W12 | 116.25
8MF1020-2UB42-0 | 8MF1 BASES EMV W12 D10 IP40 | 243.02
8PQ2304-4BA05 | SIVACON S4 BOTTOM PLATE DEGREE OF PROTECTION UP TO IP55 BLANK WIDTH 400MM DEPTH 400MM | 51.29
8PQ2308-6BA01 | SIVACON S4 TOP PLATE DEGREE OF PROTECTION IP55 BLANK WIDTH 800MM DEPTH 600MM | 84.55
8PQ3000-0BA84 | SIVACON S4 CROSS BAR WIDTH 1000MM | 150.51
7KG6106-2FJ16-5B | SIMEAS TRANSDUCER (G)MUU FOR ALTERNATING VOLTAGE IN HOUSING, FOR SNAPPING ON MOUNTING RAIL RATED | 1697.9
7KG6106-2JM17-0B | SIMEAS TRANSDUCER (G)MUU FOR ALTERNATING VOLTAGE IN HOUSING, FOR SNAPPING ON MOUNTING RAIL RATED | 1408.69
8PQ3000-1BA55 | SIVACON S4 SEPARATION MAIN BUSBAR SYSTEM SHAPE2B MAIN BUSBAR FRONT A. BEHIND WIDTH 200MM DEPTH | 84
7KM9900-0XA00-0AA0 | ADAPTER FOR RAIL-MOUNTING SENTRON PAC TMP2 SUITABLE FOR PAC3100/PAC3200/PAC4200 | 42.77
6SL3720-1TE36-1AU3 | SINAMICS S120 CABINET MODULE SINGLE MOTOR MODULE WITH CIM NEMA DESIGN INPUT: DC 510 - 720V OUTPU | 37337.34
8GK9505-8KK12 | ALPHA 630 UNIVERSAL, TRANSPARENT DOOR IP43, IP55 RAL 7035, H=1800, B=300 | 883.09
8GK9507-8KK23 | ALPHA 630 UNIVERSAL, TRANSPARENT DOOR IP43, IP55 (GIUGIARO-DESIGN), RAL 7035, H=1200, B=600 | 1059.69
7MH5118-2AD50 | SIWAREX WL260 LOAD CELL SP-S SC 10KG C3 MR - RATED LOAD 10KG - ACCURACY CLASS C3 MR ACC. TO OI | 825.41
7MH5118-2PD50 | SIWAREX WL260 LOAD CELL SP-S SC 50KG C3 MR - RATED LOAD 50KG - ACCURACY CLASS C3 MR ACC. TO OI | 825.41
8GK9613-1KK20 | ALPHA 630 UNIVERSAL, FRONT COVER FOR 4GAUGE 96X96+1SWITCHES. H=200MM B=600MM | 257.07
8GK9620-1KK30 | ALPHA 630 UNIVERSAL, FRONT COVER WITHOUT CUTS H=50MM B=900MM | 95.57
8PQ2000-8BA02 | SIVACON S4 COVER FRAME ASSEMBLY HEIGHT 1600MM SWIVELING WIDTH 800MM | 373.52
8PQ2005-6BA01 | SIVACON S4 COVER BLANK HEIGHT 50MM WIDTH 600MM | 48.43
8PQ2005-8BA03 | SIVACON S4 UPGRADE KIT IP55 HEIGHT 50MM WIDTH 800MM | 62.93
8PQ1014-0BA02 | SIVACON S4 BASE REINFORCEMENT HEIGHT 100MM WIDTH, DEPTH = 400MM | 74.7
8WA8348-1AH | PLATES HORIZONTEL. Y PACK WITH 136 PLATES 2 CARDS PER 68 PLATES INSCRIPTION 2MM SIZE. 5X7MM, | 0.19
8WA8360-0AE | PLATES VERTICAL. 1..100 PACK WITH 204 PLATES 3 CARDS PER 68 PLATES INSCRIPTION 2MM SIZE. 5X7MM, | 0.19
8PQ2020-4BA01 | SIKUS/SIVACON MODULE DOOR DEGREE OF PROTECTION IP40 TWO-WAY HEIGHT 200MM WIDTH 400MM | 110.56
8PQ2025-6BA04 | SIVACON S4 COVER SENTRON 3K SWITCH 3KL-, 3KA712 3- OR 4-POLE ARRANGEMENT VERTICAL HEIGHT 400MM | 61.07
8PQ5000-2BA52 | SIVACON S4 SEPARATION VERTICAL BEHIND SHAPE3 HEIGHT 100MM WIDTH 600MM DEPTH 600, 800MM | 48.43
8GF7368 | STAB UNIVERSAL FIELD COVER WITHOUT CUTOUTS FIXED, H=250MM W=600MM | 129.52
8PQ5000-3BA55 | SIVACON S4 SEPARATION KIT VERTICAL FOR VERTICAL BUS BAR HEIGHT 300MM WIDTH 600MM | 38.41
8MF1000-2AF20 | SIVACON SICUBE SHELVE 2MM GALV. WXD 1000X1000 | 231.21
8MF1060-2UT25-0BA2 | SIVACON SICUBE DOOR- HALF, 1,5MM RAL 7035 LA HEIGHT 2000 WIDTH 600 PLAIN FOAMED SEAL | 386.24
8MF1060-2UW60-1C | SIVACON SICUBE PANEL SIDE/ BACK 1,5MM COATED HEIGHT 2000 WIDTH 600 0 | 212.81
8MF1080-2UT34-0BA2 | 8MF1 COMPARTMENT DOORS H10 W08 | 323.16
8MF1084-2UD11-0A | SIVACON SICUBE ROOF GALVANISED 2MM WIDTH 800 DEPTH 400 PLAIN FOAMED SEAL | 140.56
8MF1088-2VH | SIVACON SICUBE TRAY IPX1 HEIGHT 800 DEPTH 800 | 208.87
8MF1088-3VR4 | SIVACON SICUBE CASE HWD 2000X800X800 VENT R | 1957.32
8MF1260-2UT15-1BA2 | SIVACON SICUBE DOOR, 1,5MM RAL 7035 LA HEIGHT 2200 WIDTH 600 WITH VENTILATION OPENING FOAMED SE | 499.17
8MF1268-2GS30 | SIVACON SICUBE FRAME_GALVANIZED_2,5MM HEIGHT 2200 WIDTH 600 DEPTH 800 | 579.31
8MF1288-3BR5 | SIVACON SICUBE CASE HWD 2200X800X800 R | 2193.81
8MF1290-2UT25-0BA2 | SIVACON SICUBE DOOR- HALF, 1,5MM RAL 7035 LA HEIGHT 2200 WIDTH 900 PLAIN FOAMED SEAL | 446.63
8MF1298-3VS4 | SIVACON SICUBE CASE HWD 2200X900X800 VENT | 2916.31
7ME3951-0LC10 | PORTABLE LIQUID FLOW TRANSDUCER UNIVERSAL, B1 UNIVERSAL FOR PIPE OD FROM 12.7 TO 76 MM (0.5 TO 3 | 1994.82
8GK9515-7KK43 | ALPHA 630 UNIVERSAL, DOOR IP55 SHEET METAL, RAL 7035 H=1200, W=600+300 | 496.49
8GK9535-4KK21 | ALPHA 630 UNIVERSAL, MOUNTING PLATES MATERIAL 2MM FOR DIRECT MOUNTING IN ENCLOSURE H=600MM, B=60 | 179.77
8GK9606-4KK10 | ALPHA 630 UNIVERSAL, FRONT COVER FOR CABLE ROOM, H = 600MM, B = 240MM | 144.22
8GK9606-7KK10 | ALPHA 630 UNIVERSAL, FRONT COVER FOR CABLE ROOM, H = 1000MM, B = 240 | 157.97
8PQ2015-4BA01 | SIKUS/SIVACON OUTER PLATE DEGREE OF PROTECTION IP4X BASE COMPARTMENT HEIGHT 150MM WIDTH 400MM | 48.98
8PQ2015-4BA05 | SIVACON S4 FACHTUER UPGRADE KIT IP55 HEIGHT 150MM WIDTH 400MM | 62.93
8WA8360-0BJ | PLATES VERTICAL. 41..45 PACK WITH 204 PLATES 3 CARDS PER 68 PLATES INSCRIPTION 2MM SIZE. 5X7MM, | 0.19
7ML5740-1AB01-1A | RD200 85-265 VAC DISP W/2 RLYS, 2X THE SITRANS RD200 IS A UNIVERSAL INPUT, PANEL MOUNT REMOTE DI | 730.63
8GB5001-5KM | SIMBOX XL - WALL MOUNTED METAL DOOR 1 ROW | 36.38
8GB5006-5KM | DOOR LOCKING KIT FITS FOR FLUSH AND WALL MOUNTED DB | 33.61
8GB5015-5KM | N / N TERMINAL SCREW CONNECTION N1 = 3X16QMM AND 14X10QMM N2 = 3X16QMM AND 14X10QMM | 30.68
8GB5020-5KM | N TERMINAL PLUG IN CONNECTION N = 6X25QMM AND 28X4QMM | 34.68
8PQ2030-6BA06 | SIVACON S4 COVER SENTRON 3K SWITCH 3KL5 UP TO 125A 3- OR 4-POLE ARRANGEMENT HORIZONTAL HEIGHT 3 | 53.45
8GF7161 | SIKUS UNIVERSAL MOUNTING PLATE H=600MM W=900MM | 192.71
8PQ6000-3BA82 | SIVACON S4 KIT SENTRON 3NP SWITCH 3NP1123 AND 1134 ARRANGEMENT VERTICAL FIXED MOUNTED NUMBER OF | 83.16
8MF1000-2AB32 | COVER SWING FRAMES, VENT., 2HU | 52.17
8PQ6000-6BA53 | SIVACON S4 KIT MODULAR INSTALLATIONDEVICES 1-ROW FOR MODULAR DOOR 35MW WIDTH 800MM | 31.86
8MF4201 | TRIM STRIP W. SIEMENS LETTERING PETROL FOR CUBICLE WIDTH 800MM | 96.2
8MF1086-2UB32-0 | SIVACON SICUBE BOTTOM PLATE WIDTH 800 DEPTH 600 CABLE INLET | 139.23
8MF1086-2UD11-0A | SIVACON SICUBE ROOF GALVANISED 2MM WIDTH 800 DEPTH 600 PLAIN FOAMED SEAL | 161.57
8MF1088-2UB22-0 | SIVACON SICUBE BOTTOM PLATE WIDTH 800 DEPTH 800 PARTED | 106.27
8MF1088-2UD10-0A | SIVACON SICUBE ROOF GALVANISED 2MM WIDTH 800 DEPTH 800 PLAIN WITHOUT SEAL | 82.38
8MF1280-2UT15-0BE2 | SIVACON SICUBE DOOR, GLASS, 1,5MM RAL 7035 LA HEIGHT 2200 WIDTH 800 PLAIN FOAMED SEAL | 668.66
8MF1280-2UT25-1BA2 | SIVACON SICUBE DOOR- HALF, 1,5MM RAL 7035 LA HEIGHT 2200 WIDTH 800 WITH VENTILATION OPENING FOA | 451.91
8MF1280-3BR4 | SIVACON SICUBE CASE HWD 2200X800X1000 R | 2088.69
8MF1280-3BS4 | SIVACON SICUBE CASE HWD 2200X800X1000 | 2719.25
8MF1360-2AM12-0 | SIVACON SICUBE MOUNT. SHEET. INT. HXW 300X600 | 71.57
8MF1370-2HL7 | SIVACON SICUBE CABLE TRENCH HXW 75X100HF (2M) | 103.64
8MF1400-2AM12-0 | SIVACON SICUBE MOUNT. SHEET. INT. HXW 400X100 | 120.72
8MF1408-2HH | SIVACON SICUBE CABLE ORGANISER 40 D800 | 47.94
8MF1420-2AM12-0 | SIVACON SICUBE MOUNT. SHEET. INT. HXW 400X120 | 122.05
8GF9660 | STAB UNIVERSAL TRANSP.EYEBOLTS (1 SET=4 UNITS) | 69.27
8MF1000-2AK03-0 | SIVACON SICUBE M.BOARD SIDE HXB2000X1000 | 267.96
8MF1000-2CA | SIVACON SICUBE KIT_APPOSITION IP40 | 11.8
8MF1000-2CB | SIVACON SICUBE KIT_UPGRADE_IP40_TO_IP55 | 34.26
8MF1004-2UD10-0A | SIVACON SICUBE ROOF GALVANISED 2MM WIDTH 1000 DEPTH 400 PLAIN WITHOUT SEAL | 70.27
8MF1004-3VS4 | SIVACON SICUBE CASE HWD 2000X1000X400 VENT | 2574.75
8MF1006-2VB | SIVACON SICUBE SICUBE TRAY RIM IPX1 B 600 | 92.36
8MF1008-2AF20 | SIVACON SICUBE SHELVE 2MM GALV. WXD 1000X800 | 198.37
8MF1008-2AK13-0 | SIVACON SICUBE M.BOARD SIDE HXB2000X800 PERF. | 245.65
8MF1026-3VS4 | SIVACON SICUBE CASE HWD 2000X1200X600 VENT | 2850.62
8MF1350-2HL6 | SIVACON SICUBE CABLE TRENCH HXW 75X50 (2M) | 60.31
8MF1460-2AM02-0 | SIVACON SICUBE MOUNT. SHEET. INT. HXW 400X600 | 62.93
8MF1806-2AK13-0 | SIVACON SICUBE M.BOARD SIDE HXB1800X600 PERF. | 183.9
A5E02559814 | MAG 5000/6000 TERM.PLATE EX IA IP65 | 490.87
A5E02604272 | CONNECTION BOARD (FOR STAINLESS STEEL TERMINALBOX) | 292.4
8MF1000-2CE | ASSEMBLEY KIT EMV | 93.77
8MF1000-2HB | SIVACON SICUBE MTS EARTHING SCREW | 12.14
8MF1000-3BS4 | SIVACON SICUBE CASE HWD 2000X1000X1000 | 2916.31
8MF1004-2UB42-0 | 8MF1 BASES EMV W10 D04 IP40 | 107.47
8MF1008-2VM | SIVACON SICUBE MULTIFUNCTIONAL BAR L 1800 | 52.8
8MF1020-2AF20 | SIVACON SICUBE SHELVE 2MM GALV. WXD 1200X1000 | 258.79
8MF1024-2UB12-0 | SIVACON SICUBE BOTTOM PLATE WIDTH 1200 DEPTH 400 PLAIN | 115.34
8MF1024-3VR4 | SIVACON SICUBE CASE HWD 2000X1200X400 VENT R | 2509.06
8MF1042-2AS30 | SIVACON SICUBE MOUNTING RACK 50 L425 | 24.81
8MF1060-2CW | SIVACON SICUBE TRANSPORTATION_BRACKET | 82.1
8MF1094-2UD12-0A | 8MF1 ROOF EMV W09 D04 IP40 | 191.79
8MF1096-2UD10-0A | SIVACON SICUBE ROOF GALVANISED 2MM WIDTH 900 DEPTH 600 PLAIN WITHOUT SEAL | 79.88
8MF1105-2AS30 | SIVACON SICUBE MOUNTING RACK 50 L1050 | 41.78
8MF1190-2AM02-0 | SIVACON SICUBE MOUNT. SHEET. INT. HXW 100X900 | 40.23
8MF1204-3VR4 | SIVACON SICUBE CASE HWD 2200X1000X400 VENT R | 2482.79
8MF1206-3BS5 | SIVACON SICUBE CASE HWD 2200X1000X600 | 3047.66
8MF1228-3BS5 | SIVACON SICUBE CASE HWD 2200X1200X800 | 3441.78
8MF1240-2UT14-0CA1 | DOOR RIGHT-HAND H22 W04 EMV | 842.04
8PQ2030-8BA05 | SIVACON S4 MODULE DOOR DEGREE OF PROTECTION IP4X HEIGHT 300MM WIDTH 800MM | 157.03
8WA8361-0AD | PLATES HORIZONTEL. 41..100 PACK WITH 204 PLATES 3 CARDS PER 68 PLATES INSCRIPTION 2MM SIZE. 5X7M | 0.19
8MF1860-2AL03-0 | SIVACON SICUBE M. BOARD BACK HXW 1800X600 | 327.12
8MF1860-2UT25-0BA2 | SIVACON SICUBE DOOR- HALF, 1,5MM RAL 7035 LA HEIGHT 1800 WIDTH 600 PLAIN FOAMED SEAL | 380.96
8MF1880-2UT14-0BE2 | SIVACON SICUBE DOOR, GLASS, 1,5MM RAL 7035 RA HEIGHT 1800 WIDTH 800 PLAIN FOAMED SEAL | 658.12
8MF1890-2AL13-0 | SIVACON SICUBE M. BOARD BACK HXW 1800X900 PERF | 384.88
8MF1890-2UW62-1B | S/R PANEL EMV H18 D09 IP40 | 747.49
8GK9906-0KK23 | ALPHA 630 UNIVERSAL, BASE, BLUE GREEN BASIC BLENDE ABNEHMBAR, H=100, B=600 | 347.34
A5E00694468 | SITRANS F_U_080 SPAREPARTS BATTERY COVER SET | 105.98
A5E00734419 | CD WITH DOCUMENTATION FOR POSITIONERS SERIES 6A, BRAY | 11.02
8PQ2035-6BA06 | SIVACON S4 COVER SENTRON 3K SWITCH 3KL-, 3KA714 3- OR 4-POLE ARRANGEMENT HORIZONTAL HEIGHT 350M | 61.07
8PQ2035-6BA12 | SIVACON S4 MODULE DOOR DEGREE OF PROTECTION IP4X HEIGHT 350MM WIDTH 600MM | 156.1
8PQ2045-8BA02 | SIVACON S4 COVER MODULAR INSTALLATION DEVICES 3 X 35MW HEIGHT 450MM WIDTH 800MM | 90.81
8PQ4000-0BA32 | SIVACON S4 HOLDER VERT.DISTRIBUTION BUSBAR STAGGERED CROSS SECTION UP TO 2X30X10MM CROSS SECTION | 46.55
8WA8361-0BM | PLATES HORIZONTEL. 56..60 PACK WITH 204 PLATES 3 CARDS PER 68 PLATES INSCRIPTION 2MM SIZE. 5X7MM | 0.19
8GK2042-0KM21 | ALPHA 125 UNIVERSAL, WALL DISTR. BOARD, PART.EQUIP. AP-CUBICLE, RAL 7035, IP43, SK 1, H=400 W=600 | 547.85
8WD4440-5BD | SIGNALLING COLUMN REP.-FLASH LIGHT ELEMENT LED YELLOW, 115V AC | 100.66
8WD5320-5BE | BUILT-IN LUMINAIRE, FLASHING INDICATOR INTEG. LED, AC/DC 24V, CLEAR | 173.44
8WH1000-0AK00 | THROUGH-TYPE TERMINALS WITH SCREW CONNECTION CROSS SECTION 16,0 QMM TERMINAL WIDTH 12,0 MM COLOR | 3.31
8WH1000-7AH00 | INSTRUMENT ISOLATING TRENNKLEMME 6MM2 SCREW MOUNTING 2 CONNECTION POINTS GREY | 7.15
8UC7210-1BB-ZA04 | 3K HANDLE 8UC72 IN TI-GREY WITH MASKING PLATE IN LIGHT GREY *** SPECIAL VARIANT *** HANDLE LOCKI | 79.04
8MF1028-2UB42-0 | 8MF1 BASES EMV W12 D08 IP40 | 194.4
8MF1040-2UT14-0BE2 | SIVACON SICUBE DOOR, GLASS, 1,5MM RAL 7035 RA HEIGHT 2000 WIDTH 400 PLAIN FOAMED SEAL | 518.89
8MF1040-2UT25-0BA2 | SIVACON SICUBE DOOR- HALF, 1,5MM RAL 7035 LA HEIGHT 2000 WIDTH 400 PLAIN FOAMED SEAL | 329.73
8MF1096-2UD20-0A | SIVACON SICUBE ROOF GALVANISED 2MM WIDTH 900 DEPTH 600 PERFORATED WITHOUT SEAL | 94.84
8MF1096-2UD30-0A | SIVACON SICUBE ROOF GALVANISED 2MM WIDTH 900 DEPTH 600 WITH VENTILATION OPENING WITHOUT SEAL | 110.47
8MF1098-2UD20-0A | SIVACON SICUBE ROOF GALVANISED 2MM WIDTH 900 DEPTH 800 PERFORATED WITHOUT SEAL | 117.17
8MF1100-2AM02-0 | SIVACON SICUBE MOUNT. SHEET. INT. HXW 100X100 | 46.35
8MF1220-2HL6 | SIVACON SICUBE CABLE TRENCH HXW 50X25 (2M) | 50.86
8MF1220-3BR5 | SIVACON SICUBE CASE HWD 2200X1200X1000 R | 2929.42
8MF1220-3BS5 | SIVACON SICUBE CASE HWD 2200X1200X1000 | 3599.37
8MF1224-2GS30 | SIVACON SICUBE FRAME_GALVANIZED_2,5MM HEIGHT 2200 WIDTH 200 DEPTH 400 | 593.77
8MF1820-2AM12-0 | SIVACON SICUBE MOUNT. SHEET. INT. HXW 800X120 | 243.02
8MF1820-2UW61-1C | SIVACON SICUBE PANEL SIDE/ BACK 1,5MM COATED HEIGHT 1800 WIDTH 1200 0 | 332.35
8MF1824-2GS30 | SIVACON SICUBE FRAME_GALVANIZED_2,5MM HEIGHT 1800 WIDTH 200 DEPTH 400 | 568.82
8MF1840-2UT14-1BA2 | SIVACON SICUBE DOOR, 1,5MM RAL 7035 RA HEIGHT 1800 WIDTH 400 WITH VENTILATION OPENING FOAMED SE | 430.87
8MF1890-2AM12-0 | SIVACON SICUBE MOUNT. SHEET. INT. HXW 800X900 | 181.27
8MF1890-2UT14-0BA2 | SIVACON SICUBE DOOR, 1,5MM RAL 7035 RA HEIGHT 1800 WIDTH 900 PLAIN FOAMED SEAL | 534.68
8MF1890-2UT15-0BE2 | SIVACON SICUBE DOOR, GLASS, 1,5MM RAL 7035 LA HEIGHT 1800 WIDTH 900 PLAIN FOAMED SEAL | 698.87
8MF1890-2UT15-0CA1 | DOOR LEFT-HAND H18 W09 EMV | 951.08
8PQ2030-8BA06 | SIVACON S4 FACHTUER UPGRADE KIT IP55 HEIGHT 300MM WIDTH 800MM | 71.18
8PQ4000-0BA45 | SIVACON S4 JOINTS MBB TO DISTRIBUTION BUSBAR STAGGERED MAIN BUSBAR FRONT CROSS SECTION 30X30MM | 523.07
8PQ4000-0BA60 | SIVACON S4 HOLDER MAIN BUSBAR SYSTEM 4000A | 335.43
8PQ4000-0BA62 | SIVACON S4 BUSBAR CONNECTION SET UP TO 4000A MAIN BUSBAR SYSTEM | 868.71
8PQ4000-0BA75 | SIVACON S4 JOINTS MBB TO DISTRIBUTION BUSBAR STAGGERED MAIN BUSBAR FRONT CROSS SECTION 30X40MM | 603
8WD4240-5AF | ST.-LIGHT ELEMENTS LED,115V AC, BLUE | 91.16
8GK2124-1KK23 | ALPHA 630 UNIVERSAL, WALL-MOUNTED DISTRIBUTION BOARD (EMPTY ENCLOSURE) RAL 7035 IP30 (IP55), SK 1 | 492.25
8GK2124-2KK23 | ALPHA 630 UNIVERSAL, WALL-MOUNTED DISTRIBUTION BOARD (EMPTY ENCLOSURE) RAL 7035 IP30 (IP55), SK 1 | 683.11
8GK2124-3KK23 | ALPHA 630 UNIVERSAL, WALL-MOUNTED DISTRIBUTION BOARD (EMPTY ENCLOSURE) RAL 7035 IP30 (IP55), SK 1 | 721.26
8GK2325-5KK43 | ALPHA 630 UNIVERSAL, FLOOR MOUNTED DISTRIBUTIONBOARD (EMPTY ENCLOSURE) RAL 7035 IP30 (IP55), SK 1 | 1135.14
A5E01143300 | OPERATOR AND CONTROL UNIT FOR POSITIONER 6DR59XX | 2136.88
8WD5320-5DF | BUILT-IN LUMINAIRE, ROTATING BEACON INTEGR. LED, AC/DC 24V, BLUE | 173.44
8WH1000-0AF03 | TERMINAL BLOCK 2,5 MM2 GREEN SCREW MOUNTING 2 CONNECTION POINTS | 1.54
8WH1000-0AG04 | TERMINAL BLOCK 4MM2 ORANGE SCREW MOUNTING 2 CONNECTION POINTS | 1.58
8WH1000-0AJ00 | THROUGH-TYPE TERMINALS WITH SCREW CONNECTION CROSS SECTION 10,0 QMM TERMINAL WIDTH 10,2 MM COLOR | 2.66
A5E01524918 | SIMOTION DRIVE-BASED FRONT COVER SIMOTION CX32-2 | 16.97
A5E31241633 | SPAREPART US1200 TRANSMITTER 3.6V NO BAT US1200 SPAREPART TRANSMITTER FOR US1200 SYSTEMS WITH CUS | 1664.12
A5E31873438 | OPERATING INSTRUCTIONS, GERMAN (EINSCHUBGERAET, ANALYZER MODULES) | 210.67
8GK6713-4KK13 | ALPHA 630 UNIVERSAL, MCCB-ASSEMBLY KIT MOUNTING KIT VL160X + DI BAUSTE H=400MM, B=250MM, FOR CAB | 518.08
8GK6715-2KK23 | ALPHA 630 UNIVERSAL, MCCB-ASSEMBLY KIT 1 X 3VL400 3 + 4 POLE, HORIZONTAL MOUNTING H=200MM B=600M | 419.95
6SL3210-1PE21-4AL0 | SINAMICS G120 POWER MODULE PM240-2 WITH BUILT IN CL. A FILTER WITH BUILT IN BRAKING CHOPPER 3AC3 | 1156.29
6SL3210-5DE17-8UA0 | SINAMICS V70 INPUT: 3AC 380-480V -15%/+10% 6.6A 45-66HZ OUTPUT:0-INPUT V 5.3A 0-330HZ PROTECTIO | 1369.23
6SL3210-5DE21-8UA0 | SINAMICS V70 INPUT: 3AC 380-480V -15%/+10% 16.5A 45-66HZ OUTPUT:0-INPUT V 13.2A 0-330HZ PROTECT | 2909.56
6SL3211-1PB13-8UL0 | SINAMICS G120 POWER MODULE PM240-2 WITHOUT FILTER WITH BUILT IN BRAKING CHOPPER 1/3AC200-240V +1 | 739.16
8PQ2060-6BA04 | SIVACON S4 COVER MODULAR INSTALLATION DEVICES 3 X 24MW HEIGHT 600MM WIDTH 600MM | 73.14
6SL3517-1BE12-3AM0 | SINAMICS G110M POWER MODULE PM240M WITH BUILT IN CL. A FILTER PROTECTION IP65 3AC380-480V +10/-1 | 755.4
6SL3730-6TE41-7BU3 | SINAMICS S120 CABINET MODULE SMART LINE MODULE WITH CIM 3AC 380-480V, 50/60HZ OUTPUT: DC 510 - 6 | 52050.8
6SL3760-0AF00-0AA0 | SPARE PART FOR SINAMICS S120 TRANSFORMATOR 230V 10KW INPUT: 3AC 660-690V, 50/60HZ | 7312.81
7ME3960-0SM41 | MOUNTING STRAP FOR PIPE DIAMETER TO DN21300 (ORDER 2 FOR EACH PIPE INSTALLATION) (LEGACY PART NR | 720.91
6SL3540-6DF71-0RA2 | DISTRIBUTED SERVO-DRIVE SINAMICS S120M AH48, M(0)=1,3NM, N(N)=3000 RPM, INPUT: DC 600V ABSOLUTE | 4021.78
6SL3562-6DF71-0RG2 | DISTRIBUTED SERVO-DRIVE SINAMICS S120M AH63, M(0)=5NM, N(N)=3000 RPM, INPUT: DC 600V ABSOLUTE E | 4534.66
6SL3700-0LE36-3AU3 | SINAMICS S120 CABINET MODULE LINE CONNECTION MODULE 3AC 380-480V, 50/60HZ RATED CURRENT: 600 A C | 12988.98
8PQ2197-0BA03 | SIKUS/SIVACON FIELD DOOR CLOSED DEGREE OF PROTECTION IP40 HINGES ON LEFT SIDE TWO-WAY HEIGHT 1 | 327.05
8PQ2197-2BA11 | SIVACON S4 DOUBLE SECTION DOOR DEGREE OF PROTECTION IP4X BLANK DOUBLE BIT KEY HEIGHT 1975MM WI | 718.2
8PQ2197-6BA03 | SIVACON S4 CUBICLE DOOR BLANK DEGREE OF PROTECTION IP55 HINGE LEFT DOUBLE BIT KEY HEIGHT 1975M | 503.58
6SL3200-0SF24-0AA0 | SINAMICS G120P EXTERNAL REPLACEMENT FAN FOR PM230 IP55 / UL TYPE12 FSD AND FSE | 1336.78
7MF1572-8AD | PROTECTION CAP FOR SITRANS LH100 | 113.95
7MF5987-1BR | DISPLAY FOR SITRANS P500 INCLUDING FASTENING PARTS | 441.63
8PQ2197-8BA08 | SIVACON S4 CUBICLE DOOR WITH TRANSPARENT DEGREE OF PROTECTION UP TO IP55 HINGE RIGHT TURNING LE | 895.67
8PQ2300-4BA20 | SIVACON S4 BOTTOM PLATE DEGREE OF PROTECTION IP4X WITH CABLE ENTRY WIDTH 850MM DEPTH 400MM | 94.79
8PQ2306-8BA04 | SIVACON S4 TOP PLATE UPGRADE KIT IPX1 WIDTH 600MM DEPTH 800MM | 131.02
8PQ2308-6BA04 | SIVACON S4 TOP PLATE UPGRADE KIT IPX1 WIDTH 800MM DEPTH 600MM | 153.32
8PQ3000-0BA54 | SIVACON S4 SEPARATION MAIN BUSBAR SYSTEM SHAPE2B MAIN BUSBAR FRONT WIDTH 800MM DEPTH 600MM | 122.67
8PQ3000-0BA78 | SIVACON S4 SEPARATION MAIN BUSBAR SYSTEM SHAPE2B MAIN BUSBAR VARIABLE WIDTH 400MM DEPTH 800MM | 155.16
7KG6101-2JK10 | SIMEAS TRANSDUCER (G)MUU FOR ALTERNATING VOLTAGE IN HOUSING, FOR SNAPPING ON MOUNTING RAIL RATED | 521.57
7KG6106-2JM11-0B | SIMEAS TRANSDUCER (G)MUU FOR ALTERNATING VOLTAGE IN HOUSING, FOR SNAPPING ON MOUNTING RAIL RATED | 1408.69
8PQ3000-1BA36 | SIVACON S4 SUPPORTING STRUCTURE INSIDE FUNCTIONAL COMPARTMENT WITHOUT MAIN BUSBAR SYSTEM ASSEMBL | 106.85
8PQ3000-1BA85 | SIKUS/SIVACON TOUCH GUARD SPACING RACK AND ASSEMBLY KITS SYSTEM 8GK DEGREE OF PROTECTION IP30, I | 236.93
8PQ3000-2BA75 | SIVACON S4 SEPARATION MAIN BUSBAR SYSTEM SHAPE2B MAIN BUSBAR FRONT A. BEHIND WIDTH 350MM DEPTH | 125.44
7KG6111-2CK10 | SIMEAS TRANSDUCER (G)MUI FOR ALTERNATING CURRENT IN HOUSING, FOR SNAPPING ON MOUNTING RAIL RATED | 521.57
7KG6113-2AM17-0B | SIMEAS TRANSDUCER (G)MUI FOR ALTERNATING CURRENT IN HOUSING, FOR SNAPPING ON MOUNTING RAIL RATED | 1408.69
7KG6131-1UN27 | SIMEAS-T TRANSDUCER FOR DC-VOLTAGE AND CURRENT & ISOLATING AMPLIFIERS INPUT VOLTAGE: -300V TO 30 | 2091.11
8MF1024-2AF20 | SIVACON SICUBE SHELVE 2MM GALV. WXD 1200X400 | 181.27
8MF1090-2UT15-0BA2 | SIVACON SICUBE DOOR, 1,5MM RAL 7035 LA HEIGHT 2000 WIDTH 900 PLAIN FOAMED SEAL | 547.79
8MF1090-2UT15-0CA1 | DOOR LEFT-HAND H20 W09 EMV | 990.49
8MF1094-2AF20 | SIVACON SICUBE SHELVE 2MM GALV. WXD 900X400 | 123.51
8MF1094-2GS30 | SIVACON SICUBE FRAME_GALVANIZED_2,5MM HEIGHT 2000 WIDTH 900 DEPTH 400 | 549.1
8MF1200-2UW60-1C | SIVACON SICUBE PANEL SIDE/ BACK 1,5MM COATED HEIGHT 2200 WIDTH 1000 0 | 374.38
8MF1200-3BR4 | SIVACON SICUBE CASE HWD 2200X1000X1000 R | 2653.58
8MF1200-3VS4 | SIVACON SICUBE CASE HWD 2200X1000X1000 VENT | 3362.93
8MF1204-3BR4 | SIVACON SICUBE CASE HWD 2200X1000X400 R | 2469.63
8MF1240-2UW62-1B | S/R PANEL EMV H22 D04 IP40 | 675.22
8MF1250-2UT14-0CA1 | DOOR RIGHT-HAND H22 W05 EMV | 893.25
8MF1250-2UT15-0CA1 | DOOR LEFT-HAND H22 W05 EMV | 901.14
8MF1260-2AM02-0 | SIVACON SICUBE MOUNT. SHEET. INT. HXW 200X600 | 41.13
8MF1860-2UW60-1C | SIVACON SICUBE PANEL SIDE/ BACK 1,5MM COATED HEIGHT 1800 WIDTH 600 0 | 194.4
8MF1860-2UW61-1C | SIVACON SICUBE PANEL SIDE/ BACK 1,5MM COATED HEIGHT 1800 WIDTH 600 0 | 214.11
8MF1870-2UT25-0CA1 | DOOR HALVES LEFT H18 W045 EMV | 768.49
8MF1880-2AA02-0 | SIVACON SICUBE MOUNT. SHEET OUTS. HXW 800800 | 132.68
8GK9920-0KK28 | ALPHA 630 UNIVERSAL SUPPORT F. RAIL FOR MOUNTING TERMINAL STRIP VERTICALLY IN CABLE SPACE | 169.36
8GK9920-0KK32 | ALPHA 630 UNIVERSAL, EMERGENCY KIT COMPRISES SCREWS, NUTS AND SEALING PLUGS IN DIFFERENT SIZES | 45.54
8WA8361-0BP | PLATES HORIZONTEL. 66..70 PACK WITH 204 PLATES 3 CARDS PER 68 PLATES INSCRIPTION 2MM SIZE. 5X7MM | 0.19
8WA8361-0BQ | PLATES HORIZONTEL. 71..75 PACK WITH 204 PLATES 3 CARDS PER 68 PLATES INSCRIPTION 2MM SIZE. 5X7MM | 0.19
8WD4420-5DF | SIGNALLING COLUMN ROTATING-BEACON BLUE, 24V AC/DC | 102.56
FDK:083F3052 | MAG ACCESSORY 150M CABLE | 846.56
FDK:083F3057 | MAG ACCESSORY 200M CABLE SPEC. | 1862.79
8GK6400-2KK30 | ALPHA 630 UNIVERSAL, SWITCH DISCONNECTORS MOUNT.KIT F.3KA711/3KL711 GR.1 3/4POLIG H=200MM B=900MM | 612.27
8GK6707-2KK33 | ALPHA 630 UNIVERSAL, MCCB-ASSEMBLY KIT 1 X 3VL400 3 + 4 POLE, HORIZONTAL MOUNTING H=200MM B=900M | 492.57
8GK9125-8KK12 | ALPHA 630 UNIVERSAL, INTERMEDIATE UPRIGHT FOR ENCLOSURE H=1800MM, B=900MM | 312.03
8GK9126-0KK00 | ALPHA 630 UNIVERSAL HANDLE BRACKET A. HINGED FRAME 1600MM | 382.67
8GK9126-8KK00 | CONNECTING KIT FOR ALPHA 630 UNIVERSAL, IP43, H=1600 | 253.15
A5E32527731 | MANOMETER, STEEL (3 PIECES) | 195.83
A5E00305921 | VALVE, SINGLE ACTING, SEALS AND SCREWS TIG (1 SET = 96 PCS) | 43082.62
A5E32910813 | KIT DN50 DIN11864-3 FORM A TANK CONNECTION,CLAMP, EPDM SEAL CLASS II | 223.33
A5E32910814 | KIT DN80 DIN11864-3 FORM A TANK CONNECTION,CLAMP,EPDM SEAL CLASS II | 305.76
A5E32910817 | KIT DN80 DIN11864-3 FORM A TANK CONNECTION,CLAMP, FKM SEAL CLASS I | 323.03
FDK:083G2165 | ACC.BAG MAG 1100 FOOD DN100 DIN | 1366.47
FDK:083G2190 | ACC.BAG MAG 1100 FOOD DN33.7 ISO | 540.79
FDK:083G2192 | ACC.BAG MAG 1100 FOOD DN51 ISO | 663.28
FDK:083G2195 | ACC.BAG MAG 1100 FOOD DN101.6 ISO | 1147.79
FDK:083N8186 | MAG 3100 E FLANGE 600MM PN6 AISI 316 | 3646.65
FDK:083N8291 | MAG 3100 E FLANGE 80MM CLASS 150 | 499.95
FDK:083N8306 | MAG 3100 C FLANGE 900MM PN6, AISI 304 | 1142.35
FDK:083N8307 | MAG 3100 C FLANGE 900MM PN10 & 16 | 1142.35
8PQ5000-1BA74 | SIVACON S4 SEPARATION 3WL SHAPE3 SWITCH 3WL SIZE 3 3- OR 4-POLE FIXED MOUNTED, WITHDRAWABLE HE | 54.55
8PQ5000-2BA30 | SIVACON S4 SEPARATION VERTICAL BESIDES FORM3 UP TO 250A HEIGHT 200MM | 42.28
A5E03588171 | LR250 THREADED PVDF ANTENNA VERSION ENCLOSURE WITH BOARD STACK, M20 CABLE INLET, APPROVAL OPTION | 2824.92
6SL3720-1TE28-5AU3 | SINAMICS S120 CABINET MODULE BOOKSIZE CABINET KIT SINGLE MOTOR MODULE INPUT: DC 510 - 720V OUTPU | 11185.38
6SL3720-1TG32-2AU3 | SINAMICS S120 CABINET MODULE SINGLE MOTOR MODULE WITH CIM NEMA DESIGN INPUT: DC 675 - 1035V OUTP | 26420.92
7MH5108-4GD00 | SIWAREX WL 270 LOAD CELL CP-S SA 2T C3 - RATED LOAD 2T - ACCURACY CLASS C3 ACCORDING TO OIML R | 731.96
8GK9507-3KK20 | TRANSP. DOOR W. MASKING FRAME FOR FM, SINGLE VERSION, HEIGHT=400MM, WIDTH=600MM | 814.41
8GK9515-3KK20 | ALPHA 125 UNIVERSAL, DOOR IP43, SHEET METAL RAL 7035, H=400, W=600 | 200.17
7MH5118-2PD00 | SIWAREX WL260 LOAD CELL SP-S SC 50KG C3 - RATED LOAD 50KG - ACCURACY CLASS C3 ACC. TO OIML R60 | 730.63
7MH5707-4PC00 | SIWAREX WL230 ELASTOMER BEARING SB-S SA 5 T - NOMINAL LOAD 5 T - MATERIAL: NEOPRENE, | 358.07
8GK9620-1KK20 | ALPHA 630 UNIVERSAL, FRONT COVER WITHOUT CUTS H=50MM B=600MM | 75.75
8GK9622-1KK30 | ALPHA 630 UNIVERSAL, FRONT COVER WITHOUT CUTS H=150MM B=900MM | 217.83
8PQ2000-8BA01 | SIVACON S4 COVER FRAME ASSEMBLY HEIGHT 1800MM SWIVELING WIDTH 800MM | 321.48
8PQ2005-6BA03 | SIVACON S4 UPGRADE KIT IP55 HEIGHT 50MM WIDTH 600MM | 55.75
8PQ2010-6BA02 | SIVACON S4 COVER VENTILATED HEIGHT 100MM WIDTH 600MM | 53.61
8PQ1200-4BA16 | SIVACON S4 CUBICLE HEIGHT 2000MM WIDTH 850MM DEPTH 400MM | 539.81
8WA8347-2AH | PLATES VERTICAL: PE PACK WITH 136 PLATES 2 CARDS PER 68 PLATES INSCRIPTION 2MM SIZE. 5X7MM, | 0.19
8WA8360-0AB | PLATES VERTICAL. 1..20 PACK WITH 204 PLATES 3 CARDS PER 68 PLATES INSCRIPTION 2MM SIZE. 5X7MM, | 0.19
8PQ1206-4BA01 | SIVACON S4 CUBICLE HEIGHT 2000MM WIDTH 600MM DEPTH 400MM | 457.14
8GB5036-4KM | SIMBOX XL - HOLLOW WALL 3 ROWS - 3 X 12 MW (14 MW) SAFETY CLASS II | 195.37
8PQ2015-8BA02 | SIVACON S4 COVER BLANK HEIGHT 150MM WIDTH 800MM | 59.84
8GF7374 | STAB UNIVERSAL INSIDE DOOR, H=1800MM W=900MM | 981.2
8MF1060-2UT34-0BA2 | 8MF1 COMPARTMENT DOORS H10 W06 | 283.75
8MF1064-2UB42-0 | 8MF1 BASES EMV W06 D04 IP40 | 76.84
8MF1080-2UT25-0BA2 | SIVACON SICUBE DOOR- HALF, 1,5MM RAL 7035 LA HEIGHT 2000 WIDTH 800 PLAIN FOAMED SEAL | 419.07
8MF1084-2UB22-0 | SIVACON SICUBE BOTTOM PLATE WIDTH 800 DEPTH 400 PARTED | 55.15
8MF1088-3BR5 | SIVACON SICUBE CASE HWD 2000X800X800 R | 2128.09
8MF1090-2AL13-0 | SIVACON SICUBE M. BOARD BACK HXW 2000X900 PERF | 403.29
8MF1260-2UW60-1C | SIVACON SICUBE PANEL SIDE/ BACK 1,5MM COATED HEIGHT 2200 WIDTH 600 0 | 232.52
8MF1270-2UT15-0BE2 | SIVACON SICUBE DOOR, GLASS, 1,5MM RAL 7035 LA HEIGHT 2200 WIDTH 450 PLAIN FOAMED SEAL | 576.7
8MF1286-3VR4 | SIVACON SICUBE CASE HWD 2200X800X600 VENT R | 1957.32
8MF1290-2AM02-0 | SIVACON SICUBE MOUNT. SHEET. INT. HXW 200X900 | 63.17
8MF1301-2HH | SIVACON SICUBE CABLE ORGANISER 30 D1000 | 30.34
8MF1360-2AM02-0 | SIVACON SICUBE MOUNT. SHEET. INT. HXW 300X600 | 58.33
8MF1700-2AN30 | SIVACON SICUBE 19" RACK H1800 | 135.29
8MF1806-2GS30 | SIVACON SICUBE FRAME_GALVANIZED_2,5MM HEIGHT 1800 WIDTH 000 DEPTH 600 | 584.56
8GF9643 | STAB/SIKUS UNIVERSAL CAPTIVE NUT M6 (SET W. 100 UNITS) | 219.8
A5E02559815 | MAG 5000/6000 TERM.PLATE & CLEANING IP65 | 350.24
8MF1000-2HA | EARTHQUAKE GUARDING KIT | 735.66
8MF1000-2HE | EARTHQUAKE KIT SWING FRAME | 101.41
8MF1000-2VS | 8MF1 SCREW M6X12 | 35.59
8MF1000-3BS5 | SIVACON SICUBE CASE HWD 2000X1000X1000 | 3244.7
8MF1008-2VB | SIVACON SICUBE SICUBE TRAY RIM IPX1 B 800 | 100.77
8MF1008-3VS4 | SIVACON SICUBE CASE HWD 2000X1000X800 VENT | 2916.31
8MF1024-2UB32-0 | SIVACON SICUBE BOTTOM PLATE WIDTH 1200 DEPTH 400 CABLE INLET | 155
8MF1026-2VH | SIVACON SICUBE TRAY IPX1 HEIGHT 1200 DEPTH 600 | 187.84
8MF1040-2UT25-0BE2 | SIVACON SICUBE DOOR- HALF, GLASS, 1,5MM RAL 70 HEIGHT 2000 WIDTH 400 PLAIN FOAMED SEAL | 424.31
8MF1050-2UT25-0CA1 | DOOR HALVES LEFT H20 W05 EMV | 834.18
8MF1060-2HD1 | GROUNDING BARS 30X5, W06 | 71.99
8MF1094-2UD10-0A | SIVACON SICUBE ROOF GALVANISED 2MM WIDTH 900 DEPTH 400 PLAIN WITHOUT SEAL | 59.51
8MF1096-2AF20 | SIVACON SICUBE SHELVE 2MM GALV. WXD 900X600 | 203.61
8MF1160-2AM02-0 | SIVACON SICUBE MOUNT. SHEET. INT. HXW 100X600 | 28.38
8MF1195-2AS30 | SIVACON SICUBE MOUNTING RACK 50 L1950 | 65.69
8MF1204-3BS4 | SIVACON SICUBE CASE HWD 2200X1000X400 | 2732.34
8MF1206-3BS4 | SIVACON SICUBE CASE HWD 2200X1000X600 | 2837.48
8MF1215-2AS30 | SIVACON SICUBE MOUNTING RACK 50 L2150 | 68.04
8MF1224-3VR4 | SIVACON SICUBE CASE HWD 2200X1200X400 VENT R | 2561.61
8MF1230-2UT14-1BA2 | SIVACON SICUBE DOOR, 1,5MM RAL 7035 RA HEIGHT 2200 WIDTH 300 WITH VENTILATION OPENING FOAMED SE | 425.61
8WA8360-0BS | PLATES VERTICAL. 81..85 PACK WITH 204 PLATES 3 CARDS PER 68 PLATES INSCRIPTION 2MM SIZE. 5X7MM, | 0.19
8WA8361-0BC | PLATES HORIZONTEL. 11.15 PACK WITH 204 PLATES 3 CARDS PER 68 PLATES INSCRIPTION 2MM SIZE. 5X7MM, | 0.19
8MF1850-2UT14-0BE2 | SIVACON SICUBE DOOR, GLASS, 1,5MM RAL 7035 RA HEIGHT 1800 WIDTH 500 PLAIN FOAMED SEAL | 549.1
8MF1860-2UT14-0CA1 | DOOR RIGHT-HAND H18 W06 EMV | 870.93
8MF1860-2UT34-0BA2 | 8MF1 COMPARTMENT DOORS H08 W06 | 250.91
8MF1880-2GS30 | SIVACON SICUBE FRAME_GALVANIZED_2,5MM HEIGHT 1800 WIDTH 800 DEPTH 000 | 600.35
8MF1880-2UT25-0CA1 | DOOR HALVES LEFT H18 W08 EMV | 849.93
8GK9913-2KK10 | ALPHA 400 METER SUPPORT PLATE H=300MM, W=250MM DESIGN F. NORWAY | 297.73
A5E00873496 | DISPLAY FOR FUS080 | 204.66
8PQ2035-6BA10 | SIVACON S4 COVER SENTRON 3K SWITCH 3KL5 UP TO 400A 3- OR 4-POLE ARRANGEMENT VERTICAL HEIGHT 350 | 62.35
8PQ2035-8BA01 | SIVACON S4 COVER BLANK HEIGHT 350MM WIDTH 800MM | 81.96
8PQ4000-0BA01 | SIVACON S4 SEPARATION DISTRIBUTION BUSBAR FORM2B WITH MAIN BUSBAR SYSTEM WIDTH 400MM DEPTH 800M | 432.98
8WD4250-5AC | ST.-LIGHT ELEMENTS LED,230V AC, GREEN | 91.16
8GK2042-2KL21 | ALPHA 125 UNIVERSAL, WALL DISTR. BOARD, PART.EQUIP. AP-CUBICLE, RAL 7035, IP43, SK 1, H=800 W=600 | 621.29
8WD4440-5BF | SIGNALLING COLUMN REP.-FLASH LIGHT ELEMENT LED BLUE, 115V AC | 100.66
8WH1000-6LG00 | DIODE TERMINALS WITH SCREW CONNECTION CROSS SECTION 4,0 QMM TERMINAL WIDTH 6,2 MM COLOR GREY FO | 5.33
8WH9060-5BA06 | WARNING COVERS FOR CROSS SECTION 2,5 QMM FOR TERMINAL WIDTH 5,2 MM MOTIV FLASH COLOR YELLOW | 0.08
8GK6352-2KK13 | ALPHA 630 UNIVERSAL, MOUNTING KIT MODULAR INSTALLATION DEVICES, 1 200MM TIER CENTERLINE SPACING | 187.4
A5E31930383 | OPERATING INSTRUCTIONS, GERMAN (WANDGERAET, ANALYZER MODULES) | 210.67
8GK6711-6KK13 | ALPHA 630 UNIVERSAL, MCCB-ASSEMBLY KIT 1 X 3VL630 3 + 4 POLE H=600MM, B=250MM, FOR CABLE ROOM | 467.05
8GK6712-4KK13 | ALPHA 630 UNIVERSAL, MOUNTING KIT VL160-VL250 + DI MODUL H=400MM, B=250MM, FOR CABLE ROOM | 518.08
8GK6754-2KK23 | ALPHA 630 UNIVERSAL MCCB-ASSEMBLY KIT 1 X 3VT2 3 + 4 POLE H=200MM W=600MM HORIZONTAL MOUNTING | 298.29
8GK9122-6KK01 | ALPHA 630 UNIVERSAL, SIDE PANEL CLOSED, IP43, BLUE GREEN BASIC H=1000, T=250, 1 SET | 449.4
FDK:083F4165 | IP67 ADAPTER FOR VERIFICATOR | 3449.91
FDK:083G2109 | ACC.BAG MAG 1100 FOOD DN25 ISO | 349.34
FDK:083G2160 | ACC.BAG MAG 1100 FOOD DN32 DIN | 561.64
FDK:083G3261 | ACC. MAG 1100 DN40 GROUNDING RING C22 | 304.87
FDK:083N8163 | MAG 3100 E FLANGE 400MM PN25 AISI 316 | 2018.86
FDK:083N8176 | MAG 3100 E FLANGE, 450MM, AS2129, TABLE E AISI 316 | 2385.42
FDK:083N8312 | MAG 3100 C FLANGE 1200MM PN6 AISI 304 | 2269.28
FDK:083N8394 | MAG 3100 C FLANGE 42 INCH / 1000MM AWWA AISI 304 | 1518.91
FDK:521H1189 | LITERATURE - SFIDKPS023C102 ISSUER OF LITERATURE : SIEMENS FLOW INSTRUMENTS A/S DENMARK LITERATUR | 7.6
8GK6726-4KK13 | ALPHA 630 UNIVERSAL, MCCB-ASSEMBLY KIT 1 X 3VL160/3VL250 + DI 3 + 4 POLE H=400MM B=300MM, VERTI | 726.09
8GK6750-4KK13 | ALPHA 630 UNIVERSAL MCCB-ASSEMBLY KIT 1 X 3VT1 3 + 4 POLE H=400MM W=250MM FOR CABLE ROOM | 419.95
FDK:083F5033 | 42TE BACK PANEL | 237.72
FDK:083G0116 | ACC.MAG 1100 GASKET-GRAPHITE 200C DN6/10 - CONDUCTIVE,CAN ALSO BE USED AS GROUNDING- RING | 72.59
FDK:083G0687 | ACC. MAG 1100 DN15 GROUND RING AISI316 | 103.43
FDK:083G0689 | ACC. MAG 1100 DN25 GROUND RING AISI316 | 119.77
FDK:083N8072 | 380&3100 C FL 150MM PN6 | 173.3
FDK:083N8079 | MAG 3100 C FLANGE 250MM PN40 & 300LB | 258.59
FDK:083N8082 | MAG 3100 TYPE C FL. 300MM PN40 & 300LB | 293.97
FDK:083N8106 | MAG 3100 TYPE C FLANGE 450MM 300LB | 459.12
FDK:085B1373 | COAXIAL CABLE 15M (100GRD, 75OHM), WITHOUT CONNECTOR | 91.7
A5E02904544 | GREASE FOR ACOUSTIC COUPLING | 388.07
A5E03354392 | BATTERY BACK UP FOR MAINS POWER SUPPLY 1 PC D-CELL (3.6 V, 16.5 AH). | 172.18
A5E31805656 | QUICK START GUIDE, ENGLISH | 210.67
1FK7024-5AK71-1VG0-ZS79 | SIMOTICS S-1FK7 SYNCHRON-SERVO-MOTOR 1FK7 COMPACT; NATURAL COOLING NN=6000U/MIN; UZK=600V; DESI | 2275.95
5TG5535-5NS | IRIS COVER PLATE FOR TAE OUTLET BOX A. LOUDSPEAKER OUTLET BOX NEPTUNE STEEL | 23.74
5TG5535-5WH | IRIS COVER PLATE FOR TAE OUTLET BOX A. LOUDSPEAKER OUTLET BOX POLAR WHITE | 18.67
5TG5536-2BE | IRIS LED LIGHT COVER BEIGE | 8.23
5TG5536-2MA | IRIS LED LIGHT COVER MERCURY ALUMINIUM | 10.97
5TG5536-2NS | IRIS LED LIGHT COVER NEPTUNE STEEL | 11.09
5TG5536-2WH | IRIS LED LIGHT COVER POLAR WHITE | 8.23
5TG5545-4AC | MEGA DELTA DIMMERS ABDECKPLATE ANTHRACITE COSSO | 15.25
5TG5930-2WH | IRIS WATER SENSOR POLAR WHITE | 461.07
5TG5930-3MA | IRIS GAS SENSOR MERCURY ALUMINIUM | 493.77
5TG5930-3NS | IRIS GAS SENSOR NEPTUNE STEEL | 493.77
5TG5930-3WH | IRIS GAS SENSOR POLAR WHITE | 445.23
1FL6022-2AF21-1AB1 | SIMOTICS S-1FL6 SUPPLY VOLTAGE 230V 3AC PN=0,05KW;NN=3000RPM M0=0,16NM;MN=0,16NM SHAFT HEIGHT 20 | 518.36
1FL6022-2AF21-1AG1 | SIMOTICS S-1FL6 SUPPLY VOLTAGE 230V 3AC PN=0,05KW;NN=3000RPM M0=0,16NM;MN=0,16NM SHAFT HEIGHT 20 | 356.14
1FL6022-2AF21-1AH1 | SIMOTICS S-1FL6 SUPPLY VOLTAGE 230V 3AC PN=0,05KW;NN=3000RPM M0=0,16NM;MN=0,16NM SHAFT HEIGHT 20 | 518.36
1FL6024-2AF21-1AA1 | SIMOTICS S-1FL6 SUPPLY VOLTAGE 230V 3AC PN=0,1KW;NN=3000RPM M0=0,32NM;MN=0,32NM SHAFT HEIGHT 20M | 365.69
1FL6042-2AF21-1AB1 | SIMOTICS S-1FL6 SUPPLY VOLTAGE 230V 3AC PN=0,75KW;NN=3000RPM M0=2,39NM;MN=2,39NM SHAFT HEIGHT 40 | 713.92
1FL6042-2AF21-1AG1 | SIMOTICS S-1FL6 SUPPLY VOLTAGE 230V 3AC PN=0,75KW;NN=3000RPM M0=2,39NM;MN=2,39NM SHAFT HEIGHT 40 | 486.53
1FL6042-2AF21-1AH1 | SIMOTICS S-1FL6 SUPPLY VOLTAGE 230V 3AC PN=0,75KW;NN=3000RPM M0=2,39NM;MN=2,39NM SHAFT HEIGHT 40 | 713.92
1FL6044-2AF21-1AA1 | SIMOTICS S-1FL6 SUPPLY VOLTAGE 230V 3AC PN=1KW;NN=3000RPM M0=3,18NM;MN=3,18NM SHAFT HEIGHT 40MM | 535.84
1FL6044-2AF21-1AB1 | SIMOTICS S-1FL6 SUPPLY VOLTAGE 230V 3AC PN=1KW;NN=3000RPM M0=3,18NM;MN=3,18NM SHAFT HEIGHT 40MM | 761.59
1FK7024-5AK71-1LB3 | SIMOTICS S SYNCHRONOUS SERVOMOTOR 1FK7 COMPACT, 1,1 NM, 100 K, 6000 RPM, 0,50 KW NATURAL COOLING | 2998.12
1FK7024-5AK71-1LG2 | SIMOTICS S SYNCHRONOUS SERVOMOTOR 1FK7 COMPACT, 1,1 NM, 100 K, 6000 RPM, 0,50 KW NATURAL COOLING | 2698.93
1FK7086-4SF71-1CG0 | SIMOTICS S SYNCHRONOUS SERVOMOTOR 1FK7 HIGH DYNAMIC, 38 NM, 100 K, 3000 RPM, 7,50KW FORCED VENTI | 5724.58
1FT7108-9AC71-1ZG1-ZH1AL13P2A | SIMOTICS S SYNCHRONOUS MOTOR 1FT7, 70 NM (100K), 2000 RPM, 10,47KW NATURAL AIR COOLING; FRAME SI | 10700.1
1FT7108-9AC71-1ZG1-ZH1AL13P3A | SIMOTICS S SYNCHRONOUS MOTOR 1FT7, 70 NM (100K), 2000 RPM, 10,47KW NATURAL AIR COOLING; FRAME SI | 10083.93
A5E31930478 | OPERATING MANUAL, ENGLISH (LOCAL USER INTERFACE) | 232.06
8GK6710-3KK23 | ALPHA 630 UNIVERSAL, MCCB-ASSEMBLY KIT 1 X 3VL160X+DI, H300/B600, FOR DI-MODUL ON THE SIDE VERTI | 427.81
8GK6711-6KK33 | ALPHA 630 UNIVERSAL, MCCB-ASSEMBLY KIT 5 X 3VL160/250, 3 + 4 POLE 3 + 4 POLE, VERTICAL MOUNTING | 879.17
8GK9120-0KK11 | HINGE FOR FRONT COVER | 9.71
8GK9122-8KK05 | ALPHA 630 UNIVERSAL, SIDE PANEL, IP55, CLOSED, RAL 7035 H=2000, T=250, 1 SET | 604.41
A5E32968829 | SITRANS LG200 SINGLE ROD RIGID PROBES 7ML13031AXX11AB0,C12, XX=INGOLD,Y01=200CM FURTHER DETAILS | 1355.97
FDK:083G2117 | ACC.BAG MAG 1100 FOOD DN15 ISO/DIN | 304.87
FDK:083G2162 | ACC.BAG MAG 1100 FOOD DN50 DIN | 695.03
FDK:083G3121 | ACCESSORIES FOR MAG 1100 EPDM GASKET SET FOR DN40 2 X EPDM-GASKETS 2 X EARTHING WIRES 3 X M6 SCR | 65.33
FDK:083H4277 | MASS3000 ADAPTOR FOR MASS6000 SENSORPROM | 26.6
FDK:083N8160 | MAG 3100 E FLANGE 400MM PN6 AISI 316 | 1985.28
FDK:083N8165 | E FL ASSY 400MM 150LB | 2018.86
FDK:083N8373 | MAG 3100 C FLANGE 800MM AS2129 E AISI 304 | 933.67
FDK:085U0235 | USM II, PROFIBUS DP MODUL BOSCH | 430.99
A5E31729920 | 7MH7126-XGB2,X=GALVANIZED MILLTRONICS MLC BELT SCALE GALVANIZED MILD STEEL CONSTRUCTION BELT WID | 8292.18
A5E31809824 | QUICK START GUIDE, RUSSIAN | 210.67
1FK7063-5AF75-1SU5-ZS66 | SIMOTICS S-1FK7 SYNCHRON-SERVO-MOTOR 1FK7 COMPACT; NATURAL COOLING NN=3000U/MIN; UZK=600V; BAK- | 3427.53
5TG5535-6MA | IRIS COVER PLATE WITH INSCRIPTION LABEL FOR SUPPORT PLATES MODULAR JACK PLUG-IN CONNECTOR | 102.44
5TG5535-6WH | IRIS COVER PLATE WITH INSCRIPTION LABEL FOR SUPPORT PLATES MODULAR JACK PLUG-IN CONNECTOR | 46.63
5TG5536-0DG | IRIS COVER PLATE FOR TELEPHONE SOCKET 2FOLD WITH SCREWS ODYSSEY GOLD | 14.76
5TG5536-0NS | IRIS COVER PLATE FOR TELEPHONE SOCKET 2FOLD WITH SCREWS NEPTUNE STEEL | 14.76
5TG5545-4FA | MEGA DELTA DIMMERS ABDECKPLATE FUSION ALUMINIUM | 15.25
5TG5545-4PA | MEGA DELTA DIMMERS ABDECKPLATE PRUSIA ALUMINIUM | 15.25
5TG5930-1WH | IRIS COVER ROOM TEMPER. CONTROLLER FLOOR HEATING DIRECTLY POLAR WHITE | 520.14
5TG5930-2NS | IRIS INSTABUS EIB NEPTUNE STEEL | 516.98
5TG5930-5DG | IRIS REMOVABLE EMERGENCY LIGHTING WITH COVER , 3 HOURS WITH METALLIC GRID ODYSSEY GOLD | 288.03
5TG5930-5NS | IRIS REMOVABLE EMERGENCY LIGHTING WITH COVER , 3 HOURS WITH METALLIC GRID NEPTUNE STEEL | 288.03
1FL6024-2AF21-1AG1 | SIMOTICS S-1FL6 SUPPLY VOLTAGE 230V 3AC PN=0,1KW;NN=3000RPM M0=0,32NM;MN=0,32NM SHAFT HEIGHT 20M | 365.69
1FL6032-2AF21-1AA1 | SIMOTICS S-1FL6 SUPPLY VOLTAGE 230V 3AC PN=0,2KW;NN=3000RPM M0=0,64NM;MN=0,64NM SHAFT HEIGHT 30M | 373.61
1FL6034-2AF21-1AB1 | SIMOTICS S-1FL6 SUPPLY VOLTAGE 230V 3AC PN=0,4KW;NN=3000RPM M0=1,27NM;MN=1,27NM SHAFT HEIGHT 30M | 599.42
1FL6034-2AF21-1AH1 | SIMOTICS S-1FL6 SUPPLY VOLTAGE 230V 3AC PN=0,4KW;NN=3000RPM M0=1,27NM;MN=1,27NM SHAFT HEIGHT 30M | 599.42
1FL6044-2AF21-1AG1 | SIMOTICS S-1FL6 SUPPLY VOLTAGE 230V 3AC PN=1KW;NN=3000RPM M0=3,18NM;MN=3,18NM SHAFT HEIGHT 40MM | 535.84
1FK7042-2AF71-1BA0-ZS03 | SIMOTICS S SIMOTICS S-1FK7 SYNCHRONOUS MOTOR 1FK7-CT PN=0,82 KW; UZK=600V M0=3NM (100K); NN=3000 | 2508.66
1FK7083-2AF71-1DA9-ZN01R2A | SIMOTICS S SYNCHRONOUS MOTOR 1FK7-CT PN=3,3 KW; UZK=600V M0=16NM (100K); NN=3000RPM NATURAL COOL | 3051.41
1FK7084-2AF71-3QG0-ZS06Y84 | SIMOTICS S SYNCHRONOUS MOTOR 1FK7-CT PN=3,1 KW; UZK=600V M0=20NM (100K); NN=3000RPM; NATURAL COO | 2842.45
1FK7100-2AC71-1UG9-ZN01N05R2A | SIMOTICS S SYNCHRONOUS MOTOR 1FK7-CT PN=3 KW; UZK=600V M0=18NM (100K); NN=2000RPM NATURAL COOLIN | 2830.2
1FT7108-9AB71-1ZG1-ZH1AL13P3A | SIMOTICS S SYNCHRONOUS MOTOR 1FT7, 70 NM (100K), 1500 RPM, 9,58KW NATURAL AIR COOLING; FRAME SIZ | 10083.93
1PH8107-1DD02-0CE1-ZP80 | SIMOTICS M COMPACT ASYNCHRONOUS MOTOR 1000RPM, 6,3KW,60NM,17,5A, 307V 1150RPM, 7,2KW,60NM,17,5A, | 6571.96
A5E03589262 | LR250 THREADED PVDF ANTENNA VERSION ENCLOSURE WITH BOARD STACK, NPT CABLE INLET, APPROVAL OPTION | 2824.92
CQO:DENSO-18 | DENSO KIT FOR PIPE OD FROM (457.2MM TO 609.6MM) OR ( 18" TO 24") LEGACY PART NUMBER: 1845-12 | 1971.78
A5E03839193 | ACCESSORY SITRANS FCS400 HEATING JACKET CONTROLLER 230 VAC | 1819.09
JJY:023151720007 | FA. HEINE BREAKING RESISTOR FOR POWERMODULE FSB P_MAX=2200W/12S/5% ED R=68 OHM P_DAUER=110W | 135.55
1FK7105-2AF71-1QG0-ZV01 | SIMOTICS S SYNCHRONOUS MOTOR 1FK7-CT PN=8,2 KW; UZK=600V M0=48NM (100K); NN=3000RPM; NATURAL COO | 5124.28
1FT7087-7SH71-1BH0-ZN05N27X09 | SIMOTICS S SYNCHRONOUS MOTOR 1FT7, 48 NM (100K), 4500 RPM, 10,80KW SEPARATE VENTILATION; FRAME S | 9068.35
5TG5535-7DG | IRIS ANTENNA COVER PLATE FOR RF/TV/2XSAT OUTLET BOXES UNSYMMETRIC ODYSSEY GOLD | 32.4
5TG5535-7MA | IRIS ANTENNA COVER PLATE FOR RF/TV/2XSAT OUTLET BOXES UNSYMMETRIC MERCURY ALUMINIUM | 32.4
5TG5535-7NS | IRIS ANTENNA COVER PLATE FOR RF/TV/2XSAT OUTLET BOXES UNSYMMETRIC NEPTUNE STEEL | 32.4
5TG5535-7WH | IRIS ANTENNA COVER PLATE FOR RF/TV/2XSAT OUTLET BOXES UNSYMMETRIC POLAR WHITE | 27.54
5TG5900-4KK | CORAL, IRIS, MEGA R,TV, SAT SOCKET, 2 OUTLETS SINGLE WITH SPARE METALLIC GRID WITH CLAWS | 58.34
5TG5900-7KK | IRIS,MEGA DIGITAL ALARM CLOCK WITH THERMOMETER 230V, 50 60 HZ WITH METALLIC GRID, CLAWS | 701.62
5TG5901-1KK | CORAL, IRIS, MEGA AUTOMATIC TIMER FOR FLUSH MOUNTING | 106.56
5TG5901-2KK | IRIS,MEGA WHITE LED LIGHT | 45.15
3LD2804-1TD51 | MAIN CONTROL SWITCH 3-POLE+N+PE IU=125, P/AC-23A AT 400V=45KW 1NO+1NC,FRONT MOUNTING FOUR-HOLE MO | 151.71
3LD2504-1TD51 | MAIN CONTROL SWITCH 3-POLE+N+PE IU=63, P/AC-23A AT 400V=22KW 1NO+1NC,FRONT MOUNTING FOUR-HOLE MOU | 93.67
1FL6032-2AF21-1AB1 | SIMOTICS S-1FL6 SUPPLY VOLTAGE 230V 3AC PN=0,2KW;NN=3000RPM M0=0,64NM;MN=0,64NM SHAFT HEIGHT 30M | 567.64
1FL6032-2AF21-1AG1 | SIMOTICS S-1FL6 SUPPLY VOLTAGE 230V 3AC PN=0,2KW;NN=3000RPM M0=0,64NM;MN=0,64NM SHAFT HEIGHT 30M | 373.61
1FL6032-2AF21-1AH1 | SIMOTICS S-1FL6 SUPPLY VOLTAGE 230V 3AC PN=0,2KW;NN=3000RPM M0=0,64NM;MN=0,64NM SHAFT HEIGHT 30M | 567.64
1FL6034-2AF21-1AA1 | SIMOTICS S-1FL6 SUPPLY VOLTAGE 230V 3AC PN=0,4KW;NN=3000RPM M0=1,27NM;MN=1,27NM SHAFT HEIGHT 30M | 405.41
1FE1115-6MU11-5WN3-ZT81 | SIMOTICS M SYNCHRONOUS BUILT-IN MOTOR SINGLE COMPONENT ROTOR PN = 30,5 KW, NN = 1300 RPM MN = 22 | 9427.71
1FK7060-2AC71-1CH2-ZV02 | SIMOTICS S SYNCHRONOUS MOTOR 1FK7-CT PN=1,1 KW; UZK=600V M0=6NM (100K); NN=2000RPM; NATURAL AIR | 3627.33
1FK7060-2AF71-1CH2-ZQ13Q20 | SIMOTICS S SYNCHRONOUS MOTOR 1FK7-CT PN=1,5 KW; UZK=600V M0=6NM (100K); NN=3000RPM; NATURAL COOL | 3496.95
1FK7063-2AF71-1CH2-ZQ13Q20 | SIMOTICS S SYNCHRONOUS MOTORS 1FK7-CT PN=2,3 KW; UZK=600V M0=11NM (100K); NN=3000RPM; NATURAL CO | 3744.63
1FK7101-2AF71-1CH2-ZQ13Q20 | SIMOTICS S SYNCHRONOUS MOTOR 1FK7-CT PN=4,9 KW; UZK=600V M0=27NM (100K); NN=3000RPM; NATURAL COO | 4794.23
1FK7103-2AA71-9UG9-ZN01N3AR2A | SIMOTICS S SYNCHRONOUS MOTOR 1FK7-CT PN=3,35 KW; UZK=600V M0=36NM (100K); NN=1000RPM NATURAL COO | 3315.71
1FK7103-2AC71-9UG9-ZN01N3AR2A | SIMOTICS S SYNCHRONOUS MOTOR 1FK7-CT PN=5,2 KW; UZK=600V M0=36NM (100K); NN=2000RPM NATURAL COOL | 3315.71
1FT7046-5AF70-1CH1-ZS33X01Y84 | SIMOTICS S SYNCHRONOUS MOTOR 1FT7, M0=7NM (100K) NN=3000RPM, PN=1,76KW NATURAL AIR COOLING; DESI | 6147.57
1FT7105-5SF71-1CB1-ZN05 | SIMOTICS S SYNCHRON. MOTOR 1FT7, M0=65NM (100K) NN=3000RPM, PN=15,10KW SEPARATE VENTILATION DESI | 10678.85
3RT2934-5AB01 | MAGNET COIL FOR CONTACTOR S2, 24V AC 50HZ | 16.42
3RT2934-5AC21 | MAGNET COIL FOR CONTACTOR S2, 24V AC 50/60HZ | 16.42
3RT2934-5AD01 | MAGNET COIL FOR CONTACTORS S2, 42V AC 50HZ | 19.92
3RT2934-5AP61 | MAGNET COIL FOR CONTACTORS S2, 220V AC 50 HZ / 240 V 60HZ | 16.42
CQO:1012NFPA | F CONNECTOR TO BNC ADAPTER (ORDER 2 PER TRANSDUCER SET) (LEG. NR. 1012NFPA) | 135.41
A5E03549383 | SPAREPART SITRANS FCT030 TRANSMITTER CASSETTE HART (PASSIVE) | 2943.61
ZNX:EIP200PROCM1 | SIMATIC DP, CONNECTING MODULE FOR ETHERNET/IP HEAD ASSEMBLY ET 200PRO; M12 / 7/8", 2 X M12 AND 2 | 110.69
5TG5535-6DG | IRIS COVER PLATE WITH INSCRIPTION LABEL FOR SUPPORT PLATES MODULAR JACK PLUG-IN CONNECTOR | 102.44
5TG5535-6NS | IRIS COVER PLATE WITH INSCRIPTION LABEL FOR SUPPORT PLATES MODULAR JACK PLUG-IN CONNECTOR | 102.44
5TG5536-0MA | IRIS COVER PLATE FOR TELEPHONE SOCKET 2FOLD WITH SCREWS MERCURY ALUMINIUM | 14.76
5TG5536-0WH | IRIS COVER PLATE FOR TELEPHONE SOCKET 2FOLD WITH SCREWS POLAR WHITE | 11.3
5TG5545-4MG | MEGA DELTA DIMMERS ABDECKPLATE MALT GOLD | 15.25
5TG5545-4SB | MEGA DELTA DIMMERS ABDECKPLATE SAMOA BROWN | 15.25
5TG5930-0WH | IRIS COVER ROOM TEMPER. CONTROLLER BREAK CONTACT/CHANGER POLAR WHITE | 393.53
5TG5930-2MA | IRIS INSTABUS EIB MERCURY ALUMINIUM | 516.98
5TG5930-5MA | IRIS REMOVABLE EMERGENCY LIGHTING WITH COVER , 3 HOURS WITH METALLIC GRID MERCURY ALUMINIUM | 288.03
3NW6007-4 | CYLINDRICAL FUSE-LINK 10X38MM 1000V 20A GPV FOR PHOTOVOLTAIC-APPLICATION | 30.16
1FL6022-2AF21-1AA1 | SIMOTICS S-1FL6 SUPPLY VOLTAGE 230V 3AC PN=0,05KW;NN=3000RPM M0=0,16NM;MN=0,16NM SHAFT HEIGHT 20 | 356.14
1FL6024-2AF21-1AB1 | SIMOTICS S-1FL6 SUPPLY VOLTAGE 230V 3AC PN=0,1KW;NN=3000RPM M0=0,32NM;MN=0,32NM SHAFT HEIGHT 20M | 527.87
1FL6024-2AF21-1AH1 | SIMOTICS S-1FL6 SUPPLY VOLTAGE 230V 3AC PN=0,1KW;NN=3000RPM M0=0,32NM;MN=0,32NM SHAFT HEIGHT 20M | 527.87
1FL6034-2AF21-1AG1 | SIMOTICS S-1FL6 SUPPLY VOLTAGE 230V 3AC PN=0,4KW;NN=3000RPM M0=1,27NM;MN=1,27NM SHAFT HEIGHT 30M | 405.41
1FL6042-2AF21-1AA1 | SIMOTICS S-1FL6 SUPPLY VOLTAGE 230V 3AC PN=0,75KW;NN=3000RPM M0=2,39NM;MN=2,39NM SHAFT HEIGHT 40 | 486.53
1FL6044-2AF21-1AH1 | SIMOTICS S-1FL6 SUPPLY VOLTAGE 230V 3AC PN=1KW;NN=3000RPM M0=3,18NM;MN=3,18NM SHAFT HEIGHT 40MM | 761.59
1FK7042-2AF71-1CH2-ZQ13Q20 | SIMOTICS S SYNCHRONOUS MOTOR 1FK7-CT PN=0,82 KW; UZK=600V M0=3NM (100K); NN=3000RPM; NATURAL COO | 3207.53
1FK7083-2AF71-1UA9-ZN01R2A | SIMOTICS S SYNCHRONOUS MOTOR 1FK7-CT PN=3,3 KW; UZK=600V M0=16NM (100K); NN=3000RPM NATURAL COOL | 2312.69
1FK7100-2AC71-1UA9-ZN01N05R2A | SIMOTICS S SYNCHRONOUS MOTOR 1FK7-CT PN=3 KW; UZK=600V M0=18NM (100K); NN=2000RPM NATURAL COOLIN | 2925.79
1FT7105-9AC71-1ZG1-ZH1AL13P3A | SIMOTICS S SYNCHRONOUS MOTOR 1FT7, 50 NM (100K), 2000 RPM, 7,96KW NATURAL AIR COOLING; FRAME SIZ | 8248.83
1PH8131-1SS02-3MA1-ZQ53 | SIMOTICS M COMPACT ASYNCHRONOUS MOTOR 2000RPM,14,6KW, 70NM, 39A, 302V 5000RPM,14,6KW, 28NM, 40A, | 12561.15
1PH8133-1SG02-3MA1-ZQ53 | SIMOTICS M COMPACT ASYNCHRONOUS MOTOR 2300RPM,22,5KW, 93NM, 44A, 400V FORCED VENTILATION; DIRECTI | 12707.19
3RT2934-5AD21 | MAGNET COIL FOR CONTACTORS S2, 42V AC 50/60HZ | 19.92
3RT2934-5AG21 | MAGNET COIL FOR CONTACTORS S2, 110V AC 50/60HZ | 16.42
3RT2934-5AN21 | MAGNET COIL FOR CONTACTORS S2, 220V AC 50/60HZ | 16.42
3RT2934-5AP01 | MAGNET COIL FOR CONTACTORS S2, 230V AC 50HZ | 16.42
3RT2934-5AV01 | MAGNET COIL FOR CONTACTORS S2, 400V AC 50HZ | 19.92
3RT2934-5NB31 | MAGNET COIL FOR CONTACTORS S2, 20-33V AC/DC WITH VARISTOR | 47.05
3RT2934-5NE31 | MAGNET COIL FOR CONTACTORS S2, 48 - 80V AC/DC WITH VARISTOR | 52.25
3RT2936-4EA2 | TERMINAL COVER FOR BOX TERMINALS SIZE S2, 3-POLE CONTACTORS 3RT203 AND OVERLOAD RELAIS 3RB3.3 AN | 3.52
3RT2936-4MC00 | CONTROL KIT FOR MOTOR CONTACTORS SIZE S2, | 6.21
3RT2938-6A | CONTACT PIECE SET FOR 3RT2038 3NO, MAIN CONTACTS, MADE OF 3 MOVABLE AND 6 FIXED CONTACTS | 91.97
3KD9204-0 | ACCESSORY FOR 3KD FRAME SIZE 2 CABLE CONNECTION COVER FOR BRIDGING BAR FOR SERIAL CONNECTION OF | 10.29
3RT2934-5AR61 | MAGNET COIL FOR CONTACTORS S2, 400V AC 50HZ / 400-440V 60HZ | 19.92
3RT2934-5AT61 | MAGNET COIL FOR CONTACTORS S2, 600V AC 60HZ | 19.92
3RT2934-5AU61 | MAGNET COIL FOR CONTACTORS S2, 277V AC 60HZ | 19.92
3RT2936-6E | CONTACT PIECE SET FOR 3RT2336 4NO, MAIN CONTACTS, MADE OF 3 MOVABLE AND 6 FIXED CONTACTS AND SPA | 84.6
3RT2937-6A | CONTACT PIECE SET FOR 3RT2037 3NO, MAIN CONTACTS, MADE OF 3 MOVABLE AND 6 FIXED CONTACTS | 77.21
3KD9304-0 | ACCESSORY FOR 3KD FRAME SIZE 3 CABLE CONNECTION COVER FOR BRIDGING BAR FOR SERIAL CONNECTION OF | 13.68
3KD9318-0 | ACCESSORY FOR 3KD FRAME SIZE 3 BRIDGING BAR FOR SERIAL CONNECTION OF 2 POLES FLAT TERMINAL CONT | 79.93
3KD9404-0 | ACCESSORY FOR 3KD FRAME SIZE 4 CABLE CONNECTION COVER FOR BRIDGING BAR FOR SERIAL CONNECTION OF | 17.13
3KD9418-0 | ACCESSORY FOR 3KD FRAME SIZE 4 BRIDGING BAR FOR SERIAL CONNECTION OF 2 POLES FLAT TERMINAL CONT | 101.16
3RT2617-1BF45 | CONTACTOR, AC-6B,12.5KVAR/400V, 2NC, 110 V DC 3-POLE, SIZE S00 SCREW TERMINAL | 112.41
3RT2625-1AB05 | CONTACTOR, AC-6B,16.7KVAR/400V, 1NO+2NC, 24 V AC 50HZ 3-POLE, SIZE S0 SCREW TERMINAL | 85.72
3RT2625-1AF05 | CONTACTOR, AC-6B,16.7KVAR/400V, 1NO+2NC, 110 V AC 50HZ 3-POLE, SIZE S0 SCREW TERMINAL | 85.72
3RT2625-1AP05 | CONTACTOR, AC-6B,16.7KVAR/400V, 1NO+2NC, 230 V AC 50HZ 3-POLE, SIZE S0 SCREW TERMINAL | 85.72
3RT2625-1BB45 | CONTACTOR, AC-6B,16.7KVAR/400V, 1NO+2NC, 24 V DC, 3-POLE, SIZE S0 SCREW TERMINAL | 128.86
3RT2627-1AB05 | CONTACTOR, AC-6B, 25KVAR/400V, 1NO+2NC, 24 V AC 50HZ 3-POLE, SIZE S0 SCREW TERMINAL | 115.83
3RT2627-1AF05 | CONTACTOR, AC-6B, 25KVAR/400V, 1NO+2NC, 110 V AC 50HZ 3-POLE, SIZE S0 SCREW TERMINAL | 115.83
3RT2627-1AP05 | CONTACTOR, AC-6B, 25KVAR/400V, 1NO+2NC, 230 V AC 50HZ 3-POLE, SIZE S0 SCREW TERMINAL | 115.83
3RT2627-1BB45 | CONTACTOR, AC-6B, 25KVAR/400V, 1NO+2NC, 24 V DC, 3-POLE, SIZE S0 SCREW TERMINAL | 175.44
3RT2636-1AB05 | CONTACTOR, AC-6B, 50KVAR/400V, 2NC, 24V AC, 50/60HZ, 3-POLE, SIZE S2 SCREW TERMINAL | 234.12
3RT2636-1AF03 | CONTACTOR, AC-6B, 50KVAR/400V, 1NO+1NC, 110V AC, 50HZ, 3-POLE, SIZE S2 SCREW TERMINAL | 234.12
3RT2636-1AF05 | CONTACTOR, AC-6B, 50KVAR/400V, 2NC, 110V AC, 50HZ, 3-POLE, SIZE S2 SCREW TERMINAL | 234.12
3RT2636-1AL23 | CONTACTOR, AC-6B, 50KVAR/400V, 1NO+1NC, 230V AC, 50/60HZ, 3-POLE, SIZE. S2 SREW TERMINAL | 234.12
3RT2637-1NB35 | CONTACTOR, AC-6B, 75KVAR/400V, 2NC, AC(50-60HZ)//DC OPERATION 20 TO 33V AC/DC, 3P., SIZE S2 SCREW | 471.55
3RT2637-1NF35 | CONTACTOR, AC-6B, 75KVAR/400V, 2NC, AC(50-60HZ)//DC OPERATION 83 TO 155V AC/DC, 3P., SIZE S2 SCRE | 471.55
3RT2637-1NP35 | CONTACTOR, AC-6B, 75KVAR/400V, 2NC, AC(50-60HZ)//DC OPERATION 175 TO 280V AC/DC, 3P., SIZE S2 SCR | 471.55
3RT2023-2AL20-1AA0 | CONTACTOR, AC-3, 4KW/400V, 1NO+1NC, AC 230V 50/60HZ, 3-POLE, SZ S0 SPRING-LOADED TERMINAL UPRIGH | 36.55
3NE3236-0MK08 | SITOR SEMICONDUCTOR FUSE 630A AR 1000V AC/600V DC | 194.37
3NE5302-0MK06 | SITOR SEMICONDUCTOR FUSE 40A GR 1500V AC/1000V DC | 184.89
3NE5317-0MK06 | SITOR SEMICONDUCTOR FUSE 50A GR 1500V AC/1000V DC | 189.64
3NE5318-0MK06 | SITOR SEMICONDUCTOR FUSE 63A GR 1500V AC/1000V DC | 197.93
3NE7427-0U | SITOR-FUSE-LINK FOR SEMICONDUCTOR PROTECTION 250A AR 2000V A.C. MBC=6XIN SIZE 3 WITH SLOTTED CON | 333.06
3NE7431-0U | SITOR-FUSE-LINK FOR SEMICONDUCTOR PROTECTION 350A AR 2000V A.C. MBC=6XIN SIZE 3 WITH SLOTTED CON | 375.72
3NE7432-0U | SITOR-FUSE-LINK FOR SEMICONDUCTOR PROTECTION 400A AR 2000V A.C. MBC=6XIN SIZE 3 WITH SLOTTED CON | 395.87
3NE7633-0U | SITOR-FUSE-LINK FOR SEMICONDUCTOR PROTECTION 450A AR 2000V A.C. MBC=6XIN SIZE 3 WITH SLOTTED CON | 432.59
3NE7633-1U | SITOR-FUSE-LINK FOR SEMICONDUCTOR PROTECTION 450A AR 2000V A.C. MBC=6XIN SIZE 3 WITH SLOTTED CON | 432.59
1PH8165-1SF23-3LA1-ZV15Y64 | SIMOTICS M COMPACT ASYNCHRONOUS MOTOR 1500RPM, 46KW, 293NM,104A, 330V 1750RPM, 53KW, 289NM,104A, | 18135.4
1PH8165-2FZ02-0BA1-ZK8AY84 | SIMOTICS M COMPACT SYNCHRONOUS MOTOR 1250RPM, 52KW, 400NM, 85A FORCED VENTILATION; DIRECTION OF | 19496.88
3RT2934-5AH01 | MAGNET COIL FOR CONTACTORS S2, 48V AC 50HZ | 16.42
3RT2934-5AH21 | MAGNET COIL FOR CONTACTORS S2, 48V AC 50/60HZ | 19.92
3RT2934-5AK61 | MAGNET COIL FOR CONTACTORS S2, 110V AC 50 HZ / 120 V 60HZ | 16.42
3RT2934-5AL21 | MAGNET COIL FOR CONTACTORS S2, 230V AC 50/60 HZ | 16.42
3RT2934-5NF31 | MAGNET COIL FOR CONTACTORS S2, 84 - 155V AC/DC WITH VARISTOR | 47.05
3RT2934-5NP31 | MAGNET COIL FOR CONTACTORS S2, 175 - 280V AC/DC WITH VARISTOR | 47.05
3RT2935-6A | CONTACT PIECE SET FOR 3RT2035 3NO, MAIN CONTACTS, MADE OF 3 MOVABLE AND 6 FIXED CONTACTS | 49.53
3RT2936-1CF00-ZX90 | SURGE SUPPRESSOR, RC ELEMENT, 400...600V AC, FOR CONTACTORS SIZE S2 | 16.34
3KD5434-0RE10-0 | SWITCH DISCONNECTOR 1600A, SIZE 5, 3-POLE LATERAL DRIVE LEFT BASIC UNIT WITHOUT HANDLE FLAT-TYP | 2441.37
3KD5444-0RE10-0 | SWITCH DISCONNECTOR 1600A, SIZE 5, 4-POLE LATERAL DRIVE LEFT BASIC UNIT WITHOUT HANDLE FLAT-TYP | 3022.02
3KD5460-0RE20-0 | SWITCH DISCONNECTOR 1600A, SIZE 5, 6-POLE DC FRONT DRIVE CENTER BASIC UNIT WITHOUT HANDLE FLAT- | 4114.68
3RT2617-1AB05 | CONTACTOR,AC-6B, 12.5KVAR/400V, 2NC, 24 V AC, 50/60HZ, 3-POLE, SIZE S00 SCREW TERMINAL | 75.51
3RT2617-1AF03 | CONTACTOR, AC-6B,12.5KVAR/400V, 1NO+1NC, 110 V AC 50/60HZ 3-POLE, SIZE S00 SCREW TERMINAL | 75.51
3RT2617-1AF05 | CONTACTOR,AC-6B, 12.5KVAR/400V, 2NC, 110 V AC, 50/60HZ, 3-POLE, SIZE S00 SCREW TERMINAL | 75.51
3RT2617-1AP03 | CONTACTOR, AC-6B,12.5KVAR/400V, 1NO+1NC, 230 V AC 50/60HZ 3-POLE, SIZE S00 SCREW TERMINAL | 75.51
3RT2626-1AB05 | CONTACTOR, AC-6B, 20KVAR/400V, 1NO+2NC, 24 V AC 50HZ 3-POLE, SIZE S0 SCREW TERMINAL | 94.79
3RT2626-1AF05 | CONTACTOR, AC-6B, 20KVAR/400V, 1NO+2NC, 110 V AC 50HZ 3-POLE, SIZE S0 SCREW TERMINAL | 94.79
3RT2626-1AP05 | CONTACTOR, AC-6B, 20KVAR/400V, 1NO+2NC, 230 V AC 50HZ 3-POLE, SIZE S0 SCREW TERMINAL | 97.06
3RT2626-1BB45 | CONTACTOR, AC-6B, 20KVAR/400V, 1NO+2NC, 24 V DC, 3-POLE, SIZE S0 SCREW TERMINAL | 141.91
3RT2628-1AF05 | CONTACTOR, AC-6B, 33KVAR/400V, 1NO+2NC, 110 V AC 50HZ 3-POLE, SIZE S0 SCREW TERMINAL | 153.25
3RT2628-1AP05 | CONTACTOR, AC-6B, 33KVAR/400V, 1NO+2NC, 230 V AC 50HZ 3-POLE, SIZE S0 SCREW TERMINAL | 153.25
3RT2628-1BB45 | CONTACTOR, AC-6B, 33KVAR/400V, 1NO+2NC, 24 V DC, 3-POLE, SIZE S0 SCREW TERMINAL | 226.51
3RT2628-1BF45 | CONTACTOR, AC-6B, 33KVAR/400V, 1NO+2NC, 110VDC, 3-POLE, SIZE S0 SCREW TERMINAL | 226.51
3RT2636-1NF35 | CONTACTOR, AC-6B, 50KVAR/400V, 2NC, AC(50-60HZ)//DC OPERATION 83 TO 155V AC/DC, 3P., SIZE S2 SCRE | 351.73
3RT2636-1NP35 | CONTACTOR, AC-6B, 50KVAR/400V, 2NC, AC(50-60HZ)//DC OPERATION 175 TO 280V AC/DC, 3P., SIZE S2 SCR | 351.73
3RT2637-1AB03 | CONTACTOR, AC-6B, 75KVAR/400V, 1NO+1NC, 24V AC, 50/60HZ, 3-POLE, SIZE S2 SCREW TERMINAL | 314.54
3RT2637-1AB05 | CONTACTOR, AC-6B, 75KVAR/400V, 2NC, 24V AC, 50/60HZ, 3-POLE, SIZE S2 SCREW TERMINAL | 314.54
3RT2024-1KB40-1AA0 | COUPLING CONTACTOR, AC-3, 5.5KW/400V, 1NO+1NC, 24 V DC, W. INTEGRATED VARISTOR 3-POLE, SIZE S0 S | 92.43
3NE3201-0MK | SITOR SEMICONDUCTOR FUSE 32A GR 1000V AC/600V DC | 66.95
3NE3202-0MK | SITOR SEMICONDUCTOR FUSE 40A GR 1000V AC/600V DC | 70.16
3NE5325-0MK06 | SITOR SEMICONDUCTOR FUSE 200A AR 1500V AC/1000V DC | 239.41
3NE5327-0MK06 | SITOR SEMICONDUCTOR FUSE 250A AR 1500V AC/1000V DC | 250.09
3NE5330-0MK06 | SITOR SEMICONDUCTOR FUSE 315A AR 1500V AC/1000V DC | 264.3
3NE5332-0MK06 | SITOR SEMICONDUCTOR FUSE 400A AR 1500V AC/1000V DC | 278.51
3RT2934-5AF01 | MAGNET COIL FOR CONTACTORS S2, 110V AC 50HZ | 16.42
3RT2934-5AG61 | MAGNET COIL FOR CONTACTORS S2, 100V 50HZ / 100-110V 60HZ | 19.92
3RT2934-5AM21 | MAGNET COIL FOR CONTACTORS S2, 208 V AC 50 / 60HZ | 19.92
3RT2934-5AN61 | MAGNET COIL FOR CONTACTORS S2, 200V AC 50HZ / 200-220V 60HZ | 19.92
3RT2934-5AV61 | MAGNET COIL FOR CONTACTORS S2, 480V AC 60HZ | 19.92
3RT2934-5ND31 | MAGNET COIL FOR CONTACTORS S2, 30 - 42V AC/DC WITH VARISTOR | 52.25
3RT2936-4EA4 | TERMINAL COVER FOR BOX TERMINALS, 4-POLE CONTACTORS SIZE S2 | 5.43
3RT2936-6A | CONTACT PIECE SET FOR 3RT2036 3NO, MAIN CONTACTS, MADE OF 3 MOVABLE AND 6 FIXED CONTACTS | 69.27
3RT2937-6E | CONTACT PIECE SET FOR 3RT2337 4NO, MAIN CONTACTS, MADE OF 3 MOVABLE AND 6 FIXED CONTACTS AND SPA | 97.09
3NJ4912-2DA00 | LATERAL COVER SUPPORT FOR IN-LINE FUSE SWITCH DISCONNECTORS 3NJ41 BLANKING COVER, 50MM WIDE FOR | 39.19
3KD9118-1 | ACCESSORY FOR 3KD FRAME SIZE 1 BRIDGING BAR FOR SERIAL CONNECTION OF 2 POLES BOX TERMINAL CONTA | 32.45
3KD9218-0 | ACCESSORY FOR 3KD FRAME SIZE 2 BRIDGING BAR FOR SERIAL CONNECTION OF 2 POLES FLAT TERMINAL CONT | 40.92
3KD9518-0 | ACCESSORY FOR 3KD FRAME SIZE 5 BRIDGING BAR FOR SERIAL CONNECTION OF 2 POLES FLAT TERMINAL CONT | 146.1
3RT2617-1AB03 | CONTACTOR, AC-6B,12.5KVAR/400V, 1NO+1NC, 24 V AC 50/60HZ 3-POLE, SIZE S00 SCREW TERMINAL | 75.51
3RT2617-1AP05 | CONTACTOR,AC-6B, 12.5KVAR/400V, 2NC, 230 V AC, 50/60HZ, 3-POLE, SIZE S00 SCREW TERMINAL | 75.51
3RT2617-1BB45 | CONTACTOR, AC-6B,12.5KVAR/400V, 2NC, 24 V DC 3-POLE, SIZE S00 SCREW TERMINAL | 112.41
3RT2625-1BF45 | CONTACTOR, AC-6B,16.7KVAR/400V, 1NO+2NC, 110 V DC, 3-POLE, SIZE S0 SCREW TERMINAL | 128.86
3RT2625-1NF35 | CONTACTOR,AC-6B, 16.7KVAR/400V, 1NO+2NC, AC(50-60HZ)/DC-ACTU. 95-130 V AC/DC, 3-POLE, SIZE S0 SCR | 154.42
3RT2626-1NB35 | CONTACTOR, AC-6B, 20KVAR/400V, 1NO+2NC, AC(50-60HZ)/DC-ACTU. 21-28V AC/DC, 3-POLE, SIZE S0 SCREW | 170.88
3RT2626-1NP35 | CONTACTOR, AC-6B, 20KVAR/400V, 1NO+2NC, AC(50-60HZ)/DC-ACTU. 200-280V AC/DC, 3-POLE, SIZE S0 SCRE | 170.88
3RT2627-1BF45 | CONTACTOR, AC-6B, 25KVAR/400V, 1NO+2NC, 110 V DC, 3-POLE, SIZE S0 SCREW TERMINAL | 175.44
3RT2627-1NF35 | CONTACTOR, AC-6B, 25KVAR/400V, 1NO+2NC, AC(50-60HZ)/DC-ACTU. 95-130V AC/DC, 3-POLE, SIZE S0 SCREW | 208.92
3RT2628-1AB05 | CONTACTOR, AC-6B, 33KVAR/400V, 1NO+2NC, 24 V AC 50HZ 3-POLE, SIZE S0 SCREW TERMINAL | 153.25
3RT2628-1NB35 | CONTACTOR, AC-6B, 33KVAR/400V, 1NO+2NC, AC(50-60HZ)/DC-ACTU. 21-28 V AC/DC, 3-POLE, SIZE S0 SCREW | 271.38
3RT2628-1NP35 | CONTACTOR, AC-6B, 33KVAR/400V, 1NO+2NC, AC(50-60HZ)/DC-ACTU. 200-280V AC/DC, 3-POLE, SIZE S0 SCRE | 271.38
3RT2636-1AP03 | CONTACTOR, AC-6B, 50KVAR/400V, 1NO+1NC, 230V AC, 50HZ, 3-POLE, SIZE S2 SCREW TERMINAL | 234.12
3RT2636-1NB35 | CONTACTOR, AC-6B, 50KVAR/400V, 2 NC, AC(50-60HZ)//DC OPERATION 20 TO 33V AC/DC, 3P., SIZE S2 SCRE | 351.73
3RT2637-1AF03 | CONTACTOR, AC-6B, 75KVAR/400V, 1NO+1NC, 110V AC, 50HZ, 3-POLE, SIZE S2 SCREW TERMINAL | 314.54
3RT2637-1AL23 | CONTACTOR, AC-6B, 75KVAR/400V, 1NO+1NC, 230V AC, 50/60HZ, 3-POLE, SIZE S2 SCREW TERMINAL | 314.54
3RT2637-1AP05 | CONTACTOR, AC-6B, 75KVAR/400V, 2NC, 230V AC, 50HZ, 3-POLE, SIZE S2 SCREW TERMINAL | 314.54
3RT2023-2EC20 | CONTACTOR, AC-3, 4KW/400V, 1NO+1NC, AC 24V 50/60HZ, 3-POLE, SZ S0 SPRING-LOADED TERMINAL RC-ELEM | 44
3RT2024-1BB40-1AA0 | CONTACTOR, AC-3, 5.5KW/400V, 1NO+1NC, DC 24V, 3-POLE, SZ S0 SCREW TERMINAL UPRIGHT MOUNTING POSI | 75.51
3NE3218-0MK | SITOR SEMICONDUCTOR FUSE 63A GR 1000V AC/600V DC | 77.4
3NE3235-0MK08 | SITOR SEMICONDUCTOR FUSE 550A AR 1000V AC/600V DC | 188.45
3NE5320-0MK06 | SITOR SEMICONDUCTOR FUSE 80A AR 1500V AC/1000V DC | 205.05
3NE5322-0MK06 | SITOR SEMICONDUCTOR FUSE 125A AR 1500V AC/1000V DC | 219.26
3KD9218-1 | ACCESSORY FOR 3KD FRAME SIZE 2 BRIDGING BAR FOR SERIAL CONNECTION OF 2 POLES BOX TERMINAL CONTA | 40.92
3KD9504-0 | ACCESSORY FOR 3KD FRAME SIZE 5 CABLE CONNECTION COVER FOR BRIDGING BAR FOR SERIAL CONNECTION OF | 36.89
3RT2536-1AH20 | 2NO+2NC CONTACTOR,AC3:22KW 48V AC 50/60HZ, 4-POLE, 2NO+2NC, SIZE S2, SCREW TERMINAL 1NO+1NC INTE | 164.66
3RT2617-1BB43 | CONTACTOR, AC-6B,12.5KVAR/400V, 1NO+1NC, 24 V DC 3-POLE, SIZE S00 SCREW TERMINAL | 112.41
3RT2617-1BF43 | CONTACTOR, AC-6B,12.5KVAR/400V, 1NO+1NC, 110 V DC 3-POLE, SIZE S00 SCREW TERMINAL | 112.41
3RT2625-1NB35 | CONTACTOR,AC-6B, 16.7KVAR/400V, 1NO+2NC, AC(50-60HZ)/DC-ACTU. 21-28V AC/DC, 3-POLE, SIZE S0 SCREW | 154.42
3RT2625-1NP35 | CONTACTOR,AC-6B, 16.7KVAR/400V, 1NO+2NC, AC(50-60HZ)/DC-ACTU. 200-280V AC/DC, 3-POLE, SIZE S0 SCR | 154.42
3RT2626-1BF45 | CONTACTOR, AC-6B, 20KVAR/400V, 1NO+2NC, 110 V DC, 3-POLE, SIZE S0 SCREW TERMINAL | 141.91
3RT2626-1NF35 | CONTACTOR, AC-6B, 20KVAR/400V, 1NO+2NC, AC(50-60HZ)/DC-ACTU. 95-130V AC/DC, 3-POLE, SIZE S0 SCREW | 170.88
3RT2627-1NB35 | CONTACTOR, AC-6B, 25KVAR/400V, 1NO+2NC, AC(50-60HZ)/DC-ACTU. 21-28V AC/DC, 3-POLE, SIZE S0 SCREW | 208.92
3RT2627-1NP35 | CONTACTOR, AC-6B, 25KVAR/400V, 1NO+2NC, AC(50-60HZ)/DC-ACTU. 200-280V AC/DC, 3-POLE, SIZE S0 SCRE | 208.92
3RT2628-1NF35 | CONTACTOR, AC-6B, 33KVAR/400V, 1NO+2NC, AC(50-60HZ)/DC-ACTU. 95-130 V AC/DC, 3-POLE, SIZE S0 SCRE | 271.38
3RT2636-1AB03 | CONTACTOR, AC-6B, 50KVAR/400V, 1NO+1NC, 24V AC, 50/60HZ, 3-POLE, SIZE S2 SCREW TERMINAL | 234.12
3RT2636-1AN23 | CONTACTOR, AC-6B, 50KVAR/400V, 1NO+1NC, 220V AC, 50/60HZ, 3-POLE, SIZE S2 SCREW TERMINAL | 234.12
3RT2636-1AP05 | CONTACTOR, AC-6B, 50KVAR/400V, 2NC, 230V AC, 50HZ, 3-POLE, SIZE S2 SCREW TERMINAL | 234.12
3RT2637-1AF05 | CONTACTOR, AC-6B, 75KVAR/400V, 2NC, 110V AC, 50HZ, 3-POLE, SIZE S2 SCREW TERMINAL | 314.54
3RT2637-1AP03 | CONTACTOR, AC-6B, 75KVAR/400V, 1NO+1NC, 230V AC, 50HZ, 3-POLE, SIZE S2 SCREW TERMINAL | 314.54
3RT2024-1AP00-1AA0 | CONTACTOR, AC-3, 5.5KW/400V, 1NO+1NC, AC 230V 50HZ, 3-POLE, SZ S0 SCREW TERMINAL UPRIGHT MOUNTIN | 41.98
3RT2024-1FB44-3MA1 | CONTACTOR, AC-3, 5.5KW/400V, 2NO+2NC, DC 24V, W. PLUGGED-IN DIODE ASSEMBLIES 3-POLE, SZ S0 SCREW | 98.21
3NE3217-0MK | SITOR SEMICONDUCTOR FUSE 50A GR 1000V AC/600V DC | 73.97
3NE3234-0MK08 | SITOR SEMICONDUCTOR FUSE 500A AR 1000V AC/600V DC | 183.7
3NE5321-0MK06 | SITOR SEMICONDUCTOR FUSE 100A AR 1500V AC/1000V DC | 212.15
3NE5324-0MK06 | SITOR SEMICONDUCTOR FUSE 160A AR 1500V AC/1000V DC | 229.94
3NE5334-0MK06 | SITOR SEMICONDUCTOR FUSE 500A AR 1500V AC/1000V DC | 296.31
3NE5336-0MK66 | SITOR SEMICONDUCTOR FUSE 630A AR 1500V AC/1100V DC | 311.7
3NE7636-0U | SITOR-FUSE-LINK FOR SEMICONDUCTOR PROTECTION 630A AR 2000V A.C. MBC=6XIN SIZE 3 WITH SLOTTED CON | 507.27
3NE7637-1U | SITOR-FUSE-LINK FOR SEMICONDUCTOR PROTECTION 710A AR 2000V A.C. MBC=6XIN SIZE 3 WITH SLOTTED CON | 521.5
3NE8221-3MK | SITOR SEMICONDUCTOR FUSE 100A AR 690V AC/440V DC | 77.4
3NE8222-3MK | SITOR SEMICONDUCTOR FUSE 125A AR 690V AC/440V DC | 80.84
3NE8227-0MK | SITOR SEMICONDUCTOR FUSE 250A AR 690V AC/440V DC | 116.04
3NE8230-0MK | SITOR SEMICONDUCTOR FUSE 315A AR 690V AC/440V DC | 119.7
3NE8236-3MK | SITOR SEMICONDUCTOR FUSE 630A AR 690V AC/440V DC | 149.33
3NE8332-0MK | SITOR SEMICONDUCTOR FUSE 400A AR 690V AC/440V DC | 164.76
3KC9000-8EL62 | CONNECTION CABLE ATC3X00 TO MCCB, ACB | 133.51
3KD1634-2ME10-0 | SWITCH DISCONNECTOR 16A, SIZE 1, 3-POLE LATERAL DRIVE LEFT BASIC UNIT WITHOUT HANDLE BOX TERMIN | 47.71
3KD2234-2ME10-0 | SWITCH DISCONNECTOR 32A, SIZE 1, 3-POLE LATERAL DRIVE LEFT BASIC UNIT WITHOUT HANDLE BOX TERMIN | 55.31
3KD2244-2ME10-0 | SWITCH DISCONNECTOR 32A, SIZE 1, 4-POLE LATERAL DRIVE LEFT BASIC UNIT WITHOUT HANDLE BOX TERMIN | 69.32
3NE8020-3MK | SITOR SEMICONDUCTOR FUSE 80A GR 690V AC/440V DC | 63.3
3NE8021-3MK | SITOR SEMICONDUCTOR FUSE 100A GR 690V AC/440V DC | 65.28
3NE8031-3MK | SITOR SEMICONDUCTOR FUSE 350A AR 690V AC/440V DC | 102.17
3NE8032-3MK | SITOR SEMICONDUCTOR FUSE 400A AR 690V AC/440V DC | 105.59
3NE8231-3MK | SITOR SEMICONDUCTOR FUSE 350A AR 690V AC/440V DC | 105.59
3NE8232-3MK | SITOR SEMICONDUCTOR FUSE 400A AR 690V AC/440V DC | 114.86
3NE8233-3MK | SITOR SEMICONDUCTOR FUSE 450A AR 690V AC/440V DC | 123.27
3NE8234-3MK | SITOR SEMICONDUCTOR FUSE 500A AR 690V AC/440V DC | 132.75
3NE8235-3MK | SITOR SEMICONDUCTOR FUSE 550A AR 690V AC/440V DC | 139.86
3KD1634-2ME40-0 | SWITCH DISCONNECTOR 16A, SIZE 1, 3-POLE LATERAL DRIVE RIGHT BASIC UNIT WITHOUT HANDLE BOX TERMI | 47.71
3KD1644-2ME10-0 | SWITCH DISCONNECTOR 16A, SIZE 1, 4-POLE LATERAL DRIVE LEFT BASIC UNIT WITHOUT HANDLE BOX TERMIN | 59.69
3KD1644-2ME40-0 | SWITCH DISCONNECTOR 16A, SIZE 1, 4-POLE LATERAL DRIVE RIGHT BASIC UNIT WITHOUT HANDLE BOX TERMI | 59.69
3KD1660-2ME20-0 | SWITCH DISCONNECTOR 16A, SIZE 1, 6-POLE DC FRONT DRIVE CENTER BASIC UNIT WITHOUT HANDLE BOX TER | 285.97
3KD2834-2NE40-0 | SWITCH DISCONNECTOR 80A, SIZE 2, 3-POLE LATERAL DRIVE RIGHT BASIC UNIT WITHOUT HANDLE BOX TERMI | 70.56
3KD2844-0NE10-0 | SWITCH DISCONNECTOR 80A, SIZE 2, 4-POLE LATERAL DRIVE LEFT BASIC UNIT WITHOUT HANDLE FLAT-TYPE | 81.18
3KD2844-0NE40-0 | SWITCH DISCONNECTOR 80A, SIZE 2, 4-POLE LATERAL DRIVE RIGHT BASIC UNIT WITHOUT HANDLE FLAT-TYPE | 81.18
3KD2844-2NE10-0 | SWITCH DISCONNECTOR 80A, SIZE 2, 4-POLE LATERAL DRIVE LEFT BASIC UNIT WITHOUT HANDLE BOX TERMIN | 91.16
3KD3234-0NE10-0 | SWITCH DISCONNECTOR 125A, SIZE 2, 3-POLE LATERAL DRIVE LEFT BASIC UNIT WITHOUT HANDLE FLAT-TYPE | 108.63
3KD3234-0NE40-0 | SWITCH DISCONNECTOR 125A, SIZE 2, 3-POLE LATERAL DRIVE RIGHT BASIC UNIT WITHOUT HANDLE FLAT-TYP | 108.63
3KD3234-2NE10-0 | SWITCH DISCONNECTOR 125A, SIZE 2, 3-POLE LATERAL DRIVE LEFT BASIC UNIT WITHOUT HANDLE BOX TERMI | 121.11
3KD3234-2NE40-0 | SWITCH DISCONNECTOR 125A, SIZE 2, 3-POLE LATERAL DRIVE RIGHT BASIC UNIT WITHOUT HANDLE BOX TERM | 121.11
3KD3444-2NE10-0 | SWITCH DISCONNECTOR 160A, SIZE 2, 4-POLE LATERAL DRIVE LEFT BASIC UNIT WITHOUT HANDLE BOX TERMI | 171.73
3KD3444-2NE40-0 | SWITCH DISCONNECTOR 160A, SIZE 2, 4-POLE LATERAL DRIVE RIGHT BASIC UNIT WITHOUT HANDLE BOX TERM | 171.73
3KD3460-0NE20-0 | SWITCH DISCONNECTOR 160A, SIZE 2, 6-POLE DC FRONT DRIVE CENTER BASIC UNIT WITHOUT HANDLE FLAT-T | 636.88
3KD3460-2NE20-0 | SWITCH DISCONNECTOR 160A, SIZE 2, 6-POLE DC FRONT DRIVE CENTER BASIC UNIT WITHOUT HANDLE BOX TE | 711.78
3KD4234-0PE10-0 | SWITCH DISCONNECTOR 400A, SIZE 3, 3-POLE LATERAL DRIVE LEFT BASIC UNIT WITHOUT HANDLE FLAT-TYPE | 332.79
3KD4244-0PE10-0 | SWITCH DISCONNECTOR 400A, SIZE 3, 4-POLE LATERAL DRIVE LEFT BASIC UNIT WITHOUT HANDLE FLAT-TYPE | 415.2
3KD4260-0PE20-0 | SWITCH DISCONNECTOR 400A, SIZE 3, 6-POLE DC FRONT DRIVE CENTER BASIC UNIT WITHOUT HANDLE FLAT-T | 1136.38
3KD4434-0QE10-0 | SWITCH DISCONNECTOR 500A, SIZE 4, 3-POLE LATERAL DRIVE LEFT BASIC UNIT WITHOUT HANDLE FLAT-TYPE | 481.42
3KD5260-0RE20-0 | SWITCH DISCONNECTOR 1250A, SIZE 5, 6-POLE DC FRONT DRIVE CENTER BASIC UNIT WITHOUT HANDLE FLAT- | 3015.77
3NE8801-0MK | SITOR SEMICONDUCTOR FUSE 32A GR 690V AC/440V DC | 40.66
3NE8802-0MK | SITOR SEMICONDUCTOR FUSE 40A GR 690V AC/440V DC | 42.19
3NE8810-0MK | SITOR SEMICONDUCTOR FUSE 6A GR 690V AC/440V DC | 32.01
3NH5323 | SITOR FUSE-HOLDER 400A 690V 1-POLE WITH STUD-CONNECTION WITH MOUNTING DIMENSION 80MM | 20.89
3NH5423 | SITOR FUSE-HOLDER 1600A 690V 1-POLE WITH STUD-CONNECTION WITH MOUNTING DIMENSION 80MM | 41.86
3NH5463 | SITOR FUSE-HOLDER 1250A 1250V 1-POLE WITH STUD-CONNECTION WITH MOUNTING DIMENSION 110MM | 50.01
3NE8224-0MK | SITOR SEMICONDUCTOR FUSE 160A AR 690V AC/440V DC | 110.81
3NE8224-3MK | SITOR SEMICONDUCTOR FUSE 160A AR 690V AC/440V DC | 84.63
3NE8225-0MK | SITOR SEMICONDUCTOR FUSE 200A AR 690V AC/440V DC | 112.83
3NE8225-3MK | SITOR SEMICONDUCTOR FUSE 200A AR 690V AC/440V DC | 88.18
3NE8334-0MK | SITOR SEMICONDUCTOR FUSE 500A AR 690V AC/440V DC | 176.59
3NE8335-0MK | SITOR SEMICONDUCTOR FUSE 550A AR 690V AC/440V DC | 183.7
3NE8336-0MK | SITOR SEMICONDUCTOR FUSE 630A AR 690V AC/440V DC | 192
3KC9000-8CL10 | TRANSFER CONTROL DEVICE ATC3100 CN | 664.64
3KD2634-2ME10-0 | SWITCH DISCONNECTOR 63A, SIZE 1, 3-POLE LATERAL DRIVE LEFT BASIC UNIT WITHOUT HANDLE BOX TERMIN | 59.02
3KD2634-2ME40-0 | SWITCH DISCONNECTOR 63A, SIZE 1, 3-POLE LATERAL DRIVE RIGHT BASIC UNIT WITHOUT HANDLE BOX TERMI | 59.02
3KD2644-2ME10-0 | SWITCH DISCONNECTOR 63A, SIZE 1, 4-POLE LATERAL DRIVE LEFT BASIC UNIT WITHOUT HANDLE BOX TERMIN | 73.66
3KD2644-2ME40-0 | SWITCH DISCONNECTOR 63A, SIZE 1, 4-POLE LATERAL DRIVE RIGHT BASIC UNIT WITHOUT HANDLE BOX TERMI | 73.66
3KD3034-0NE40-0 | SWITCH DISCONNECTOR 100A, SIZE 2, 3-POLE LATERAL DRIVE RIGHT BASIC UNIT WITHOUT HANDLE FLAT-TYP | 89.93
3KD3034-2NE10-0 | LASTTRENNSCHALTER 100A, BAUGROESSE 2, 3-POLIG SEITENANTRIEB LEFT GRUNDGERAET OHNE HANDGRIFF RAH | 99.28
3KD3034-2NE40-0 | SWITCH DISCONNECTOR 100A, SIZE 2, 3-POLE LATERAL DRIVE RIGHT BASIC UNIT WITHOUT HANDLE BOX TERM | 99.28
3KD3044-0NE10-0 | SWITCH DISCONNECTOR 100A, SIZE 2, 4-POLE LATERAL DRIVE LEFT BASIC UNIT WITHOUT HANDLE FLAT-TYPE | 110.51
3KD3260-0NE20-0 | SWITCH DISCONNECTOR 125A, SIZE 2, 6-POLE DC FRONT DRIVE CENTER BASIC UNIT WITHOUT HANDLE FLAT-T | 590.06
3KD3260-2NE20-0 | SWITCH DISCONNECTOR 125A, SIZE 2, 6-POLE DC FRONT DRIVE CENTER BASIC UNIT WITHOUT HANDLE BOX TE | 661.87
3KD3434-0NE10-0 | SWITCH DISCONNECTOR 160A, SIZE 2, 3-POLE LATERAL DRIVE LEFT BASIC UNIT WITHOUT HANDLE FLAT-TYPE | 121.76
3KD3434-0NE40-0 | SWITCH DISCONNECTOR 160A, SIZE 2, 3-POLE LATERAL DRIVE RIGHT BASIC UNIT WITHOUT HANDLE FLAT-TYP | 121.76
3KD3644-0PE10-0 | SWITCH DISCONNECTOR 200A, SIZE 3, 4-POLE LATERAL DRIVE LEFT BASIC UNIT WITHOUT HANDLE FLAT-TYPE | 232.28
3KD3660-0PE20-0 | SWITCH DISCONNECTOR 200A, SIZE 3, 6-POLE DC FRONT DRIVE CENTER BASIC UNIT WITHOUT HANDLE FLAT-T | 774.23
3KD3834-0PE10-0 | SWITCH DISCONNECTOR 250A, SIZE 3, 3-POLE LATERAL DRIVE LEFT BASIC UNIT WITHOUT HANDLE FLAT-TYPE | 241.66
3KD3844-0PE10-0 | SWITCH DISCONNECTOR 250A, SIZE 3, 4-POLE LATERAL DRIVE LEFT BASIC UNIT WITHOUT HANDLE FLAT-TYPE | 301.59
3KD4660-0QE20-0 | SWITCH DISCONNECTOR 630A, SIZE 4, 6-POLE DC FRONT DRIVE CENTER BASIC UNIT WITHOUT HANDLE FLAT-T | 1223.8
3KD4834-0QE10-0 | SWITCH DISCONNECTOR 800A, SIZE 4, 3-POLE LATERAL DRIVE LEFT BASIC UNIT WITHOUT HANDLE FLAT-TYPE | 780.48
3KD4844-0QE10-0 | SWITCH DISCONNECTOR 800A, SIZE 4, 4-POLE LATERAL DRIVE LEFT BASIC UNIT WITHOUT HANDLE FLAT-TYPE | 980.3
3KD4860-0QE20-0 | SWITCH DISCONNECTOR 800A, SIZE 4, 6-POLE DC FRONT DRIVE CENTER BASIC UNIT WITHOUT HANDLE FLAT-T | 1461.04
3KD5034-0RE10-0 | SWITCH DISCONNECTOR 1000A, SIZE 5, 3-POLE LATERAL DRIVE LEFT BASIC UNIT WITHOUT HANDLE FLAT-TYP | 1379.91
3NE8817-0MK | SITOR SEMICONDUCTOR FUSE 50A GR 690V AC/440V DC | 43.16
3NE8818-0MK | SITOR SEMICONDUCTOR FUSE 63A GR 690V AC/440V DC | 43.74
3NE8820-0MK | SITOR SEMICONDUCTOR FUSE 80A AR 690V AC/440V DC | 45.85
3NE8821-0MK | SITOR SEMICONDUCTOR FUSE 100A AR 690V AC/440V DC | 49.32
3RH2911-2FA40-ZW97 | AUX.SWITCH BLOCK,FRONT,4NO, CURR.PATH: 1NO, 1NO, 1NO, 1NO, F. CONT. RELAYS A. MOTOR CONT., 3RT2 | 13.16
3RH2911-2FA40-ZX95 | AUX.SWITCH BLOCK,FRONT,4NO, CURR.PATH: 1NO, 1NO, 1NO, 1NO, F. CONT. RELAYS A. MOTOR CONT., 3RT2 | 13.16
3NE5336-0MK06 | SITOR SEMICONDUCTOR FUSE 630A AR 1500V AC/1000V DC | 311.7
3NE7425-0U | SITOR-FUSE-LINK FOR SEMICONDUCTOR PROTECTION 200A AR 2000V A.C. MBC=6XIN SIZE 3 WITH SLOTTED CON | 320
3NE7636-1U | SITOR-FUSE-LINK FOR SEMICONDUCTOR PROTECTION 630A AR 2000V A.C. MBC=6XIN SIZE 3 WITH SLOTTED CON | 502.54
3NE7648-1U | SITOR-FUSE-LINK FOR SEMICONDUCTOR PROTECTION 525A AR 2000V A.C. MBC=6XIN SIZE 3 WITH SLOTTED CON | 502.54
3NE8221-0MK | SITOR SEMICONDUCTOR FUSE 100A AR 690V AC/440V DC | 91.65
3NE8222-0MK | SITOR SEMICONDUCTOR FUSE 125A AR 690V AC/440V DC | 96.71
3NE8227-3MK | SITOR SEMICONDUCTOR FUSE 250A AR 690V AC/440V DC | 91.65
3NE8230-3MK | SITOR SEMICONDUCTOR FUSE 315A AR 690V AC/440V DC | 96.71
3NE8331-0MK | SITOR SEMICONDUCTOR FUSE 350A AR 690V AC/440V DC | 157.63
3NE8333-0MK | SITOR SEMICONDUCTOR FUSE 450A AR 690V AC/440V DC | 168.31
3KC9000-8EL10 | TRANSFER CONTROL DEVICE ATC3100 EN | 664.64
3KC9000-8EL68 | ACCESSORY FOR 3KC ATC3100 FOR PROT. AGAINST UNAUTHOR. OPERATION | 44.24
3KD2234-2ME40-0 | SWITCH DISCONNECTOR 32A, SIZE 1, 3-POLE LATERAL DRIVE RIGHT BASIC UNIT WITHOUT HANDLE BOX TERMI | 55.31
3KD2244-2ME40-0 | SWITCH DISCONNECTOR 32A, SIZE 1, 4-POLE LATERAL DRIVE RIGHT BASIC UNIT WITHOUT HANDLE BOX TERMI | 69.32
3KD2834-0NE10-0 | SWITCH DISCONNECTOR 80A, SIZE 2, 3-POLE LATERAL DRIVE LEFT BASIC UNIT WITHOUT HANDLE FLAT-TYPE | 64.96
3KD2834-2NE10-0 | SWITCH DISCONNECTOR 80A, SIZE 2, 3-POLE LATERAL DRIVE LEFT BASIC UNIT WITHOUT HANDLE BOX TERMIN | 71.81
3KD2844-2NE40-0 | SWITCH DISCONNECTOR 80A, SIZE 2, 4-POLE LATERAL DRIVE RIGHT BASIC UNIT WITHOUT HANDLE BOX TERMI | 91.16
3KD2860-2NE20-0 | SWITCH DISCONNECTOR 80A, SIZE 2, 6-POLE DC FRONT DRIVE CENTER BASIC UNIT WITHOUT HANDLE BOX TER | 432.09
3KD3044-2NE10-0 | LASTTRENNSCHALTER 100A, BAUGROESSE 2, 4-POLIG SEITENANTRIEB LEFT GRUNDGERAET OHNE HANDGRIFF RAH | 122.99
3KD3060-0NE20-0 | SWITCH DISCONNECTOR 100A, SIZE 2, 6-POLE DC FRONT DRIVE CENTER BASIC UNIT WITHOUT HANDLE FLAT-T | 516.36
3KD3244-0NE40-0 | SWITCH DISCONNECTOR 125A, SIZE 2, 4-POLE LATERAL DRIVE RIGHT BASIC UNIT WITHOUT HANDLE FLAT-TYP | 137.37
3KD3244-2NE40-0 | SWITCH DISCONNECTOR 125A, SIZE 2, 4-POLE LATERAL DRIVE RIGHT BASIC UNIT WITHOUT HANDLE BOX TERM | 151.71
3KD3434-2NE10-0 | SWITCH DISCONNECTOR 160A, SIZE 2, 3-POLE LATERAL DRIVE LEFT BASIC UNIT WITHOUT HANDLE BOX TERMI | 137.37
3KD3444-0NE10-0 | SWITCH DISCONNECTOR 160A, SIZE 2, 4-POLE LATERAL DRIVE LEFT BASIC UNIT WITHOUT HANDLE FLAT-TYPE | 152.96
3KD3634-0NE40-0 | SWITCH DISCONNECTOR 200A, SIZE 2, 3-POLE LATERAL DRIVE RIGHT BASIC UNIT WITHOUT HANDLE FLAT-TYP | 150.48
3KD3644-0NE10-0 | SWITCH DISCONNECTOR 200A, SIZE 2, 4-POLE LATERAL DRIVE LEFT BASIC UNIT WITHOUT HANDLE FLAT-TYPE | 187.95
3KD4034-0PE10-0 | SWITCH DISCONNECTOR 315A, SIZE 3, 3-POLE LATERAL DRIVE LEFT BASIC UNIT WITHOUT HANDLE FLAT-TYPE | 277.83
3KD4060-0PE20-0 | SWITCH DISCONNECTOR 315A, SIZE 3, 6-POLE DC FRONT DRIVE CENTER BASIC UNIT WITHOUT HANDLE FLAT-T | 942.83
3KD4444-0QE10-0 | SWITCH DISCONNECTOR 500A, SIZE 4, 4-POLE LATERAL DRIVE LEFT BASIC UNIT WITHOUT HANDLE FLAT-TYPE | 603.77
3KD4634-0QE10-0 | SWITCH DISCONNECTOR 630A, SIZE 4, 3-POLE LATERAL DRIVE LEFT BASIC UNIT WITHOUT HANDLE FLAT-TYPE | 606.28
3KD5044-0RE10-0 | SWITCH DISCONNECTOR 1000A, SIZE 5, 4-POLE LATERAL DRIVE LEFT BASIC UNIT WITHOUT HANDLE FLAT-TYP | 1717.04
3KD5234-0RE10-0 | SWITCH DISCONNECTOR 1250A, SIZE 5, 3-POLE LATERAL DRIVE LEFT BASIC UNIT WITHOUT HANDLE FLAT-TYP | 1966.82
3NE8813-0MK | SITOR SEMICONDUCTOR FUSE 16A GR 690V AC/440V DC | 35.17
3NE8815-0MK | SITOR SEMICONDUCTOR FUSE 25A GR 690V AC/440V DC | 38.77
3NE8822-0MK | SITOR SEMICONDUCTOR FUSE 125A AR 690V AC/440V DC | 52.87
3KD2260-2ME20-0 | SWITCH DISCONNECTOR 32A, SIZE 1, 6-POLE DC FRONT DRIVE CENTER BASIC UNIT WITHOUT HANDLE BOX TER | 297.82
3KD2660-2ME20-0 | SWITCH DISCONNECTOR 63A, SIZE 1, 6-POLE DC FRONT DRIVE CENTER BASIC UNIT WITHOUT HANDLE BOX TER | 353.4
3KD2834-0NE40-0 | SWITCH DISCONNECTOR 80A, SIZE 2, 3-POLE LATERAL DRIVE RIGHT BASIC UNIT WITHOUT HANDLE FLAT-TYPE | 64.96
3KD2860-0NE20-0 | SWITCH DISCONNECTOR 80A, SIZE 2, 6-POLE DC FRONT DRIVE CENTER BASIC UNIT WITHOUT HANDLE FLAT-TY | 388.99
3KD3034-0NE10-0 | SWITCH DISCONNECTOR 100A, SIZE 2, 3-POLE LATERAL DRIVE LEFT BASIC UNIT WITHOUT HANDLE FLAT-TYPE | 89.93
3KD3044-0NE40-0 | SWITCH DISCONNECTOR 100A, SIZE 2, 4-POLE LATERAL DRIVE RIGHT BASIC UNIT WITHOUT HANDLE FLAT-TYP | 110.51
3KD3044-2NE40-0 | SWITCH DISCONNECTOR 100A, SIZE 2, 4-POLE LATERAL DRIVE RIGHT BASIC UNIT WITHOUT HANDLE BOX TERM | 122.99
3KD3060-2NE20-0 | SWITCH DISCONNECTOR 100A, SIZE 2, 6-POLE DC FRONT DRIVE CENTER BASIC UNIT WITHOUT HANDLE BOX TE | 576.31
3KD3244-0NE10-0 | SWITCH DISCONNECTOR 125A, SIZE 2, 4-POLE LATERAL DRIVE LEFT BASIC UNIT WITHOUT HANDLE FLAT-TYPE | 137.37
3KD3244-2NE10-0 | SWITCH DISCONNECTOR 125A, SIZE 2, 4-POLE LATERAL DRIVE LEFT BASIC UNIT WITHOUT HANDLE BOX TERMI | 151.71
3KD3434-2NE40-0 | SWITCH DISCONNECTOR 160A, SIZE 2, 3-POLE LATERAL DRIVE RIGHT BASIC UNIT WITHOUT HANDLE BOX TERM | 137.37
3KD3444-0NE40-0 | SWITCH DISCONNECTOR 160A, SIZE 2, 4-POLE LATERAL DRIVE RIGHT BASIC UNIT WITHOUT HANDLE FLAT-TYP | 152.96
3KD3634-0NE10-0 | SWITCH DISCONNECTOR 200A, SIZE 2, 3-POLE LATERAL DRIVE LEFT BASIC UNIT WITHOUT HANDLE FLAT-TYPE | 150.48
3KD3634-0PE10-0 | SWITCH DISCONNECTOR 200A, SIZE 3, 3-POLE LATERAL DRIVE LEFT BASIC UNIT WITHOUT HANDLE FLAT-TYPE | 187.32
3KD3644-0NE40-0 | SWITCH DISCONNECTOR 200A, SIZE 2, 4-POLE LATERAL DRIVE RIGHT BASIC UNIT WITHOUT HANDLE FLAT-TYP | 187.95
3KD3860-0PE20-0 | SWITCH DISCONNECTOR 250A, SIZE 3, 6-POLE DC FRONT DRIVE CENTER BASIC UNIT WITHOUT HANDLE FLAT-T | 861.65
3KD4044-0PE10-0 | SWITCH DISCONNECTOR 315A, SIZE 3, 4-POLE LATERAL DRIVE LEFT BASIC UNIT WITHOUT HANDLE FLAT-TYPE | 347.76
3KD4460-0QE20-0 | SWITCH DISCONNECTOR 500A, SIZE 4, 6-POLE DC FRONT DRIVE CENTER BASIC UNIT WITHOUT HANDLE FLAT-T | 1217.56
3KD4644-0QE10-0 | SWITCH DISCONNECTOR 630A, SIZE 4, 4-POLE LATERAL DRIVE LEFT BASIC UNIT WITHOUT HANDLE FLAT-TYPE | 755.51
3KD5060-0RE20-0 | SWITCH DISCONNECTOR 1000A, SIZE 5, 6-POLE DC FRONT DRIVE CENTER BASIC UNIT WITHOUT HANDLE FLAT- | 2110.41
3KD5244-0RE10-0 | SWITCH DISCONNECTOR 1250A, SIZE 5, 4-POLE LATERAL DRIVE LEFT BASIC UNIT WITHOUT HANDLE FLAT-TYP | 2472.57
3NE8812-0MK | SITOR SEMICONDUCTOR FUSE 10A GR 690V AC/440V DC | 33.4
3NE8814-0MK | SITOR SEMICONDUCTOR FUSE 20A GR 690V AC/440V DC | 36.97
3NE8824-0MK | SITOR SEMICONDUCTOR FUSE 160A AR 500V AC/440V DC | 56.3
3NH5023 | SITOR FUSE-HOLDER 315A 690V 1-POLE WITH STUD-CONNECTION WITH MOUNTING DIMENSION 80MM | 18.78
3RH2911-2FA22-ZW98 | AUX.SWITCH BLOCK,FRONT,2NO+2NC, CURR.PATH: 1NO, 1NC, 1NC, 1NO, F. CONT. RELAYS A. MOTOR CONT., 3R | 13.16
3RH2911-2FA40-ZW96 | AUX.SWITCH BLOCK,FRONT,4NO, CURR.PATH: 1NO, 1NO, 1NO, 1NO, F. CONT. RELAYS A. MOTOR CONT., 3RT2 | 13.16
3RH2911-2HA11-ZX95 | AUX.SWITCH BLOCK,FRONT,1NO+1NC, CURR.PATH: 1NC, 1NO, F. CONT. RELAYS A. MOTOR CONT., 3RT2 SPRING | 7.84
3RH2911-2HA31-ZW97 | AUX.SWITCH BLOCK,FRONT,3NO+1NC, CURR.PATH: 1NC, 1NO, 1NO, 1NO, F. CONT. RELAYS A. MOTOR CONT., 3R | 13.16
3RH2911-2XA40-0MA0-ZW98 | AUX.SWITCH BLOCK,FRONT,4NO, CURR.PATH: 1NO, 1NO, 1NO, 1NO, F. CONT. RELAYS A. MOTOR CONT., 3RT2 | 13.16
3RH2914-2GP11 | COUPLING LINK FOR MOUNTING ONTO AC,DC,AC/DC CONTACTORS 3RT2 S00-S2, 24V DC CONTROL SPRING CONNECT | 46.14
3NC1820-0MK | SITOR SEMICONDUCTOR FUSE 20A GR 690V AC/440V DC | 17.67
3NH5473 | SITOR FUSE-HOLDER 630A 1800V 1-POLE WITH STUD-CONNECTION WITH MOUNTING DIMENSION 170MM | 58.07
3NH5723 | SITOR FUSE-HOLDER 50A 690V 1-POLE WITH STUD-CONNECTION WITH MOUNTING DIMENSION 75MM | 16.73
3RH2911-2NE21 | COMP. AUX. SW BL.FRONT 2NO+1NC,CURR.PATH:1NO,-,1NO,1NC F. CONT. RELAYS A. MOTOR CONT., 3RT2 SPRI | 57.34
3RH2911-2XA31-0MA0-ZW96 | AUX.SWITCH BLOCK,FRONT,3NO+1NC, CURR.PATH: 1NO, 1NC, 1NO, 1NO, F. CONT. RELAYS A. MOTOR CONT., 3R | 13.16
3RH2911-2XA31-0MA0-ZW98 | AUX.SWITCH BLOCK,FRONT,3NO+1NC, CURR.PATH: 1NO, 1NC, 1NO, 1NO, F. CONT. RELAYS A. MOTOR CONT., 3R | 13.16
3RH2911-2XA31-0MA0-ZX95 | AUX.SWITCH BLOCK,FRONT,3NO+1NC, CURR.PATH: 1NO, 1NC, 1NO, 1NO, F. CONT. RELAYS A. MOTOR CONT., 3R | 13.16
3NC1840-0MK | SITOR SEMICONDUCTOR FUSE 40A GR 690V AC/440V DC | 22.75
3NC1850-0MK | SITOR SEMICONDUCTOR FUSE 50A GR 690V AC/440V DC | 24.65
3NC2200-0MK | SITOR SEMICONDUCTOR FUSE 22X58 100A GR 690V AC/250V DC | 20.26
3NC2211-0MK | SITOR SEMICONDUCTOR FUSE 22X58 125A AR 690V AC/250V DC | 23.6
3NC2325-0MK | SITOR SEMICONDUCTOR FUSE 22X127 25A GS 1500V AC/1000V DC | 50.01
3NC2332-0MK | SITOR SEMICONDUCTOR FUSE 22X127 32A GS 1500V AC/1000V DC | 50.86
3NC2340-0MK | SITOR SEMICONDUCTOR FUSE 22X127 40A GR 1500V AC/1000V DC | 52.27
3NC2350-0MK | SITOR SEMICONDUCTOR FUSE 22X127 50A AR 1500V AC/1000V DC | 52.87
3NC3236-6U | SITOR-FUSE-LINK FOR SEMICONDUCTOR PROTECTION 630A AR 690V A.C. MBC=4,5XIN SIZE 3 WITH FLUSH-END | 210.96
3NC3237-1U | SITOR-FUSE-LINK FOR SEMICONDUCTOR PROTECTION 710A AR 690V A.C. MBC=4,5XIN SIZE 3 WITH SLOTTED CO | 202.68
3NC3237-6U | SITOR-FUSE-LINK FOR SEMICONDUCTOR PROTECTION 710A AR 690V A.C. MBC=4,5XIN SIZE 3 WITH FLUSH-END | 210.96
3NC3238-1U | SITOR-FUSE-LINK FOR SEMICONDUCTOR PROTECTION 800A AR 690V A.C. MBC=4,5XIN SIZE 3 WITH SLOTTED CO | 215.7
3RA2832-1DG10 | ELECTR. TIMING RELAY OFF-DELAY WITH AUXILIARY VOLTAGE AND SEMICONDUCTOR OUTPUT 24...90V AC/DC T | 71.28
3RA2932-2F | BASE PLATE, SIZE S2, F. ASSEMB. STAR-DELTA (WYE-D.) COMB. USING CONTACT. OF THE SAME SIZE OR DIFF | 21.8
3RA2933-1BB1 | WIRING KIT, ELECTRICAL AND MECHANICAL, COMPL. F. LOAD FEEDERS, FOR REVERSING FUSELESS, SZ. S2, | 74.96
3RA2933-1DB1 | WIRING KIT, ELECTRICAL AND MECHANICAL, COMPL. F. LOAD FEEDERS, FOR REVERSING FUSELESS, SZ. S2, | 112.41
3NC1020-0MK | SITOR SEMICONDUCTOR FUSE 10X38 20A GR 690V AC/250V DC | 10.21
3NC1025-0MK | SITOR SEMICONDUCTOR FUSE 10X38 25A GR 690V AC/250V DC | 10.34
3NC1032-0MK | SITOR SEMICONDUCTOR FUSE 10X38 32A GR 690V AC/250V DC | 10.55
3NC1406-0MK | SITOR SEMICONDUCTOR FUSE 14X51 6A GR 690V AC/700V DC | 11.96
3RA2120-4DH27-0AV0 | LOAD FEEDER FUSELESS DIRECT START, AC 400V, SZ S0, 18...25A, AC 400V, SPRING-LOADED CONNECTION F | 264.61
3RA2120-4NA27-0AP0 | LOAD FEEDER FUSELESS DIRECT START, AC 400V, SZ. S0, 23...28A, AC 230V SCREW CONNECTION FOR RAIL | 241.19
3RA2120-4NA27-0BB4 | LOAD FEEDER FUSELESS DIRECT START, AC 400V, SZ. S0, 23...28A, DC 24V SCREW CONNECTION FOR RAIL M | 291.2
3RA2120-4NA27-0FB4 | FUSELESS LOAD FEEDER DIRECT START, 400V AC, SIZE S0, 23...28A, 24 V DC WITH DIODE COMBINATION IN | 311.46
3RA2125-1HH24-0FB4 | FUSELESS LOAD FEEDER DIR. START., 400 V AC, SIZE S0 5.50...8.00 A 24 V DC SPRING-TYPE TERMINALS | 238.03
3RA2125-1JE24-0FB4 | FUSELESS LOAD FEEDER DIR. START., 400 V AC, SIZE S0 7,00...10.0 A 24 V DC SPRING-TYPE TERMINALS | 202.57
3RA2125-1JH24-0FB4 | FUSELESS LOAD FEEDER DIR. START., 400 V AC, SIZE S0 7.00...10.0 A 24 V DC SPRING-TYPE TERMINALS | 248.16
3RA2125-1KE24-0FB4 | FUSELESS LOAD FEEDER DIR. START., 400 V AC, SIZE S0 9.00...12.5 A 24 V DC SPRING-TYPE TERMINALS | 202.57
3RA2130-4EA35-0AP0 | LOAD FEEDER FUSELESS DIRECT START, 400V AC, BGR. S2 22 ... 32A 230V AC 50HZ SCREW TERMINAL FOR | 320.31
3RH2911-2GA13-ZW98 | AUX.SWITCH BLOCK,FRONT,1NO+3NC, CURR.PATH: 1NO, 1NC, 1NC, 1NC, FOR CONTACTOR RELAYS, SZ S00, SPR | 13.16
3RH2911-2HA11-ZW98 | AUX.SWITCH BLOCK,FRONT,1NO+1NC, CURR.PATH: 1NC, 1NO, F. CONT. RELAYS A. MOTOR CONT., 3RT2 SPRING | 7.84
3RA1973-3E | CONNECTOR FOR YD-STARTER SIZE S10-S10-S6 | 276.47
3NC1810-0MK | SITOR SEMICONDUCTOR FUSE 10A GR 690V AC/440V DC | 13.99
3NC2263-0MK | SITOR SEMICONDUCTOR FUSE 22X58 63A GR 690V AC/250V DC | 17.31
3NC2280-0MK | SITOR SEMICONDUCTOR FUSE 22X58 80A GR 690V AC/250V DC | 19.45
3NC2301-0MK | SITOR SEMICONDUCTOR FUSE 22X127 1A GS 1500V AC/1000V DC | 43.74
3NC2302-0MK | SITOR SEMICONDUCTOR FUSE 22X127 2A GS 1500V AC/1000V DC | 45.02
3NC2611-0MK | SITOR SEMICONDUCTOR FUSE 125A AR 690V AC/440V DC | 45.85
3NC2625-0MK | SITOR SEMICONDUCTOR FUSE 25A GR 690V AC/440V DC | 24.65
3NC2632-0MK | SITOR SEMICONDUCTOR FUSE 32A GR 690V AC/440V DC | 26.43
3NC2640-0MK | SITOR SEMICONDUCTOR FUSE 40A GR 690V AC/440V DC | 28.83
3NC3242-1U | SITOR-FUSE-LINK FOR SEMICONDUCTOR PROTECTION 1100A AR 690V A.C. MBC=4,5XIN SIZE 3 WITH SLOTTED C | 232.31
3NC3242-6U | SITOR-FUSE-LINK FOR SEMICONDUCTOR PROTECTION 1100A AR 690V A.C. MBC=4,5XIN SIZE 3 WITH FLUSH-END | 238.24
3NC3243-1U | SITOR-FUSE-LINK FOR SEMICONDUCTOR PROTECTION 1250A AR 690V A.C. MBC=4,5XIN SIZE 3 WITH SLOTTED C | 252.45
3NC3243-6U | SITOR-FUSE-LINK FOR SEMICONDUCTOR PROTECTION 1250A AR 690V A.C. MBC=4,5XIN SIZE 3 WITH FLUSH-END | 261.93
3RA2324-8XB30-2FB4 | REV. COMB., AC3, 5.5KW/ 400V DC24V 3-POLE, SZ S0 SPRING-LOADED TERMINAL ELECTR. AND MECH. INTER | 202.11
3RA2325-8XB30-2FB4 | REV. COMB., AC3, 7.5KW/ 400V DC24V 3-POLE, SZ S0 SPRING-LOADED TERMINAL ELECTR. AND MECH. INTER | 231.06
3RA2326-8XB30-2FB4 | REV. COMB., AC3, 11KW/400V DC24V 3-POLE, SZ S0 SPRING-LOADED TERMINAL ELECTR. AND MECH. INTERLOC | 262.27
3RA2327-8XB30-2FB4 | REV. COMB., AC3, 15KW/400V DC24V 3-POLE, SZ S0 SPRING-LOADED TERMINAL ELECTR. AND MECH. INTERLOC | 330.93
3NC1432-0MK | SITOR SEMICONDUCTOR FUSE 14X51 32A GR 690V AC/600V DC | 13.74
3NC1440-0MK | SITOR SEMICONDUCTOR FUSE 14X51 40A GR 690V AC/440V DC | 14.44
3NC1450-0MK | SITOR SEMICONDUCTOR FUSE 14X51 50A GR 690V AC/250V DC | 15.17
3NC1463-0MK | SITOR SEMICONDUCTOR FUSE 14X51 63A AR 690V AC/250V DC | 15.77
3RA2120-4NE27-0BB4 | LOAD FEEDER FUSELESS DIRECT START, AC 400V, SZ S0, 23...28A, DC 24V SPRING-LOADED CONNECTION FOR | 289.92
3RA2120-4NH27-0AP0 | LOAD FEEDER FUSELESS DIRECT START, AC 400V, SZ. S0, 23...28A, AC 230V SPRING-LOADED CONNECTION F | 287.39
3RA2120-4NH27-0BB4 | LOAD FEEDER FUSELESS DIRECT START, AC 400V, SZ. S0, 23...28A, DC 24V SPRING-LOADED CONNECTION FO | 339.3
3RA2125-1FE24-0FB4 | FUSELESS LOAD FEEDER DIR. START., 400 V AC, SIZE S0 3.50...5.00 A 24 V DC SPRING-TYPE TERMINALS | 194.97
3RA2125-4CE27-0FB4 | FUSELESS LOAD FEEDER DIR. START., 400 V AC, SIZE S0 16.0...22.0 A 24 V DC SPRING-TYPE TERMINALS | 286.76
3RA2125-4DE27-0FB4 | FUSELESS LOAD FEEDER DIR. START., 400 V AC, SIZE S0 18.0...25.0 A 24 V DC SPRING-TYPE TERMINALS | 300.68
3RA2125-4DH27-0FB4 | FUSELESS LOAD FEEDER DIR. START., 400 V AC, SIZE S0 18.0...25.0 A 24 V DC SPRING-TYPE TERMINALS | 349.43
3RA2125-4EE27-0FB4 | FUSELESS LOAD FEEDER DIR. START., 400 V AC, SIZE S0 27.0...32.0 A 24 V DC SPRING-TYPE TERMINALS | 325.38
3RA2130-4UA35-0AP0 | LOAD FEEDER FUSELESS DIRECT START, 400V AC, BGR. S2 32 ... 40A 230V AC 50HZ SCREW TERMINAL FOR | 348.8
3RA2130-4UA35-0NB3 | LOAD FEEDER FUSELESS DIRECT START, 400V AC, BGR. S2 32 ... 40A 20 ... 33 V AC/DC SCREW TERMINAL | 412.74
3RA2130-4VA36-0AP0 | LOAD FEEDER FUSELESS DIRECT START, 400V AC, BGR. S2 35 ... 45A 230V AC 50HZ SCREW TERMINAL FOR | 403.24
3RA2130-4VA36-0NB3 | LOAD FEEDER FUSELESS DIRECT START, 400V AC, BGR. S2 35 ... 45A 20 ... 33 V AC/DC SCREW TERMINAL | 489.33
3NE9330-0MK07 | SITOR SEMICONDUCTOR FUSE 315A AR 3000V DC | 1197.06
3RH2911-1FC30 | AUX.SWITCH BL 30U,3NO,FRONT EARLY MAKE NO F. CONT. RELAYS A. MOTOR CONT., 3RT2 SCREW TERMINAL 5 | 19.84
3RH2911-2FA22-ZX95 | AUX. SW. BLOCK, FRONT, 2NO+2NC, COND. PATHS: 1NO,1NC,1NC,1NO, F. CONT. REL. AND MOT. CONT., 3RT2 | 13.16
3RH2911-2HA31-ZW96 | AUX.SWITCH BLOCK,FRONT,3NO+1NC, CURR.PATH: 1NC, 1NO, 1NO, 1NO, F. CONT. RELAYS A. MOTOR CONT., 3R | 13.16
3RH2911-2HA31-ZX95 | AUX.SWITCH BLOCK,FRONT,3NO+1NC, CURR.PATH: 1NC, 1NO, 1NO, 1NO, F. CONT. RELAYS A. MOTOR CONT., 3R | 13.16
3RH2911-2XA40-0MA0-ZW96 | AUX.SWITCH BLOCK,FRONT,4NO, CURR.PATH: 1NO, 1NO, 1NO, 1NO, F. CONT. RELAYS A. MOTOR CONT., 3RT2 | 13.16
3RH2914-1GP11 | COUPLING LINK FOR MOUNTING ONTO AC,DC,AC/DC CONTACTORS 3RT2 S00-S2, 24V DC CONTROL SCREW CONNECTI | 46.14
3NC1816-0MK | SITOR SEMICONDUCTOR FUSE 16A GR 690V AC/440V DC | 15.77
3NC1825-0MK | SITOR SEMICONDUCTOR FUSE 25A GR 690V AC/440V DC | 19.45
3NC2232-0MK | SITOR SEMICONDUCTOR FUSE 22X58 32A GR 690V AC/600V DC | 15.4
3NC2250-0MK | SITOR SEMICONDUCTOR FUSE 22X58 50A GR 690V AC/250V DC | 16.48
3NC2304-0MK | SITOR SEMICONDUCTOR FUSE 22X127 4A GS 1500V AC/1000V DC | 45.85
3NC2310-0MK | SITOR SEMICONDUCTOR FUSE 22X127 10A GS 1500V AC/1000V DC | 47.65
3NC2320-0MK | SITOR SEMICONDUCTOR FUSE 22X127 20A GS 1500V AC/1000V DC | 49.32
3NC2391-0MK | SITOR FUSE-HOLDER 22X127 63A 1500V AC/1000V DC 1-POLE | 139.86
3NC2393-0MK | SITOR FUSE-HOLDER 22X127 63A 1500V AC/1000V DC 3-POLE | 387.57
3NC2663-0MK | SITOR SEMICONDUCTOR FUSE 63A GR 690V AC/440V DC | 35.17
3NC3236-1U | SITOR-FUSE-LINK FOR SEMICONDUCTOR PROTECTION 630A AR 690V A.C. MBC=4,5XIN SIZE 3 WITH SLOTTED CO | 202.68
3NC3238-6U | SITOR-FUSE-LINK FOR SEMICONDUCTOR PROTECTION 800A AR 690V A.C. MBC=4,5XIN SIZE 3 WITH FLUSH-END | 225.19
3NC3240-6U | SITOR-FUSE-LINK FOR SEMICONDUCTOR PROTECTION 900A AR 690V A.C. MBC=4,5XIN SIZE 3 WITH FLUSH-END | 225.19
3NC3241-6U | SITOR-FUSE-LINK FOR SEMICONDUCTOR PROTECTION 1000A AR 690V A.C. MBC=4,5XIN SIZE 3 WITH FLUSH-END | 238.24
3NC3244-1U | SITOR-FUSE-LINK FOR SEMICONDUCTOR PROTECTION 1400A AR 500V A.C. MBC=4,5XIN SIZE 3 WITH SLOTTED C | 252.45
3NC3245-1U | SITOR-FUSE-LINK FOR SEMICONDUCTOR PROTECTION 1600A AR 500V A.C. MBC=4,5XIN SIZE 3 WITH SLOTTED C | 252.45
3RA2323-8XB30-1AP6 | REV. COMB., AC3, 4KW/ 400V AC 220V 50 HZ / 240V 60 HZ, 3-POLE, SZ S0 SCREW TERMINAL ELECTR. AND | 102.2
3NC1010-0MK | SITOR SEMICONDUCTOR FUSE 10X38 10A GR 690V AC/440V DC | 9.66
3NC1016-0MK | SITOR SEMICONDUCTOR FUSE 10X38 16A GR 690V AC/440V DC | 10.05
3NC1410-0MK | SITOR SEMICONDUCTOR FUSE 14X51 10A GR 690V AC/700V DC | 11.96
3NC1420-0MK | SITOR SEMICONDUCTOR FUSE 14X51 20A GR 690V AC/600V DC | 12.56
3RA2315-8XB30-2FB4 | REV. COMB. AC3, 3KW/400V DC24V 3-POLE, SZ S00 SPRING-TYPE TERMINAL ELECTR. AND MECH. INTERLOCK | 98.21
3RA2317-8XB30-2FB4 | REV. COMB. AC3, 5,5KW/400V DC24V 3-POLE, SZ S00 SPRING-TYPE TERMINAL ELECTR. AND MECH. INTERLOCK | 118.08
3RA2120-4ND27-0BB4 | LOAD FEEDER FUSELESS DIRECT START, AC 400V, SZ. S0, 23...28A, DC 24V SCREW CONNECTION FOR BUSBAR | 336.78
3RA2120-4NE27-0AP0 | LOAD FEEDER FUSELESS DIRECT START, AC 400V, SZ S0, 23...28A, AC 230V SPRING-LOADED CONNECTION FO | 240.56
3RA2125-1FH24-0FB4 | FUSELESS LOAD FEEDER DIR. START., 400 V AC, SIZE S0 3.50...5.00 A 24 V DC SPRING-TYPE TERMINALS | 238.03
3RA2125-1GH24-0FB4 | FUSELESS LOAD FEEDER DIR. START., 400 V AC, SIZE S0 4.50...6.30 A 24 V DC SPRING-TYPE TERMINALS | 238.03
3RA2125-4AE26-0FB4 | FUSELESS LOAD FEEDER DIR. START., 400 V AC, SIZE S0 10.0...16.0 A 24 V DC SPRING-TYPE TERMINALS | 236.75
3RA2125-4BE27-0FB4 | FUSELESS LOAD FEEDER DIR. START., 400 V AC, SIZE S0 13.0...20.0 A 24 V DC SPRING-TYPE TERMINALS | 282.34
3NC1832-0MK | SITOR SEMICONDUCTOR FUSE 32A GR 690V AC/440V DC | 21.23
3NC2225-0MK | SITOR SEMICONDUCTOR FUSE 22X58 25A GR 690V AC/700V DC | 14.93
3NC2240-0MK | SITOR SEMICONDUCTOR FUSE 22X58 40A GR 690V AC/440V DC | 15.77
3NC2306-0MK | SITOR SEMICONDUCTOR FUSE 22X127 6A GS 1500V AC/1000V DC | 46.69
3NC2316-0MK | SITOR SEMICONDUCTOR FUSE 22X127 16A GS 1500V AC/1000V DC | 48.49
3NC2392-0MK | SITOR FUSE-HOLDER 22X127 63A 1500V AC/1000V DC 2-POLE | 264.3
3NC2600-0MK | SITOR SEMICONDUCTOR FUSE 100A AR 690V AC/440V DC | 42.19
3NC2650-0MK | SITOR SEMICONDUCTOR FUSE 50A GR 690V AC/440V DC | 32.01
3NC2680-0MK | SITOR SEMICONDUCTOR FUSE 80A AR 690V AC/440V DC | 38.77
3NC3240-1U | SITOR-FUSE-LINK FOR SEMICONDUCTOR PROTECTION 900A AR 690V A.C. MBC=4,5XIN SIZE 3 WITH SLOTTED CO | 215.7
3NC3241-1U | SITOR-FUSE-LINK FOR SEMICONDUCTOR PROTECTION 1000A AR 690V A.C. MBC=4,5XIN SIZE 3 WITH SLOTTED C | 232.31
3NC3244-6U | SITOR-FUSE-LINK FOR SEMICONDUCTOR PROTECTION 1400A AR 500V A.C. MBC=4,5XIN SIZE 3 WITH FLUSH-END | 261.93
3NC3245-6U | SITOR-FUSE-LINK FOR SEMICONDUCTOR PROTECTION 1600A AR 500V A.C. MBC=4,5XIN SIZE 3 WITH FLUSH-END | 261.93
3RA2933-2AA2 | WIRING KIT, SPRING-TYPE, ELECTRICAL AND MECHANICAL, FOR REVERSING STARTER S2 | 31.08
3RA2323-8XB30-1AC2 | REV. COMB., AC3, 4KW/ 400V AC24V, 50/60HZ, 3-POLE, SZ S0 SCREW TERMINAL ELECTR. AND MECH. INTER | 102.2
3NC1006-0MK | SITOR SEMICONDUCTOR FUSE 10X38 6A GR 690V AC/440V DC | 10.55
3NC1012-0MK | SITOR SEMICONDUCTOR FUSE 10X38 12A GR 690V AC/440V DC | 9.85
3NC1416-0MK | SITOR SEMICONDUCTOR FUSE 14X51 16A GR 690V AC/600V DC | 12.22
3NC1425-0MK | SITOR SEMICONDUCTOR FUSE 14X51 25A GR 690V AC/600V DC | 13.05
3RA2220-4NF27-0BB4 | LOAD FEEDER FUSELESS REVERSING DUTY, AC 400V, SZ. S0, 23...28A, DC 24V SPRING-LOADED CONNECTION | 507.69
3RA2316-8XB30-2FB4 | REV. COMB. AC3, 4KW/400V DC24V 3-POLE, SZ S00 SPRING-TYPE TERMINAL ELECTR. AND MECH. INTERLOCK | 102.2
3RA2120-4ND27-0AP0 | LOAD FEEDER FUSELESS DIRECT START, AC 400V, SZ. S0, 23...28A, AC 230V SCREW CONNECTION FOR BUSBA | 282.97
3RA2120-4ND27-0FB4 | FUSELESS LOAD FEEDER DIRECT START, 400V AC, SZ. S0, 23...28A, 24 V DC WITH DIODE ASSEMBLY SNAPP | 358.3
3RA2125-1GE24-0FB4 | FUSELESS LOAD FEEDER DIR. START., 400 V AC, SIZE S0 4.50...6.30 A 24 V DC SPRING-TYPE TERMINALS | 194.97
3RA2125-1HE24-0FB4 | FUSELESS LOAD FEEDER DIR. START., 400 V AC, SIZE S0 5.50...8.00A 24 V DC SPRING-TYPE TERMINALS | 194.97
3RA2125-1KH24-0FB4 | FUSELESS LOAD FEEDER DIR. START., 400 V AC, SIZE S0 9.00...12.5 A 24 V DC SPRING-TYPE TERMINALS | 248.16
3RA2125-4AH26-0FB4 | FUSELESS LOAD FEEDER DIR. START., 400 V AC, SIZE S0 10.0...16.0 A 24 V DC SPRING-TYPE TERMINALS | 284.87
3RA2125-4BH27-0FB4 | FUSELESS LOAD FEEDER DIR. START., 400 V AC, SIZE S0 13.0...20.0 A 24 V DC SPRING-TYPE TERMINALS | 331.07
3RA2125-4EH27-0FB4 | FUSELESS LOAD FEEDER DIR. START., 400 V AC, SIZE S0 27.0...32.0 A 24 V DC SPRING-TYPE TERMINALS | 375.4
3RA2125-4NE27-0FB4 | FUSELESS LOAD FEEDER D-O-L START, 400 V AC, SIZE S0 23.0...28.0 A 24 V DC SPRING-TYPE TERMINALS | 325.38
3RA2130-4KA38-0NB3 | FUSELESS LOAD FEEDER D-O-L START, 400 V AC, SIZE S2 62 ... 65 A 20 ... 33 V AC/DC SCREW TERMINAL | 629.88
3RA2130-4PA35-0NB3 | LOAD FEEDER FUSELESS DIRECT START, 400V AC, BGR. S2 28 ... 36A 20 ... 33 V AC/DC SCREW TERMINAL | 397.55
3RA2130-4WA36-0AP0 | LOAD FEEDER FUSELESS DIRECT START, 400V AC, BGR. S2 42 ... 50A 230V AC 50HZ SCREW TERMINAL FOR | 406.42
3RA2130-4XA37-0AP0 | LOAD FEEDER FUSELESS DIRECT START, 400V AC, BGR. S2 49 ... 59A 230V AC 50HZ SCREW TERMINAL FOR | 471.62
3RA2150-4EA35-0AP0 | LOAD FEEDER FUSELESS DIRECT START, 400V AC, BGR. S2 22 ... 32A 230V AC 50HZ SCREW TERMINAL FOR | 405.14
3RA2150-4UA35-0NB3 | LOAD FEEDER FUSELESS DIRECT START, 400V AC, BGR. S2 32 ... 40A 20 ... 33 V AC/DC SCREW TERMINAL | 512.77
3RA2150-4VA36-0AP0 | LOAD FEEDER FUSELESS DIRECT START, 400V AC, BGR. S2 35 ... 45A 230V AC 50HZ SCREW TERMINAL FOR | 510.85
3RA2150-4VA36-0NB3 | LOAD FEEDER FUSELESS DIRECT START, 400V AC, BGR. S2 35 ... 45A 20 ... 33 V AC/DC SCREW TERMINAL | 596.33
3RA2150-4WA36-0AP0 | LOAD FEEDER FUSELESS DIRECT START, 400V AC, BGR. S2 42 ... 50A 230V AC 50HZ SCREW TERMINAL FOR | 515.93
3RH2344-1BG40 | CONTACTOR RELAY, 4NO+4NC, 125V DC SCREW TERMINAL, SIZE S00 2 NO + 2 NC BASIC UNIT /DIN EN | 55.52
3RH2422-1LB40-0LA0 | LATCHED CONTACTOR RELAY FOR RAILWAY APPLICATIONS 2NO+1NC, DC 24V, 0.7...1.25*US, VARISTOR INTEGRA | 143.79
3RH2440-1AN20 | CONTACTOR RELAY LATCHED, 4NO, 220V AC, 50/60HZ, SIZE S00, SCREW TERMINAL | 100.6
3RA2115-0BE15-1FB4 | FUSELESS LOAD FEEDER DIR. START., 400 V AC, SIZE S00 0.14...0.20 A 24 V DC SPRING-TYPE TERMINALS | 122.81
3RA2115-0CH15-1FB4 | FUSELESS LOAD FEEDER DIR. START., 400 V AC, SIZE S00 0.18...0.25 A 24 V DC SPRING-TYPE TERMINALS | 162.68
3RA2115-0JE15-1FB4 | FUSELESS LOAD FEEDER DIR. START., 400 V AC, SIZE S00 0.70...1.00 A 24 V DC SPRING-TYPE TERMINALS | 127.24
3RA2115-0JH15-1FB4 | FUSELESS LOAD FEEDER DIR. START., 400 V AC, SIZE S00 0.70...1.00 A 24 V DC SPRING-TYPE TERMINALS | 165.86
3RA2115-0KE15-1FB4 | FUSELESS LOAD FEEDER DIR. START., 400 V AC, SIZE S00 0.90...1.25 A 24 V DC SPRING-TYPE TERMINALS | 130.4
3RA2115-0KH15-1FB4 | FUSELESS LOAD FEEDER DIR. START., 400 V AC, SIZE S00 0.90...1.25 A 24 V DC SPRING-TYPE TERMINALS | 171.55
3RT2018-1BA42 | CONTACTOR, AC-3, 7.5KW/400V, 1NC, DC 12V, 3-POLE, SZ S00 SCREW TERMINAL . | 66.43
3RH2131-2EP00 | AUXILIARY CONTACTOR, 3NO+1NC, 230 V AC, 50/60 HZ, SIZE S00, SPRING-TYPE TERMINALS WITH RC ELEMENT | 41.21
3RH2131-2EP00-1AA0 | AUXILIARY CONTACTOR, 3NO+1NC, 230 V AC, 50/60 HZ, SIZE S00, SPRING-TYPE TERMINALS WITH RC ELEMENT | 44.31
3RH2131-2FB40-1AA0 | CONTACTOR RELAY, 3NO+1NC, DC 24V, W/ INTEGRATED DIODE, SZ S00, SPRING-LOADED TERMINAL UPRIGHT MOU | 42.01
3RT1056-7AB36-0SF1 | CONTACTOR, 90KW/400V/AC-3 AC(40...60HZ)/DC OPERATION UC 23-26V (SPRING LOADED) AUX. CONTACTS 2NO+ | 596.23
3RT2025-1AL20-1AA0 | CONTACTOR, AC-3, 7.5KW/400V, 1NO+1NC, AC 230V 50/60HZ, 3-POLE, SZ S0 SCREW TERMINAL UPRIGHT MOUN | 53.26
3RT2025-1BA40 | CONTACTOR, AC-3, 7.5KW/400V, 1NO+1NC, DC 12V, 3-POLE, SZ S0 SCREW TERMINAL | 85.72
3RT2025-2AD20-1AA0 | CONTACTOR, AC-3, 7.5KW/400V, 1NO+1NC, AC 42V 50/60HZ, 3-POLE, SZ S0 SPRING-LOADED TERMINAL UPRIG | 55.75
3RT2016-2EP02 | CONTACTOR, AC-3, 4KW/400V, 1NC, 230 V AC, 50/60 HZ, 3-POLE, SIZE S00 SPRING-TYPE TERMINALS WITH | 37.58
3RT2017-1AB02-ZW97 | CONTACTOR, AC-3, 5.5KW/400V, 1NC, AC 24V, 50/60 HZ, 3-POLE, SZ S00 SCREW TERMINAL MULTI-UNIT PAC | 36.4
3RT2017-1AB02-ZX95 | CONTACTOR, AC-3, 5.5KW/400V, 1NC, AC 24V, 50/60 HZ, 3-POLE, SZ S00 SCREW TERMINAL REUSABLE PACKA | 36.4
3RS7000-2CE00 | SIGNAL CONVERTER 24 V AC/DC, 3-WAY ISOLATION IN: 0 TO 10 V OUT: 0 TO 20 MA SPRING-TYPE TERMINAL | 131.66
3RS7000-2DE00 | SIGNAL CONVERTER 24 V AC/DC, 3-WAY ISOLATION IN: 0 TO 10 V OUT: 4 TO 20 MA SPRING-TYPE TERMINAL | 131.66
3RS7002-1AE00 | SIGNAL CONVERTER 24 V AC/DC, 3-WAY ISOLATION IN: 0 TO 20 MA OUT: 0 TO 10 V SCREW TERMINAL | 131.66
3RS7002-1CE00 | SIGNAL CONVERTER 24 V AC/DC, 3-WAY ISOLATION IN: 0 TO 20 MA OUT: 0 TO 20 MA SCREW TERMINAL | 131.66
3RS7005-1KW00 | SIGNAL CONVERTER 24-240 V UC, 3-WAY ISOLATION IN: 0 TO 10 V, 0/4 TO 20 MA OUT: 0 TO 50/100 HZ/1/1 | 279.16
3RS7005-2FE00 | SIGNAL CONVERTER 24 V AC/DC, 3-WAY ISOLATION "IN: 0 TO 10 V; 0/4 TO 20 MA "OUT: 0 TO 10 V; 0/4 TO | 172.81
3RS7005-2FW00 | SIGNAL CONVERTER 24-240 V UC, 3-WAY ISOLATION "IN: 0 TO 10 V; 0/4 TO 20 MA "OUT: 0 TO 10 V; 0/4 T | 240.56
3RA2130-4EA35-0NB3 | LOAD FEEDER FUSELESS DIRECT START, 400V AC, BGR. S2 22 ... 32A 20 ... 33 V AC/DC SCREW TERMINAL | 386.79
3RA2130-4JA37-0AP0 | FUSELESS LOAD FEEDER DIRECT START, 400V AC, SIZE S2 54 ... 65A 230V AC 50HZ SCREW CONNECTION FO | 471.62
3RA2130-4JA37-0NB3 | FUSELESS LOAD FEEDER DIRECT START, 400V AC, SIZE S2 54 ... 65A 20 ... 33V AC/DC SCREW CONNECTION | 584.92
3RA2150-4EA35-0NB3 | LOAD FEEDER FUSELESS DIRECT START, 400V AC, BGR. S2 22 ... 32A 20 ... 33 V AC/DC SCREW TERMINAL | 469.72
3RA2150-4JA37-0AP0 | FUSELESS LOAD FEEDER DIRECT START, 400V AC, SIZE S2 54 ... 65A 230V AC 50HZ SCREW CONNECTION FO | 583.02
3RA2150-4JA37-0NB3 | FUSELESS LOAD FEEDER DIRECT START, 400V AC, SIZE S2 54 ... 65A 20 ... 33V AC/DC SCREW CONNECTION | 696.34
3RA2150-4KA38-0AP0 | FUSELESS LOAD FEEDER D-O-L START, 400 V AC, SIZE S2 62 ... 65 A 230 V AC 50 HZ SCREW TERMINALS | 652.03
3RH2131-2KV40 | COUPLING CONT. RELAY, 3NO+1NC, 36 V DC, 0.7...1.25*US, W. INTEGRATED SUPPRESSOR DIODE, SIZE S00, | 41.29
3RH2140-2EP00 | CONTACTOR RELAY, 4NO, AC 230V, 50/60 HZ, SZ S00, SPRING-LOADED TERMINAL | 41.65
3RH2140-2EP00-1AA0 | CONTACTOR RELAY, 4NO, AC 230V, 50/60 HZ, SZ S00, SPRING-LOADED TERMINAL UPRIGHT MOUNTING POSITION | 45.46
3RA2115-0EE15-1FB4 | FUSELESS LOAD FEEDER DIR. START., 400 V AC, SIZE S00 0.28...0.40 A 24 V DC SPRING-TYPE TERMINALS | 123.45
3RA2115-0EH15-1FB4 | FUSELESS LOAD FEEDER DIR. START., 400 V AC, SIZE S00 0.28...0.40 A 24 V DC SPRING-TYPE TERMINALS | 162.68
3RA2115-0FE15-1FB4 | FUSELESS LOAD FEEDER DIR. START., 400 V AC, SIZE S00 0.35...0.50 A 24 V DC SPRING-TYPE TERMINALS | 123.45
3RA2115-0FH15-1FB4 | FUSELESS LOAD FEEDER DIR. START., 400 V AC, SIZE S00 0.35...0.50 A 24 V DC SPRING-TYPE TERMINALS | 162.68
3RA2115-1CE15-1FB4 | FUSELESS LOAD FEEDER DIR. START., 400 V AC, SIZE S00 1.80...2.50 A 24 V DC SPRING-TYPE TERMINALS | 133.58
3RA2115-1DE15-1FB4 | FUSELESS LOAD FEEDER DIR. START., 400 V AC, SIZE S00 2.20...3.20 A 24 V DC SPRING-TYPE TERMINALS | 133.58
3RA2115-1DH15-1FB4 | FUSELESS LOAD FEEDER DIR. START., 400 V AC, SIZE S00 2.20...3.20 A 24 V DC SPRING-TYPE TERMINALS | 174.09
3RA2115-1EE15-1FB4 | FUSELESS LOAD FEEDER DIR. START., 400 V AC, SIZE S00 2.80...4.00 A 24 V DC SPRING-TYPE TERMINALS | 133.58
3RH2122-1UB40-0KV0 | CONTACTOR RELAY, 2NO+2NC, DC 24V, VARISTOR INTEGR. SZ S00, SCREW TERMINALS . | 40.86
3RH2122-2AR60 | CONTACTOR RELAY, 2NO+2NC, AC400V 50HZ,AC400 ... 440V 60HZ SZ S00, SPRING-LOADED TERMINAL | 32.33
3RH2122-2EP00 | AUXILIARY CONTACTOR, 2NO+2NC, 230 V AC, 50/60 HZ, SIZE S00, SPRING-TYPE TERMINALS WITH RC ELEMENT | 41.65
3RH2122-2EP00-1AA0 | AUXILIARY CONTACTOR, 2NO+2NC, 230 V AC, 50/60 HZ, SIZE S00, SPRING-TYPE TERMINALS WITH RC ELEMENT | 44.31
3RH2122-2FB40-1AA0 | CONTACTOR RELAY, 2NO+2NC, DC 24V, W/ INTEGRATED DIODE, SZ S00, SPRING-LOADED TERMINAL UPRIGHT MOU | 42.01
3RT2023-1BB40-ZW97 | CONTACTOR, AC-3, 4KW/400V, 1NO+1NC, DC 24V, 3-POLE, SZ S0 SCREW TERMINAL MULTI-UNIT PACKAGE PAC | 69.64
3RT2023-2AC20-ZW96 | CONTACTOR, AC-3, 4KW/400V, 1NO+1NC, AC 24V 50/60HZ, 3-POLE, SZ S0 SPRING-LOADED TERMINAL | 32.54
3RT2023-2AC20-ZW97 | CONTACTOR, AC-3, 4KW/400V, 1NO+1NC, AC 24V 50/60HZ, 3-POLE, SZ S0 SPRING-LOADED TERMINAL | 32.54
3RT2024-2BB40-ZW97 | CONTACTOR, AC-3, 5.5KW/400V, 1NO+1NC, DC 24V, 3-POLE, SZ S0 SPRING-LOADED TERMINAL MULTI-UNIT PA | 75.33
3RT2016-2BB41-1AA0 | CONTACTOR, AC-3, 4KW/400V, 1NO, DC 24V, 3-POLE, SZ S00 SPRING-LOADED TERMINAL UPRIGHT MOUNTING P | 33.34
3RT2016-2BB41-ZW97 | CONTACTOR, AC-3, 4KW/400V, 1NO, DC 24V, 3-POLE, SZ S00 SPRING-LOADED TERMINAL MULTI-UNIT PACKAGE | 34.44
3RS7003-1AE00 | SIGNAL CONVERTER 24 V AC/DC, 3-WAY ISOLATION IN: 4 TO 20 MA OUT: 0 TO 10 V SCREW TERMINAL | 131.66
3RS7003-1CE00 | SIGNAL CONVERTER 24 V AC/DC, 3-WAY ISOLATION IN: 4 TO 20 MA OUT: 0 TO 20 MA SCREW TERMINAL | 131.66
3RA2125-4CH27-0FB4 | FUSELESS LOAD FEEDER DIR. START., 400 V AC, SIZE S0 16.0...22.0 A 24 V DC SPRING-TYPE TERMINALS | 336.14
3RA2125-4NH27-0FB4 | FUSELESS LOAD FEEDER D-O-L START, 400 V AC, SIZE S0 23.0...28.0 A 24 V DC SPRING-TYPE TERMINALS | 375.4
3RA2130-4KA38-0AP0 | FUSELESS LOAD FEEDER D-O-L START, 400 V AC, SIZE S2 62 ... 65 A 230 V AC 50 HZ SCREW TERMINALS | 524.79
3RA2130-4PA35-0AP0 | LOAD FEEDER FUSELESS DIRECT START, 400V AC, BGR. S2 28 ... 36A 230V AC 50HZ SCREW TERMINAL FOR | 334.88
3RA2130-4WA36-0NB3 | LOAD FEEDER FUSELESS DIRECT START, 400V AC, BGR. S2 42 ... 50A 20 ... 33 V AC/DC SCREW TERMINAL | 493.14
3RA2130-4XA37-0NB3 | LOAD FEEDER FUSELESS DIRECT START, 400V AC, BGR. S2 49 ... 59A 20 ... 33 V AC/DC SCREW TERMINAL | 584.92
3RA2150-4PA35-0AP0 | LOAD FEEDER FUSELESS DIRECT START, 400V AC, BGR. S2 28 ... 36A 230V AC 50HZ SCREW TERMINAL FOR | 424.76
3RA2150-4UA35-0AP0 | LOAD FEEDER FUSELESS DIRECT START, 400V AC, BGR. S2 32 ... 40A 230V AC 50HZ SCREW TERMINAL FOR | 446.29
3RA2150-4WA36-0NB3 | LOAD FEEDER FUSELESS DIRECT START, 400V AC, BGR. S2 42 ... 50A 20 ... 33 V AC/DC SCREW TERMINAL | 602.65
3RA2150-4XA37-0NB3 | LOAD FEEDER FUSELESS DIRECT START, 400V AC, BGR. S2 49 ... 59A 20 ... 33 V AC/DC SCREW TERMINAL | 696.34
3RH2140-2FM40 | CONTACTOR RELAY, 4NO, DC 220V, W/ INTEGRATED DIODE, SZ S00, SPRING-LOADED TERMINAL | 40.39
3RH2271-1AP60 | CONTACTOR RELAY, 7NO+1NC, AC220V 50HZ/240V 60HZ, SIZE S00, SCREW TERMINAL, PERMANENT AUX. SWITCH, | 48.7
3RA2115-0CE15-1FB4 | FUSELESS LOAD FEEDER DIR. START., 400 V AC, SIZE S00 0.18...0.25 A 24 V DC SPRING-TYPE TERMINALS | 122.81
3RA2115-0DH15-1FB4 | FUSELESS LOAD FEEDER DIR. START., 400 V AC, SIZE S00 0.22...0.32 A 24 V DC SPRING-TYPE TERMINALS | 162.68
3RA2115-0GE15-1FB4 | FUSELESS LOAD FEEDER DIR. START., 400 V AC, SIZE S00 0.45...0.63 A 24 V DC SPRING-TYPE TERMINALS | 123.45
3RA2115-0HE15-1FB4 | FUSELESS LOAD FEEDER DIR. START., 400 V AC, SIZE S00 0.55...0.80 A 24 V DC SPRING-TYPE TERMINALS | 127.24
3RA2115-1AE15-1FB4 | FUSELESS LOAD FEEDER DIR. START., 400 V AC, SIZE S00 1.10...1.60 A 24 V DC SPRING-TYPE TERMINALS | 130.4
3RA2115-1BE15-1FB4 | FUSELESS LOAD FEEDER DIR. START., 400 V AC, SIZE S00 1.40...2.00 A 24 V DC SPRING-TYPE TERMINALS | 133.58
3RA2115-1CH15-1FB4 | FUSELESS LOAD FEEDER DIR. START., 400 V AC, SIZE S00 1.80...2.50 A 24 V DC SPRING-TYPE TERMINALS | 174.09
3RT2018-1AS01 | CONTACTOR, AC-3, 7.5KW/400V, 1NO, AC 500V, 50/60 HZ, 3-POLE, SZ S00 SCREW TERMINAL | 44.07
3RH2122-1AU60-1AA0 | CONTACTOR RELAY, 2NO+2NC, AC 277V, 60HZ, SIZE S00, SCREW TERMINAL UPRIGHT MOUNTING POSITION | 35.06
3RH2122-2KM40-0LA0 | CONT. REL. FOR RAIL, 2NO+1NC, 220 V DC, 0.7...1.25*US, W. INTEGRATED SUPPRESSOR DIODE, SIZE S00, | 58.64
3RH2131-1AM20 | CONTACTOR RELAY, 3NO+1NC, AC 208V, 50/60 HZ, SIZE S00, SCREW TERMINAL | 32.33
3RT2018-2BB42-1AA0 | CONTACTOR, AC-3, 7.5KW/400V, 1NC, DC 24V, 3-POLE, SZ S00 SPRING-LOADED TERMINAL UPRIGHT MOUNTING | 69.27
3RT2023-1AL20-1AA0 | CONTACTOR, AC-3, 4KW/400V, 1NO+1NC, AC 230V 50/60HZ, 3-POLE, SZ S0 SCREW TERMINAL UPRIGHT MOUNTI | 36.68
3RT2024-2DB40-1AA0 | CONTACTOR, AC-3, 5.5KW/400V, 1NO+1NC, DC 24V, 3-POLE, SZ S0 SPRING-LOADED TERMINAL | 87.99
3RT2024-2EL20-1AA0 | CONTACTOR, AC-3, 5.5KW/400V, 1NO+1NC, AC 230V 50/60HZ, 3-POLE, SZ S0 SPRING-LOADED TERMINAL UPRI | 56.76
3RT2016-2DB41-1AA0 | CONTACTOR, AC-3, 4KW/400V, 1NO, 24 V DC, 3-POLE, SIZE S00 SPRING-TYPE TERMINALS UPRIGHT MOUNTING | 44.46
3RT2016-2EP01-1AA0 | CONTACTOR, AC-3, 4KW/400V, 1NO, AC 230V, 50/60 HZ, 3-POLE, SZ S00 SPRING-LOADED TERMINAL | 40.05
3RT2017-2AP02-ZW97 | CONTACTOR, AC-3, 5.5KW/400V, 1NC, AC 230V, 50/60 HZ, 3-POLE, SZ S00 SPRING-LOADED TERMINAL MULIT | 36.4
3RS7000-1AE00 | SIGNAL CONVERTER 24 V AC/DC, 3-WAY ISOLATION IN: 0 TO 10 V OUT: 0 TO 10 V SCREW TERMINAL | 131.66
3RA2150-4KA38-0NB3 | FUSELESS LOAD FEEDER D-O-L START, 400 V AC, SIZE S2 62 ... 65 A 20 ... 33 V AC/DC SCREW TERMINAL | 753.31
3RA2150-4PA35-0NB3 | LOAD FEEDER FUSELESS DIRECT START, 400V AC, BGR. S2 28 ... 36A 20 ... 33 V AC/DC SCREW TERMINAL | 489.96
3RA2150-4XA37-0AP0 | LOAD FEEDER FUSELESS DIRECT START, 400V AC, BGR. S2 49 ... 59A 230V AC 50HZ SCREW TERMINAL FOR | 583.02
3RH2140-2FB40-1AA0 | CONTACTOR RELAY, 4NO, DC 24V, W/ INTEGRATED DIODE, SZ S00, SPRING-LOADED TERMINAL UPRIGHT MOUNTIN | 42.01
3RH2244-1AP60 | CONTACTOR RELAY, 4NO+4NC, AC220V 50HZ/240V 60HZ, SIZE S00, SCREW TERMINAL, PERMANENT AUX. SWITCH, | 48.07
3RH2271-2BB40 | CONTACTOR RELAY, 7NO+1NC, DC 24V, SIZE S00, SPRING TYPE TERMINAL, PERMANENT AUX. SWITCH, FOR SUV | 52.27
3RA2115-0BH15-1FB4 | FUSELESS LOAD FEEDER DIR. START., 400 V AC, SIZE S00 0.14...0.20 A 24 V DC SPRING-TYPE TERMINALS | 162.68
3RA2115-0DE15-1FB4 | FUSELESS LOAD FEEDER DIR. START., 400 V AC, SIZE S00 0.22...0.32 A 24 V DC SPRING-TYPE TERMINALS | 123.45
3RA2115-0GH15-1FB4 | FUSELESS LOAD FEEDER DIR. START., 400 V AC, SIZE S00 0.45...0.63 A 24 V DC SPRING-TYPE TERMINALS | 163.32
3RA2115-0HH15-1FB4 | FUSELESS LOAD FEEDER DIR. START., 400 V AC, SIZE S00 0.55...0.80 A 24 V DC SPRING-TYPE TERMINALS | 165.86
3RA2115-1AH15-1FB4 | FUSELESS LOAD FEEDER DIR. START., 400 V AC, SIZE S00 1.10...1.60 A 24 V DC SPRING-TYPE TERMINALS | 171.55
3RA2115-1BH15-1FB4 | FUSELESS LOAD FEEDER DIR. START., 400 V AC, SIZE S00 1.40...2.00 A 24 V DC SPRING-TYPE TERMINALS | 174.09
3RA2115-1EH15-1FB4 | FUSELESS LOAD FEEDER DIR. START., 400 V AC, SIZE S00 2.80...4.00 A 24 V DC SPRING-TYPE TERMINALS | 174.09
3RT2017-2KF41-1AA0 | COUPL. CONT., AC-3, 5.5KW/400V, 1NO, 110 V DC, 0.7...1.25*US, W. INTEGRATED SUPPRESSOR DIODE, 3-P | 44.97
3RB3036-1WX1 | OVERLOAD RELAY 20...80 A FOR MOTOR PROTECTION SIZE S2, CLASS 10E STAND-ALONE INSTALLATION MAIN C | 176.33
3RH2122-1BB40-1AA0 | CONTACTOR RELAY, 2NO+2NC, DC 24V, SIZE S00, SCREW TERMINAL UPRIGHT MOUNTING POSITION | 36.53
3RH2131-1AK20 | CONTACTOR RELAY, 3NO+1NC, AC 120V, 50/60 HZ, SIZE S00, SCREW TERMINAL | 32.33
3RH2131-2BB40-ZW97 | CONTACTOR RELAY, 3NO+1NC, DC 24V, SZ S00, SPRING-LOADED TERMINAL, MULTI-UNIT PACKAGE PACKAGE = 3 | 34.94
3RT2018-2BA41 | CONTACTOR, AC-3, 7.5KW/400V, 1NO, DC 12V, 3-POLE, SZ S00 SPRING-LOADED TERMINAL | 69.87
3RT2018-2EK61 | CONTACTOR, AC-3, 7.5KW/400V, 1NO, AC110V 50HZ, 120V 60HZ 3-POLE, SZ S00 SPRING-LOADED TERMINAL | 52.59
3RT2024-2EL20 | CONTACTOR, AC-3, 5.5KW/400V, 1NO+1NC, 230 V AC 50/60HZ, 3-POLE, SIZE S0 SPRING-TYPE TERMINALS WI | 49.28
3RT2025-1AD20-1AA0 | CONTACTOR, AC-3, 7.5KW/400V, 1NO+1NC, AC 42V 50/60HZ, 3-POLE, SZ S0 SCREW TERMINAL UPRIGHT MOUNT | 53.13
3RT2016-2BB42-ZW97 | CONTACTOR, AC-3, 4KW/400V, 1NC, DC 24V, 3-POLE, SZ S00 SPRING-LOADED TERMINAL MULTI-UNIT PACKAGE | 34.44
3RT2016-2EP01 | CONTACTOR, AC-3, 4KW/400V, 1NO, 230 V AC, 50/60 HZ, 3-POLE, SIZE S00 SPRING-TYPE TERMINALS WITH | 37.58
3RT2017-2EP02 | CONTACTOR,AC-3, 5.5KW/400V,1NC, 230 V AC, 50/60 HZ, 3-POLE, SIZE S00 SPRING-TYPE TERMINALS WITH | 43.73
3RS7000-1CE00 | SIGNAL CONVERTER 24 V AC/DC, 3-WAY ISOLATION IN: 0 TO 10 V OUT: 0 TO 20 MA SCREW TERMINAL | 131.66
3RS7000-2AE00 | SIGNAL CONVERTER 24 V AC/DC, 3-WAY ISOLATION IN: 0 TO 10 V OUT: 0 TO 10 V SPRING-TYPE TERMINAL | 131.66
3RS7002-1DE00 | SIGNAL CONVERTER 24 V AC/DC, 3-WAY ISOLATION IN: 0 TO 20 MA OUT: 4 TO 20 MA SCREW TERMINAL | 131.66
3RS7002-2CE00 | SIGNAL CONVERTER 24 V AC/DC, 3-WAY ISOLATION IN: 0 TO 20 MA OUT: 0 TO 20 MA SPRING-TYPE-TERMINAL | 131.66
3RS7003-2DE00 | SIGNAL CONVERTER 24 V AC/DC, 3-WAY ISOLATION IN: 4 TO 20 MA OUT: 4 TO 20 MA SPRING-TYPE TERMINAL | 131.66
3RS7005-1FW00 | SIGNAL CONVERTER 24-240 V UC, 3-WAY ISOLATION IN: 0 TO 10 V, 0/4 TO 20 MA OUT: 0 TO 10 V, 0/4 TO | 240.56
3RS7005-2KE00 | SIGNAL CONVERTER 24 V AC/DC, 3-WAY ISOLATION "IN: 0 TO 10 V; 0/4 TO 20 MA OUT: 0 TO 50/100 HZ/1/1 | 179.78
3RP2901-0A | LABEL SET, F. MULTI-FUNCTION DEVICE, 1 CHANGEOVER CONTACT | 4.41
3RP2901-0B | LABEL SET, F. MULTI-FUNCTION DEVICE, 2 CHANGEOVER CONTACTS CONSISTS OF 2X5 LABEL SETS | 5.82
3RQ3018-1AB00 | OUTPUT COUPLING DEVICE, RELAY COUPLER, 1 CO CONTACT 24V AC/DC WIDTH 6.2MM SCREW TERMINAL | 27.79
3RQ3018-1AB01 | OUTPUT COUPLING DEVICE, RELAY COUPLER, 1 CO CONTACT, HARD GOLD-PLATED CONTACTS 24V AC/DC, WIDTH | 29.25
3RQ3038-1AF00 | INPUT COUPLING LINK, RELAY COUPLER 1 CO CONTACT, 230V AC/DC SCREW TERMINAL | 37.86
3RQ3038-1AF01 | INPUT COUPLING LINK, RELAY COUPLER, 1 CO CONTACT, HARD GOLD-PLATED CONTACTS 230V AC/DC, SCREW TE | 42.09
3RQ3038-2AB00 | INPUT COUPLING LINK, RELAY COUPLER, 1 CO CONTACT, 24V AC/DC WIDTH 6.2MM SCREW TERMINAL | 32.35
3RQ3038-2AB01 | INPUT COUPLING LINK, RELAY COUPLER, 1 CO CONTACT, HARD GOLD-PLATED, 24V AC/DC, SPRING-TYPE TERMI | 34.68
3RQ3053-2SG30 | OUTPUT COUPLING DEVICE, OPTOCOUPLER 1NO TRANSISTOR, 110-230V AC/DC OUTPUT MAX 30V DC, 3A SHORT-C | 54.57
3RQ3055-1SM30 | OUTPUT COUPLING DEVICE, OPTOCOUPLER 1 NO CONTACT,TRANSISTOR, 24V DC OUTPUT MAX 30V DC, 5A SCREW | 50.95
3RQ3055-2SM30 | OUTPUT COUPLING DEVICE, OPTOCOUPLER 1 NO CONTACT TRANSISTOR, 24V DC OUTPUT MAX 60V DC, 5A SHORT- | 50.95
3RQ3065-1SM30 | OUTPUT COUPLING DEVICE, OPTOCOUPLER 1 NO CONTACT,TRANSISTOR, 24V DC OUTPUT MAX 30V DC, 5A WITH M | 69.64
3RQ3118-1AM01 | OUTP. COUP. DEV. WITH PLUGGABLE RELAY, 1 CO HARD GOLD-PLATED SCREW TERMINAL 24V DC ENCLOSURE WID | 21.26
3RQ3118-2AB00 | OUTP. COUP. DEV. WITH PLUGGABLE RELAY, 1 CO CONTACT SPRING-TYPE TERMINALS (PUSH IN) 24V AC/DC EN | 20.7
3RQ3118-2AB01 | OUTP. COUP. DEV. WITH PLUGGABLE RELAY, 1 CO HARD GOLD-PLATED SPRING-TYPE TERMINALS (PUSH IN) 24V | 24.44
3RQ3118-2AE00 | OUTP. COUP. DEV. WITH PLUGGABLE RELAY, 1 CO CONTACT SPRING-TYPE TERMINALS (PUSH IN) 115V AC/DC E | 28.67
3RQ3118-2AE01 | OUTP. COUP. DEV. WITH PLUGGABLE RELAY, 1 CO HARD GOLD-PLATED SPRING-TYPE TERMINALS (PUSH IN) 115V | 33.81
3RP2505-1CW30 | TIME RELAY, MULTI-FUNCTION, 1 CO CONTACT, 13 FUNCT., 15 TIME SET. RANGES, (1, 3, 10, 30, 100), ( | 107.61
3RP2505-1RW30 | TIME RELAY, MULTI-FUNCTION, 2 CO CONT., 13 FUNCTIONS, 7 TIME SET. RANGES,(1,10,100)S; 10MIN; (1,1 | 158.89
3RP2505-2BT20 | TIME RELAY, MULTI-FUNCTION, 2 CO CONT., 27 FUNCT., 15 TIME SET. RANGES (1, 3, 10, 30, 100) (S/ | 118.37
3RP2505-2CW30 | TIME RELAY, MULTI-FUNCTION, 1 SC CONTACT, 13 FUNCTIONS, 15 TIME SET. RANGES (1, 3, 10, 30,100) ( | 107.61
5TG5501-7KK | CORAL, IRIS, MEGA MODULAR JACK 8 CONTACTS CAT 6 CONNECTION SHIELDED | 95.7
5TG5502-0KK | CORAL, IRIS, MEGA LOUDSPEAKER SOCKET OUTLET MONO WITH SPARE METALLIC GRID WITH CLAWS | 49.38
5TG5502-1KK | CORAL, IRIS, MEGA LOUDSPEAKER SOCKET OUTLET STEREO WITH SPARE METALLIC GRID WITH CLAWS | 53.29
5TG5502-2KK | CORAL, IRIS, MEGA HEATING AND COOLING ELECTRONIC ROOM THERMOSTAT WITH SPARE METALLIC GRID WITH C | 203.62
5TG5507-4KK | CORAL, IRIS, MEGA VIDEO OUTLET BOX 1FOLD | 80.92
5TG5530-3MA | IRIS ROCKER TWO FOLD WITH TRANSPERENT WINDOW MERCURY ALUMINIUM | 20.14
5TG5530-3NS | IRIS ROCKER TWO FOLD WITH TRANSPERENT WINDOW NEPTUNE STEEL | 20.14
5TG5530-3WH | IRIS ROCKER TWO FOLD WITH TRANSPERENT WINDOW POLAR WHITE | 25.74
5TG5530-4DG | IRIS ROCKER TWO FOLD ODYSSEY GOLD | 17.73
5TG5530-4MA | IRIS ROCKER TWO FOLD MERCURY ALUMINIUM | 17.73
5TG5531-0NS | IRIS ROCKER WITH TRANSPERENT WINDOW WITH SYMBOL LIGHT NEPTUNE STEEL | 16.04
5TG5531-0WH | IRIS ROCKER WITH TRANSPERENT WINDOW WITH SYMBOL LIGHT POLAR WHITE | 16.89
5TG5531-3DG | IRIS ROCKER WITH SYMBOL BELL ODYSSEY GOLD | 14.55
3RS7003-1DE00 | SIGNAL CONVERTER 24 V AC/DC, 3-WAY ISOLATION IN: 4 TO 20 MA OUT: 4 TO 20 MA SCREW TERMINAL | 131.66
3RS7003-2AE00 | SIGNAL CONVERTER 24 V AC/DC, 3-WAY ISOLATION IN: 4 TO 20 MA OUT: 0 TO 10 V SPRING-TYPE TERMINAL | 131.66
3RS7006-2FW00 | SIGNAL CONVERTER 24-240 V UC, 3-WAY ISOLATION IN: 0-60MV, 0-100MV, 0-300MV, 0-500MV, 0-1V, 0-2V, | 295
3RS7020-1ET00 | SIGNAL CONVERTER LOOP POWER ISOLATOR, 1-CHANNEL IN: 4 TO 20 MA OUT: 4 TO 20 MA WIDTH 6.2 MM SCRE | 129.14
3RS7020-2ET00 | SIGNAL CONVERTER LOOP POWER ISOLATOR, 1-CHANNEL IN: 4 TO 20 MA OUT: 4 TO 20 MA WIDTH 6.2 MM SPRI | 129.14
3RS7025-1FE00 | SIGNAL CONVERTER WITH MANUAL-AUTO 24V AC/DC, 3-WAY ISOLATION IN: 0 TO 10 V, 0/4 TO 20 MA OUT: 0 | 194.97
3RQ3018-2AE00 | OUTPUT COUPLING DEVICE, RELAY COUPLER, 1 CO CONTACT 115V AC/DC, WIDTH 6.2MM SPRING-TYPE TERMINAL | 24.37
3RQ3018-2AF00 | OUTPUT COUPLING DEVICE, RELAY COUPLER, 1 CO CONTACT 230V AC/DC WIDTH 6.2MM SPRING-TYPE TERMINALS | 29.5
3RQ3018-2AM08-0AA0 | OUTPUT COUPLING DEVICE RELAY COUPLER, 1 CO, 24 V DC OPERATING RANGE 0.7...1.25 X US ENCLOSURE WID | 20.06
3RQ3018-2AN08-0AA0 | OUTPUT COUPLING DEVICE, RELAY COUPLER, 1 CO CONTACT 110V DC WORKING RANGE 0.7 TO 1.25 X US WIDTH | 23.11
3RQ3050-1SM50 | OUTPUT COUPLER, OPTOCOUPLER, 1NO CONTACT,TRANSISTOR, 24 V DC OUTPUT MAX. DC 60 V, 0.5 A SCREW TE | 50.95
3RQ3050-2SM50 | OUTPUT COUPLING DEVICE, OPTOCOUPLER 1 NO CONTACT TRANSISTOR, 24V DC OUTPUT MAX 60V DC, 0.5A SPRI | 50.95
3RQ3052-1SM30 | OUTPUT COUPLING DEVICE, OPTOCOUPLER 1 NO CONTACT,TRANSISTOR, 24V DC OUTPUT MAX 30V DC, 2A SHORT- | 39.56
3RQ3052-1SM40 | OUTPUT COUPLING DEVICE, OPTOCOUPLER 1 NO CONTACT, TRANSISTOR, INPUT 24V DC, OUTPUT MAX. 60V DC, | 52.61
3RQ3052-1SM50 | OUTPUT COUPLER, OPTOCOUPLER 1NO CONT. TRIAC, INPUT 24 V DC, OUTPUT 48...264 V AC, 2 A WIDTH 6.2 | 72.8
3RQ3070-2SG30 | INPUT COUPLING LINK, OPTOCOUPLER 1 NO CONTACT, TRANSISTOR, INPUT 110 TO 230V AC/DC, OUTPUT MAX. | 64.57
3RQ3118-1AB00 | OUTP. COUP. DEV. WITH PLUGGABLE RELAY, 1 CO CONTACT SCREW TERMINAL 24V AC/DC ENCLOSURE WIDTH 6.2 | 20.7
3RQ3118-1AB01 | OUTP. COUP. DEV. WITH PLUGGABLE RELAY, 1 CO HARD GOLD-PLATED SCREW TERMINAL 24V AC/DC ENCLOSURE | 24.44
3RQ3118-1AE00 | OUTP. COUP. DEV. WITH PLUGGABLE RELAY, 1 CO CONTACT SCREW TERMINAL 115V AC/DC ENCLOSURE WIDTH 6. | 28.67
3RQ3900-0A | POTENTIAL BARRIER | 2.11
3RQ3901-0A | CONNECTING COMB 2-POLE | 1.1
3RQ3901-0B | CONNECTING COMB 4-POLE | 1.94
3RQ3901-0C | CONNECTING COMB 8-POLE | 3.34
5TG2595-1 | I-SYSTEM 4 HOLES ASIMETRIC ANT.COVER ELECTRICWHITE | 3.82
5TG5500-5KK | CORAL, IRIS, MEGA ANTI BLACK OUT LAMP WITH SPARE METALLIC GRID 230 V, 50 HZ | 233.17
5TG5500-7KK | CORAL, IRIS, MEGA 6 CONTACTS PHONE SOCKET RJ11 FOR BASIC TELEPHON NETWORKS WITH SPARE METALLIC GR | 39.04
5TG5503-2KK | LED BLUE INSERT FOR VDE SWITCHES WITH WIDE ROCKERS 230V / 50 HZ | 13.82
5TG5503-6KK | CORAL, IRIS, MEGA POTI LOUDSPEAKER SOCKET 3W, 27 OHM | 41.57
5TG5504-0KK | CORAL, IRIS, MEGA EXTENSION CLAW | 21.21
5TG5504-5KK | LED BLUE INSERT FOR VDE DOUBLE POLES SWITCHES WITH WIDE ROCKERS, 230V/50HZ | 13.82
5TG5530-0MA | IRIS ROCKER MERCURY ALUMINIUM | 13.61
5TG5530-0NS | IRIS ROCKER NEPTUNE STEEL | 13.61
5TG5530-0WH | IRIS ROCKER POLAR WHITE | 12.35
5TG5530-1DG | IRIS ROCKER WITH TRANSPERENT WINDOW ODYSSEY GOLD | 14.88
5TG5530-7NS | IRIS COVER PLATE WITH FRAME FOR HOTELCARD SWITCH 5 MINUTE SWITCH OFF DELAY NEPTUNE STEEL | 35.35
5TG5530-7WH | IRIS COVER PLATE WITH FRAME FOR HOTELCARD SWITCH 1 MINUTE SWITCH OFF DELAY POLAR WHITE | 22.48
5TG5530-8DG | IRIS ROCKER WITH TRANSPERENT WINDOW WITH SYMBOL BELL ODYSSEY GOLD | 16.04
5TG5530-8MA | IRIS ROCKER WITH TRANSPERENT WINDOW WITH SYMBOL BELL MERCURY ALUMINIUM | 16.04
3RS7006-1FE00 | SIGNAL CONVERTER 24 V AC/DC, 3-WAY ISOLATION IN: 0-60MV, 0-100MV, 0-300MV, 0-500MV, 0-1V, 0-2V, 0 | 250.05
3RS7006-2FE00 | SIGNAL CONVERTER 24 V AC/DC, 3-WAY ISOLATION IN: 0-60MV, 0-100MV, 0-300MV, 0-500MV, 0-1V, 0-2V, 0 | 250.05
3RS7025-1FW00 | SIGNAL CONVERTER WITH MANUAL-AUTO 24V AC/DC, 3-WAY ISOLATION IN: 0 TO 10 V, 0/4 TO 20 MA OUT: 0 | 308.28
3RS7025-2FW00 | SIGNAL CONVERTER WITH MANUAL-AUTO 24V AC/DC, 3-WAY ISOLATION "IN: 0 TO 10 V; 0/4 TO 20 MA "OUT: | 308.28
3RQ3018-1AE00 | OUTPUT COUPLING DEVICE, RELAY COUPLER, 1 CO CONTACT 115V AC/DC, WIDTH 6.2MM SCREW TERMINAL | 24.37
3RQ3018-2AB00 | OUTPUT COUPLING DEVICE, RELAY COUPLER, 1 CO CONTACT 24V AC/DC, WIDTH 6.2MM SPRING-TYPE TERMINALS | 27.79
3RQ3038-1AB01 | INPUT COUPLING LINK, RELAY COUPLER, 1 CO CONTACT, HARD GOLD-PLATED CONTACTS 24V AC/DC, SCREW TER | 34.68
3RQ3038-1AE01 | INPUT COUPLING LINK, RELAY COUPLER, 1 CO CONTACT, HARD GOLD-PLATED CONTACTS 115V AC/DC, SCREW TE | 40.01
3RQ3038-2AE00 | INPUT COUPLING LINK, RELAY COUPLER, 1 CO CONTACT 115V AC/DC WIDTH 6.2MM SPRING-TYPE TERMINALS (P | 36.03
3RQ3038-2AF00 | INPUT COUPLING LINK RELAY COUPLER, 1 CO CONTACT 230V AC/DC WIDTH 6.2MM SPRING-TYPE TERMINALS (PU | 37.86
3RQ3052-2SM30 | OUTPUT COUPLING DEVICE, OPTOCOUPLER 1 NO CONTACT,TRANSISTOR, 24V DC OUTPUT MAX 30V DC, 2A SHORT- | 39.56
3RQ3052-2SM50 | OUTPUT COUPLER, OPTOCOUPLER 1NO CONT. TRIAC, INPUT 24 V DC, OUTPUT 48...264 V AC, 2 A WIDTH 6.2 | 72.8
3RQ3070-1SB30 | INPUT COUPLER, OPTOCOUPLER 1NO CONTACT, TRANSISTOR, INPUT 24 V AC/DC, OUTPUT DC MAX. 30 V, 0.5 A | 60.01
3RQ3070-2SB30 | INPUT COUPLER, OPTOCOUPLER 1NO CONTACT, TRANSISTOR, INPUT 24 V AC/DC, OUTPUT DC MAX. 30 V, 0.5 A | 60.01
3RQ3118-1AE01 | OUTP. COUP. DEV. WITH PLUGGABLE RELAY, 1 CO HARD GOLD-PLATED SCREW TERMINAL 115V AC/DC ENCLOSURE | 33.81
3RQ3118-1AF01 | OUTP. COUP. DEV. WITH PLUGGABLE RELAY, 1 CO HARD GOLD-PLATED SCREW TERMINAL 230V AC/DC ENCLOSURE | 33.05
3RQ3118-2AF00 | OUTP. COUP. DEV. WITH PLUGGABLE RELAY, 1 CO CONTACT SPRING-TYPE TERMINALS (PUSH IN) 230V AC/DC E | 27.97
3RQ3118-2AM00 | OUTP. COUP. DEV. WITH PLUGGABLE RELAY, 1 NO CONTACT SPRING-TYPE TERMINALS (PUSH IN) 24V DC ENCLO | 17.97
3RQ3902-0A | TILTABLE LABEL 5X5MM, | 0.08
3RP2505-1BT20 | TIME RELAY, MULTI-FUNCTION, 2 CO CONT., 27 FUNCT., 15 TIME SET. RANGES (1, 3, 10, 30, 100) (S/MI | 118.37
3RP2505-2RW30 | TIME RELAY, MULTI-FUNCTION, PUSH-IN CONNECTOR, 2 CO CONT., 13 FUNCTIONS, POSITIVELY DRIVEN, 24.. | 158.89
5TG2565-1 | I-SYSTEM 4 HOLES ASIMETRIC ANT.COVER TITANWHITE | 3.82
5TG5500-8KK | CORAL, IRIS, MEGA ADAPTER 1FOLD FOR RJ 45, RJ 11 WITH SPARE METALLIC GRID WITH CLAWS | 12.87
5TG5501-3KK | CORAL, IRIS, MEGA MODULAR JACK 6 CONTACTS CAT3 CONNECTION | 19.42
5TG5502-7KK | IRIS,MEGA LAMP FOR ONE WAY DP, CONTROL ONE WAY SP AND CONTROL ONE WAY DP SWITCHES 230 V AC | 13.82
5TG5503-0KK | IRIS,MEGA LAMP FOR 2 GANG MECHANISM 230 V AC | 13.82
5TG5505-0KK | LED BLUE INSERT FOR VDE SWITCHES WITH WIDE ROCKERS 230V / 50 HZ | 13.82
5TG5507-1KK | 10A 250V AC R,TV, SAT SOCKET, 3 OUTLETS SINGLE WITH SPARE METALLIC GRID WITH CLAWS | 73.01
5TG5507-3KK | CORAL, IRIS, MEGA LOUDSPEAKER OUTLET BOX 2FOLD, AC 25V DC 60V | 158.26
5TG5530-1NS | IRIS ROCKER WITH TRANSPERENT WINDOW NEPTUNE STEEL | 14.88
5TG5530-3DG | IRIS ROCKER TWO FOLD WITH TRANSPERENT WINDOW ODYSSEY GOLD | 20.14
5TG5530-4WH | IRIS ROCKER TWO FOLD POLAR WHITE | 17.62
5TG5530-7MA | IRIS COVER PLATE WITH FRAME FOR HOTELCARD SWITCH 4 MINUTE SWITCH OFF DELAY MERCURY ALUMINIUM | 35.35
5TG5530-8NS | IRIS ROCKER WITH TRANSPERENT WINDOW WITH SYMBOL BELL NEPTUNE STEEL | 16.04
5TG5531-0DG | IRIS ROCKER WITH TRANSPERENT WINDOW WITH SYMBOL LIGHT ODYSSEY GOLD | 16.04
3RS7000-1DE00 | SIGNAL CONVERTER 24 V AC/DC, 3-WAY ISOLATION IN: 0 TO 10 V OUT: 4 TO 20 MA SCREW TERMINAL | 131.66
3RS7002-2AE00 | SIGNAL CONVERTER 24 V AC/DC, 3-WAY ISOLATION IN: 0 TO 20 MA OUT: 0 TO 10 V SPRING-TYPE TERMINAL | 131.66
3RS7002-2DE00 | SIGNAL CONVERTER 24 V AC/DC, 3-WAY ISOLATION IN: 0 TO 20 MA OUT: 4 TO 20 MA SPRING-TYPE TERMINAL | 131.66
3RS7003-2CE00 | SIGNAL CONVERTER 24 V AC/DC, 3-WAY ISOLATION IN: 4 TO 20 MA OUT: 0 TO 20 MA SPRING-TYPE TERMINAL | 131.66
3RS7005-1FE00 | SIGNAL CONVERTER 24 V AC/DC, 3-WAY ISOLATION IN: 0 TO 10 V, 0/4 TO 20 MA OUT: 0 TO 10 V, 0/4 TO 2 | 172.81
3RS7005-1KE00 | SIGNAL CONVERTER 24 V AC/DC, 3-WAY ISOLATION IN: 0 TO 10 V, 0/4 TO 20 MA OUT: 0 TO 50/100 HZ/1/10 | 179.78
3RS7005-2KW00 | SIGNAL CONVERTER 24-240 V UC, 3-WAY ISOLATION "IN: 0 TO 10 V; 0/4 TO 20 MA OUT: 0 TO 50/100 HZ/1/ | 279.16
3RS7006-1FW00 | SIGNAL CONVERTER 24-240 V UC, 3-WAY ISOLATION IN: 0-60MV, 0-100MV, 0-300MV, 0-500MV, 0-1V, 0-2V, | 295
3RS7025-2FE00 | SIGNAL CONVERTER WITH MANUAL-AUTO 24V AC/DC, 3-WAY ISOLATION "IN: 0 TO 10 V; 0/4 TO 20 MA "OUT: | 194.97
3RQ3018-1AF00 | OUTPUT COUPLING DEVICE, RELAY COUPLER, 1 CO CONTACT 230V AC/DC WIDTH 6.2MM SCREW TERMINAL | 29.5
3RQ3018-2AB01 | OUTPUT COUPLING DEVICE, 1 CO CONTACT HARD GOLD-PLATED, 24V AC/DC, ENCLOSURE WIDTH 6.2MM SPRING-T | 29.25
3RQ3038-1AB00 | INPUT COUPLING LINK, RELAY COUPLER, 1 CO CONTACT, 24V AC/DC WIDTH 6.2MM SCREW TERMINAL | 32.35
3RQ3038-1AE00 | INPUT COUPLING LINK, RELAY COUPLER, 1 CO CONTACT 115V AC/DC WIDTH 6.2MM SCREW TERMINAL | 36.03
3RQ3038-2AE01 | INPUT COUPLING LINK, RELAY COUPLER, 1 CO CONTACT, HARD GOLD-PLATED CONTACTS 115V AC/DC, SCREW TE | 40.01
3RQ3038-2AF01 | INPUT COUPLING LINK, RELAY COUPLER, 1 CO CONTACT, HARD GOLD-PLATED, 230V AC/DC, SPRING-TYPE TERM | 42.09
3RQ3052-2SM40 | OUTPUT COUPLER, OPTOCOUPLER 1NO CONTACT, TRANSISTOR, INPUT 24 V DC, OUTPUT DC MAX. 60 V, 2 A WI | 52.61
3RQ3053-1SG30 | OUTPUT COUPLING DEVICE OPTOCOUPLER 1NO TRANSISTOR, 110-230V AC/DC OUTPUT MAX 30V DC, 3A SHORT-CI | 54.57
3RQ3065-2SM30 | OUTPUT COUPLING DEVICE, OPTOCOUPLER 1 NO CONTACT TRANSISTOR, 24V DC OUTPUT MAX 30V DC, 5A SHORT- | 69.64
3RQ3070-1SG30 | INPUT COUPLER, OPTOCOUPLER 1NO CONTACT, TRANSISTOR, INPUT 110...230 V AC/DC, OUTPUT DC MAX. 30 V | 64.57
3RQ3118-1AF00 | OUTP. COUP. DEV. WITH PLUGGABLE RELAY, 1 CO CONTACT SCREW TERMINAL 230V AC/DC ENCLOSURE WIDTH 6. | 27.97
3RQ3118-1AM00 | OUTP. COUP. DEV. WITH PLUGGABLE RELAY, 1 NO CONTACT SCREW TERMINAL 24V DC ENCLOSURE WIDTH 6.2 MM | 17.97
3RQ3118-2AF01 | OUTP. COUP. DEV. WITH PLUGGABLE RELAY, 1 CO HARD GOLD-PLATED SPRING-TYPE TERMINALS (PUSH IN) 230V | 33.05
3RQ3118-2AM01 | OUTP. COUP. DEV. WITH PLUGGABLE RELAY, 1 CO HARD GOLD-PLATED SPRING-TYPE TERMINALS (PUSH IN) 24V | 21.26
3RQ3901-0D | CONNECTING COMB 16-POLE | 5.74
3RQ3902-0B | TILTABLE LABEL, 6X12MM, | 0.21
3RT1055-7AB36-0SF1 | CONTACTOR, 75KW/400V/AC-3 AC(40...60HZ)/DC OPERATION UC 23-26V (SPRING FORCE) AUXILIARY CONTACTS | 482.47
5TG5501-1KK | CORAL, IRIS, MEGA ADAPTER 2F, RJ45,RJ11 CONNECT. AMP, AMP WITH COVER, ITT WITH SPARE METALLIC GRI | 12.87
5TG5501-4KK | CORAL, IRIS, MEGA MODULAR JACK 8 CONTACTS CAT 5E CONNECTION | 48.43
5TG5502-3KK | CORAL, IRIS, MEGA R,TV, SAT SOCKET, 2 OUTLETS SERIES WITH SPARE METALLIC GRID WITH CLAWS | 65.62
5TG5502-8KK | IRIS,MEGA LAMP FOR ONE WAY SP, TWO WAY SP SWITCH, INTERMED. SWITCH AND PUSH BUTTON 230 V AC | 13.82
5TG5505-8KK | LED BLUE INSERT FOR VDE PUSHBUTTON WITH WIDE ROCKERS, 12V/50HZ | 5.32
5TG5507-2KK | CORAL, IRIS, MEGA LOUDSPEAKER OUTLET BOX 1FOLD, AC 25V DC 60V | 80.92
5TG5525-4SG | CORAL DELTA DIMMERS ABDECKPLATE SHADOW GREY | 15.25
5TG5530-0DG | IRIS ROCKER ODYSSEY GOLD | 13.61
5TG5531-3MA | IRIS ROCKER WITH SYMBOL BELL MERCURY ALUMINIUM | 14.55
5TG5531-8WH | IRIS COVER PLATE FOR CORD OPERATED PUSH BUTTON AND CORD OUTLET POLAR WHITE | 53.6
5TG5532-0DG | IRIS COVER PLATE FOR DOUBLE PUSH BUTTON, SWITCH FOR BLINDS WITH SYMBOLS UP, DOWN ODYSSEY GOLD | 20.36
5TG5532-0MA | IRIS COVER PLATE FOR DOUBLE PUSH BUTTON, SWITCH FOR BLINDS WITH SYMBOLS UP, DOWN MERCURY ALUMIN | 20.36
5TG5532-0NS | IRIS COVER PLATE FOR DOUBLE PUSH BUTTON, SWITCH FOR BLINDS WITH SYMBOLS UP, DOWN NEPTUNE STEEL | 20.36
5TG5532-7NS | IRIS COVER PLATE FOR R, TV, SAT SOCKET OUTLETS 2 HOLES NEPTUNE STEEL | 18.67
5TG5532-7WH | IRIS COVER PLATE FOR R, TV, SAT SOCKET OUTLETS 2 HOLES POLAR WHITE | 14.76
5TG5532-8DG | IRIS COVER PLATE F. DIMMER ODYSSEY GOLD | 31.65
5TG5532-8MA | IRIS COVER PLATE F. DIMMER W. ROTARY BUTTON MERCURY ALUMINIUM | 31.65
5TG5532-8NS | IRIS COVER PLATE F. DIMMER W. ROTARY BUTTON NEPTUNE STEEL | 31.65
5TG5533-2WH | IRIS COVER PLATE FOR ADAPTER 1FOLD RJ45,RJ11, POLAR WHITE | 11.3
5TG5533-3DG | IRIS COVER PLATE FOR ADAPTER 1FOLD RJ11, 45 WITH LABEL FIELD ODYSSEY GOLD | 24.47
5TG5533-3MA | IRIS COVER PLATE FOR ADAPTER 1FOLD RJ11, 45 WITH LABEL FIELD MERCURY ALUMINIUM | 24.47
5TG5533-3NS | IRIS COVER PLATE FOR ADAPTER 1FOLD RJ11, 45 WITH LABEL FIELD NEPTUNE STEEL | 24.47
5TG5533-7DG | IRIS COVER PLATE FOR HEATING AND COOLING ELECTRONIC ROOM THERMOSTAT ODYSSEY GOLD | 40.52
5TG5533-7MA | IRIS COVER PLATE FOR HEATING AND COOLING ELECTRONIC ROOM THERMOSTAT MERCURY ALUMINIUM | 40.52
5TG5533-7NS | IRIS COVER PLATE FOR HEATING AND COOLING ELECTRONIC ROOM THERMOSTAT NEPTUNE STEEL | 40.52
5TG5533-7WH | IRIS COVER PLATE FOR HEATING AND COOLING ELECTRONIC ROOM THERMOSTAT POLAR WHITE | 28.49
5TG5534-2MA | IRIS FRAME TRIPLE, HORIZONTAL MERCURY ALUMINIUM | 45.27
5TG5534-2NS | IRIS FRAME TRIPLE, HORIZONTAL NEPTUNE STEEL | 45.27
5TG5534-2WH | IRIS FRAME TRIPLE, HORIZONTAL POLAR WHITE | 25.22
5TG5534-3DG | IRIS FRAME QUADRUPLE, HORIZONTAL ODYSSEY GOLD | 61.29
5TG5534-7MA | IRIS FRAME QUADRUPLE, VERTICAL MERCURY ALUMINIUM | 61.29
5TG5534-7NS | IRIS FRAME QUADRUPLE, VERTICAL NEPTUNE STEEL | 61.29
5TG5534-7WH | IRIS FRAME QUADRUPLE, VERTICAL POLAR WHITE | 37.99
5TG5535-2DG | IRIS PLAQUE RECOUVREMENT TV/RF/SAT 3 TROUS ODYSSEY GOLD | 19.72
3RT2016-1AK62-1AA0 | CONTACTOR, AC-3, 4KW/400V, 1NC, AC110V 50HZ, 120V 60HZ 3-POLE, SZ S00 SCREW TERMINAL UPRIGHT MOU | 29.04
3RT2016-1AP02-2AA0 | CONTACTOR, AC-3, 4KW/400V, 1NC, AC 230V, 50/60 HZ, 3-POLE, SZ S00 SCREW TERMINAL UPSIDE DOWN POS | 29.04
3RT2316-2AB00-1AA0 | 4NO CONTACTOR, AC1: 18A AC 24V 50/60HZ 4-POLE, 4NO, SZ: S00, SPRING-LOADED TERMINAL UPRIGHT MOUN | 33.95
3RT2316-2AF00-1AA0 | 4NO CONTACTOR, AC1: 18A AC 110V 50/60HZ 4-POLE, 4NO, SZ: S00, SPRING-LOADED TERMINAL UPRIGHT MOU | 33.95
3RT2316-2AP00-1AA0 | 4NO CONTACTOR, AC1: 18A AC 230V 50/60HZ 4-POLE, 4NO, SZ: S00, SPRING-LOADED TERMINAL UPRIGHT MOU | 33.95
3RT2316-2BW40 | 4NO CONTACTOR, AC1: 18A DC 48V 4-POLE, 4NO, SZ: S00, SPRING-LOADED TERMINAL | 35.22
3RT2326-1AV60 | 4NO CONTACTOR, AC1: 40A AC 480V 60HZ 4-POLE, 4NO, SZ: S0, SCREW TERMINAL 1NO+1NC INTEGR. | 75.51
3RT2327-1BA40 | 4NO CONTACTOR, AC1: 50A DC 12V 4-POLE, 4NO, SZ: S0, SCREW TERMINAL 1NO+1NC INTEGR. | 151.57
3RT2336-1AP60 | 4NO CONTACTOR,AC1:60A 220VAC50HZ/240V60HZ, 4-POLE, 4NO, SIZE S2, SCREW TERMINAL 1NO+1NC INTEGRAT | 141.68
3RT2336-3XB40-0LA2 | 4NO RAIL-CONTACTOR, AC-1, 60A/690V, 1NO+1NC, 24VDC, 0.7...1.25*US, WITH VARISTOR INTEGRATED 4-PO | 340.78
5TG2027-2 | DELTA OUTLET BOX UNIVERSAL-ANSCHLUSS-EINHEIT 2 X 8 POLE RJ45 CAT6 A LSA-PLUS TERMINALS SCREW FIX | 35.54
5TG2058-1 | SUPPORT PLATE TRANSPARENT INSERT FOR HOLDING UP TO 2 MODULAR JACK PLUG-IN CONN. AMP 216811-1 SC | 7.76
5TG5531-3WH | IRIS ROCKER WITH SYMBOL BELL POLAR WHITE | 14.76
5TG5531-4MA | IRIS ROCKER WITH SYMBOL LIGHT MERCURY ALUMINIUM | 14.55
5TG5531-8DG | IRIS COVER PLATE FOR CORD OPERATED PUSH BUTTON AND CORD OUTLET ODYSSEY GOLD | 16.89
5TG5531-8NS | IRIS COVER PLATE FOR CORD OPERATED PUSH BUTTON AND CORD OUTLET NEPTUNE STEEL | 16.89
5TG5532-0WH | IRIS COVER PLATE FOR DOUBLE PUSH BUTTON, SWITCH FOR BLINDS WITH SYMBOLS UP, DOWN POLAR WHITE | 26.06
5TG5532-5MA | IRIS FRAME QUINTUPLE, HORIZONTAL MERCURY ALUMINIUM | 84.83
5TG5532-6WH | IRIS ROCKER W. SYMBOLS I/O FOR OFF SWITCH 2POLE, 3-POLE POLAR WHITE | 14.76
5TG5532-7MA | IRIS COVER PLATE FOR R, TV, SAT SOCKET OUTLETS 2 HOLES MERCURY ALUMINIUM | 18.67
5TG5533-0DG | IRIS COVER PLATE FOR ADAPTER 2FOLD RJ45,RJ11, ODYSSEY GOLD | 16.77
5TG5533-0NS | IRIS COVER PLATE FOR ADAPTER 2FOLD RJ45,RJ11, NEPTUNE STEEL | 16.77
5TG5533-1WH | IRIS COVER PLATE FOR ADAPTER 2FOLD RJ11, 45 WITH LABEL FIELD POLAR WHITE | 18.25
5TG5533-2MA | IRIS COVER PLATE FOR ADAPTER 1FOLD RJ45,RJ11, MERCURY ALUMINIUM | 14.76
5TG5533-4DG | IRIS COVER PLATE FOR LOUDSPEAKERSOCKET AND POTENTIOMETER ODYSSEY GOLD | 33.76
5TG5533-4NS | IRIS COVER PLATE FOR LOUDSPEAKERSOCKET AND POTENTIOMETER NEPTUNE STEEL | 33.76
5TG5533-6MA | IRIS BLANKING COVER PLATE WITH METALLIC GRID, CLAWS MERCURY ALUMINIUM | 33.76
5TG5533-6WH | IRIS BLANKING COVER PLATE WITH METALLIC GRID, CLAWS POLAR WHITE | 26.6
5TG5533-8DG | IRIS COVER PLATE FOR TELEPHONE SOCKET 1FOLD WITH SCREWS ODYSSEY GOLD | 14.76
5TG5533-8NS | IRIS COVER PLATE FOR TELEPHONE SOCKET 1FOLD WITH SCREWS NEPTUNE STEEL | 14.76
5TG5534-1MA | IRIS FRAME DOUBLE, HORIZONTAL MERCURY ALUMINIUM | 31.86
5TG5534-1WH | IRIS FRAME DOUBLE, HORIZONTAL POLAR WHITE | 14.76
5TG5534-3NS | IRIS FRAME QUADRUPLE, HORIZONTAL NEPTUNE STEEL | 61.29
5TG5534-5DG | IRIS FRAME SINGLE, VERTICAL ODYSSEY GOLD | 31.86
5TG5534-6MA | IRIS FRAME DOUBLE, VERTICAL MERCURY ALUMINIUM | 45.27
5TG5534-6WH | IRIS FRAME DOUBLE, VERTICAL POLAR WHITE | 25.22
5TG5535-2NS | IRIS PLAQUE RECOUVREMENT TV/RF/SAT 3 TROUS ODYSSEY GOLD | 19.72
5TG5535-4DG | IRIS WATCH COVER PLATE ODYSSEY GOLD | 14.76
3RT2015-2BB42-1AA0 | CONTACTOR, AC-3, 3KW/400V, 1NC, DC 24V, 3-POLE, SZ S00 SPRING-LOADED TERMINAL UPRIGHT MOUNTING P | 31.46
3RT2015-2KB42-ZX95 | COUPL. CONT., AC-3, 3KW/400V, 1NC, 24 V DC, 0.7...1.25*US, W. INTEGRATED SUPPRESSOR DIODE, 3-POLE | 37.23
3RT2016-1FA41 | CONTACTOR, AC-3, 4KW/400V, 1NO, DC 12V, W. INTEGRATED DIODE 3-POLE, SZ S00 SCREW TERMINAL | 40.05
3RT2016-2AB01-ZW97 | CONTACTOR, AC-3, 4KW/400V, 1NO, AC 24V, 50/60 HZ, 3-POLE, SZ S00, 120 PIECES SPRING-LOADED TERMIN | 29.5
3RT2038-3KB40 | COUPL. CONT., AC3:37KW/400V, 1NO+1NC, 24 V DC, W. VARISTOR, 3-POLE, SIZE S2, SPRING-TYPE TERMINA | 284.44
3RT2038-3XJ40-0LA2 | RAIL-CONTACTOR, AC3, 37KW/400V, 1NO + 1NC 72V DC, 0.7...1.25*US, WITH VARISTOR, 3-POL, SIZE S2, | 397.15
3RT2325-2AC20-1AA0 | 4NO CONTACTOR, AC1: 35A AC 24V 50/60HZ 4-POLE, 4NO, SZ: S0, SPRING-LOADED TERMINAL 1NO+1NC INTEG | 59.06
3RT2325-2AL20-1AA0 | 4NO CONTACTOR, AC1: 35A AC 230V 50/60HZ 4-POLE, 4NO, SZ: S0, SPRING-LOADED TERMINAL 1NO+1NC INTE | 72.67
3RT2337-1AP60 | 4NO CONTACTOR,AC1:110A AC 220V 50HZ/AC 240V 60HZ 4-POLE, 4NO, SIZE S2, SCREW TERMINAL 1NO+1NC IN | 205.68
5TG2020-0 | HDMI CONNECTOR SCREW TERMINALS WHITE | 73.66
5TG2026-1 | DELTA OUTLET BOX UNIVERSAL-ANSCHLUS-EINHEIT 1 X 8 POLE RJ45 CAT6 E COMPACT TECHNIQUE FLEX LSA-PL | 37.02
5TG2027-1 | DELTA OUTLET BOX UNIVERSAL-ANSCHLUSS-EINHEIT 1 X 8 POLE RJ45 CAT6 A LSA-PLUS TERMINALS USCREW FI | 29.58
5TG2058-4 | SUPPORT PLATE SILBER INSERT FOR HOLDING UP TO 5 MODULAR JACK PLUG-IN CONN. 3M VOLITION SCREW FI | 7.76
5TG5530-1MA | IRIS ROCKER WITH TRANSPERENT WINDOW MERCURY ALUMINIUM | 14.88
5TG5530-1WH | IRIS ROCKER WITH TRANSPERENT WINDOW POLAR WHITE | 14.76
5TG5530-4NS | IRIS ROCKER TWO FOLD NEPTUNE STEEL | 17.73
5TG5530-7DG | IRIS COVER PLATE WITH FRAME FOR HOTELCARD SWITCH 3 MINUTE SWITCH OFF DELAY ODYSSEY GOLD | 35.35
5TG5530-8WH | IRIS ROCKER WITH TRANSPERENT WINDOW WITH SYMBOL BELL POLAR WHITE | 16.89
5TG5531-0MA | IRIS ROCKER WITH TRANSPERENT WINDOW WITH SYMBOL LIGHT MERCURY ALUMINIUM | 16.04
5TG5531-3NS | IRIS ROCKER WITH SYMBOL BELL NEPTUNE STEEL | 14.55
5TG5531-4DG | IRIS ROCKER WITH SYMBOL LIGHT ODYSSEY GOLD | 14.55
5TG5531-7WH | IRIS ROCKER WITH LABEL HOLDER AND WINDOW POLAR WHITE | 21.1
5TG5531-8MA | IRIS COVER PLATE FOR CORD OPERATED PUSH BUTTON AND CORD OUTLET MERCURY ALUMINIUM | 16.89
5TG5532-5DG | IRIS FRAME QUINTUPLE, HORIZONTAL ODYSSEY GOLD | 84.83
5TG5532-5NS | IRIS FRAME QUINTUPLE, HORIZONTAL NEPTUNE STEEL | 84.83
5TG5532-6NS | IRIS ROCKER W. SYMBOLS I/O FOR OFF SWITCH 2POLE, 3-POLE NEPTUNE STEEL | 14.55
5TG5532-7DG | IRIS COVER PLATE FOR R, TV, SAT SOCKET OUTLETS 2 HOLES ODYSSEY GOLD | 18.67
5TG5532-8WH | IRIS COVER PLATE F. DIMMER W. ROTARY BUTTON POLAR WHITE | 20.78
5TG5533-0MA | IRIS COVER PLATE FOR ADAPTER 2FOLD RJ45,RJ11, MERCURY ALUMINIUM | 16.77
5TG5533-2DG | IRIS COVER PLATE FOR ADAPTER 1FOLD RJ45,RJ11, ODYSSEY GOLD | 14.76
5TG5533-2NS | IRIS COVER PLATE FOR ADAPTER 1FOLD RJ45,RJ11, NEPTUNE STEEL | 14.76
5TG5533-3WH | IRIS COVER PLATE FOR ADAPTER 1FOLD RJ11, 45 WITH LABEL FIELD POLAR WHITE | 18.25
5TG5533-4MA | IRIS COVER PLATE FOR LOUDSPEAKERSOCKET AND POTENTIOMETER MERCURY ALUMINIUM | 33.76
5TG5533-4WH | IRIS COVER PLATE FOR LOUDSPEAKERSOCKET AND POTENTIOMETER POLAR WHITE | 22.48
5TG5533-6DG | IRIS BLANKING COVER PLATE WITH METALLIC GRID, CLAWS ODYSSEY GOLD | 33.76
5TG5533-6NS | IRIS BLANKING COVER PLATE WITH METALLIC GRID, CLAWS NEPTUNE STEEL | 33.76
5TG5533-8MA | IRIS COVER PLATE FOR TELEPHONE SOCKET 1FOLD WITH SCREWS MERCURY ALUMINIUM | 14.76
5TG5533-8WH | IRIS COVER PLATE FOR TELEPHONE SOCKET 1FOLD WITH SCREWS POLAR WHITE | 11.3
5TG5534-1DG | IRIS FRAME DOUBLE, HORIZONTAL ODYSSEY GOLD | 31.86
5TG5534-1NS | IRIS FRAME DOUBLE, HORIZONTAL NEPTUNE STEEL | 31.86
5TG5534-2DG | IRIS FRAME TRIPLE, HORIZONTAL ODYSSEY GOLD | 45.27
5TG5534-3MA | IRIS FRAME QUADRUPLE, HORIZONTAL MERCURY ALUMINIUM | 61.29
5TG5534-3WH | IRIS FRAME QUADRUPLE, HORIZONTAL POLAR WHITE | 37.99
5TG5534-6NS | IRIS FRAME DOUBLE, VERTICAL NEPTUNE STEEL | 45.27
5TG5534-7DG | IRIS FRAME QUADRUPLE, VERTICAL ODYSSEY GOLD | 61.29
5TG5535-2MA | IRIS PLAQUE RECOUVREMENT TV/RF/SAT 3 TROUS MERCURY ALUMINIUM | 19.72
5TG5535-2WH | IRIS COVER PLATE FOR R, TV,SAT SOCKET OUTLETS 3 HOLES POLAR WHITE | 16.89
5TG5535-4MA | IRIS WATCH COVER PLATE MERCURY ALUMINIUM | 14.76
3RT2015-2AK61-ZW96 | CONTACTOR, AC-3, 3KW/400V, 1NO, AC110V 50HZ, 120V 60HZ 3-POLE, SZ S00 SPRING-LOADED TERMINAL MUL | 27.16
3RT2015-2KB42-ZW97 | COUPL. CONT., AC-3, 3KW/400V, 1NC, 24 V DC, 0.7...1.25*US, W. INTEGRATED SUPPRESSOR DIODE, 3-POLE | 37.23
3RT2016-1FB41-ZW96 | CONTACTOR, AC-3, 4KW/400V, 1NO, 24V DC, W INTEGRATED DIODE 3POL, ASM S00 SCREW TERMINAL MULTI-UN | 40.32
5TG1206-1 | DELTA MIRO FRAME 2-FOLD REAL GLASS WHITE | 75.94
3RT2038-3KB44-3MA0 | COUPL. CONT., AC3:37KW/400V, 2NO+2NC, 24 V DC, W. VARISTOR, 3-POLE, SIZE S2, SPRING-TYPE TERMINA | 294.85
3RT2038-3XJ44-0LA2 | RAIL-CONTACTOR, AC3, 37KW/400V, 2NO + 2NC 72V DC, 0.7...1.25*US, WITH VARISTOR, 3-POLE, SIZE S2, | 409.17
3RT2317-1BA40 | 4NO CONTACTOR, AC1: 22A DC 12V 4-POLE, 4NO, SZ: S00, SCREW TERMINAL | 46.09
3RT2325-2AG20-1AA0 | 4NO CONTACTOR, AC1: 35A AC 110V 50/60HZ 4-POLE, 4NO, SZ: S0, SPRING-LOADED TERMINAL 1NO+1NC INTE | 59.06
5TG5531-4NS | IRIS ROCKER WITH SYMBOL LIGHT NEPTUNE STEEL | 14.55
5TG5531-4WH | IRIS ROCKER WITH SYMBOL LIGHT POLAR WHITE | 14.76
5TG5531-7DG | IRIS ROCKER WITH LABEL HOLDER AND WINDOW ODYSSEY GOLD | 24.47
5TG5531-7MA | IRIS ROCKER WITH LABEL HOLDER AND WINDOW MERCURY ALUMINIUM | 24.47
5TG5531-7NS | IRIS ROCKER WITH LABEL HOLDER AND WINDOW NEPTUNE STEEL | 24.47
5TG5532-5WH | IRIS FRAME QUINTUPLE, HORIZONTAL POLAR WHITE | 56.03
5TG5532-6CR | IRIS DIFFUSER FOR PILOT LIGHT 40MM CRYSTAL | 10.36
5TG5532-6DG | IRIS ROCKER W. SYMBOLS I/O FOR OFF SWITCH 2POLE, 3-POLE ODYSSEY GOLD | 14.55
5TG5532-6MA | IRIS ROCKER W. SYMBOLS I/O FOR OFF SWITCH 2POLE, 3-POLE MERCURY ALUMINIUM | 14.55
5TG5533-0WH | IRIS COVER PLATE FOR ADAPTER 2FOLD RJ45,RJ11, POLAR WHITE | 11.3
5TG5533-1DG | IRIS COVER PLATE FOR ADAPTER 2FOLD RJ11, 45 WITH LABEL FIELD ODYSSEY GOLD | 24.47
5TG5533-1MA | IRIS COVER PLATE FOR ADAPTER 2FOLD RJ11, 45 WITH LABEL FIELD MERCURY ALUMINIUM | 24.47
5TG5533-1NS | IRIS COVER PLATE FOR ADAPTER 2FOLD RJ11, 45 WITH LABEL FIELD NEPTUNE STEEL | 24.47
5TG5533-5DG | IRIS COVER PLATE 40MM FOR LOUDSPEAKERSOCKET, PILOT LIGHT AND PRESENCEDETECTOR ODYSSEY GOLD | 16.35
5TG5533-5MA | IRIS COVER PLATE 40MM FOR LOUDSPEAKERSOCKET, PILOT LIGHT AND PRESENCEDETECTOR MERCURY ALUMINIUM | 16.35
5TG5533-5NS | IRIS COVER PLATE 40MM FOR LOUDSPEAKERSOCKET, PILOT LIGHT AND PRESENCEDETECTOR NEPTUNE STEEL | 16.35
5TG5533-5WH | IRIS COVER PLATE 40MM FOR LOUDSPEAKERSOCKET, PILOT LIGHT AND PRESENCEDETECTOR POLAR WHITE | 8.82
5TG5534-0DG | IRIS FRAME SINGLE, HORIZONTAL ODYSSEY GOLD | 19.42
5TG5534-0MA | IRIS FRAME SINGLE, HORIZONTAL MERCURY ALUMINIUM | 19.42
5TG5534-0NS | IRIS FRAME SINGLE, HORIZONTAL NEPTUNE STEEL | 19.42
5TG5534-0WH | IRIS FRAME SINGLE, HORIZONTAL POLAR WHITE | 9.14
5TG5534-5MA | IRIS FRAME SINGLE, VERTICAL MERCURY ALUMINIUM | 31.86
5TG5534-5NS | IRIS FRAME SINGLE, VERTICAL NEPTUNE STEEL | 31.86
5TG5534-5WH | IRIS FRAME SINGLE, VERTICAL POLAR WHITE | 14.76
5TG5534-6DG | IRIS FRAME DOUBLE, VERTICAL ODYSSEY GOLD | 45.27
5TG5535-4NS | IRIS WATCH COVER PLATE NEPTUNE STEEL | 14.76
5TG5535-4WH | IRIS COVER PLATE F. UHR NEPTUNE STEEL | 7.47
5TG5535-5DG | IRIS COVER PLATE FOR TAE OUTLET BOX A. LOUDSPEAKER OUTLET BOX ODYSSEY GOLD | 23.74
5TG5535-5MA | IRIS COVER PLATE FOR TAE OUTLET BOX A. LOUDSPEAKER OUTLET BOX MERCURY ALUMINIUM | 23.74
5TG1206-2 | DELTA MIRO FRAME 2-FOLD REAL GLASS BLACK | 75.94
3RT2038-1CK64-3MA0 | CONTACTOR,AC3:37KW/400V, 2NO+2NC, AC 110V50HZ,120V60HZ, WITH PLUGGED-IN VARISTOR, 3-POLE, SIZE S2 | 220.44
3RT2038-1KB40 | COUPL. CONT., AC3:37KW/400V, 1NO+1NC, 24 V DC, W. VARISTOR, 3-POLE, SIZE S2, SCREW TERMINALS SU | 284.44
3RT2038-1KB44 | COUPL. CONT., AC3:37KW/400V, 2NO+2NC, 24 V DC, W. VARISTOR, 3-POLE, SIZE S2, SCREW TERMINALS SU | 293.2
3RT2038-1KB44-3MA0 | COUPL. CONT., AC3:37KW/400V, 2NO+2NC, 24 V DC, W. VARISTOR, 3-POLE, SIZE S2, SCREW TERMINALS, A | 294.85
5TG2021-0 | VGA CONNECTOR SCREW TERMINALS WHITE | 68.12
5TG2021-1 | VGA CONNECTOR SCREW TERMINALS GREY | 67.99
5TG2022-0 | USB CONNECTOR SCREW TERMINALS WHITE | 56.12
5TG2022-1 | USB CONNECTOR SCREW TERMINALS GREY | 55.12
3TY7561-1LA00 | AUX. SWITCH BLOCK COMBINATION FOR SIZES 2...14 3TY7561-1AA00 + 3TY7561-1KA00 WITH 2 M3X29 COMBI. | 32.27
3RT2036-1CK64-3MA0 | CONTACTOR,AC3:22KW/400V, 2NO+2NC, AC 110V 50HZ,120V 60HZ WITH PLUGGED-IN VARISTOR, 3-POLE, SIZE S | 147.16
3RT2036-1KB40 | COUPL. CONT., AC3:22KW/400V, 1NO+1NC, 24 V DC, W. VARISTOR, 3-POLE, SIZE S2, SCREW TERMINALS SU | 197.48
3RT2036-1KB40-1AA0 | COUPL. CONT., AC3:22KW/400V, 1NO+1NC, 24 V DC, W. VARISTOR, 3-POLE, SIZE S2, SCREW TERMINALS UP | 211.16
3RT2326-1AP00-4AA0 | 4NO CONTACTOR, AC3: 22KW AC 230V 50HZ 4-POLE, 4NO, SZ: S0, SCREW TERMINAL 1NO+1NC INTEGR. | 80.06
5TG2020-1 | HDMI CONNECTOR SCREW TERMINALS GREY | 74.29
5TG2026-2 | DELTA OUTLET BOX UNIVERSAL-ANSCHLUSS-EINHEIT 2 X 8 POLE RJ45 CAT6 E COMPACT TECHNIQUE FLEX LSA-P | 44.18
5TG2400 | ELECTRONIC TIMER CONFIGURABLE 0,5 TO 10 MINUTES MAX:400W | 31.12
3RT2015-1AB02-ZW97 | CONTACTOR, AC-3, 3KW/400V, 1NC, AC 24V, 50/60 HZ, 3-POLE, SZ S00 SCREW TERMINAL MULTI-UNIT PACKA | 27.6
3RT2035-3KB44-3MA0 | COUPL. CONT., AC3:18.5KW/400V, 2NO+2NC, 24 V DC, W. VARISTOR, 3-POLE, SIZE S2, SPRING-TYPE TERMI | 164.66
3RT2035-3NB30-ZW97 | CONTACTOR,AC3:18.5KW/400V, 1NO+1NC, 20-33V AC/DC, WITH VARISTOR, 3-POLE, SIZE S2, SPRING-TYPE TE | 175.99
3RT2036-1AK60-1AA0 | CONTACTOR,AC3:22KW/400V, 1NO+1NC,110VAC 50HZ/120V 60HZ, 3-POLE, SIZE S2, SCREW TERMINAL UPRIGHT | 140.58
3RT2036-1AP60-0UA0 | CONTACTOR, 25HP 460/575V 220VAC 50HZ/240V 60HZ 3-POLE, SIZE S2 SCREW TERMINAL NEMA SIZE 2 | 130.19
3RT2036-1KB44-3MA0 | COUPL. CONT., AC3:22KW/400V, 2NO+2NC, 24 V DC, W. VARISTOR, 3-POLE, SIZE S2, SCREW TERMINALS, A | 210.06
3RT2036-1NB30-1AA0 | CONTACTOR,AC3:22KW/400V, 1NO+1NC, 20-33V AC/DC, WITH VARISTOR, 3-POLE, SIZE S2, SCREW TERMINAL | 213.33
3RT2036-3XJ44-0LA2 | RAIL-CONTACTOR, AC-3, 22KW/400V, 2NO+2NC, 72VDC, 0.7...1.25*US, WITH VARISTOR, 3-POLE, SIZE S2, | 312.37
3RT2037-1KB40 | COUPL. CONT., AC3:30KW/400V, 1NO+1NC, 24 V DC, W. VARISTOR, 3-POLE, SIZE S2, SCREW TERMINALS SU | 270.25
3RT2037-1KB44 | COUPL. CONT., AC3:30KW/400V, 2NO+2NC, 24 V DC, W. VARISTOR, 3-POLE, SIZE S2, SCREW TERMINALS SU | 281.72
3RT2037-3KB40 | COUPL. CONT., AC3:30KW/400V, 1NO+1NC, 24 V DC, W. VARISTOR SPRING-TYPE TERMINALS SUITABLE FOR 2A | 270.25
3RT2037-3XJ40-0LA2 | RAIL-CONTACTOR, AC-3, 30KW/400V, 1NO+1NC, 72VDC, 0.7...1.25*US, WITH VARISTOR, 3-POLE, SIZE S2, | 379.08
3RT2027-2AD20-1AA0 | CONTACTOR, AC-3, 15KW/400V, 1NO+1NC, AC 42V 50/60HZ, 3-POLE, SZ S0 SPRING-LOADED TERMINAL UPRIGH | 97.63
3RT2028-1AS00 | CONTACTOR, AC-3, 18.5KW/400V, 1NO+1NC, AC 500V 50HZ, 3-POLE, SZ S0 SCREW TERMINAL | 101.62
3RT2028-2AC20-1AA0 | CONTACTOR, AC-3, 18.5KW/400V, 1NO+1NC, AC 24V 50/60HZ, 3-POLE, SZ S0 SPRING-LOADED TERMINAL UPRI | 106.74
3RT2035-1KB44-3MA0 | COUPL. CONT., AC3:18.5KW/400V, 2NO+2NC, 24 V DC, W. VARISTOR, 3-POLE, SIZE S2, SCREW TERMINALS, | 164.66
3RV2011-0GA25-ZX95 | CIRCUIT-BREAKER SZ S00, FOR MOTOR PROTECTION, CLASS 10, A-REL. 0.45...0.63A, N-RELEASE8.2A SPRIN | 65.2
3RV1915-5A-ZX92 | 3-PHASE LINE-SIDE TERMINAL 3-PHASE LINE-SIDE TERMINAL, FOR 3-PHASE BUSBARS, FOR SIZE S0 AND S00, | 9.43
3RV2011-0JA25-ZX95 | CIRCUIT-BREAKER SZ S00, FOR MOTOR PROTECTION, CLASS 10, A-REL. 0.7...1A, N-RELEASE 13A, SPRING-L. | 68.36
3RV2011-0KA10-ZW97 | CIRCUIT-BREAKER SZ S00, FOR MOTOR PROTECTION, CLASS 10, A-REL.0.9...1.25A, N-REL.16A, SCREW CONNE | 57.73
3RV2011-1CA25-ZW96 | CIRCUIT-BREAKER SZ S00, FOR MOTOR PROTECTION, CLASS 10, A-REL.1.8...2.5A, N-RELEASE 33A, SPRING- | 74.06
3RV2011-1CA25-ZX95 | CIRCUIT-BREAKER SZ S00, FOR MOTOR PROTECTION, CLASS 10, A-REL.1.8...2.5A, N-RELEASE 33A, SPRING- | 74.06
3RV2011-1GA25-ZW96 | CIRCUIT-BREAKER SZ S00, FOR MOTOR PROTECTION, CLASS 10, A-RELEASE 4.5...6.3A, N-RELEASE 82A SPR | 74.06
3RV2011-1GA25-ZX95 | CIRCUIT-BREAKER SZ S00, FOR MOTOR PROTECTION, CLASS 10, A-RELEASE 4.5...6.3A, N-RELEASE 82A SPR | 74.06
3RT2025-2XJ40-0LA2 | CONT. F. RAILW. A., AC-3, 7.5KW/400V, 1NO+1NC, . DC 72V, 0,7...1,25*US, W. VARISTOR INTEGRATED, | 112.41
3RT2026-1FB48-0ME2 | CONTACTOR, AC-3, 11KW/400V, 3NO+3NC WITH 3RH2911-1XA22-0MA0 W.INSERTED DIODE COMB. 24 V DC, 3-PO | 121.5
3RT2026-2BB40-ZW97 | CONTACTOR, AC-3, 11KW/400V, 1NO+1NC, DC 24V, 3-POLE, SZ S0 SPRING-LOADED TERMINAL MULTI - UNIT P | 108.24
3RT2015-1AB02-ZX95 | CONTACTOR, AC-3, 3KW/400V, 1NC, AC 24V, 50/60 HZ, 3-POLE, SZ S00 SCREW TERMINAL REUSABLE PACKAGI | 27.6
3RT2035-3KB40 | COUPL. CONT., AC3:18.5KW/400V, 1NO+1NC, 24 V DC, W. VARISTOR, 3-POLE, SIZE S2, SPRING-TYPE TERMI | 152.05
3RT2035-3NB30-ZW96 | CONTACTOR,AC3:18.5KW/400V, 1NO+1NC, 20-33V AC/DC, WITH VARISTOR, 3-POLE, SIZE S2, SPRING-TYPE TE | 175.99
3RT2036-1AM20-0UA0 | CONTACTOR, 25HP 460/575V 208VAC 50/60HZ 3-POLE, SIZE S2 SCREW TERMINAL NEMA SIZE 2 | 132.39
3RT2036-1AV60-0UA0 | CONTACTOR, 25HP 460/575V 480VAC 60HZ 3-POLE, SIZE S2 SCREW TERMINAL NEMA SIZE 2 | 132.39
3RT2036-1KB44 | COUPL. CONT., AC3:22KW/400V, 2NO+2NC, 24 V DC, W. VARISTOR, 3-POLE, SIZE S2, SCREW TERMINALS SU | 207.87
3RT2036-1NB30-0UA0 | CONTACTOR, 25HP 460/575V 1NO+1NC, 20-33V AC/DC, 3-POLE, SIZE S2 SCREW TERMINAL NEMA SIZE 2 | 200.2
3RT2036-3AC20-1AA0 | CONTACTOR,AC3:22KW/400V, 1NO+1NC, 24V AC 50/60HZ, 3-POLE, SIZE S2, SPRING-TYPE TERMINAL UPRIGHT | 140.58
3RT2037-1KB40-1AA0 | COUPL. CONT., AC3:30KW/400V, 1NO+1NC, 24 V DC, W. VARISTOR, 3-POLE, SIZE S2, SCREW TERMINALS UP | 285
3RT2037-1KB44-3MA0 | COUPL. CONT., AC3:30KW/400V, 2NO+2NC, 24 V DC, W. VARISTOR, 3-POLE, SIZE S2, SCREW TERMINALS, A | 282.82
3RT2037-3EL20 | CONTACTOR, AC3:30KW/400V, 1NO+1NC, 230 V AC 50/60HZ, 3-POLE, SIZE S2, SPRING-TYPE TERMINALS WITH | 194.19
3RT2037-3KB44-3MA0 | COUPL. CONT., AC3:30KW/400V, 2NO+2NC, 24 V DC, W. VARISTOR, 3-POLE, SIZE S2, SPRING-TYPE TERMINA | 282.82
3RT2037-3XJ44-0LA2 | RAIL-CONTACTOR, AC-3, 30KW/400V, 2NO+2NC, 72VDC, 0.7...1.25*US, WITH VARISTOR, 3-POLE, SIZE S2, | 390.58
3RT2027-1KA40 | COUPLING RELAY, AC-3, 15KW/400V, 1NO+1NC, DC 12V, W. PLUGGED-IN VARISTOR 3-POLE, SZ S0 SCREW TER | 141.91
3RT2028-1AU60 | CONTACTOR, AC-3, 18.5KW/400V, 1NO+1NC, AC 277V 60HZ, 3-POLE, SZ S0 SCREW TERMINAL | 101.62
3RT2035-1AK60-1AA0 | CONTACTOR,AC3:18.5KW/400V, 1NO+1NC,110VAC 50HZ/120V 60HZ, 3-POLE, SIZE S2, SCREW TERMINAL UPRIGH | 114.32
3RT2035-1KB44 | COUPL. CONT., AC3:18.5KW/400V, 2NO+2NC, 24 V DC, W. VARISTOR, 3-POLE, SIZE S2, SCREW TERMINALS | 163.56
3RV2011-0DA10-ZW97 | CIRCUIT-BREAKER SZ S00, FOR MOTOR PROTECTION, CLASS 10, A-REL.0.22...0.32A,N-REL.4.2A SCREW CONNE | 50.84
3RV2011-0GA25-ZW97 | CIRCUIT-BREAKER SZ S00, FOR MOTOR PROTECTION, CLASS 10, A-REL. 0.45...0.63A, N-RELEASE8.2A SPRIN | 65.2
3RV2011-0HA10-ZW97 | CIRCUIT-BREAKER SZ S00, FOR MOTOR PROTECTION, CLASS 10, A-REL.0.55...0.8A, N-REL.10 A SCREW CONNE | 54.57
3RV2011-0KA10-0BA0 | DISJONCTEUR DE TYPE SPECIAL TAILLE S00, POUR PROTECT. MOTEUR, CLASS 10, DECL.A 0,9...1,25A, DECL | 70.71
3RV2011-0KA20-ZW96 | CIRCUIT-BREAKER SZ S00, FOR MOTOR PROTECTION, CLASS 10, A-REL.0.9...1.25A, N-REL.16A, SPRING-L. C | 57.73
3RV2011-1CA25-ZW97 | CIRCUIT-BREAKER SZ S00, FOR MOTOR PROTECTION, CLASS 10, A-REL.1.8...2.5A, N-RELEASE 33A, SPRING- | 74.06
3RV2011-1EA10-ZW97 | CIRCUIT-BREAKER SZ S00, FOR MOTOR PROTECTION, CLASS 10, A-REL. 2.8...4A, N-REL. 52A, SCREW CONNEC | 60.27
3RV2011-1GA15-0BA0 | 3RV2011-1GA15-0BA0 | 85.69
3RV2011-1GA25-ZW97 | CIRCUIT-BREAKER SZ S00, FOR MOTOR PROTECTION, CLASS 10, A-RELEASE 4.5...6.3A, N-RELEASE 82A SPR | 74.06
3RT2026-1BA40 | CONTACTOR, AC-3, 11KW/400V, 1NO+1NC, DC 12V, 3-POLE, SZ S0 SCREW TERMINAL | 101.08
3RT2026-2AC20-1AA0 | CONTACTOR, AC-3, 11KW/400V, 1NO+1NC, AC 24V 50/60HZ, 3-POLE, SZ S0 SPRING-LOADED TERMINAL UPRIGH | 68.68
3RT2027-1AM20-1AA0 | CONTACTOR, AC-3, 15KW/400V, 1NO+1NC, AC 208V 50/60HZ, 3-POLE, SZ S0 SCREW TERMINAL UPRIGHT MOUNT | 97.63
3RT2027-1AP60-0UA0 | CONTACTOR, 10HP 460/575V, 1NO+1NC, AC220V 50HZ, 240V 60HZ 3-POLE, SZ S0 SCREW TERMINAL NEMA LAB | 91.97
3RV2032-4VA15 | CIRCUIT BREAKER, SIZE S2, FOR MOTOR PROTECTION, CLASS 10, A-RELEASE 35...45A, N-RELEASE 650A, SC | 284.43
3RT2037-1AK60-1AA0 | CONTACTOR,AC3:30KW/400V, 1NO+1NC,110VAC 50HZ/120V 60HZ, 3-POLE, SIZE S2, SCREW TERMINAL UPRIGHT | 193.64
3RT2037-1AK64-3MA0 | CONTACTOR, AC3:30KW/400V, 2NO+2NC, 110VAC 50HZ/120V 60HZ, 3-POLE, SIZE S2, SCREW CONNECTION, PER | 192
3RT2037-1AL20-1AA0 | CONTACTOR,AC3:30KW/400V, 1NO+1NC, 230V AC 50/60HZ, 3-POLE, SIZE S2, SCREW TERMINAL UPRIGHT MOUNT | 193.64
3RT2037-1CK64-3MA0 | CONTACTOR,AC3:30KW/400V, 2NO+2NC, 110VAC 50HZ,120V 60HZ, W. VARISTOR PLUGGED IN, 3-POLE, SIZE S2, | 199.67
3RT2038-1AK60-1AA0 | CONTACTOR,AC3:37KW/400V, 1NO+1NC,110VAC 50HZ/120V 60HZ, 3-POLE, SIZE S2, SCREW TERMINAL UPRIGHT | 214.98
3RT2038-1AK64-3MA0 | CONTACTOR, AC3:37KW/400V, 2NO+2NC, 110VAC 50HZ/120V 60HZ, 3-POLE, SIZE S2, SCREW CONNECTION, PER | 212.24
3RT2035-1AK64-3MA0 | CONTACTOR, AC3:18.5KW/400V, 2NO+2NC, 110VAC 50HZ/120V 60HZ, 3-POLE, SIZE S2, SCREW CONNECTION, P | 112.7
3RT2035-1AL20-1AA0 | CONTACTOR,AC3:18.5KW/400V, 1NO+1NC, 230V AC 50/60HZ, 3-POLE, SIZE S2, SCREW TERMINAL UPRIGHT MOU | 115.42
3RT2035-1CK64-3MA0 | CONTACTOR,AC3:18.5KW/400V, 2NO+2NC, AC 110V 50HZ/120V 60HZ WITH PLUGGED-IN VARISTOR, 3-POLE, SIZE | 121.44
3RT2035-1KB40 | COUPL. CONT., AC3:18.5KW/400V, 1NO+1NC, 24 V DC, W. VARISTOR, 3-POLE, SIZE S2, SCREW TERMINALS | 152.05
3RT2035-1KB40-1AA0 | COUPL. CONT., AC3:18.5KW/400V, 1NO+1NC, 24 V DC, W. VARISTOR, 3-POLE, SIZE S2, SCREW TERMINALS | 166.85
3RV1935-1A-ZX92 | 3-PHASE BUSBAR, F. 2 CIRCUIT-BREAKERS, SIZE S2 MODULAR SPACING: 55 MM MULTI-UNIT PACKAGE PACKAGE | 17.8
3RV2011-0JA25-ZW96 | CIRCUIT-BREAKER SZ S00, FOR MOTOR PROTECTION, CLASS 10, A-REL. 0.7...1A, N-RELEASE 13A, SPRING-L. | 68.36
3RV2011-0JA25-ZW97 | CIRCUIT-BREAKER SZ S00, FOR MOTOR PROTECTION, CLASS 10, A-REL. 0.7...1A, N-RELEASE 13A, SPRING-L. | 68.36
3RV2011-1EA25-ZW96 | CIRCUIT-BREAKER SZ S00, FOR MOTOR PROTECTION, CLASS 10, A-RELEASE 2.8...4A, N-RELEASE 52A, SPRIN | 74.06
3RV2011-1EA25-ZW97 | CIRCUIT-BREAKER SZ S00, FOR MOTOR PROTECTION, CLASS 10, A-RELEASE 2.8...4A, N-RELEASE 52A, SPRIN | 74.06
3RV2011-1EA25-ZX95 | CIRCUIT-BREAKER SZ S00, FOR MOTOR PROTECTION, CLASS 10, A-RELEASE 2.8...4A, N-RELEASE 52A, SPRIN | 74.06
3RV2011-1GA10-ZW97 | CIRCUIT-BREAKER SZ S00, FOR MOTOR PROTECTION, CLASS 10, A-REL. 4.5...6.3A, N-REL. 82A SCREW CONNE | 60.27
3RT2026-2DM40 | CONTACTOR, AC-3, 11KW/400V, 1NO+1NC, 220 V DC, 3-POLE, SIZE S0 SPRING-TYPE TERMINALS WITH PLUGGE | 110.12
3RT2026-2EK60 | CONTACTOR, AC-3, 11KW/400V, 1NO+1NC, AC 110V 50HZ, 120V 60HZ 3-POLE, SZ S0 SPRING-LOADED TERMINA | 75.51
3RT2026-2EL20 | CONTACTOR, AC-3, 11KW/400V, 1NO+1NC, 230 V AC 50/60HZ, 3-POLE, SIZE S0 SPRING-TYPE TERMINALS WIT | 75.51
3RV2032-4TA10 | CIRCUIT BREAKER, SIZE S2, FOR MOTOR PROTECTION, CLASS 10, A-RELEASE 12...17A, N-RELEASE 260A, SC | 170.88
3RV2032-4TA15 | CIRCUIT BREAKER, SIZE S2, FOR MOTOR PROTECTION, CLASS 10, A-RELEASE 12...17A, N-RELEASE 260A, SC | 185.06
3RV2032-4UA10 | CIRCUIT BREAKER, SIZE S2, FOR MOTOR PROTECTION, CLASS 10, A-RELEASE 32...40A, N-RELEASE 585A, SC | 251.07
3RV2032-4UA15 | CIRCUIT BREAKER, SIZE S2, FOR MOTOR PROTECTION, CLASS 10, A-RELEASE 32...40A, N-RELEASE 585A, SC | 260
3RV2131-4SA10 | CIRCUIT BREAKER, SIZE S2, FOR MOTOR PROTECTION, CLASS 10, W. OVERLOAD RELAY FUNCTION A-RELEASE 9. | 154.42
3RV2131-4TA10 | CIRCUIT BREAKER, SIZE S2, FOR MOTOR PROTECTION, CLASS 10, W. OVERLOAD RELAY FUNCTION A-RELEASE 12 | 154.42
3RV2131-4UA10 | CIRCUIT BREAKER, SIZE S2, FOR MOTOR PROTECTION, CLASS 10, W. OVERLOAD RELAY FUNCTION A-RELEASE 32 | 207.75
3RV2131-4VA10 | CIRCUIT BREAKER, SIZE S2, FOR MOTOR PROTECTION, CLASS 10, W. OVERLOAD RELAY FUNCTION A-RELEASE 35 | 224.82
3RV2331-4UC10 | CIRCUIT BREAKER, SIZE S2, FOR STARTER COMBINATION, RATED CURRENT 40A, N-RELEASE 585A, SCREW TER | 157.27
5TG2058-2 | SUPPORT PLATE WHITE INSERT FOR HOLDING UP TO 3 MODULAR JACK PLUG-IN CONN. NORDIX CDT SCREW FIXI | 12.35
5TG2058-3 | SUPPORT PLATE GREY INSERT FOR HOLDING UP TO 2 MODULAR JACK PLUG-IN CONN. LEXCOM JACKS SCREW FIX | 7.76
3RT2035-3NB30-ZX95 | CONTACTOR,AC3:18.5KW/400V, 1NO+1NC, 20-33V AC/DC, WITH VARISTOR, 3-POLE, SIZE S2, SPRING-TYPE TE | 175.99
3RT2035-3XJ44-0LA2 | RAIL-CONTACTOR, AC-3, 18.5KW/400V, 2NO+2NC, 72VDC, 0.7...1.25*US, WITH VARISTOR, 3-POLE, SIZE S2 | 209.52
3RT2036-1AK60-0UA0 | CONTACTOR, 25HP 460/575V 1NO+1NC,110VAC 50HZ/120V 60HZ, 3-POLE, SIZE S2 SCREW TERMINAL NEMA SIZE | 130.19
3RT2036-3EL20 | CONTACTOR, AC3:22KW/400V, 1NO+1NC, 230 V AC 50/60HZ, 3-POLE, SIZE S2, SPRING-TYPE TERMINALS WITH | 141.13
3RT2036-3KB40 | COUPL. CONT., AC3:22KW/400V, 1NO+1NC, 24 V DC, W. VARISTOR SPRING-TYPE TERMINALS SUITABLE FOR 2A | 197.48
3RT2036-3KB44-3MA0 | COUPL. CONT., AC3:22KW/400V, 2NO+2NC, 24 V DC, W. VARISTOR, 3-POLE, SIZE S2, SPRING-TYPE TERMINA | 210.06
3RT2037-1NB30-1AA0 | CONTACTOR,AC3:30KW/400V, 1NO+1NC, 20-33V AC/DC, WITH VARISTOR, 3-POLE, SIZE S2, SCREW TERMINAL | 285
3RT2037-3AB00-ZW96 | CONTACTOR,AC3:30KW/400V, 1NO+1NC, 24V AC 50HZ, 3-POLE, SIZE S2, SPRING-TYPE TERMINAL MULTI - UNI | 207.01
3RT2037-3AB00-ZW97 | CONTACTOR,AC3:30KW/400V, 1NO+1NC, 24V AC 50HZ, 3-POLE, SIZE S2, SPRING-TYPE TERMINAL MULTI - UNI | 207.01
3RT2037-3AB00-ZX95 | CONTACTOR, AC3: 30KW/400V, | 207.01
3RT2027-2EL20 | CONTACTOR, AC-3, 15KW/400V, 1NO+1NC, 230 V AC 50/60HZ, 3-POLE, SIZE S0 SPRING-TYPE TERMINALS WIT | 102.2
3RT2027-2EP00 | CONTACTOR, AC-3, 15KW/400V, 1NO+1NC, AC 230V 50HZ, 3-POLE, SZ S0 SPRING-LOADED TERMINAL RC 3RT29 | 103.33
3RT2028-1AP00-1AA0 | CONTACTOR, AC-3, 18.5KW/400V, 1NO+1NC, AC 230V 50HZ, 3-POLE, SZ S0 SCREW TERMINAL UPRIGHT MOUNTI | 106.74
3RV2011-0DA20-ZW96 | CIRCUIT-BREAKER SZ S00, FOR MOTOR PROTECTION, CLASS 10, A-REL.0.22...0.32A,N-REL.4.2A SPRING-L. C | 50.84
3RV2011-0DA20-ZW97 | CIRCUIT-BREAKER SZ S00, FOR MOTOR PROTECTION, CLASS 10, A-REL.0.22...0.32A,N-REL.4.2A SPRING-L. C | 50.84
3RV2011-0FA10-ZW97 | CIRCUIT-BREAKER SZ S00, FOR MOTOR PROTECTION, CLASS 10, A-REL.0.35...0.5A, N-REL.6.5A SCREW CONNE | 50.84
3RV2011-0GA25-ZW96 | CIRCUIT-BREAKER SZ S00, FOR MOTOR PROTECTION, CLASS 10, A-REL. 0.45...0.63A, N-RELEASE8.2A SPRIN | 65.2
3RV2011-1AA20-0BA0 | SPECIAL TYPE CIRCUIT-BREAKER SZ S00, FOR MOTOR PROTECTION, CLASS 10, A-REL.1.1...1.6A, N-RELEASE | 70.71
3RV2011-1AA25-ZW96 | CIRCUIT-BREAKER SZ S00, FOR MOTOR PROTECTION, CLASS 10, A-REL.1.1...1.6A, N-RELEASE 21A, SPRING- | 71.54
3RV2011-1AA25-ZW97 | CIRCUIT-BREAKER SZ S00, FOR MOTOR PROTECTION, CLASS 10, A-REL.1.1...1.6A, N-RELEASE 21A, SPRING- | 71.54
3RV2011-1AA25-ZX95 | CIRCUIT-BREAKER SZ S00, FOR MOTOR PROTECTION, CLASS 10, A-REL.1.1...1.6A, N-RELEASE 21A, SPRING- | 71.54
3RV2011-1CA15-0BA0 | 3RV2011-1CA15-0BA0 | 85.69
3RT2025-2BB40-ZW97 | CONTACTOR, AC-3, 7.5KW/400V, 1NO+1NC, DC 24V, 3-POLE, SZ S0 SPRING-LOADED TERMINAL MULTI - UNIT | 91.16
3RT2025-2EL20 | CONTACTOR, AC-3, 7.5KW/400V, 1NO+1NC, AC 230V 50/60HZ, 3-POLE, SZ S0 SPRING-LOADED TERMINAL | 60.74
3RT2025-2KC80 | COUPLING CONTACTOR, AC-3, 7.5KW/400V, 1NO+1NC, DC 34V, W. INTEGRATED VARISTOR 3-POLE, SIZE S0 SP | 93.12
3RV2917-5FA00 | TERMINAL BLOCK FOR DEVICE INFEED | 6.97
3RV2032-4XA15 | CIRCUIT BREAKER, SIZE S2, FOR MOTOR PROTECTION, CLASS 10, A-RELEASE 49...59A, N-RELEASE 845A, SC | 292.39
3RV2131-4BA10 | CIRCUIT BREAKER, SIZE S2, FOR MOTOR PROTECTION, CLASS 10, WITH OVERLOAD RELAY FUNCTION A-RELEASE | 155.55
3RV2131-4DA10 | CIRCUIT BREAKER, SIZE S2, FOR MOTOR PROTECTION, CLASS 10, WITH OVERLOAD RELAY FUNCTION A-RELEASE | 172.57
3RV2131-4EA10 | CIRCUIT BREAKER, SIZE S2, FOR MOTOR PROTECTION, CLASS 10, WITH OVERLOAD RELAY FUNCTION A-RELEASE | 185.65
3RT2027-1AD20-1AA0 | CONTACTOR, AC-3, 15KW/400V, 1NO+1NC, AC 42V 50/60HZ, 3POLE, SZ. S0 SCREW TERMINAL UPRIGHT MOUNTI | 95.94
3RT2027-1AP00-1AA0 | CONTACTOR, AC-3, 15KW/400V, 1NO+1NC, AC 230V 50HZ, 3-POLE, SZ S0 SCREW TERMINAL UPRIGHT MOUNTING | 95.94
3RV2032-4VA10 | CIRCUIT BREAKER, SIZE S2, FOR MOTOR PROTECTION, CLASS 10, A-RELEASE 35...45A, N-RELEASE 650A, SC | 270.8
3RV2032-4WA10 | CIRCUIT BREAKER, SIZE S2, FOR MOTOR PROTECTION, CLASS 10, A-RELEASE 42...52A, N-RELEASE 741A, SC | 275.3
3RV2032-4XA10 | CIRCUIT BREAKER, SIZE S2, FOR MOTOR PROTECTION, CLASS 10, A-RELEASE 49...59A, N-RELEASE 845A, SC | 278.16
3RV2131-4JA10 | CIRCUIT BREAKER, SIZE S2, FOR MOTOR PROTECTION, CLASS 10, WITH OVERLOAD RELAY FUNCTION A-RELEASE | 236.15
3RV2131-4PA10 | CIRCUIT BREAKER, SIZE S2, FOR MOTOR PROTECTION, CLASS 10, W. OVERLOAD RELAY FUNCTION A-RELEASE 28 | 198.14
3RV2131-4XA10 | CIRCUIT BREAKER, SIZE S2, FOR MOTOR PROTECTION, CLASS 10, W. OVERLOAD RELAY FUNCTION A-RELEASE 49 | 236.15
3RV2321-4AC20-0BA0 | 3RV2321-4AC20-0BA0 | 84.63
3RV2331-4KC10 | CIRCUIT BREAKER, SIZE S2, FOR STARTER COMBINATION, RATED CURRENT 73A, N-RELEASE 949A, SCREW TER | 203.8
3RV2331-4RC10 | CIRCUIT BREAKER, SIZE S2, FOR STARTER COMBINATION, RATED CURRENT 80A, N-RELEASE 1040A, SCREW TER | 217.43
3RV2331-4TC10 | CIRCUIT BREAKER, SIZE S2, FOR STARTER COMBINATION, RATED CURRENT 17A, N-RELEASE 260A, SCREW TER | 108.99
3RV2332-4BC10 | CIRCUIT BREAKER, SIZE S2, FOR STARTER COMBINATION, RATED CURRENT 20A, N-RELEASE 260A, SCREW TER | 165.23
3RV2332-4EC10 | CIRCUIT BREAKER, SIZE S2, FOR STARTER COMBINATION, RATED CURRENT 32A, N-RELEASE 416A, SCREW TER | 206.07
3RV2332-4UC10 | CIRCUIT BREAKER, SIZE S2, FOR STARTER COMBINATION, RATED CURRENT 40A, N-RELEASE 585A, SCREW TERM | 240.72
3RV2332-4WC10 | CIRCUIT BREAKER, SIZE S2, FOR STARTER COMBINATION, RATED CURRENT 52A, N-RELEASE 741A, SCREW TER | 270.8
3RV2431-4JA10 | CIRCUIT BREAKER, SIZE S2, FOR TRANSFORMER PROTECTION, A-RELEASE 54...65A, N-RELEASE 1300A, SCREW | 199.83
3RV2431-4SA10 | CIRCUIT BREAKER, SIZE S2, FOR TRANSFORMER PROTECTION, A-RELEASE 9.5..14A, N-RELEASE 328A, SCREW | 122.07
3RV2431-4XA10 | CIRCUIT BREAKER, SIZE S2, FOR TRANSFORMER PROTECTION, A-RELEASE 49...59A, N-RELEASE 1332A, SCREW | 199.83
3RV2011-4AA10-ZW97 | CIRCUIT-BREAKER SZ S00, FOR MOTOR PROTECTION, CLASS 10, A-RELEASE 10...16A, N-RELEASE 208A, SCRE | 70.27
3RV2021-0HA15 | CIRCUIT-BREAKER SZ S0, FOR MOTOR PROTECTION, CLASS 10, A-REL. 0.55...0.8A, N-REL. 10A SCREW CONNE | 59.48
3RV2021-0JA15 | CIRCUIT-BREAKER SZ S0, FOR MOTOR PROTECTION, CLASS 10, A-REL. 0.7...1A, N-RELEASE 13A, SCREW CONN | 59.48
3RV2021-1BA25 | CIRCUIT-BREAKER SZ S0, FOR MOTOR PROTECTION, CLASS 10, A-REL. 1.4...2A, N-RELEASE 26A, SPRING-L. | 65.35
3RV2021-1CA25 | CIRCUIT-BREAKER SZ S0, FOR MOTOR PROTECTION, CLASS 10, A-REL.1.8...2.5A, N-REL.33A SPRING-L. CONN | 65.35
3RV2021-1GA15 | CIRCUIT-BREAKER SZ S0, FOR MOTOR PROTECTION, CLASS 10, A-REL. 4.5...6.3A, N-REL. 82A SCREW CONNEC | 65.35
3RV2021-1HA15 | CIRCUIT-BREAKER SZ S0, FOR MOTOR PROTECTION, CLASS 10, A-REL. 5.5...8A, N-REL. 104A SCREW CONNECT | 65.35
3RV2021-1KA25 | CIRCUIT-BREAKER SZ S0, FOR MOTOR PROTECTION, CLASS 10, A-REL. 9..12.5A, N-REL. 163A, SPRING-L. CO | 71.26
3RV2021-4CA10-0BA0 | SPECIAL TYPE CIRCUIT-BREAKER SZ S0, FOR MOTOR PROTECTION, CLASS 10, A-RELEASE 16...22A, N-RELEASE | 88.38
3RV2031-4BB10 | CIRCUIT BREAKER, SIZE S2, FOR MOTOR PROTECTION, CLASS 20, A-RELEASE 14...20A, N-RELEASE 260A, SC | 149.3
3RV2031-4DA15 | CIRCUIT BREAKER, SIZE S2, FOR MOTOR PROTECTION, CLASS 10, A-RELEASE 18...25A, N-RELEASE 325A, SC | 143.64
3RV2031-4JA10 | CIRCUIT BREAKER SIZE S2. FOR MOTOR PROTECTION, CLASS 10, A-RELEASE 54...65A, N-RELEASE 845A, SCR | 186.22
3RV2331-4BC10 | CIRCUIT BREAKER, SIZE S2, FOR STARTER COMBINATION, RATED CURRENT 20A, N-RELEASE 260A, SCREW TERM | 108.99
3RV2331-4DC10 | CIRCUIT BREAKER, SIZE S2, FOR STARTER COMBINATION, RATED CURRENT 25A, N-RELEASE 325A, SCREW TERM | 128.86
3RV2331-4EC10 | CIRCUIT BREAKER, SIZE S2, FOR STARTER COMBINATION, RATED CURRENT 32A, N-RELEASE 416A, SCREW TER | 136.25
3RV2331-4JC10 | CIRCUIT BREAKER, SIZE S2, FOR STARTER COMBINATION, RATED CURRENT 65A, N-RELEASE 845A, SCREW TER | 179.94
3RV2332-4KC10 | CIRCUIT BREAKER, SIZE S2, FOR STARTER COMBINATION, RATED CURRENT 73A, N-RELEASE 949A, SCREW TER | 304.28
3RV2332-4PC10 | CIRCUIT BREAKER, SIZE S2, FOR STARTER COMBINATION, RATED CURRENT 36A, N-RELEASE 520A, SCREW TER | 223.65
3RV2332-4RC10 | CIRCUIT BREAKER, SIZE S2, FOR STARTER COMBINATION, RATED CURRENT 80A, N-RELEASE 1040A, SCREW TE | 318.46
3RV2332-4SC10 | CIRCUIT BREAKER, SIZE S2, FOR STARTER COMBINATION, RATED CURRENT 14A, N-RELEASE 208A, SCREW TER | 165.23
3RV2431-4TA10 | CIRCUIT BREAKER, SIZE S2, FOR TRANSFORMER PROTECTION, A-RELEASE 12...17A, N-RELEASE 410A, SCREW | 122.07
3RV2431-4UA10 | CIRCUIT BREAKER, SIZE S2, FOR TRANSFORMER PROTECTION, A-RELEASE 32...40A, N-RELEASE 820A, SCREW | 190.74
3RV2431-4VA10 | CIRCUIT BREAKER, SIZE S2, FOR TRANSFORMER PROTECTION, A-RELEASE 35...45A, N-RELEASE 922A, SCREW | 192.44
3RV2431-4WA10 | CIRCUIT BREAKER, SIZE S2, FOR TRANSFORMER PROTECTION, A-RELEASE 42...52A, N-RELEASE 1025A, SCREW | 199.26
3RV2021-0KA15 | CIRCUIT-BREAKER SZ S0, FOR MOTOR PROTECTION, CLASS 10, A-REL. 0.9...1.25A, N-REL. 16A SCREW CONNE | 62.69
3RV2021-0KA25 | CIRCUIT-BREAKER SZ S0, FOR MOTOR PROTECTION, CLASS 10, A-REL. 0.9...1.25A, N-REL. 16A SPRING-L. C | 62.69
3RV2021-1AA15 | CIRCUIT-BREAKER SZ S0, FOR MOTOR PROTECTION, CLASS 10, A-REL.1.1...1.6A, N-REL.21A SCREW CONNECTI | 62.69
3RV2021-1AA25 | CIRCUIT-BREAKER SZ S0, FOR MOTOR PROTECTION, CLASS 10, A-REL.1.1...1.6A, N-REL.21A SPRING-L. CONN | 62.69
3RV2021-1HA25 | CIRCUIT-BREAKER SZ S0, FOR MOTOR PROTECTION, CLASS 10, A-REL. 5.5...8A, N-REL. 104A SPRING-L. CON | 65.35
3RV2021-1JA15 | CIRCUIT-BREAKER SZ S0, FOR MOTOR PROTECTION, CLASS 10, A-REL. 7...10A, N-REL. 130A SCREW CONNECTI | 71.26
3RV2021-1JA25 | CIRCUIT-BREAKER SZ S0, FOR MOTOR PROTECTION, CLASS 10, A-REL. 7...10A, N-REL. 130A SPRING-L. CONN | 71.26
3RV2021-1KA15 | CIRCUIT-BREAKER SZ S0, FOR MOTOR PROTECTION, CLASS 10, A-REL. 9..12.5A, N-REL. 163A, SCREW CONNEC | 71.26
3RV2031-4DB15 | CIRCUIT BREAKER, SIZE S2, FOR MOTOR PROTECTION, CLASS 20, A-RELEASE 18...25A, N-RELEASE 325A, SC | 178.26
3RV2031-4EA10 | CIRCUIT BREAKER SIZE S2. FOR MOTOR PROTECTION, CLASS 10, A-REL. 22...32A, N-REL. 416A, SCREW TERM | 140.22
3RV2031-4EA15 | CIRCUIT BREAKER, SIZE S2, FOR MOTOR PROTECTION, CLASS 10, A-RELEASE 22...32A, N-RELEASE 416A, SC | 154.99
3RV2031-4EB10 | CIRCUIT BREAKER SIZE S2, FOR MOTOR PROTECTION, CLASS 20, A-REL. 22...32A, N-REL. 416A, SCREW TERM | 177.14
3RV2031-4SA10 | CIRCUIT BREAKER, SIZE S2, FOR MOTOR PROTECTION, CLASS 10, A-RELEASE 9.5...14 A, N-RELEASE 208A, | 112.98
3RV2031-4SA15 | CIRCUIT BREAKER, SIZE S2, FOR MOTOR PROTECTION, CLASS 10, A-RELEASE 9.5...14A, N-RELEASE 208A, S | 126.61
3RV2031-4SB10 | CIRCUIT BREAKER, SIZE S2, FOR MOTOR PROTECTION, CLASS 20, A-RELEASE 9.5...14 A, N-RELEASE 208A, | 149.3
3RV2031-4TA10 | CIRCUIT BREAKER, SIZE S2, FOR MOTOR PROTECTION, CLASS 10, A-RELEASE 12...17A, N-RELEASE 260A, SC | 112.98
3RV2031-4XA15 | CIRCUIT BREAKER, SIZE S2, FOR MOTOR PROTECTION, CLASS 10, A-RELEASE 49...59A, N-RELEASE 845A, SC | 199.83
3RV2031-4XB10 | CIRCUIT BREAKER, SIZE S2, FOR MOTOR PROTECTION, CLASS 20, A-RELEASE 49...59A, N-RELEASE 845A, SC | 220.28
3RV2032-4BA10 | CIRCUIT BREAKER, SIZE S2, FOR MOTOR PROTECTION, CLASS 10, A-RELEASE 14...20A, N-RELEASE 260A, SC | 170.88
3RV2032-4WA15 | CIRCUIT BREAKER, SIZE S2, FOR MOTOR PROTECTION, CLASS 10, A-RELEASE 42...52 A, N-RELEASE741A, SC | 290.05
3RV2131-4KA10 | CIRCUIT BREAKER, SIZE S2, FOR MOTOR PROTECTION, CLASS 10, WITH OVERLOAD RELAY FUNCTION A-RELEASE | 258.27
3RV2131-4RA10 | CIRCUIT BREAKER, SIZE S2, FOR MOTOR PROTECTION, CLASS 10, WITH OVERLOAD RELAY FUNCTION A-RELEASE | 267.95
3RV2131-4WA10 | CIRCUIT BREAKER, SIZE S2, FOR MOTOR PROTECTION, CLASS 10, W. OVERLOAD RELAY FUNCTION A-RELEASE 42 | 229.34
3RV2311-4AC20-0BA0 | 3RV2311-4AC20-0BA0 | 80.9
3RV2331-4PC10 | CIRCUIT BREAKER, SIZE S2, FOR STARTER COMBINATION, RATED CURRENT 36A, N-RELEASE 520A, SCREW TER | 145.89
3RV2331-4SC10 | CIRCUIT BREAKER, SIZE S2, FOR STARTER COMBINATION, RATED CURRENT 14A, N-RELEASE 208A, SCREW TER | 108.99
3RV2332-4DC10 | CIRCUIT BREAKER, SIZE S2, FOR STARTER COMBINATION, RATED CURRENT 25A, N-RELEASE 325A, SCREW TER | 190.74
3RV2332-4JC10 | CIRCUIT BREAKER, SIZE S2, FOR STARTER COMBINATION, RATED CURRENT 65A, N-RELEASE 845A, SCREW TER | 273.05
3RV2332-4TC10 | CIRCUIT BREAKER, SIZE S2, FOR STARTER COMBINATION, RATED CURRENT 17A, N-RELEASE 260A, SCREW TER | 165.23
3RV2332-4VC10 | CIRCUIT BREAKER, SIZE S2, FOR STARTER COMBINATION, RATED CURRENT 45A, N-RELEASE 650A, SCREW TER | 266.23
3RV2431-4EA10 | CIRCUIT BREAKER, SIZE S2, FOR TRANSFORMER PROTECTION, A-RELEASE 22...32A, N-RELEASE 640A, SCREW | 168.03
3RV2431-4PA10 | CIRCUIT BREAKER, SIZE S2, FOR TRANSFORMER PROTECTION, A-RELEASE 28...36A, N-RELEASE 820A, SCREW | 179.41
3RV2021-0HA25 | CIRCUIT-BREAKER SZ S0, FOR MOTOR PROTECTION, CLASS 10, A-REL. 0.55...0.8A, N-REL. 10A SPRING-L. C | 59.48
3RV2021-0JA25 | CIRCUIT-BREAKER SZ S0, FOR MOTOR PROTECTION, CLASS 10, A-REL. 0.7...1A, N-RELEASE 13A, SPRING-L. | 59.48
3RV2021-1BA15 | CIRCUIT-BREAKER SZ S0, FOR MOTOR PROTECTION, CLASS 10, A-REL. 1.4...2A, N-RELEASE 26A, SCREW CONN | 65.35
3RV2021-1CA15 | CIRCUIT-BREAKER SZ S0, FOR MOTOR PROTECTION, CLASS 10, A-REL.1.8...2.5A, N-REL.33A SCREW CONNECTI | 65.35
3RV2021-1FA25 | CIRCUIT-BREAKER SZ S0, FOR MOTOR PROTECTION, CLASS 10, A-REL. 3.5...5A, N-REL. 65A SPRING-L. CONN | 65.35
3RV2021-1GA25 | CIRCUIT-BREAKER SZ S0, FOR MOTOR PROTECTION, CLASS 10, A-REL. 4.5...6.3A, N-REL. 82A SPRING-L. CO | 65.35
3RV2021-4AA20-0BA0 | CIRCUIT-BREAKER SZ S0, FOR MOTOR PROTECTION, CLASS 10, A-RELEASE 10...16A, N-RELEASE 208A, SPRIN | 85.69
3RV2021-4CA10-ZW97 | CIRCUIT-BREAKER SZ S0, FOR MOTOR PROTECTION, CLASS 10, A-REL. 16...22A, N-REL. 286A, SCREW CONNEC | 77.86
3RV2031-4BA15 | CIRCUIT BREAKER, SIZE S2, FOR MOTOR PROTECTION, CLASS 10, A-RELEASE 14...20A, N-RELEASE 260A, SC | 126.61
3RV2031-4DA10 | CIRCUIT BREAKER SIZE S2. FOR MOTOR PROTECTION, CLASS 10, A-RELEASE 18...25A, N-RELEASE 325A, SCR | 130.58
3RV2031-4DB10 | CIRCUIT BREAKER SIZE S2. FOR MOTOR PROTECTION, CLASS 20, A-RELEASE 18...25A, N-RELEASE 325A, SCR | 164.06
3RV2031-4EB15 | CIRCUIT BREAKER, SIZE S2, FOR MOTOR PROTECTION, CLASS 20, A-RELEASE 22...32A, N-RELEASE 416A, SC | 188.47
3RV2031-4JA10-0BA0 | SPECIAL TYPE CIRCUIT BREAKER SIZE S2. FOR MOTOR PROTECTION, CLASS 10, A-RELEASE 54...65A, N-RELE | 209.47
3RV2031-4PB10 | CIRCUIT BREAKER, SIZE S2, FOR MOTOR PROTECTION, CLASS 20, A-RELEASE 28...36A, N-RELEASE 520A, SC | 186.22
3RV2031-4RA15 | CIRCUIT BREAKER, SIZE S2, FOR MOTOR PROTECTION, CLASS 10, A-RELEASE 70..80A, N-RELEASE 1040A, SC | 233.88
3RV2031-4TA15 | CIRCUIT BREAKER, SIZE S2, FOR MOTOR PROTECTION, CLASS 10, A-RELEASE 12...17A, N-RELEASE 260A, SC | 126.61
3RV2031-4UA10 | CIRCUIT BREAKER, SIZE S2, FOR MOTOR PROTECTION, CLASS 10, A-RELEASE 32...40A, N-RELEASE 585A, SC | 163.49
3RV2031-4UB10 | CIRCUIT BREAKER, SIZE S2, FOR MOTOR PROTECTION, CLASS 20, A-RELEASE 32...40A, N-RELEASE 585A, SC | 195.86
3RV2331-4VC10 | CIRCUIT BREAKER, SIZE S2, FOR STARTER COMBINATION, RATED CURRENT 45A, N-RELEASE 650A, SCREW TER | 177.14
3RV2331-4WC10 | CIRCUIT BREAKER, SIZE S2, FOR STARTER COMBINATION, RATED CURRENT 52A, N-RELEASE 741A, SCREW TER | 179.94
3RV2331-4XC10 | CIRCUIT BREAKER, SIZE S2, FOR STARTER COMBINATION, RATED CURRENT 59A, N-RELEASE 845A, SCREW TER | 179.94
3RV2332-4XC10 | CIRCUIT BREAKER, SIZE S2, FOR STARTER COMBINATION, RATED CURRENT 59A, N-RELEASE 845A, SCREW TER | 273.05
3RV2421-4DA10-ZX95 | CIRCUIT-BREAKER SZ S0, FOR TRANSFORMER PROT. A-RELEASE 18...25A, N-RELEASE 400A, SCREW CONNECTIO | 94.96
3RV2431-4BA10 | CIRCUIT BREAKER, SIZE S2, FOR TRANSFORMER PROTECTION, A-RELEASE 14...20A, N-RELEASE 400A, SCREW | 122.07
3RV2431-4DA10 | CIRCUIT BREAKER, SIZE S2, FOR TRANSFORMER PROTECTION, A-RELEASE 18...25A, N-RELEASE 500A, SCREW | 139.65
3RV2011-4AA10-ZX95 | CIRCUIT-BREAKER SZ S00, FOR MOTOR PROTECTION, CLASS 10, A-RELEASE 10...16A, N-RELEASE 208A, SCRE | 70.27
3RV2011-4AA20-0BA0 | CIRCUIT-BREAKER SZ S00, FOR MOTOR PROTECTION, CLASS 10, A-RELEASE 10...16A, N-RELEASE 208A, SPRI | 81.96
3RV2021-0GA15 | CIRCUIT-BREAKER SZ S0, FOR MOTOR PROTECTION, CLASS 10, A-REL. 0.45...0.63A, N-REL.8.2A SCREW CONN | 56.76
3RV2021-0GA25 | CIRCUIT-BREAKER SZ S0, FOR MOTOR PROTECTION, CLASS 10, A-REL. 0.45...0.63A, N-REL.8.2A SPRING-L. | 56.76
3RV2021-1DA15 | CIRCUIT-BREAKER SZ S0, FOR MOTOR PROTECTION, CLASS 10, A-REL.2.2...3.2A, N-REL. 42A SCREW CONNECT | 65.35
3RV2021-1DA25 | CIRCUIT-BREAKER SZ S0, FOR MOTOR PROTECTION, CLASS 10, A-REL.2.2...3.2A, N-REL. 42A SPRING-L. CON | 65.35
3RV2021-1EA15 | CIRCUIT-BREAKER SZ S0, FOR MOTOR PROTECTION, CLASS 10, A-REL. 2.8...4A, N-REL. 52A SCREW CONNECTI | 65.35
3RV2021-1EA25 | CIRCUIT-BREAKER SZ S0, FOR MOTOR PROTECTION, CLASS 10, A-REL. 2.8...4A, N-REL. 52A SPRING-L. CONN | 65.35
3RV2021-1FA15 | CIRCUIT-BREAKER SZ S0, FOR MOTOR PROTECTION, CLASS 10, A-REL. 3.5...5A, N-REL. 65A SCREW CONNECTI | 65.35
3RV2021-4DA20-0BA0 | 3RV2021-4DA20-0BA0 | 99.09
3RV2021-4FA10-0BA0 | SPECIAL TYPE CIRCUIT-BREAKER SZ S0, FOR MOTOR PROTECTION, CLASS 10, A-RELEASE 34...40A, N-RELEAS | 147.3
3RV2021-4NA20-0BA0 | SPECIAL TYPE CIRCUIT-BREAKER SZ S0, FOR MOTOR PROTECTION, CLASS 10, A-RELEASE 23...28A, N-RELEASE | 118.37
3RV2031-4BA10 | CIRCUIT BREAKER SIZE S2, FOR MOTOR PROTECTION, CLASS 10, A-RELEASE 14...20A, N-RELEASE 260A, SCR | 112.98
3RV2031-4JB10 | CIRCUIT BREAKER SIZE S2. FOR MOTOR PROTECTION, CLASS 20, A-RELEASE 54...65A, N-RELEASE 845A, SCR | 220.28
3RV2031-4KA10 | CIRCUIT BREAKER SIZE S2, FOR MOTOR PROTECTION, CLASS 10, A-RELEASE 62...73A, N-RELEASE 949A, SCR | 208.35
3RV2031-4KA15 | CIRCUIT BREAKER, SIZE S2, FOR MOTOR PROTECTION, CLASS 10, A-RELEASE 62...73A, N-RELEASE 949A, SC | 223.1
3RV2031-4PA10 | CIRCUIT BREAKER, SIZE S2, FOR MOTOR PROTECTION, CLASS 10, A-RELEASE 28...36A, N-RELEASE 520A, SC | 153.85
3RV2031-4VA10 | CIRCUIT BREAKER, SIZE S2, FOR MOTOR PROTECTION, CLASS 10, A-RELEASE 35...45A, N-RELEASE 650A, SC | 179.94
3RV2031-4VA15 | CIRCUIT BREAKER, SIZE S2, FOR MOTOR PROTECTION, CLASS 10, A-RELEASE 35...45A, N-RELEASE 650A, SC | 192.99
3RV2031-4VB10 | CIRCUIT BREAKER, SIZE S2, FOR MOTOR PROTECTION, CLASS 20, A-RELEASE 35...45A, N-RELEASE 650A, SC | 212.32
3RV2031-4WA10 | CIRCUIT BREAKER, SIZE S2, FOR MOTOR PROTECTION, CLASS 10, A-RELEASE 42...52A, N-RELEASE 741A, SC | 185.06
3RV2032-4JA10 | CIRCUIT BREAKER, SIZE S2, FOR MOTOR PROTECTION, CLASS 10, A-RELEASE 54...65A, N-RELEASE 845A, SC | 278.16
3RV2032-4JA15 | CIRCUIT BREAKER, SIZE S2, FOR MOTOR PROTECTION, CLASS 10, A-RELEASE 54...65A, N-RELEASE 845A, SC | 292.39
3RV2032-4KA10 | CIRCUIT BREAKER, SIZE S2, FOR MOTOR PROTECTION, CLASS 10, A-RELEASE 62...73A, N-RELEASE 949A, SC | 314.49
3RV2031-4WA15 | CIRCUIT BREAKER, SIZE S2, FOR MOTOR PROTECTION, CLASS 10, A-RELEASE 42...52A, N-RELEASE 741A, SC | 199.26
3RV2031-4WB15 | CIRCUIT BREAKER, SIZE S2, FOR MOTOR PROTECTION, CLASS 20, A-RELEASE 42...52A, N-RELEASE 741A, SC | 231.61
3RV2032-4DA15 | CIRCUIT BREAKER, SIZE S2, FOR MOTOR PROTECTION, CLASS 10, A-RELEASE 18...25A, N-RELEASE 325A, SC | 208.92
3RV2032-4EA15 | CIRCUIT BREAKER, SIZE S2, FOR MOTOR PROTECTION, CLASS 10, A-RELEASE 22...32A, N-RELEASE 416A, SC | 224.24
3RV2032-4RA10 | CIRCUIT BREAKER, SIZE S2, FOR MOTOR PROTECTION, CLASS 10, A-RELEASE 70...80A, N-RELEASE 1040A, S | 328.67
3RV2032-4SA10 | CIRCUIT BREAKER, SIZE S2, FOR MOTOR PROTECTION, CLASS 10, A-RELEASE 9.5...14A, N-RELEASE 208A, S | 170.88
3SE5112-0LD02-1AA7 | SIRIUS POSITION SWITCH METAL HOUSING 40MM, ACC. TO EN50041 DEVICE CONNECTOR 1X (M20X1.5) 1 NO/2 | 60.86
3SU1030-4BM01-0AA0-ZY01 | RONIS KEY-OPERATED SWITCH, 22MM, ROUND, PLASTIC WITH METAL FRONT RING, SPECIAL LOCK, WITH 2 KEYS | 74.7
3SU1030-4BM01-0AA0-ZY11 | RONIS KEY-OPERATED SWITCH, 22MM, ROUND, PLASTIC WITH METAL FRONT RING, LOCK NO. SB30, WITH 2 KEY | 46.46
3SU1030-4BN01-0AA0-ZY01 | RONIS KEY-OPERATED SWITCH, 22MM, ROUND, PLASTIC WITH METAL FRONT RING, SPECIAL LOCK, WITH 2 KEYS | 76.59
3SU1030-4BN01-0AA0-ZY11 | RONIS KEY-OPERATED SWITCH, 22MM, ROUND, PLASTIC WITH METAL FRONT RING, LOCK NO. SB30, WITH 2 KEY | 47.79
3SU1030-4BN21-0AA0 | RONIS KEY-OPERATED SWITCH, 22MM, ROUND, PLASTIC WITH METAL FRONT RING, LOCK NO. SB30, WITH 2 KEY | 44.63
3SU1030-4BN21-0AA0-ZY01 | RONIS KEY-OPERATED SWITCH, 22MM, ROUND, PLASTIC WITH METAL FRONT RING, SPECIAL LOCK, WITH 2 KEYS | 76.59
3SU1030-4BN51-0AA0 | RONIS KEY-OPERATED SWITCH, 22MM, ROUND, PLASTIC WITH METAL FRONT RING, LOCK NO. SB30, WITH 2 KEY | 44.63
3SU1030-4BN51-0AA0-ZY01 | RONIS KEY-OPERATED SWITCH, 22MM, ROUND, PLASTIC WITH METAL FRONT RING, SPECIAL LOCK, WITH 2 KEYS | 76.59
3SU1030-4BP01-0AA0 | RONIS KEY-OPERATED SWITCH, 22MM, ROUND, PLASTIC WITH METAL FRONT RING, LOCK NO. SB30, WITH 2 KEY | 44.63
3SU1030-4BP01-0AA0-ZY01 | RONIS KEY-OPERATED SWITCH, 22MM, ROUND, PLASTIC WITH METAL FRONT RING, SPECIAL LOCK, WITH 2 KEYS | 76.59
3SU1030-4BP01-0AA0-ZY15 | RONIS KEY-OPERATED SWITCH, 22MM, ROUND, PLASTIC WITH METAL FRONT RING, LOCK NO. SB30, WITH 2 KEY | 47.79
3SU1030-4BP31-0AA0 | RONIS KEY-OPERATED SWITCH, 22MM, ROUND, PLASTIC WITH METAL FRONT RING, LOCK NO. SB30, WITH 2 KEY | 44.63
3SU1030-4BP31-0AA0-ZY15 | RONIS KEY-OPERATED SWITCH, 22MM, ROUND, PLASTIC WITH METAL FRONT RING, LOCK NO. SB30, WITH 2 KEY | 47.79
3SU1030-4BP61-0AA0 | RONIS KEY-OPERATED SWITCH, 22MM, ROUND, PLASTIC WITH METAL FRONT RING, LOCK NO. SB30, WITH 2 KEY | 44.63
3SU1030-4BP61-0AA0-ZY15 | RONIS KEY-OPERATED SWITCH, 22MM, ROUND, PLASTIC WITH METAL FRONT RING, LOCK NO. SB30, WITH 2 KEY | 47.79
3SU1030-4CC01-0AA0 | RONIS KEY-OPERATED SWITCH, 22MM, ROUND, PLASTIC WITH METAL FRONT RING, LOCK NO. 455, WITH 2 KEYS | 43.3
3SU1030-4CC01-0AA0-ZY19 | RONIS KEY-OPERATED SWITCH, 22MM, ROUND, PLASTIC WITH METAL FRONT RING, LOCK NO. 455, WITH 2 KEYS | 44.57
3SU1030-4CF01-0AA0-ZY15 | RONIS KEY-OPERATED SWITCH, 22MM, ROUND, PLASTIC WITH METAL FRONT RING, LOCK NO. 455, WITH 2 KEYS | 46.46
3SU1030-4CF11-0AA0 | RONIS KEY-OPERATED SWITCH, 22MM, ROUND, PLASTIC WITH METAL FRONT RING, LOCK NO. 455, WITH 2 KEYS | 43.3
3SU1030-4CF11-0AA0-ZY19 | RONIS KEY-OPERATED SWITCH, 22MM, ROUND, PLASTIC WITH METAL FRONT RING, LOCK NO. 455, WITH 2 KEYS | 44.57
3SU1030-4CL01-0AA0-ZX90 | RONIS KEY-OPERATED SWITCH, 22MM, ROUND, PLASTIC WITH METAL FRONT RING, LOCK NO. 455, WITH 2 KEYS | 46.03
3SU1030-4CL01-0AA0-ZY15 | RONIS KEY-OPERATED SWITCH, 22MM, ROUND, PLASTIC WITH METAL FRONT RING, LOCK NO. 455, WITH 2 KEYS | 49.19
3RV2032-4KA15 | CIRCUIT BREAKER, SIZE S2, FOR MOTOR PROTECTION, CLASS 10, A-RELEASE 62...73A, N-RELEASE 949A, SC | 327.55
3RV2032-4PA10 | CIRCUIT BREAKER, SIZE S2, FOR MOTOR PROTECTION, CLASS 10, A-RELEASE 28...36A, N-RELEASE 520A, SC | 228.81
3SE5000-0AV05-1AN3 | SEPARATE ACTUATOR, UNIVERSAL RADIUS ACTUATOR FOR POS. W. TUMBLER 3SE5312../3SE5322.. AND ASI 3SF | 31.81
3SU1030-4BM01-0AA0-ZY15 | RONIS KEY-OPERATED SWITCH, 22MM, ROUND, PLASTIC WITH METAL FRONT RING, LOCK NO. SB30, WITH 2 KEY | 46.46
3SU1030-4BM01-0AA0-ZY19 | RONIS KEY-OPERATED SWITCH, 22MM, ROUND, PLASTIC WITH METAL FRONT RING, LOCK NO. SB30, WITH 2 KEY | 44.57
3SU1030-4BN01-0AA0 | RONIS KEY-OPERATED SWITCH, 22MM, ROUND, PLASTIC WITH METAL FRONT RING, LOCK NO. SB30, WITH 2 KEY | 44.63
3SU1030-4BN21-0AA0-ZY11 | RONIS KEY-OPERATED SWITCH, 22MM, ROUND, PLASTIC WITH METAL FRONT RING, LOCK NO. SB30, WITH 2 KEY | 47.79
3SU1030-4BN21-0AA0-ZY12 | RONIS KEY-OPERATED SWITCH, 22MM, ROUND, PLASTIC WITH METAL FRONT RING, LOCK NO. SB30, WITH 2 KEY | 47.79
3SU1030-4BN21-0AA0-ZY15 | RONIS KEY-OPERATED SWITCH, 22MM, ROUND, PLASTIC WITH METAL FRONT RING, LOCK NO. SB30, WITH 2 KEY | 47.79
3SU1030-4BN21-0AA0-ZY19 | RONIS KEY-OPERATED SWITCH, 22MM, ROUND, PLASTIC WITH METAL FRONT RING, LOCK NO. SB30, WITH 2 KEY | 45.9
3SU1030-4BP01-0AA0-ZY10 | RONIS KEY-OPERATED SWITCH, 22MM, ROUND, PLASTIC WITH METAL FRONT RING, LOCK NO. SB30, WITH 2 KEY | 47.79
3SU1030-4BP01-0AA0-ZY11 | RONIS KEY-OPERATED SWITCH, 22MM, ROUND, PLASTIC WITH METAL FRONT RING, LOCK NO. SB30, WITH 2 KEY | 47.79
3SU1030-4BP01-0AA0-ZY12 | RONIS KEY-OPERATED SWITCH, 22MM, ROUND, PLASTIC WITH METAL FRONT RING, LOCK NO. SB30, WITH 2 KEY | 47.79
3SU1030-4BP61-0AA0-ZY01 | RONIS KEY-OPERATED SWITCH, 22MM, ROUND, PLASTIC WITH METAL FRONT RING, SPECIAL LOCK, WITH 2 KEYS | 76.59
3SU1030-4BP61-0AA0-ZY10 | RONIS KEY-OPERATED SWITCH, 22MM, ROUND, PLASTIC WITH METAL FRONT RING, LOCK NO. SB30, WITH 2 KEY | 47.79
3SU1030-4BP61-0AA0-ZY11 | RONIS KEY-OPERATED SWITCH, 22MM, ROUND, PLASTIC WITH METAL FRONT RING, LOCK NO. SB30, WITH 2 KEY | 47.79
3SU1030-4BP61-0AA0-ZY12 | RONIS KEY-OPERATED SWITCH, 22MM, ROUND, PLASTIC WITH METAL FRONT RING, LOCK NO. SB30, WITH 2 KEY | 47.79
3SU1030-4CF01-0AA0-ZX90 | RONIS KEY-OPERATED SWITCH, 22MM, ROUND, PLASTIC WITH METAL FRONT RING, LOCK NO. 455, WITH 2 KEYS | 43.3
3SU1030-4CF01-0AA0-ZY10 | RONIS KEY-OPERATED SWITCH, 22MM, ROUND, PLASTIC WITH METAL FRONT RING, LOCK NO. 455, WITH 2 KEYS | 46.46
3SU1030-4CF01-0AA0-ZY11 | RONIS KEY-OPERATED SWITCH, 22MM, ROUND, PLASTIC WITH METAL FRONT RING, LOCK NO. 455, WITH 2 KEYS | 46.46
3SU1030-4CF01-0AA0-ZY12 | RONIS KEY-OPERATED SWITCH, 22MM, ROUND, PLASTIC WITH METAL FRONT RING, LOCK NO. 455, WITH 2 KEYS | 46.46
3SU1030-4CL01-0AA0-ZY10 | RONIS KEY-OPERATED SWITCH, 22MM, ROUND, PLASTIC WITH METAL FRONT RING, LOCK NO. 455, WITH 2 KEYS | 49.19
3SU1030-4CL01-0AA0-ZY11 | RONIS KEY-OPERATED SWITCH, 22MM, ROUND, PLASTIC WITH METAL FRONT RING, LOCK NO. 455, WITH 2 KEYS | 49.19
3SU1030-4CL01-0AA0-ZY12 | RONIS KEY-OPERATED SWITCH, 22MM, ROUND, PLASTIC WITH METAL FRONT RING, LOCK NO. 455, WITH 2 KEYS | 49.19
3SU1030-4FC01-0AA0-ZY11 | O.M.R. KEY-OPERATED SWITCH, 22MM, ROUND, PLASTIC WITH METAL FRONT RING, LOCK NO. 73037, RED, WIT | 69.64
3SU1030-4FC01-0AA0-ZY12 | O.M.R. KEY-OPERATED SWITCH, 22MM, ROUND, PLASTIC WITH METAL FRONT RING, LOCK NO. 73037, RED, WIT | 69.64
3SU1030-4FC01-0AA0-ZY15 | O.M.R. KEY-OPERATED SWITCH, 22MM, ROUND, PLASTIC WITH METAL FRONT RING, LOCK NO. 73037, RED, WIT | 69.64
3SU1030-4FF11-0AA0-ZY12 | O.M.R. KEY-OPERATED SWITCH, 22MM, ROUND, PLASTIC WITH METAL FRONT RING, LOCK NO. 73037, RED, WIT | 69.64
3SU1030-4FF11-0AA0-ZY15 | O.M.R. KEY-OPERATED SWITCH, 22MM, ROUND, PLASTIC WITH METAL FRONT RING, LOCK NO. 73037, RED, WIT | 69.64
3RV2031-4JA15 | CIRCUIT BREAKER, SIZE S2, FOR MOTOR PROTECTION, CLASS 10, A-RELEASE 54...65A, N-RELEASE 845A, SC | 199.83
3RV2031-4PA15 | CIRCUIT BREAKER, SIZE S2, FOR MOTOR PROTECTION, CLASS 10, A-RELEASE 28...36 A, N-RELEASE 520A, S | 164.06
3RV2031-4RA10 | CIRCUIT BREAKER SIZE S2. FOR MOTOR PROTECTION, CLASS 10, A-RELEASE 70..80A, N-RELEASE 1040A, SCR | 223.1
3RV2031-4TB10 | CIRCUIT BREAKER, SIZE S2, FOR MOTOR PROTECTION, CLASS 20, A-RELEASE 12...17A, N-RELEASE 260A, SC | 149.3
3RV2031-4UA15 | CIRCUIT BREAKER, SIZE S2, FOR MOTOR PROTECTION, CLASS 10, A-RELEASE 32...40A, N-RELEASE 585A, SC | 177.69
3RV2031-4WB10 | CIRCUIT BREAKER, SIZE S2, FOR MOTOR PROTECTION, CLASS 20, A-RELEASE 42...52A, N-RELEASE 741A, SC | 218.01
3RV2031-4XA10 | CIRCUIT BREAKER, SIZE S2, FOR MOTOR PROTECTION, CLASS 10, A-RELEASE 49...59A, N-RELEASE 845A, SC | 186.22
3RV2032-4DA10 | CIRCUIT BREAKER, SIZE S2, FOR MOTOR PROTECTION, CLASS 10, A-RELEASE 18...25A, N-RELEASE 325A, SC | 198.14
3RV2032-4EA10 | CIRCUIT BREAKER, SIZE S2, FOR MOTOR PROTECTION, CLASS 10, A-RELEASE 22...32A, N-RELEASE 416A, SC | 209.47
3RV2032-4PA15 | CIRCUIT BREAKER, SIZE S2, FOR MOTOR PROTECTION, CLASS 10, A-RELEASE 28...36A, N-RELEASE 520A, SC | 240.72
3RV2032-4RA15 | CIRCUIT BREAKER, SIZE S2, FOR MOTOR PROTECTION, CLASS 10, A-RELEASE 70..80A, N-RELEASE 1040A, SC | 342.3
3SE5112-0BH08 | SIRIUS POSITION SWITCH METAL HOUSING 40MM, TWIST LEVER, TO EN50041, DEVICE CONNECTION 1X (M20X1.5 | 64.49
3SU1030-4BL51-0AA0-ZY12 | RONIS KEY-OPERATED SWITCH, 22MM, ROUND, PLASTIC WITH METAL FRONT RING, LOCK NO. SB30, WITH 2 KEY | 49.19
3SU1030-4BM01-0AA0-ZX90 | RONIS KEY-OPERATED SWITCH, 22MM, ROUND, PLASTIC WITH METAL FRONT RING, LOCK NO. SB30, WITH 2 KEY | 43.3
3SU1030-4BM01-0AA0-ZY10 | RONIS KEY-OPERATED SWITCH, 22MM, ROUND, PLASTIC WITH METAL FRONT RING, LOCK NO. SB30, WITH 2 KEY | 46.46
3SU1030-4BM01-0AA0-ZY12 | RONIS KEY-OPERATED SWITCH, 22MM, ROUND, PLASTIC WITH METAL FRONT RING, LOCK NO. SB30, WITH 2 KEY | 46.46
3SU1030-4BN01-0AA0-ZX90 | RONIS KEY-OPERATED SWITCH, 22MM, ROUND, PLASTIC WITH METAL FRONT RING, LOCK NO. SB30, WITH 2 KEY | 44.63
3SU1030-4BN01-0AA0-ZY10 | RONIS KEY-OPERATED SWITCH, 22MM, ROUND, PLASTIC WITH METAL FRONT RING, LOCK NO. SB30, WITH 2 KEY | 47.79
3SU1030-4BN21-0AA0-ZX90 | RONIS KEY-OPERATED SWITCH, 22MM, ROUND, PLASTIC WITH METAL FRONT RING, LOCK NO. SB30, WITH 2 KEY | 44.63
3SU1030-4BN21-0AA0-ZY10 | RONIS KEY-OPERATED SWITCH, 22MM, ROUND, PLASTIC WITH METAL FRONT RING, LOCK NO. SB30, WITH 2 KEY | 47.79
3SU1030-4BN51-0AA0-ZX90 | RONIS KEY-OPERATED SWITCH, 22MM, ROUND, PLASTIC WITH METAL FRONT RING, LOCK NO. SB30, WITH 2 KEY | 44.63
3SU1030-4BN51-0AA0-ZY10 | RONIS KEY-OPERATED SWITCH, 22MM, ROUND, PLASTIC WITH METAL FRONT RING, LOCK NO. SB30, WITH 2 KEY | 47.79
3SU1030-4BN51-0AA0-ZY19 | RONIS KEY-OPERATED SWITCH, 22MM, ROUND, PLASTIC WITH METAL FRONT RING, LOCK NO. SB30, WITH 2 KEY | 45.9
3SU1030-4BP01-0AA0-ZX90 | RONIS KEY-OPERATED SWITCH, 22MM, ROUND, PLASTIC WITH METAL FRONT RING, LOCK NO. SB30, WITH 2 KEY | 44.63
3SU1030-4BP01-0AA0-ZY19 | RONIS KEY-OPERATED SWITCH, 22MM, ROUND, PLASTIC WITH METAL FRONT RING, LOCK NO. SB30, WITH 2 KEY | 45.9
3SU1030-4BP31-0AA0-ZX90 | RONIS KEY-OPERATED SWITCH, 22MM, ROUND, PLASTIC WITH METAL FRONT RING, LOCK NO. SB30, WITH 2 KEY | 44.63
3SU1030-4BP31-0AA0-ZY19 | RONIS KEY-OPERATED SWITCH, 22MM, ROUND, PLASTIC WITH METAL FRONT RING, LOCK NO. SB30, WITH 2 KEY | 45.9
3SU1030-4BP61-0AA0-ZX90 | RONIS KEY-OPERATED SWITCH, 22MM, ROUND, PLASTIC WITH METAL FRONT RING, LOCK NO. SB30, WITH 2 KEY | 44.63
3SU1030-4BP61-0AA0-ZY19 | RONIS KEY-OPERATED SWITCH, 22MM, ROUND, PLASTIC WITH METAL FRONT RING, LOCK NO. SB30, WITH 2 KEY | 45.9
3RV2032-4BA15 | CIRCUIT BREAKER, SIZE S2, FOR MOTOR PROTECTION, CLASS 10, A-RELEASE 14...20A, N-RELEASE 260A, SC | 185.06
3RV2032-4SA15 | CIRCUIT BREAKER, SIZE S2, FOR MOTOR PROTECTION, CLASS 10, A-RELEASE 9.5...14A, N-RELEASE 208A, S | 185.06
3SU1030-4BL51-0AA0-ZY15 | RONIS KEY-OPERATED SWITCH, 22MM, ROUND, PLASTIC WITH METAL FRONT RING, LOCK NO. SB30, WITH 2 KEY | 49.19
3SU1030-4BL51-0AA0-ZY19 | RONIS KEY-OPERATED SWITCH, 22MM, ROUND, PLASTIC WITH METAL FRONT RING, LOCK NO. SB30, WITH 2 KEY | 47.29
3SU1030-4BM01-0AA0 | RONIS KEY-OPERATED SWITCH, 22MM, ROUND, PLASTIC WITH METAL FRONT RING, LOCK NO. SB30, WITH 2 KEY | 43.3
3SU1030-4BN01-0AA0-ZY12 | RONIS KEY-OPERATED SWITCH, 22MM, ROUND, PLASTIC WITH METAL FRONT RING, LOCK NO. SB30, WITH 2 KEY | 47.79
3SU1030-4BN01-0AA0-ZY15 | RONIS KEY-OPERATED SWITCH, 22MM, ROUND, PLASTIC WITH METAL FRONT RING, LOCK NO. SB30, WITH 2 KEY | 47.79
3SU1030-4BN01-0AA0-ZY19 | RONIS KEY-OPERATED SWITCH, 22MM, ROUND, PLASTIC WITH METAL FRONT RING, LOCK NO. SB30, WITH 2 KEY | 45.9
3SU1030-4BN51-0AA0-ZY11 | RONIS KEY-OPERATED SWITCH, 22MM, ROUND, PLASTIC WITH METAL FRONT RING, LOCK NO. SB30, WITH 2 KEY | 47.79
3SU1030-4BN51-0AA0-ZY12 | RONIS KEY-OPERATED SWITCH, 22MM, ROUND, PLASTIC WITH METAL FRONT RING, LOCK NO. SB30, WITH 2 KEY | 47.79
3SU1030-4BN51-0AA0-ZY15 | RONIS KEY-OPERATED SWITCH, 22MM, ROUND, PLASTIC WITH METAL FRONT RING, LOCK NO. SB30, WITH 2 KEY | 47.79
3SU1030-4BP31-0AA0-ZY01 | RONIS KEY-OPERATED SWITCH, 22MM, ROUND, PLASTIC WITH METAL FRONT RING, SPECIAL LOCK, WITH 2 KEYS | 76.59
3SU1030-4BP31-0AA0-ZY10 | RONIS KEY-OPERATED SWITCH, 22MM, ROUND, PLASTIC WITH METAL FRONT RING, LOCK NO. SB30, WITH 2 KEY | 47.79
3SU1030-4BP31-0AA0-ZY11 | RONIS KEY-OPERATED SWITCH, 22MM, ROUND, PLASTIC WITH METAL FRONT RING, LOCK NO. SB30, WITH 2 KEY | 47.79
3SU1030-4BP31-0AA0-ZY12 | RONIS KEY-OPERATED SWITCH, 22MM, ROUND, PLASTIC WITH METAL FRONT RING, LOCK NO. SB30, WITH 2 KEY | 47.79
3SU1030-4CC01-0AA0-ZX90 | RONIS KEY-OPERATED SWITCH, 22MM, ROUND, PLASTIC WITH METAL FRONT RING, LOCK NO. 455, WITH 2 KEYS | 43.3
3SU1030-4CC01-0AA0-ZY10 | RONIS KEY-OPERATED SWITCH, 22MM, ROUND, PLASTIC WITH METAL FRONT RING, LOCK NO. 455, WITH 2 KEYS | 46.46
3SU1030-4CC01-0AA0-ZY11 | RONIS KEY-OPERATED SWITCH, 22MM, ROUND, PLASTIC WITH METAL FRONT RING, LOCK NO. 455, WITH 2 KEYS | 46.46
3SU1030-4CC01-0AA0-ZY12 | RONIS KEY-OPERATED SWITCH, 22MM, ROUND, PLASTIC WITH METAL FRONT RING, LOCK NO. 455, WITH 2 KEYS | 46.46
3SU1030-4CF11-0AA0-ZY10 | RONIS KEY-OPERATED SWITCH, 22MM, ROUND, PLASTIC WITH METAL FRONT RING, LOCK NO. 455, WITH 2 KEYS | 46.46
3SU1030-4CF11-0AA0-ZY11 | RONIS KEY-OPERATED SWITCH, 22MM, ROUND, PLASTIC WITH METAL FRONT RING, LOCK NO. 455, WITH 2 KEYS | 46.46
3SU1030-4CF11-0AA0-ZY12 | RONIS KEY-OPERATED SWITCH, 22MM, ROUND, PLASTIC WITH METAL FRONT RING, LOCK NO. 455, WITH 2 KEYS | 46.46
3SU1030-4CL11-0AA0-ZY11 | RONIS KEY-OPERATED SWITCH, 22MM, ROUND, PLASTIC WITH METAL FRONT RING, LOCK NO. 455, WITH 2 KEYS | 49.19
3SU1030-4CL11-0AA0-ZY12 | RONIS KEY-OPERATED SWITCH, 22MM, ROUND, PLASTIC WITH METAL FRONT RING, LOCK NO. 455, WITH 2 KEYS | 49.19
3SU1030-4CL11-0AA0-ZY15 | RONIS KEY-OPERATED SWITCH, 22MM, ROUND, PLASTIC WITH METAL FRONT RING, LOCK NO. 455, WITH 2 KEYS | 49.19
3SU1030-4FF01-0AA0-ZY11 | O.M.R. KEY-OPERATED SWITCH, 22MM, ROUND, PLASTIC WITH METAL FRONT RING, LOCK NO. 73037, RED, WIT | 69.64
3SU1030-4FF01-0AA0-ZY12 | O.M.R. KEY-OPERATED SWITCH, 22MM, ROUND, PLASTIC WITH METAL FRONT RING, LOCK NO. 73037, RED, WIT | 69.64
3SU1030-4FF01-0AA0-ZY15 | O.M.R. KEY-OPERATED SWITCH, 22MM, ROUND, PLASTIC WITH METAL FRONT RING, LOCK NO. 73037, RED, WIT | 69.64
3SU1030-4FL01-0AA0-ZY12 | O.M.R. KEY-OPERATED SWITCH, 22MM, ROUND, PLASTIC WITH METAL FRONT RING, LOCK NO. 73037, RED, WIT | 69.64
3SU1030-4CC01-0AA0-ZY15 | RONIS KEY-OPERATED SWITCH, 22MM, ROUND, PLASTIC WITH METAL FRONT RING, LOCK NO. 455, WITH 2 KEYS | 46.46
3SU1030-4CF01-0AA0 | RONIS KEY-OPERATED SWITCH, 22MM, ROUND, PLASTIC WITH METAL FRONT RING, LOCK NO. 455, WITH 2 KEYS | 43.3
3SU1030-4CF01-0AA0-ZY19 | RONIS KEY-OPERATED SWITCH, 22MM, ROUND, PLASTIC WITH METAL FRONT RING, LOCK NO. 455, WITH 2 KEYS | 44.57
3SU1030-4CF11-0AA0-ZX90 | RONIS KEY-OPERATED SWITCH, 22MM, ROUND, PLASTIC WITH METAL FRONT RING, LOCK NO. 455, WITH 2 KEYS | 43.3
3SU1030-4CF11-0AA0-ZY15 | RONIS KEY-OPERATED SWITCH, 22MM, ROUND, PLASTIC WITH METAL FRONT RING, LOCK NO. 455, WITH 2 KEYS | 46.46
3SU1030-4CL01-0AA0 | RONIS KEY-OPERATED SWITCH, 22MM, ROUND, PLASTIC WITH METAL FRONT RING, LOCK NO. 455, WITH 2 KEYS | 46.03
3SU1030-4CL01-0AA0-ZY19 | RONIS KEY-OPERATED SWITCH, 22MM, ROUND, PLASTIC WITH METAL FRONT RING, LOCK NO. 455, WITH 2 KEYS | 47.29
3SU1030-4CL11-0AA0-ZX90 | RONIS KEY-OPERATED SWITCH, 22MM, ROUND, PLASTIC WITH METAL FRONT RING, LOCK NO. 455, WITH 2 KEYS | 46.03
3SU1030-4FC01-0AA0 | O.M.R. KEY-OPERATED SWITCH, 22MM, ROUND, PLASTIC WITH METAL FRONT RING, LOCK NO. 73037, RED, WIT | 66.46
3SU1030-4FC01-0AA0-ZY10 | O.M.R. KEY-OPERATED SWITCH, 22MM, ROUND, PLASTIC WITH METAL FRONT RING, LOCK NO. 73037, RED, WIT | 69.64
3SU1030-4FC01-0AA0-ZY19 | O.M.R. KEY-OPERATED SWITCH, 22MM, ROUND, PLASTIC WITH METAL FRONT RING, LOCK NO. 73037, RED, WIT | 67.73
3SU1030-4FF01-0AA0-ZX90 | O.M.R. KEY-OPERATED SWITCH, 22MM, ROUND, PLASTIC WITH METAL FRONT RING, LOCK NO. 73037, RED, WIT | 66.46
3SU1030-4FF11-0AA0 | O.M.R. KEY-OPERATED SWITCH, 22MM, ROUND, PLASTIC WITH METAL FRONT RING, LOCK NO. 73037, RED, WIT | 66.46
3SU1030-4FF11-0AA0-ZY10 | O.M.R. KEY-OPERATED SWITCH, 22MM, ROUND, PLASTIC WITH METAL FRONT RING, LOCK NO. 73037, RED, WIT | 69.64
3SU1030-4FL01-0AA0-ZX90 | O.M.R. KEY-OPERATED SWITCH, 22MM, ROUND, PLASTIC WITH METAL FRONT RING, LOCK NO. 73037, RED, WIT | 66.46
3SU1030-4FL01-0AA0-ZY11 | O.M.R. KEY-OPERATED SWITCH, 22MM, ROUND, PLASTIC WITH METAL FRONT RING, LOCK NO. 73037, RED, WIT | 69.64
3SU1030-4FL51-0AA0 | O.M.R. KEY-OPERATED SWITCH, 22MM, ROUND, PLASTIC WITH METAL FRONT RING, LOCK NO. 73037, RED, WIT | 66.46
3SU1030-4FL51-0AA0-ZY10 | O.M.R. KEY-OPERATED SWITCH, 22MM, ROUND, PLASTIC WITH METAL FRONT RING, LOCK NO. 73037, RED, WIT | 69.64
3SU1030-4FM01-0AA0-ZX90 | O.M.R. KEY-OPERATED SWITCH, 22MM, ROUND, PLASTIC WITH METAL FRONT RING, LOCK NO. 73037, RED, WIT | 66.46
3SU1030-4FM01-0AA0-ZY11 | O.M.R. KEY-OPERATED SWITCH, 22MM, ROUND, PLASTIC WITH METAL FRONT RING, LOCK NO. 73037, RED, WIT | 69.64
3SU1030-4GC01-0AA0-ZY10 | O.M.R. KEY-OPERATED SWITCH, 22MM, ROUND, PLASTIC WITH METAL FRONT RING, LOCK NO. 73038, BLUE, WI | 69.64
3SU1030-4GC01-0AA0-ZY12 | O.M.R. KEY-OPERATED SWITCH, 22MM, ROUND, PLASTIC WITH METAL FRONT RING, LOCK NO. 73038, BLUE, WI | 69.64
3SU1030-4GF01-0AA0-ZX90 | O.M.R. KEY-OPERATED SWITCH, 22MM, ROUND, PLASTIC WITH METAL FRONT RING, LOCK NO. 73038, BLUE, WI | 66.46
3SU1030-4GF01-0AA0-ZY11 | O.M.R. KEY-OPERATED SWITCH, 22MM, ROUND, PLASTIC WITH METAL FRONT RING, LOCK NO. 73038, BLUE, WI | 69.64
3SU1030-4GF11-0AA0-ZY10 | O.M.R. KEY-OPERATED SWITCH, 22MM, ROUND, PLASTIC WITH METAL FRONT RING, LOCK NO. 73038, BLUE, WI | 69.64
3SU1030-0CB30-0AA0-ZY13 | PUSHBUTTON, 22MM, ROUND, PLASTIC WITH METAL FRONT RING, YELLOW, RAISED FRONT RING MOMENTARY CON | 15.14
3SU1030-0CB30-0AA0-ZY19 | PUSHBUTTON, 22MM, ROUND, PLASTIC WITH METAL FRONT RING, YELLOW, RAISED FRONT RING MOMENTARY CON | 13.22
3SU1030-0CB40-0AA0-ZY15 | PUSHBUTTON, 22MM, ROUND, PLASTIC WITH METAL FRONT RING, GREEN, RAISED FRONT RING MOMENTARY CONT | 15.14
3SU1030-0CB50-0AA0 | PUSHBUTTON, 22MM, ROUND, PLASTIC WITH METAL FRONT RING, BLUE, RAISED FRONT RING MOMENTARY CONTA | 11.96
3SU1030-4FL01-0AA0-ZY15 | O.M.R. KEY-OPERATED SWITCH, 22MM, ROUND, PLASTIC WITH METAL FRONT RING, LOCK NO. 73037, RED, WIT | 69.64
3SU1030-4FL01-0AA0-ZY19 | O.M.R. KEY-OPERATED SWITCH, 22MM, ROUND, PLASTIC WITH METAL FRONT RING, LOCK NO. 73037, RED, WIT | 67.73
3SU1030-4FM01-0AA0-ZY15 | O.M.R. KEY-OPERATED SWITCH, 22MM, ROUND, PLASTIC WITH METAL FRONT RING, LOCK NO. 73037, RED, WIT | 69.64
3SU1030-4FM01-0AA0-ZY19 | O.M.R. KEY-OPERATED SWITCH, 22MM, ROUND, PLASTIC WITH METAL FRONT RING, LOCK NO. 73037, RED, WIT | 67.73
3SU1030-4GC01-0AA0 | O.M.R. KEY-OPERATED SWITCH, 22MM, ROUND, PLASTIC WITH METAL FRONT RING, LOCK NO. 73038, BLUE, WI | 66.46
3SU1030-4GF01-0AA0-ZY15 | O.M.R. KEY-OPERATED SWITCH, 22MM, ROUND, PLASTIC WITH METAL FRONT RING, LOCK NO. 73038, BLUE, WI | 69.64
3SU1030-4GF01-0AA0-ZY19 | O.M.R. KEY-OPERATED SWITCH, 22MM, ROUND, PLASTIC WITH METAL FRONT RING, LOCK NO. 73038, BLUE, WI | 67.73
3SU1030-4GF11-0AA0 | O.M.R. KEY-OPERATED SWITCH, 22MM, ROUND, PLASTIC WITH METAL FRONT RING, LOCK NO. 73038, BLUE, WI | 66.46
3SU1030-4GF11-0AA0-ZX90 | O.M.R. KEY-OPERATED SWITCH, 22MM, ROUND, PLASTIC WITH METAL FRONT RING, LOCK NO. 73038, BLUE, WI | 66.46
3SU1030-4GL11-0AA0 | O.M.R. KEY-OPERATED SWITCH, 22MM, ROUND, PLASTIC WITH METAL FRONT RING, LOCK NO. 73038, BLUE, WI | 66.46
3SU1030-4GL11-0AA0-ZX90 | O.M.R. KEY-OPERATED SWITCH, 22MM, ROUND, PLASTIC WITH METAL FRONT RING, LOCK NO. 73038, BLUE, WI | 66.46
3SU1030-4HC01-0AA0 | O.M.R. KEY-OPERATED SWITCH, 22MM, ROUND, PLASTIC WITH METAL FRONT RING, LOCK NO. 73034, BLACK, W | 66.46
3SU1030-4HC01-0AA0-ZX90 | O.M.R. KEY-OPERATED SWITCH, 22MM, ROUND, PLASTIC WITH METAL FRONT RING, LOCK NO. 73034, BLACK, W | 66.46
3SU1030-4HF11-0AA0 | O.M.R. KEY-OPERATED SWITCH, 22MM, ROUND, PLASTIC WITH METAL FRONT RING, LOCK NO. 73034, BLACK, W | 66.46
3SU1030-0CB30-0AA0-ZY10 | PUSHBUTTON, 22MM, ROUND, PLASTIC WITH METAL FRONT RING, YELLOW, RAISED FRONT RING MOMENTARY CON | 15.14
3SU1030-0CB30-0AA0-ZY11 | PUSHBUTTON, 22MM, ROUND, PLASTIC WITH METAL FRONT RING, YELLOW, RAISED FRONT RING MOMENTARY CON | 15.14
3SU1030-0CB30-0AA0-ZY12 | PUSHBUTTON, 22MM, ROUND, PLASTIC WITH METAL FRONT RING, YELLOW, RAISED FRONT RING MOMENTARY CON | 15.14
3SU1030-0CB50-0AA0-ZX90 | PUSHBUTTON, 22MM, ROUND, PLASTIC WITH METAL FRONT RING, BLUE, RAISED FRONT RING MOMENTARY CONTA | 11.96
3SU1030-0CB50-0AA0-ZY10 | PUSHBUTTON, 22MM, ROUND, PLASTIC WITH METAL FRONT RING, BLUE, RAISED FRONT RING MOMENTARY CONTA | 15.14
3SU1030-0CB50-0AA0-ZY11 | PUSHBUTTON, 22MM, ROUND, PLASTIC WITH METAL FRONT RING, BLUE, RAISED FRONT RING MOMENTARY CONTA | 15.14
3SU1030-0CB50-0AA0-ZY12 | PUSHBUTTON, 22MM, ROUND, PLASTIC WITH METAL FRONT RING, BLUE, RAISED FRONT RING MOMENTARY CONTA | 15.14
3SU1030-1AA10-0AA0-ZY10 | MUSHROOM PUSHBUTTON, 22MM, ROUND, PLASTIC WITH METAL FRONT RING, BLACK, 30MM, LATCHING, PULL T | 35.9
3SU1030-1AA10-0AA0-ZY11 | MUSHROOM PUSHBUTTON, 22MM, ROUND, PLASTIC WITH METAL FRONT RING, BLACK, 30MM, LATCHING, PULL T | 35.9
3SU1030-1AA10-0AA0-ZY12 | MUSHROOM PUSHBUTTON, 22MM, ROUND, PLASTIC WITH METAL FRONT RING, BLACK, 30MM, LATCHING, PULL T | 35.9
3SU1030-1AA10-0AA0-ZY13 | MUSHROOM PUSHBUTTON, 22MM, ROUND, PLASTIC WITH METAL FRONT RING, BLACK, 30MM, LATCHING, PULL T | 35.9
3SU1030-1AD10-0AA0-ZY11 | MUSHROOM PUSHBUTTON, 22MM, ROUND, PLASTIC WITH METAL FRONT RING, BLACK, 30MM, MOMENTARY CONTACT | 22.41
3SU1030-1AD10-0AA0-ZY12 | MUSHROOM PUSHBUTTON, 22MM, ROUND, PLASTIC WITH METAL FRONT RING, BLACK, 30MM, MOMENTARY CONTACT | 22.41
3SU1030-1AD10-0AA0-ZY13 | MUSHROOM PUSHBUTTON, 22MM, ROUND, PLASTIC WITH METAL FRONT RING, BLACK, 30MM, MOMENTARY CONTACT | 22.41
3SU1030-1AD10-0AA0-ZY15 | MUSHROOM PUSHBUTTON, 22MM, ROUND, PLASTIC WITH METAL FRONT RING, BLACK, 30MM, MOMENTARY CONTACT | 22.41
3SU1030-4FF11-0AA0-ZY19 | O.M.R. KEY-OPERATED SWITCH, 22MM, ROUND, PLASTIC WITH METAL FRONT RING, LOCK NO. 73037, RED, WIT | 67.73
3SU1030-4FL51-0AA0-ZY12 | O.M.R. KEY-OPERATED SWITCH, 22MM, ROUND, PLASTIC WITH METAL FRONT RING, LOCK NO. 73037, RED, WIT | 69.64
3SU1030-4FL51-0AA0-ZY15 | O.M.R. KEY-OPERATED SWITCH, 22MM, ROUND, PLASTIC WITH METAL FRONT RING, LOCK NO. 73037, RED, WIT | 69.64
3SU1030-4FL51-0AA0-ZY19 | O.M.R. KEY-OPERATED SWITCH, 22MM, ROUND, PLASTIC WITH METAL FRONT RING, LOCK NO. 73037, RED, WIT | 67.73
3SU1030-4FM01-0AA0 | O.M.R. KEY-OPERATED SWITCH, 22MM, ROUND, PLASTIC WITH METAL FRONT RING, LOCK NO. 73037, RED, WIT | 66.46
3SU1030-4GC01-0AA0-ZY15 | O.M.R. KEY-OPERATED SWITCH, 22MM, ROUND, PLASTIC WITH METAL FRONT RING, LOCK NO. 73038, BLUE, WI | 69.64
3SU1030-4GC01-0AA0-ZY19 | O.M.R. KEY-OPERATED SWITCH, 22MM, ROUND, PLASTIC WITH METAL FRONT RING, LOCK NO. 73038, BLUE, WI | 67.73
3SU1030-4GF01-0AA0 | O.M.R. KEY-OPERATED SWITCH, 22MM, ROUND, PLASTIC WITH METAL FRONT RING, LOCK NO. 73038, BLUE, WI | 66.46
3SU1030-4GL01-0AA0 | O.M.R. KEY-OPERATED SWITCH, 22MM, ROUND, PLASTIC WITH METAL FRONT RING, LOCK NO. 73038, BLUE, WI | 66.46
3SU1030-4GL01-0AA0-ZX90 | O.M.R. KEY-OPERATED SWITCH, 22MM, ROUND, PLASTIC WITH METAL FRONT RING, LOCK NO. 73038, BLUE, WI | 66.46
3SU1030-4GN01-0AA0 | O.M.R. KEY-OPERATED SWITCH, 22MM, ROUND, PLASTIC WITH METAL FRONT RING, LOCK NO. 73038, BLUE, WI | 66.46
3SU1030-4GN01-0AA0-ZX90 | O.M.R. KEY-OPERATED SWITCH, 22MM, ROUND, PLASTIC WITH METAL FRONT RING, LOCK NO. 73038, BLUE, WI | 66.46
3SU1030-4HF01-0AA0 | O.M.R. KEY-OPERATED SWITCH, 22MM, ROUND, PLASTIC WITH METAL FRONT RING, LOCK NO. 73034, BLACK, W | 66.46
3SU1030-4HF01-0AA0-ZX90 | O.M.R. KEY-OPERATED SWITCH, 22MM, ROUND, PLASTIC WITH METAL FRONT RING, LOCK NO. 73034, BLACK, W | 66.46
3SU1030-0CB40-0AA0-ZX90 | PUSHBUTTON, 22MM, ROUND, PLASTIC WITH METAL FRONT RING, GREEN, RAISED FRONT RING MOMENTARY CONT | 11.96
3SU1030-0CB40-0AA0-ZY10 | PUSHBUTTON, 22MM, ROUND, PLASTIC WITH METAL FRONT RING, GREEN, RAISED FRONT RING MOMENTARY CONT | 15.14
3SU1030-0CB40-0AA0-ZY11 | PUSHBUTTON, 22MM, ROUND, PLASTIC WITH METAL FRONT RING, GREEN, RAISED FRONT RING MOMENTARY CONT | 15.14
3SU1030-0CB40-0AA0-ZY12 | PUSHBUTTON, 22MM, ROUND, PLASTIC WITH METAL FRONT RING, GREEN, RAISED FRONT RING MOMENTARY CONT | 15.14
3SU1030-0CB60-0AA0-ZY10 | PUSHBUTTON, 22MM, ROUND, PLASTIC WITH METAL FRONT RING, WHITE, RAISED FRONT RING MOMENTARY CONT | 15.14
3SU1030-0CB60-0AA0-ZY11 | PUSHBUTTON, 22MM, ROUND, PLASTIC WITH METAL FRONT RING, WHITE, RAISED FRONT RING MOMENTARY CONT | 15.14
3SU1030-0CB60-0AA0-ZY12 | PUSHBUTTON, 22MM, ROUND, PLASTIC WITH METAL FRONT RING, WHITE, RAISED FRONT RING MOMENTARY CONT | 15.14
3SU1030-0CB60-0AA0-ZY13 | PUSHBUTTON, 22MM, ROUND, PLASTIC WITH METAL FRONT RING, WHITE, RAISED FRONT RING MOMENTARY CONT | 15.14
3SU1030-1AA20-0AA0-ZY10 | MUSHROOM PUSHBUTTON, 22MM, ROUND, PLASTIC WITH METAL FRONT RING, RED, 30MM, LATCHING, PULL TO | 35.9
3SU1030-1AA20-0AA0-ZY11 | MUSHROOM PUSHBUTTON, 22MM, ROUND, PLASTIC WITH METAL FRONT RING, RED, 30MM, LATCHING, PULL TO | 35.9
3SU1030-1AA20-0AA0-ZY12 | MUSHROOM PUSHBUTTON, 22MM, ROUND, PLASTIC WITH METAL FRONT RING, RED, 30MM, LATCHING, PULL TO | 35.9
3SU1030-1AA20-0AA0-ZY13 | MUSHROOM PUSHBUTTON, 22MM, ROUND, PLASTIC WITH METAL FRONT RING, RED, 30MM, LATCHING, PULL TO | 35.9
3SU1030-1AD20-0AA0-ZY11 | MUSHROOM PUSHBUTTON, 22MM, ROUND, PLASTIC WITH METAL FRONT RING, RED, 30MM, MOMENTARY CONTACT T | 22.41
3SU1030-1AD20-0AA0-ZY12 | MUSHROOM PUSHBUTTON, 22MM, ROUND, PLASTIC WITH METAL FRONT RING, RED, 30MM, MOMENTARY CONTACT T | 22.41
3SU1030-1AD20-0AA0-ZY13 | MUSHROOM PUSHBUTTON, 22MM, ROUND, PLASTIC WITH METAL FRONT RING, RED, 30MM, MOMENTARY CONTACT T | 22.41
3SU1030-4CL11-0AA0 | RONIS KEY-OPERATED SWITCH, 22MM, ROUND, PLASTIC WITH METAL FRONT RING, LOCK NO. 455, WITH 2 KEYS | 46.03
3SU1030-4CL11-0AA0-ZY10 | RONIS KEY-OPERATED SWITCH, 22MM, ROUND, PLASTIC WITH METAL FRONT RING, LOCK NO. 455, WITH 2 KEYS | 49.19
3SU1030-4CL11-0AA0-ZY19 | RONIS KEY-OPERATED SWITCH, 22MM, ROUND, PLASTIC WITH METAL FRONT RING, LOCK NO. 455, WITH 2 KEYS | 47.29
3SU1030-4FC01-0AA0-ZX90 | O.M.R. KEY-OPERATED SWITCH, 22MM, ROUND, PLASTIC WITH METAL FRONT RING, LOCK NO. 73037, RED, WIT | 66.46
3SU1030-4FF01-0AA0 | O.M.R. KEY-OPERATED SWITCH, 22MM, ROUND, PLASTIC WITH METAL FRONT RING, LOCK NO. 73037, RED, WIT | 66.46
3SU1030-4FF01-0AA0-ZY10 | O.M.R. KEY-OPERATED SWITCH, 22MM, ROUND, PLASTIC WITH METAL FRONT RING, LOCK NO. 73037, RED, WIT | 69.64
3SU1030-4FF01-0AA0-ZY19 | O.M.R. KEY-OPERATED SWITCH, 22MM, ROUND, PLASTIC WITH METAL FRONT RING, LOCK NO. 73037, RED, WIT | 67.73
3SU1030-4FF11-0AA0-ZX90 | O.M.R. KEY-OPERATED SWITCH, 22MM, ROUND, PLASTIC WITH METAL FRONT RING, LOCK NO. 73037, RED, WIT | 66.46
3SU1030-4FF11-0AA0-ZY11 | O.M.R. KEY-OPERATED SWITCH, 22MM, ROUND, PLASTIC WITH METAL FRONT RING, LOCK NO. 73037, RED, WIT | 69.64
3SU1030-4FL01-0AA0 | O.M.R. KEY-OPERATED SWITCH, 22MM, ROUND, PLASTIC WITH METAL FRONT RING, LOCK NO. 73037, RED, WIT | 66.46
3SU1030-4FL01-0AA0-ZY10 | O.M.R. KEY-OPERATED SWITCH, 22MM, ROUND, PLASTIC WITH METAL FRONT RING, LOCK NO. 73037, RED, WIT | 69.64
3SU1030-4FL51-0AA0-ZX90 | O.M.R. KEY-OPERATED SWITCH, 22MM, ROUND, PLASTIC WITH METAL FRONT RING, LOCK NO. 73037, RED, WIT | 66.46
3SU1030-4FL51-0AA0-ZY11 | O.M.R. KEY-OPERATED SWITCH, 22MM, ROUND, PLASTIC WITH METAL FRONT RING, LOCK NO. 73037, RED, WIT | 69.64
3SU1030-4FM01-0AA0-ZY10 | O.M.R. KEY-OPERATED SWITCH, 22MM, ROUND, PLASTIC WITH METAL FRONT RING, LOCK NO. 73037, RED, WIT | 69.64
3SU1030-4FM01-0AA0-ZY12 | O.M.R. KEY-OPERATED SWITCH, 22MM, ROUND, PLASTIC WITH METAL FRONT RING, LOCK NO. 73037, RED, WIT | 69.64
3SU1030-4GC01-0AA0-ZX90 | O.M.R. KEY-OPERATED SWITCH, 22MM, ROUND, PLASTIC WITH METAL FRONT RING, LOCK NO. 73038, BLUE, WI | 66.46
3SU1030-4GC01-0AA0-ZY11 | O.M.R. KEY-OPERATED SWITCH, 22MM, ROUND, PLASTIC WITH METAL FRONT RING, LOCK NO. 73038, BLUE, WI | 69.64
3SU1030-4GF01-0AA0-ZY10 | O.M.R. KEY-OPERATED SWITCH, 22MM, ROUND, PLASTIC WITH METAL FRONT RING, LOCK NO. 73038, BLUE, WI | 69.64
3SU1030-4GF01-0AA0-ZY12 | O.M.R. KEY-OPERATED SWITCH, 22MM, ROUND, PLASTIC WITH METAL FRONT RING, LOCK NO. 73038, BLUE, WI | 69.64
3SU1030-4GF11-0AA0-ZY11 | O.M.R. KEY-OPERATED SWITCH, 22MM, ROUND, PLASTIC WITH METAL FRONT RING, LOCK NO. 73038, BLUE, WI | 69.64
3SU1030-0CB30-0AA0-ZY15 | PUSHBUTTON, 22MM, ROUND, PLASTIC WITH METAL FRONT RING, YELLOW, RAISED FRONT RING MOMENTARY CON | 15.14
3SU1030-0CB40-0AA0 | PUSHBUTTON, 22MM, ROUND, PLASTIC WITH METAL FRONT RING, GREEN, RAISED FRONT RING MOMENTARY CONT | 11.96
3SU1030-0CB40-0AA0-ZY13 | PUSHBUTTON, 22MM, ROUND, PLASTIC WITH METAL FRONT RING, GREEN, RAISED FRONT RING MOMENTARY CONT | 15.14
3SU1030-0CB40-0AA0-ZY19 | PUSHBUTTON, 22MM, ROUND, PLASTIC WITH METAL FRONT RING, GREEN, RAISED FRONT RING MOMENTARY CONT | 13.22
3SU1030-0CB50-0AA0-ZY15 | PUSHBUTTON, 22MM, ROUND, PLASTIC WITH METAL FRONT RING, BLUE, RAISED FRONT RING MOMENTARY CONTA | 15.14
3SU1030-0CB60-0AA0 | PUSHBUTTON, 22MM, ROUND, PLASTIC WITH METAL FRONT RING, WHITE, RAISED FRONT RING MOMENTARY CONT | 11.96
3SU1030-0CB60-0AA0-ZY19 | PUSHBUTTON, 22MM, ROUND, PLASTIC WITH METAL FRONT RING, WHITE, RAISED FRONT RING MOMENTARY CONT | 13.22
3SU1030-1AA10-0AA0-ZX90 | MUSHROOM PUSHBUTTON, 22MM, ROUND, PLASTIC WITH METAL FRONT RING, BLACK, 30MM, LATCHING, PULL T | 32.72
3SU1030-1AA10-0AA0-ZY15 | MUSHROOM PUSHBUTTON, 22MM, ROUND, PLASTIC WITH METAL FRONT RING, BLACK, 30MM, LATCHING, PULL T | 35.9
3SU1030-0CB50-0AA0-ZY13 | PUSHBUTTON, 22MM, ROUND, PLASTIC WITH METAL FRONT RING, BLUE, RAISED FRONT RING MOMENTARY CONTA | 15.14
3SU1030-0CB50-0AA0-ZY19 | PUSHBUTTON, 22MM, ROUND, PLASTIC WITH METAL FRONT RING, BLUE, RAISED FRONT RING MOMENTARY CONTA | 13.22
3SU1030-0CB60-0AA0-ZX90 | PUSHBUTTON, 22MM, ROUND, PLASTIC WITH METAL FRONT RING, WHITE, RAISED FRONT RING MOMENTARY CONT | 11.96
3SU1030-0CB60-0AA0-ZY15 | PUSHBUTTON, 22MM, ROUND, PLASTIC WITH METAL FRONT RING, WHITE, RAISED FRONT RING MOMENTARY CONT | 15.14
3SU1030-1AA10-0AA0 | MUSHROOM PUSHBUTTON, 22MM, ROUND, PLASTIC WITH METAL FRONT RING, BLACK, 30MM, LATCHING, PULL T | 32.72
3SU1030-1AA10-0AA0-ZY19 | MUSHROOM PUSHBUTTON, 22MM, ROUND, PLASTIC WITH METAL FRONT RING, BLACK, 30MM, LATCHING, PULL T | 34
3SU1030-1AA20-0AA0-ZX90 | MUSHROOM PUSHBUTTON, 22MM, ROUND, PLASTIC WITH METAL FRONT RING, RED, 30MM, LATCHING, PULL TO | 32.72
3SU1030-1AA20-0AA0-ZY15 | MUSHROOM PUSHBUTTON, 22MM, ROUND, PLASTIC WITH METAL FRONT RING, RED, 30MM, LATCHING, PULL TO | 35.9
3SU1030-1AD10-0AA0 | MUSHROOM PUSHBUTTON, 22MM, ROUND, PLASTIC WITH METAL FRONT RING, BLACK, 30MM, MOMENTARY CONTACT | 19.24
3SU1030-1AD10-0AA0-ZY10 | MUSHROOM PUSHBUTTON, 22MM, ROUND, PLASTIC WITH METAL FRONT RING, BLACK, 30MM, MOMENTARY CONTACT | 22.41
3SU1030-1AD10-0AA0-ZY19 | MUSHROOM PUSHBUTTON, 22MM, ROUND, PLASTIC WITH METAL FRONT RING, BLACK, 30MM, MOMENTARY CONTACT | 20.52
3SU1030-1AD20-0AA0-ZX90 | MUSHROOM PUSHBUTTON, 22MM, ROUND, PLASTIC WITH METAL FRONT RING, RED, 30MM, MOMENTARY CONTACT T | 19.24
3SU1030-1AD30-0AA0 | MUSHROOM PUSHBUTTON, 22MM, ROUND, PLASTIC WITH METAL FRONT RING, YELLOW, 30MM, MOMENTARY CONTAC | 19.24
3SU1030-1AD30-0AA0-ZY10 | MUSHROOM PUSHBUTTON, 22MM, ROUND, PLASTIC WITH METAL FRONT RING, YELLOW, 30MM, MOMENTARY CONTAC | 22.41
3SU1030-1AD40-0AA0-ZX90 | MUSHROOM PUSHBUTTON, 22MM, ROUND, PLASTIC WITH METAL FRONT RING, GREEN, 30MM, MOMENTARY CONTACT | 19.24
3SU1030-1AD40-0AA0-ZY11 | MUSHROOM PUSHBUTTON, 22MM, ROUND, PLASTIC WITH METAL FRONT RING, GREEN, 30MM, MOMENTARY CONTACT | 22.41
3SU1030-1BA10-0AA0 | MUSHROOM PUSHBUTTON, 22MM, ROUND, PLASTIC WITH METAL FRONT RING, BLACK, 40MM, LATCHING, PULL T | 34.44
3SU1030-1BA10-0AA0-ZY10 | MUSHROOM PUSHBUTTON, 22MM, ROUND, PLASTIC WITH METAL FRONT RING, BLACK, 40MM, LATCHING, PULL T | 37.6
3SU1030-1BA20-0AA0-ZX90 | MUSHROOM PUSHBUTTON, 22MM, ROUND, PLASTIC WITH METAL FRONT RING, RED, 40MM, LATCHING, PULL TO | 34.44
3SU1030-1BA20-0AA0-ZY11 | MUSHROOM PUSHBUTTON, 22MM, ROUND, PLASTIC WITH METAL FRONT RING, RED, 40MM, LATCHING, PULL TO | 37.6
3SU1030-1BD10-0AA0 | MUSHROOM PUSHBUTTON, 22MM, ROUND, PLASTIC WITH METAL FRONT RING, BLACK, 40MM, MOMENTARY CONTACT | 19.24
3SU1030-1BD10-0AA0-ZY10 | MUSHROOM PUSHBUTTON, 22MM, ROUND, PLASTIC WITH METAL FRONT RING, BLACK, 40MM, MOMENTARY CONTACT | 22.41
3SU1030-1BD10-0AA0-ZY19 | MUSHROOM PUSHBUTTON, 22MM, ROUND, PLASTIC WITH METAL FRONT RING, BLACK, 40MM, MOMENTARY CONTACT | 20.52
3SU1030-1BD20-0AA0-ZX90 | MUSHROOM PUSHBUTTON, 22MM, ROUND, PLASTIC WITH METAL FRONT RING, RED, 40MM, MOMENTARY CONTACT T | 19.24
3SU1030-1BD30-0AA0 | MUSHROOM PUSHBUTTON, 22MM, ROUND, PLASTIC WITH METAL FRONT RING, YELLOW, 40MM, MOMENTARY CONTAC | 19.24
3SU1030-1BD30-0AA0-ZY10 | MUSHROOM PUSHBUTTON, 22MM, ROUND, PLASTIC WITH METAL FRONT RING, YELLOW, 40MM, MOMENTARY CONTAC | 22.41
3SU1030-1BD40-0AA0-ZX90 | MUSHROOM PUSHBUTTON, 22MM, ROUND, PLASTIC WITH METAL FRONT RING, GREEN, 40MM, MOMENTARY CONTACT | 19.24
3SU1030-1BD40-0AA0-ZY11 | MUSHROOM PUSHBUTTON, 22MM, ROUND, PLASTIC WITH METAL FRONT RING, GREEN, 40MM, MOMENTARY CONTACT | 22.41
3SU1030-3AB11-0AA0 | TWIN PUSHBUTTON, 22MM, ROUND, PLASTIC WITH METAL FRONT RING, BLACK, BLACK, FLAT BUTTONS | 18.23
3SU1030-1AD30-0AA0-ZY11 | MUSHROOM PUSHBUTTON, 22MM, ROUND, PLASTIC WITH METAL FRONT RING, YELLOW, 30MM, MOMENTARY CONTAC | 22.41
3SU1030-1AD30-0AA0-ZY12 | MUSHROOM PUSHBUTTON, 22MM, ROUND, PLASTIC WITH METAL FRONT RING, YELLOW, 30MM, MOMENTARY CONTAC | 22.41
3SU1030-1AD30-0AA0-ZY13 | MUSHROOM PUSHBUTTON, 22MM, ROUND, PLASTIC WITH METAL FRONT RING, YELLOW, 30MM, MOMENTARY CONTAC | 22.41
3SU1030-1AD30-0AA0-ZY15 | MUSHROOM PUSHBUTTON, 22MM, ROUND, PLASTIC WITH METAL FRONT RING, YELLOW, 30MM, MOMENTARY CONTAC | 22.41
3SU1030-1AD30-0AA0-ZY19 | MUSHROOM PUSHBUTTON, 22MM, ROUND, PLASTIC WITH METAL FRONT RING, YELLOW, 30MM, MOMENTARY CONTAC | 20.52
3SU1030-1BA10-0AA0-ZY12 | MUSHROOM PUSHBUTTON, 22MM, ROUND, PLASTIC WITH METAL FRONT RING, BLACK, 40MM, LATCHING, PULL T | 37.6
3SU1030-1BA10-0AA0-ZY13 | MUSHROOM PUSHBUTTON, 22MM, ROUND, PLASTIC WITH METAL FRONT RING, BLACK, 40MM, LATCHING, PULL T | 37.6
3SU1030-1BA10-0AA0-ZY15 | MUSHROOM PUSHBUTTON, 22MM, ROUND, PLASTIC WITH METAL FRONT RING, BLACK, 40MM, LATCHING, PULL T | 37.6
3SU1030-1BA10-0AA0-ZY19 | MUSHROOM PUSHBUTTON, 22MM, ROUND, PLASTIC WITH METAL FRONT RING, BLACK, 40MM, LATCHING, PULL T | 35.7
3SU1030-1BD10-0AA0-ZY11 | MUSHROOM PUSHBUTTON, 22MM, ROUND, PLASTIC WITH METAL FRONT RING, BLACK, 40MM, MOMENTARY CONTACT | 22.41
3SU1030-1BD10-0AA0-ZY12 | MUSHROOM PUSHBUTTON, 22MM, ROUND, PLASTIC WITH METAL FRONT RING, BLACK, 40MM, MOMENTARY CONTACT | 22.41
3SU1030-1BD10-0AA0-ZY13 | MUSHROOM PUSHBUTTON, 22MM, ROUND, PLASTIC WITH METAL FRONT RING, BLACK, 40MM, MOMENTARY CONTACT | 22.41
3SU1030-1BD10-0AA0-ZY15 | MUSHROOM PUSHBUTTON, 22MM, ROUND, PLASTIC WITH METAL FRONT RING, BLACK, 40MM, MOMENTARY CONTACT | 22.41
3SU1030-1BD30-0AA0-ZY12 | MUSHROOM PUSHBUTTON, 22MM, ROUND, PLASTIC WITH METAL FRONT RING, YELLOW, 40MM, MOMENTARY CONTAC | 22.41
3SU1030-1BD30-0AA0-ZY13 | MUSHROOM PUSHBUTTON, 22MM, ROUND, PLASTIC WITH METAL FRONT RING, YELLOW, 40MM, MOMENTARY CONTAC | 22.41
3SU1030-1BD30-0AA0-ZY15 | MUSHROOM PUSHBUTTON, 22MM, ROUND, PLASTIC WITH METAL FRONT RING, YELLOW, 40MM, MOMENTARY CONTAC | 22.41
3SU1030-1BD30-0AA0-ZY19 | MUSHROOM PUSHBUTTON, 22MM, ROUND, PLASTIC WITH METAL FRONT RING, YELLOW, 40MM, MOMENTARY CONTAC | 20.52
3SU1030-3AB61-0AA0-ZX90 | TWIN PUSHBUTTON, 22MM, ROUND, PLASTIC WITH METAL FRONT RING, WHITE, BLACK, FLAT BUTTONS, Z = 50 | 18.23
3SU1030-3AB66-0AN0 | TWIN PUSHBUTTON, 22MM, ROUND, PLASTIC WITH METAL FRONT RING, WHITE: ARROW UP, WHITE: ARROW DOWN, | 19.63
3SU1030-3AB66-0AN0-ZX90 | TWIN PUSHBUTTON, 22MM, ROUND, PLASTIC WITH METAL FRONT RING, WHITE: ARROW UP, WHITE: ARROW DOWN, | 19.63
3SU1030-3BB42-0AA0 | TWIN PUSHBUTTON, 22MM, ROUND, PLASTIC WITH METAL FRONT RING, GREEN, RED, FLAT AND RAISED BUTTONS | 18.23
3SU1030-3BB42-0AA0-ZX90 | TWIN PUSHBUTTON, 22MM, ROUND, PLASTIC WITH METAL FRONT RING, GREEN, RED, FLAT AND RAISED BUTTONS | 18.23
3SU1030-4BC01-0AA0-ZY11 | RONIS KEY-OPERATED SWITCH, 22MM, ROUND, PLASTIC WITH METAL FRONT RING, LOCK NO. SB30, WITH 2 KEY | 46.46
3SU1030-4BC01-0AA0-ZY12 | RONIS KEY-OPERATED SWITCH, 22MM, ROUND, PLASTIC WITH METAL FRONT RING, LOCK NO. SB30, WITH 2 KEY | 46.46
3SU1030-4BC01-0AA0-ZY15 | RONIS KEY-OPERATED SWITCH, 22MM, ROUND, PLASTIC WITH METAL FRONT RING, LOCK NO. SB30, WITH 2 KEY | 46.46
3SU1030-4BC01-0AA0-ZY19 | RONIS KEY-OPERATED SWITCH, 22MM, ROUND, PLASTIC WITH METAL FRONT RING, LOCK NO. SB30, WITH 2 KEY | 44.57
3SU1030-4BF11-0AA0-ZY10 | RONIS KEY-OPERATED SWITCH, 22MM, ROUND, PLASTIC WITH METAL FRONT RING, LOCK NO. SB30, WITH 2 KEY | 46.46
3SU1030-4BF11-0AA0-ZY11 | RONIS KEY-OPERATED SWITCH, 22MM, ROUND, PLASTIC WITH METAL FRONT RING, LOCK NO. SB30, WITH 2 KEY | 46.46
3SU1030-4BF11-0AA0-ZY12 | RONIS KEY-OPERATED SWITCH, 22MM, ROUND, PLASTIC WITH METAL FRONT RING, LOCK NO. SB30, WITH 2 KEY | 46.46
3SU1030-1AA20-0AA0 | MUSHROOM PUSHBUTTON, 22MM, ROUND, PLASTIC WITH METAL FRONT RING, RED, 30MM, LATCHING, PULL TO | 32.72
3SU1030-1AA20-0AA0-ZY19 | MUSHROOM PUSHBUTTON, 22MM, ROUND, PLASTIC WITH METAL FRONT RING, RED, 30MM, LATCHING, PULL TO | 34
3SU1030-1AD10-0AA0-ZX90 | MUSHROOM PUSHBUTTON, 22MM, ROUND, PLASTIC WITH METAL FRONT RING, BLACK, 30MM, MOMENTARY CONTACT | 19.24
3SU1030-1AD20-0AA0 | MUSHROOM PUSHBUTTON, 22MM, ROUND, PLASTIC WITH METAL FRONT RING, RED, 30MM, MOMENTARY CONTACT T | 19.24
3SU1030-1AD20-0AA0-ZY10 | MUSHROOM PUSHBUTTON, 22MM, ROUND, PLASTIC WITH METAL FRONT RING, RED, 30MM, MOMENTARY CONTACT T | 22.41
3SU1030-1AD20-0AA0-ZY19 | MUSHROOM PUSHBUTTON, 22MM, ROUND, PLASTIC WITH METAL FRONT RING, RED, 30MM, MOMENTARY CONTACT T | 20.52
3SU1030-1AD30-0AA0-ZX90 | MUSHROOM PUSHBUTTON, 22MM, ROUND, PLASTIC WITH METAL FRONT RING, YELLOW, 30MM, MOMENTARY CONTAC | 19.24
3SU1030-1AD40-0AA0 | MUSHROOM PUSHBUTTON, 22MM, ROUND, PLASTIC WITH METAL FRONT RING, GREEN, 30MM, MOMENTARY CONTACT | 19.24
3SU1030-1AD40-0AA0-ZY10 | MUSHROOM PUSHBUTTON, 22MM, ROUND, PLASTIC WITH METAL FRONT RING, GREEN, 30MM, MOMENTARY CONTACT | 22.41
3SU1030-1BA10-0AA0-ZX90 | MUSHROOM PUSHBUTTON, 22MM, ROUND, PLASTIC WITH METAL FRONT RING, BLACK, 40MM, LATCHING, PULL T | 34.44
3SU1030-1BA10-0AA0-ZY11 | MUSHROOM PUSHBUTTON, 22MM, ROUND, PLASTIC WITH METAL FRONT RING, BLACK, 40MM, LATCHING, PULL T | 37.6
3SU1030-1BA20-0AA0 | MUSHROOM PUSHBUTTON, 22MM, ROUND, PLASTIC WITH METAL FRONT RING, RED, 40MM, LATCHING, PULL TO | 34.44
3SU1030-1BA20-0AA0-ZY10 | MUSHROOM PUSHBUTTON, 22MM, ROUND, PLASTIC WITH METAL FRONT RING, RED, 40MM, LATCHING, PULL TO | 37.6
3SU1030-1BA20-0AD0-ZX90 | MUSHROOM PUSHBUTTON, 22MM, ROUND, PLASTIC WITH METAL FRONT RING, RED, INSCRIPTION: O, 40MM, LA | 34.44
3SU1030-1BD10-0AA0-ZX90 | MUSHROOM PUSHBUTTON, 22MM, ROUND, PLASTIC WITH METAL FRONT RING, BLACK, 40MM, MOMENTARY CONTACT | 19.24
3SU1030-1BD20-0AA0 | MUSHROOM PUSHBUTTON, 22MM, ROUND, PLASTIC WITH METAL FRONT RING, RED, 40MM, MOMENTARY CONTACT T | 19.24
3SU1030-1BD20-0AA0-ZY10 | MUSHROOM PUSHBUTTON, 22MM, ROUND, PLASTIC WITH METAL FRONT RING, RED, 40MM, MOMENTARY CONTACT T | 22.41
3SU1030-1BD20-0AA0-ZY19 | MUSHROOM PUSHBUTTON, 22MM, ROUND, PLASTIC WITH METAL FRONT RING, RED, 40MM, MOMENTARY CONTACT T | 20.52
3SU1030-1BD30-0AA0-ZX90 | MUSHROOM PUSHBUTTON, 22MM, ROUND, PLASTIC WITH METAL FRONT RING, YELLOW, 40MM, MOMENTARY CONTAC | 19.24
3SU1030-1BD30-0AA0-ZY11 | MUSHROOM PUSHBUTTON, 22MM, ROUND, PLASTIC WITH METAL FRONT RING, YELLOW, 40MM, MOMENTARY CONTAC | 22.41
3SU1030-1BD40-0AA0 | MUSHROOM PUSHBUTTON, 22MM, ROUND, PLASTIC WITH METAL FRONT RING, GREEN, 40MM, MOMENTARY CONTACT | 19.24
3SU1030-1BD40-0AA0-ZY10 | MUSHROOM PUSHBUTTON, 22MM, ROUND, PLASTIC WITH METAL FRONT RING, GREEN, 40MM, MOMENTARY CONTACT | 22.41
3SU1030-3AB11-0AA0-ZX90 | TWIN PUSHBUTTON, 22MM, ROUND, PLASTIC WITH METAL FRONT RING, BLACK, BLACK, FLAT BUTTONS, Z = 50 | 18.23
3SU1030-3AB11-0AQ0 | TWIN PUSHBUTTON, 22MM, ROUND, PLASTIC WITH METAL FRONT RING, BLACK: SYMBOL 5264 IEC 60417, BLACK | 19.63
3SU1030-3AB42-0AA0 | TWIN PUSHBUTTON, 22MM, ROUND, PLASTIC WITH METAL FRONT RING, GREEN, RED, FLAT BUTTONS | 18.23
3SU1030-3AB42-0AK0-ZX90 | TWIN PUSHBUTTON, 22MM, ROUND, PLASTIC WITH METAL FRONT RING, GREEN: I, RED: O, FLAT BUTTONS, Z | 19.63
3SU1030-3AB61-0AK0 | TWIN PUSHBUTTON, 22MM, ROUND, PLASTIC WITH METAL FRONT RING, WHITE: I, BLACK: O, FLAT BUTTONS | 19.63
3SU1030-4BC01-0AA0-ZX90 | RONIS KEY-OPERATED SWITCH, 22MM, ROUND, PLASTIC WITH METAL FRONT RING, LOCK NO. SB30, WITH 2 KEY | 43.3
3SU1030-4BC01-0AA0-ZY10 | RONIS KEY-OPERATED SWITCH, 22MM, ROUND, PLASTIC WITH METAL FRONT RING, LOCK NO. SB30, WITH 2 KEY | 46.46
3SU1030-1AD20-0AA0-ZY15 | MUSHROOM PUSHBUTTON, 22MM, ROUND, PLASTIC WITH METAL FRONT RING, RED, 30MM, MOMENTARY CONTACT T | 22.41
3SU1030-1AD40-0AA0-ZY12 | MUSHROOM PUSHBUTTON, 22MM, ROUND, PLASTIC WITH METAL FRONT RING, GREEN, 30MM, MOMENTARY CONTACT | 22.41
3SU1030-1AD40-0AA0-ZY13 | MUSHROOM PUSHBUTTON, 22MM, ROUND, PLASTIC WITH METAL FRONT RING, GREEN, 30MM, MOMENTARY CONTACT | 22.41
3SU1030-1AD40-0AA0-ZY15 | MUSHROOM PUSHBUTTON, 22MM, ROUND, PLASTIC WITH METAL FRONT RING, GREEN, 30MM, MOMENTARY CONTACT | 22.41
3SU1030-1AD40-0AA0-ZY19 | MUSHROOM PUSHBUTTON, 22MM, ROUND, PLASTIC WITH METAL FRONT RING, GREEN, 30MM, MOMENTARY CONTACT | 20.52
3SU1030-1BA20-0AA0-ZY12 | MUSHROOM PUSHBUTTON, 22MM, ROUND, PLASTIC WITH METAL FRONT RING, RED, 40MM, LATCHING, PULL TO | 37.6
3SU1030-1BA20-0AA0-ZY13 | MUSHROOM PUSHBUTTON, 22MM, ROUND, PLASTIC WITH METAL FRONT RING, RED, 40MM, LATCHING, PULL TO | 37.6
3SU1030-1BA20-0AA0-ZY15 | MUSHROOM PUSHBUTTON, 22MM, ROUND, PLASTIC WITH METAL FRONT RING, RED, 40MM, LATCHING, PULL TO | 37.6
3SU1030-1BA20-0AA0-ZY19 | MUSHROOM PUSHBUTTON, 22MM, ROUND, PLASTIC WITH METAL FRONT RING, RED, 40MM, LATCHING, PULL TO | 35.7
3SU1030-1BA20-0AD0 | MUSHROOM PUSHBUTTON, 22MM, ROUND, PLASTIC WITH METAL FRONT RING, RED, INSCRIPTION: O, 40MM, LA | 34.44
3SU1030-1BD20-0AA0-ZY11 | MUSHROOM PUSHBUTTON, 22MM, ROUND, PLASTIC WITH METAL FRONT RING, RED, 40MM, MOMENTARY CONTACT T | 22.41
3SU1030-1BD20-0AA0-ZY12 | MUSHROOM PUSHBUTTON, 22MM, ROUND, PLASTIC WITH METAL FRONT RING, RED, 40MM, MOMENTARY CONTACT T | 22.41
3SU1030-1BD20-0AA0-ZY13 | MUSHROOM PUSHBUTTON, 22MM, ROUND, PLASTIC WITH METAL FRONT RING, RED, 40MM, MOMENTARY CONTACT T | 22.41
3SU1030-1BD20-0AA0-ZY15 | MUSHROOM PUSHBUTTON, 22MM, ROUND, PLASTIC WITH METAL FRONT RING, RED, 40MM, MOMENTARY CONTACT T | 22.41
3SU1030-1BD40-0AA0-ZY12 | MUSHROOM PUSHBUTTON, 22MM, ROUND, PLASTIC WITH METAL FRONT RING, GREEN, 40MM, MOMENTARY CONTACT | 22.41
3SU1030-1BD40-0AA0-ZY13 | MUSHROOM PUSHBUTTON, 22MM, ROUND, PLASTIC WITH METAL FRONT RING, GREEN, 40MM, MOMENTARY CONTACT | 22.41
3SU1030-1BD40-0AA0-ZY15 | MUSHROOM PUSHBUTTON, 22MM, ROUND, PLASTIC WITH METAL FRONT RING, GREEN, 40MM, MOMENTARY CONTACT | 22.41
3SU1030-1BD40-0AA0-ZY19 | MUSHROOM PUSHBUTTON, 22MM, ROUND, PLASTIC WITH METAL FRONT RING, GREEN, 40MM, MOMENTARY CONTACT | 20.52
3SU1030-3AB61-0AK0-ZX90 | TWIN PUSHBUTTON, 22MM, ROUND, PLASTIC WITH METAL FRONT RING, WHITE: I, BLACK: O, FLAT BUTTONS, | 19.63
3SU1030-3AB66-0AA0 | TWIN PUSHBUTTON, 22MM, ROUND, PLASTIC WITH METAL FRONT RING, WHITE, WHITE, FLAT BUTTONS | 18.23
3SU1030-3AB66-0AA0-ZX90 | TWIN PUSHBUTTON, 22MM, ROUND, PLASTIC WITH METAL FRONT RING, WHITE, WHITE, FLAT BUTTONS, Z = 50 | 18.23
3SU1030-3BB42-0AK0 | TWIN PUSHBUTTON, 22MM, ROUND, PLASTIC WITH METAL FRONT RING, GREEN: I, RED: O, FLAT AND RAISED B | 19.63
3SU1030-3BB42-0AK0-ZX90 | TWIN PUSHBUTTON, 22MM, ROUND, PLASTIC WITH METAL FRONT RING, GREEN: I, RED: O, FLAT AND RAISED B | 19.63
3SU1030-4BF01-0AA0-ZY11 | RONIS KEY-OPERATED SWITCH, 22MM, ROUND, PLASTIC WITH METAL FRONT RING, LOCK NO. SB30, WITH 2 KEY | 46.46
3SU1030-4BF01-0AA0-ZY12 | RONIS KEY-OPERATED SWITCH, 22MM, ROUND, PLASTIC WITH METAL FRONT RING, LOCK NO. SB30, WITH 2 KEY | 46.46
3SU1030-4BF01-0AA0-ZY15 | RONIS KEY-OPERATED SWITCH, 22MM, ROUND, PLASTIC WITH METAL FRONT RING, LOCK NO. SB30, WITH 2 KEY | 46.46
3SU1030-4BF21-0AA0-ZY01 | RONIS KEY-OPERATED SWITCH, 22MM, ROUND, PLASTIC WITH METAL FRONT RING, SPECIAL LOCK, WITH 2 KEYS | 74.7
3SU1030-4BF21-0AA0-ZY10 | RONIS KEY-OPERATED SWITCH, 22MM, ROUND, PLASTIC WITH METAL FRONT RING, LOCK NO. SB30, WITH 2 KEY | 46.46
3SU1030-4BF21-0AA0-ZY11 | RONIS KEY-OPERATED SWITCH, 22MM, ROUND, PLASTIC WITH METAL FRONT RING, LOCK NO. SB30, WITH 2 KEY | 46.46
3SU1030-3AB11-0AQ0-ZX90 | TWIN PUSHBUTTON, 22MM, ROUND, PLASTIC WITH METAL FRONT RING, BLACK: SYMBOL 5264 IEC 60417, BLACK | 19.63
3SU1030-3AB42-0AA0-ZX90 | TWIN PUSHBUTTON, 22MM, ROUND, PLASTIC WITH METAL FRONT RING, GREEN, RED, FLAT BUTTONS, Z = 50X | 18.23
3SU1030-3AB42-0AK0 | TWIN PUSHBUTTON, 22MM, ROUND, PLASTIC WITH METAL FRONT RING, GREEN: I, RED: O, FLAT BUTTONS | 19.63
3SU1030-3AB61-0AA0 | TWIN PUSHBUTTON, 22MM, ROUND, PLASTIC WITH METAL FRONT RING, WHITE, BLACK, FLAT BUTTONS | 18.23
3SU1030-4BC01-0AA0 | RONIS KEY-OPERATED SWITCH, 22MM, ROUND, PLASTIC WITH METAL FRONT RING, LOCK NO. SB30, WITH 2 KEY | 43.3
3SU1030-4BC01-0AA0-ZY01 | RONIS KEY-OPERATED SWITCH, 22MM, ROUND, PLASTIC WITH METAL FRONT RING, SPECIAL LOCK, WITH 2 KEYS | 74.7
3SU1030-4BF01-0AA0 | RONIS KEY-OPERATED SWITCH, 22MM, ROUND, PLASTIC WITH METAL FRONT RING, LOCK NO. SB30, WITH 2 KEY | 43.3
3SU1030-4BF01-0AA0-ZY01 | RONIS KEY-OPERATED SWITCH, 22MM, ROUND, PLASTIC WITH METAL FRONT RING, SPECIAL LOCK, WITH 2 KEYS | 74.7
3SU1030-4BF11-0AA0 | RONIS KEY-OPERATED SWITCH, 22MM, ROUND, PLASTIC WITH METAL FRONT RING, LOCK NO. SB30, WITH 2 KEY | 43.3
3SU1030-4BF11-0AA0-ZY01 | RONIS KEY-OPERATED SWITCH, 22MM, ROUND, PLASTIC WITH METAL FRONT RING, SPECIAL LOCK, WITH 2 KEYS | 74.7
3SU1030-4BF11-0AA0-ZY15 | RONIS KEY-OPERATED SWITCH, 22MM, ROUND, PLASTIC WITH METAL FRONT RING, LOCK NO. SB30, WITH 2 KEY | 46.46
3SU1030-4BF21-0AA0 | RONIS KEY-OPERATED SWITCH, 22MM, ROUND, PLASTIC WITH METAL FRONT RING, LOCK NO. SB30, WITH 2 KEY | 43.3
3SU1030-4BF21-0AA0-ZY15 | RONIS KEY-OPERATED SWITCH, 22MM, ROUND, PLASTIC WITH METAL FRONT RING, LOCK NO. SB30, WITH 2 KEY | 46.46
3SU1030-4BL01-0AA0 | RONIS KEY-OPERATED SWITCH, 22MM, ROUND, PLASTIC WITH METAL FRONT RING, LOCK NO. SB30, WITH 2 KEY | 46.03
3SU1030-4BL01-0AA0-ZY15 | RONIS KEY-OPERATED SWITCH, 22MM, ROUND, PLASTIC WITH METAL FRONT RING, LOCK NO. SB30, WITH 2 KEY | 49.19
3SU1030-4BL11-0AA0 | RONIS KEY-OPERATED SWITCH, 22MM, ROUND, PLASTIC WITH METAL FRONT RING, LOCK NO. SB30, WITH 2 KEY | 46.03
3SU1030-4BL11-0AA0-ZY12 | RONIS KEY-OPERATED SWITCH, 22MM, ROUND, PLASTIC WITH METAL FRONT RING, LOCK NO. SB30, WITH 2 KEY | 49.19
3SU1030-4BL11-0AA0-ZY15 | RONIS KEY-OPERATED SWITCH, 22MM, ROUND, PLASTIC WITH METAL FRONT RING, LOCK NO. SB30, WITH 2 KEY | 49.19
3SU1030-4BL21-0AA0 | RONIS KEY-OPERATED SWITCH, 22MM, ROUND, PLASTIC WITH METAL FRONT RING, LOCK NO. SB30, WITH 2 KEY | 46.03
3SU1030-4BL21-0AA0-ZY12 | RONIS KEY-OPERATED SWITCH, 22MM, ROUND, PLASTIC WITH METAL FRONT RING, LOCK NO. SB30, WITH 2 KEY | 49.19
3SU1030-4BL21-0AA0-ZY15 | RONIS KEY-OPERATED SWITCH, 22MM, ROUND, PLASTIC WITH METAL FRONT RING, LOCK NO. SB30, WITH 2 KEY | 49.19
3SU1030-4BL31-0AA0-ZY12 | RONIS KEY-OPERATED SWITCH, 22MM, ROUND, PLASTIC WITH METAL FRONT RING, LOCK NO. SB30, WITH 2 KEY | 49.19
3SU1030-4BL31-0AA0-ZY15 | RONIS KEY-OPERATED SWITCH, 22MM, ROUND, PLASTIC WITH METAL FRONT RING, LOCK NO. SB30, WITH 2 KEY | 49.19
3SU1030-4BL41-0AA0-ZY10 | RONIS KEY-OPERATED SWITCH, 22MM, ROUND, PLASTIC WITH METAL FRONT RING, LOCK NO. SB30, WITH 2 KEY | 49.19
3SU1030-4BL41-0AA0-ZY12 | RONIS KEY-OPERATED SWITCH, 22MM, ROUND, PLASTIC WITH METAL FRONT RING, LOCK NO. SB30, WITH 2 KEY | 49.19
3SU1030-4BL41-0AA0-ZY15 | RONIS KEY-OPERATED SWITCH, 22MM, ROUND, PLASTIC WITH METAL FRONT RING, LOCK NO. SB30, WITH 2 KEY | 49.19
3SU1030-4BL51-0AA0-ZY10 | RONIS KEY-OPERATED SWITCH, 22MM, ROUND, PLASTIC WITH METAL FRONT RING, LOCK NO. SB30, WITH 2 KEY | 49.19
3SU1030-4HF21-0AA0-ZX90 | O.M.R. KEY-OPERATED SWITCH, 22MM, ROUND, PLASTIC WITH METAL FRONT RING, LOCK NO. 73034, BLACK, W | 66.46
3SU1030-4HL01-0AA0 | O.M.R. KEY-OPERATED SWITCH, 22MM, ROUND, PLASTIC WITH METAL FRONT RING, LOCK NO. 73034, BLACK, W | 66.46
3SU1030-4BL01-0AA0-ZY01 | RONIS KEY-OPERATED SWITCH, 22MM, ROUND, PLASTIC WITH METAL FRONT RING, SPECIAL LOCK, WITH 2 KEYS | 77.86
3SU1030-4BL01-0AA0-ZY10 | RONIS KEY-OPERATED SWITCH, 22MM, ROUND, PLASTIC WITH METAL FRONT RING, LOCK NO. SB30, WITH 2 KEY | 49.19
3SU1030-4BL01-0AA0-ZY11 | RONIS KEY-OPERATED SWITCH, 22MM, ROUND, PLASTIC WITH METAL FRONT RING, LOCK NO. SB30, WITH 2 KEY | 49.19
3SU1030-4BL01-0AA0-ZY12 | RONIS KEY-OPERATED SWITCH, 22MM, ROUND, PLASTIC WITH METAL FRONT RING, LOCK NO. SB30, WITH 2 KEY | 49.19
3SU1030-4BL21-0AA0-ZX90 | RONIS KEY-OPERATED SWITCH, 22MM, ROUND, PLASTIC WITH METAL FRONT RING, LOCK NO. SB30, WITH 2 KEY | 46.03
3SU1030-4BL21-0AA0-ZY01 | RONIS KEY-OPERATED SWITCH, 22MM, ROUND, PLASTIC WITH METAL FRONT RING, SPECIAL LOCK, WITH 2 KEYS | 77.86
3SU1030-4BL21-0AA0-ZY10 | RONIS KEY-OPERATED SWITCH, 22MM, ROUND, PLASTIC WITH METAL FRONT RING, LOCK NO. SB30, WITH 2 KEY | 49.19
3SU1030-4BL21-0AA0-ZY11 | RONIS KEY-OPERATED SWITCH, 22MM, ROUND, PLASTIC WITH METAL FRONT RING, LOCK NO. SB30, WITH 2 KEY | 49.19
3SU1030-4BL31-0AA0-ZY19 | RONIS KEY-OPERATED SWITCH, 22MM, ROUND, PLASTIC WITH METAL FRONT RING, LOCK NO. SB30, WITH 2 KEY | 47.29
3SU1030-4BL41-0AA0 | RONIS KEY-OPERATED SWITCH, 22MM, ROUND, PLASTIC WITH METAL FRONT RING, LOCK NO. SB30, WITH 2 KEY | 46.03
3SU1030-4BL41-0AA0-ZX90 | RONIS KEY-OPERATED SWITCH, 22MM, ROUND, PLASTIC WITH METAL FRONT RING, LOCK NO. SB30, WITH 2 KEY | 46.03
3SU1030-4BL41-0AA0-ZY01 | RONIS KEY-OPERATED SWITCH, 22MM, ROUND, PLASTIC WITH METAL FRONT RING, SPECIAL LOCK, WITH 2 KEYS | 77.86
3SU1030-4JL11-0AA0 | O.M.R. KEY-OPERATED SWITCH, 22MM, ROUND, PLASTIC WITH METAL FRONT RING, LOCK NO. 73033, YELLOW, | 66.46
3SU1030-5BF11-0AA0 | CES KEY-OPERATED SWITCH, 22MM, ROUND, PLASTIC WITH METAL FRONT RING, LOCK NO. SSG10, WITH 2 KEYS | 105.72
3SU1030-5BF11-0AA0-ZX90 | CES KEY-OPERATED SWITCH, 22MM, ROUND, PLASTIC WITH METAL FRONT RING, LOCK NO. SSG10, WITH 2 KEYS | 105.72
3SU1030-5BF11-0AA0-ZY01 | CES KEY-OPERATED SWITCH, 22MM, ROUND, PLASTIC WITH METAL FRONT RING, SPECIAL LOCK, WITH 2 KEYS, | 137.37
3SU1000-1AA30-0AA0 | MUSHROOM PUSHBUTTON, 22MM, ROUND, PLASTIC, YELLOW, 30MM, LATCHING, PULL TO UNLATCH | 16.35
3SU1000-1AA30-0AA0-ZX90 | MUSHROOM PUSHBUTTON, 22MM, ROUND, PLASTIC, YELLOW, 30MM, LATCHING, PULL TO UNLATCH Z = 20X PA | 17.8
3SU1000-1AD10-0AA0-ZY19 | MUSHROOM PUSHBUTTON, 22MM, ROUND, PLASTIC, BLACK, 30MM, MOMENTARY CONTACT TYPE, WITH LASER INS | 11.65
3SU1000-1AD20-0AA0 | MUSHROOM PUSHBUTTON, 22MM, ROUND, PLASTIC, RED, 30MM, MOMENTARY CONTACT TYPE | 9.55
3SU1000-1AD20-0AA0-ZX90 | MUSHROOM PUSHBUTTON, 22MM, ROUND, PLASTIC, RED, 30MM, MOMENTARY CONTACT TYPE, Z = 20X PACK | 10.39
3SU1000-1AD20-0AA0-ZY10 | MUSHROOM PUSHBUTTON, 22MM, ROUND, PLASTIC, RED, 30MM, MOMENTARY CONTACT TYPE, WITH LASER INSCR | 13.55
3SU1000-1AD30-0AA0-ZY19 | MUSHROOM PUSHBUTTON, 22MM, ROUND, PLASTIC, YELLOW, 30MM, MOMENTARY CONTACT TYPE, WITH LASER IN | 11.65
3SU1000-1AD40-0AA0 | MUSHROOM PUSHBUTTON, 22MM, ROUND, PLASTIC, GREEN, 30MM, MOMENTARY CONTACT TYPE | 9.55
3SU1000-1AD40-0AA0-ZX90 | MUSHROOM PUSHBUTTON, 22MM, ROUND, PLASTIC, GREEN, 30MM, MOMENTARY CONTACT TYPE, Z = 20X PACK | 10.39
3SU1000-1AD40-0AA0-ZY10 | MUSHROOM PUSHBUTTON, 22MM, ROUND, PLASTIC, GREEN, 30MM, MOMENTARY CONTACT TYPE, WITH LASER INS | 13.55
3SU1000-1AD40-0AA0-ZY11 | MUSHROOM PUSHBUTTON, 22MM, ROUND, PLASTIC, GREEN, 30MM, MOMENTARY CONTACT TYPE, WITH LASER INS | 13.55
3SU1000-1BA20-0AA0 | MUSHROOM PUSHBUTTON, 22MM, ROUND, PLASTIC, RED, 40MM, LATCHING, PULL TO UNLATCH | 17.03
3SU1000-1BA20-0AA0-ZX90 | MUSHROOM PUSHBUTTON, 22MM, ROUND, PLASTIC, RED, 40MM, LATCHING, PULL TO UNLATCH Z = 20X PACK | 18.54
3SU1000-1BA20-0AA0-ZY10 | MUSHROOM PUSHBUTTON, 22MM, ROUND, PLASTIC, RED, 40MM, LATCHING, PULL TO UNLATCH, WITH LASER I | 21.72
3SU1030-4HL11-0AA0-ZX90 | O.M.R. KEY-OPERATED SWITCH, 22MM, ROUND, PLASTIC WITH METAL FRONT RING, LOCK NO. 73034, BLACK, W | 66.46
3SU1030-4HM01-0AA0 | O.M.R. KEY-OPERATED SWITCH, 22MM, ROUND, PLASTIC WITH METAL FRONT RING, LOCK NO. 73034, BLACK, W | 66.46
3SU1030-4HN21-0AA0-ZX90 | O.M.R. KEY-OPERATED SWITCH, 22MM, ROUND, PLASTIC WITH METAL FRONT RING, LOCK NO. 73034, BLACK, W | 66.46
3SU1030-4JC01-0AA0 | O.M.R. KEY-OPERATED SWITCH, 22MM, ROUND, PLASTIC WITH METAL FRONT RING, LOCK NO. 73033, YELLOW, | 66.46
3SU1030-4JF01-0AA0-ZX90 | O.M.R. KEY-OPERATED SWITCH, 22MM, ROUND, PLASTIC WITH METAL FRONT RING, LOCK NO. 73033, YELLOW, | 66.46
3SU1030-4JL11-0AA0-ZX90 | O.M.R. KEY-OPERATED SWITCH, 22MM, ROUND, PLASTIC WITH METAL FRONT RING, LOCK NO. 73033, YELLOW, | 66.46
3SU1030-5BC01-0AA0 | CES KEY-OPERATED SWITCH, 22MM, ROUND, PLASTIC WITH METAL FRONT RING, LOCK NO. SSG10, WITH 2 KEYS | 105.72
3SU1030-5BC01-0AA0-ZY01 | CES KEY-OPERATED SWITCH, 22MM, ROUND, PLASTIC WITH METAL FRONT RING, SPECIAL LOCK, WITH 2 KEYS, | 137.37
3SU1030-5BF01-0AA0-ZX90 | CES KEY-OPERATED SWITCH, 22MM, ROUND, PLASTIC WITH METAL FRONT RING, LOCK NO. SSG10, WITH 2 KEYS | 105.72
3SU1000-1AA30-0AA0-ZY10 | MUSHROOM PUSHBUTTON, 22MM, ROUND, PLASTIC, YELLOW, 30MM, LATCHING, PULL TO UNLATCH, WITH LASE | 20.96
3SU1000-1AA30-0AA0-ZY12 | MUSHROOM PUSHBUTTON, 22MM, ROUND, PLASTIC, YELLOW, 30MM, LATCHING, PULL TO UNLATCH, WITH LASE | 20.96
3SU1000-1AD10-0AA0-ZY11 | MUSHROOM PUSHBUTTON, 22MM, ROUND, PLASTIC, BLACK, 30MM, MOMENTARY CONTACT TYPE, WITH LASER INS | 13.55
3SU1000-1AD10-0AA0-ZY13 | MUSHROOM PUSHBUTTON, 22MM, ROUND, PLASTIC, BLACK, 30MM, MOMENTARY CONTACT TYPE, WITH LASER INS | 13.55
3SU1000-1AD20-0AA0-ZY12 | MUSHROOM PUSHBUTTON, 22MM, ROUND, PLASTIC, RED, 30MM, MOMENTARY CONTACT TYPE, WITH LASER INSCR | 13.55
3SU1000-1AD20-0AA0-ZY15 | MUSHROOM PUSHBUTTON, 22MM, ROUND, PLASTIC, RED, 30MM, MOMENTARY CONTACT TYPE, WITH LASER INSCR | 13.55
3SU1000-1AD30-0AA0-ZY11 | MUSHROOM PUSHBUTTON, 22MM, ROUND, PLASTIC, YELLOW, 30MM, MOMENTARY CONTACT TYPE, WITH LASER IN | 13.55
3SU1000-1AD30-0AA0-ZY13 | MUSHROOM PUSHBUTTON, 22MM, ROUND, PLASTIC, YELLOW, 30MM, MOMENTARY CONTACT TYPE, WITH LASER IN | 13.55
3SU1000-1AD40-0AA0-ZY12 | MUSHROOM PUSHBUTTON, 22MM, ROUND, PLASTIC, GREEN, 30MM, MOMENTARY CONTACT TYPE, WITH LASER INS | 13.55
3SU1000-1AD40-0AA0-ZY15 | MUSHROOM PUSHBUTTON, 22MM, ROUND, PLASTIC, GREEN, 30MM, MOMENTARY CONTACT TYPE, WITH LASER INS | 13.55
3SU1000-1BA10-0AA0-ZY13 | MUSHROOM PUSHBUTTON, 22MM, ROUND, PLASTIC, BLACK, 40MM, LATCHING, PULL TO UNLATCH, WITH LASER | 21.72
3SU1000-1BA10-0AA0-ZY19 | MUSHROOM PUSHBUTTON, 22MM, ROUND, PLASTIC, BLACK, 40MM, LATCHING, PULL TO UNLATCH, WITH LASER | 19.82
3SU1000-1BA20-0AA0-ZY12 | MUSHROOM PUSHBUTTON, 22MM, ROUND, PLASTIC, RED, 40MM, LATCHING, PULL TO UNLATCH, WITH LASER I | 21.72
3SU1000-1BA20-0AA0-ZY15 | MUSHROOM PUSHBUTTON, 22MM, ROUND, PLASTIC, RED, 40MM, LATCHING, PULL TO UNLATCH, WITH LASER I | 21.72
3SU1000-1BA30-0AA0-ZY11 | MUSHROOM PUSHBUTTON, 22MM, ROUND, PLASTIC, YELLOW, 40MM, LATCHING, PULL TO UNLATCH, WITH LASE | 21.72
3SU1000-1BA30-0AA0-ZY13 | MUSHROOM PUSHBUTTON, 22MM, ROUND, PLASTIC, YELLOW, 40MM, LATCHING, PULL TO UNLATCH, WITH LASE | 21.72
3SU1000-1BA40-0AA0-ZY12 | MUSHROOM PUSHBUTTON, 22MM, ROUND, PLASTIC, GREEN, 40MM, LATCHING, PULL TO UNLATCH, WITH LASER | 21.72
3SU1000-1BA40-0AA0-ZY15 | MUSHROOM PUSHBUTTON, 22MM, ROUND, PLASTIC, GREEN, 40MM, LATCHING, PULL TO UNLATCH, WITH LASER | 21.72
3SU1000-1BD10-0AA0-ZY11 | MUSHROOM PUSHBUTTON, 22MM, ROUND, PLASTIC, BLACK, 40MM, MOMENTARY CONTACT TYPE, WITH LASER INS | 13.55
3SU1000-1BD10-0AA0-ZY13 | MUSHROOM PUSHBUTTON, 22MM, ROUND, PLASTIC, BLACK, 40MM, MOMENTARY CONTACT TYPE, WITH LASER INS | 13.55
3SU1030-4BF21-0AA0-ZY12 | RONIS KEY-OPERATED SWITCH, 22MM, ROUND, PLASTIC WITH METAL FRONT RING, LOCK NO. SB30, WITH 2 KEY | 46.46
3SU1030-4BL11-0AA0-ZX90 | RONIS KEY-OPERATED SWITCH, 22MM, ROUND, PLASTIC WITH METAL FRONT RING, LOCK NO. SB30, WITH 2 KEY | 46.03
3SU1030-4BL11-0AA0-ZY01 | RONIS KEY-OPERATED SWITCH, 22MM, ROUND, PLASTIC WITH METAL FRONT RING, SPECIAL LOCK, WITH 2 KEYS | 77.86
3SU1030-4BL11-0AA0-ZY10 | RONIS KEY-OPERATED SWITCH, 22MM, ROUND, PLASTIC WITH METAL FRONT RING, LOCK NO. SB30, WITH 2 KEY | 49.19
3SU1030-4BL11-0AA0-ZY11 | RONIS KEY-OPERATED SWITCH, 22MM, ROUND, PLASTIC WITH METAL FRONT RING, LOCK NO. SB30, WITH 2 KEY | 49.19
3SU1030-4BL31-0AA0 | RONIS KEY-OPERATED SWITCH, 22MM, ROUND, PLASTIC WITH METAL FRONT RING, LOCK NO. SB30, WITH 2 KEY | 46.03
3SU1030-4BL31-0AA0-ZX90 | RONIS KEY-OPERATED SWITCH, 22MM, ROUND, PLASTIC WITH METAL FRONT RING, LOCK NO. SB30, WITH 2 KEY | 46.03
3SU1030-4BL31-0AA0-ZY01 | RONIS KEY-OPERATED SWITCH, 22MM, ROUND, PLASTIC WITH METAL FRONT RING, SPECIAL LOCK, WITH 2 KEYS | 77.86
3SU1030-4BL31-0AA0-ZY10 | RONIS KEY-OPERATED SWITCH, 22MM, ROUND, PLASTIC WITH METAL FRONT RING, LOCK NO. SB30, WITH 2 KEY | 49.19
3SU1030-4BL41-0AA0-ZY19 | RONIS KEY-OPERATED SWITCH, 22MM, ROUND, PLASTIC WITH METAL FRONT RING, LOCK NO. SB30, WITH 2 KEY | 47.29
3SU1030-4BL51-0AA0 | RONIS KEY-OPERATED SWITCH, 22MM, ROUND, PLASTIC WITH METAL FRONT RING, LOCK NO. SB30, WITH 2 KEY | 46.03
3SU1030-4BL51-0AA0-ZX90 | RONIS KEY-OPERATED SWITCH, 22MM, ROUND, PLASTIC WITH METAL FRONT RING, LOCK NO. SB30, WITH 2 KEY | 46.03
3SU1030-4BL51-0AA0-ZY01 | RONIS KEY-OPERATED SWITCH, 22MM, ROUND, PLASTIC WITH METAL FRONT RING, SPECIAL LOCK, WITH 2 KEYS | 77.86
3SU1030-4JF11-0AA0 | O.M.R. KEY-OPERATED SWITCH, 22MM, ROUND, PLASTIC WITH METAL FRONT RING, LOCK NO. 73033, YELLOW, | 66.46
3SU1030-4WS10-0AA0 | ID KEY-OPERATED SWITCH, 22MM, ROUND, PLASTIC WITH METAL FRONT RING, BLACK, RFID, 4 SWITCH POSIT | 93.69
3SU1030-5BF01-0AA0-ZY01 | CES KEY-OPERATED SWITCH, 22MM, ROUND, PLASTIC WITH METAL FRONT RING, SPECIAL LOCK, WITH 2 KEYS, | 137.37
3SU1030-5BF21-0AA0 | CES KEY-OPERATED SWITCH, 22MM, ROUND, PLASTIC WITH METAL FRONT RING, LOCK NO. SSG10, WITH 2 KEYS | 105.72
3SU1030-5BF21-0AA0-ZX90 | CES KEY-OPERATED SWITCH, 22MM, ROUND, PLASTIC WITH METAL FRONT RING, LOCK NO. SSG10, WITH 2 KEYS | 105.72
3SU1030-5BF21-0AA0-ZY01 | CES KEY-OPERATED SWITCH, 22MM, ROUND, PLASTIC WITH METAL FRONT RING, SPECIAL LOCK, WITH 2 KEYS, | 137.37
3SU1000-1AA30-0AA0-ZY15 | MUSHROOM PUSHBUTTON, 22MM, ROUND, PLASTIC, YELLOW, 30MM, LATCHING, PULL TO UNLATCH, WITH LASE | 20.96
3SU1000-1AA30-0AA0-ZY19 | MUSHROOM PUSHBUTTON, 22MM, ROUND, PLASTIC, YELLOW, 30MM, LATCHING, PULL TO UNLATCH, WITH LASE | 19.06
3SU1000-1AD10-0AA0 | MUSHROOM PUSHBUTTON, 22MM, ROUND, PLASTIC, BLACK, 30MM, MOMENTARY CONTACT TYPE | 9.55
3SU1000-1AD10-0AA0-ZX90 | MUSHROOM PUSHBUTTON, 22MM, ROUND, PLASTIC, BLACK, 30MM, MOMENTARY CONTACT TYPE, Z = 20X PACK | 10.39
3SU1000-1AD20-0AA0-ZY19 | MUSHROOM PUSHBUTTON, 22MM, ROUND, PLASTIC, RED, 30MM, MOMENTARY CONTACT TYPE, WITH LASER INSCR | 11.65
3SU1000-1AD30-0AA0 | MUSHROOM PUSHBUTTON, 22MM, ROUND, PLASTIC, YELLOW, 30MM, MOMENTARY CONTACT TYPE | 9.55
3SU1000-1AD30-0AA0-ZX90 | MUSHROOM PUSHBUTTON, 22MM, ROUND, PLASTIC, YELLOW, 30MM, MOMENTARY CONTACT TYPE, Z = 20X PACK | 10.39
3SU1000-1AD30-0AA0-ZY10 | MUSHROOM PUSHBUTTON, 22MM, ROUND, PLASTIC, YELLOW, 30MM, MOMENTARY CONTACT TYPE, WITH LASER IN | 13.55
3SU1000-1BA10-0AA0 | MUSHROOM PUSHBUTTON, 22MM, ROUND, PLASTIC, BLACK, 40MM, LATCHING, PULL TO UNLATCH | 17.03
3SU1000-1BA10-0AA0-ZX90 | MUSHROOM PUSHBUTTON, 22MM, ROUND, PLASTIC, BLACK, 40MM, LATCHING, PULL TO UNLATCH Z = 20X PAC | 18.54
3SU1030-4BF01-0AA0-ZX90 | RONIS KEY-OPERATED SWITCH, 22MM, ROUND, PLASTIC WITH METAL FRONT RING, LOCK NO. SB30, WITH 2 KEY | 43.3
3SU1030-4BF01-0AA0-ZY10 | RONIS KEY-OPERATED SWITCH, 22MM, ROUND, PLASTIC WITH METAL FRONT RING, LOCK NO. SB30, WITH 2 KEY | 46.46
3SU1030-4BF01-0AA0-ZY19 | RONIS KEY-OPERATED SWITCH, 22MM, ROUND, PLASTIC WITH METAL FRONT RING, LOCK NO. SB30, WITH 2 KEY | 44.57
3SU1030-4BF11-0AA0-ZX90 | RONIS KEY-OPERATED SWITCH, 22MM, ROUND, PLASTIC WITH METAL FRONT RING, LOCK NO. SB30, WITH 2 KEY | 43.3
3SU1030-4BF11-0AA0-ZY19 | RONIS KEY-OPERATED SWITCH, 22MM, ROUND, PLASTIC WITH METAL FRONT RING, LOCK NO. SB30, WITH 2 KEY | 44.57
3SU1030-4BF21-0AA0-ZX90 | RONIS KEY-OPERATED SWITCH, 22MM, ROUND, PLASTIC WITH METAL FRONT RING, LOCK NO. SB30, WITH 2 KEY | 43.3
3SU1030-4BF21-0AA0-ZY19 | RONIS KEY-OPERATED SWITCH, 22MM, ROUND, PLASTIC WITH METAL FRONT RING, LOCK NO. SB30, WITH 2 KEY | 44.57
3SU1030-4BL01-0AA0-ZX90 | RONIS KEY-OPERATED SWITCH, 22MM, ROUND, PLASTIC WITH METAL FRONT RING, LOCK NO. SB30, WITH 2 KEY | 46.03
3SU1030-4BL01-0AA0-ZY19 | RONIS KEY-OPERATED SWITCH, 22MM, ROUND, PLASTIC WITH METAL FRONT RING, LOCK NO. SB30, WITH 2 KEY | 47.29
3SU1030-4BL11-0AA0-ZY19 | RONIS KEY-OPERATED SWITCH, 22MM, ROUND, PLASTIC WITH METAL FRONT RING, LOCK NO. SB30, WITH 2 KEY | 47.29
3SU1030-4BL21-0AA0-ZY19 | RONIS KEY-OPERATED SWITCH, 22MM, ROUND, PLASTIC WITH METAL FRONT RING, LOCK NO. SB30, WITH 2 KEY | 47.29
3SU1030-4BL31-0AA0-ZY11 | RONIS KEY-OPERATED SWITCH, 22MM, ROUND, PLASTIC WITH METAL FRONT RING, LOCK NO. SB30, WITH 2 KEY | 49.19
3SU1030-4BL41-0AA0-ZY11 | RONIS KEY-OPERATED SWITCH, 22MM, ROUND, PLASTIC WITH METAL FRONT RING, LOCK NO. SB30, WITH 2 KEY | 49.19
3SU1030-4BL51-0AA0-ZY11 | RONIS KEY-OPERATED SWITCH, 22MM, ROUND, PLASTIC WITH METAL FRONT RING, LOCK NO. SB30, WITH 2 KEY | 49.19
3SU1030-4HF11-0AA0-ZX90 | O.M.R. KEY-OPERATED SWITCH, 22MM, ROUND, PLASTIC WITH METAL FRONT RING, LOCK NO. 73034, BLACK, W | 66.46
3SU1030-4HF21-0AA0 | O.M.R. KEY-OPERATED SWITCH, 22MM, ROUND, PLASTIC WITH METAL FRONT RING, LOCK NO. 73034, BLACK, W | 66.46
3SU1030-4HL01-0AA0-ZX90 | O.M.R. KEY-OPERATED SWITCH, 22MM, ROUND, PLASTIC WITH METAL FRONT RING, LOCK NO. 73034, BLACK, W | 66.46
3SU1030-4HL11-0AA0 | O.M.R. KEY-OPERATED SWITCH, 22MM, ROUND, PLASTIC WITH METAL FRONT RING, LOCK NO. 73034, BLACK, W | 66.46
3SU1030-4HM01-0AA0-ZX90 | O.M.R. KEY-OPERATED SWITCH, 22MM, ROUND, PLASTIC WITH METAL FRONT RING, LOCK NO. 73034, BLACK, W | 66.46
3SU1030-4HN21-0AA0 | O.M.R. KEY-OPERATED SWITCH, 22MM, ROUND, PLASTIC WITH METAL FRONT RING, LOCK NO. 73034, BLACK, W | 66.46
3SU1030-4JC01-0AA0-ZX90 | O.M.R. KEY-OPERATED SWITCH, 22MM, ROUND, PLASTIC WITH METAL FRONT RING, LOCK NO. 73033, YELLOW, | 66.46
3SU1030-4JF01-0AA0 | O.M.R. KEY-OPERATED SWITCH, 22MM, ROUND, PLASTIC WITH METAL FRONT RING, LOCK NO. 73033, YELLOW, | 66.46
3SU1030-4JF11-0AA0-ZX90 | O.M.R. KEY-OPERATED SWITCH, 22MM, ROUND, PLASTIC WITH METAL FRONT RING, LOCK NO. 73033, YELLOW, | 66.46
3SU1030-4WS10-0AA0-ZX90 | ID KEY-OPERATED SWITCH, 22MM, ROUND, PLASTIC WITH METAL FRONT RING, BLACK, RFID, 4 SWITCH POSIT | 93.69
3SU1030-5BC01-0AA0-ZX90 | CES KEY-OPERATED SWITCH, 22MM, ROUND, PLASTIC WITH METAL FRONT RING, LOCK NO. SSG10, WITH 2 KEYS | 105.72
3SU1030-5BF01-0AA0 | CES KEY-OPERATED SWITCH, 22MM, ROUND, PLASTIC WITH METAL FRONT RING, LOCK NO. SSG10, WITH 2 KEYS | 105.72
3SU1000-1AA30-0AA0-ZY11 | MUSHROOM PUSHBUTTON, 22MM, ROUND, PLASTIC, YELLOW, 30MM, LATCHING, PULL TO UNLATCH, WITH LASE | 20.96
3SU1000-1AA30-0AA0-ZY13 | MUSHROOM PUSHBUTTON, 22MM, ROUND, PLASTIC, YELLOW, 30MM, LATCHING, PULL TO UNLATCH, WITH LASE | 20.96
3SU1000-1AD10-0AA0-ZY10 | MUSHROOM PUSHBUTTON, 22MM, ROUND, PLASTIC, BLACK, 30MM, MOMENTARY CONTACT TYPE, WITH LASER INS | 13.55
3SU1000-1AD10-0AA0-ZY12 | MUSHROOM PUSHBUTTON, 22MM, ROUND, PLASTIC, BLACK, 30MM, MOMENTARY CONTACT TYPE, WITH LASER INS | 13.55
3SU1000-1AD10-0AA0-ZY15 | MUSHROOM PUSHBUTTON, 22MM, ROUND, PLASTIC, BLACK, 30MM, MOMENTARY CONTACT TYPE, WITH LASER INS | 13.55
3SU1000-1AD20-0AA0-ZY11 | MUSHROOM PUSHBUTTON, 22MM, ROUND, PLASTIC, RED, 30MM, MOMENTARY CONTACT TYPE, WITH LASER INSCR | 13.55
3SU1000-1AD20-0AA0-ZY13 | MUSHROOM PUSHBUTTON, 22MM, ROUND, PLASTIC, RED, 30MM, MOMENTARY CONTACT TYPE, WITH LASER INSCR | 13.55
3SU1000-1AD30-0AA0-ZY12 | MUSHROOM PUSHBUTTON, 22MM, ROUND, PLASTIC, YELLOW, 30MM, MOMENTARY CONTACT TYPE, WITH LASER IN | 13.55
3SU1000-1AD30-0AA0-ZY15 | MUSHROOM PUSHBUTTON, 22MM, ROUND, PLASTIC, YELLOW, 30MM, MOMENTARY CONTACT TYPE, WITH LASER IN | 13.55
3SU1000-1AD40-0AA0-ZY13 | MUSHROOM PUSHBUTTON, 22MM, ROUND, PLASTIC, GREEN, 30MM, MOMENTARY CONTACT TYPE, WITH LASER INS | 13.55
3SU1000-1AD40-0AA0-ZY19 | MUSHROOM PUSHBUTTON, 22MM, ROUND, PLASTIC, GREEN, 30MM, MOMENTARY CONTACT TYPE, WITH LASER INS | 11.65
3SU1000-1BA10-0AA0-ZY12 | MUSHROOM PUSHBUTTON, 22MM, ROUND, PLASTIC, BLACK, 40MM, LATCHING, PULL TO UNLATCH, WITH LASER | 21.72
3SU1000-1BA10-0AA0-ZY15 | MUSHROOM PUSHBUTTON, 22MM, ROUND, PLASTIC, BLACK, 40MM, LATCHING, PULL TO UNLATCH, WITH LASER | 21.72
3SU1000-1BA20-0AA0-ZY13 | MUSHROOM PUSHBUTTON, 22MM, ROUND, PLASTIC, RED, 40MM, LATCHING, PULL TO UNLATCH, WITH LASER I | 21.72
3SU1000-1BA20-0AA0-ZY19 | MUSHROOM PUSHBUTTON, 22MM, ROUND, PLASTIC, RED, 40MM, LATCHING, PULL TO UNLATCH, WITH LASER I | 19.82
3SU1000-1BA30-0AA0-ZY12 | MUSHROOM PUSHBUTTON, 22MM, ROUND, PLASTIC, YELLOW, 40MM, LATCHING, PULL TO UNLATCH, WITH LASE | 21.72
3SU1000-1BA30-0AA0-ZY15 | MUSHROOM PUSHBUTTON, 22MM, ROUND, PLASTIC, YELLOW, 40MM, LATCHING, PULL TO UNLATCH, WITH LASE | 21.72
3SU1000-1BA40-0AA0-ZY11 | MUSHROOM PUSHBUTTON, 22MM, ROUND, PLASTIC, GREEN, 40MM, LATCHING, PULL TO UNLATCH, WITH LASER | 21.72
3SU1000-1BA40-0AA0-ZY13 | MUSHROOM PUSHBUTTON, 22MM, ROUND, PLASTIC, GREEN, 40MM, LATCHING, PULL TO UNLATCH, WITH LASER | 21.72
3SU1000-1BD10-0AA0-ZY12 | MUSHROOM PUSHBUTTON, 22MM, ROUND, PLASTIC, BLACK, 40MM, MOMENTARY CONTACT TYPE, WITH LASER INS | 13.55
3SU1000-1BD10-0AA0-ZY15 | MUSHROOM PUSHBUTTON, 22MM, ROUND, PLASTIC, BLACK, 40MM, MOMENTARY CONTACT TYPE, WITH LASER INS | 13.55
3SU1000-1BD20-0AA0-ZY13 | MUSHROOM PUSHBUTTON, 22MM, ROUND, PLASTIC, RED, 40MM, MOMENTARY CONTACT TYPE, WITH LASER INSCR | 13.55
3SU1000-1BD20-0AA0-ZY19 | MUSHROOM PUSHBUTTON, 22MM, ROUND, PLASTIC, RED, 40MM, MOMENTARY CONTACT TYPE, WITH LASER INSCR | 11.65
3SU1000-1BD30-0AA0-ZY12 | MUSHROOM PUSHBUTTON, 22MM, ROUND, PLASTIC, YELLOW, 40MM, MOMENTARY CONTACT TYPE, WITH LASER IN | 13.55
3SU1000-1BD30-0AA0-ZY15 | MUSHROOM PUSHBUTTON, 22MM, ROUND, PLASTIC, YELLOW, 40MM, MOMENTARY CONTACT TYPE, WITH LASER IN | 13.55
3SU1000-1BD40-0AA0-ZY13 | MUSHROOM PUSHBUTTON, 22MM, ROUND, PLASTIC, GREEN, 40MM, MOMENTARY CONTACT TYPE, WITH LASER INS | 13.55
3SU1000-1BD40-0AA0-ZY19 | MUSHROOM PUSHBUTTON, 22MM, ROUND, PLASTIC, GREEN, 40MM, MOMENTARY CONTACT TYPE, WITH LASER INS | 11.65
3SU1000-1CA10-0AA0-ZY15 | MUSHROOM PUSHBUTTON, 22MM, ROUND, PLASTIC, BLACK, 60MM, LATCHING, PULL TO UNLATCH, WITH LASER | 20.96
3SU1000-1CA20-0AA0 | MUSHROOM PUSHBUTTON, 22MM, ROUND, PLASTIC, RED, 60MM, LATCHING, PULL TO UNLATCH | 16.35
3SU1000-1CA20-0AA0-ZY13 | MUSHROOM PUSHBUTTON, 22MM, ROUND, PLASTIC, RED, 60MM, LATCHING, PULL TO UNLATCH, WITH LASER I | 20.96
3SU1000-0AA30-0AA0 | PUSHBUTTON, 22MM, ROUND, PLASTIC, YELLOW, FLAT BUTTON, LATCHING, PUSH TO UNLATCH | 9.71
3SU1000-0AA30-0AA0-ZY19 | PUSHBUTTON, 22MM, ROUND, PLASTIC, YELLOW, FLAT BUTTON, LATCHING, PUSH TO UNLATCH, WITH LASER | 11.83
3SU1000-1BA20-0AA0-ZY11 | MUSHROOM PUSHBUTTON, 22MM, ROUND, PLASTIC, RED, 40MM, LATCHING, PULL TO UNLATCH, WITH LASER I | 21.72
3SU1000-1BA30-0AA0-ZY19 | MUSHROOM PUSHBUTTON, 22MM, ROUND, PLASTIC, YELLOW, 40MM, LATCHING, PULL TO UNLATCH, WITH LASE | 19.82
3SU1000-1BA40-0AA0 | MUSHROOM PUSHBUTTON, 22MM, ROUND, PLASTIC, GREEN, 40MM, LATCHING, PULL TO UNLATCH | 17.03
3SU1000-1BA40-0AA0-ZX90 | MUSHROOM PUSHBUTTON, 22MM, ROUND, PLASTIC, GREEN, 40MM, LATCHING, PULL TO UNLATCH Z = 20X PAC | 18.54
3SU1000-1BA40-0AA0-ZY10 | MUSHROOM PUSHBUTTON, 22MM, ROUND, PLASTIC, GREEN, 40MM, LATCHING, PULL TO UNLATCH, WITH LASER | 21.72
3SU1000-1BD10-0AA0-ZY19 | MUSHROOM PUSHBUTTON, 22MM, ROUND, PLASTIC, BLACK, 40MM, MOMENTARY CONTACT TYPE, WITH LASER INS | 11.65
3SU1000-1BD20-0AA0 | MUSHROOM PUSHBUTTON, 22MM, ROUND, PLASTIC, RED, 40MM, MOMENTARY CONTACT TYPE | 9.55
3SU1000-1BD20-0AA0-ZX90 | MUSHROOM PUSHBUTTON, 22MM, ROUND, PLASTIC, RED, 40MM, MOMENTARY CONTACT TYPE, Z = 20X PACK | 10.39
3SU1000-1BD20-0AA0-ZY10 | MUSHROOM PUSHBUTTON, 22MM, ROUND, PLASTIC, RED, 40MM, MOMENTARY CONTACT TYPE, WITH LASER INSCR | 13.55
3SU1000-1BD20-0AA0-ZY11 | MUSHROOM PUSHBUTTON, 22MM, ROUND, PLASTIC, RED, 40MM, MOMENTARY CONTACT TYPE, WITH LASER INSCR | 13.55
3SU1000-1BD40-0AA0 | MUSHROOM PUSHBUTTON, 22MM, ROUND, PLASTIC, GREEN, 40MM, MOMENTARY CONTACT TYPE | 9.55
3SU1000-1BD40-0AA0-ZX90 | MUSHROOM PUSHBUTTON, 22MM, ROUND, PLASTIC, GREEN, 40MM, MOMENTARY CONTACT TYPE, Z = 20X PACK | 10.39
3SU1000-1BD40-0AA0-ZY10 | MUSHROOM PUSHBUTTON, 22MM, ROUND, PLASTIC, GREEN, 40MM, MOMENTARY CONTACT TYPE, WITH LASER INS | 13.55
3SU1000-1BD40-0AA0-ZY11 | MUSHROOM PUSHBUTTON, 22MM, ROUND, PLASTIC, GREEN, 40MM, MOMENTARY CONTACT TYPE, WITH LASER INS | 13.55
3SU1000-1CA20-0AA0-ZX90 | MUSHROOM PUSHBUTTON, 22MM, ROUND, PLASTIC, RED, 60MM, LATCHING, PULL TO UNLATCH Z = 20X PACK | 17.8
3SU1000-1CA20-0AA0-ZY10 | MUSHROOM PUSHBUTTON, 22MM, ROUND, PLASTIC, RED, 60MM, LATCHING, PULL TO UNLATCH, WITH LASER I | 20.96
3SU1000-1CA20-0AA0-ZY11 | MUSHROOM PUSHBUTTON, 22MM, ROUND, PLASTIC, RED, 60MM, LATCHING, PULL TO UNLATCH, WITH LASER I | 20.96
3SU1000-1CA20-0AA0-ZY12 | MUSHROOM PUSHBUTTON, 22MM, ROUND, PLASTIC, RED, 60MM, LATCHING, PULL TO UNLATCH, WITH LASER I | 20.96
3SU1000-0AA40-0AA0-ZY11 | PUSHBUTTON, 22MM, ROUND, PLASTIC, GREEN, FLAT BUTTON, LATCHING, PUSH TO UNLATCH, WITH LASER I | 13.74
3SU1000-0AA40-0AA0-ZY12 | PUSHBUTTON, 22MM, ROUND, PLASTIC, GREEN, FLAT BUTTON, LATCHING, PUSH TO UNLATCH, WITH LASER I | 13.74
3SU1000-0AA40-0AA0-ZY13 | PUSHBUTTON, 22MM, ROUND, PLASTIC, GREEN, FLAT BUTTON, LATCHING, PUSH TO UNLATCH, WITH LASER I | 13.74
3SU1000-0AA40-0AA0-ZY15 | PUSHBUTTON, 22MM, ROUND, PLASTIC, GREEN, FLAT BUTTON, LATCHING, PUSH TO UNLATCH, WITH LASER I | 13.74
3SU1000-0AA60-0AA0-ZY11 | PUSHBUTTON, 22MM, ROUND, PLASTIC, WHITE, FLAT BUTTON, LATCHING, PUSH TO UNLATCH, WITH LASER I | 13.74
3SU1000-0AA60-0AA0-ZY12 | PUSHBUTTON, 22MM, ROUND, PLASTIC, WHITE, FLAT BUTTON, LATCHING, PUSH TO UNLATCH, WITH LASER I | 13.74
3SU1000-0AA60-0AA0-ZY13 | PUSHBUTTON, 22MM, ROUND, PLASTIC, WHITE, FLAT BUTTON, LATCHING, PUSH TO UNLATCH, WITH LASER I | 13.74
3SU1000-0AA60-0AA0-ZY15 | PUSHBUTTON, 22MM, ROUND, PLASTIC, WHITE, FLAT BUTTON, LATCHING, PUSH TO UNLATCH, WITH LASER I | 13.74
3SU1000-0AA60-0AA0-ZY19 | PUSHBUTTON, 22MM, ROUND, PLASTIC, WHITE, FLAT BUTTON, LATCHING, PUSH TO UNLATCH, WITH LASER I | 11.83
3SU1000-0AB20-0AA0-ZY10 | PUSHBUTTON, 22MM, ROUND, PLASTIC, RED, FLAT BUTTON, MOMENTARY CONTACT TYPE, WITH LASER INSCRIP | 7.73
3SU1000-0AB20-0AA0-ZY11 | PUSHBUTTON, 22MM, ROUND, PLASTIC, RED, FLAT BUTTON, MOMENTARY CONTACT TYPE, WITH LASER INSCRIP | 7.73
3SU1000-0AB20-0AA0-ZY12 | PUSHBUTTON, 22MM, ROUND, PLASTIC, RED, FLAT BUTTON, MOMENTARY CONTACT TYPE, WITH LASER INSCRIP | 7.73
3SU1000-1BD20-0AA0-ZY12 | MUSHROOM PUSHBUTTON, 22MM, ROUND, PLASTIC, RED, 40MM, MOMENTARY CONTACT TYPE, WITH LASER INSCR | 13.55
3SU1000-1BD20-0AA0-ZY15 | MUSHROOM PUSHBUTTON, 22MM, ROUND, PLASTIC, RED, 40MM, MOMENTARY CONTACT TYPE, WITH LASER INSCR | 13.55
3SU1000-1BD30-0AA0-ZY13 | MUSHROOM PUSHBUTTON, 22MM, ROUND, PLASTIC, YELLOW, 40MM, MOMENTARY CONTACT TYPE, WITH LASER IN | 13.55
3SU1000-1BD30-0AA0-ZY19 | MUSHROOM PUSHBUTTON, 22MM, ROUND, PLASTIC, YELLOW, 40MM, MOMENTARY CONTACT TYPE, WITH LASER IN | 11.65
3SU1000-1BD40-0AA0-ZY12 | MUSHROOM PUSHBUTTON, 22MM, ROUND, PLASTIC, GREEN, 40MM, MOMENTARY CONTACT TYPE, WITH LASER INS | 13.55
3SU1000-1BD40-0AA0-ZY15 | MUSHROOM PUSHBUTTON, 22MM, ROUND, PLASTIC, GREEN, 40MM, MOMENTARY CONTACT TYPE, WITH LASER INS | 13.55
3SU1000-1CA10-0AA0 | MUSHROOM PUSHBUTTON, 22MM, ROUND, PLASTIC, BLACK, 60MM, LATCHING, PULL TO UNLATCH | 16.35
3SU1000-1CA10-0AA0-ZY13 | MUSHROOM PUSHBUTTON, 22MM, ROUND, PLASTIC, BLACK, 60MM, LATCHING, PULL TO UNLATCH, WITH LASER | 20.96
3SU1000-1CA10-0AA0-ZY19 | MUSHROOM PUSHBUTTON, 22MM, ROUND, PLASTIC, BLACK, 60MM, LATCHING, PULL TO UNLATCH, WITH LASER | 19.06
3SU1000-0AA20-0AA0-ZY19 | PUSHBUTTON, 22MM, ROUND, PLASTIC, RED, FLAT BUTTON, LATCHING, PUSH TO UNLATCH, WITH LASER INS | 11.83
3SU1000-0AA30-0AA0-ZX90 | PUSHBUTTON, 22MM, ROUND, PLASTIC, YELLOW, FLAT BUTTON, LATCHING, PUSH TO UNLATCH, Z = 50X PAC | 10.57
3SU1000-0AA30-0AA0-ZY15 | PUSHBUTTON, 22MM, ROUND, PLASTIC, YELLOW, FLAT BUTTON, LATCHING, PUSH TO UNLATCH, WITH LASER | 13.74
3SU1000-0AA40-0AA0 | PUSHBUTTON, 22MM, ROUND, PLASTIC, GREEN, FLAT BUTTON, LATCHING, PUSH TO UNLATCH | 9.71
3SU1000-0AA40-0AA0-ZY10 | PUSHBUTTON, 22MM, ROUND, PLASTIC, GREEN, FLAT BUTTON, LATCHING, PUSH TO UNLATCH, WITH LASER I | 13.74
3SU1000-0AA40-0AA0-ZY19 | PUSHBUTTON, 22MM, ROUND, PLASTIC, GREEN, FLAT BUTTON, LATCHING, PUSH TO UNLATCH, WITH LASER I | 11.83
3SU1000-0AA50-0AA0-ZX90 | PUSHBUTTON, 22MM, ROUND, PLASTIC, BLUE, FLAT BUTTON, LATCHING, PUSH TO UNLATCH, Z = 50X PACK | 10.57
3SU1000-0AA60-0AA0 | PUSHBUTTON, 22MM, ROUND, PLASTIC, WHITE, FLAT BUTTON, LATCHING, PUSH TO UNLATCH | 9.71
3SU1000-0AA60-0AA0-ZY10 | PUSHBUTTON, 22MM, ROUND, PLASTIC, WHITE, FLAT BUTTON, LATCHING, PUSH TO UNLATCH, WITH LASER I | 13.74
3SU1000-0AB10-0AA0-ZX90 | PUSHBUTTON, 22MM, ROUND, PLASTIC, BLACK, FLAT BUTTON, MOMENTARY CONTACT TYPE, Z = 50X PACK | 4.54
3SU1000-0AB10-0AA0-ZY11 | PUSHBUTTON, 22MM, ROUND, PLASTIC, BLACK, FLAT BUTTON, MOMENTARY CONTACT TYPE, WITH LASER INSCR | 7.73
3SU1000-0AB10-0AD0 | PUSHBUTTON, 22MM, ROUND, PLASTIC, BLACK, INSCRIPTION: O, FLAT BUTTON, MOMENTARY CONTACT TYPE | 5.54
3SU1000-0AB20-0AA0 | PUSHBUTTON, 22MM, ROUND, PLASTIC, RED, FLAT BUTTON, MOMENTARY CONTACT TYPE | 4.15
3SU1000-0AB20-0AA0-ZY19 | PUSHBUTTON, 22MM, ROUND, PLASTIC, RED, FLAT BUTTON, MOMENTARY CONTACT TYPE, WITH LASER INSCRIP | 5.8
3SU1000-0AB20-0AD0-ZX90 | PUSHBUTTON, 22MM, ROUND, PLASTIC, RED, INSCRIPTION: O, FLAT BUTTON, MOMENTARY CONTACT TYPE Z | 6.03
3SU1000-0AB30-0AA0-ZY15 | PUSHBUTTON, 22MM, ROUND, PLASTIC, YELLOW, FLAT BUTTON, MOMENTARY CONTACT TYPE, WITH LASER INSC | 7.73
3SU1000-0AB40-0AA0 | PUSHBUTTON, 22MM, ROUND, PLASTIC, GREEN, FLAT BUTTON, MOMENTARY CONTACT TYPE | 4.15
3SU1000-0AB40-0AA0-ZY13 | PUSHBUTTON, 22MM, ROUND, PLASTIC, GREEN, FLAT BUTTON, MOMENTARY CONTACT TYPE, WITH LASER INSCR | 7.73
3SU1000-0AB40-0AA0-ZY19 | PUSHBUTTON, 22MM, ROUND, PLASTIC, GREEN, FLAT BUTTON, MOMENTARY CONTACT TYPE, WITH LASER INSCR | 5.8
3SU1000-0AB50-0AA0-ZY12 | PUSHBUTTON, 22MM, ROUND, PLASTIC, BLUE, FLAT BUTTON, MOMENTARY CONTACT TYPE, WITH LASER INSCRI | 7.73
3SU1000-0AB50-0AA0-ZY15 | PUSHBUTTON, 22MM, ROUND, PLASTIC, BLUE, FLAT BUTTON, MOMENTARY CONTACT TYPE, WITH LASER INSCRI | 7.73
3SU1000-0AA40-0AA0-ZX90 | PUSHBUTTON, 22MM, ROUND, PLASTIC, GREEN, FLAT BUTTON, LATCHING, PUSH TO UNLATCH, Z = 50X PACK | 10.57
3SU1000-0AA50-0AA0 | PUSHBUTTON, 22MM, ROUND, PLASTIC, BLUE, FLAT BUTTON, LATCHING, PUSH TO UNLATCH | 9.71
3SU1000-0AA50-0AA0-ZY10 | PUSHBUTTON, 22MM, ROUND, PLASTIC, BLUE, FLAT BUTTON, LATCHING, PUSH TO UNLATCH, WITH LASER IN | 13.74
3SU1000-0AA50-0AA0-ZY19 | PUSHBUTTON, 22MM, ROUND, PLASTIC, BLUE, FLAT BUTTON, LATCHING, PUSH TO UNLATCH, WITH LASER IN | 11.83
3SU1000-0AA60-0AA0-ZX90 | PUSHBUTTON, 22MM, ROUND, PLASTIC, WHITE, FLAT BUTTON, LATCHING, PUSH TO UNLATCH, Z = 50X PACK | 10.57
3SU1000-0AB10-0AA0 | PUSHBUTTON, 22MM, ROUND, PLASTIC, BLACK, FLAT BUTTON, MOMENTARY CONTACT TYPE | 4.15
3SU1000-0AB10-0AA0-ZY10 | PUSHBUTTON, 22MM, ROUND, PLASTIC, BLACK, FLAT BUTTON, MOMENTARY CONTACT TYPE, WITH LASER INSCR | 7.73
3SU1000-0AB10-0AD0-ZX90 | PUSHBUTTON, 22MM, ROUND, PLASTIC, BLACK, INSCRIPTION: O, FLAT BUTTON, MOMENTARY CONTACT TYPE | 6.03
3SU1000-0AB20-0AA0-ZX90 | PUSHBUTTON, 22MM, ROUND, PLASTIC, RED, FLAT BUTTON, MOMENTARY CONTACT TYPE, Z = 50X PACK | 4.54
3SU1000-0AB20-0AA0-ZY15 | PUSHBUTTON, 22MM, ROUND, PLASTIC, RED, FLAT BUTTON, MOMENTARY CONTACT TYPE, WITH LASER INSCRIP | 7.73
3SU1000-0AB20-0AD0 | PUSHBUTTON, 22MM, ROUND, PLASTIC, RED, INSCRIPTION: O, FLAT BUTTON, MOMENTARY CONTACT TYPE | 5.54
3SU1000-0AB30-0AA0-ZY13 | PUSHBUTTON, 22MM, ROUND, PLASTIC, YELLOW, FLAT BUTTON, MOMENTARY CONTACT TYPE, WITH LASER INSC | 7.73
3SU1000-0AB30-0AA0-ZY19 | PUSHBUTTON, 22MM, ROUND, PLASTIC, YELLOW, FLAT BUTTON, MOMENTARY CONTACT TYPE, WITH LASER INSC | 5.8
3SU1000-0AB40-0AA0-ZY15 | PUSHBUTTON, 22MM, ROUND, PLASTIC, GREEN, FLAT BUTTON, MOMENTARY CONTACT TYPE, WITH LASER INSCR | 7.73
3SU1000-0AB40-0AC0 | PUSHBUTTON, 22MM, ROUND, PLASTIC, GREEN, INSCRIPTION: I, FLAT BUTTON, MOMENTARY CONTACT TYPE | 5.54
3SU1000-0AB50-0AA0-ZY11 | PUSHBUTTON, 22MM, ROUND, PLASTIC, BLUE, FLAT BUTTON, MOMENTARY CONTACT TYPE, WITH LASER INSCRI | 7.73
3SU1000-0AB50-0AA0-ZY13 | PUSHBUTTON, 22MM, ROUND, PLASTIC, BLUE, FLAT BUTTON, MOMENTARY CONTACT TYPE, WITH LASER INSCRI | 7.73
3SU1000-0AB60-0AA0-ZY10 | PUSHBUTTON, 22MM, ROUND, PLASTIC, WHITE, FLAT BUTTON, MOMENTARY CONTACT TYPE, WITH LASER INSCR | 7.73
3SU1000-0AB60-0AA0-ZY12 | PUSHBUTTON, 22MM, ROUND, PLASTIC, WHITE, FLAT BUTTON, MOMENTARY CONTACT TYPE, WITH LASER INSCR | 7.73
3SU1000-0AB70-0AA0-ZX90 | PUSHBUTTON, 22MM, ROUND, PLASTIC, CLEAR, FLAT BUTTON, MOMENTARY CONTACT TYPE, Z = 50X PACK | 4.54
3SU1000-0AB70-0AA0-ZY11 | PUSHBUTTON, 22MM, ROUND, PLASTIC, CLEAR, FLAT BUTTON, MOMENTARY CONTACT TYPE, WITH LASER INSCR | 7.73
3SU1000-0AB80-0AA0 | PUSHBUTTON, 22MM, ROUND, PLASTIC, GRAY, FLAT BUTTON, MOMENTARY CONTACT TYPE | 4.15
3SU1000-0AB80-0AA0-ZY10 | PUSHBUTTON, 22MM, ROUND, PLASTIC, GRAY, FLAT BUTTON, MOMENTARY CONTACT TYPE, WITH LASER INSCRI | 7.73
3SU1000-0AB80-0AA0-ZY12 | PUSHBUTTON, 22MM, ROUND, PLASTIC, GRAY, FLAT BUTTON, MOMENTARY CONTACT TYPE, WITH LASER INSCRI | 7.73
3SU1000-0BB10-0AA0-ZX90 | PUSHBUTTON, 22MM, ROUND, PLASTIC, BLACK, RAISED BUTTON, MOMENTARY CONTACT TYPE, Z = 50X PACK | 6.84
3SU1000-0BB10-0AA0-ZY11 | PUSHBUTTON, 22MM, ROUND, PLASTIC, BLACK, RAISED BUTTON, MOMENTARY CONTACT TYPE, WITH LASER INS | 10
3SU1000-0BB20-0AA0-ZY10 | PUSHBUTTON, 22MM, ROUND, PLASTIC, RED, RAISED BUTTON, MOMENTARY CONTACT TYPE, WITH LASER INSCR | 10
3SU1000-0BB20-0AA0-ZY12 | PUSHBUTTON, 22MM, ROUND, PLASTIC, RED, RAISED BUTTON, MOMENTARY CONTACT TYPE, WITH LASER INSCR | 10
3SU1000-0BB30-0AA0-ZX90 | PUSHBUTTON, 22MM, ROUND, PLASTIC, YELLOW, RAISED BUTTON, MOMENTARY CONTACT TYPE, Z = 50X PACK | 6.84
3SU1000-0BB30-0AA0-ZY11 | PUSHBUTTON, 22MM, ROUND, PLASTIC, YELLOW, RAISED BUTTON, MOMENTARY CONTACT TYPE, WITH LASER IN | 10
3SU1000-1BA10-0AA0-ZY10 | MUSHROOM PUSHBUTTON, 22MM, ROUND, PLASTIC, BLACK, 40MM, LATCHING, PULL TO UNLATCH, WITH LASER | 21.72
3SU1000-1BA10-0AA0-ZY11 | MUSHROOM PUSHBUTTON, 22MM, ROUND, PLASTIC, BLACK, 40MM, LATCHING, PULL TO UNLATCH, WITH LASER | 21.72
3SU1000-1BA20-0AD0 | MUSHROOM PUSHBUTTON, 22MM, ROUND, PLASTIC, RED, INSCRIPTION: O, 40MM, LATCHING, PULL TO UNLAT | 17.03
3SU1000-1BA20-0AD0-ZX90 | MUSHROOM PUSHBUTTON, 22MM, ROUND, PLASTIC, RED, INSCRIPTION: O, 40MM, LATCHING, PULL TO UNLAT | 18.54
3SU1000-1BA30-0AA0 | MUSHROOM PUSHBUTTON, 22MM, ROUND, PLASTIC, YELLOW, 40MM, LATCHING, PULL TO UNLATCH | 17.03
3SU1000-1BA30-0AA0-ZX90 | MUSHROOM PUSHBUTTON, 22MM, ROUND, PLASTIC, YELLOW, 40MM, LATCHING, PULL TO UNLATCH Z = 20X PA | 18.54
3SU1000-1BA30-0AA0-ZY10 | MUSHROOM PUSHBUTTON, 22MM, ROUND, PLASTIC, YELLOW, 40MM, LATCHING, PULL TO UNLATCH, WITH LASE | 21.72
3SU1000-1BA40-0AA0-ZY19 | MUSHROOM PUSHBUTTON, 22MM, ROUND, PLASTIC, GREEN, 40MM, LATCHING, PULL TO UNLATCH, WITH LASER | 19.82
3SU1000-1BD10-0AA0 | MUSHROOM PUSHBUTTON, 22MM, ROUND, PLASTIC, BLACK, 40MM, MOMENTARY CONTACT TYPE | 9.55
3SU1000-1BD10-0AA0-ZX90 | MUSHROOM PUSHBUTTON, 22MM, ROUND, PLASTIC, BLACK, 40MM, MOMENTARY CONTACT TYPE, Z = 20X PACK | 10.39
3SU1000-1BD10-0AA0-ZY10 | MUSHROOM PUSHBUTTON, 22MM, ROUND, PLASTIC, BLACK, 40MM, MOMENTARY CONTACT TYPE, WITH LASER INS | 13.55
3SU1000-1BD30-0AA0 | MUSHROOM PUSHBUTTON, 22MM, ROUND, PLASTIC, YELLOW, 40MM, MOMENTARY CONTACT TYPE | 9.55
3SU1000-1BD30-0AA0-ZX90 | MUSHROOM PUSHBUTTON, 22MM, ROUND, PLASTIC, YELLOW, 40MM, MOMENTARY CONTACT TYPE, Z = 20X PACK | 10.39
3SU1000-1BD30-0AA0-ZY10 | MUSHROOM PUSHBUTTON, 22MM, ROUND, PLASTIC, YELLOW, 40MM, MOMENTARY CONTACT TYPE, WITH LASER IN | 13.55
3SU1000-1BD30-0AA0-ZY11 | MUSHROOM PUSHBUTTON, 22MM, ROUND, PLASTIC, YELLOW, 40MM, MOMENTARY CONTACT TYPE, WITH LASER IN | 13.55
3SU1000-1CA10-0AA0-ZX90 | MUSHROOM PUSHBUTTON, 22MM, ROUND, PLASTIC, BLACK, 60MM, LATCHING, PULL TO UNLATCH Z = 20X PAC | 17.8
3SU1000-1CA10-0AA0-ZY10 | MUSHROOM PUSHBUTTON, 22MM, ROUND, PLASTIC, BLACK, 60MM, LATCHING, PULL TO UNLATCH, WITH LASER | 20.96
3SU1000-1CA10-0AA0-ZY11 | MUSHROOM PUSHBUTTON, 22MM, ROUND, PLASTIC, BLACK, 60MM, LATCHING, PULL TO UNLATCH, WITH LASER | 20.96
3SU1000-1CA10-0AA0-ZY12 | MUSHROOM PUSHBUTTON, 22MM, ROUND, PLASTIC, BLACK, 60MM, LATCHING, PULL TO UNLATCH, WITH LASER | 20.96
3SU1000-0AA30-0AA0-ZY10 | PUSHBUTTON, 22MM, ROUND, PLASTIC, YELLOW, FLAT BUTTON, LATCHING, PUSH TO UNLATCH, WITH LASER | 13.74
3SU1000-0AA30-0AA0-ZY11 | PUSHBUTTON, 22MM, ROUND, PLASTIC, YELLOW, FLAT BUTTON, LATCHING, PUSH TO UNLATCH, WITH LASER | 13.74
3SU1000-0AA30-0AA0-ZY12 | PUSHBUTTON, 22MM, ROUND, PLASTIC, YELLOW, FLAT BUTTON, LATCHING, PUSH TO UNLATCH, WITH LASER | 13.74
3SU1000-0AA30-0AA0-ZY13 | PUSHBUTTON, 22MM, ROUND, PLASTIC, YELLOW, FLAT BUTTON, LATCHING, PUSH TO UNLATCH, WITH LASER | 13.74
3SU1000-0AA50-0AA0-ZY11 | PUSHBUTTON, 22MM, ROUND, PLASTIC, BLUE, FLAT BUTTON, LATCHING, PUSH TO UNLATCH, WITH LASER IN | 13.74
3SU1000-0AA50-0AA0-ZY12 | PUSHBUTTON, 22MM, ROUND, PLASTIC, BLUE, FLAT BUTTON, LATCHING, PUSH TO UNLATCH, WITH LASER IN | 13.74
3SU1000-0AA50-0AA0-ZY13 | PUSHBUTTON, 22MM, ROUND, PLASTIC, BLUE, FLAT BUTTON, LATCHING, PUSH TO UNLATCH, WITH LASER IN | 13.74
3SU1000-0AA50-0AA0-ZY15 | PUSHBUTTON, 22MM, ROUND, PLASTIC, BLUE, FLAT BUTTON, LATCHING, PUSH TO UNLATCH, WITH LASER IN | 13.74
3SU1000-0AB10-0AA0-ZY12 | PUSHBUTTON, 22MM, ROUND, PLASTIC, BLACK, FLAT BUTTON, MOMENTARY CONTACT TYPE, WITH LASER INSCR | 7.73
3SU1000-0AB10-0AA0-ZY13 | PUSHBUTTON, 22MM, ROUND, PLASTIC, BLACK, FLAT BUTTON, MOMENTARY CONTACT TYPE, WITH LASER INSCR | 7.73
3SU1000-0AB10-0AA0-ZY15 | PUSHBUTTON, 22MM, ROUND, PLASTIC, BLACK, FLAT BUTTON, MOMENTARY CONTACT TYPE, WITH LASER INSCR | 7.73
3SU1000-0AB20-0AA0-ZY13 | PUSHBUTTON, 22MM, ROUND, PLASTIC, RED, FLAT BUTTON, MOMENTARY CONTACT TYPE, WITH LASER INSCRIP | 7.73
3SU1000-0AB40-0AA0-ZX90 | PUSHBUTTON, 22MM, ROUND, PLASTIC, GREEN, FLAT BUTTON, MOMENTARY CONTACT TYPE, Z = 50X PACK | 4.54
3SU1000-0AB40-0AA0-ZY10 | PUSHBUTTON, 22MM, ROUND, PLASTIC, GREEN, FLAT BUTTON, MOMENTARY CONTACT TYPE, WITH LASER INSCR | 7.73
3SU1000-0AB40-0AA0-ZY11 | PUSHBUTTON, 22MM, ROUND, PLASTIC, GREEN, FLAT BUTTON, MOMENTARY CONTACT TYPE, WITH LASER INSCR | 7.73
3SU1000-0AB40-0AA0-ZY12 | PUSHBUTTON, 22MM, ROUND, PLASTIC, GREEN, FLAT BUTTON, MOMENTARY CONTACT TYPE, WITH LASER INSCR | 7.73
3SU1000-0AB50-0AA0-ZY19 | PUSHBUTTON, 22MM, ROUND, PLASTIC, BLUE, FLAT BUTTON, MOMENTARY CONTACT TYPE, WITH LASER INSCRI | 5.8
3SU1000-0AB50-0AR0 | PUSHBUTTON, 22MM, ROUND, PLASTIC, BLUE, INSCRIPTION: R, FLAT BUTTON, MOMENTARY CONTACT TYPE | 5.54
3SU1000-0AB50-0AR0-ZX90 | PUSHBUTTON, 22MM, ROUND, PLASTIC, BLUE, INSCRIPTION: R, FLAT BUTTON, MOMENTARY CONTACT TYPE Z | 6.03
3SU1000-0AB60-0AA0 | PUSHBUTTON, 22MM, ROUND, PLASTIC, WHITE, FLAT BUTTON, MOMENTARY CONTACT TYPE | 4.15
3SU1000-0AB60-0AA0-ZX90 | PUSHBUTTON, 22MM, ROUND, PLASTIC, WHITE, FLAT BUTTON, MOMENTARY CONTACT TYPE, Z = 50X PACK | 4.54
3SU1000-0AB70-0AA0-ZY12 | PUSHBUTTON, 22MM, ROUND, PLASTIC, CLEAR, FLAT BUTTON, MOMENTARY CONTACT TYPE, WITH LASER INSCR | 7.73
3SU1000-0AB70-0AA0-ZY13 | PUSHBUTTON, 22MM, ROUND, PLASTIC, CLEAR, FLAT BUTTON, MOMENTARY CONTACT TYPE, WITH LASER INSCR | 7.73
3SU1000-0AB70-0AA0-ZY15 | PUSHBUTTON, 22MM, ROUND, PLASTIC, CLEAR, FLAT BUTTON, MOMENTARY CONTACT TYPE, WITH LASER INSCR | 7.73
3SU1000-0AB70-0AA0-ZY19 | PUSHBUTTON, 22MM, ROUND, PLASTIC, CLEAR, FLAT BUTTON, MOMENTARY CONTACT TYPE, WITH LASER INSCR | 5.8
3SU1000-0BB10-0AA0-ZY13 | PUSHBUTTON, 22MM, ROUND, PLASTIC, BLACK, RAISED BUTTON, MOMENTARY CONTACT TYPE, WITH LASER INS | 10
3SU1000-0BB10-0AA0-ZY15 | PUSHBUTTON, 22MM, ROUND, PLASTIC, BLACK, RAISED BUTTON, MOMENTARY CONTACT TYPE, WITH LASER INS | 10
3SU1000-0BB10-0AA0-ZY19 | PUSHBUTTON, 22MM, ROUND, PLASTIC, BLACK, RAISED BUTTON, MOMENTARY CONTACT TYPE, WITH LASER INS | 8.1
3SU1000-0BB20-0AA0 | PUSHBUTTON, 22MM, ROUND, PLASTIC, RED, RAISED BUTTON, MOMENTARY CONTACT TYPE | 6.27
3SU1000-0BB30-0AA0-ZY15 | PUSHBUTTON, 22MM, ROUND, PLASTIC, YELLOW, RAISED BUTTON, MOMENTARY CONTACT TYPE, WITH LASER IN | 10
3SU1000-0BB30-0AA0-ZY19 | PUSHBUTTON, 22MM, ROUND, PLASTIC, YELLOW, RAISED BUTTON, MOMENTARY CONTACT TYPE, WITH LASER IN | 8.1
3SU1000-0BB40-0AA0 | PUSHBUTTON, 22MM, ROUND, PLASTIC, GREEN, RAISED BUTTON, MOMENTARY CONTACT TYPE | 6.27
3SU1000-0BB40-0AA0-ZX90 | PUSHBUTTON, 22MM, ROUND, PLASTIC, GREEN, RAISED BUTTON, MOMENTARY CONTACT TYPE, Z = 50X PACK | 6.84
3SU1000-0BB50-0AA0-ZY15 | PUSHBUTTON, 22MM, ROUND, PLASTIC, BLUE, RAISED BUTTON, MOMENTARY CONTACT TYPE, WITH LASER INSC | 10
3SU1000-0BB50-0AA0-ZY19 | PUSHBUTTON, 22MM, ROUND, PLASTIC, BLUE, RAISED BUTTON, MOMENTARY CONTACT TYPE, WITH LASER INSC | 8.1
3SU1000-0BB60-0AA0 | PUSHBUTTON, 22MM, ROUND, PLASTIC, WHITE, RAISED BUTTON, MOMENTARY CONTACT TYPE | 6.27
3SU1000-0BB60-0AA0-ZX90 | PUSHBUTTON, 22MM, ROUND, PLASTIC, WHITE, RAISED BUTTON, MOMENTARY CONTACT TYPE, Z = 50X PACK | 6.84
3SU1000-0CB10-0AA0-ZY19 | PUSHBUTTON, 22MM, ROUND, PLASTIC, BLACK, RAISED FRONT RING, MOMENTARY CONTACT TYPE, WITH LASER | 7.67
3SU1000-0CB20-0AA0 | PUSHBUTTON, 22MM, ROUND, PLASTIC, RED, RAISED FRONT RING MOMENTARY CONTACT TYPE | 5.88
3SU1000-0CB20-0AA0-ZX90 | PUSHBUTTON, 22MM, ROUND, PLASTIC, RED, RAISED FRONT RING, MOMENTARY CONTACT TYPE, Z = 50X PACK | 6.4
3SU1000-0CB20-0AA0-ZY10 | PUSHBUTTON, 22MM, ROUND, PLASTIC, RED, RAISED FRONT RING, MOMENTARY CONTACT TYPE, WITH LASER I | 9.56
3SU1000-0AB60-0AA0-ZY11 | PUSHBUTTON, 22MM, ROUND, PLASTIC, WHITE, FLAT BUTTON, MOMENTARY CONTACT TYPE, WITH LASER INSCR | 7.73
3SU1000-0AB60-0AA0-ZY13 | PUSHBUTTON, 22MM, ROUND, PLASTIC, WHITE, FLAT BUTTON, MOMENTARY CONTACT TYPE, WITH LASER INSCR | 7.73
3SU1000-0AB70-0AA0 | PUSHBUTTON, 22MM, ROUND, PLASTIC, CLEAR, FLAT BUTTON, MOMENTARY CONTACT TYPE | 4.15
3SU1000-0AB70-0AA0-ZY10 | PUSHBUTTON, 22MM, ROUND, PLASTIC, CLEAR, FLAT BUTTON, MOMENTARY CONTACT TYPE, WITH LASER INSCR | 7.73
3SU1000-0AB80-0AA0-ZX90 | PUSHBUTTON, 22MM, ROUND, PLASTIC, GRAY, FLAT BUTTON, MOMENTARY CONTACT TYPE, Z = 50X PACK | 4.54
3SU1000-0AB80-0AA0-ZY11 | PUSHBUTTON, 22MM, ROUND, PLASTIC, GRAY, FLAT BUTTON, MOMENTARY CONTACT TYPE, WITH LASER INSCRI | 7.73
3SU1000-0BB10-0AA0-ZY10 | PUSHBUTTON, 22MM, ROUND, PLASTIC, BLACK, RAISED BUTTON, MOMENTARY CONTACT TYPE, WITH LASER INS | 10
3SU1000-0BB10-0AA0-ZY12 | PUSHBUTTON, 22MM, ROUND, PLASTIC, BLACK, RAISED BUTTON, MOMENTARY CONTACT TYPE, WITH LASER INS | 10
3SU1000-0BB20-0AA0-ZX90 | PUSHBUTTON, 22MM, ROUND, PLASTIC, RED, RAISED BUTTON, MOMENTARY CONTACT TYPE, Z = 50X PACK | 6.84
3SU1000-0BB20-0AA0-ZY11 | PUSHBUTTON, 22MM, ROUND, PLASTIC, RED, RAISED BUTTON, MOMENTARY CONTACT TYPE, WITH LASER INSCR | 10
3SU1000-0BB30-0AA0-ZY10 | PUSHBUTTON, 22MM, ROUND, PLASTIC, YELLOW, RAISED BUTTON, MOMENTARY CONTACT TYPE, WITH LASER IN | 10
3SU1000-0BB30-0AA0-ZY12 | PUSHBUTTON, 22MM, ROUND, PLASTIC, YELLOW, RAISED BUTTON, MOMENTARY CONTACT TYPE, WITH LASER IN | 10
3SU1000-0BB40-0AA0-ZY11 | PUSHBUTTON, 22MM, ROUND, PLASTIC, GREEN, RAISED BUTTON, MOMENTARY CONTACT TYPE, WITH LASER INS | 10
3SU1000-0BB40-0AA0-ZY13 | PUSHBUTTON, 22MM, ROUND, PLASTIC, GREEN, RAISED BUTTON, MOMENTARY CONTACT TYPE, WITH LASER INS | 10
3SU1000-0BB50-0AA0-ZY10 | PUSHBUTTON, 22MM, ROUND, PLASTIC, BLUE, RAISED BUTTON, MOMENTARY CONTACT TYPE, WITH LASER INSC | 10
3SU1000-0BB50-0AA0-ZY12 | PUSHBUTTON, 22MM, ROUND, PLASTIC, BLUE, RAISED BUTTON, MOMENTARY CONTACT TYPE, WITH LASER INSC | 10
3SU1000-0BB60-0AA0-ZY11 | PUSHBUTTON, 22MM, ROUND, PLASTIC, WHITE, RAISED BUTTON, MOMENTARY CONTACT TYPE, WITH LASER INS | 10
3SU1000-0BB60-0AA0-ZY13 | PUSHBUTTON, 22MM, ROUND, PLASTIC, WHITE, RAISED BUTTON, MOMENTARY CONTACT TYPE, WITH LASER INS | 10
3SU1000-0CB10-0AA0-ZY12 | PUSHBUTTON, 22MM, ROUND, PLASTIC, BLACK, RAISED FRONT RING, MOMENTARY CONTACT TYPE, WITH LASER | 9.56
3SU1000-0CB10-0AA0-ZY15 | PUSHBUTTON, 22MM, ROUND, PLASTIC, BLACK, RAISED FRONT RING, MOMENTARY CONTACT TYPE, WITH LASER | 9.56
3SU1000-0CB20-0AA0-ZY11 | PUSHBUTTON, 22MM, ROUND, PLASTIC, RED, RAISED FRONT RING, MOMENTARY CONTACT TYPE, WITH LASER I | 9.56
3SU1000-0CB20-0AA0-ZY13 | PUSHBUTTON, 22MM, ROUND, PLASTIC, RED, RAISED FRONT RING, MOMENTARY CONTACT TYPE, WITH LASER I | 9.56
3SU1000-0CB30-0AA0-ZY12 | PUSHBUTTON, 22MM, ROUND, PLASTIC, YELLOW, RAISED FRONT RING, MOMENTARY CONTACT TYPE, WITH LASE | 9.56
3SU1000-0CB30-0AA0-ZY15 | PUSHBUTTON, 22MM, ROUND, PLASTIC, YELLOW, RAISED FRONT RING, MOMENTARY CONTACT TYPE, WITH LASE | 9.56
3SU1000-0CB40-0AA0-ZY13 | PUSHBUTTON, 22MM, ROUND, PLASTIC, GREEN, RAISED FRONT RING, MOMENTARY CONTACT TYPE, WITH LASER | 9.56
3SU1000-0CB40-0AA0-ZY19 | PUSHBUTTON, 22MM, ROUND, PLASTIC, GREEN, RAISED FRONT RING, MOMENTARY CONTACT TYPE, WITH LASER | 7.67
3SU1000-0CB50-0AA0-ZY12 | PUSHBUTTON, 22MM, ROUND, PLASTIC, BLUE, RAISED FRONT RING, MOMENTARY CONTACT TYPE, WITH LASER | 9.56
3SU1000-0CB50-0AA0-ZY15 | PUSHBUTTON, 22MM, ROUND, PLASTIC, BLUE, RAISED FRONT RING MOMENTARY CONTACT TYPE, WITH LASER I | 9.56
3SU1000-0CB60-0AA0-ZY13 | PUSHBUTTON, 22MM, ROUND, PLASTIC, WHITE, RAISED FRONT RING, MOMENTARY CONTACT TYPE, WITH LASER | 9.56
3SU1000-0BB30-0AA0-ZY13 | PUSHBUTTON, 22MM, ROUND, PLASTIC, YELLOW, RAISED BUTTON, MOMENTARY CONTACT TYPE, WITH LASER IN | 10
3SU1000-0BB40-0AA0-ZY10 | PUSHBUTTON, 22MM, ROUND, PLASTIC, GREEN, RAISED BUTTON, MOMENTARY CONTACT TYPE, WITH LASER INS | 10
3SU1000-0BB40-0AA0-ZY12 | PUSHBUTTON, 22MM, ROUND, PLASTIC, GREEN, RAISED BUTTON, MOMENTARY CONTACT TYPE, WITH LASER INS | 10
3SU1000-0BB50-0AA0-ZY11 | PUSHBUTTON, 22MM, ROUND, PLASTIC, BLUE, RAISED BUTTON, MOMENTARY CONTACT TYPE, WITH LASER INSC | 10
3SU1000-0BB50-0AA0-ZY13 | PUSHBUTTON, 22MM, ROUND, PLASTIC, BLUE, RAISED BUTTON, MOMENTARY CONTACT TYPE, WITH LASER INSC | 10
3SU1000-0BB60-0AA0-ZY10 | PUSHBUTTON, 22MM, ROUND, PLASTIC, WHITE, RAISED BUTTON, MOMENTARY CONTACT TYPE, WITH LASER INS | 10
3SU1000-0BB60-0AA0-ZY12 | PUSHBUTTON, 22MM, ROUND, PLASTIC, WHITE, RAISED BUTTON, MOMENTARY CONTACT TYPE, WITH LASER INS | 10
3SU1000-0BB60-0AA0-ZY15 | PUSHBUTTON, 22MM, ROUND, PLASTIC, WHITE, RAISED BUTTON, MOMENTARY CONTACT TYPE, WITH LASER INS | 10
3SU1000-0CB10-0AA0-ZY11 | PUSHBUTTON, 22MM, ROUND, PLASTIC, BLACK, RAISED FRONT RING, MOMENTARY CONTACT TYPE, WITH LASER | 9.56
3SU1000-0CB10-0AA0-ZY13 | PUSHBUTTON, 22MM, ROUND, PLASTIC, BLACK, RAISED FRONT RING, MOMENTARY CONTACT TYPE, WITH LASER | 9.56
3SU1000-0CB20-0AA0-ZY12 | PUSHBUTTON, 22MM, ROUND, PLASTIC, RED, RAISED FRONT RING, MOMENTARY CONTACT TYPE, WITH LASER I | 9.56
3SU1000-0CB20-0AA0-ZY15 | PUSHBUTTON, 22MM, ROUND, PLASTIC, RED, RAISED FRONT RING, MOMENTARY CONTACT TYPE, WITH LASER I | 9.56
3SU1000-0CB30-0AA0-ZY13 | PUSHBUTTON, 22MM, ROUND, PLASTIC, YELLOW, RAISED FRONT RING, MOMENTARY CONTACT TYPE, WITH LASE | 9.56
3SU1000-0CB30-0AA0-ZY19 | PUSHBUTTON, 22MM, ROUND, PLASTIC, YELLOW, RAISED FRONT RING, MOMENTARY CONTACT TYPE, WITH LASE | 7.67
3SU1000-0CB40-0AA0-ZY12 | PUSHBUTTON, 22MM, ROUND, PLASTIC, GREEN, RAISED FRONT RING, MOMENTARY CONTACT TYPE, WITH LASER | 9.56
3SU1000-0CB40-0AA0-ZY15 | PUSHBUTTON, 22MM, ROUND, PLASTIC, GREEN, RAISED FRONT RING, MOMENTARY CONTACT TYPE, WITH LASER | 9.56
3SU1000-0CB50-0AA0-ZY13 | PUSHBUTTON, 22MM, ROUND, PLASTIC, BLUE, RAISED FRONT RING, MOMENTARY CONTACT TYPE, WITH LASER | 9.56
3SU1000-0CB50-0AA0-ZY19 | PUSHBUTTON, 22MM, ROUND, PLASTIC, BLUE, RAISED FRONT RING, MOMENTARY CONTACT TYPE, WITH LASER | 7.67
3SU1000-0CB60-0AA0-ZY15 | PUSHBUTTON, 22MM, ROUND, PLASTIC, WHITE, RAISED FRONT RING, MOMENTARY CONTACT TYPE, WITH LASER | 9.56
3SU1000-0DB10-0AA0 | PUSHBUTTON, 22MM, ROUND, PLASTIC, BLACK RAISED FRONT RING, CASTELLATED MOMENTARY CONTACT TYPE | 15.74
3SU1000-0DB10-0AA0-ZY13 | PUSHBUTTON, 22MM, ROUND, PLASTIC, BLACK, RAISED FRONT RING, CASTELLATED MOMENTARY CONTACT TYPE, | 20.32
3SU1000-0DB10-0AA0-ZY19 | PUSHBUTTON, 22MM, ROUND, PLASTIC, BLACK, RAISED FRONT RING, CASTELLATED MOMENTARY CONTACT TYPE, | 18.43
3SU1000-0DB20-0AA0-ZY15 | PUSHBUTTON, 22MM, ROUND, PLASTIC, RED, RAISED FRONT RING, CASTELLATED MOMENTARY CONTACT TYPE, | 20.32
3SU1000-0DB30-0AA0 | PUSHBUTTON, 22MM, ROUND, PLASTIC, YELLOW RAISED FRONT RING, CASTELLATED MOMENTARY CONTACT TYPE | 15.74
3SU1000-0DB30-0AA0-ZY19 | PUSHBUTTON, 22MM, ROUND, PLASTIC, YELLOW, RAISED FRONT RING, CASTELLATED MOMENTARY CONTACT TYPE | 18.43
3SU1000-0DB40-0AA0-ZX90 | PUSHBUTTON, 22MM, ROUND, PLASTIC, GREEN, RAISED FRONT RING, CASTELLATED MOMENTARY CONTACT TYPE, | 17.16
3SU1000-0DB40-0AA0-ZY15 | PUSHBUTTON, 22MM, ROUND, PLASTIC, GREEN, RAISED FRONT RING, CASTELLATED MOMENTARY CONTACT TYPE, | 20.32
3SU1000-0DB50-0AA0 | PUSHBUTTON, 22MM, ROUND, PLASTIC, BLUE RAISED FRONT RING, CASTELLATED MOMENTARY CONTACT TYPE | 15.74
3SU1000-0DB50-0AA0-ZY19 | PUSHBUTTON, 22MM, ROUND, PLASTIC, BLUE, RAISED FRONT RING, CASTELLATED MOMENTARY CONTACT TYPE, | 18.43
3SU1000-0AB10-0AA0-ZY19 | PUSHBUTTON, 22MM, ROUND, PLASTIC, BLACK, FLAT BUTTON, MOMENTARY CONTACT TYPE, WITH LASER INSCR | 5.8
3SU1000-0AB30-0AA0 | PUSHBUTTON, 22MM, ROUND, PLASTIC, YELLOW, FLAT BUTTON, MOMENTARY CONTACT TYPE | 4.15
3SU1000-0AB30-0AA0-ZX90 | PUSHBUTTON, 22MM, ROUND, PLASTIC, YELLOW, FLAT BUTTON, MOMENTARY CONTACT TYPE, Z = 50X PACK | 4.54
3SU1000-0AB30-0AA0-ZY10 | PUSHBUTTON, 22MM, ROUND, PLASTIC, YELLOW, FLAT BUTTON, MOMENTARY CONTACT TYPE, WITH LASER INSC | 7.73
3SU1000-0AB30-0AA0-ZY11 | PUSHBUTTON, 22MM, ROUND, PLASTIC, YELLOW, FLAT BUTTON, MOMENTARY CONTACT TYPE, WITH LASER INSC | 7.73
3SU1000-0AB30-0AA0-ZY12 | PUSHBUTTON, 22MM, ROUND, PLASTIC, YELLOW, FLAT BUTTON, MOMENTARY CONTACT TYPE, WITH LASER INSC | 7.73
3SU1000-0AB40-0AC0-ZX90 | PUSHBUTTON, 22MM, ROUND, PLASTIC, GREEN, INSCRIPTION: I, FLAT BUTTON, MOMENTARY CONTACT TYPE | 6.03
3SU1000-0AB50-0AA0 | PUSHBUTTON, 22MM, ROUND, PLASTIC, BLUE, FLAT BUTTON, MOMENTARY CONTACT TYPE | 4.15
3SU1000-0AB50-0AA0-ZX90 | PUSHBUTTON, 22MM, ROUND, PLASTIC, BLUE, FLAT BUTTON, MOMENTARY CONTACT TYPE, Z = 50X PACK | 4.54
3SU1000-0AB50-0AA0-ZY10 | PUSHBUTTON, 22MM, ROUND, PLASTIC, BLUE, FLAT BUTTON, MOMENTARY CONTACT TYPE, WITH LASER INSCRI | 7.73
3SU1000-0AB60-0AA0-ZY15 | PUSHBUTTON, 22MM, ROUND, PLASTIC, WHITE, FLAT BUTTON, MOMENTARY CONTACT TYPE, WITH LASER INSCR | 7.73
3SU1000-0AB60-0AA0-ZY19 | PUSHBUTTON, 22MM, ROUND, PLASTIC, WHITE, FLAT BUTTON, MOMENTARY CONTACT TYPE, WITH LASER INSCR | 5.8
3SU1000-0AB60-0AC0 | PUSHBUTTON, 22MM, ROUND, PLASTIC, WHITE, INSCRIPTION: I, FLAT BUTTON, MOMENTARY CONTACT TYPE | 5.54
3SU1000-0AB60-0AC0-ZX90 | PUSHBUTTON, 22MM, ROUND, PLASTIC, WHITE, INSCRIPTION: I, FLAT BUTTON, MOMENTARY CONTACT TYPE | 6.03
3SU1000-0AB80-0AA0-ZY13 | PUSHBUTTON, 22MM, ROUND, PLASTIC, GRAY, FLAT BUTTON, MOMENTARY CONTACT TYPE, WITH LASER INSCRI | 7.73
3SU1000-0AB80-0AA0-ZY15 | PUSHBUTTON, 22MM, ROUND, PLASTIC, GRAY, FLAT BUTTON, MOMENTARY CONTACT TYPE, WITH LASER INSCRI | 7.73
3SU1000-0AB80-0AA0-ZY19 | PUSHBUTTON, 22MM, ROUND, PLASTIC, GRAY, FLAT BUTTON, MOMENTARY CONTACT TYPE, WITH LASER INSCRI | 5.8
3SU1000-0BB10-0AA0 | PUSHBUTTON, 22MM, ROUND, PLASTIC, BLACK, RAISED BUTTON, MOMENTARY CONTACT TYPE | 6.27
3SU1000-0BB20-0AA0-ZY13 | PUSHBUTTON, 22MM, ROUND, PLASTIC, RED, RAISED BUTTON, MOMENTARY CONTACT TYPE, WITH LASER INSCR | 10
3SU1000-0BB20-0AA0-ZY15 | PUSHBUTTON, 22MM, ROUND, PLASTIC, RED, RAISED BUTTON, MOMENTARY CONTACT TYPE, WITH LASER INSCR | 10
3SU1000-0BB20-0AA0-ZY19 | PUSHBUTTON, 22MM, ROUND, PLASTIC, RED, RAISED BUTTON, MOMENTARY CONTACT TYPE, WITH LASER INSCR | 8.1
3SU1000-0BB30-0AA0 | PUSHBUTTON, 22MM, ROUND, PLASTIC, YELLOW, RAISED BUTTON, MOMENTARY CONTACT TYPE | 6.27
3SU1000-0BB40-0AA0-ZY15 | PUSHBUTTON, 22MM, ROUND, PLASTIC, GREEN, RAISED BUTTON, MOMENTARY CONTACT TYPE, WITH LASER INS | 10
3SU1000-0BB40-0AA0-ZY19 | PUSHBUTTON, 22MM, ROUND, PLASTIC, GREEN, RAISED BUTTON, MOMENTARY CONTACT TYPE, WITH LASER INS | 8.1
3SU1000-0BB50-0AA0 | PUSHBUTTON, 22MM, ROUND, PLASTIC, BLUE, RAISED BUTTON, MOMENTARY CONTACT TYPE | 6.27
3SU1000-0BB50-0AA0-ZX90 | PUSHBUTTON, 22MM, ROUND, PLASTIC, BLUE, RAISED BUTTON, MOMENTARY CONTACT TYPE, Z = 50X PACK | 6.84
3SU1000-0BB60-0AA0-ZY19 | PUSHBUTTON, 22MM, ROUND, PLASTIC, WHITE, RAISED BUTTON, MOMENTARY CONTACT TYPE, WITH LASER INS | 8.1
3SU1000-0CB10-0AA0 | PUSHBUTTON, 22MM, ROUND, PLASTIC, BLACK RAISED FRONT RING MOMENTARY CONTACT TYPE | 5.88
3SU1000-0CB10-0AA0-ZX90 | PUSHBUTTON, 22MM, ROUND, PLASTIC, BLACK, RAISED FRONT RING, MOMENTARY CONTACT TYPE, Z = 50X PA | 6.4
3SU1000-0CB10-0AA0-ZY10 | PUSHBUTTON, 22MM, ROUND, PLASTIC, BLACK, RAISED FRONT RING, MOMENTARY CONTACT TYPE, WITH LASER | 9.56
3SU1000-0CB40-0AA0 | PUSHBUTTON, 22MM, ROUND, PLASTIC, GREEN, RAISED FRONT RING MOMENTARY CONTACT TYPE | 5.88
3SU1000-0CB40-0AA0-ZX90 | PUSHBUTTON, 22MM, ROUND, PLASTIC, GREEN, RAISED FRONT RING, MOMENTARY CONTACT TYPE, Z = 50X PA | 6.4
3SU1000-0CB40-0AA0-ZY10 | PUSHBUTTON, 22MM, ROUND, PLASTIC, GREEN, RAISED FRONT RING, MOMENTARY CONTACT TYPE, WITH LASER | 9.56
3SU1000-0CB40-0AA0-ZY11 | PUSHBUTTON, 22MM, ROUND, PLASTIC, GREEN, RAISED FRONT RING, MOMENTARY CONTACT TYPE, WITH LASER | 9.56
3SU1000-0CB60-0AA0 | PUSHBUTTON, 22MM, ROUND, PLASTIC, WHITE, RAISED FRONT RING MOMENTARY CONTACT TYPE | 5.88
3SU1000-0CB60-0AA0-ZX90 | PUSHBUTTON, 22MM, ROUND, PLASTIC, WHITE, RAISED FRONT RING, MOMENTARY CONTACT TYPE, Z = 50X PA | 6.4
3SU1000-0CB60-0AA0-ZY10 | PUSHBUTTON, 22MM, ROUND, PLASTIC, WHITE, RAISED FRONT RING, MOMENTARY CONTACT TYPE, WITH LASER | 9.56
3SU1000-0CB60-0AA0-ZY11 | PUSHBUTTON, 22MM, ROUND, PLASTIC, WHITE, RAISED FRONT RING, MOMENTARY CONTACT TYPE, WITH LASER | 9.56
3SU1000-0CB60-0AA0-ZY12 | PUSHBUTTON, 22MM, ROUND, PLASTIC, WHITE, RAISED FRONT RING, MOMENTARY CONTACT TYPE, WITH LASER | 9.56
3SU1000-0DB20-0AA0-ZX90 | PUSHBUTTON, 22MM, ROUND, PLASTIC, RED, RAISED FRONT RING, CASTELLATED MOMENTARY CONTACT TYPE, | 17.16
3SU1000-0DB20-0AA0-ZY10 | PUSHBUTTON, 22MM, ROUND, PLASTIC, RED, RAISED FRONT RING, CASTELLATED MOMENTARY CONTACT TYPE, | 20.32
3SU1000-0DB20-0AA0-ZY11 | PUSHBUTTON, 22MM, ROUND, PLASTIC, RED, RAISED FRONT RING, CASTELLATED MOMENTARY CONTACT TYPE, | 20.32
3SU1000-0DB20-0AA0-ZY12 | PUSHBUTTON, 22MM, ROUND, PLASTIC, RED, RAISED FRONT RING, CASTELLATED MOMENTARY CONTACT TYPE, | 20.32
3SU1000-0DB40-0AA0-ZY10 | PUSHBUTTON, 22MM, ROUND, PLASTIC, GREEN, RAISED FRONT RING, CASTELLATED MOMENTARY CONTACT TYPE, | 20.32
3SU1000-0DB40-0AA0-ZY11 | PUSHBUTTON, 22MM, ROUND, PLASTIC, GREEN, RAISED FRONT RING, CASTELLATED MOMENTARY CONTACT TYPE, | 20.32
3SU1000-0DB40-0AA0-ZY12 | PUSHBUTTON, 22MM, ROUND, PLASTIC, GREEN, RAISED FRONT RING, CASTELLATED MOMENTARY CONTACT TYPE, | 20.32
3SU1000-0DB40-0AA0-ZY13 | PUSHBUTTON, 22MM, ROUND, PLASTIC, GREEN, RAISED FRONT RING, CASTELLATED MOMENTARY CONTACT TYPE, | 20.32
3SU1000-0DB60-0AA0-ZY11 | PUSHBUTTON, 22MM, ROUND, PLASTIC, WHITE, RAISED FRONT RING, CASTELLATED MOMENTARY CONTACT TYPE, | 20.32
3SU1000-0DB60-0AA0-ZY12 | PUSHBUTTON, 22MM, ROUND, PLASTIC, WHITE, RAISED FRONT RING, CASTELLATED MOMENTARY CONTACT TYPE, | 20.32
3SU1000-0DB60-0AA0-ZY13 | PUSHBUTTON, 22MM, ROUND, PLASTIC, WHITE, RAISED FRONT RING, CASTELLATED MOMENTARY CONTACT TYPE, | 20.32
3SU1000-0DB60-0AA0-ZY15 | PUSHBUTTON, 22MM, ROUND, PLASTIC, WHITE, RAISED FRONT RING, CASTELLATED MOMENTARY CONTACT TYPE, | 20.32
3SU1000-1AA20-0AA0-ZY11 | MUSHROOM PUSHBUTTON, 22MM, ROUND, PLASTIC, RED, 30MM, LATCHING, PULL TO UNLATCH, WITH LASER I | 20.96
3SU1000-1AA20-0AA0-ZY12 | MUSHROOM PUSHBUTTON, 22MM, ROUND, PLASTIC, RED, 30MM, LATCHING, PULL TO UNLATCH, WITH LASER I | 20.96
3SU1000-1AA20-0AA0-ZY13 | MUSHROOM PUSHBUTTON, 22MM, ROUND, PLASTIC, RED, 30MM, LATCHING, PULL TO UNLATCH, WITH LASER I | 20.96
3SU1000-1AA20-0AA0-ZY15 | MUSHROOM PUSHBUTTON, 22MM, ROUND, PLASTIC, RED, 30MM, LATCHING, PULL TO UNLATCH, WITH LASER I | 20.96
3SU1000-1CD20-0AA0-ZY10 | MUSHROOM PUSHBUTTON, 22MM, ROUND, PLASTIC, RED, 60MM, MOMENTARY CONTACT TYPE, WITH LASER INSCR | 13.22
3SU1000-1CD20-0AA0-ZY11 | MUSHROOM PUSHBUTTON, 22MM, ROUND, PLASTIC, RED, 60MM, MOMENTARY CONTACT TYPE, WITH LASER INSCR | 13.22
3SU1000-1CD20-0AA0-ZY12 | MUSHROOM PUSHBUTTON, 22MM, ROUND, PLASTIC, RED, 60MM, MOMENTARY CONTACT TYPE, WITH LASER INSCR | 13.22
3SU1000-1CD20-0AA0-ZY13 | MUSHROOM PUSHBUTTON, 22MM, ROUND, PLASTIC, RED, 60MM, MOMENTARY CONTACT TYPE, WITH LASER INSCR | 13.22
3SU1000-0DB60-0AA0-ZX90 | PUSHBUTTON, 22MM, ROUND, PLASTIC, WHITE, RAISED FRONT RING, CASTELLATED MOMENTARY CONTACT TYPE, | 17.16
3SU1000-1AA10-0AA0 | MUSHROOM PUSHBUTTON, 22MM, ROUND, PLASTIC, BLACK, 30MM, LATCHING, PULL TO UNLATCH | 16.35
3SU1000-1AA10-0AA0-ZY10 | MUSHROOM PUSHBUTTON, 22MM, ROUND, PLASTIC, BLACK, 30MM, LATCHING, PULL TO UNLATCH, WITH LASER | 20.96
3SU1000-1AA10-0AA0-ZY19 | MUSHROOM PUSHBUTTON, 22MM, ROUND, PLASTIC, BLACK, 30MM, LATCHING, PULL TO UNLATCH, WITH LASER | 19.06
3SU1000-1AA20-0AA0-ZX90 | MUSHROOM PUSHBUTTON, 22MM, ROUND, PLASTIC, RED, 30MM, LATCHING, PULL TO UNLATCH Z = 20X PACK | 17.8
3SU1000-1CA20-0AA0-ZY15 | MUSHROOM PUSHBUTTON, 22MM, ROUND, PLASTIC, RED, 60MM, LATCHING, PULL TO UNLATCH, WITH LASER I | 20.96
3SU1000-1CD10-0AA0 | MUSHROOM PUSHBUTTON, 22MM, ROUND, PLASTIC, BLACK, 60MM, MOMENTARY CONTACT TYPE | 9.24
3SU1000-1CD10-0AA0-ZY19 | MUSHROOM PUSHBUTTON, 22MM, ROUND, PLASTIC, BLACK, 60MM, MOMENTARY CONTACT TYPE, WITH LASER INS | 11.33
3SU1000-1CD20-0AA0-ZX90 | MUSHROOM PUSHBUTTON, 22MM, ROUND, PLASTIC, RED, 60MM, MOMENTARY CONTACT TYPE, Z = 20X PACK | 10.06
3SU1000-1CD20-0AA0-ZY15 | MUSHROOM PUSHBUTTON, 22MM, ROUND, PLASTIC, RED, 60MM, MOMENTARY CONTACT TYPE, WITH LASER INSCR | 13.22
3SU1000-1CD30-0AA0 | MUSHROOM PUSHBUTTON, 22MM, ROUND, PLASTIC, YELLOW, 60MM, MOMENTARY CONTACT TYPE | 9.24
3SU1000-1CD30-0AA0-ZY19 | MUSHROOM PUSHBUTTON, 22MM, ROUND, PLASTIC, YELLOW, 60MM, MOMENTARY CONTACT TYPE, WITH LASER IN | 11.33
3SU1000-1CD40-0AA0-ZX90 | MUSHROOM PUSHBUTTON, 22MM, ROUND, PLASTIC, GREEN, 60MM, MOMENTARY CONTACT TYPE, Z = 20X PACK | 10.06
3SU1000-1GB20-0AA0 | EM. STOP MUSHROOM PUSHBUTTON, 22MM, ROUND, PLASTIC, RED, 30MM, POSITIVE LATCHING, ROTATE TO UN | 17.49
3SU1000-1GB20-0AA0-ZY10 | EM. STOP MUSHROOM PUSHBUTTON, 22MM, ROUND, PLASTIC, RED, 30MM, POSITIVE LATCHING, ROTATE TO UN | 21.85
3SU1000-1GB20-0AA0-ZY19 | EM. STOP MUSHROOM PUSHBUTTON, 22MM, ROUND, PLASTIC, RED, 30MM, POSITIVE LATCHING, ROTATE TO UN | 19.93
3SU1000-1HA20-0AA0-ZX90 | EM. STOP MUSHROOM PUSHBUTTON, 22MM, ROUND, PLASTIC, RED, 40MM, POSITIVE LATCHING, PULL TO UNLA | 18.8
3SU1000-1HB10-0AA0 | MUSHROOM PUSHBUTTON, 22MM, ROUND, PLASTIC, BLACK, 40MM, POSITIVE LATCHING, ROTATE TO UNLATCH | 19.27
3SU1000-1HB10-0AA0-ZY10 | MUSHROOM PUSHBUTTON, 22MM, ROUND, PLASTIC, BLACK, 40MM, POSITIVE LATCHING, ROTATE TO UNLATCH, | 23.74
3SU1000-1HB20-0AA0-ZX90 | EM. STOP MUSHROOM PUSHBUTTON, 22MM, ROUND, PLASTIC, RED, 40MM, POSITIVE LATCHING, ROTATE TO UN | 20.57
3SU1000-1HB20-0AA0-ZY11 | EM. STOP MUSHROOM PUSHBUTTON, 22MM, ROUND, PLASTIC, RED, 40MM, POSITIVE LATCHING, ROTATE TO UN | 23.74
3SU1000-1HB50-0AA0 | MUSHROOM PUSHBUTTON, 22MM, ROUND, PLASTIC, BLUE, 40MM, POSITIVE LATCHING, ROTATE TO UNLATCH | 19.27
3SU1000-1HB50-0AA0-ZY10 | MUSHROOM PUSHBUTTON, 22MM, ROUND, PLASTIC, BLUE, 40MM, POSITIVE LATCHING, ROTATE TO UNLATCH, | 23.74
3SU1000-1HB50-0AA0-ZY12 | MUSHROOM PUSHBUTTON, 22MM, ROUND, PLASTIC, BLUE, 40MM, POSITIVE LATCHING, ROTATE TO UNLATCH, | 23.74
3SU1000-1HF20-0AA0-ZX90 | EM. STOP MUSHROOM PUSHBUTTON, 22MM, ROUND, PLASTIC, RED, 40MM, WITH RONIS LOCK, LOCK NO. SB30, | 40.06
3SU1000-1HG20-0AA0 | EM. STOP MUSHROOM PUSHBUTTON, 22MM, ROUND, PLASTIC, RED, 40MM, WITH RONIS LOCK, LOCK NO. 455, | 40.5
3SU1000-1HM20-0AA0-ZX90 | EM. STOP MUSHROOM PUSHBUTTON, 22MM, ROUND, PLASTIC, RED, 40MM, WITH BKS LOCK, LOCK NO. S7, PO | 84.19
3SU1000-1HN20-0AA0-ZX90 | EM. STOP MUSHROOM PUSHBUTTON, 22MM, ROUND, PLASTIC, RED, 40MM, WITH BKS LOCK, LOCK NO. S9, PO | 84.19
3SU1000-1HR20-0AA0-ZY01 | EM. STOP MUSHROOM PUSHBUTTON, 22MM, ROUND, PLASTIC, RED, 40MM, WITH CES LOCK, SPECIAL LOCK, P | 94.96
3SU1000-1HS20-0AA0 | EM. STOP MUSHROOM PUSHBUTTON, 22MM, ROUND, PLASTIC, RED, 40MM, WITH CES LOCK, LOCK NO. SSP9, | 59.27
3SU1000-0CB60-0AA0-ZY19 | PUSHBUTTON, 22MM, ROUND, PLASTIC, WHITE, RAISED FRONT RING, MOMENTARY CONTACT TYPE, WITH LASER | 7.67
3SU1000-0DB10-0AA0-ZY15 | PUSHBUTTON, 22MM, ROUND, PLASTIC, BLACK, RAISED FRONT RING, CASTELLATED MOMENTARY CONTACT TYPE, | 20.32
3SU1000-0DB20-0AA0 | PUSHBUTTON, 22MM, ROUND, PLASTIC, RED RAISED FRONT RING, CASTELLATED MOMENTARY CONTACT TYPE | 15.74
3SU1000-0DB20-0AA0-ZY13 | PUSHBUTTON, 22MM, ROUND, PLASTIC, RED, RAISED FRONT RING, CASTELLATED MOMENTARY CONTACT TYPE, | 20.32
3SU1000-0DB20-0AA0-ZY19 | PUSHBUTTON, 22MM, ROUND, PLASTIC, RED, RAISED FRONT RING, CASTELLATED MOMENTARY CONTACT TYPE, | 18.43
3SU1000-0DB30-0AA0-ZX90 | PUSHBUTTON, 22MM, ROUND, PLASTIC, YELLOW, RAISED FRONT RING, CASTELLATED MOMENTARY CONTACT TYPE | 17.16
3SU1000-0DB30-0AA0-ZY15 | PUSHBUTTON, 22MM, ROUND, PLASTIC, YELLOW, RAISED FRONT RING, CASTELLATED MOMENTARY CONTACT TYPE | 20.32
3SU1000-0DB40-0AA0 | PUSHBUTTON, 22MM, ROUND, PLASTIC, GREEN RAISED FRONT RING, CASTELLATED MOMENTARY CONTACT TYPE | 15.74
3SU1000-0DB40-0AA0-ZY19 | PUSHBUTTON, 22MM, ROUND, PLASTIC, GREEN, RAISED FRONT RING, CASTELLATED MOMENTARY CONTACT TYPE, | 18.43
3SU1000-0DB50-0AA0-ZX90 | PUSHBUTTON, 22MM, ROUND, PLASTIC, BLUE, RAISED FRONT RING, CASTELLATED MOMENTARY CONTACT TYPE, | 17.16
3SU1000-0DB50-0AA0-ZY15 | PUSHBUTTON, 22MM, ROUND, PLASTIC, BLUE, RAISED FRONT RING, CASTELLATED MOMENTARY CONTACT TYPE, | 20.32
3SU1000-0DB60-0AA0 | PUSHBUTTON, 22MM, ROUND, PLASTIC, WHITE RAISED FRONT RING, CASTELLATED MOMENTARY CONTACT TYPE | 15.74
3SU1000-0DB60-0AA0-ZY10 | PUSHBUTTON, 22MM, ROUND, PLASTIC, WHITE, RAISED FRONT RING, CASTELLATED MOMENTARY CONTACT TYPE, | 20.32
3SU1000-0DB60-0AA0-ZY19 | PUSHBUTTON, 22MM, ROUND, PLASTIC, WHITE, RAISED FRONT RING, CASTELLATED MOMENTARY CONTACT TYPE, | 18.43
3SU1000-1AA10-0AA0-ZX90 | MUSHROOM PUSHBUTTON, 22MM, ROUND, PLASTIC, BLACK, 30MM, LATCHING, PULL TO UNLATCH Z = 20X PAC | 17.8
3SU1000-1AA20-0AA0 | MUSHROOM PUSHBUTTON, 22MM, ROUND, PLASTIC, RED, 30MM, LATCHING, PULL TO UNLATCH | 16.35
3SU1000-1AA20-0AA0-ZY10 | MUSHROOM PUSHBUTTON, 22MM, ROUND, PLASTIC, RED, 30MM, LATCHING, PULL TO UNLATCH, WITH LASER I | 20.96
3SU1000-1AA20-0AA0-ZY19 | MUSHROOM PUSHBUTTON, 22MM, ROUND, PLASTIC, RED, 30MM, LATCHING, PULL TO UNLATCH, WITH LASER I | 19.06
3SU1000-1CA20-0AA0-ZY19 | MUSHROOM PUSHBUTTON, 22MM, ROUND, PLASTIC, RED, 60MM, LATCHING, PULL TO UNLATCH, WITH LASER I | 19.06
3SU1000-1CD10-0AA0-ZX90 | MUSHROOM PUSHBUTTON, 22MM, ROUND, PLASTIC, BLACK, 60MM, MOMENTARY CONTACT TYPE, Z = 20X PACK | 10.06
3SU1000-1CD10-0AA0-ZY15 | MUSHROOM PUSHBUTTON, 22MM, ROUND, PLASTIC, BLACK, 60MM, MOMENTARY CONTACT TYPE, WITH LASER INS | 13.22
3SU1000-1CD20-0AA0 | MUSHROOM PUSHBUTTON, 22MM, ROUND, PLASTIC, RED, 60MM, MOMENTARY CONTACT TYPE | 9.24
3SU1000-1CD20-0AA0-ZY19 | MUSHROOM PUSHBUTTON, 22MM, ROUND, PLASTIC, RED, 60MM, MOMENTARY CONTACT TYPE, WITH LASER INSCR | 11.33
3SU1000-1CD30-0AA0-ZX90 | MUSHROOM PUSHBUTTON, 22MM, ROUND, PLASTIC, YELLOW, 60MM, MOMENTARY CONTACT TYPE, Z = 20X PACK | 10.06
3SU1000-1CD40-0AA0 | MUSHROOM PUSHBUTTON, 22MM, ROUND, PLASTIC, GREEN, 60MM, MOMENTARY CONTACT TYPE | 9.24
3SU1000-1CD40-0AA0-ZY10 | MUSHROOM PUSHBUTTON, 22MM, ROUND, PLASTIC, GREEN, 60MM, MOMENTARY CONTACT TYPE, WITH LASER INS | 13.22
3SU1000-1CD40-0AA0-ZY19 | MUSHROOM PUSHBUTTON, 22MM, ROUND, PLASTIC, GREEN, 60MM, MOMENTARY CONTACT TYPE, WITH LASER INS | 11.33
3SU1000-1GB20-0AA0-ZX90 | EM. STOP MUSHROOM PUSHBUTTON, 22MM, ROUND, PLASTIC, RED, 30MM, POSITIVE LATCHING, ROTATE TO UN | 18.67
3SU1000-1HA20-0AA0 | EM. STOP MUSHROOM PUSHBUTTON, 22MM, ROUND, PLASTIC, RED, 40MM, POSITIVE LATCHING, PULL TO UNLA | 17.6
3SU1000-1HA20-0AA0-ZY10 | EM. STOP MUSHROOM PUSHBUTTON, 22MM, ROUND, PLASTIC, RED, 40MM, POSITIVE LATCHING, PULL TO UNLA | 21.96
3SU1000-0CB20-0AA0-ZY19 | PUSHBUTTON, 22MM, ROUND, PLASTIC, RED, RAISED FRONT RING, MOMENTARY CONTACT TYPE, WITH LASER I | 7.67
3SU1000-0CB30-0AA0 | PUSHBUTTON, 22MM, ROUND, PLASTIC, YELLOW, RAISED FRONT RING MOMENTARY CONTACT TYPE | 5.88
3SU1000-0CB30-0AA0-ZX90 | PUSHBUTTON, 22MM, ROUND, PLASTIC, YELLOW, RAISED FRONT RING, MOMENTARY CONTACT TYPE, Z = 50X P | 6.4
3SU1000-0CB30-0AA0-ZY10 | PUSHBUTTON, 22MM, ROUND, PLASTIC, YELLOW, RAISED FRONT RING, MOMENTARY CONTACT TYPE, WITH LASE | 9.56
3SU1000-0CB30-0AA0-ZY11 | PUSHBUTTON, 22MM, ROUND, PLASTIC, YELLOW, RAISED FRONT RING, MOMENTARY CONTACT TYPE, WITH LASE | 9.56
3SU1000-0CB50-0AA0 | PUSHBUTTON, 22MM, ROUND, PLASTIC, BLUE, RAISED FRONT RING MOMENTARY CONTACT TYPE | 5.88
3SU1000-0CB50-0AA0-ZX90 | PUSHBUTTON, 22MM, ROUND, PLASTIC, BLUE, RAISED FRONT RING, MOMENTARY CONTACT TYPE, Z = 50X PAC | 6.4
3SU1000-0CB50-0AA0-ZY10 | PUSHBUTTON, 22MM, ROUND, PLASTIC, BLUE, RAISED FRONT RING, MOMENTARY CONTACT TYPE, WITH LASER | 9.56
3SU1000-0CB50-0AA0-ZY11 | PUSHBUTTON, 22MM, ROUND, PLASTIC, BLUE, RAISED FRONT RING, MOMENTARY CONTACT TYPE, WITH LASER | 9.56
3SU1000-0DB10-0AA0-ZX90 | PUSHBUTTON, 22MM, ROUND, PLASTIC, BLACK, RAISED FRONT RING, CASTELLATED MOMENTARY CONTACT TYPE, | 17.16
3SU1000-0DB10-0AA0-ZY10 | PUSHBUTTON, 22MM, ROUND, PLASTIC, BLACK, RAISED FRONT RING, CASTELLATED MOMENTARY CONTACT TYPE, | 20.32
3SU1000-0DB10-0AA0-ZY11 | PUSHBUTTON, 22MM, ROUND, PLASTIC, BLACK, RAISED FRONT RING, CASTELLATED MOMENTARY CONTACT TYPE, | 20.32
3SU1000-0DB10-0AA0-ZY12 | PUSHBUTTON, 22MM, ROUND, PLASTIC, BLACK, RAISED FRONT RING, CASTELLATED MOMENTARY CONTACT TYPE, | 20.32
3SU1000-0DB30-0AA0-ZY10 | PUSHBUTTON, 22MM, ROUND, PLASTIC, YELLOW, RAISED FRONT RING, CASTELLATED MOMENTARY CONTACT TYPE | 20.32
3SU1000-0DB30-0AA0-ZY11 | PUSHBUTTON, 22MM, ROUND, PLASTIC, YELLOW, RAISED FRONT RING, CASTELLATED MOMENTARY CONTACT TYPE | 20.32
3SU1000-0DB30-0AA0-ZY12 | PUSHBUTTON, 22MM, ROUND, PLASTIC, YELLOW, RAISED FRONT RING, CASTELLATED MOMENTARY CONTACT TYPE | 20.32
3SU1000-0DB30-0AA0-ZY13 | PUSHBUTTON, 22MM, ROUND, PLASTIC, YELLOW, RAISED FRONT RING, CASTELLATED MOMENTARY CONTACT TYPE | 20.32
3SU1000-0DB50-0AA0-ZY10 | PUSHBUTTON, 22MM, ROUND, PLASTIC, BLUE, RAISED FRONT RING, CASTELLATED MOMENTARY CONTACT TYPE, | 20.32
3SU1000-0DB50-0AA0-ZY11 | PUSHBUTTON, 22MM, ROUND, PLASTIC, BLUE, RAISED FRONT RING, CASTELLATED MOMENTARY CONTACT TYPE, | 20.32
3SU1000-0DB50-0AA0-ZY12 | PUSHBUTTON, 22MM, ROUND, PLASTIC, BLUE, RAISED FRONT RING, CASTELLATED MOMENTARY CONTACT TYPE, | 20.32
3SU1000-0DB50-0AA0-ZY13 | PUSHBUTTON, 22MM, ROUND, PLASTIC, BLUE, RAISED FRONT RING, CASTELLATED MOMENTARY CONTACT TYPE, | 20.32
3SU1000-1AA10-0AA0-ZY11 | MUSHROOM PUSHBUTTON, 22MM, ROUND, PLASTIC, BLACK, 30MM, LATCHING, PULL TO UNLATCH, WITH LASER | 20.96
3SU1000-1AA10-0AA0-ZY12 | MUSHROOM PUSHBUTTON, 22MM, ROUND, PLASTIC, BLACK, 30MM, LATCHING, PULL TO UNLATCH, WITH LASER | 20.96
3SU1000-1AA10-0AA0-ZY13 | MUSHROOM PUSHBUTTON, 22MM, ROUND, PLASTIC, BLACK, 30MM, LATCHING, PULL TO UNLATCH, WITH LASER | 20.96
3SU1000-1AA10-0AA0-ZY15 | MUSHROOM PUSHBUTTON, 22MM, ROUND, PLASTIC, BLACK, 30MM, LATCHING, PULL TO UNLATCH, WITH LASER | 20.96
3SU1000-1CD10-0AA0-ZY10 | MUSHROOM PUSHBUTTON, 22MM, ROUND, PLASTIC, BLACK, 60MM, MOMENTARY CONTACT TYPE, WITH LASER INS | 13.22
3SU1000-1CD10-0AA0-ZY11 | MUSHROOM PUSHBUTTON, 22MM, ROUND, PLASTIC, BLACK, 60MM, MOMENTARY CONTACT TYPE, WITH LASER INS | 13.22
3SU1000-1CD10-0AA0-ZY12 | MUSHROOM PUSHBUTTON, 22MM, ROUND, PLASTIC, BLACK, 60MM, MOMENTARY CONTACT TYPE, WITH LASER INS | 13.22
3SU1000-1CD10-0AA0-ZY13 | MUSHROOM PUSHBUTTON, 22MM, ROUND, PLASTIC, BLACK, 60MM, MOMENTARY CONTACT TYPE, WITH LASER INS | 13.22
3SU1000-1CD40-0AA0-ZY11 | MUSHROOM PUSHBUTTON, 22MM, ROUND, PLASTIC, GREEN, 60MM, MOMENTARY CONTACT TYPE, WITH LASER INS | 13.22
3SU1000-1CD40-0AA0-ZY12 | MUSHROOM PUSHBUTTON, 22MM, ROUND, PLASTIC, GREEN, 60MM, MOMENTARY CONTACT TYPE, WITH LASER INS | 13.22
3SU1000-1CD40-0AA0-ZY13 | MUSHROOM PUSHBUTTON, 22MM, ROUND, PLASTIC, GREEN, 60MM, MOMENTARY CONTACT TYPE, WITH LASER INS | 13.22
3SU1000-1CD40-0AA0-ZY15 | MUSHROOM PUSHBUTTON, 22MM, ROUND, PLASTIC, GREEN, 60MM, MOMENTARY CONTACT TYPE, WITH LASER INS | 13.22
3SU1000-1HA20-0AA0-ZY11 | EM. STOP MUSHROOM PUSHBUTTON, 22MM, ROUND, PLASTIC, RED, 40MM, POSITIVE LATCHING, PULL TO UNLA | 21.96
3SU1000-1HA20-0AA0-ZY12 | EM. STOP MUSHROOM PUSHBUTTON, 22MM, ROUND, PLASTIC, RED, 40MM, POSITIVE LATCHING, PULL TO UNLA | 21.96
3SU1000-1HA20-0AA0-ZY13 | EM. STOP MUSHROOM PUSHBUTTON, 22MM, ROUND, PLASTIC, RED, 40MM, POSITIVE LATCHING, PULL TO UNLA | 21.96
3SU1000-1HA20-0AA0-ZY15 | EM. STOP MUSHROOM PUSHBUTTON, 22MM, ROUND, PLASTIC, RED, 40MM, POSITIVE LATCHING, PULL TO UNLA | 21.96
3SU1000-1HA20-0AA0-ZY19 | EM. STOP MUSHROOM PUSHBUTTON, 22MM, ROUND, PLASTIC, RED, 40MM, POSITIVE LATCHING, PULL TO UNLA | 20.06
3SU1000-1HB20-0AA0-ZY12 | EM. STOP MUSHROOM PUSHBUTTON, 22MM, ROUND, PLASTIC, RED, 40MM, POSITIVE LATCHING, ROTATE TO UN | 23.74
3SU1000-1HB20-0AA0-ZY13 | EM. STOP MUSHROOM PUSHBUTTON, 22MM, ROUND, PLASTIC, RED, 40MM, POSITIVE LATCHING, ROTATE TO UN | 23.74
3SU1000-1HB20-0AA0-ZY15 | EM. STOP MUSHROOM PUSHBUTTON, 22MM, ROUND, PLASTIC, RED, 40MM, POSITIVE LATCHING, ROTATE TO UN | 23.74
3SU1000-1HB20-0AA0-ZY19 | EM. STOP MUSHROOM PUSHBUTTON, 22MM, ROUND, PLASTIC, RED, 40MM, POSITIVE LATCHING, ROTATE TO UN | 21.85
3SU1000-1HK20-0AA0 | EM. STOP MUSHROOM PUSHBUTTON, 22MM, ROUND, PLASTIC, RED, 40MM, WITH BKS LOCK, LOCK NO. S1, PO | 78.81
3SU1000-1HK20-0AA0-ZX90 | EM. STOP MUSHROOM PUSHBUTTON, 22MM, ROUND, PLASTIC, RED, 40MM, WITH BKS LOCK, LOCK NO. S1, PO | 84.19
3SU1000-1HK20-0AA0-ZY01 | EM. STOP MUSHROOM PUSHBUTTON, 22MM, ROUND, PLASTIC, RED, 40MM, WITH BKS LOCK, SPECIAL LOCK, P | 115.85
3SU1000-1HT20-0AA0-ZX90 | EM. STOP MUSHROOM PUSHBUTTON, 22MM, ROUND, PLASTIC, RED, 40MM, WITH CES LOCK, LOCK NO. SMS1, | 64.57
3SU1000-1JB20-0AA0 | EM. STOP MUSHROOM PUSHBUTTON, 22MM, ROUND, PLASTIC, RED, 60MM, POSITIVE LATCHING, ROTATE TO UN | 21.64
3SU1000-1JB20-0AA0-ZX90 | EM. STOP MUSHROOM PUSHBUTTON, 22MM, ROUND, PLASTIC, RED, 60MM, POSITIVE LATCHING, ROTATE TO UN | 23.11
3SU1000-1JB20-0AA0-ZY10 | EM. STOP MUSHROOM PUSHBUTTON, 22MM, ROUND, PLASTIC, RED, 60MM, POSITIVE LATCHING, ROTATE TO UN | 26.27
3SU1000-3AB11-0AA0-ZY19 | TWIN PUSHBUTTON, 22MM, ROUND, PLASTIC, BLACK, BLACK, FLAT BUTTONS, WITH LASER INSCRIPTION, INS | 10.76
3SU1000-3AB11-0AQ0 | TWIN PUSHBUTTON, 22MM, ROUND, PLASTIC, BLACK: SYMBOL 5264 IEC 60417, BLACK: SYMBOL 5265 IEC 6041 | 9.3
3SU1000-3AB11-0AQ0-ZX90 | TWIN PUSHBUTTON, 22MM, ROUND, PLASTIC, BLACK: SYMBOL 5264 IEC 60417, BLACK: SYMBOL 5265 IEC 6041 | 10.13
3SU1000-3AB42-0AA0 | TWIN PUSHBUTTON, 22MM, ROUND, PLASTIC, GREEN, RED, FLAT BUTTONS | 8.74
3SU1000-0AA10-0AA0-ZY15 | PUSHBUTTON, 22MM, ROUND, PLASTIC, BLACK, FLAT BUTTON, LATCHING, PUSH TO UNLATCH, WITH LASER I | 13.74
3SU1000-0AA10-0AA0-ZY19 | PUSHBUTTON, 22MM, ROUND, PLASTIC, BLACK, FLAT BUTTON, LATCHING, PUSH TO UNLATCH, WITH LASER I | 11.83
3SU1000-0AA20-0AA0 | PUSHBUTTON, 22MM, ROUND, PLASTIC, RED, FLAT BUTTON, LATCHING, PUSH TO UNLATCH | 9.71
3SU1000-0AA20-0AA0-ZX90 | PUSHBUTTON, 22MM, ROUND, PLASTIC, RED, FLAT BUTTON, LATCHING, PUSH TO UNLATCH, Z = 50X PACK | 10.57
3SU1000-3AB42-0AK0-ZX90 | TWIN PUSHBUTTON, 22MM, ROUND, PLASTIC, GREEN: I, RED: O, FLAT BUTTONS, Z = 50X PACK | 10.13
3SU1000-3AB61-0AA0 | TWIN PUSHBUTTON, 22MM, ROUND, PLASTIC, WHITE, BLACK, FLAT BUTTONS | 8.74
3SU1000-1HB10-0AA0-ZX90 | MUSHROOM PUSHBUTTON, 22MM, ROUND, PLASTIC, BLACK, 40MM, POSITIVE LATCHING, ROTATE TO UNLATCH | 20.57
3SU1000-1HB10-0AA0-ZY11 | MUSHROOM PUSHBUTTON, 22MM, ROUND, PLASTIC, BLACK, 40MM, POSITIVE LATCHING, ROTATE TO UNLATCH, | 23.74
3SU1000-1HB20-0AA0 | EM. STOP MUSHROOM PUSHBUTTON, 22MM, ROUND, PLASTIC, RED, 40MM, POSITIVE LATCHING, ROTATE TO UN | 19.27
3SU1000-1HB20-0AA0-ZY10 | EM. STOP MUSHROOM PUSHBUTTON, 22MM, ROUND, PLASTIC, RED, 40MM, POSITIVE LATCHING, ROTATE TO UN | 23.74
3SU1000-1HB50-0AA0-ZX90 | MUSHROOM PUSHBUTTON, 22MM, ROUND, PLASTIC, BLUE, 40MM, POSITIVE LATCHING, ROTATE TO UNLATCH Z | 20.57
3SU1000-1HB50-0AA0-ZY11 | MUSHROOM PUSHBUTTON, 22MM, ROUND, PLASTIC, BLUE, 40MM, POSITIVE LATCHING, ROTATE TO UNLATCH, | 23.74
3SU1000-1HF20-0AA0-ZY01 | EM. STOP MUSHROOM PUSHBUTTON, 22MM, ROUND, PLASTIC, RED, 40MM, WITH RONIS LOCK, SPECIAL LOCK, | 71.54
3SU1000-1HG20-0AA0-ZX90 | EM. STOP MUSHROOM PUSHBUTTON, 22MM, ROUND, PLASTIC, RED, 40MM, WITH RONIS LOCK, LOCK NO. 455, | 43.24
3SU1000-1HM20-0AA0 | EM. STOP MUSHROOM PUSHBUTTON, 22MM, ROUND, PLASTIC, RED, 40MM, WITH BKS LOCK, LOCK NO. S7, PO | 78.81
3SU1000-1HN20-0AA0 | EM. STOP MUSHROOM PUSHBUTTON, 22MM, ROUND, PLASTIC, RED, 40MM, WITH BKS LOCK, LOCK NO. S9, PO | 78.81
3SU1000-1HS20-0AA0-ZX90 | EM. STOP MUSHROOM PUSHBUTTON, 22MM, ROUND, PLASTIC, RED, 40MM, WITH CES LOCK, LOCK NO. SSP9, | 63.3
3SU1000-1JB20-0AA0-ZY12 | EM. STOP MUSHROOM PUSHBUTTON, 22MM, ROUND, PLASTIC, RED, 60MM, POSITIVE LATCHING, ROTATE TO UN | 26.27
3SU1000-1JB20-0AA0-ZY15 | EM. STOP MUSHROOM PUSHBUTTON, 22MM, ROUND, PLASTIC, RED, 60MM, POSITIVE LATCHING, ROTATE TO UN | 26.27
3SU1000-3AB11-0AA0-ZY11 | TWIN PUSHBUTTON, 22MM, ROUND, PLASTIC, BLACK, BLACK, FLAT BUTTONS, WITH LASER INSCRIPTION, UPP | 12.66
3SU1000-3AB11-0AA0-ZY13 | TWIN PUSHBUTTON, 22MM, ROUND, PLASTIC, BLACK, BLACK, FLAT BUTTONS, WITH LASER INSCRIPTION, SYM | 12.66
3SK2112-1AA10 | SIRIUS SAFETY RELAY BASIC UNIT 3SK2 SERIES 10 F-DI, 2 F-DQ, 1 DQ, 24 V DC PARAMETERIZABLE VIA SI | 420.32
3SU1000-0AA10-0AA0-ZY11 | PUSHBUTTON, 22MM, ROUND, PLASTIC, BLACK, FLAT BUTTON, LATCHING, PUSH TO UNLATCH, WITH LASER I | 13.74
3SU1000-0AA10-0AA0-ZY13 | PUSHBUTTON, 22MM, ROUND, PLASTIC, BLACK, FLAT BUTTON, LATCHING, PUSH TO UNLATCH, WITH LASER I | 13.74
3SU1000-0AA20-0AA0-ZY10 | PUSHBUTTON, 22MM, ROUND, PLASTIC, RED, FLAT BUTTON, LATCHING, PUSH TO UNLATCH, WITH LASER INS | 13.74
3SU1000-0AA20-0AA0-ZY12 | PUSHBUTTON, 22MM, ROUND, PLASTIC, RED, FLAT BUTTON, LATCHING, PUSH TO UNLATCH, WITH LASER INS | 13.74
3SU1000-3AB42-0AA0-ZY13 | TWIN PUSHBUTTON, 22MM, ROUND, PLASTIC, GREEN, RED, FLAT BUTTONS, WITH LASER INSCRIPTION, SYMBO | 12.66
3SU1000-3AB42-0AA0-ZY19 | TWIN PUSHBUTTON, 22MM, ROUND, PLASTIC, GREEN, RED, FLAT BUTTONS, WITH LASER INSCRIPTION, INSCR | 10.76
3SU1000-3AB61-0AA0-ZY12 | TWIN PUSHBUTTON, 22MM, ROUND, PLASTIC, WHITE, BLACK, FLAT BUTTONS, WITH LASER INSCRIPTION, LOW | 12.66
3SU1000-3AB61-0AA0-ZY15 | TWIN PUSHBUTTON, 22MM, ROUND, PLASTIC, WHITE, BLACK, FLAT BUTTONS, WITH LASER INSCRIPTION, UPP | 12.66
3SU1000-3AB66-0AA0-ZX90 | TWIN PUSHBUTTON, 22MM, ROUND, PLASTIC, WHITE, WHITE, FLAT BUTTONS, Z = 50X PACK | 9.5
3SU1000-3AB66-0AA0-ZY11 | TWIN PUSHBUTTON, 22MM, ROUND, PLASTIC, WHITE, WHITE, FLAT BUTTONS, WITH LASER INSCRIPTION, UPP | 12.66
3SU1000-3AB66-0AM0 | TWIN PUSHBUTTON, 22MM, ROUND, PLASTIC, WHITE: ARROW TO THE LEFT, WHITE: ARROW TO THE RIGHT, FLA | 9.3
3SU1030-5BL21-0AA0-ZY01 | CES KEY-OPERATED SWITCH, 22MM, ROUND, PLASTIC WITH METAL FRONT RING, SPECIAL LOCK, WITH 2 KEYS, | 137.37
3SU1030-5BL31-0AA0-ZX90 | CES KEY-OPERATED SWITCH, 22MM, ROUND, PLASTIC WITH METAL FRONT RING, LOCK NO. SSG10, WITH 2 KEYS | 105.72
3SU1000-1CD30-0AA0-ZY10 | MUSHROOM PUSHBUTTON, 22MM, ROUND, PLASTIC, YELLOW, 60MM, MOMENTARY CONTACT TYPE, WITH LASER IN | 13.22
3SU1000-1CD30-0AA0-ZY11 | MUSHROOM PUSHBUTTON, 22MM, ROUND, PLASTIC, YELLOW, 60MM, MOMENTARY CONTACT TYPE, WITH LASER IN | 13.22
3SU1000-1CD30-0AA0-ZY12 | MUSHROOM PUSHBUTTON, 22MM, ROUND, PLASTIC, YELLOW, 60MM, MOMENTARY CONTACT TYPE, WITH LASER IN | 13.22
3SU1000-1CD30-0AA0-ZY13 | MUSHROOM PUSHBUTTON, 22MM, ROUND, PLASTIC, YELLOW, 60MM, MOMENTARY CONTACT TYPE, WITH LASER IN | 13.22
3SU1000-1CD30-0AA0-ZY15 | MUSHROOM PUSHBUTTON, 22MM, ROUND, PLASTIC, YELLOW, 60MM, MOMENTARY CONTACT TYPE, WITH LASER IN | 13.22
3SU1000-1GB20-0AA0-ZY11 | EM. STOP MUSHROOM PUSHBUTTON, 22MM, ROUND, PLASTIC, RED, 30MM, POSITIVE LATCHING, ROTATE TO UN | 21.85
3SU1000-1GB20-0AA0-ZY12 | EM. STOP MUSHROOM PUSHBUTTON, 22MM, ROUND, PLASTIC, RED, 30MM, POSITIVE LATCHING, ROTATE TO UN | 21.85
3SU1000-1GB20-0AA0-ZY13 | EM. STOP MUSHROOM PUSHBUTTON, 22MM, ROUND, PLASTIC, RED, 30MM, POSITIVE LATCHING, ROTATE TO UN | 21.85
3SU1000-1GB20-0AA0-ZY15 | EM. STOP MUSHROOM PUSHBUTTON, 22MM, ROUND, PLASTIC, RED, 30MM, POSITIVE LATCHING, ROTATE TO UN | 21.85
3SU1000-1HB10-0AA0-ZY12 | MUSHROOM PUSHBUTTON, 22MM, ROUND, PLASTIC, BLACK, 40MM, POSITIVE LATCHING, ROTATE TO UNLATCH, | 23.74
3SU1000-1HB10-0AA0-ZY13 | MUSHROOM PUSHBUTTON, 22MM, ROUND, PLASTIC, BLACK, 40MM, POSITIVE LATCHING, ROTATE TO UNLATCH, | 23.74
3SU1000-1HB10-0AA0-ZY15 | MUSHROOM PUSHBUTTON, 22MM, ROUND, PLASTIC, BLACK, 40MM, POSITIVE LATCHING, ROTATE TO UNLATCH, | 23.74
3SU1000-1HB10-0AA0-ZY19 | MUSHROOM PUSHBUTTON, 22MM, ROUND, PLASTIC, BLACK, 40MM, POSITIVE LATCHING, ROTATE TO UNLATCH, | 21.85
3SU1000-1HB50-0AA0-ZY13 | MUSHROOM PUSHBUTTON, 22MM, ROUND, PLASTIC, BLUE, 40MM, POSITIVE LATCHING, ROTATE TO UNLATCH, | 23.74
3SU1000-1HB50-0AA0-ZY15 | MUSHROOM PUSHBUTTON, 22MM, ROUND, PLASTIC, BLUE, 40MM, POSITIVE LATCHING, ROTATE TO UNLATCH, | 23.74
3SU1000-1HB50-0AA0-ZY19 | MUSHROOM PUSHBUTTON, 22MM, ROUND, PLASTIC, BLUE, 40MM, POSITIVE LATCHING, ROTATE TO UNLATCH, | 21.85
3SU1000-1HF20-0AA0 | EM. STOP MUSHROOM PUSHBUTTON, 22MM, ROUND, PLASTIC, RED, 40MM, WITH RONIS LOCK, LOCK NO. SB30, | 37.52
3SU1000-1HQ20-0AA0 | EM. STOP MUSHROOM PUSHBUTTON, 22MM, ROUND, PLASTIC, RED, 40MM, WITH O.M.R. LOCK, LOCK NO. 7303 | 101.94
3SU1000-1HQ20-0AA0-ZX90 | EM. STOP MUSHROOM PUSHBUTTON, 22MM, ROUND, PLASTIC, RED, 40MM, WITH O.M.R. LOCK, LOCK NO. 7303 | 108.88
3SU1000-1HR20-0AA0 | EM. STOP MUSHROOM PUSHBUTTON, 22MM, ROUND, PLASTIC, RED, 40MM, WITH CES LOCK, LOCK NO. SSG10, | 59.27
3SU1000-1HR20-0AA0-ZX90 | EM. STOP MUSHROOM PUSHBUTTON, 22MM, ROUND, PLASTIC, RED, 40MM, WITH CES LOCK, LOCK NO. SSG10, | 63.3
3SU1000-1JB20-0AA0-ZY19 | EM. STOP MUSHROOM PUSHBUTTON, 22MM, ROUND, PLASTIC, RED, 60MM, POSITIVE LATCHING, ROTATE TO UN | 24.37
3SU1000-3AB11-0AA0 | TWIN PUSHBUTTON, 22MM, ROUND, PLASTIC, BLACK, BLACK, FLAT BUTTONS | 8.74
3SU1000-3AB11-0AA0-ZX90 | TWIN PUSHBUTTON, 22MM, ROUND, PLASTIC, BLACK, BLACK, FLAT BUTTONS, Z = 50X PACK | 9.5
3SU1000-3AB11-0AA0-ZY10 | TWIN PUSHBUTTON, 22MM, ROUND, PLASTIC, BLACK, BLACK, FLAT BUTTONS, WITH LASER INSCRIPTION, UPP | 12.66
3SK2122-1AA10 | SIRIUS SAFETY RELAY BASIC UNIT 3SK2 SERIES 20 F-DI, 4 F-DQ, 2 DQ, 24 V DC PARAMETERIZABLE VIA SI | 615.4
3SK2122-2AA10 | SIRIUS SAFETY RELAY BASIC UNIT 3SK2 SERIES 20 F-DI, 4 F-DQ, 2 DQ, 24 V DC PARAMETERIZABLE VIA SI | 615.4
3SU1000-0AA10-0AA0 | PUSHBUTTON, 22MM, ROUND, PLASTIC, BLACK, FLAT BUTTON, LATCHING, PUSH TO UNLATCH | 9.71
3SU1000-0AA10-0AA0-ZX90 | PUSHBUTTON, 22MM, ROUND, PLASTIC, BLACK, FLAT BUTTON, LATCHING, PUSH TO UNLATCH, Z = 50X PACK | 10.57
3SU1000-0AA20-0AA0-ZY15 | PUSHBUTTON, 22MM, ROUND, PLASTIC, RED, FLAT BUTTON, LATCHING, PUSH TO UNLATCH, WITH LASER INS | 13.74
3SU1000-1HT20-0AA0 | EM. STOP MUSHROOM PUSHBUTTON, 22MM, ROUND, PLASTIC, RED, 40MM, WITH CES LOCK, LOCK NO. SMS1, | 60.45
3SU1000-1JB20-0AA0-ZY11 | EM. STOP MUSHROOM PUSHBUTTON, 22MM, ROUND, PLASTIC, RED, 60MM, POSITIVE LATCHING, ROTATE TO UN | 26.27
3SU1000-1JB20-0AA0-ZY13 | EM. STOP MUSHROOM PUSHBUTTON, 22MM, ROUND, PLASTIC, RED, 60MM, POSITIVE LATCHING, ROTATE TO UN | 26.27
3SU1000-3AB11-0AA0-ZY12 | TWIN PUSHBUTTON, 22MM, ROUND, PLASTIC, BLACK, BLACK, FLAT BUTTONS, WITH LASER INSCRIPTION, LOW | 12.66
3SU1000-3AB11-0AA0-ZY15 | TWIN PUSHBUTTON, 22MM, ROUND, PLASTIC, BLACK, BLACK, FLAT BUTTONS, WITH LASER INSCRIPTION, UPP | 12.66
3SK2112-2AA10 | SIRIUS SAFETY RELAY BASIC UNIT 3SK2 SERIES 10 F-DI, 2 F-DQ, 1 DQ, 24 V DC PARAMETERIZABLE VIA SI | 420.32
3SU1000-0AA10-0AA0-ZY10 | PUSHBUTTON, 22MM, ROUND, PLASTIC, BLACK, FLAT BUTTON, LATCHING, PUSH TO UNLATCH, WITH LASER I | 13.74
3SU1000-0AA10-0AA0-ZY12 | PUSHBUTTON, 22MM, ROUND, PLASTIC, BLACK, FLAT BUTTON, LATCHING, PUSH TO UNLATCH, WITH LASER I | 13.74
3SU1000-0AA20-0AA0-ZY11 | PUSHBUTTON, 22MM, ROUND, PLASTIC, RED, FLAT BUTTON, LATCHING, PUSH TO UNLATCH, WITH LASER INS | 13.74
3SU1000-0AA20-0AA0-ZY13 | PUSHBUTTON, 22MM, ROUND, PLASTIC, RED, FLAT BUTTON, LATCHING, PUSH TO UNLATCH, WITH LASER INS | 13.74
3SU1000-3AB42-0AA0-ZY15 | TWIN PUSHBUTTON, 22MM, ROUND, PLASTIC, GREEN, RED, FLAT BUTTONS, WITH LASER INSCRIPTION, UPPER | 12.66
3SU1000-3AB42-0AK0 | TWIN PUSHBUTTON, 22MM, ROUND, PLASTIC, GREEN: I, RED: O, FLAT BUTTONS | 9.3
3SU1000-3AB61-0AA0-ZY11 | TWIN PUSHBUTTON, 22MM, ROUND, PLASTIC, WHITE, BLACK, FLAT BUTTONS, WITH LASER INSCRIPTION, UPP | 12.66
3SU1000-3AB61-0AA0-ZY13 | TWIN PUSHBUTTON, 22MM, ROUND, PLASTIC, WHITE, BLACK, FLAT BUTTONS, WITH LASER INSCRIPTION, SYM | 12.66
3SU1000-3AB66-0AA0-ZY10 | TWIN PUSHBUTTON, 22MM, ROUND, PLASTIC, WHITE, WHITE, FLAT BUTTONS, WITH LASER INSCRIPTION, UPP | 12.66
3SU1000-3AB66-0AA0-ZY12 | TWIN PUSHBUTTON, 22MM, ROUND, PLASTIC, WHITE, WHITE, FLAT BUTTONS, WITH LASER INSCRIPTION, LOW | 12.66
3SU1000-3AB66-0AM0-ZX90 | TWIN PUSHBUTTON, 22MM, ROUND, PLASTIC, WHITE: ARROW TO THE LEFT, WHITE: ARROW TO THE RIGHT, FLA | 10.13
3SU1030-5BL01-0AA0 | CES KEY-OPERATED SWITCH, 22MM, ROUND, PLASTIC WITH METAL FRONT RING, LOCK NO. SSG10, WITH 2 KEYS | 105.72
3SU1030-5BL31-0AA0 | CES KEY-OPERATED SWITCH, 22MM, ROUND, PLASTIC WITH METAL FRONT RING, LOCK NO. SSG10, WITH 2 KEYS | 105.72
3SU1030-5BL31-0AA0-ZY01 | CES KEY-OPERATED SWITCH, 22MM, ROUND, PLASTIC WITH METAL FRONT RING, SPECIAL LOCK, WITH 2 KEYS, | 137.37
3SU1030-5BL41-0AA0-ZX90 | CES KEY-OPERATED SWITCH, 22MM, ROUND, PLASTIC WITH METAL FRONT RING, LOCK NO. SSG10, WITH 2 KEYS | 105.72
3SU1030-5BL51-0AA0 | CES KEY-OPERATED SWITCH, 22MM, ROUND, PLASTIC WITH METAL FRONT RING, LOCK NO. SSG10, WITH 2 KEYS | 105.72
3SU1000-5SF01-0AA0-ZY15 | BKS KEY-OPERATED SWITCH, 22MM, ROUND, PLASTIC, LOCK NO. E7 (VW), WITHOUT KEY, 2 SWITCH POSITION | 89.25
3SU1000-5SF11-0AA0 | BKS KEY-OPERATED SWITCH, 22MM, ROUND, PLASTIC, LOCK NO. E7 (VW), WITHOUT KEY, 2 SWITCH POSITION | 79.04
3SU1000-5SF11-0AA0-ZY19 | BKS KEY-OPERATED SWITCH, 22MM, ROUND, PLASTIC, LOCK NO. E7 (VW), WITHOUT KEY, 2 SWITCH POSITION | 87.35
3SU1000-5TF01-0AA0-ZX90 | BKS KEY-OPERATED SWITCH, 22MM, ROUND, PLASTIC, LOCK NO. E9 (VW), WITHOUT KEY, 2 SWITCH POSITION | 86.09
3SU1000-5TF11-0AA0 | BKS KEY-OPERATED SWITCH, 22MM, ROUND, PLASTIC, LOCK NO. E9 (VW), WITHOUT KEY, 2 SWITCH POSITION | 79.04
3SU1000-5TF11-0AA0-ZY10 | BKS KEY-OPERATED SWITCH, 22MM, ROUND, PLASTIC, LOCK NO. E9 (VW), WITHOUT KEY, 2 SWITCH POSITION | 89.25
3SU1000-5TF11-0AA0-ZY19 | BKS KEY-OPERATED SWITCH, 22MM, ROUND, PLASTIC, LOCK NO. E9 (VW), WITHOUT KEY, 2 SWITCH POSITION | 87.35
3SU1000-5TL11-0AA0-ZX90 | BKS KEY-OPERATED SWITCH, 22MM, ROUND, PLASTIC, LOCK NO. E7 (VW), WITHOUT KEY, 3 SWITCH POSITION | 84.19
3SU1000-3AB61-0AA0-ZX90 | TWIN PUSHBUTTON, 22MM, ROUND, PLASTIC, WHITE, BLACK, FLAT BUTTONS, Z = 50X PACK | 9.5
3SU1000-3AB61-0AA0-ZY10 | TWIN PUSHBUTTON, 22MM, ROUND, PLASTIC, WHITE, BLACK, FLAT BUTTONS, WITH LASER INSCRIPTION, UPP | 12.66
3SU1000-3AB66-0AA0-ZY13 | TWIN PUSHBUTTON, 22MM, ROUND, PLASTIC, WHITE, WHITE, FLAT BUTTONS, WITH LASER INSCRIPTION, SYM | 12.66
3SU1000-3AB66-0AA0-ZY15 | TWIN PUSHBUTTON, 22MM, ROUND, PLASTIC, WHITE, WHITE, FLAT BUTTONS, WITH LASER INSCRIPTION, UPP | 12.66
3SU1000-3AB66-0AA0-ZY19 | TWIN PUSHBUTTON, 22MM, ROUND, PLASTIC, WHITE, WHITE, FLAT BUTTONS, WITH LASER INSCRIPTION, INS | 10.76
3SU1000-3AB66-0AL0 | TWIN PUSHBUTTON, 22MM, ROUND, PLASTIC, WHITE: -, WHITE: +, FLAT BUTTONS | 9.3
3SU1000-3AB66-0AL0-ZX90 | TWIN PUSHBUTTON, 22MM, ROUND, PLASTIC, WHITE: -, WHITE: +, FLAT BUTTONS, Z = 50X PACK | 10.13
3SU1030-5BL11-0AA0 | CES KEY-OPERATED SWITCH, 22MM, ROUND, PLASTIC WITH METAL FRONT RING, LOCK NO. SSG10, WITH 2 KEYS | 105.72
3SU1030-5BL11-0AA0-ZX90 | CES KEY-OPERATED SWITCH, 22MM, ROUND, PLASTIC WITH METAL FRONT RING, LOCK NO. SSG10, WITH 2 KEYS | 105.72
3SU1030-5BL11-0AA0-ZY01 | CES KEY-OPERATED SWITCH, 22MM, ROUND, PLASTIC WITH METAL FRONT RING, SPECIAL LOCK, WITH 2 KEYS, | 137.37
3SU1030-5BM01-0AA0 | CES KEY-OPERATED SWITCH, 22MM, ROUND, PLASTIC WITH METAL FRONT RING, LOCK NO. SSG10, WITH 2 KEYS | 101.29
3SU1030-5BM01-0AA0-ZX90 | CES KEY-OPERATED SWITCH, 22MM, ROUND, PLASTIC WITH METAL FRONT RING, LOCK NO. SSG10, WITH 2 KEYS | 101.29
3SU1030-5BM01-0AA0-ZY01 | CES KEY-OPERATED SWITCH, 22MM, ROUND, PLASTIC WITH METAL FRONT RING, SPECIAL LOCK, WITH 2 KEYS, | 132.94
3SU1000-5SF01-0AA0-ZY12 | BKS KEY-OPERATED SWITCH, 22MM, ROUND, PLASTIC, LOCK NO. E7 (VW), WITHOUT KEY, 2 SWITCH POSITION | 89.25
3SU1000-5TF01-0AA0-ZY11 | BKS KEY-OPERATED SWITCH, 22MM, ROUND, PLASTIC, LOCK NO. E9 (VW), WITHOUT KEY, 2 SWITCH POSITION | 89.25
3SU1000-5TF01-0AA0-ZY12 | BKS KEY-OPERATED SWITCH, 22MM, ROUND, PLASTIC, LOCK NO. E9 (VW), WITHOUT KEY, 2 SWITCH POSITION | 89.25
3SU1000-5TF01-0AA0-ZY15 | BKS KEY-OPERATED SWITCH, 22MM, ROUND, PLASTIC, LOCK NO. E9 (VW), WITHOUT KEY, 2 SWITCH POSITION | 89.25
3SU1000-5TL11-0AA0-ZY11 | BKS KEY-OPERATED SWITCH, 22MM, ROUND, PLASTIC, LOCK NO. E7 (VW), WITHOUT KEY, 3 SWITCH POSITION | 87.35
3SU1000-5TL11-0AA0-ZY12 | BKS KEY-OPERATED SWITCH, 22MM, ROUND, PLASTIC, LOCK NO. E7 (VW), WITHOUT KEY, 3 SWITCH POSITION | 87.35
3SU1000-5TL11-0AA0-ZY15 | BKS KEY-OPERATED SWITCH, 22MM, ROUND, PLASTIC, LOCK NO. E7 (VW), WITHOUT KEY, 3 SWITCH POSITION | 87.35
3SU1000-5TL11-0AA0-ZY19 | BKS KEY-OPERATED SWITCH, 22MM, ROUND, PLASTIC, LOCK NO. E7 (VW), WITHOUT KEY, 3 SWITCH POSITION | 85.46
3SU1000-5XF01-0AA0-ZY01 | IKON KEY-OPERATED SWITCH, 22MM, ROUND, PLASTIC, SPECIAL LOCK, WITH 2 KEYS, 2 SWITCH POSITIONS O | 157.63
3SU1000-5XL01-0AA0 | IKON KEY-OPERATED SWITCH, 22MM, ROUND, PLASTIC, LOCK NO. 360012K1, WITH 2 KEYS, 3 SWITCH POSITI | 125.98
3SU1000-5XL01-0AA0-ZX90 | IKON KEY-OPERATED SWITCH, 22MM, ROUND, PLASTIC, LOCK NO. 360012K1, WITH 2 KEYS, 3 SWITCH POSITI | 125.98
3SU1000-5XL01-0AA0-ZY01 | IKON KEY-OPERATED SWITCH, 22MM, ROUND, PLASTIC, SPECIAL LOCK, WITH 2 KEYS, 3 SWITCH POSITIONS I | 157.63
3SU1000-5XN51-0AA0-ZY01 | IKON KEY-OPERATED SWITCH, 22MM, ROUND, PLASTIC, SPECIAL LOCK, WITH 2 KEYS, 3 SWITCH POSITIONS I | 157.63
3SU1001-0AA30-0AA0-ZX90 | ILLUMINATED PUSHBUTTON, 22MM, ROUND, PLASTIC, YELLOW, FLAT BUTTON, LATCHING, PUSH TO UNLATCH, | 10.57
3SU1001-0AA30-0AA0-ZY10 | ILLUMINATED PUSHBUTTON, 22MM, ROUND, PLASTIC, YELLOW, FLAT BUTTON, LATCHING, PUSH TO UNLATCH, | 13.74
3SU1001-0AA30-0AA0-ZY11 | ILLUMINATED PUSHBUTTON, 22MM, ROUND, PLASTIC, YELLOW, FLAT BUTTON, LATCHING, PUSH TO UNLATCH, | 13.74
3SU1000-5XC01-0AA0 | IKON KEY-OPERATED SWITCH, 22MM, ROUND, PLASTIC, LOCK NO. 360012K1, WITH 2 KEYS, 2 SWITCH POSITI | 125.98
3SU1000-5XC01-0AA0-ZY01 | IKON KEY-OPERATED SWITCH, 22MM, ROUND, PLASTIC, SPECIAL LOCK WITH 2 KEYS, 2 SWITCH POSITIONS O< | 157.63
3SU1000-5XF01-0AA0-ZX90 | IKON KEY-OPERATED SWITCH, 22MM, ROUND, PLASTIC, LOCK NO. 360012K1, WITH 2 KEYS, 2 SWITCH POSITI | 125.98
3SU1000-5XL11-0AA0-ZX90 | IKON KEY-OPERATED SWITCH, 22MM, ROUND, PLASTIC, LOCK NO. 360012K1, WITH 2 KEYS, 3 SWITCH POSITI | 125.98
3SU1000-5XM01-0AA0 | IKON KEY-OPERATED SWITCH, 22MM, ROUND, PLASTIC, LOCK NO. 360012K1, WITH 2 KEYS, 3 SWITCH POSITI | 125.98
3SU1000-5XM01-0AA0-ZY01 | IKON KEY-OPERATED SWITCH, 22MM, ROUND, PLASTIC, SPECIAL LOCK, WITH 2 KEYS, 3 SWITCH POSITIONS I | 157.63
3SU1000-5XN51-0AA0-ZX90 | IKON KEY-OPERATED SWITCH, 22MM, ROUND, PLASTIC, LOCK NO. 360012K1, WITH 2 KEYS, 3 SWITCH POSITI | 125.98
3SU1001-0AA20-0AA0 | ILLUMINATED PUSHBUTTON, 22MM, ROUND, PLASTIC, RED, FLAT BUTTON, LATCHING, PUSH TO UNLATCH | 9.71
3SU1001-0AA20-0AA0-ZY13 | ILLUMINATED PUSHBUTTON, 22MM, ROUND, PLASTIC, RED, FLAT BUTTON, LATCHING, PUSH TO UNLATCH, WI | 13.74
3SU1001-0AA20-0AA0-ZY19 | ILLUMINATED PUSHBUTTON, 22MM, ROUND, PLASTIC, RED, FLAT BUTTON, LATCHING, PUSH TO UNLATCH, WI | 11.83
3SU1001-0AA30-0AA0-ZY15 | ILLUMINATED PUSHBUTTON, 22MM, ROUND, PLASTIC, YELLOW, FLAT BUTTON, LATCHING, PUSH TO UNLATCH, | 13.74
3SU1001-0AA40-0AA0 | ILLUMINATED PUSHBUTTON, 22MM, ROUND, PLASTIC, GREEN, FLAT BUTTON, LATCHING, PUSH TO UNLATCH | 9.71
3SU1001-0AA40-0AA0-ZY19 | ILLUMINATED PUSHBUTTON, 22MM, ROUND, PLASTIC, GREEN, FLAT BUTTON, LATCHING, PUSH TO UNLATCH, | 11.83
3SU1001-0AA50-0AA0-ZX90 | ILLUMINATED PUSHBUTTON, 22MM, ROUND, PLASTIC, BLUE, FLAT BUTTON, LATCHING, PUSH TO UNLATCH, Z | 10.57
3SU1001-0AA50-0AA0-ZY15 | ILLUMINATED PUSHBUTTON, 22MM, ROUND, PLASTIC, BLUE, FLAT BUTTON, LATCHING, PUSH TO UNLATCH, W | 13.74
3SU1001-0AA60-0AA0 | ILLUMINATED PUSHBUTTON, 22MM, ROUND, PLASTIC, WHITE, FLAT BUTTON, LATCHING, PUSH TO UNLATCH | 9.71
3SU1001-0AA60-0AA0-ZY19 | ILLUMINATED PUSHBUTTON, 22MM, ROUND, PLASTIC, WHITE, FLAT BUTTON, LATCHING, PUSH TO UNLATCH, | 11.83
3SU1001-0AA70-0AA0-ZX90 | ILLUMINATED PUSHBUTTON, 22MM, ROUND, PLASTIC, CLEAR, FLAT BUTTON, LATCHING, PUSH TO UNLATCH, | 10.57
3SU1001-0AB00-0AA0 | ILLUMINATED PUSHBUTTON, 22MM, ROUND, PLASTIC, AMBER, FLAT BUTTON, MOMENTARY CONTACT TYPE | 5.72
3SU1001-0AB00-0AA0-ZY10 | ILLUMINATED PUSHBUTTON, 22MM, ROUND, PLASTIC, AMBER, FLAT BUTTON, MOMENTARY CONTACT TYPE, WITH | 9.37
3SU1001-0AB00-0AA0-ZY19 | ILLUMINATED PUSHBUTTON, 22MM, ROUND, PLASTIC, AMBER, FLAT BUTTON, MOMENTARY CONTACT TYPE, WITH | 7.47
3SU1001-0AB10-0AA0-ZX90 | PUSHBUTTON, W. ILLUM. PUSHBUTTON ASSEMBLY, 22MM, ROUND, PLASTIC, BLACK, FLAT BUTTON, MOMENTARY | 7.41
3SU1001-0AB20-0AA0-ZY12 | ILLUMINATED PUSHBUTTON, 22MM, ROUND, PLASTIC, RED, FLAT BUTTON, MOMENTARY CONTACT TYPE, WITH L | 9.37
3SU1001-0AB20-0AA0-ZY15 | ILLUMINATED PUSHBUTTON, 22MM, ROUND, PLASTIC, RED, FLAT BUTTON, MOMENTARY CONTACT TYPE, WITH L | 9.37
3SU1001-0AB30-0AA0-ZY13 | ILLUMINATED PUSHBUTTON, 22MM, ROUND, PLASTIC, YELLOW, FLAT BUTTON, MOMENTARY CONTACT TYPE, WIT | 9.37
3SU1001-0AB30-0AA0-ZY19 | ILLUMINATED PUSHBUTTON, 22MM, ROUND, PLASTIC, YELLOW, FLAT BUTTON, MOMENTARY CONTACT TYPE, WIT | 7.47
3SU1001-0AB40-0AA0-ZY12 | ILLUMINATED PUSHBUTTON, 22MM, ROUND, PLASTIC, GREEN, FLAT BUTTON, MOMENTARY CONTACT TYPE, WITH | 9.37
3SU1001-0AB40-0AA0-ZY15 | ILLUMINATED PUSHBUTTON, 22MM, ROUND, PLASTIC, GREEN, FLAT BUTTON, MOMENTARY CONTACT TYPE, WITH | 9.37
3SU1001-0AB50-0AA0-ZY13 | ILLUMINATED PUSHBUTTON, 22MM, ROUND, PLASTIC, BLUE, FLAT BUTTON, MOMENTARY CONTACT TYPE, WITH | 9.37
3SU1030-5BL41-0AA0 | CES KEY-OPERATED SWITCH, 22MM, ROUND, PLASTIC WITH METAL FRONT RING, LOCK NO. SSG10, WITH 2 KEYS | 105.72
3SU1030-5BL41-0AA0-ZY01 | CES KEY-OPERATED SWITCH, 22MM, ROUND, PLASTIC WITH METAL FRONT RING, SPECIAL LOCK, WITH 2 KEYS, | 137.37
3SU1030-5BN01-0AA0-ZY01 | CES KEY-OPERATED SWITCH, 22MM, ROUND, PLASTIC WITH METAL FRONT RING, SPECIAL LOCK, WITH 2 KEYS, | 134.21
3SU1000-5SF01-0AA0-ZY19 | BKS KEY-OPERATED SWITCH, 22MM, ROUND, PLASTIC, LOCK NO. E7 (VW), WITHOUT KEY, 2 SWITCH POSITION | 87.35
3SU1000-5SF11-0AA0-ZX90 | BKS KEY-OPERATED SWITCH, 22MM, ROUND, PLASTIC, LOCK NO. E7 (VW), WITHOUT KEY, 2 SWITCH POSITION | 86.09
3SU1000-5TF01-0AA0 | BKS KEY-OPERATED SWITCH, 22MM, ROUND, PLASTIC, LOCK NO. E9 (VW), WITHOUT KEY, 2 SWITCH POSITION | 79.04
3SU1000-5TF01-0AA0-ZY10 | BKS KEY-OPERATED SWITCH, 22MM, ROUND, PLASTIC, LOCK NO. E9 (VW), WITHOUT KEY, 2 SWITCH POSITION | 89.25
3SU1000-5TF01-0AA0-ZY19 | BKS KEY-OPERATED SWITCH, 22MM, ROUND, PLASTIC, LOCK NO. E9 (VW), WITHOUT KEY, 2 SWITCH POSITION | 87.35
3SU1000-5TF11-0AA0-ZX90 | BKS KEY-OPERATED SWITCH, 22MM, ROUND, PLASTIC, LOCK NO. E9 (VW), WITHOUT KEY, 2 SWITCH POSITION | 86.09
3SU1000-5TL11-0AA0 | BKS KEY-OPERATED SWITCH, 22MM, ROUND, PLASTIC, LOCK NO. E7 (VW), WITHOUT KEY, 3 SWITCH POSITION | 77.32
3SU1000-5TL11-0AA0-ZY10 | BKS KEY-OPERATED SWITCH, 22MM, ROUND, PLASTIC, LOCK NO. E7 (VW), WITHOUT KEY, 3 SWITCH POSITION | 87.35
3SU1000-5XC01-0AA0-ZX90 | IKON KEY-OPERATED SWITCH, 22MM, ROUND, PLASTIC, LOCK NO. 360012K1, WITH 2 KEYS, 2 SWITCH POSITI | 125.98
3SU1000-5XF01-0AA0 | IKON KEY-OPERATED SWITCH, 22MM, ROUND, PLASTIC, LOCK NO. 360012K1, WITH 2 KEYS, 2 SWITCH POSITI | 125.98
3SU1000-5XL11-0AA0-ZY01 | IKON KEY-OPERATED SWITCH, 22MM, ROUND, PLASTIC, SPECIAL LOCK, WITH 2 KEYS, 3 SWITCH POSITIONS I | 157.63
3SU1000-5XM01-0AA0-ZX90 | IKON KEY-OPERATED SWITCH, 22MM, ROUND, PLASTIC, LOCK NO. 360012K1, WITH 2 KEYS, 3 SWITCH POSITI | 125.98
3SU1000-5XN51-0AA0 | IKON KEY-OPERATED SWITCH, 22MM, ROUND, PLASTIC, LOCK NO. 360012K1, WITH 2 KEYS, 3 SWITCH POSITI | 125.98
3SU1001-0AA20-0AA0-ZY15 | ILLUMINATED PUSHBUTTON, 22MM, ROUND, PLASTIC, RED, FLAT BUTTON, LATCHING, PUSH TO UNLATCH, WI | 13.74
3SU1001-0AA30-0AA0 | ILLUMINATED PUSHBUTTON, 22MM, ROUND, PLASTIC, YELLOW, FLAT BUTTON, LATCHING, PUSH TO UNLATCH | 9.71
3SU1001-0AA30-0AA0-ZY13 | ILLUMINATED PUSHBUTTON, 22MM, ROUND, PLASTIC, YELLOW, FLAT BUTTON, LATCHING, PUSH TO UNLATCH, | 13.74
3SU1001-0AA30-0AA0-ZY19 | ILLUMINATED PUSHBUTTON, 22MM, ROUND, PLASTIC, YELLOW, FLAT BUTTON, LATCHING, PUSH TO UNLATCH, | 11.83
3SU1001-0AA40-0AA0-ZY15 | ILLUMINATED PUSHBUTTON, 22MM, ROUND, PLASTIC, GREEN, FLAT BUTTON, LATCHING, PUSH TO UNLATCH, | 13.74
3SU1001-0AA50-0AA0 | ILLUMINATED PUSHBUTTON, 22MM, ROUND, PLASTIC, BLUE, FLAT BUTTON, LATCHING, PUSH TO UNLATCH | 9.71
3SU1001-0AA50-0AA0-ZY19 | ILLUMINATED PUSHBUTTON, 22MM, ROUND, PLASTIC, BLUE, FLAT BUTTON, LATCHING, PUSH TO UNLATCH, W | 11.83
3SU1001-0AA60-0AA0-ZX90 | ILLUMINATED PUSHBUTTON, 22MM, ROUND, PLASTIC, WHITE, FLAT BUTTON, LATCHING, PUSH TO UNLATCH, | 10.57
3SU1001-0AA60-0AA0-ZY15 | ILLUMINATED PUSHBUTTON, 22MM, ROUND, PLASTIC, WHITE, FLAT BUTTON, LATCHING, PUSH TO UNLATCH, | 13.74
3SU1001-0AA70-0AA0 | ILLUMINATED PUSHBUTTON, 22MM, ROUND, PLASTIC, CLEAR, FLAT BUTTON, LATCHING, PUSH TO UNLATCH | 9.71
3SU1001-0AA70-0AA0-ZY19 | ILLUMINATED PUSHBUTTON, 22MM, ROUND, PLASTIC, CLEAR, FLAT BUTTON, LATCHING, PUSH TO UNLATCH, | 11.83
3SU1001-0AB00-0AA0-ZX90 | ILLUMINATED PUSHBUTTON, 22MM, ROUND, PLASTIC, AMBER, FLAT BUTTON, MOMENTARY CONTACT TYPE, Z = | 6.22
3SU1001-0AB10-0AA0 | PUSHBUTTON, W. ILLUM. PUSHBUTTON ASSEMBLY, 22MM, ROUND, PLASTIC, BLACK, FLAT BUTTON, MOMENTARY | 6.79
3SU1000-3AB42-0AA0-ZX90 | TWIN PUSHBUTTON, 22MM, ROUND, PLASTIC, GREEN, RED, FLAT BUTTONS, Z = 50X PACK | 9.5
3SU1000-3AB42-0AA0-ZY10 | TWIN PUSHBUTTON, 22MM, ROUND, PLASTIC, GREEN, RED, FLAT BUTTONS, WITH LASER INSCRIPTION, UPPER | 12.66
3SU1000-3AB42-0AA0-ZY11 | TWIN PUSHBUTTON, 22MM, ROUND, PLASTIC, GREEN, RED, FLAT BUTTONS, WITH LASER INSCRIPTION, UPPER | 12.66
3SU1000-3AB42-0AA0-ZY12 | TWIN PUSHBUTTON, 22MM, ROUND, PLASTIC, GREEN, RED, FLAT BUTTONS, WITH LASER INSCRIPTION, LOWER | 12.66
3SU1000-3AB61-0AA0-ZY19 | TWIN PUSHBUTTON, 22MM, ROUND, PLASTIC, WHITE, BLACK, FLAT BUTTONS, WITH LASER INSCRIPTION, INS | 10.76
3SU1000-3AB61-0AK0 | TWIN PUSHBUTTON, 22MM, ROUND, PLASTIC, WHITE: I, BLACK: O, FLAT BUTTONS | 9.3
3SU1000-3AB61-0AK0-ZX90 | TWIN PUSHBUTTON, 22MM, ROUND, PLASTIC, WHITE: I, BLACK: O, FLAT BUTTONS, Z = 50X PACK | 10.13
3SU1000-3AB66-0AA0 | TWIN PUSHBUTTON, 22MM, ROUND, PLASTIC, WHITE, WHITE, FLAT BUTTONS | 8.74
3SU1030-5BL01-0AA0-ZX90 | CES KEY-OPERATED SWITCH, 22MM, ROUND, PLASTIC WITH METAL FRONT RING, LOCK NO. SSG10, WITH 2 KEYS | 105.72
3SU1030-5BL01-0AA0-ZY01 | CES KEY-OPERATED SWITCH, 22MM, ROUND, PLASTIC WITH METAL FRONT RING, SPECIAL LOCK, WITH 2 KEYS, | 137.37
3SU1030-5BL21-0AA0 | CES KEY-OPERATED SWITCH, 22MM, ROUND, PLASTIC WITH METAL FRONT RING, LOCK NO. SSG10, WITH 2 KEYS | 105.72
3SU1030-5BL21-0AA0-ZX90 | CES KEY-OPERATED SWITCH, 22MM, ROUND, PLASTIC WITH METAL FRONT RING, LOCK NO. SSG10, WITH 2 KEYS | 105.72
3SU1030-5BL51-0AA0-ZX90 | CES KEY-OPERATED SWITCH, 22MM, ROUND, PLASTIC WITH METAL FRONT RING, LOCK NO. SSG10, WITH 2 KEYS | 105.72
3SU1030-5BL51-0AA0-ZY01 | CES KEY-OPERATED SWITCH, 22MM, ROUND, PLASTIC WITH METAL FRONT RING, SPECIAL LOCK, WITH 2 KEYS, | 137.37
3SU1030-5BN01-0AA0 | CES KEY-OPERATED SWITCH, 22MM, ROUND, PLASTIC WITH METAL FRONT RING, LOCK NO. SSG10, WITH 2 KEYS | 102.56
3SU1030-5BN01-0AA0-ZX90 | CES KEY-OPERATED SWITCH, 22MM, ROUND, PLASTIC WITH METAL FRONT RING, LOCK NO. SSG10, WITH 2 KEYS | 102.56
3SU1000-5SF11-0AA0-ZY10 | BKS KEY-OPERATED SWITCH, 22MM, ROUND, PLASTIC, LOCK NO. E7 (VW), WITHOUT KEY, 2 SWITCH POSITION | 89.25
3SU1000-5SF11-0AA0-ZY11 | BKS KEY-OPERATED SWITCH, 22MM, ROUND, PLASTIC, LOCK NO. E7 (VW), WITHOUT KEY, 2 SWITCH POSITION | 89.25
3SU1000-5SF11-0AA0-ZY12 | BKS KEY-OPERATED SWITCH, 22MM, ROUND, PLASTIC, LOCK NO. E7 (VW), WITHOUT KEY, 2 SWITCH POSITION | 89.25
3SU1000-5SF11-0AA0-ZY15 | BKS KEY-OPERATED SWITCH, 22MM, ROUND, PLASTIC, LOCK NO. E7 (VW), WITHOUT KEY, 2 SWITCH POSITION | 89.25
3SU1000-5TF11-0AA0-ZY11 | BKS KEY-OPERATED SWITCH, 22MM, ROUND, PLASTIC, LOCK NO. E9 (VW), WITHOUT KEY, 2 SWITCH POSITION | 89.25
3SU1000-5TF11-0AA0-ZY12 | BKS KEY-OPERATED SWITCH, 22MM, ROUND, PLASTIC, LOCK NO. E9 (VW), WITHOUT KEY, 2 SWITCH POSITION | 89.25
3SU1000-5TF11-0AA0-ZY15 | BKS KEY-OPERATED SWITCH, 22MM, ROUND, PLASTIC, LOCK NO. E9 (VW), WITHOUT KEY, 2 SWITCH POSITION | 89.25
3SU1000-5XF11-0AA0 | IKON KEY-OPERATED SWITCH, 22MM, ROUND, PLASTIC, LOCK NO. 360012K1, WITH 2 KEYS, 2 SWITCH POSITI | 125.98
3SU1000-5XF11-0AA0-ZX90 | IKON KEY-OPERATED SWITCH, 22MM, ROUND, PLASTIC, LOCK NO. 360012K1, WITH 2 KEYS, 2 SWITCH POSITI | 125.98
3SU1000-5XF11-0AA0-ZY01 | IKON KEY-OPERATED SWITCH, 22MM, ROUND, PLASTIC, SPECIAL LOCK, WITH 2 KEYS, 2 SWITCH POSITIONS O | 157.63
3SU1000-5XL11-0AA0 | IKON KEY-OPERATED SWITCH, 22MM, ROUND, PLASTIC, LOCK NO. 360012K1, WITH 2 KEYS, 3 SWITCH POSITI | 125.98
3SU1001-0AA20-0AA0-ZX90 | ILLUMINATED PUSHBUTTON, 22MM, ROUND, PLASTIC, RED, FLAT BUTTON, LATCHING, PUSH TO UNLATCH, Z | 10.57
3SU1001-0AA20-0AA0-ZY10 | ILLUMINATED PUSHBUTTON, 22MM, ROUND, PLASTIC, RED, FLAT BUTTON, LATCHING, PUSH TO UNLATCH, WI | 13.74
3SU1001-0AA20-0AA0-ZY11 | ILLUMINATED PUSHBUTTON, 22MM, ROUND, PLASTIC, RED, FLAT BUTTON, LATCHING, PUSH TO UNLATCH, WI | 13.74
3SU1001-0AA30-0AA0-ZY12 | ILLUMINATED PUSHBUTTON, 22MM, ROUND, PLASTIC, YELLOW, FLAT BUTTON, LATCHING, PUSH TO UNLATCH, | 13.74
3SU1001-0AA50-0AA0-ZY10 | ILLUMINATED PUSHBUTTON, 22MM, ROUND, PLASTIC, BLUE, FLAT BUTTON, LATCHING, PUSH TO UNLATCH, W | 13.74
3SU1001-0AA50-0AA0-ZY11 | ILLUMINATED PUSHBUTTON, 22MM, ROUND, PLASTIC, BLUE, FLAT BUTTON, LATCHING, PUSH TO UNLATCH, W | 13.74
3SU1001-0AA50-0AA0-ZY12 | ILLUMINATED PUSHBUTTON, 22MM, ROUND, PLASTIC, BLUE, FLAT BUTTON, LATCHING, PUSH TO UNLATCH, W | 13.74
3SU1001-0AA50-0AA0-ZY13 | ILLUMINATED PUSHBUTTON, 22MM, ROUND, PLASTIC, BLUE, FLAT BUTTON, LATCHING, PUSH TO UNLATCH, W | 13.74
3SU1001-0AA70-0AA0-ZY10 | ILLUMINATED PUSHBUTTON, 22MM, ROUND, PLASTIC, CLEAR, FLAT BUTTON, LATCHING, PUSH TO UNLATCH, | 13.74
3SU1001-0AA70-0AA0-ZY11 | ILLUMINATED PUSHBUTTON, 22MM, ROUND, PLASTIC, CLEAR, FLAT BUTTON, LATCHING, PUSH TO UNLATCH, | 13.74
3SU1001-0AA70-0AA0-ZY12 | ILLUMINATED PUSHBUTTON, 22MM, ROUND, PLASTIC, CLEAR, FLAT BUTTON, LATCHING, PUSH TO UNLATCH, | 13.74
3SU1001-0AA70-0AA0-ZY13 | ILLUMINATED PUSHBUTTON, 22MM, ROUND, PLASTIC, CLEAR, FLAT BUTTON, LATCHING, PUSH TO UNLATCH, | 13.74
3SU1001-0AA70-0AA0-ZY15 | ILLUMINATED PUSHBUTTON, 22MM, ROUND, PLASTIC, CLEAR, FLAT BUTTON, LATCHING, PUSH TO UNLATCH, | 13.74
3SU1001-0AB10-0AQ0-ZX90 | PUSHBUTTON, W. ILLUM. PUSHBUTTON ASSEMBLY, 22MM, ROUND, PLASTIC, BLACK, INSCRIP. AUTO, 90 DEG. | 8.36
3SU1001-0AB20-0AA0 | ILLUMINATED PUSHBUTTON, 22MM, ROUND, PLASTIC, RED, FLAT BUTTON, MOMENTARY CONTACT TYPE | 5.72
3SU1001-0AB20-0AA0-ZX90 | ILLUMINATED PUSHBUTTON, 22MM, ROUND, PLASTIC, RED, FLAT BUTTON, MOMENTARY CONTACT TYPE, Z = 50 | 6.22
3SU1001-0AB20-0AA0-ZY10 | ILLUMINATED PUSHBUTTON, 22MM, ROUND, PLASTIC, RED, FLAT BUTTON, MOMENTARY CONTACT TYPE, WITH L | 9.37
3SU1001-0AB40-0AA0 | ILLUMINATED PUSHBUTTON, 22MM, ROUND, PLASTIC, GREEN, FLAT BUTTON, MOMENTARY CONTACT TYPE | 5.72
3SU1001-0AB40-0AA0-ZX90 | ILLUMINATED PUSHBUTTON, 22MM, ROUND, PLASTIC, GREEN, FLAT BUTTON, MOMENTARY CONTACT TYPE, Z = | 6.22
3SU1001-0AB40-0AA0-ZY10 | ILLUMINATED PUSHBUTTON, 22MM, ROUND, PLASTIC, GREEN, FLAT BUTTON, MOMENTARY CONTACT TYPE, WITH | 9.37
3SU1001-0AB40-0AA0-ZY11 | ILLUMINATED PUSHBUTTON, 22MM, ROUND, PLASTIC, GREEN, FLAT BUTTON, MOMENTARY CONTACT TYPE, WITH | 9.37
3SE5532-0FC05-1AM0-ZW96 | POSITION SWITCH PLASTIC, COMPACT ACC. TO 50047 WITH ROUNDED PLUNGER; 1XM20X1.5, (TEFLON PLUNGER) | 21.59
3SU1001-0AB60-0AA0 | ILLUMINATED PUSHBUTTON, 22MM, ROUND, PLASTIC, WHITE, FLAT BUTTON, MOMENTARY CONTACT TYPE | 5.72
3SU1001-0AB60-0AA0-ZX90 | ILLUMINATED PUSHBUTTON, 22MM, ROUND, PLASTIC, WHITE, FLAT BUTTON, MOMENTARY CONTACT TYPE, Z = | 6.22
3SU1001-0AB60-0AA0-ZY10 | ILLUMINATED PUSHBUTTON, 22MM, ROUND, PLASTIC, WHITE, FLAT BUTTON, MOMENTARY CONTACT TYPE, WITH | 9.37
3SU1001-0AB70-0AA0-ZY19 | ILLUMINATED PUSHBUTTON, 22MM, ROUND, PLASTIC, CLEAR, FLAT BUTTON, MOMENTARY CONTACT TYPE, WITH | 7.47
3SU1001-0AD20-0AA0 | ILLUMINATED PUSHBUTTON AS INDICATOR LIGHT, 22MM, ROUND, PLASTIC, RED, FLAT BUTTON, FIXED BUTTO | 5.72
3SU1001-0AD20-0AA0-ZX90 | ILLUMINATED PUSHBUTTON AS INDICATOR LIGHT, 22MM, ROUND, PLASTIC, RED, FLAT BUTTON, FIXED BUTTO | 6.21
3SU1001-0AD20-0AA0-ZY10 | ILLUMINATED PUSHBUTTON AS INDICATOR LIGHT, 22MM, ROUND, PLASTIC, RED, FLAT BUTTON, FIXED BUTTO | 9.37
3SU1001-0AD40-0AA0 | ILLUMINATED PUSHBUTTON AS INDICATOR LIGHT, 22MM, ROUND, PLASTIC, GREEN, FLAT BUTTON, FIXED BUT | 5.72
3SU1001-0AD40-0AA0-ZX90 | ILLUMINATED PUSHBUTTON AS INDICATOR LIGHT, 22MM, ROUND, PLASTIC, GREEN, FLAT BUTTON, FIXED BUT | 6.21
3SU1001-0AD40-0AA0-ZY10 | ILLUMINATED PUSHBUTTON AS INDICATOR LIGHT, 22MM, ROUND, PLASTIC, GREEN, FLAT BUTTON, FIXED BUT | 9.37
3SU1001-0AB10-0AQ0 | PUSHBUTTON, W. ILLUM. PUSHBUTTON ASSEMBLY, 22MM, ROUND, PLASTIC, BLACK, INSCRIP. AUTO, 90 DEG. | 7.68
3SU1001-0AB20-0AA0-ZY11 | ILLUMINATED PUSHBUTTON, 22MM, ROUND, PLASTIC, RED, FLAT BUTTON, MOMENTARY CONTACT TYPE, WITH L | 9.37
3SU1001-0AB20-0AA0-ZY13 | ILLUMINATED PUSHBUTTON, 22MM, ROUND, PLASTIC, RED, FLAT BUTTON, MOMENTARY CONTACT TYPE, WITH L | 9.37
3SU1001-0AB30-0AA0-ZY12 | ILLUMINATED PUSHBUTTON, 22MM, ROUND, PLASTIC, YELLOW, FLAT BUTTON, MOMENTARY CONTACT TYPE, WIT | 9.37
3SU1001-0AB30-0AA0-ZY15 | ILLUMINATED PUSHBUTTON, 22MM, ROUND, PLASTIC, YELLOW, FLAT BUTTON, MOMENTARY CONTACT TYPE, WIT | 9.37
3SU1001-0AB40-0AA0-ZY13 | ILLUMINATED PUSHBUTTON, 22MM, ROUND, PLASTIC, GREEN, FLAT BUTTON, MOMENTARY CONTACT TYPE, WITH | 9.37
3SU1001-0AB40-0AA0-ZY19 | ILLUMINATED PUSHBUTTON, 22MM, ROUND, PLASTIC, GREEN, FLAT BUTTON, MOMENTARY CONTACT TYPE, WITH | 7.47
3SU1001-0AB50-0AA0-ZY12 | ILLUMINATED PUSHBUTTON, 22MM, ROUND, PLASTIC, BLUE, FLAT BUTTON, MOMENTARY CONTACT TYPE, WITH | 9.37
3SU1001-0AB50-0AA0-ZY15 | ILLUMINATED PUSHBUTTON, 22MM, ROUND, PLASTIC, BLUE, FLAT BUTTON, MOMENTARY CONTACT TYPE, WITH | 9.37
3SE5322-0SD21-1AY0 | SAFETY POS. SWITCH W. TUMBLER LOCK. FORCE 1300N, 5 APPR. DIR. PLASTIC ENCLOSURE, 3X (M20X1.5) SPR | 219.26
3SU1001-0AB60-0AA0-ZY11 | ILLUMINATED PUSHBUTTON, 22MM, ROUND, PLASTIC, WHITE, FLAT BUTTON, MOMENTARY CONTACT TYPE, WITH | 9.37
3SU1001-0AB60-0AA0-ZY13 | ILLUMINATED PUSHBUTTON, 22MM, ROUND, PLASTIC, WHITE, FLAT BUTTON, MOMENTARY CONTACT TYPE, WITH | 9.37
3SU1001-0AB70-0AA0-ZY12 | ILLUMINATED PUSHBUTTON, 22MM, ROUND, PLASTIC, CLEAR, FLAT BUTTON, MOMENTARY CONTACT TYPE, WITH | 9.37
3SU1001-0AB70-0AA0-ZY15 | ILLUMINATED PUSHBUTTON, 22MM, ROUND, PLASTIC, CLEAR, FLAT BUTTON, MOMENTARY CONTACT TYPE, WITH | 9.37
3SU1001-0AD20-0AA0-ZY11 | ILLUMINATED PUSHBUTTON AS INDICATOR LIGHT, 22MM, ROUND, PLASTIC, RED, FLAT BUTTON, FIXED BUTTO | 9.37
3SU1001-0AD20-0AA0-ZY13 | ILLUMINATED PUSHBUTTON AS INDICATOR LIGHT, 22MM, ROUND, PLASTIC, RED, FLAT BUTTON, FIXED BUTTO | 9.37
3SU1001-0AD20-0AA0-ZY19 | ILLUMINATED PUSHBUTTON AS INDICATOR LIGHT, 22MM, ROUND, PLASTIC, RED, FLAT BUTTON, FIXED BUTTO | 7.47
3SU1001-0AD30-0AA0-ZY12 | ILLUMINATED PUSHBUTTON AS INDICATOR LIGHT, 22MM, ROUND, PLASTIC, YELLOW, FLAT BUTTON, FIXED BU | 9.37
3SU1001-0AD30-0AA0-ZY15 | ILLUMINATED PUSHBUTTON AS INDICATOR LIGHT, 22MM, ROUND, PLASTIC, YELLOW, FLAT BUTTON, FIXED BU | 9.37
3SU1001-0AD40-0AA0-ZY13 | ILLUMINATED PUSHBUTTON AS INDICATOR LIGHT, 22MM, ROUND, PLASTIC, GREEN, FLAT BUTTON, FIXED BUT | 9.37
3SU1001-0AD40-0AA0-ZY19 | ILLUMINATED PUSHBUTTON AS INDICATOR LIGHT, 22MM, ROUND, PLASTIC, GREEN, FLAT BUTTON, FIXED BUT | 7.47
3SU1001-0AD50-0AA0-ZY12 | ILLUMINATED PUSHBUTTON AS INDICATOR LIGHT, 22MM, ROUND, PLASTIC, BLUE, FLAT BUTTON, FIXED BUTT | 9.37
3SU1001-0AD50-0AA0-ZY15 | ILLUMINATED PUSHBUTTON AS INDICATOR LIGHT, 22MM, ROUND, PLASTIC, BLUE, FLAT BUTTON, FIXED BUTT | 9.37
3SU1001-0AD70-0AA0 | ILLUMINATED PUSHBUTTON AS INDICATOR LIGHT, 22MM, ROUND, PLASTIC, CLEAR, FLAT BUTTON, FIXED BUT | 5.72
3SU1001-0AD70-0AA0-ZY13 | ILLUMINATED PUSHBUTTON AS INDICATOR LIGHT, 22MM, ROUND, PLASTIC, CLEAR, FLAT BUTTON, FIXED BUT | 9.37
3SU1001-0AD70-0AA0-ZY19 | ILLUMINATED PUSHBUTTON AS INDICATOR LIGHT, 22MM, ROUND, PLASTIC, CLEAR, FLAT BUTTON, FIXED BUT | 7.47
3SU1001-0BB20-0AA0-ZY15 | ILLUMINATED PUSHBUTTON, 22MM, ROUND, PLASTIC, RED, RAISED BUTTON, MOMENTARY CONTACT TYPE, WITH | 10
3SU1001-0BB30-0AA0 | ILLUMINATED PUSHBUTTON, 22MM, ROUND, PLASTIC, YELLOW, RAISED BUTTON, MOMENTARY CONTACT TYPE | 6.27
3SU1000-5BN01-0AA0 | CES KEY-OPERATED SWITCH, 22MM, ROUND, PLASTIC, LOCK NO. SSG10, WITH 2 KEYS, 3 SWITCH POSITIONS | 52.07
3SU1001-0AB50-0AA0-ZY19 | ILLUMINATED PUSHBUTTON, 22MM, ROUND, PLASTIC, BLUE, FLAT BUTTON, MOMENTARY CONTACT TYPE, WITH | 7.47
3SU1001-0AB60-0AA0-ZY12 | ILLUMINATED PUSHBUTTON, 22MM, ROUND, PLASTIC, WHITE, FLAT BUTTON, MOMENTARY CONTACT TYPE, WITH | 9.37
3SU1001-0AB60-0AA0-ZY15 | ILLUMINATED PUSHBUTTON, 22MM, ROUND, PLASTIC, WHITE, FLAT BUTTON, MOMENTARY CONTACT TYPE, WITH | 9.37
3SU1001-0AB70-0AA0-ZY11 | ILLUMINATED PUSHBUTTON, 22MM, ROUND, PLASTIC, CLEAR, FLAT BUTTON, MOMENTARY CONTACT TYPE, WITH | 9.37
3SU1001-0AB70-0AA0-ZY13 | ILLUMINATED PUSHBUTTON, 22MM, ROUND, PLASTIC, CLEAR, FLAT BUTTON, MOMENTARY CONTACT TYPE, WITH | 9.37
3SU1001-0AD20-0AA0-ZY12 | ILLUMINATED PUSHBUTTON AS INDICATOR LIGHT, 22MM, ROUND, PLASTIC, RED, FLAT BUTTON, FIXED BUTTO | 9.37
3SU1001-0AD20-0AA0-ZY15 | ILLUMINATED PUSHBUTTON AS INDICATOR LIGHT, 22MM, ROUND, PLASTIC, RED, FLAT BUTTON, FIXED BUTTO | 9.37
3SU1001-0AD30-0AA0-ZY13 | ILLUMINATED PUSHBUTTON AS INDICATOR LIGHT, 22MM, ROUND, PLASTIC, YELLOW, FLAT BUTTON, FIXED BU | 9.37
3SU1001-0AD30-0AA0-ZY19 | ILLUMINATED PUSHBUTTON AS INDICATOR LIGHT, 22MM, ROUND, PLASTIC, YELLOW, FLAT BUTTON, FIXED BU | 7.47
3SU1001-0AD40-0AA0-ZY12 | ILLUMINATED PUSHBUTTON AS INDICATOR LIGHT, 22MM, ROUND, PLASTIC, GREEN, FLAT BUTTON, FIXED BUT | 9.37
3SU1001-0AD40-0AA0-ZY15 | ILLUMINATED PUSHBUTTON AS INDICATOR LIGHT, 22MM, ROUND, PLASTIC, GREEN, FLAT BUTTON, FIXED BUT | 9.37
3SU1001-0AD50-0AA0-ZY13 | ILLUMINATED PUSHBUTTON AS INDICATOR LIGHT, 22MM, ROUND, PLASTIC, BLUE, FLAT BUTTON, FIXED BUTT | 9.37
3SU1001-0AD50-0AA0-ZY19 | ILLUMINATED PUSHBUTTON AS INDICATOR LIGHT, 22MM, ROUND, PLASTIC, BLUE, FLAT BUTTON, FIXED BUTT | 7.47
3SU1001-0AD70-0AA0-ZY15 | ILLUMINATED PUSHBUTTON AS INDICATOR LIGHT, 22MM, ROUND, PLASTIC, CLEAR, FLAT BUTTON, FIXED BUT | 9.37
3SU1001-0BB20-0AA0 | ILLUMINATED PUSHBUTTON, 22MM, ROUND, PLASTIC, RED, RAISED BUTTON, MOMENTARY CONTACT TYPE | 6.27
3SU1001-0BB20-0AA0-ZY13 | ILLUMINATED PUSHBUTTON, 22MM, ROUND, PLASTIC, RED, RAISED BUTTON, MOMENTARY CONTACT TYPE, WITH | 10
3SU1001-0BB20-0AA0-ZY19 | ILLUMINATED PUSHBUTTON, 22MM, ROUND, PLASTIC, RED, RAISED BUTTON, MOMENTARY CONTACT TYPE, WITH | 8.1
3SU1000-5BM01-0AA0-ZY19 | CES KEY-OPERATED SWITCH, 22MM, ROUND, PLASTIC, LOCK NO. SSG10, WITH 2 KEYS, 3 SWITCH POSITIONS | 59.06
3SU1000-5BN01-0AA0-ZX90 | CES KEY-OPERATED SWITCH, 22MM, ROUND, PLASTIC, LOCK NO. SSG10, WITH 2 KEYS, 3 SWITCH POSITIONS | 56.72
3SU1000-5BN01-0AA0-ZY15 | CES KEY-OPERATED SWITCH, 22MM, ROUND, PLASTIC, LOCK NO. SSG10, WITH 2 KEYS, 3 SWITCH POSITIONS | 59.88
3SU1000-5BN21-0AA0 | CES KEY-OPERATED SWITCH, 22MM, ROUND, PLASTIC, LOCK NO. SSG10, WITH 2 KEYS, 3 SWITCH POSITIONS | 52.07
3SU1000-5BN21-0AA0-ZY11 | CES KEY-OPERATED SWITCH, 22MM, ROUND, PLASTIC, LOCK NO. SSG10, WITH 2 KEYS, 3 SWITCH POSITIONS | 59.88
3SU1000-5BN51-0AA0-ZY10 | CES KEY-OPERATED SWITCH, 22MM, ROUND, PLASTIC, LOCK NO. SSG10, WITH 2 KEYS, 3 SWITCH POSITIONS | 59.88
3SU1000-5BN51-0AA0-ZY12 | CES KEY-OPERATED SWITCH, 22MM, ROUND, PLASTIC, LOCK NO. SSG10, WITH 2 KEYS, 3 SWITCH POSITIONS | 59.88
3SU1000-5BP01-0AA0-ZY11 | CES KEY-OPERATED SWITCH, 22MM, ROUND, PLASTIC, LOCK NO. SSG10, WITH 2 KEYS, 3 SWITCH POSITIONS | 59.88
3SU1000-5BP31-0AA0 | CES KEY-OPERATED SWITCH, 22MM, ROUND, PLASTIC, LOCK NO. SSG10, WITH 2 KEYS, 3 SWITCH POSITIONS | 52.07
3SU1000-5BP31-0AA0-ZY01 | CES KEY-OPERATED SWITCH, 22MM, ROUND, PLASTIC, SPECIAL LOCK, WITH 2 KEYS, 3 SWITCH POSITIONS I> | 88.62
3SU1000-5BP31-0AA0-ZY10 | CES KEY-OPERATED SWITCH, 22MM, ROUND, PLASTIC, LOCK NO. SSG10, WITH 2 KEYS, 3 SWITCH POSITIONS | 59.88
3SU1000-5BP31-0AA0-ZY19 | CES KEY-OPERATED SWITCH, 22MM, ROUND, PLASTIC, LOCK NO. SSG10, WITH 2 KEYS, 3 SWITCH POSITIONS | 57.99
3SU1001-0AA20-0AA0-ZY12 | ILLUMINATED PUSHBUTTON, 22MM, ROUND, PLASTIC, RED, FLAT BUTTON, LATCHING, PUSH TO UNLATCH, WI | 13.74
3SU1001-0AA40-0AA0-ZX90 | ILLUMINATED PUSHBUTTON, 22MM, ROUND, PLASTIC, GREEN, FLAT BUTTON, LATCHING, PUSH TO UNLATCH, | 10.57
3SU1001-0AA40-0AA0-ZY10 | ILLUMINATED PUSHBUTTON, 22MM, ROUND, PLASTIC, GREEN, FLAT BUTTON, LATCHING, PUSH TO UNLATCH, | 13.74
3SU1001-0AA40-0AA0-ZY11 | ILLUMINATED PUSHBUTTON, 22MM, ROUND, PLASTIC, GREEN, FLAT BUTTON, LATCHING, PUSH TO UNLATCH, | 13.74
3SU1001-0AA40-0AA0-ZY12 | ILLUMINATED PUSHBUTTON, 22MM, ROUND, PLASTIC, GREEN, FLAT BUTTON, LATCHING, PUSH TO UNLATCH, | 13.74
3SU1001-0AA40-0AA0-ZY13 | ILLUMINATED PUSHBUTTON, 22MM, ROUND, PLASTIC, GREEN, FLAT BUTTON, LATCHING, PUSH TO UNLATCH, | 13.74
3SU1001-0AA60-0AA0-ZY10 | ILLUMINATED PUSHBUTTON, 22MM, ROUND, PLASTIC, WHITE, FLAT BUTTON, LATCHING, PUSH TO UNLATCH, | 13.74
3SU1001-0AA60-0AA0-ZY11 | ILLUMINATED PUSHBUTTON, 22MM, ROUND, PLASTIC, WHITE, FLAT BUTTON, LATCHING, PUSH TO UNLATCH, | 13.74
3SU1001-0AA60-0AA0-ZY12 | ILLUMINATED PUSHBUTTON, 22MM, ROUND, PLASTIC, WHITE, FLAT BUTTON, LATCHING, PUSH TO UNLATCH, | 13.74
3SU1001-0AA60-0AA0-ZY13 | ILLUMINATED PUSHBUTTON, 22MM, ROUND, PLASTIC, WHITE, FLAT BUTTON, LATCHING, PUSH TO UNLATCH, | 13.74
3SU1001-0AB00-0AA0-ZY11 | ILLUMINATED PUSHBUTTON, 22MM, ROUND, PLASTIC, AMBER, FLAT BUTTON, MOMENTARY CONTACT TYPE, WITH | 9.37
3SU1001-0AB00-0AA0-ZY12 | ILLUMINATED PUSHBUTTON, 22MM, ROUND, PLASTIC, AMBER, FLAT BUTTON, MOMENTARY CONTACT TYPE, WITH | 9.37
3SU1001-0AB00-0AA0-ZY13 | ILLUMINATED PUSHBUTTON, 22MM, ROUND, PLASTIC, AMBER, FLAT BUTTON, MOMENTARY CONTACT TYPE, WITH | 9.37
3SU1001-0AB00-0AA0-ZY15 | ILLUMINATED PUSHBUTTON, 22MM, ROUND, PLASTIC, AMBER, FLAT BUTTON, MOMENTARY CONTACT TYPE, WITH | 9.37
3SU1001-0AB20-0AA0-ZY19 | ILLUMINATED PUSHBUTTON, 22MM, ROUND, PLASTIC, RED, FLAT BUTTON, MOMENTARY CONTACT TYPE, WITH L | 7.47
3SU1001-0AB30-0AA0 | ILLUMINATED PUSHBUTTON, 22MM, ROUND, PLASTIC, YELLOW, FLAT BUTTON, MOMENTARY CONTACT TYPE | 5.72
3SU1001-0AB30-0AA0-ZX90 | ILLUMINATED PUSHBUTTON, 22MM, ROUND, PLASTIC, YELLOW, FLAT BUTTON, MOMENTARY CONTACT TYPE, Z = | 6.22
3SU1001-0AB30-0AA0-ZY10 | ILLUMINATED PUSHBUTTON, 22MM, ROUND, PLASTIC, YELLOW, FLAT BUTTON, MOMENTARY CONTACT TYPE, WIT | 9.37
3SU1001-0AB30-0AA0-ZY11 | ILLUMINATED PUSHBUTTON, 22MM, ROUND, PLASTIC, YELLOW, FLAT BUTTON, MOMENTARY CONTACT TYPE, WIT | 9.37
3SU1001-0AB50-0AA0 | ILLUMINATED PUSHBUTTON, 22MM, ROUND, PLASTIC, BLUE, FLAT BUTTON, MOMENTARY CONTACT TYPE | 5.72
3SU1001-0AB50-0AA0-ZX90 | ILLUMINATED PUSHBUTTON, 22MM, ROUND, PLASTIC, BLUE, FLAT BUTTON, MOMENTARY CONTACT TYPE, Z = 5 | 6.22
3SU1001-0AB50-0AA0-ZY10 | ILLUMINATED PUSHBUTTON, 22MM, ROUND, PLASTIC, BLUE, FLAT BUTTON, MOMENTARY CONTACT TYPE, WITH | 9.37
3SU1001-0AB50-0AA0-ZY11 | ILLUMINATED PUSHBUTTON, 22MM, ROUND, PLASTIC, BLUE, FLAT BUTTON, MOMENTARY CONTACT TYPE, WITH | 9.37
3SU1001-0AB60-0AA0-ZY19 | ILLUMINATED PUSHBUTTON, 22MM, ROUND, PLASTIC, WHITE, FLAT BUTTON, MOMENTARY CONTACT TYPE, WITH | 7.47
3SU1001-0AB70-0AA0 | ILLUMINATED PUSHBUTTON, 22MM, ROUND, PLASTIC, CLEAR, FLAT BUTTON, MOMENTARY CONTACT TYPE | 5.72
3SU1001-0AB70-0AA0-ZX90 | ILLUMINATED PUSHBUTTON, 22MM, ROUND, PLASTIC, CLEAR, FLAT BUTTON, MOMENTARY CONTACT TYPE, Z = | 6.22
3SU1001-0AB70-0AA0-ZY10 | ILLUMINATED PUSHBUTTON, 22MM, ROUND, PLASTIC, CLEAR, FLAT BUTTON, MOMENTARY CONTACT TYPE, WITH | 9.37
3SU1001-0AD30-0AA0 | ILLUMINATED PUSHBUTTON AS INDICATOR LIGHT, 22MM, ROUND, PLASTIC, YELLOW, FLAT BUTTON, FIXED BU | 5.72
3SU1001-0AD30-0AA0-ZX90 | ILLUMINATED PUSHBUTTON AS INDICATOR LIGHT, 22MM, ROUND, PLASTIC, YELLOW, FLAT BUTTON, FIXED BU | 6.21
3SU1001-0AD40-0AA0-ZY11 | ILLUMINATED PUSHBUTTON AS INDICATOR LIGHT, 22MM, ROUND, PLASTIC, GREEN, FLAT BUTTON, FIXED BUT | 9.37
3SU1001-0AD70-0AA0-ZX90 | ILLUMINATED PUSHBUTTON AS INDICATOR LIGHT, 22MM, ROUND, PLASTIC, CLEAR, FLAT BUTTON, FIXED BUT | 6.21
3SU1001-0AD70-0AA0-ZY10 | ILLUMINATED PUSHBUTTON AS INDICATOR LIGHT, 22MM, ROUND, PLASTIC, CLEAR, FLAT BUTTON, FIXED BUT | 9.37
3SU1001-0AD70-0AA0-ZY11 | ILLUMINATED PUSHBUTTON AS INDICATOR LIGHT, 22MM, ROUND, PLASTIC, CLEAR, FLAT BUTTON, FIXED BUT | 9.37
3SU1001-0AD70-0AA0-ZY12 | ILLUMINATED PUSHBUTTON AS INDICATOR LIGHT, 22MM, ROUND, PLASTIC, CLEAR, FLAT BUTTON, FIXED BUT | 9.37
3SU1001-0BB30-0AA0-ZX90 | ILLUMINATED PUSHBUTTON, 22MM, ROUND, PLASTIC, YELLOW, RAISED BUTTON, MOMENTARY CONTACT TYPE, Z | 6.84
3SU1001-0BB30-0AA0-ZY10 | ILLUMINATED PUSHBUTTON, 22MM, ROUND, PLASTIC, YELLOW, RAISED BUTTON, MOMENTARY CONTACT TYPE, W | 10
3SU1000-5BM01-0AA0-ZY12 | CES KEY-OPERATED SWITCH, 22MM, ROUND, PLASTIC, LOCK NO. SSG10, WITH 2 KEYS, 3 SWITCH POSITIONS | 60.95
3SU1000-5BM01-0AA0-ZY15 | CES KEY-OPERATED SWITCH, 22MM, ROUND, PLASTIC, LOCK NO. SSG10, WITH 2 KEYS, 3 SWITCH POSITIONS | 60.95
3SU1000-5BN21-0AA0-ZX90 | CES KEY-OPERATED SWITCH, 22MM, ROUND, PLASTIC, LOCK NO. SSG10, WITH 2 KEYS, 3 SWITCH POSITIONS | 56.72
3SU1000-5BN21-0AA0-ZY01 | CES KEY-OPERATED SWITCH, 22MM, ROUND, PLASTIC, SPECIAL LOCK, WITH 2 KEYS, 3 SWITCH POSITIONS I- | 88.62
3SU1000-5BN21-0AA0-ZY10 | CES KEY-OPERATED SWITCH, 22MM, ROUND, PLASTIC, LOCK NO. SSG10, WITH 2 KEYS, 3 SWITCH POSITIONS | 59.88
3SU1000-5BN51-0AA0-ZY15 | CES KEY-OPERATED SWITCH, 22MM, ROUND, PLASTIC, LOCK NO. SSG10, WITH 2 KEYS, 3 SWITCH POSITIONS | 59.88
3SU1000-5BN51-0AA0-ZY19 | CES KEY-OPERATED SWITCH, 22MM, ROUND, PLASTIC, LOCK NO. SSG10, WITH 2 KEYS, 3 SWITCH POSITIONS | 57.99
3SU1000-5BP01-0AA0 | CES KEY-OPERATED SWITCH, 22MM, ROUND, PLASTIC, LOCK NO. SSG10, WITH 2 KEYS, 3 SWITCH POSITIONS | 52.07
3SU1000-5BP01-0AA0-ZX90 | CES KEY-OPERATED SWITCH, 22MM, ROUND, PLASTIC, LOCK NO. SSG10, WITH 2 KEYS, 3 SWITCH POSITIONS | 56.72
3SU1000-5BP31-0AA0-ZY11 | CES KEY-OPERATED SWITCH, 22MM, ROUND, PLASTIC, LOCK NO. SSG10, WITH 2 KEYS, 3 SWITCH POSITIONS | 59.88
3SU1000-5BP31-0AA0-ZY12 | CES KEY-OPERATED SWITCH, 22MM, ROUND, PLASTIC, LOCK NO. SSG10, WITH 2 KEYS, 3 SWITCH POSITIONS | 59.88
3SU1000-5BP31-0AA0-ZY15 | CES KEY-OPERATED SWITCH, 22MM, ROUND, PLASTIC, LOCK NO. SSG10, WITH 2 KEYS, 3 SWITCH POSITIONS | 59.88
3SU1000-5HC01-0AA0-ZX90 | CES KEY-OPERATED SWITCH, 22MM, ROUND, PLASTIC, LOCK NO. LSG1, WITH 2 KEYS, 2 SWITCH POSITIONS O | 57.79
3SU1000-5HC01-0AA0-ZY10 | CES KEY-OPERATED SWITCH, 22MM, ROUND, PLASTIC, LOCK NO. LSG1, WITH 2 KEYS, 2 SWITCH POSITIONS O | 60.95
3SU1000-5HC01-0AA0-ZY11 | CES KEY-OPERATED SWITCH, 22MM, ROUND, PLASTIC, LOCK NO. LSG1, WITH 2 KEYS, 2 SWITCH POSITIONS O | 60.95
3SU1000-5HC01-0AA0-ZY12 | CES KEY-OPERATED SWITCH, 22MM, ROUND, PLASTIC, LOCK NO. LSG1, WITH 2 KEYS, 2 SWITCH POSITIONS O | 60.95
3SU1000-5HF11-0AA0-ZY10 | CES KEY-OPERATED SWITCH, 22MM, ROUND, PLASTIC, LOCK NO. LSG1, WITH 2 KEYS, 2 SWITCH POSITIONS O | 59.88
3SU1000-5HF11-0AA0-ZY11 | CES KEY-OPERATED SWITCH, 22MM, ROUND, PLASTIC, LOCK NO. LSG1, WITH 2 KEYS, 2 SWITCH POSITIONS O | 59.88
3SU1000-5HF11-0AA0-ZY12 | CES KEY-OPERATED SWITCH, 22MM, ROUND, PLASTIC, LOCK NO. LSG1, WITH 2 KEYS, 2 SWITCH POSITIONS O | 59.88
3SU1000-5PF01-0AA0-ZX90 | BKS KEY-OPERATED SWITCH, 22MM, ROUND, PLASTIC, LOCK NO. S1, WITH 2 KEYS, 2 SWITCH POSITIONS O-I | 86.09
3SU1000-5PF01-0AA0-ZY01 | BKS KEY-OPERATED SWITCH, 22MM, ROUND, PLASTIC, SPECIAL LOCK, WITH 2 KEYS, 2 SWITCH POSITIONS O- | 117.74
3SU1000-5PF01-0AA0-ZY10 | BKS KEY-OPERATED SWITCH, 22MM, ROUND, PLASTIC, LOCK NO. S1, WITH 2 KEYS, 2 SWITCH POSITIONS O-I | 89.25
3SU1000-5BN01-0AA0-ZY01 | CES KEY-OPERATED SWITCH, 22MM, ROUND, PLASTIC, SPECIAL LOCK, WITH 2 KEYS, 3 SWITCH POSITIONS I- | 88.62
3SU1000-5BN01-0AA0-ZY19 | CES KEY-OPERATED SWITCH, 22MM, ROUND, PLASTIC, LOCK NO. SSG10, WITH 2 KEYS, 3 SWITCH POSITIONS | 57.99
3SU1000-5BN21-0AA0-ZY12 | CES KEY-OPERATED SWITCH, 22MM, ROUND, PLASTIC, LOCK NO. SSG10, WITH 2 KEYS, 3 SWITCH POSITIONS | 59.88
3SU1000-5BN21-0AA0-ZY15 | CES KEY-OPERATED SWITCH, 22MM, ROUND, PLASTIC, LOCK NO. SSG10, WITH 2 KEYS, 3 SWITCH POSITIONS | 59.88
3SU1000-5BN51-0AA0-ZY11 | CES KEY-OPERATED SWITCH, 22MM, ROUND, PLASTIC, LOCK NO. SSG10, WITH 2 KEYS, 3 SWITCH POSITIONS | 59.88
3SU1000-5BP01-0AA0-ZY01 | CES KEY-OPERATED SWITCH, 22MM, ROUND, PLASTIC, SPECIAL LOCK, WITH 2 KEYS, 3 SWITCH POSITIONS I> | 88.62
3SU1000-5BP01-0AA0-ZY10 | CES KEY-OPERATED SWITCH, 22MM, ROUND, PLASTIC, LOCK NO. SSG10, WITH 2 KEYS, 3 SWITCH POSITIONS | 59.88
3SU1000-5BP31-0AA0-ZX90 | CES KEY-OPERATED SWITCH, 22MM, ROUND, PLASTIC, LOCK NO. SSG10, WITH 2 KEYS, 3 SWITCH POSITIONS | 56.72
3SU1000-5BP61-0AA0 | CES KEY-OPERATED SWITCH, 22MM, ROUND, PLASTIC, LOCK NO. SSG10, WITH 2 KEYS, 3 SWITCH POSITIONS | 52.07
3SU1000-5BP61-0AA0-ZY01 | CES KEY-OPERATED SWITCH, 22MM, ROUND, PLASTIC, SPECIAL LOCK, WITH 2 KEYS, 3 SWITCH POSITIONS I> | 88.62
3SU1000-5BP61-0AA0-ZY19 | CES KEY-OPERATED SWITCH, 22MM, ROUND, PLASTIC, LOCK NO. SSG10, WITH 2 KEYS, 3 SWITCH POSITIONS | 57.99
3SU1000-5HC01-0AA0-ZY15 | CES KEY-OPERATED SWITCH, 22MM, ROUND, PLASTIC, LOCK NO. LSG1, WITH 2 KEYS, 2 SWITCH POSITIONS O | 60.95
3SU1000-5HF01-0AA0 | CES KEY-OPERATED SWITCH, 22MM, ROUND, PLASTIC, LOCK NO. LSG1, WITH 2 KEYS, 2 SWITCH POSITIONS O | 52.07
3SU1000-5HF01-0AA0-ZY19 | CES KEY-OPERATED SWITCH, 22MM, ROUND, PLASTIC, LOCK NO. LSG1, WITH 2 KEYS, 2 SWITCH POSITIONS O | 57.99
3SU1000-5HF11-0AA0-ZX90 | CES KEY-OPERATED SWITCH, 22MM, ROUND, PLASTIC, LOCK NO. LSG1, WITH 2 KEYS, 2 SWITCH POSITIONS O | 56.72
3SU1000-5HF11-0AA0-ZY15 | CES KEY-OPERATED SWITCH, 22MM, ROUND, PLASTIC, LOCK NO. LSG1, WITH 2 KEYS, 2 SWITCH POSITIONS O | 59.88
3SU1000-5PC01-0AA0 | BKS KEY-OPERATED SWITCH, 22MM, ROUND, PLASTIC, LOCK NO. S1, WITH 2 KEYS, 2 SWITCH POSITIONS O<I | 79.04
3SU1000-5PC01-0AA0-ZY19 | BKS KEY-OPERATED SWITCH, 22MM, ROUND, PLASTIC, LOCK NO. S1, WITH 2 KEYS, 2 SWITCH POSITIONS O<I | 87.35
3SU1000-5PF01-0AA0-ZY12 | BKS KEY-OPERATED SWITCH, 22MM, ROUND, PLASTIC, LOCK NO. S1, WITH 2 KEYS, 2 SWITCH POSITIONS O-I | 89.25
3SU1000-5PF01-0AA0-ZY15 | BKS KEY-OPERATED SWITCH, 22MM, ROUND, PLASTIC, LOCK NO. S1, WITH 2 KEYS, 2 SWITCH POSITIONS O-I | 89.25
3SU1000-5PF11-0AA0-ZY11 | BKS KEY-OPERATED SWITCH, 22MM, ROUND, PLASTIC, LOCK NO. S1, WITH 2 KEYS, 2 SWITCH POSITIONS O-I | 89.25
3SU1000-5PF21-0AA0-ZY01 | BKS KEY-OPERATED SWITCH, 22MM, ROUND, PLASTIC, SPECIAL LOCK, WITH 2 KEYS, 2 SWITCH POSITIONS O- | 117.74
3SU1000-5PF21-0AA0-ZY10 | BKS KEY-OPERATED SWITCH, 22MM, ROUND, PLASTIC, LOCK NO. S1, WITH 2 KEYS, 2 SWITCH POSITIONS O-I | 89.25
3SU1000-5PL01-0AA0-ZX90 | BKS KEY-OPERATED SWITCH, 22MM, ROUND, PLASTIC, LOCK NO. S1, WITH 2 KEYS, 3 SWITCH POSITIONS I-O | 82.93
3SU1000-5PL01-0AA0-ZY15 | BKS KEY-OPERATED SWITCH, 22MM, ROUND, PLASTIC, LOCK NO. S1, WITH 2 KEYS, 3 SWITCH POSITIONS I-O | 86.09
3SU1000-5PL11-0AA0 | BKS KEY-OPERATED SWITCH, 22MM, ROUND, PLASTIC, LOCK NO. S1, WITH 2 KEYS, 3 SWITCH POSITIONS I-O | 76.16
3SU1000-5PL11-0AA0-ZY19 | BKS KEY-OPERATED SWITCH, 22MM, ROUND, PLASTIC, LOCK NO. S1, WITH 2 KEYS, 3 SWITCH POSITIONS I-O | 84.19
3SU1000-5PL21-0AA0-ZY12 | BKS KEY-OPERATED SWITCH, 22MM, ROUND, PLASTIC, LOCK NO. S1, WITH 2 KEYS, 3 SWITCH POSITIONS I-O | 86.09
3SU1000-5PL21-0AA0-ZY15 | BKS KEY-OPERATED SWITCH, 22MM, ROUND, PLASTIC, LOCK NO. S1, WITH 2 KEYS, 3 SWITCH POSITIONS I-O | 86.09
3SU1000-5BP61-0AA0-ZX90 | CES KEY-OPERATED SWITCH, 22MM, ROUND, PLASTIC, LOCK NO. SSG10, WITH 2 KEYS, 3 SWITCH POSITIONS | 56.72
3SU1000-5BP61-0AA0-ZY15 | CES KEY-OPERATED SWITCH, 22MM, ROUND, PLASTIC, LOCK NO. SSG10, WITH 2 KEYS, 3 SWITCH POSITIONS | 59.88
3SU1000-5HC01-0AA0 | CES KEY-OPERATED SWITCH, 22MM, ROUND, PLASTIC, LOCK NO. LSG1, WITH 2 KEYS, 2 SWITCH POSITIONS O | 53.08
3SU1000-5HC01-0AA0-ZY19 | CES KEY-OPERATED SWITCH, 22MM, ROUND, PLASTIC, LOCK NO. LSG1, WITH 2 KEYS, 2 SWITCH POSITIONS O | 59.06
3SU1000-5HF01-0AA0-ZX90 | CES KEY-OPERATED SWITCH, 22MM, ROUND, PLASTIC, LOCK NO. LSG1, WITH 2 KEYS, 2 SWITCH POSITIONS O | 56.72
3SU1000-5HF01-0AA0-ZY15 | CES KEY-OPERATED SWITCH, 22MM, ROUND, PLASTIC, LOCK NO. LSG1, WITH 2 KEYS, 2 SWITCH POSITIONS O | 59.88
3SU1000-5HF11-0AA0 | CES KEY-OPERATED SWITCH, 22MM, ROUND, PLASTIC, LOCK NO. LSG1, WITH 2 KEYS, 2 SWITCH POSITIONS O | 52.07
3SU1000-5HF11-0AA0-ZY19 | CES KEY-OPERATED SWITCH, 22MM, ROUND, PLASTIC, LOCK NO. LSG1, WITH 2 KEYS, 2 SWITCH POSITIONS O | 57.99
3SU1000-5PC01-0AA0-ZX90 | BKS KEY-OPERATED SWITCH, 22MM, ROUND, PLASTIC, LOCK NO. S1, WITH 2 KEYS, 2 SWITCH POSITIONS O<I | 86.09
3SU1000-5PC01-0AA0-ZY12 | BKS KEY-OPERATED SWITCH, 22MM, ROUND, PLASTIC, LOCK NO. S1, WITH 2 KEYS, 2 SWITCH POSITIONS O<I | 89.25
3SU1000-5PC01-0AA0-ZY15 | BKS KEY-OPERATED SWITCH, 22MM, ROUND, PLASTIC, LOCK NO. S1, WITH 2 KEYS, 2 SWITCH POSITIONS O<I | 89.25
3SU1000-5PF01-0AA0 | BKS KEY-OPERATED SWITCH, 22MM, ROUND, PLASTIC, LOCK NO. S1, WITH 2 KEYS, 2 SWITCH POSITIONS O-I | 79.04
3SU1000-5PF01-0AA0-ZY11 | BKS KEY-OPERATED SWITCH, 22MM, ROUND, PLASTIC, LOCK NO. S1, WITH 2 KEYS, 2 SWITCH POSITIONS O-I | 89.25
3SU1000-5PF11-0AA0-ZY10 | BKS KEY-OPERATED SWITCH, 22MM, ROUND, PLASTIC, LOCK NO. S1, WITH 2 KEYS, 2 SWITCH POSITIONS O-I | 89.25
3SU1000-5PF11-0AA0-ZY12 | BKS KEY-OPERATED SWITCH, 22MM, ROUND, PLASTIC, LOCK NO. S1, WITH 2 KEYS, 2 SWITCH POSITIONS O-I | 89.25
3SU1000-5PF21-0AA0-ZY11 | BKS KEY-OPERATED SWITCH, 22MM, ROUND, PLASTIC, LOCK NO. S1, WITH 2 KEYS, 2 SWITCH POSITIONS O-I | 89.25
3SU1000-5PL01-0AA0 | BKS KEY-OPERATED SWITCH, 22MM, ROUND, PLASTIC, LOCK NO. S1, WITH 2 KEYS, 3 SWITCH POSITIONS I-O | 76.16
3SU1000-5PL01-0AA0-ZY01 | BKS KEY-OPERATED SWITCH, 22MM, ROUND, PLASTIC, SPECIAL LOCK, WITH 2 KEYS, 3 SWITCH POSITIONS I- | 114.58
3SU1000-5PL01-0AA0-ZY19 | BKS KEY-OPERATED SWITCH, 22MM, ROUND, PLASTIC, LOCK NO. S1, WITH 2 KEYS, 3 SWITCH POSITIONS I-O | 84.19
3SU1000-5PL11-0AA0-ZX90 | BKS KEY-OPERATED SWITCH, 22MM, ROUND, PLASTIC, LOCK NO. S1, WITH 2 KEYS, 3 SWITCH POSITIONS I-O | 82.93
3SU1000-5PL11-0AA0-ZY15 | BKS KEY-OPERATED SWITCH, 22MM, ROUND, PLASTIC, LOCK NO. S1, WITH 2 KEYS, 3 SWITCH POSITIONS I-O | 86.09
3SU1000-5PL21-0AA0 | BKS KEY-OPERATED SWITCH, 22MM, ROUND, PLASTIC, LOCK NO. S1, WITH 2 KEYS, 3 SWITCH POSITIONS I-O | 76.16
3SU1000-5PL21-0AA0-ZY11 | BKS KEY-OPERATED SWITCH, 22MM, ROUND, PLASTIC, LOCK NO. S1, WITH 2 KEYS, 3 SWITCH POSITIONS I-O | 86.09
3SU1000-5PL31-0AA0-ZY10 | BKS KEY-OPERATED SWITCH, 22MM, ROUND, PLASTIC, LOCK NO. S1, WITH 2 KEYS, 3 SWITCH POSITIONS I-O | 86.09
3SU1000-5PL31-0AA0-ZY12 | BKS KEY-OPERATED SWITCH, 22MM, ROUND, PLASTIC, LOCK NO. S1, WITH 2 KEYS, 3 SWITCH POSITIONS I-O | 86.09
3SU1000-5PL41-0AA0-ZY11 | BKS KEY-OPERATED SWITCH, 22MM, ROUND, PLASTIC, LOCK NO. S1, WITH 2 KEYS, 3 SWITCH POSITIONS I-O | 86.09
3SU1000-5PM01-0AA0 | BKS KEY-OPERATED SWITCH, 22MM, ROUND, PLASTIC, LOCK NO. S1, WITH 2 KEYS, 3 SWITCH POSITIONS I>O | 76.16
3SU1000-5PM01-0AA0-ZY01 | BKS KEY-OPERATED SWITCH, 22MM, ROUND, PLASTIC, SPECIAL LOCK, WITH 2 KEYS, 3 SWITCH POSITIONS I> | 114.58
3SU1000-5PM01-0AA0-ZY19 | BKS KEY-OPERATED SWITCH, 22MM, ROUND, PLASTIC, LOCK NO. S1, WITH 2 KEYS, 3 SWITCH POSITIONS I>O | 84.19
3SU1001-0AD30-0AA0-ZY10 | ILLUMINATED PUSHBUTTON AS INDICATOR LIGHT, 22MM, ROUND, PLASTIC, YELLOW, FLAT BUTTON, FIXED BU | 9.37
3SU1001-0AD30-0AA0-ZY11 | ILLUMINATED PUSHBUTTON AS INDICATOR LIGHT, 22MM, ROUND, PLASTIC, YELLOW, FLAT BUTTON, FIXED BU | 9.37
3SU1001-0AD50-0AA0 | ILLUMINATED PUSHBUTTON AS INDICATOR LIGHT, 22MM, ROUND, PLASTIC, BLUE, FLAT BUTTON, FIXED BUTT | 5.72
3SU1001-0AD50-0AA0-ZX90 | ILLUMINATED PUSHBUTTON AS INDICATOR LIGHT, 22MM, ROUND, PLASTIC, BLUE, FLAT BUTTON, FIXED BUTT | 6.21
3SU1001-0AD50-0AA0-ZY10 | ILLUMINATED PUSHBUTTON AS INDICATOR LIGHT, 22MM, ROUND, PLASTIC, BLUE, FLAT BUTTON, FIXED BUTT | 9.37
3SU1001-0AD50-0AA0-ZY11 | ILLUMINATED PUSHBUTTON AS INDICATOR LIGHT, 22MM, ROUND, PLASTIC, BLUE, FLAT BUTTON, FIXED BUTT | 9.37
3SU1001-0BB20-0AA0-ZX90 | ILLUMINATED PUSHBUTTON, 22MM, ROUND, PLASTIC, RED, RAISED BUTTON, MOMENTARY CONTACT TYPE, Z = | 6.84
3SU1001-0BB20-0AA0-ZY10 | ILLUMINATED PUSHBUTTON, 22MM, ROUND, PLASTIC, RED, RAISED BUTTON, MOMENTARY CONTACT TYPE, WITH | 10
3SU1001-0BB20-0AA0-ZY11 | ILLUMINATED PUSHBUTTON, 22MM, ROUND, PLASTIC, RED, RAISED BUTTON, MOMENTARY CONTACT TYPE, WITH | 10
3SU1001-0BB20-0AA0-ZY12 | ILLUMINATED PUSHBUTTON, 22MM, ROUND, PLASTIC, RED, RAISED BUTTON, MOMENTARY CONTACT TYPE, WITH | 10
3SU1000-5BN01-0AA0-ZY10 | CES KEY-OPERATED SWITCH, 22MM, ROUND, PLASTIC, LOCK NO. SSG10, WITH 2 KEYS, 3 SWITCH POSITIONS | 59.88
3SU1000-5BN01-0AA0-ZY11 | CES KEY-OPERATED SWITCH, 22MM, ROUND, PLASTIC, LOCK NO. SSG10, WITH 2 KEYS, 3 SWITCH POSITIONS | 59.88
3SU1000-5BN01-0AA0-ZY12 | CES KEY-OPERATED SWITCH, 22MM, ROUND, PLASTIC, LOCK NO. SSG10, WITH 2 KEYS, 3 SWITCH POSITIONS | 59.88
3SU1000-5BN21-0AA0-ZY19 | CES KEY-OPERATED SWITCH, 22MM, ROUND, PLASTIC, LOCK NO. SSG10, WITH 2 KEYS, 3 SWITCH POSITIONS | 57.99
3SU1000-5BN51-0AA0 | CES KEY-OPERATED SWITCH, 22MM, ROUND, PLASTIC, LOCK NO. SSG10, WITH 2 KEYS, 3 SWITCH POSITIONS | 52.07
3SU1000-5BN51-0AA0-ZX90 | CES KEY-OPERATED SWITCH, 22MM, ROUND, PLASTIC, LOCK NO. SSG10, WITH 2 KEYS, 3 SWITCH POSITIONS | 56.72
3SU1000-5BN51-0AA0-ZY01 | CES KEY-OPERATED SWITCH, 22MM, ROUND, PLASTIC, SPECIAL LOCK, WITH 2 KEYS, 3 SWITCH POSITIONS I- | 88.62
3SU1000-5BP01-0AA0-ZY12 | CES KEY-OPERATED SWITCH, 22MM, ROUND, PLASTIC, LOCK NO. SSG10, WITH 2 KEYS, 3 SWITCH POSITIONS | 59.88
3SU1000-5BP01-0AA0-ZY15 | CES KEY-OPERATED SWITCH, 22MM, ROUND, PLASTIC, LOCK NO. SSG10, WITH 2 KEYS, 3 SWITCH POSITIONS | 59.88
3SU1000-5BP01-0AA0-ZY19 | CES KEY-OPERATED SWITCH, 22MM, ROUND, PLASTIC, LOCK NO. SSG10, WITH 2 KEYS, 3 SWITCH POSITIONS | 57.99
3SU1000-5BP61-0AA0-ZY10 | CES KEY-OPERATED SWITCH, 22MM, ROUND, PLASTIC, LOCK NO. SSG10, WITH 2 KEYS, 3 SWITCH POSITIONS | 59.88
3SU1000-5BP61-0AA0-ZY11 | CES KEY-OPERATED SWITCH, 22MM, ROUND, PLASTIC, LOCK NO. SSG10, WITH 2 KEYS, 3 SWITCH POSITIONS | 59.88
3SU1000-5BP61-0AA0-ZY12 | CES KEY-OPERATED SWITCH, 22MM, ROUND, PLASTIC, LOCK NO. SSG10, WITH 2 KEYS, 3 SWITCH POSITIONS | 59.88
3SU1000-5HF01-0AA0-ZY10 | CES KEY-OPERATED SWITCH, 22MM, ROUND, PLASTIC, LOCK NO. LSG1, WITH 2 KEYS, 2 SWITCH POSITIONS O | 59.88
3SU1000-5HF01-0AA0-ZY11 | CES KEY-OPERATED SWITCH, 22MM, ROUND, PLASTIC, LOCK NO. LSG1, WITH 2 KEYS, 2 SWITCH POSITIONS O | 59.88
3SU1000-5HF01-0AA0-ZY12 | CES KEY-OPERATED SWITCH, 22MM, ROUND, PLASTIC, LOCK NO. LSG1, WITH 2 KEYS, 2 SWITCH POSITIONS O | 59.88
3SU1000-5PC01-0AA0-ZY01 | BKS KEY-OPERATED SWITCH, 22MM, ROUND, PLASTIC, SPECIAL LOCK WITH 2 KEYS, 2 SWITCH POSITIONS O<I | 117.74
3SU1000-5PC01-0AA0-ZY10 | BKS KEY-OPERATED SWITCH, 22MM, ROUND, PLASTIC, LOCK NO. S1, WITH 2 KEYS, 2 SWITCH POSITIONS O<I | 89.25
3SU1000-5PC01-0AA0-ZY11 | BKS KEY-OPERATED SWITCH, 22MM, ROUND, PLASTIC, LOCK NO. S1, WITH 2 KEYS, 2 SWITCH POSITIONS O<I | 89.25
3SU1000-5PF11-0AA0-ZY15 | BKS KEY-OPERATED SWITCH, 22MM, ROUND, PLASTIC, LOCK NO. S1, WITH 2 KEYS, 2 SWITCH POSITIONS O-I | 89.25
3SU1000-5PF11-0AA0-ZY19 | BKS KEY-OPERATED SWITCH, 22MM, ROUND, PLASTIC, LOCK NO. S1, WITH 2 KEYS, 2 SWITCH POSITIONS O-I | 87.35
3SU1000-5PF21-0AA0 | BKS KEY-OPERATED SWITCH, 22MM, ROUND, PLASTIC, LOCK NO. S1, WITH 2 KEYS, 2 SWITCH POSITIONS O-I | 79.04
3SU1000-5PF21-0AA0-ZX90 | BKS KEY-OPERATED SWITCH, 22MM, ROUND, PLASTIC, LOCK NO. S1, WITH 2 KEYS, 2 SWITCH POSITIONS O-I | 86.09
3SU1000-5PL01-0AA0-ZY10 | BKS KEY-OPERATED SWITCH, 22MM, ROUND, PLASTIC, LOCK NO. S1, WITH 2 KEYS, 3 SWITCH POSITIONS I-O | 86.09
3SU1000-5PL01-0AA0-ZY11 | BKS KEY-OPERATED SWITCH, 22MM, ROUND, PLASTIC, LOCK NO. S1, WITH 2 KEYS, 3 SWITCH POSITIONS I-O | 86.09
3SU1000-5PL01-0AA0-ZY12 | BKS KEY-OPERATED SWITCH, 22MM, ROUND, PLASTIC, LOCK NO. S1, WITH 2 KEYS, 3 SWITCH POSITIONS I-O | 86.09
3SU1000-5PL21-0AA0-ZX90 | BKS KEY-OPERATED SWITCH, 22MM, ROUND, PLASTIC, LOCK NO. S1, WITH 2 KEYS, 3 SWITCH POSITIONS I-O | 82.93
3SU1000-5PL21-0AA0-ZY01 | BKS KEY-OPERATED SWITCH, 22MM, ROUND, PLASTIC, SPECIAL LOCK, WITH 2 KEYS, 3 SWITCH POSITIONS I- | 114.58
3SU1000-5PL21-0AA0-ZY10 | BKS KEY-OPERATED SWITCH, 22MM, ROUND, PLASTIC, LOCK NO. S1, WITH 2 KEYS, 3 SWITCH POSITIONS I-O | 86.09
3SU1000-5PL31-0AA0-ZY15 | BKS KEY-OPERATED SWITCH, 22MM, ROUND, PLASTIC, LOCK NO. S1, WITH 2 KEYS, 3 SWITCH POSITIONS I-O | 86.09
3SU1000-5PL31-0AA0-ZY19 | BKS KEY-OPERATED SWITCH, 22MM, ROUND, PLASTIC, LOCK NO. S1, WITH 2 KEYS, 3 SWITCH POSITIONS I-O | 84.19
3SU1000-5PL41-0AA0 | BKS KEY-OPERATED SWITCH, 22MM, ROUND, PLASTIC, LOCK NO. S1, WITH 2 KEYS, 3 SWITCH POSITIONS I-O | 76.16
3SU1000-5PL41-0AA0-ZX90 | BKS KEY-OPERATED SWITCH, 22MM, ROUND, PLASTIC, LOCK NO. S1, WITH 2 KEYS, 3 SWITCH POSITIONS I-O | 82.93
3SU1000-5PM01-0AA0-ZY10 | BKS KEY-OPERATED SWITCH, 22MM, ROUND, PLASTIC, LOCK NO. S1, WITH 2 KEYS, 3 SWITCH POSITIONS I>O | 86.09
3SU1000-5PM01-0AA0-ZY11 | BKS KEY-OPERATED SWITCH, 22MM, ROUND, PLASTIC, LOCK NO. S1, WITH 2 KEYS, 3 SWITCH POSITIONS I>O | 86.09
3SU1000-5PM01-0AA0-ZY12 | BKS KEY-OPERATED SWITCH, 22MM, ROUND, PLASTIC, LOCK NO. S1, WITH 2 KEYS, 3 SWITCH POSITIONS I>O | 86.09
3SU1000-5PN51-0AA0-ZX90 | BKS KEY-OPERATED SWITCH, 22MM, ROUND, PLASTIC, LOCK NO. S1, WITH 2 KEYS, 3 SWITCH POSITIONS I-O | 82.93
3SU1000-5PN51-0AA0-ZY01 | BKS KEY-OPERATED SWITCH, 22MM, ROUND, PLASTIC, SPECIAL LOCK, WITH 2 KEYS, 3 SWITCH POSITIONS I- | 114.58
3SU1000-5PN51-0AA0-ZY10 | BKS KEY-OPERATED SWITCH, 22MM, ROUND, PLASTIC, LOCK NO. S1, WITH 2 KEYS, 3 SWITCH POSITIONS I-O | 86.09
3SU1000-5PP01-0AA0-ZY15 | BKS KEY-OPERATED SWITCH, 22MM, ROUND, PLASTIC, LOCK NO. S1, WITH 2 KEYS, 3 SWITCH POSITIONS I>O | 86.09
3SU1000-5PP01-0AA0-ZY19 | BKS KEY-OPERATED SWITCH, 22MM, ROUND, PLASTIC, LOCK NO. S1, WITH 2 KEYS, 3 SWITCH POSITIONS I>O | 84.19
3SU1000-5QF01-0AA0 | BKS KEY-OPERATED SWITCH, 22MM, ROUND, PLASTIC, LOCK NO. E1 (VW), WITHOUT KEY, 2 SWITCH POSITION | 79.04
3SU1000-5QF01-0AA0-ZX90 | BKS KEY-OPERATED SWITCH, 22MM, ROUND, PLASTIC, LOCK NO. E1 (VW), WITHOUT KEY, 2 SWITCH POSITION | 86.09
3SU1000-5QF11-0AA0-ZY15 | BKS KEY-OPERATED SWITCH, 22MM, ROUND, PLASTIC, LOCK NO. E1 (VW), WITHOUT KEY, 2 SWITCH POSITION | 89.25
3SU1000-5QF11-0AA0-ZY19 | BKS KEY-OPERATED SWITCH, 22MM, ROUND, PLASTIC, LOCK NO. E1 (VW), WITHOUT KEY, 2 SWITCH POSITION | 87.35
3SU1000-5RF01-0AA0 | BKS KEY-OPERATED SWITCH, 22MM, ROUND, PLASTIC, LOCK NO. E2 (VW), WITHOUT KEY, 2 SWITCH POSITION | 79.04
3SU1000-5RF01-0AA0-ZX90 | BKS KEY-OPERATED SWITCH, 22MM, ROUND, PLASTIC, LOCK NO. E2 (VW), WITHOUT KEY, 2 SWITCH POSITION | 86.09
3SU1000-5RF01-0AA0-ZY10 | BKS KEY-OPERATED SWITCH, 22MM, ROUND, PLASTIC, LOCK NO. E2 (VW), WITHOUT KEY, 2 SWITCH POSITION | 89.25
3SU1000-5PL31-0AA0-ZY11 | BKS KEY-OPERATED SWITCH, 22MM, ROUND, PLASTIC, LOCK NO. S1, WITH 2 KEYS, 3 SWITCH POSITIONS I-O | 86.09
3SU1000-5PL41-0AA0-ZY01 | BKS KEY-OPERATED SWITCH, 22MM, ROUND, PLASTIC, SPECIAL LOCK, WITH 2 KEYS, 3 SWITCH POSITIONS I- | 114.58
3SU1000-5PL41-0AA0-ZY10 | BKS KEY-OPERATED SWITCH, 22MM, ROUND, PLASTIC, LOCK NO. S1, WITH 2 KEYS, 3 SWITCH POSITIONS I-O | 86.09
3SU1000-5PM01-0AA0-ZX90 | BKS KEY-OPERATED SWITCH, 22MM, ROUND, PLASTIC, LOCK NO. S1, WITH 2 KEYS, 3 SWITCH POSITIONS I>O | 82.93
3SU1000-5PM01-0AA0-ZY15 | BKS KEY-OPERATED SWITCH, 22MM, ROUND, PLASTIC, LOCK NO. S1, WITH 2 KEYS, 3 SWITCH POSITIONS I>O | 86.09
3SU1000-5PN21-0AA0 | BKS KEY-OPERATED SWITCH, 22MM, ROUND, PLASTIC, LOCK NO. S1 WITH 2 KEYS, 3 SWITCH POSITIONS I-O< | 76.16
3SU1000-5PN21-0AA0-ZY01 | BKS KEY-OPERATED SWITCH, 22MM, ROUND, PLASTIC, SPECIAL LOCK, WITH 2 KEYS, 3 SWITCH POSITIONS I- | 114.58
3SU1000-5PN21-0AA0-ZY19 | BKS KEY-OPERATED SWITCH, 22MM, ROUND, PLASTIC, LOCK NO. S1, WITH 2 KEYS, 3 SWITCH POSITIONS I-O | 84.19
3SU1000-5PN51-0AA0-ZY12 | BKS KEY-OPERATED SWITCH, 22MM, ROUND, PLASTIC, LOCK NO. S1, WITH 2 KEYS, 3 SWITCH POSITIONS I-O | 86.09
3SU1000-5PN51-0AA0-ZY15 | BKS KEY-OPERATED SWITCH, 22MM, ROUND, PLASTIC, LOCK NO. S1, WITH 2 KEYS, 3 SWITCH POSITIONS I-O | 86.09
3SU1000-5PP01-0AA0-ZY11 | BKS KEY-OPERATED SWITCH, 22MM, ROUND, PLASTIC, LOCK NO. S1, WITH 2 KEYS, 3 SWITCH POSITIONS I>O | 86.09
3SU1000-5QF01-0AA0-ZY10 | BKS KEY-OPERATED SWITCH, 22MM, ROUND, PLASTIC, LOCK NO. E1 (VW), WITHOUT KEY, 2 SWITCH POSITION | 89.25
3SU1000-5QF01-0AA0-ZY12 | BKS KEY-OPERATED SWITCH, 22MM, ROUND, PLASTIC, LOCK NO. E1 (VW), WITHOUT KEY, 2 SWITCH POSITION | 89.25
3SU1000-5QF11-0AA0-ZY11 | BKS KEY-OPERATED SWITCH, 22MM, ROUND, PLASTIC, LOCK NO. E1 (VW), WITHOUT KEY, 2 SWITCH POSITION | 89.25
3SU1000-5RF01-0AA0-ZY12 | BKS KEY-OPERATED SWITCH, 22MM, ROUND, PLASTIC, LOCK NO. E2 (VW), WITHOUT KEY, 2 SWITCH POSITION | 89.25
3SU1000-5RF01-0AA0-ZY15 | BKS KEY-OPERATED SWITCH, 22MM, ROUND, PLASTIC, LOCK NO. E2 (VW), WITHOUT KEY, 2 SWITCH POSITION | 89.25
3SU1000-5RF11-0AA0-ZY11 | BKS KEY-OPERATED SWITCH, 22MM, ROUND, PLASTIC, LOCK NO. E2 (VW), WITHOUT KEY, 2 SWITCH POSITION | 89.25
3SU1000-5RL11-0AA0-ZY12 | BKS KEY-OPERATED SWITCH, 22MM, ROUND, PLASTIC, LOCK NO. E2 (VW), WITHOUT KEY, 3 SWITCH POSITION | 88.62
3SU1000-5RL11-0AA0-ZY15 | BKS KEY-OPERATED SWITCH, 22MM, ROUND, PLASTIC, LOCK NO. E2 (VW), WITHOUT KEY, 3 SWITCH POSITION | 88.62
3SU1002-2BN40-0AA0-ZY15 | SELECTOR SWITCH, CAN BE ILLUM., 22MM, ROUND, PLASTIC, GREEN, SHORT SELECTOR SWITCH, 3 SWITCH PO | 12.98
3SU1002-2BN50-0AA0 | SELECTOR SWITCH, CAN BE ILLUM., 22MM, ROUND, PLASTIC, BLUE, SHORT SELECTOR SWITCH, 3 SWITCH POS | 9.01
3SU1002-2BN50-0AA0-ZY19 | SELECTOR SWITCH, CAN BE ILLUM., 22MM, ROUND, PLASTIC, BLUE, SHORT SELECTOR SWITCH, 3 SWITCH POS | 11.09
3SU1002-2BN60-0AA0-ZY15 | SELECTOR SWITCH, CAN BE ILLUM., 22MM, ROUND, PLASTIC, BLACK, WHITE, SHORT SELECTOR SWITCH, 3 SW | 12.98
3SU1002-2BP20-0AA0 | SELECTOR SWITCH, CAN BE ILLUM., 22MM, ROUND, PLASTIC, RED, SHORT SELECTOR SWITCH, 3 SWITCH POSI | 9.01
3SU1002-2BP20-0AA0-ZY19 | SELECTOR SWITCH, CAN BE ILLUM., 22MM, ROUND, PLASTIC, RED, SHORT SELECTOR SWITCH, 3 SWITCH POSI | 11.09
3SU1002-2BP30-0AA0-ZX90 | SELECTOR SWITCH, CAN BE ILLUM., 22MM, ROUND, PLASTIC, YELLOW, SHORT SELECTOR SWITCH, 3 SWITCH P | 9.81
3SU1002-2BP30-0AA0-ZY15 | SELECTOR SWITCH, CAN BE ILLUM., 22MM, ROUND, PLASTIC, YELLOW, SHORT SELECTOR SWITCH, 3 SWITCH P | 12.98
3SU1002-2BP40-0AA0 | SELECTOR SWITCH, CAN BE ILLUM., 22MM, ROUND, PLASTIC, GREEN, SHORT SELECTOR SWITCH, 3 SWITCH PO | 9.01
3SU1002-2BP40-0AA0-ZY19 | SELECTOR SWITCH, CAN BE ILLUM., 22MM, ROUND, PLASTIC, GREEN, SHORT SELECTOR SWITCH, 3 SWITCH PO | 11.09
3SU1000-5PF01-0AA0-ZY19 | BKS KEY-OPERATED SWITCH, 22MM, ROUND, PLASTIC, LOCK NO. S1, WITH 2 KEYS, 2 SWITCH POSITIONS O-I | 87.35
3SU1000-5PF11-0AA0 | BKS KEY-OPERATED SWITCH, 22MM, ROUND, PLASTIC, LOCK NO. S1, WITH 2 KEYS, 2 SWITCH POSITIONS O-I | 79.04
3SU1000-5PF11-0AA0-ZX90 | BKS KEY-OPERATED SWITCH, 22MM, ROUND, PLASTIC, LOCK NO. S1, WITH 2 KEYS, 2 SWITCH POSITIONS O-I | 86.09
3SU1000-5PF11-0AA0-ZY01 | BKS KEY-OPERATED SWITCH, 22MM, ROUND, PLASTIC, SPECIAL LOCK, WITH 2 KEYS, 2 SWITCH POSITIONS O- | 117.74
3SU1000-5PF21-0AA0-ZY12 | BKS KEY-OPERATED SWITCH, 22MM, ROUND, PLASTIC, LOCK NO. S1, WITH 2 KEYS, 2 SWITCH POSITIONS O-I | 89.25
3SU1000-5PF21-0AA0-ZY15 | BKS KEY-OPERATED SWITCH, 22MM, ROUND, PLASTIC, LOCK NO. S1, WITH 2 KEYS, 2 SWITCH POSITIONS O-I | 89.25
3SU1000-5PF21-0AA0-ZY19 | BKS KEY-OPERATED SWITCH, 22MM, ROUND, PLASTIC, LOCK NO. S1, WITH 2 KEYS, 2 SWITCH POSITIONS O-I | 87.35
3SU1000-5PL11-0AA0-ZY01 | BKS KEY-OPERATED SWITCH, 22MM, ROUND, PLASTIC, SPECIAL LOCK, WITH 2 KEYS, 3 SWITCH POSITIONS I- | 114.58
3SU1000-5PL11-0AA0-ZY10 | BKS KEY-OPERATED SWITCH, 22MM, ROUND, PLASTIC, LOCK NO. S1, WITH 2 KEYS, 3 SWITCH POSITIONS I-O | 86.09
3SU1000-5PL11-0AA0-ZY11 | BKS KEY-OPERATED SWITCH, 22MM, ROUND, PLASTIC, LOCK NO. S1, WITH 2 KEYS, 3 SWITCH POSITIONS I-O | 86.09
3SU1000-5PL11-0AA0-ZY12 | BKS KEY-OPERATED SWITCH, 22MM, ROUND, PLASTIC, LOCK NO. S1, WITH 2 KEYS, 3 SWITCH POSITIONS I-O | 86.09
3SU1000-5PL21-0AA0-ZY19 | BKS KEY-OPERATED SWITCH, 22MM, ROUND, PLASTIC, LOCK NO. S1, WITH 2 KEYS, 3 SWITCH POSITIONS I-O | 84.19
3SU1000-5PL31-0AA0 | BKS KEY-OPERATED SWITCH, 22MM, ROUND, PLASTIC, LOCK NO. S1, WITH 2 KEYS, 3 SWITCH POSITIONS I-O | 76.16
3SU1000-5PL31-0AA0-ZX90 | BKS KEY-OPERATED SWITCH, 22MM, ROUND, PLASTIC, LOCK NO. S1, WITH 2 KEYS, 3 SWITCH POSITIONS I-O | 82.93
3SU1000-5PL31-0AA0-ZY01 | BKS KEY-OPERATED SWITCH, 22MM, ROUND, PLASTIC, SPECIAL LOCK, WITH 2 KEYS, 3 SWITCH POSITIONS I- | 114.58
3SU1000-5PL41-0AA0-ZY12 | BKS KEY-OPERATED SWITCH, 22MM, ROUND, PLASTIC, LOCK NO. S1, WITH 2 KEYS, 3 SWITCH POSITIONS I-O | 86.09
3SU1000-5PL41-0AA0-ZY15 | BKS KEY-OPERATED SWITCH, 22MM, ROUND, PLASTIC, LOCK NO. S1, WITH 2 KEYS, 3 SWITCH POSITIONS I-O | 86.09
3SU1000-5PL41-0AA0-ZY19 | BKS KEY-OPERATED SWITCH, 22MM, ROUND, PLASTIC, LOCK NO. S1, WITH 2 KEYS, 3 SWITCH POSITIONS I-O | 84.19
3SU1000-5PN21-0AA0-ZY10 | BKS KEY-OPERATED SWITCH, 22MM, ROUND, PLASTIC, LOCK NO. S1, WITH 2 KEYS, 3 SWITCH POSITIONS I-O | 86.09
3SU1000-5PN21-0AA0-ZY11 | BKS KEY-OPERATED SWITCH, 22MM, ROUND, PLASTIC, LOCK NO. S1, WITH 2 KEYS, 3 SWITCH POSITIONS I-O | 86.09
3SU1000-5PN21-0AA0-ZY12 | BKS KEY-OPERATED SWITCH, 22MM, ROUND, PLASTIC, LOCK NO. S1, WITH 2 KEYS, 3 SWITCH POSITIONS I-O | 86.09
3SU1000-5PN51-0AA0-ZY19 | BKS KEY-OPERATED SWITCH, 22MM, ROUND, PLASTIC, LOCK NO. S1, WITH 2 KEYS, 3 SWITCH POSITIONS I-O | 84.19
3SU1000-5PP01-0AA0 | BKS KEY-OPERATED SWITCH, 22MM, ROUND, PLASTIC, LOCK NO. S1, WITH 2 KEYS, 3 SWITCH POSITIONS I>O | 76.16
3SU1000-5PP01-0AA0-ZX90 | BKS KEY-OPERATED SWITCH, 22MM, ROUND, PLASTIC, LOCK NO. S1, WITH 2 KEYS, 3 SWITCH POSITIONS I>O | 82.93
3SU1000-5PP01-0AA0-ZY01 | BKS KEY-OPERATED SWITCH, 22MM, ROUND, PLASTIC, SPECIAL LOCK, WITH 2 KEYS, 3 SWITCH POSITIONS I> | 114.58
3SU1000-5QF01-0AA0-ZY15 | BKS KEY-OPERATED SWITCH, 22MM, ROUND, PLASTIC, LOCK NO. E1 (VW), WITHOUT KEY, 2 SWITCH POSITION | 89.25
3SU1000-5QF01-0AA0-ZY19 | BKS KEY-OPERATED SWITCH, 22MM, ROUND, PLASTIC, LOCK NO. E1 (VW), WITHOUT KEY, 2 SWITCH POSITION | 87.35
3SU1000-5QF11-0AA0 | BKS KEY-OPERATED SWITCH, 22MM, ROUND, PLASTIC, LOCK NO. E1 (VW), WITHOUT KEY, 2 SWITCH POSITION | 79.04
3SU1000-5QF11-0AA0-ZX90 | BKS KEY-OPERATED SWITCH, 22MM, ROUND, PLASTIC, LOCK NO. E1 (VW), WITHOUT KEY, 2 SWITCH POSITION | 86.09
3SU1000-5RF11-0AA0-ZY19 | BKS KEY-OPERATED SWITCH, 22MM, ROUND, PLASTIC, LOCK NO. E2 (VW), WITHOUT KEY, 2 SWITCH POSITION | 87.35
3SU1000-5RL11-0AA0 | BKS KEY-OPERATED SWITCH, 22MM, ROUND, PLASTIC, LOCK NO. E2 (VW), WITHOUT KEY, 3 SWITCH POSITION | 78.47
3SU1000-5RL11-0AA0-ZX90 | BKS KEY-OPERATED SWITCH, 22MM, ROUND, PLASTIC, LOCK NO. E2 (VW), WITHOUT KEY, 3 SWITCH POSITION | 85.46
3SU1000-5RL11-0AA0-ZY10 | BKS KEY-OPERATED SWITCH, 22MM, ROUND, PLASTIC, LOCK NO. E2 (VW), WITHOUT KEY, 3 SWITCH POSITION | 88.62
3SU1002-2BN50-0AA0-ZX90 | SELECTOR SWITCH, CAN BE ILLUM., 22MM, ROUND, PLASTIC, BLUE, SHORT SELECTOR SWITCH, 3 SWITCH POS | 9.81
3SU1002-2BN50-0AA0-ZY10 | SELECTOR SWITCH, CAN BE ILLUM., 22MM, ROUND, PLASTIC, BLUE, SHORT SELECTOR SWITCH, 3 SWITCH POS | 12.98
3SU1002-2BN50-0AA0-ZY11 | SELECTOR SWITCH, CAN BE ILLUM., 22MM, ROUND, PLASTIC, BLUE, SHORT SELECTOR SWITCH, 3 SWITCH POS | 12.98
3SU1002-2BN50-0AA0-ZY12 | SELECTOR SWITCH, CAN BE ILLUM., 22MM, ROUND, PLASTIC, BLUE, SHORT SELECTOR SWITCH, 3 SWITCH POS | 12.98
3SU1002-2BP20-0AA0-ZX90 | SELECTOR SWITCH, CAN BE ILLUM., 22MM, ROUND, PLASTIC, RED, SHORT SELECTOR SWITCH, 3 SWITCH POSI | 9.81
3SU1002-2BP20-0AA0-ZY10 | SELECTOR SWITCH, CAN BE ILLUM., 22MM, ROUND, PLASTIC, RED, SHORT SELECTOR SWITCH, 3 SWITCH POSI | 12.98
3SU1002-2BP20-0AA0-ZY11 | SELECTOR SWITCH, CAN BE ILLUM., 22MM, ROUND, PLASTIC, RED, SHORT SELECTOR SWITCH, 3 SWITCH POSI | 12.98
3SU1002-2BP20-0AA0-ZY12 | SELECTOR SWITCH, CAN BE ILLUM., 22MM, ROUND, PLASTIC, RED, SHORT SELECTOR SWITCH, 3 SWITCH POSI | 12.98
3SU1002-2BP40-0AA0-ZY10 | SELECTOR SWITCH, CAN BE ILLUM., 22MM, ROUND, PLASTIC, GREEN, SHORT SELECTOR SWITCH, 3 SWITCH PO | 12.98
3SU1002-2BP40-0AA0-ZY11 | SELECTOR SWITCH, CAN BE ILLUM., 22MM, ROUND, PLASTIC, GREEN, SHORT SELECTOR SWITCH, 3 SWITCH PO | 12.98
3SU1002-2BP40-0AA0-ZY12 | SELECTOR SWITCH, CAN BE ILLUM., 22MM, ROUND, PLASTIC, GREEN, SHORT SELECTOR SWITCH, 3 SWITCH PO | 12.98
3SU1002-2BP60-0AA0-ZY11 | SELECTOR SWITCH, CAN BE ILLUM., 22MM, ROUND, PLASTIC, BLACK, WHITE, SHORT SELECTOR SWITCH, 3 SW | 12.98
3SU1002-2BP60-0AA0-ZY12 | SELECTOR SWITCH, CAN BE ILLUM., 22MM, ROUND, PLASTIC, BLACK, WHITE, SHORT SELECTOR SWITCH, 3 SW | 12.98
3SU1002-2BP60-0AA0-ZY15 | SELECTOR SWITCH, CAN BE ILLUM., 22MM, ROUND, PLASTIC, BLACK, WHITE, SHORT SELECTOR SWITCH, 3 SW | 12.98
3SU1002-2CF60-0AA0-ZY12 | SELECTOR SWITCH, CAN BE ILLUM., 22MM, ROUND, PLASTIC, BLACK, WHITE, LONG SELECTOR SWITCH, 2 SWI | 13.16
3SU1002-2CF60-0AA0-ZY15 | SELECTOR SWITCH, CAN BE ILLUM., 22MM, ROUND, PLASTIC, BLACK, WHITE, LONG SELECTOR SWITCH, 2 SWI | 13.16
3SU1002-2CF60-0AA0-ZY19 | SELECTOR SWITCH, CAN BE ILLUM., 22MM, ROUND, PLASTIC, BLACK, WHITE, LONG SELECTOR SWITCH, 2 SWI | 11.26
3SU1030-0AA20-0AA0-ZY12 | PUSHBUTTON, 22MM, ROUND, PLASTIC WITH METAL FRONT RING, RED, FLAT BUTTON, LATCHING, PUSH TO UN | 22.79
3SU1030-0AA20-0AA0-ZY13 | PUSHBUTTON, 22MM, ROUND, PLASTIC WITH METAL FRONT RING, RED, FLAT BUTTON, LATCHING, PUSH TO UN | 22.79
3SU1030-0AA20-0AA0-ZY15 | PUSHBUTTON, 22MM, ROUND, PLASTIC WITH METAL FRONT RING, RED, FLAT BUTTON, LATCHING, PUSH TO UN | 22.79
3SU1030-0AA20-0AA0-ZY19 | PUSHBUTTON, 22MM, ROUND, PLASTIC WITH METAL FRONT RING, RED, FLAT BUTTON, LATCHING, PUSH TO UN | 20.89
3SU1030-0AA30-0AA0 | PUSHBUTTON, 22MM, ROUND, PLASTIC WITH METAL FRONT RING, YELLOW, FLAT BUTTON, LATCHING, PUSH TO | 19.63
3SU1030-0AA40-0AA0-ZY13 | PUSHBUTTON, 22MM, ROUND, PLASTIC WITH METAL FRONT RING, GREEN, FLAT BUTTON, LATCHING, PUSH TO | 22.79
3SU1030-0AA40-0AA0-ZY15 | PUSHBUTTON, 22MM, ROUND, PLASTIC WITH METAL FRONT RING, GREEN, FLAT BUTTON, LATCHING, PUSH TO | 22.79
3SU1030-0AA40-0AA0-ZY19 | PUSHBUTTON, 22MM, ROUND, PLASTIC WITH METAL FRONT RING, GREEN, FLAT BUTTON, LATCHING, PUSH TO | 20.89
3SU1002-2BP50-0AA0-ZX90 | SELECTOR SWITCH, CAN BE ILLUM., 22MM, ROUND, PLASTIC, BLUE, SHORT SELECTOR SWITCH, 3 SWITCH POS | 9.81
3SU1002-2BP60-0AA0 | SELECTOR SWITCH, CAN BE ILLUM., 22MM, ROUND, PLASTIC, BLACK, WHITE, SHORT SELECTOR SWITCH, 3 SW | 9.01
3SU1002-2BP60-0AA0-ZY10 | SELECTOR SWITCH, CAN BE ILLUM., 22MM, ROUND, PLASTIC, BLACK, WHITE, SHORT SELECTOR SWITCH, 3 SW | 12.98
3SU1002-2BP60-0AA0-ZY19 | SELECTOR SWITCH, CAN BE ILLUM., 22MM, ROUND, PLASTIC, BLACK, WHITE, SHORT SELECTOR SWITCH, 3 SW | 11.09
3SU1002-2CF20-0AA0-ZX90 | SELECTOR SWITCH, CAN BE ILLUM., 22MM, ROUND, PLASTIC, RED, LONG SELECTOR SWITCH, 2 SWITCH POSIT | 10
3SU1002-2CF60-0AA0 | SELECTOR SWITCH, CAN BE ILLUM., 22MM, ROUND, PLASTIC, BLACK, WHITE, LONG SELECTOR SWITCH, 2 SWI | 9.17
3SU1002-2CF60-0AA0-ZY10 | SELECTOR SWITCH, CAN BE ILLUM., 22MM, ROUND, PLASTIC, BLACK, WHITE, LONG SELECTOR SWITCH, 2 SWI | 13.16
3SU1030-0AA10-0AA0-ZX90 | PUSHBUTTON, 22MM, ROUND, PLASTIC WITH METAL FRONT RING, BLACK, FLAT BUTTON, LATCHING, PUSH TO | 19.63
3SU1030-0AA10-0AA0-ZY11 | PUSHBUTTON, 22MM, ROUND, PLASTIC WITH METAL FRONT RING, BLACK, FLAT BUTTON, LATCHING, PUSH TO | 22.79
3SU1030-0AA20-0AA0 | PUSHBUTTON, 22MM, ROUND, PLASTIC WITH METAL FRONT RING, RED, FLAT BUTTON, LATCHING, PUSH TO UN | 19.63
3SU1030-0AA20-0AA0-ZY10 | PUSHBUTTON, 22MM, ROUND, PLASTIC WITH METAL FRONT RING, RED, FLAT BUTTON, LATCHING, PUSH TO UN | 22.79
3SU1030-0AA30-0AA0-ZX90 | PUSHBUTTON, 22MM, ROUND, PLASTIC WITH METAL FRONT RING, YELLOW, FLAT BUTTON, LATCHING, PUSH TO | 19.63
3SU1030-0AA30-0AA0-ZY11 | PUSHBUTTON, 22MM, ROUND, PLASTIC WITH METAL FRONT RING, YELLOW, FLAT BUTTON, LATCHING, PUSH TO | 22.79
3SU1030-0AA40-0AA0-ZY10 | PUSHBUTTON, 22MM, ROUND, PLASTIC WITH METAL FRONT RING, GREEN, FLAT BUTTON, LATCHING, PUSH TO | 22.79
3SU1030-0AA40-0AA0-ZY12 | PUSHBUTTON, 22MM, ROUND, PLASTIC WITH METAL FRONT RING, GREEN, FLAT BUTTON, LATCHING, PUSH TO | 22.79
3SU1030-0AA50-0AA0-ZX90 | PUSHBUTTON, 22MM, ROUND, PLASTIC WITH METAL FRONT RING, BLUE, FLAT BUTTON, LATCHING, PUSH TO U | 19.63
3SU1030-0AA50-0AA0-ZY11 | PUSHBUTTON, 22MM, ROUND, PLASTIC WITH METAL FRONT RING, BLUE, FLAT BUTTON, LATCHING, PUSH TO U | 22.79
3SU1030-0AA60-0AA0-ZY10 | PUSHBUTTON, 22MM, ROUND, PLASTIC WITH METAL FRONT RING, WHITE, FLAT BUTTON, LATCHING, PUSH TO | 22.79
3SU1030-0AA60-0AA0-ZY12 | PUSHBUTTON, 22MM, ROUND, PLASTIC WITH METAL FRONT RING, WHITE, FLAT BUTTON, LATCHING, PUSH TO | 22.79
3SU1030-0AB10-0AA0-ZY11 | PUSHBUTTON, 22MM, ROUND, PLASTIC WITH METAL FRONT RING, BLACK, FLAT BUTTON MOMENTARY CONTACT TY | 12.28
3SU1030-0AB10-0AA0-ZY13 | PUSHBUTTON, 22MM, ROUND, PLASTIC WITH METAL FRONT RING, BLACK, FLAT BUTTON MOMENTARY CONTACT TY | 12.28
3SU1030-0AB20-0AA0 | PUSHBUTTON, 22MM, ROUND, PLASTIC WITH METAL FRONT RING, RED, FLAT BUTTON MOMENTARY CONTACT TYPE | 9.11
3SU1030-0AB20-0AA0-ZY10 | PUSHBUTTON, 22MM, ROUND, PLASTIC WITH METAL FRONT RING, RED, FLAT BUTTON MOMENTARY CONTACT TYPE | 12.28
3SU1030-0AB20-0AD0-ZX90 | PUSHBUTTON, 22MM, ROUND, PLASTIC WITH METAL FRONT RING, RED, INSCRIPTION: O, FLAT BUTTON MOMEN | 11.33
3SU1030-0AB20-0AQ0-ZX90 | PUSHBUTTON, 22MM, ROUND, PLASTIC WITH METAL FRONT RING, RED, INSCRIPTION: AUTO, ROTATED BY 90 D | 11.33
3SU1030-0AB30-0AA0-ZY15 | PUSHBUTTON, 22MM, ROUND, PLASTIC WITH METAL FRONT RING, YELLOW, FLAT BUTTON MOMENTARY CONTACT T | 12.28
3SU1030-0AB40-0AA0 | PUSHBUTTON, 22MM, ROUND, PLASTIC WITH METAL FRONT RING, GREEN, FLAT BUTTON MOMENTARY CONTACT TY | 9.11
3SU1030-0AB40-0AA0-ZY13 | PUSHBUTTON, 22MM, ROUND, PLASTIC WITH METAL FRONT RING, GREEN, FLAT BUTTON MOMENTARY CONTACT TY | 12.28
3SU1030-0AB40-0AA0-ZY19 | PUSHBUTTON, 22MM, ROUND, PLASTIC WITH METAL FRONT RING, GREEN, FLAT BUTTON MOMENTARY CONTACT TY | 10.39
3SU1000-5PN21-0AA0-ZX90 | BKS KEY-OPERATED SWITCH, 22MM, ROUND, PLASTIC, LOCK NO. S1, WITH 2 KEYS, 3 SWITCH POSITIONS I-O | 82.93
3SU1000-5PN21-0AA0-ZY15 | BKS KEY-OPERATED SWITCH, 22MM, ROUND, PLASTIC, LOCK NO. S1, WITH 2 KEYS, 3 SWITCH POSITIONS I-O | 86.09
3SU1000-5PN51-0AA0 | BKS KEY-OPERATED SWITCH, 22MM, ROUND, PLASTIC, LOCK NO. S1, WITH 2 KEYS, 3 SWITCH POSITIONS I-O | 76.16
3SU1000-5PN51-0AA0-ZY11 | BKS KEY-OPERATED SWITCH, 22MM, ROUND, PLASTIC, LOCK NO. S1, WITH 2 KEYS, 3 SWITCH POSITIONS I-O | 86.09
3SU1000-5PP01-0AA0-ZY10 | BKS KEY-OPERATED SWITCH, 22MM, ROUND, PLASTIC, LOCK NO. S1, WITH 2 KEYS, 3 SWITCH POSITIONS I>O | 86.09
3SU1000-5PP01-0AA0-ZY12 | BKS KEY-OPERATED SWITCH, 22MM, ROUND, PLASTIC, LOCK NO. S1, WITH 2 KEYS, 3 SWITCH POSITIONS I>O | 86.09
3SU1000-5QF01-0AA0-ZY11 | BKS KEY-OPERATED SWITCH, 22MM, ROUND, PLASTIC, LOCK NO. E1 (VW), WITHOUT KEY, 2 SWITCH POSITION | 89.25
3SU1000-5QF11-0AA0-ZY10 | BKS KEY-OPERATED SWITCH, 22MM, ROUND, PLASTIC, LOCK NO. E1 (VW), WITHOUT KEY, 2 SWITCH POSITION | 89.25
3SU1000-5QF11-0AA0-ZY12 | BKS KEY-OPERATED SWITCH, 22MM, ROUND, PLASTIC, LOCK NO. E1 (VW), WITHOUT KEY, 2 SWITCH POSITION | 89.25
3SU1000-5RF01-0AA0-ZY11 | BKS KEY-OPERATED SWITCH, 22MM, ROUND, PLASTIC, LOCK NO. E2 (VW), WITHOUT KEY, 2 SWITCH POSITION | 89.25
3SU1000-5RF11-0AA0-ZY12 | BKS KEY-OPERATED SWITCH, 22MM, ROUND, PLASTIC, LOCK NO. E2 (VW), WITHOUT KEY, 2 SWITCH POSITION | 89.25
3SU1000-5RF11-0AA0-ZY15 | BKS KEY-OPERATED SWITCH, 22MM, ROUND, PLASTIC, LOCK NO. E2 (VW), WITHOUT KEY, 2 SWITCH POSITION | 89.25
3SU1000-5RL11-0AA0-ZY11 | BKS KEY-OPERATED SWITCH, 22MM, ROUND, PLASTIC, LOCK NO. E2 (VW), WITHOUT KEY, 3 SWITCH POSITION | 88.62
3SU1002-2BN40-0AA0-ZY19 | SELECTOR SWITCH, CAN BE ILLUM., 22MM, ROUND, PLASTIC, GREEN, SHORT SELECTOR SWITCH, 3 SWITCH PO | 11.09
3SU1002-2BN50-0AA0-ZY15 | SELECTOR SWITCH, CAN BE ILLUM., 22MM, ROUND, PLASTIC, BLUE, SHORT SELECTOR SWITCH, 3 SWITCH POS | 12.98
3SU1002-2BN60-0AA0 | SELECTOR SWITCH, CAN BE ILLUM., 22MM, ROUND, PLASTIC, BLACK, WHITE, SHORT SELECTOR SWITCH, 3 SW | 9.01
3SU1002-2BN60-0AA0-ZY19 | SELECTOR SWITCH, CAN BE ILLUM., 22MM, ROUND, PLASTIC, BLACK, WHITE, SHORT SELECTOR SWITCH, 3 SW | 11.09
3SU1002-2BP20-0AA0-ZY15 | SELECTOR SWITCH, CAN BE ILLUM., 22MM, ROUND, PLASTIC, RED, SHORT SELECTOR SWITCH, 3 SWITCH POSI | 12.98
3SU1002-2BP30-0AA0 | SELECTOR SWITCH, CAN BE ILLUM., 22MM, ROUND, PLASTIC, YELLOW, SHORT SELECTOR SWITCH, 3 SWITCH P | 9.01
3SU1002-2BP30-0AA0-ZY19 | SELECTOR SWITCH, CAN BE ILLUM., 22MM, ROUND, PLASTIC, YELLOW, SHORT SELECTOR SWITCH, 3 SWITCH P | 11.09
3SU1002-2BP40-0AA0-ZX90 | SELECTOR SWITCH, CAN BE ILLUM., 22MM, ROUND, PLASTIC, GREEN, SHORT SELECTOR SWITCH, 3 SWITCH PO | 9.81
3SU1002-2BP40-0AA0-ZY15 | SELECTOR SWITCH, CAN BE ILLUM., 22MM, ROUND, PLASTIC, GREEN, SHORT SELECTOR SWITCH, 3 SWITCH PO | 12.98
3SU1002-2BP50-0AA0 | SELECTOR SWITCH, CAN BE ILLUM., 22MM, ROUND, PLASTIC, BLUE, SHORT SELECTOR SWITCH, 3 SWITCH POS | 9.01
3SU1002-2BP50-0AA0-ZY10 | SELECTOR SWITCH, CAN BE ILLUM., 22MM, ROUND, PLASTIC, BLUE, SHORT SELECTOR SWITCH, 3 SWITCH POS | 12.98
3SU1002-2BP50-0AA0-ZY19 | SELECTOR SWITCH, CAN BE ILLUM., 22MM, ROUND, PLASTIC, BLUE, SHORT SELECTOR SWITCH, 3 SWITCH POS | 11.09
3SU1002-2BP60-0AA0-ZX90 | SELECTOR SWITCH, CAN BE ILLUM., 22MM, ROUND, PLASTIC, BLACK, WHITE, SHORT SELECTOR SWITCH, 3 SW | 9.81
3SU1002-2CF20-0AA0 | SELECTOR SWITCH, CAN BE ILLUM., 22MM, ROUND, PLASTIC, RED, LONG SELECTOR SWITCH, 2 SWITCH POSIT | 9.17
3SU1002-2CF20-0AA0-ZY10 | SELECTOR SWITCH, CAN BE ILLUM., 22MM, ROUND, PLASTIC, RED, LONG SELECTOR SWITCH, 2 SWITCH POSIT | 13.16
3SU1002-2CF20-0AA0-ZY19 | SELECTOR SWITCH, CAN BE ILLUM., 22MM, ROUND, PLASTIC, RED, LONG SELECTOR SWITCH, 2 SWITCH POSIT | 11.26
3SU1000-5RF01-0AA0-ZY19 | BKS KEY-OPERATED SWITCH, 22MM, ROUND, PLASTIC, LOCK NO. E2 (VW), WITHOUT KEY, 2 SWITCH POSITION | 87.35
3SU1000-5RF11-0AA0 | BKS KEY-OPERATED SWITCH, 22MM, ROUND, PLASTIC, LOCK NO. E2 (VW), WITHOUT KEY, 2 SWITCH POSITION | 79.04
3SU1000-5RF11-0AA0-ZX90 | BKS KEY-OPERATED SWITCH, 22MM, ROUND, PLASTIC, LOCK NO. E2 (VW), WITHOUT KEY, 2 SWITCH POSITION | 86.09
3SU1000-5RF11-0AA0-ZY10 | BKS KEY-OPERATED SWITCH, 22MM, ROUND, PLASTIC, LOCK NO. E2 (VW), WITHOUT KEY, 2 SWITCH POSITION | 89.25
3SU1000-5RL11-0AA0-ZY19 | BKS KEY-OPERATED SWITCH, 22MM, ROUND, PLASTIC, LOCK NO. E2 (VW), WITHOUT KEY, 3 SWITCH POSITION | 86.72
3SU1000-5SF01-0AA0 | BKS KEY-OPERATED SWITCH, 22MM, ROUND, PLASTIC, LOCK NO. E7 (VW), WITHOUT KEY, 2 SWITCH POSITION | 79.04
3SU1000-5SF01-0AA0-ZX90 | BKS KEY-OPERATED SWITCH, 22MM, ROUND, PLASTIC, LOCK NO. E7 (VW), WITHOUT KEY, 2 SWITCH POSITION | 86.09
3SU1000-5SF01-0AA0-ZY10 | BKS KEY-OPERATED SWITCH, 22MM, ROUND, PLASTIC, LOCK NO. E7 (VW), WITHOUT KEY, 2 SWITCH POSITION | 89.25
3SU1000-5SF01-0AA0-ZY11 | BKS KEY-OPERATED SWITCH, 22MM, ROUND, PLASTIC, LOCK NO. E7 (VW), WITHOUT KEY, 2 SWITCH POSITION | 89.25
3SU1002-2BN60-0AA0-ZX90 | SELECTOR SWITCH, CAN BE ILLUM., 22MM, ROUND, PLASTIC, BLACK, WHITE, SHORT SELECTOR SWITCH, 3 SW | 9.81
3SU1002-2BN60-0AA0-ZY10 | SELECTOR SWITCH, CAN BE ILLUM., 22MM, ROUND, PLASTIC, BLACK, WHITE, SHORT SELECTOR SWITCH, 3 SW | 12.98
3SU1002-2BN60-0AA0-ZY11 | SELECTOR SWITCH, CAN BE ILLUM., 22MM, ROUND, PLASTIC, BLACK, WHITE, SHORT SELECTOR SWITCH, 3 SW | 12.98
3SU1002-2BN60-0AA0-ZY12 | SELECTOR SWITCH, CAN BE ILLUM., 22MM, ROUND, PLASTIC, BLACK, WHITE, SHORT SELECTOR SWITCH, 3 SW | 12.98
3SU1002-2BP30-0AA0-ZY10 | SELECTOR SWITCH, CAN BE ILLUM., 22MM, ROUND, PLASTIC, YELLOW, SHORT SELECTOR SWITCH, 3 SWITCH P | 12.98
3SU1002-2BP30-0AA0-ZY11 | SELECTOR SWITCH, CAN BE ILLUM., 22MM, ROUND, PLASTIC, YELLOW, SHORT SELECTOR SWITCH, 3 SWITCH P | 12.98
3SU1002-2BP30-0AA0-ZY12 | SELECTOR SWITCH, CAN BE ILLUM., 22MM, ROUND, PLASTIC, YELLOW, SHORT SELECTOR SWITCH, 3 SWITCH P | 12.98
3SU1002-2BP50-0AA0-ZY11 | SELECTOR SWITCH, CAN BE ILLUM., 22MM, ROUND, PLASTIC, BLUE, SHORT SELECTOR SWITCH, 3 SWITCH POS | 12.98
3SU1002-2BP50-0AA0-ZY12 | SELECTOR SWITCH, CAN BE ILLUM., 22MM, ROUND, PLASTIC, BLUE, SHORT SELECTOR SWITCH, 3 SWITCH POS | 12.98
3SU1002-2BP50-0AA0-ZY15 | SELECTOR SWITCH, CAN BE ILLUM., 22MM, ROUND, PLASTIC, BLUE, SHORT SELECTOR SWITCH, 3 SWITCH POS | 12.98
3SU1002-2CF20-0AA0-ZY11 | SELECTOR SWITCH, CAN BE ILLUM., 22MM, ROUND, PLASTIC, RED, LONG SELECTOR SWITCH, 2 SWITCH POSIT | 13.16
3SU1002-2CF20-0AA0-ZY12 | SELECTOR SWITCH, CAN BE ILLUM., 22MM, ROUND, PLASTIC, RED, LONG SELECTOR SWITCH, 2 SWITCH POSIT | 13.16
3SU1002-2CF20-0AA0-ZY15 | SELECTOR SWITCH, CAN BE ILLUM., 22MM, ROUND, PLASTIC, RED, LONG SELECTOR SWITCH, 2 SWITCH POSIT | 13.16
3SU1030-0AA10-0AA0-ZY12 | PUSHBUTTON, 22MM, ROUND, PLASTIC WITH METAL FRONT RING, BLACK, FLAT BUTTON, LATCHING, PUSH TO | 22.79
3SU1030-0AA10-0AA0-ZY13 | PUSHBUTTON, 22MM, ROUND, PLASTIC WITH METAL FRONT RING, BLACK, FLAT BUTTON, LATCHING, PUSH TO | 22.79
3SU1030-0AA10-0AA0-ZY15 | PUSHBUTTON, 22MM, ROUND, PLASTIC WITH METAL FRONT RING, BLACK, FLAT BUTTON, LATCHING, PUSH TO | 22.79
3SU1030-0AA10-0AA0-ZY19 | PUSHBUTTON, 22MM, ROUND, PLASTIC WITH METAL FRONT RING, BLACK, FLAT BUTTON, LATCHING, PUSH TO | 20.89
3SU1030-0AA30-0AA0-ZY13 | PUSHBUTTON, 22MM, ROUND, PLASTIC WITH METAL FRONT RING, YELLOW, FLAT BUTTON, LATCHING, PUSH TO | 22.79
3SU1030-0AA30-0AA0-ZY15 | PUSHBUTTON, 22MM, ROUND, PLASTIC WITH METAL FRONT RING, YELLOW, FLAT BUTTON, LATCHING, PUSH TO | 22.79
3SU1030-0AA30-0AA0-ZY19 | PUSHBUTTON, 22MM, ROUND, PLASTIC WITH METAL FRONT RING, YELLOW, FLAT BUTTON, LATCHING, PUSH TO | 20.89
3SU1030-0AA50-0AA0 | PUSHBUTTON, 22MM, ROUND, PLASTIC WITH METAL FRONT RING, BLUE, FLAT BUTTON, LATCHING, PUSH TO U | 19.63
3SU1030-0AA60-0AA0-ZY15 | PUSHBUTTON, 22MM, ROUND, PLASTIC WITH METAL FRONT RING, WHITE, FLAT BUTTON, LATCHING, PUSH TO | 22.79
3SU1030-0AA60-0AA0-ZY19 | PUSHBUTTON, 22MM, ROUND, PLASTIC WITH METAL FRONT RING, WHITE, FLAT BUTTON, LATCHING, PUSH TO | 20.89
3SU1030-0AB10-0AA0 | PUSHBUTTON, 22MM, ROUND, PLASTIC WITH METAL FRONT RING, BLACK, FLAT BUTTON MOMENTARY CONTACT TY | 9.11
3SU1030-0AB10-0AA0-ZX90 | PUSHBUTTON, 22MM, ROUND, PLASTIC WITH METAL FRONT RING, BLACK, FLAT BUTTON MOMENTARY CONTACT TY | 9.11
3SU1030-0AB20-0AA0-ZY12 | PUSHBUTTON, 22MM, ROUND, PLASTIC WITH METAL FRONT RING, RED, FLAT BUTTON MOMENTARY CONTACT TYPE | 12.28
3SU1030-0AB20-0AA0-ZY13 | PUSHBUTTON, 22MM, ROUND, PLASTIC WITH METAL FRONT RING, RED, FLAT BUTTON MOMENTARY CONTACT TYPE | 12.28
3SU1030-0AB20-0AA0-ZY15 | PUSHBUTTON, 22MM, ROUND, PLASTIC WITH METAL FRONT RING, RED, FLAT BUTTON MOMENTARY CONTACT TYPE | 12.28
3SU1030-0AB20-0AA0-ZY19 | PUSHBUTTON, 22MM, ROUND, PLASTIC WITH METAL FRONT RING, RED, FLAT BUTTON MOMENTARY CONTACT TYPE | 10.39
3SU1030-0AB20-0AD0 | PUSHBUTTON, 22MM, ROUND, PLASTIC WITH METAL FRONT RING, RED, INSCRIPTION: O, FLAT BUTTON MOMEN | 11.33
3SU1030-0AB40-0AA0-ZX90 | PUSHBUTTON, 22MM, ROUND, PLASTIC WITH METAL FRONT RING, GREEN, FLAT BUTTON MOMENTARY CONTACT TY | 9.11
3SU1030-0AB40-0AA0-ZY10 | PUSHBUTTON, 22MM, ROUND, PLASTIC WITH METAL FRONT RING, GREEN, FLAT BUTTON MOMENTARY CONTACT TY | 12.28
3SU1030-0AB40-0AA0-ZY11 | PUSHBUTTON, 22MM, ROUND, PLASTIC WITH METAL FRONT RING, GREEN, FLAT BUTTON MOMENTARY CONTACT TY | 12.28
3SU1030-0AB40-0AA0-ZY12 | PUSHBUTTON, 22MM, ROUND, PLASTIC WITH METAL FRONT RING, GREEN, FLAT BUTTON MOMENTARY CONTACT TY | 12.28
3SU1030-0AB50-0AR0 | PUSHBUTTON, 22MM, ROUND, PLASTIC WITH METAL FRONT RING, BLUE, INSCRIPTION: R, FLAT BUTTON MOME | 11.33
3SU1030-0AB50-0AR0-ZX90 | PUSHBUTTON, 22MM, ROUND, PLASTIC WITH METAL FRONT RING, BLUE, INSCRIPTION: R, FLAT BUTTON MOME | 11.33
3SU1030-0AB60-0AA0 | PUSHBUTTON, 22MM, ROUND, PLASTIC WITH METAL FRONT RING, WHITE, FLAT BUTTON MOMENTARY CONTACT TY | 9.11
3SU1030-0AB60-0AA0-ZX90 | PUSHBUTTON, 22MM, ROUND, PLASTIC WITH METAL FRONT RING, WHITE, FLAT BUTTON MOMENTARY CONTACT TY | 9.11
3SU1030-0AB70-0AA0-ZY13 | PUSHBUTTON, 22MM, ROUND, PLASTIC WITH METAL FRONT RING, CLEAR, FLAT BUTTON MOMENTARY CONTACT TY | 12.28
3SU1030-0AB70-0AA0-ZY15 | PUSHBUTTON, 22MM, ROUND, PLASTIC WITH METAL FRONT RING, CLEAR, FLAT BUTTON MOMENTARY CONTACT TY | 12.28
3SU1030-0AB70-0AA0-ZY19 | PUSHBUTTON, 22MM, ROUND, PLASTIC WITH METAL FRONT RING, CLEAR, FLAT BUTTON MOMENTARY CONTACT TY | 10.39
3SU1030-0AB80-0AA0 | PUSHBUTTON, 22MM, ROUND, PLASTIC WITH METAL FRONT RING, GRAY, FLAT BUTTON MOMENTARY CONTACT TYP | 9.11
3SU1030-0BB10-0AA0-ZY13 | PUSHBUTTON, 22MM, ROUND, PLASTIC WITH METAL FRONT RING, BLACK, RAISED BUTTON MOMENTARY CONTACT | 15.77
3SU1030-0BB10-0AA0-ZY15 | PUSHBUTTON, 22MM, ROUND, PLASTIC WITH METAL FRONT RING, BLACK, RAISED BUTTON MOMENTARY CONTACT | 15.77
3SU1030-0BB10-0AA0-ZY19 | PUSHBUTTON, 22MM, ROUND, PLASTIC WITH METAL FRONT RING, BLACK, RAISED BUTTON MOMENTARY CONTACT | 13.86
3SU1030-0BB20-0AA0 | PUSHBUTTON, 22MM, ROUND, PLASTIC WITH METAL FRONT RING, RED, RAISED BUTTON MOMENTARY CONTACT TY | 12.59
3SU1030-0BB20-0AA0-ZX90 | PUSHBUTTON, 22MM, ROUND, PLASTIC WITH METAL FRONT RING, RED, RAISED BUTTON MOMENTARY CONTACT TY | 12.59
3SU1030-0BB30-0AA0-ZY15 | PUSHBUTTON, 22MM, ROUND, PLASTIC WITH METAL FRONT RING, YELLOW, RAISED BUTTON MOMENTARY CONTACT | 15.77
3SU1030-0BB30-0AA0-ZY19 | PUSHBUTTON, 22MM, ROUND, PLASTIC WITH METAL FRONT RING, YELLOW, RAISED BUTTON MOMENTARY CONTACT | 13.86
3SU1002-2CF60-0AA0-ZX90 | SELECTOR SWITCH, CAN BE ILLUM., 22MM, ROUND, PLASTIC, BLACK, WHITE, LONG SELECTOR SWITCH, 2 SWI | 10
3SU1002-2CF60-0AA0-ZY11 | SELECTOR SWITCH, CAN BE ILLUM., 22MM, ROUND, PLASTIC, BLACK, WHITE, LONG SELECTOR SWITCH, 2 SWI | 13.16
3SU1030-0AA10-0AA0 | PUSHBUTTON, 22MM, ROUND, PLASTIC WITH METAL FRONT RING, BLACK, FLAT BUTTON, LATCHING, PUSH TO | 19.63
3SU1030-0AA10-0AA0-ZY10 | PUSHBUTTON, 22MM, ROUND, PLASTIC WITH METAL FRONT RING, BLACK, FLAT BUTTON, LATCHING, PUSH TO | 22.79
3SU1030-0AA20-0AA0-ZX90 | PUSHBUTTON, 22MM, ROUND, PLASTIC WITH METAL FRONT RING, RED, FLAT BUTTON, LATCHING, PUSH TO UN | 19.63
3SU1030-0AA20-0AA0-ZY11 | PUSHBUTTON, 22MM, ROUND, PLASTIC WITH METAL FRONT RING, RED, FLAT BUTTON, LATCHING, PUSH TO UN | 22.79
3SU1030-0AA30-0AA0-ZY10 | PUSHBUTTON, 22MM, ROUND, PLASTIC WITH METAL FRONT RING, YELLOW, FLAT BUTTON, LATCHING, PUSH TO | 22.79
3SU1030-0AA30-0AA0-ZY12 | PUSHBUTTON, 22MM, ROUND, PLASTIC WITH METAL FRONT RING, YELLOW, FLAT BUTTON, LATCHING, PUSH TO | 22.79
3SU1030-0AA40-0AA0-ZX90 | PUSHBUTTON, 22MM, ROUND, PLASTIC WITH METAL FRONT RING, GREEN, FLAT BUTTON, LATCHING, PUSH TO | 19.63
3SU1030-0AA40-0AA0-ZY11 | PUSHBUTTON, 22MM, ROUND, PLASTIC WITH METAL FRONT RING, GREEN, FLAT BUTTON, LATCHING, PUSH TO | 22.79
3SU1030-0AA50-0AA0-ZY10 | PUSHBUTTON, 22MM, ROUND, PLASTIC WITH METAL FRONT RING, BLUE, FLAT BUTTON, LATCHING, PUSH TO U | 22.79
3SU1030-0AA50-0AA0-ZY12 | PUSHBUTTON, 22MM, ROUND, PLASTIC WITH METAL FRONT RING, BLUE, FLAT BUTTON, LATCHING, PUSH TO U | 22.79
3SU1030-0AA60-0AA0-ZY11 | PUSHBUTTON, 22MM, ROUND, PLASTIC WITH METAL FRONT RING, WHITE, FLAT BUTTON, LATCHING, PUSH TO | 22.79
3SU1030-0AA60-0AA0-ZY13 | PUSHBUTTON, 22MM, ROUND, PLASTIC WITH METAL FRONT RING, WHITE, FLAT BUTTON, LATCHING, PUSH TO | 22.79
3SU1030-0AB10-0AA0-ZY10 | PUSHBUTTON, 22MM, ROUND, PLASTIC WITH METAL FRONT RING, BLACK, FLAT BUTTON MOMENTARY CONTACT TY | 12.28
3SU1030-0AB10-0AA0-ZY12 | PUSHBUTTON, 22MM, ROUND, PLASTIC WITH METAL FRONT RING, BLACK, FLAT BUTTON MOMENTARY CONTACT TY | 12.28
3SU1030-0AB20-0AA0-ZX90 | PUSHBUTTON, 22MM, ROUND, PLASTIC WITH METAL FRONT RING, RED, FLAT BUTTON MOMENTARY CONTACT TYPE | 9.11
3SU1030-0AB20-0AA0-ZY11 | PUSHBUTTON, 22MM, ROUND, PLASTIC WITH METAL FRONT RING, RED, FLAT BUTTON MOMENTARY CONTACT TYPE | 12.28
3SU1030-0AB20-0AQ0 | PUSHBUTTON, 22MM, ROUND, PLASTIC WITH METAL FRONT RING, RED, INSCRIPTION: AUTO, ROTATED BY 90 D | 11.33
3SU1030-0AB30-0AA0 | PUSHBUTTON, 22MM, ROUND, PLASTIC WITH METAL FRONT RING, YELLOW, FLAT BUTTON MOMENTARY CONTACT T | 9.11
3SU1030-0AB30-0AA0-ZY13 | PUSHBUTTON, 22MM, ROUND, PLASTIC WITH METAL FRONT RING, YELLOW, FLAT BUTTON MOMENTARY CONTACT T | 12.28
3SU1030-0AB30-0AA0-ZY19 | PUSHBUTTON, 22MM, ROUND, PLASTIC WITH METAL FRONT RING, YELLOW, FLAT BUTTON MOMENTARY CONTACT T | 10.39
3SU1030-0AB40-0AA0-ZY15 | PUSHBUTTON, 22MM, ROUND, PLASTIC WITH METAL FRONT RING, GREEN, FLAT BUTTON MOMENTARY CONTACT TY | 12.28
3SU1030-0AB40-0AC0 | PUSHBUTTON, 22MM, ROUND, PLASTIC WITH METAL FRONT RING, GREEN, INSCRIPTION: I, FLAT BUTTON MOM | 11.33
3SU1030-0AB50-0AA0-ZY13 | PUSHBUTTON, 22MM, ROUND, PLASTIC WITH METAL FRONT RING, BLUE, FLAT BUTTON MOMENTARY CONTACT TYP | 12.28
3SU1030-0AB50-0AA0-ZY19 | PUSHBUTTON, 22MM, ROUND, PLASTIC WITH METAL FRONT RING, BLUE, FLAT BUTTON MOMENTARY CONTACT TYP | 10.39
3SU1030-0AB60-0AA0-ZY10 | PUSHBUTTON, 22MM, ROUND, PLASTIC WITH METAL FRONT RING, WHITE, FLAT BUTTON MOMENTARY CONTACT TY | 12.28
3SU1030-0AB60-0AA0-ZY12 | PUSHBUTTON, 22MM, ROUND, PLASTIC WITH METAL FRONT RING, WHITE, FLAT BUTTON MOMENTARY CONTACT TY | 12.28
3SU1030-0AB70-0AA0-ZX90 | PUSHBUTTON, 22MM, ROUND, PLASTIC WITH METAL FRONT RING, CLEAR, FLAT BUTTON MOMENTARY CONTACT TY | 9.11
3SU1030-0AB40-0AC0-ZX90 | PUSHBUTTON, 22MM, ROUND, PLASTIC WITH METAL FRONT RING, GREEN, INSCRIPTION: I, FLAT BUTTON MOM | 11.33
3SU1030-0AB50-0AA0-ZY12 | PUSHBUTTON, 22MM, ROUND, PLASTIC WITH METAL FRONT RING, BLUE, FLAT BUTTON MOMENTARY CONTACT TYP | 12.28
3SU1030-0AB50-0AA0-ZY15 | PUSHBUTTON, 22MM, ROUND, PLASTIC WITH METAL FRONT RING, BLUE, FLAT BUTTON MOMENTARY CONTACT TYP | 12.28
3SU1030-0AB60-0AA0-ZY11 | PUSHBUTTON, 22MM, ROUND, PLASTIC WITH METAL FRONT RING, WHITE, FLAT BUTTON MOMENTARY CONTACT TY | 12.28
3SU1030-0AB60-0AA0-ZY13 | PUSHBUTTON, 22MM, ROUND, PLASTIC WITH METAL FRONT RING, WHITE, FLAT BUTTON MOMENTARY CONTACT TY | 12.28
3SU1030-0AB70-0AA0 | PUSHBUTTON, 22MM, ROUND, PLASTIC WITH METAL FRONT RING, CLEAR, FLAT BUTTON MOMENTARY CONTACT TY | 9.11
3SU1030-0AB70-0AA0-ZY10 | PUSHBUTTON, 22MM, ROUND, PLASTIC WITH METAL FRONT RING, CLEAR, FLAT BUTTON MOMENTARY CONTACT TY | 12.28
3SU1030-0AB70-0AA0-ZY12 | PUSHBUTTON, 22MM, ROUND, PLASTIC WITH METAL FRONT RING, CLEAR, FLAT BUTTON MOMENTARY CONTACT TY | 12.28
3SU1030-0AB80-0AA0-ZX90 | PUSHBUTTON, 22MM, ROUND, PLASTIC WITH METAL FRONT RING, GRAY, FLAT BUTTON MOMENTARY CONTACT TYP | 9.11
3SU1030-0AB80-0AA0-ZY11 | PUSHBUTTON, 22MM, ROUND, PLASTIC WITH METAL FRONT RING, GRAY, FLAT BUTTON MOMENTARY CONTACT TYP | 12.28
3SU1030-0BB10-0AA0-ZY10 | PUSHBUTTON, 22MM, ROUND, PLASTIC WITH METAL FRONT RING, BLACK, RAISED BUTTON MOMENTARY CONTACT | 15.77
3SU1030-0BB10-0AA0-ZY12 | PUSHBUTTON, 22MM, ROUND, PLASTIC WITH METAL FRONT RING, BLACK, RAISED BUTTON MOMENTARY CONTACT | 15.77
3SU1030-0BB20-0AA0-ZY11 | PUSHBUTTON, 22MM, ROUND, PLASTIC WITH METAL FRONT RING, RED, RAISED BUTTON MOMENTARY CONTACT TY | 15.77
3SU1030-0BB20-0AA0-ZY13 | PUSHBUTTON, 22MM, ROUND, PLASTIC WITH METAL FRONT RING, RED, RAISED BUTTON MOMENTARY CONTACT TY | 15.77
3SU1030-0BB30-0AA0-ZY10 | PUSHBUTTON, 22MM, ROUND, PLASTIC WITH METAL FRONT RING, YELLOW, RAISED BUTTON MOMENTARY CONTACT | 15.77
3SU1030-0BB30-0AA0-ZY12 | PUSHBUTTON, 22MM, ROUND, PLASTIC WITH METAL FRONT RING, YELLOW, RAISED BUTTON MOMENTARY CONTACT | 15.77
3SU1030-0BB40-0AA0-ZY11 | PUSHBUTTON, 22MM, ROUND, PLASTIC WITH METAL FRONT RING, GREEN, RAISED BUTTON MOMENTARY CONTACT | 15.77
3SU1030-0BB40-0AA0-ZY13 | PUSHBUTTON, 22MM, ROUND, PLASTIC WITH METAL FRONT RING, GREEN, RAISED BUTTON MOMENTARY CONTACT | 15.77
3SU1030-0BB50-0AA0-ZY12 | PUSHBUTTON, 22MM, ROUND, PLASTIC WITH METAL FRONT RING, BLUE, RAISED BUTTON MOMENTARY CONTACT T | 15.77
3SU1030-0BB50-0AA0-ZY15 | PUSHBUTTON, 22MM, ROUND, PLASTIC WITH METAL FRONT RING, BLUE, RAISED BUTTON MOMENTARY CONTACT T | 15.77
3SU1030-0BB60-0AA0-ZY11 | PUSHBUTTON, 22MM, ROUND, PLASTIC WITH METAL FRONT RING, WHITE, RAISED BUTTON MOMENTARY CONTACT | 15.77
3SU1030-0BB60-0AA0-ZY13 | PUSHBUTTON, 22MM, ROUND, PLASTIC WITH METAL FRONT RING, WHITE, RAISED BUTTON MOMENTARY CONTACT | 15.77
3SU1030-0CB10-0AA0-ZY12 | PUSHBUTTON, 22MM, ROUND, PLASTIC WITH METAL FRONT RING, BLACK, RAISED FRONT RING MOMENTARY CONT | 15.14
3SU1030-0CB10-0AA0-ZY15 | PUSHBUTTON, 22MM, ROUND, PLASTIC WITH METAL FRONT RING, BLACK, RAISED FRONT RING MOMENTARY CONT | 15.14
3SU1030-0CB20-0AA0-ZY13 | PUSHBUTTON, 22MM, ROUND, PLASTIC WITH METAL FRONT RING, RED, RAISED FRONT RING MOMENTARY CONTAC | 15.14
3SU1030-0CB20-0AA0-ZY19 | PUSHBUTTON, 22MM, ROUND, PLASTIC WITH METAL FRONT RING, RED, RAISED FRONT RING MOMENTARY CONTAC | 13.22
3SU1000-4FM01-0AA0 | O.M.R. KEY-OPERATED SWITCH, 22MM, ROUND, PLASTIC, LOCK NO. 73037, RED, WITH 2 KEYS, 3 SWITCH PO | 33
3SU1000-4FM01-0AA0-ZY10 | O.M.R. KEY-OPERATED SWITCH, 22MM, ROUND, PLASTIC, LOCK NO. 73037, RED, WITH 2 KEYS, 3 SWITCH PO | 39.12
3SU1000-4GC01-0AA0-ZX90 | O.M.R. KEY-OPERATED SWITCH, 22MM, ROUND, PLASTIC, LOCK NO. 73038, BLUE, WITH 2 KEYS, 2 SWITCH P | 35.96
3SU1030-0AA40-0AA0 | PUSHBUTTON, 22MM, ROUND, PLASTIC WITH METAL FRONT RING, GREEN, FLAT BUTTON, LATCHING, PUSH TO | 19.63
3SU1030-0AA50-0AA0-ZY13 | PUSHBUTTON, 22MM, ROUND, PLASTIC WITH METAL FRONT RING, BLUE, FLAT BUTTON, LATCHING, PUSH TO U | 22.79
3SU1030-0AA50-0AA0-ZY15 | PUSHBUTTON, 22MM, ROUND, PLASTIC WITH METAL FRONT RING, BLUE, FLAT BUTTON, LATCHING, PUSH TO U | 22.79
3SU1030-0AA50-0AA0-ZY19 | PUSHBUTTON, 22MM, ROUND, PLASTIC WITH METAL FRONT RING, BLUE, FLAT BUTTON, LATCHING, PUSH TO U | 20.89
3SU1030-0AA60-0AA0 | PUSHBUTTON, 22MM, ROUND, PLASTIC WITH METAL FRONT RING, WHITE, FLAT BUTTON, LATCHING, PUSH TO | 19.63
3SU1030-0AA60-0AA0-ZX90 | PUSHBUTTON, 22MM, ROUND, PLASTIC WITH METAL FRONT RING, WHITE, FLAT BUTTON, LATCHING, PUSH TO | 19.63
3SU1030-0AB10-0AA0-ZY15 | PUSHBUTTON, 22MM, ROUND, PLASTIC WITH METAL FRONT RING, BLACK, FLAT BUTTON MOMENTARY CONTACT TY | 12.28
3SU1030-0AB10-0AA0-ZY19 | PUSHBUTTON, 22MM, ROUND, PLASTIC WITH METAL FRONT RING, BLACK, FLAT BUTTON MOMENTARY CONTACT TY | 10.39
3SU1030-0AB10-0AD0 | PUSHBUTTON, 22MM, ROUND, PLASTIC WITH METAL FRONT RING, BLACK, INSCRIPTION: O, FLAT BUTTON MOM | 11.33
3SU1030-0AB10-0AD0-ZX90 | PUSHBUTTON, 22MM, ROUND, PLASTIC WITH METAL FRONT RING, BLACK, INSCRIPTION: O, FLAT BUTTON MOM | 11.33
3SU1030-0AB30-0AA0-ZX90 | PUSHBUTTON, 22MM, ROUND, PLASTIC WITH METAL FRONT RING, YELLOW, FLAT BUTTON MOMENTARY CONTACT T | 9.11
3SU1030-0AB30-0AA0-ZY10 | PUSHBUTTON, 22MM, ROUND, PLASTIC WITH METAL FRONT RING, YELLOW, FLAT BUTTON MOMENTARY CONTACT T | 12.28
3SU1030-0AB30-0AA0-ZY11 | PUSHBUTTON, 22MM, ROUND, PLASTIC WITH METAL FRONT RING, YELLOW, FLAT BUTTON MOMENTARY CONTACT T | 12.28
3SU1030-0AB30-0AA0-ZY12 | PUSHBUTTON, 22MM, ROUND, PLASTIC WITH METAL FRONT RING, YELLOW, FLAT BUTTON MOMENTARY CONTACT T | 12.28
3SU1030-0AB50-0AA0 | PUSHBUTTON, 22MM, ROUND, PLASTIC WITH METAL FRONT RING, BLUE, FLAT BUTTON MOMENTARY CONTACT TYP | 9.11
3SU1030-0AB50-0AA0-ZX90 | PUSHBUTTON, 22MM, ROUND, PLASTIC WITH METAL FRONT RING, BLUE, FLAT BUTTON MOMENTARY CONTACT TYP | 9.11
3SU1030-0AB50-0AA0-ZY10 | PUSHBUTTON, 22MM, ROUND, PLASTIC WITH METAL FRONT RING, BLUE, FLAT BUTTON MOMENTARY CONTACT TYP | 12.28
3SU1030-0AB50-0AA0-ZY11 | PUSHBUTTON, 22MM, ROUND, PLASTIC WITH METAL FRONT RING, BLUE, FLAT BUTTON MOMENTARY CONTACT TYP | 12.28
3SU1030-0AB60-0AA0-ZY15 | PUSHBUTTON, 22MM, ROUND, PLASTIC WITH METAL FRONT RING, WHITE, FLAT BUTTON MOMENTARY CONTACT TY | 12.28
3SU1030-0AB60-0AA0-ZY19 | PUSHBUTTON, 22MM, ROUND, PLASTIC WITH METAL FRONT RING, WHITE, FLAT BUTTON MOMENTARY CONTACT TY | 10.39
3SU1030-0AB60-0AC0 | PUSHBUTTON, 22MM, ROUND, PLASTIC WITH METAL FRONT RING, WHITE, INSCRIPTION: I, FLAT BUTTON MOM | 11.33
3SU1030-0AB60-0AC0-ZX90 | PUSHBUTTON, 22MM, ROUND, PLASTIC WITH METAL FRONT RING, WHITE, INSCRIPTION: I, FLAT BUTTON MOM | 11.33
3SU1030-0AB80-0AA0-ZY13 | PUSHBUTTON, 22MM, ROUND, PLASTIC WITH METAL FRONT RING, GRAY, FLAT BUTTON MOMENTARY CONTACT TYP | 12.28
3SU1030-0AB80-0AA0-ZY15 | PUSHBUTTON, 22MM, ROUND, PLASTIC WITH METAL FRONT RING, GRAY, FLAT BUTTON MOMENTARY CONTACT TYP | 12.28
3SU1030-0AB80-0AA0-ZY19 | PUSHBUTTON, 22MM, ROUND, PLASTIC WITH METAL FRONT RING, GRAY, FLAT BUTTON MOMENTARY CONTACT TYP | 10.39
3SU1030-0BB10-0AA0 | PUSHBUTTON, 22MM, ROUND, PLASTIC WITH METAL FRONT RING, BLACK, RAISED BUTTON MOMENTARY CONTACT | 12.59
3SU1030-0BB20-0AA0-ZY15 | PUSHBUTTON, 22MM, ROUND, PLASTIC WITH METAL FRONT RING, RED, RAISED BUTTON MOMENTARY CONTACT TY | 15.77
3SU1030-0BB20-0AA0-ZY19 | PUSHBUTTON, 22MM, ROUND, PLASTIC WITH METAL FRONT RING, RED, RAISED BUTTON MOMENTARY CONTACT TY | 13.86
3SU1030-0BB30-0AA0 | PUSHBUTTON, 22MM, ROUND, PLASTIC WITH METAL FRONT RING, YELLOW, RAISED BUTTON MOMENTARY CONTACT | 12.59
3SU1030-0BB40-0AA0 | PUSHBUTTON, 22MM, ROUND, PLASTIC WITH METAL FRONT RING, GREEN, RAISED BUTTON MOMENTARY CONTACT | 12.59
3SU1030-0BB40-0AA0-ZX90 | PUSHBUTTON, 22MM, ROUND, PLASTIC WITH METAL FRONT RING, GREEN, RAISED BUTTON MOMENTARY CONTACT | 12.59
3SU1030-0BB50-0AA0-ZY19 | PUSHBUTTON, 22MM, ROUND, PLASTIC WITH METAL FRONT RING, BLUE, RAISED BUTTON MOMENTARY CONTACT T | 13.86
3SU1030-0BB60-0AA0 | PUSHBUTTON, 22MM, ROUND, PLASTIC WITH METAL FRONT RING, WHITE, RAISED BUTTON MOMENTARY CONTACT | 12.59
3SU1030-0BB60-0AA0-ZX90 | PUSHBUTTON, 22MM, ROUND, PLASTIC WITH METAL FRONT RING, WHITE, RAISED BUTTON MOMENTARY CONTACT | 12.59
3SU1030-0BB60-0AA0-ZY10 | PUSHBUTTON, 22MM, ROUND, PLASTIC WITH METAL FRONT RING, WHITE, RAISED BUTTON MOMENTARY CONTACT | 15.77
3SU1030-0CB10-0AA0-ZY19 | PUSHBUTTON, 22MM, ROUND, PLASTIC WITH METAL FRONT RING, BLACK, RAISED FRONT RING MOMENTARY CONT | 13.22
3SU1030-0CB20-0AA0 | PUSHBUTTON, 22MM, ROUND, PLASTIC WITH METAL FRONT RING, RED, RAISED FRONT RING MOMENTARY CONTAC | 11.96
3SU1030-0CB20-0AA0-ZX90 | PUSHBUTTON, 22MM, ROUND, PLASTIC WITH METAL FRONT RING, RED, RAISED FRONT RING MOMENTARY CONTAC | 11.96
3SU1030-0CB20-0AA0-ZY10 | PUSHBUTTON, 22MM, ROUND, PLASTIC WITH METAL FRONT RING, RED, RAISED FRONT RING MOMENTARY CONTAC | 15.14
3SU1030-0CB20-0AA0-ZY11 | PUSHBUTTON, 22MM, ROUND, PLASTIC WITH METAL FRONT RING, RED, RAISED FRONT RING MOMENTARY CONTAC | 15.14
3SU1000-4FM01-0AA0-ZY12 | O.M.R. KEY-OPERATED SWITCH, 22MM, ROUND, PLASTIC, LOCK NO. 73037, RED, WITH 2 KEYS, 3 SWITCH PO | 39.12
3SU1000-4FM01-0AA0-ZY15 | O.M.R. KEY-OPERATED SWITCH, 22MM, ROUND, PLASTIC, LOCK NO. 73037, RED, WITH 2 KEYS, 3 SWITCH PO | 39.12
3SU1000-4FM01-0AA0-ZY19 | O.M.R. KEY-OPERATED SWITCH, 22MM, ROUND, PLASTIC, LOCK NO. 73037, RED, WITH 2 KEYS, 3 SWITCH PO | 37.23
3SU1000-4GF01-0AA0-ZY15 | O.M.R. KEY-OPERATED SWITCH, 22MM, ROUND, PLASTIC, LOCK NO. 73038, BLUE, WITH 2 KEYS, 2 SWITCH P | 39.12
3SU1000-4GF01-0AA0-ZY19 | O.M.R. KEY-OPERATED SWITCH, 22MM, ROUND, PLASTIC, LOCK NO. 73038, BLUE, WITH 2 KEYS, 2 SWITCH P | 37.23
3SU1000-4GF11-0AA0 | O.M.R. KEY-OPERATED SWITCH, 22MM, ROUND, PLASTIC, LOCK NO. 73038, BLUE, WITH 2 KEYS, 2 SWITCH P | 33
3SU1000-4GL01-0AA0-ZY15 | O.M.R. KEY-OPERATED SWITCH, 22MM, ROUND, PLASTIC, LOCK NO. 73038, BLUE, WITH 2 KEYS, 3 SWITCH P | 39.12
3SU1000-4GL01-0AA0-ZY19 | O.M.R. KEY-OPERATED SWITCH, 22MM, ROUND, PLASTIC, LOCK NO. 73038, BLUE, WITH 2 KEYS, 3 SWITCH P | 37.23
3SU1000-4GL11-0AA0 | O.M.R. KEY-OPERATED SWITCH, 22MM, ROUND, PLASTIC, LOCK NO. 73038, BLUE, WITH 2 KEYS, 3 SWITCH P | 33
3SU1000-4GL11-0AA0-ZX90 | O.M.R. KEY-OPERATED SWITCH, 22MM, ROUND, PLASTIC, LOCK NO. 73038, BLUE, WITH 2 KEYS, 3 SWITCH P | 35.96
3SU1000-4GN01-0AA0-ZY15 | O.M.R. KEY-OPERATED SWITCH, 22MM, ROUND, PLASTIC, LOCK NO. 73038, BLUE, WITH 2 KEYS, 3 SWITCH P | 39.12
3SU1000-4GN01-0AA0-ZY19 | O.M.R. KEY-OPERATED SWITCH, 22MM, ROUND, PLASTIC, LOCK NO. 73038, BLUE, WITH 2 KEYS, 3 SWITCH P | 37.23
3SU1000-4HC01-0AA0 | O.M.R. KEY-OPERATED SWITCH, 22MM, ROUND, PLASTIC, LOCK NO. 73034, BLACK, WITH 2 KEYS, 2 SWITCH | 33
3SU1000-4HC01-0AA0-ZX90 | O.M.R. KEY-OPERATED SWITCH, 22MM, ROUND, PLASTIC, LOCK NO. 73034, BLACK, WITH 2 KEYS, 2 SWITCH | 35.96
3SU1000-4HC01-0AA0-ZY10 | O.M.R. KEY-OPERATED SWITCH, 22MM, ROUND, PLASTIC, LOCK NO. 73034, BLACK, WITH 2 KEYS, 2 SWITCH | 39.12
3SU1000-4HF01-0AA0-ZY19 | O.M.R. KEY-OPERATED SWITCH, 22MM, ROUND, PLASTIC, LOCK NO. 73034, BLACK, WITH 2 KEYS, 2 SWITCH | 37.23
3SU1000-4HF11-0AA0 | O.M.R. KEY-OPERATED SWITCH, 22MM, ROUND, PLASTIC, LOCK NO. 73034, BLACK, WITH 2 KEYS, 2 SWITCH | 33
3SU1000-4HF11-0AA0-ZX90 | O.M.R. KEY-OPERATED SWITCH, 22MM, ROUND, PLASTIC, LOCK NO. 73034, BLACK, WITH 2 KEYS, 2 SWITCH | 35.96
3SU1030-0AB70-0AA0-ZY11 | PUSHBUTTON, 22MM, ROUND, PLASTIC WITH METAL FRONT RING, CLEAR, FLAT BUTTON MOMENTARY CONTACT TY | 12.28
3SU1030-0AB80-0AA0-ZY10 | PUSHBUTTON, 22MM, ROUND, PLASTIC WITH METAL FRONT RING, GRAY, FLAT BUTTON MOMENTARY CONTACT TYP | 12.28
3SU1030-0AB80-0AA0-ZY12 | PUSHBUTTON, 22MM, ROUND, PLASTIC WITH METAL FRONT RING, GRAY, FLAT BUTTON MOMENTARY CONTACT TYP | 12.28
3SU1030-0BB10-0AA0-ZX90 | PUSHBUTTON, 22MM, ROUND, PLASTIC WITH METAL FRONT RING, BLACK, RAISED BUTTON MOMENTARY CONTACT | 12.59
3SU1030-0BB10-0AA0-ZY11 | PUSHBUTTON, 22MM, ROUND, PLASTIC WITH METAL FRONT RING, BLACK, RAISED BUTTON MOMENTARY CONTACT | 15.77
3SU1030-0BB20-0AA0-ZY10 | PUSHBUTTON, 22MM, ROUND, PLASTIC WITH METAL FRONT RING, RED, RAISED BUTTON MOMENTARY CONTACT TY | 15.77
3SU1030-0BB20-0AA0-ZY12 | PUSHBUTTON, 22MM, ROUND, PLASTIC WITH METAL FRONT RING, RED, RAISED BUTTON MOMENTARY CONTACT TY | 15.77
3SU1030-0BB30-0AA0-ZY11 | PUSHBUTTON, 22MM, ROUND, PLASTIC WITH METAL FRONT RING, YELLOW, RAISED BUTTON MOMENTARY CONTACT | 15.77
3SU1030-0BB30-0AA0-ZY13 | PUSHBUTTON, 22MM, ROUND, PLASTIC WITH METAL FRONT RING, YELLOW, RAISED BUTTON MOMENTARY CONTACT | 15.77
3SU1030-0BB40-0AA0-ZY10 | PUSHBUTTON, 22MM, ROUND, PLASTIC WITH METAL FRONT RING, GREEN, RAISED BUTTON MOMENTARY CONTACT | 15.77
3SU1030-0BB40-0AA0-ZY12 | PUSHBUTTON, 22MM, ROUND, PLASTIC WITH METAL FRONT RING, GREEN, RAISED BUTTON MOMENTARY CONTACT | 15.77
3SU1030-0BB50-0AA0-ZY11 | PUSHBUTTON, 22MM, ROUND, PLASTIC WITH METAL FRONT RING, BLUE, RAISED BUTTON MOMENTARY CONTACT T | 15.77
3SU1030-0BB50-0AA0-ZY13 | PUSHBUTTON, 22MM, ROUND, PLASTIC WITH METAL FRONT RING, BLUE, RAISED BUTTON MOMENTARY CONTACT T | 15.77
3SU1030-0BB60-0AA0-ZY12 | PUSHBUTTON, 22MM, ROUND, PLASTIC WITH METAL FRONT RING, WHITE, RAISED BUTTON MOMENTARY CONTACT | 15.77
3SU1030-0BB60-0AA0-ZY15 | PUSHBUTTON, 22MM, ROUND, PLASTIC WITH METAL FRONT RING, WHITE, RAISED BUTTON MOMENTARY CONTACT | 15.77
3SU1030-0CB10-0AA0-ZY11 | PUSHBUTTON, 22MM, ROUND, PLASTIC WITH METAL FRONT RING, BLACK, RAISED FRONT RING MOMENTARY CONT | 15.14
3SU1030-0CB10-0AA0-ZY13 | PUSHBUTTON, 22MM, ROUND, PLASTIC WITH METAL FRONT RING, BLACK, RAISED FRONT RING MOMENTARY CONT | 15.14
3SU1030-0CB20-0AA0-ZY12 | PUSHBUTTON, 22MM, ROUND, PLASTIC WITH METAL FRONT RING, RED, RAISED FRONT RING MOMENTARY CONTAC | 15.14
3SU1030-0CB20-0AA0-ZY15 | PUSHBUTTON, 22MM, ROUND, PLASTIC WITH METAL FRONT RING, RED, RAISED FRONT RING MOMENTARY CONTAC | 15.14
3SU1000-4FM01-0AA0-ZX90 | O.M.R. KEY-OPERATED SWITCH, 22MM, ROUND, PLASTIC, LOCK NO. 73037, RED, WITH 2 KEYS, 3 SWITCH PO | 35.96
3SU1000-4FM01-0AA0-ZY11 | O.M.R. KEY-OPERATED SWITCH, 22MM, ROUND, PLASTIC, LOCK NO. 73037, RED, WITH 2 KEYS, 3 SWITCH PO | 39.12
3SU1000-4GC01-0AA0 | O.M.R. KEY-OPERATED SWITCH, 22MM, ROUND, PLASTIC, LOCK NO. 73038, BLUE, WITH 2 KEYS, 2 SWITCH P | 33
3SU1000-4GC01-0AA0-ZY10 | O.M.R. KEY-OPERATED SWITCH, 22MM, ROUND, PLASTIC, LOCK NO. 73038, BLUE, WITH 2 KEYS, 2 SWITCH P | 39.12
3SU1000-4GC01-0AA0-ZY12 | O.M.R. KEY-OPERATED SWITCH, 22MM, ROUND, PLASTIC, LOCK NO. 73038, BLUE, WITH 2 KEYS, 2 SWITCH P | 39.12
3SU1000-4GF01-0AA0-ZX90 | O.M.R. KEY-OPERATED SWITCH, 22MM, ROUND, PLASTIC, LOCK NO. 73038, BLUE, WITH 2 KEYS, 2 SWITCH P | 35.96
3SU1000-4GF01-0AA0-ZY11 | O.M.R. KEY-OPERATED SWITCH, 22MM, ROUND, PLASTIC, LOCK NO. 73038, BLUE, WITH 2 KEYS, 2 SWITCH P | 39.12
3SU1000-4GF11-0AA0-ZY10 | O.M.R. KEY-OPERATED SWITCH, 22MM, ROUND, PLASTIC, LOCK NO. 73038, BLUE, WITH 2 KEYS, 2 SWITCH P | 39.12
3SU1000-4GF11-0AA0-ZY12 | O.M.R. KEY-OPERATED SWITCH, 22MM, ROUND, PLASTIC, LOCK NO. 73038, BLUE, WITH 2 KEYS, 2 SWITCH P | 39.12
3SU1000-4GL01-0AA0-ZX90 | O.M.R. KEY-OPERATED SWITCH, 22MM, ROUND, PLASTIC, LOCK NO. 73038, BLUE, WITH 2 KEYS, 3 SWITCH P | 35.96
3SU1030-0BB30-0AA0-ZX90 | PUSHBUTTON, 22MM, ROUND, PLASTIC WITH METAL FRONT RING, YELLOW, RAISED BUTTON MOMENTARY CONTACT | 12.59
3SU1030-0BB40-0AA0-ZY15 | PUSHBUTTON, 22MM, ROUND, PLASTIC WITH METAL FRONT RING, GREEN, RAISED BUTTON MOMENTARY CONTACT | 15.77
3SU1030-0BB40-0AA0-ZY19 | PUSHBUTTON, 22MM, ROUND, PLASTIC WITH METAL FRONT RING, GREEN, RAISED BUTTON MOMENTARY CONTACT | 13.86
3SU1030-0BB50-0AA0 | PUSHBUTTON, 22MM, ROUND, PLASTIC WITH METAL FRONT RING, BLUE, RAISED BUTTON MOMENTARY CONTACT T | 12.59
3SU1030-0BB50-0AA0-ZX90 | PUSHBUTTON, 22MM, ROUND, PLASTIC WITH METAL FRONT RING, BLUE, RAISED BUTTON MOMENTARY CONTACT T | 12.59
3SU1030-0BB50-0AA0-ZY10 | PUSHBUTTON, 22MM, ROUND, PLASTIC WITH METAL FRONT RING, BLUE, RAISED BUTTON MOMENTARY CONTACT T | 15.77
3SU1030-0BB60-0AA0-ZY19 | PUSHBUTTON, 22MM, ROUND, PLASTIC WITH METAL FRONT RING, WHITE, RAISED BUTTON MOMENTARY CONTACT | 13.86
3SU1030-0CB10-0AA0 | PUSHBUTTON, 22MM, ROUND, PLASTIC WITH METAL FRONT RING, BLACK, RAISED FRONT RING MOMENTARY CONT | 11.96
3SU1030-0CB10-0AA0-ZX90 | PUSHBUTTON, 22MM, ROUND, PLASTIC WITH METAL FRONT RING, BLACK, RAISED FRONT RING MOMENTARY CONT | 11.96
3SU1030-0CB10-0AA0-ZY10 | PUSHBUTTON, 22MM, ROUND, PLASTIC WITH METAL FRONT RING, BLACK, RAISED FRONT RING MOMENTARY CONT | 15.14
3SU1030-0CB30-0AA0 | PUSHBUTTON, 22MM, ROUND, PLASTIC WITH METAL FRONT RING, YELLOW, RAISED FRONT RING MOMENTARY CON | 11.96
3SU1030-0CB30-0AA0-ZX90 | PUSHBUTTON, 22MM, ROUND, PLASTIC WITH METAL FRONT RING, YELLOW, RAISED FRONT RING MOMENTARY CON | 11.96
3SU1000-4FL51-0AA0-ZY15 | O.M.R. KEY-OPERATED SWITCH, 22MM, ROUND, PLASTIC, LOCK NO. 73037, RED, WITH 2 KEYS, 3 SWITCH PO | 39.12
3SU1000-4FL51-0AA0-ZY19 | O.M.R. KEY-OPERATED SWITCH, 22MM, ROUND, PLASTIC, LOCK NO. 73037, RED, WITH 2 KEYS, 3 SWITCH PO | 37.23
3SU1000-4GC01-0AA0-ZY15 | O.M.R. KEY-OPERATED SWITCH, 22MM, ROUND, PLASTIC, LOCK NO. 73038, BLUE, WITH 2 KEYS, 2 SWITCH P | 39.12
3SU1000-4GC01-0AA0-ZY19 | O.M.R. KEY-OPERATED SWITCH, 22MM, ROUND, PLASTIC, LOCK NO. 73038, BLUE, WITH 2 KEYS, 2 SWITCH P | 37.23
3SU1000-4GF01-0AA0 | O.M.R. KEY-OPERATED SWITCH, 22MM, ROUND, PLASTIC, LOCK NO. 73038, BLUE, WITH 2 KEYS, 2 SWITCH P | 33
3SU1000-4GF11-0AA0-ZY15 | O.M.R. KEY-OPERATED SWITCH, 22MM, ROUND, PLASTIC, LOCK NO. 73038, BLUE, WITH 2 KEYS, 2 SWITCH P | 39.12
3SU1000-4GF11-0AA0-ZY19 | O.M.R. KEY-OPERATED SWITCH, 22MM, ROUND, PLASTIC, LOCK NO. 73038, BLUE, WITH 2 KEYS, 2 SWITCH P | 37.23
3SU1000-4GL01-0AA0 | O.M.R. KEY-OPERATED SWITCH, 22MM, ROUND, PLASTIC, LOCK NO. 73038, BLUE, WITH 2 KEYS, 3 SWITCH P | 33
3SU1000-4GL11-0AA0-ZY15 | O.M.R. KEY-OPERATED SWITCH, 22MM, ROUND, PLASTIC, LOCK NO. 73038, BLUE, WITH 2 KEYS, 3 SWITCH P | 39.12
3SU1000-4GL11-0AA0-ZY19 | O.M.R. KEY-OPERATED SWITCH, 22MM, ROUND, PLASTIC, LOCK NO. 73038, BLUE, WITH 2 KEYS, 3 SWITCH P | 37.23
3SU1000-4GN01-0AA0 | O.M.R. KEY-OPERATED SWITCH, 22MM, ROUND, PLASTIC, LOCK NO. 73038, BLUE, WITH 2 KEYS, 3 SWITCH P | 33
3SU1000-4GN01-0AA0-ZX90 | O.M.R. KEY-OPERATED SWITCH, 22MM, ROUND, PLASTIC, LOCK NO. 73038, BLUE, WITH 2 KEYS, 3 SWITCH P | 35.96
3SU1000-4HC01-0AA0-ZY19 | O.M.R. KEY-OPERATED SWITCH, 22MM, ROUND, PLASTIC, LOCK NO. 73034, BLACK, WITH 2 KEYS, 2 SWITCH | 37.23
3SU1000-4HF01-0AA0 | O.M.R. KEY-OPERATED SWITCH, 22MM, ROUND, PLASTIC, LOCK NO. 73034, BLACK, WITH 2 KEYS, 2 SWITCH | 33
3SU1000-4HF01-0AA0-ZX90 | O.M.R. KEY-OPERATED SWITCH, 22MM, ROUND, PLASTIC, LOCK NO. 73034, BLACK, WITH 2 KEYS, 2 SWITCH | 35.96
3SU1000-4HF01-0AA0-ZY10 | O.M.R. KEY-OPERATED SWITCH, 22MM, ROUND, PLASTIC, LOCK NO. 73034, BLACK, WITH 2 KEYS, 2 SWITCH | 39.12
3SU1000-4HF11-0AA0-ZY19 | O.M.R. KEY-OPERATED SWITCH, 22MM, ROUND, PLASTIC, LOCK NO. 73034, BLACK, WITH 2 KEYS, 2 SWITCH | 37.23
3SU1000-4HF11-0AA0-ZY10 | O.M.R. KEY-OPERATED SWITCH, 22MM, ROUND, PLASTIC, LOCK NO. 73034, BLACK, WITH 2 KEYS, 2 SWITCH | 39.12
3SU1000-4HL01-0AA0 | O.M.R. KEY-OPERATED SWITCH, 22MM, ROUND, PLASTIC, LOCK NO. 73034, BLACK, WITH 2 KEYS, 3 SWITCH | 33
3SU1000-4HL01-0AA0-ZX90 | O.M.R. KEY-OPERATED SWITCH, 22MM, ROUND, PLASTIC, LOCK NO. 73034, BLACK, WITH 2 KEYS, 3 SWITCH | 35.96
3SU1000-4HL01-0AA0-ZY10 | O.M.R. KEY-OPERATED SWITCH, 22MM, ROUND, PLASTIC, LOCK NO. 73034, BLACK, WITH 2 KEYS, 3 SWITCH | 39.12
3SU1000-4HL01-0AA0-ZY11 | O.M.R. KEY-OPERATED SWITCH, 22MM, ROUND, PLASTIC, LOCK NO. 73034, BLACK, WITH 2 KEYS, 3 SWITCH | 39.12
3SU1000-4HM01-0AA0 | O.M.R. KEY-OPERATED SWITCH, 22MM, ROUND, PLASTIC, LOCK NO. 73034, BLACK, WITH 2 KEYS, 3 SWITCH | 33
3SU1000-4HM01-0AA0-ZX90 | O.M.R. KEY-OPERATED SWITCH, 22MM, ROUND, PLASTIC, LOCK NO. 73034, BLACK, WITH 2 KEYS, 3 SWITCH | 35.96
3SU1000-4HM01-0AA0-ZY10 | O.M.R. KEY-OPERATED SWITCH, 22MM, ROUND, PLASTIC, LOCK NO. 73034, BLACK, WITH 2 KEYS, 3 SWITCH | 39.12
3SU1000-4HM01-0AA0-ZY11 | O.M.R. KEY-OPERATED SWITCH, 22MM, ROUND, PLASTIC, LOCK NO. 73034, BLACK, WITH 2 KEYS, 3 SWITCH | 39.12
3SU1000-4HM01-0AA0-ZY12 | O.M.R. KEY-OPERATED SWITCH, 22MM, ROUND, PLASTIC, LOCK NO. 73034, BLACK, WITH 2 KEYS, 3 SWITCH | 39.12
3SU1000-4JC01-0AA0-ZX90 | O.M.R. KEY-OPERATED SWITCH, 22MM, ROUND, PLASTIC, LOCK NO. 73033, YELLOW, WITH 2 KEYS, 2 SWITCH | 35.96
3SU1000-4JC01-0AA0-ZY10 | O.M.R. KEY-OPERATED SWITCH, 22MM, ROUND, PLASTIC, LOCK NO. 73033, YELLOW, WITH 2 KEYS, 2 SWITCH | 39.12
3SU1000-4JC01-0AA0-ZY11 | O.M.R. KEY-OPERATED SWITCH, 22MM, ROUND, PLASTIC, LOCK NO. 73033, YELLOW, WITH 2 KEYS, 2 SWITCH | 39.12
3SU1000-4JC01-0AA0-ZY12 | O.M.R. KEY-OPERATED SWITCH, 22MM, ROUND, PLASTIC, LOCK NO. 73033, YELLOW, WITH 2 KEYS, 2 SWITCH | 39.12
3SU1000-4JF11-0AA0-ZY10 | O.M.R. KEY-OPERATED SWITCH, 22MM, ROUND, PLASTIC, LOCK NO. 73033, YELLOW, WITH 2 KEYS, 2 SWITCH | 39.12
3SU1000-4JF11-0AA0-ZY11 | O.M.R. KEY-OPERATED SWITCH, 22MM, ROUND, PLASTIC, LOCK NO. 73033, YELLOW, WITH 2 KEYS, 2 SWITCH | 39.12
3SU1000-4JF11-0AA0-ZY12 | O.M.R. KEY-OPERATED SWITCH, 22MM, ROUND, PLASTIC, LOCK NO. 73033, YELLOW, WITH 2 KEYS, 2 SWITCH | 39.12
3SU1000-5BC01-0AA0-ZX90 | CES KEY-OPERATED SWITCH, 22MM, ROUND, PLASTIC, LOCK NO. SSG10, WITH 2 KEYS, 2 SWITCH POSITIONS | 57.79
3SU1000-5BC01-0AA0-ZY01 | CES KEY-OPERATED SWITCH, 22MM, ROUND, PLASTIC, SPECIAL LOCK WITH 2 KEYS, 2 SWITCH POSITIONS O<I | 89.25
3SU1000-5BC01-0AA0-ZY10 | CES KEY-OPERATED SWITCH, 22MM, ROUND, PLASTIC, LOCK NO. SSG10, WITH 2 KEYS, 2 SWITCH POSITIONS | 60.95
3SU1000-5BF01-0AA0-ZY15 | CES KEY-OPERATED SWITCH, 22MM, ROUND, PLASTIC, LOCK NO. SSG10, WITH 2 KEYS, 2 SWITCH POSITIONS | 60.95
3SU1000-5BF01-0AA0-ZY19 | CES KEY-OPERATED SWITCH, 22MM, ROUND, PLASTIC, LOCK NO. SSG10, WITH 2 KEYS, 2 SWITCH POSITIONS | 59.06
3SU1000-5BF11-0AA0 | CES KEY-OPERATED SWITCH, 22MM, ROUND, PLASTIC, LOCK NO. SSG10, WITH 2 KEYS, 2 SWITCH POSITIONS | 53.08
3SU1000-5BF21-0AA0-ZY10 | CES KEY-OPERATED SWITCH, 22MM, ROUND, PLASTIC, LOCK NO. SSG10, WITH 2 KEYS, 2 SWITCH POSITIONS | 60.95
3SU1000-5BF21-0AA0-ZY11 | CES KEY-OPERATED SWITCH, 22MM, ROUND, PLASTIC, LOCK NO. SSG10, WITH 2 KEYS, 2 SWITCH POSITIONS | 60.95
3SU1000-5BF21-0AA0-ZY12 | CES KEY-OPERATED SWITCH, 22MM, ROUND, PLASTIC, LOCK NO. SSG10, WITH 2 KEYS, 2 SWITCH POSITIONS | 60.95
3SU1000-5BL11-0AA0-ZX90 | CES KEY-OPERATED SWITCH, 22MM, ROUND, PLASTIC, LOCK NO. SSG10, WITH 2 KEYS, 3 SWITCH POSITIONS | 57.79
3SU1000-5BL11-0AA0-ZY01 | CES KEY-OPERATED SWITCH, 22MM, ROUND, PLASTIC, SPECIAL LOCK, WITH 2 KEYS, 3 SWITCH POSITIONS I- | 89.25
3SU1000-5BL11-0AA0-ZY10 | CES KEY-OPERATED SWITCH, 22MM, ROUND, PLASTIC, LOCK NO. SSG10, WITH 2 KEYS, 3 SWITCH POSITIONS | 60.95
3SU1000-4GC01-0AA0-ZY11 | O.M.R. KEY-OPERATED SWITCH, 22MM, ROUND, PLASTIC, LOCK NO. 73038, BLUE, WITH 2 KEYS, 2 SWITCH P | 39.12
3SU1000-4GF01-0AA0-ZY10 | O.M.R. KEY-OPERATED SWITCH, 22MM, ROUND, PLASTIC, LOCK NO. 73038, BLUE, WITH 2 KEYS, 2 SWITCH P | 39.12
3SU1000-4GF01-0AA0-ZY12 | O.M.R. KEY-OPERATED SWITCH, 22MM, ROUND, PLASTIC, LOCK NO. 73038, BLUE, WITH 2 KEYS, 2 SWITCH P | 39.12
3SU1000-4GF11-0AA0-ZX90 | O.M.R. KEY-OPERATED SWITCH, 22MM, ROUND, PLASTIC, LOCK NO. 73038, BLUE, WITH 2 KEYS, 2 SWITCH P | 35.96
3SU1000-4GF11-0AA0-ZY11 | O.M.R. KEY-OPERATED SWITCH, 22MM, ROUND, PLASTIC, LOCK NO. 73038, BLUE, WITH 2 KEYS, 2 SWITCH P | 39.12
3SU1000-4GL01-0AA0-ZY10 | O.M.R. KEY-OPERATED SWITCH, 22MM, ROUND, PLASTIC, LOCK NO. 73038, BLUE, WITH 2 KEYS, 3 SWITCH P | 39.12
3SU1000-4GL01-0AA0-ZY12 | O.M.R. KEY-OPERATED SWITCH, 22MM, ROUND, PLASTIC, LOCK NO. 73038, BLUE, WITH 2 KEYS, 3 SWITCH P | 39.12
3SU1000-4GL11-0AA0-ZY11 | O.M.R. KEY-OPERATED SWITCH, 22MM, ROUND, PLASTIC, LOCK NO. 73038, BLUE, WITH 2 KEYS, 3 SWITCH P | 39.12
3SU1000-4GN01-0AA0-ZY10 | O.M.R. KEY-OPERATED SWITCH, 22MM, ROUND, PLASTIC, LOCK NO. 73038, BLUE, WITH 2 KEYS, 3 SWITCH P | 39.12
3SU1000-4GN01-0AA0-ZY12 | O.M.R. KEY-OPERATED SWITCH, 22MM, ROUND, PLASTIC, LOCK NO. 73038, BLUE, WITH 2 KEYS, 3 SWITCH P | 39.12
3SU1000-4HC01-0AA0-ZY11 | O.M.R. KEY-OPERATED SWITCH, 22MM, ROUND, PLASTIC, LOCK NO. 73034, BLACK, WITH 2 KEYS, 2 SWITCH | 39.12
3SU1000-4HF01-0AA0-ZY12 | O.M.R. KEY-OPERATED SWITCH, 22MM, ROUND, PLASTIC, LOCK NO. 73034, BLACK, WITH 2 KEYS, 2 SWITCH | 39.12
3SU1000-4HF01-0AA0-ZY15 | O.M.R. KEY-OPERATED SWITCH, 22MM, ROUND, PLASTIC, LOCK NO. 73034, BLACK, WITH 2 KEYS, 2 SWITCH | 39.12
3SU1000-4HF11-0AA0-ZY11 | O.M.R. KEY-OPERATED SWITCH, 22MM, ROUND, PLASTIC, LOCK NO. 73034, BLACK, WITH 2 KEYS, 2 SWITCH | 39.12
3SU1000-4HF21-0AA0-ZY12 | O.M.R. KEY-OPERATED SWITCH, 22MM, ROUND, PLASTIC, LOCK NO. 73034, BLACK, WITH 2 KEYS, 2 SWITCH | 39.12
3SU1000-4HF21-0AA0-ZY15 | O.M.R. KEY-OPERATED SWITCH, 22MM, ROUND, PLASTIC, LOCK NO. 73034, BLACK, WITH 2 KEYS, 2 SWITCH | 39.12
3SU1000-4HL01-0AA0-ZY19 | O.M.R. KEY-OPERATED SWITCH, 22MM, ROUND, PLASTIC, LOCK NO. 73034, BLACK, WITH 2 KEYS, 3 SWITCH | 37.23
3SU1000-4HL11-0AA0-ZY12 | O.M.R. KEY-OPERATED SWITCH, 22MM, ROUND, PLASTIC, LOCK NO. 73034, BLACK, WITH 2 KEYS, 3 SWITCH | 39.12
3SU1000-4HL11-0AA0-ZY15 | O.M.R. KEY-OPERATED SWITCH, 22MM, ROUND, PLASTIC, LOCK NO. 73034, BLACK, WITH 2 KEYS, 3 SWITCH | 39.12
3SU1000-4HM01-0AA0-ZY19 | O.M.R. KEY-OPERATED SWITCH, 22MM, ROUND, PLASTIC, LOCK NO. 73034, BLACK, WITH 2 KEYS, 3 SWITCH | 37.23
3SU1000-4HN21-0AA0-ZY15 | O.M.R. KEY-OPERATED SWITCH, 22MM, ROUND, PLASTIC, LOCK NO. 73034, BLACK, WITH 2 KEYS, 3 SWITCH | 39.12
3SU1000-4JC01-0AA0 | O.M.R. KEY-OPERATED SWITCH, 22MM, ROUND, PLASTIC, LOCK NO. 73033, YELLOW, WITH 2 KEYS, 2 SWITCH | 33
3SU1000-4JC01-0AA0-ZY19 | O.M.R. KEY-OPERATED SWITCH, 22MM, ROUND, PLASTIC, LOCK NO. 73033, YELLOW, WITH 2 KEYS, 2 SWITCH | 37.23
3SU1000-4JF01-0AA0-ZX90 | O.M.R. KEY-OPERATED SWITCH, 22MM, ROUND, PLASTIC, LOCK NO. 73033, YELLOW, WITH 2 KEYS, 2 SWITCH | 35.96
3SU1000-4JF01-0AA0-ZY15 | O.M.R. KEY-OPERATED SWITCH, 22MM, ROUND, PLASTIC, KEY NO. 73033, YELLOW, WITH 2 KEYS, 2 SWITCH | 39.12
3SU1000-4JF11-0AA0 | O.M.R. KEY-OPERATED SWITCH, 22MM, ROUND, PLASTIC, LOCK NO. 73033, YELLOW, WITH 2 KEYS, 2 SWITCH | 33
3SU1000-4JF11-0AA0-ZY19 | O.M.R. KEY-OPERATED SWITCH, 22MM, ROUND, PLASTIC, LOCK NO. 73033, YELLOW, WITH 2 KEYS, 2 SWITCH | 37.23
3SU1000-4JL11-0AA0-ZX90 | O.M.R. KEY-OPERATED SWITCH, 22MM, ROUND, PLASTIC, LOCK NO. 73033, YELLOW, WITH 2 KEYS, 3 SWITCH | 35.96
3SU1000-4JL11-0AA0-ZY15 | O.M.R. KEY-OPERATED SWITCH, 22MM, ROUND, PLASTIC, LOCK NO. 73033, YELLOW, WITH 2 KEYS, 3 SWITCH | 39.12
3SU1000-4GL01-0AA0-ZY11 | O.M.R. KEY-OPERATED SWITCH, 22MM, ROUND, PLASTIC, LOCK NO. 73038, BLUE, WITH 2 KEYS, 3 SWITCH P | 39.12
3SU1000-4GL11-0AA0-ZY10 | O.M.R. KEY-OPERATED SWITCH, 22MM, ROUND, PLASTIC, LOCK NO. 73038, BLUE, WITH 2 KEYS, 3 SWITCH P | 39.12
3SU1000-4GL11-0AA0-ZY12 | O.M.R. KEY-OPERATED SWITCH, 22MM, ROUND, PLASTIC, LOCK NO. 73038, BLUE, WITH 2 KEYS, 3 SWITCH P | 39.12
3SU1000-4GN01-0AA0-ZY11 | O.M.R. KEY-OPERATED SWITCH, 22MM, ROUND, PLASTIC, LOCK NO. 73038, BLUE, WITH 2 KEYS, 3 SWITCH P | 39.12
3SU1000-4HC01-0AA0-ZY12 | O.M.R. KEY-OPERATED SWITCH, 22MM, ROUND, PLASTIC, LOCK NO. 73034, BLACK, WITH 2 KEYS, 2 SWITCH | 39.12
3SU1000-4HC01-0AA0-ZY15 | O.M.R. KEY-OPERATED SWITCH, 22MM, ROUND, PLASTIC, LOCK NO. 73034, BLACK, WITH 2 KEYS, 2 SWITCH | 39.12
3SU1000-4HF01-0AA0-ZY11 | O.M.R. KEY-OPERATED SWITCH, 22MM, ROUND, PLASTIC, LOCK NO. 73034, BLACK, WITH 2 KEYS, 2 SWITCH | 39.12
3SU1000-4HF11-0AA0-ZY12 | O.M.R. KEY-OPERATED SWITCH, 22MM, ROUND, PLASTIC, LOCK NO. 73034, BLACK, WITH 2 KEYS, 2 SWITCH | 39.12
3SU1000-4HF11-0AA0-ZY15 | O.M.R. KEY-OPERATED SWITCH, 22MM, ROUND, PLASTIC, LOCK NO. 73034, BLACK, WITH 2 KEYS, 2 SWITCH | 39.12
3SU1000-4HF21-0AA0-ZY19 | O.M.R. KEY-OPERATED SWITCH, 22MM, ROUND, PLASTIC, LOCK NO. 73034, BLACK, WITH 2 KEYS, 2 SWITCH | 37.23
3SU1000-4HL01-0AA0-ZY12 | O.M.R. KEY-OPERATED SWITCH, 22MM, ROUND, PLASTIC, LOCK NO. 73034, BLACK, WITH 2 KEYS, 3 SWITCH | 39.12
3SU1000-4HL01-0AA0-ZY15 | O.M.R. KEY-OPERATED SWITCH, 22MM, ROUND, PLASTIC, LOCK NO. 73034, BLACK, WITH 2 KEYS, 3 SWITCH | 39.12
3SU1000-4HL11-0AA0-ZY19 | O.M.R. KEY-OPERATED SWITCH, 22MM, ROUND, PLASTIC, LOCK NO. 73034, BLACK, WITH 2 KEYS, 3 SWITCH | 37.23
3SU1000-4HM01-0AA0-ZY15 | O.M.R. KEY-OPERATED SWITCH, 22MM, ROUND, PLASTIC, LOCK NO. 73034, BLACK, WITH 2 KEYS, 3 KEY SWI | 39.12
3SU1000-4HN21-0AA0 | O.M.R. KEY-OPERATED SWITCH, 22MM, ROUND, PLASTIC, LOCK NO. 73034, BLACK, WITH 2 KEYS, 3 SWITCH | 33
3SU1000-4HN21-0AA0-ZY19 | O.M.R. KEY-OPERATED SWITCH, 22MM, ROUND, PLASTIC, LOCK NO. 73034, BLACK, WITH 2 KEYS, 3 SWITCH | 37.23
3SU1000-4JC01-0AA0-ZY15 | O.M.R. KEY-OPERATED SWITCH, 22MM, ROUND, PLASTIC, KEY NO. 73033, YELLOW, WITH 2 KEYS, 2 SWITCH | 39.12
3SU1000-4JF01-0AA0 | O.M.R. KEY-OPERATED SWITCH, 22MM, ROUND, PLASTIC, LOCK NO. 73033, YELLOW, WITH 2 KEYS, 2 SWITCH | 33
3SU1000-4JF01-0AA0-ZY19 | O.M.R. KEY-OPERATED SWITCH, 22MM, ROUND, PLASTIC, LOCK NO. 73033, YELLOW, WITH 2 KEYS, 2 SWITCH | 37.23
3SU1000-4JF11-0AA0-ZX90 | O.M.R. KEY-OPERATED SWITCH, 22MM, ROUND, PLASTIC, LOCK NO. 73033, YELLOW, WITH 2 KEYS, 2 SWITCH | 35.96
3SU1000-4JF11-0AA0-ZY15 | O.M.R. KEY-OPERATED SWITCH, 22MM, ROUND, PLASTIC, LOCK NO. 73033, YELLOW, WITH 2 KEYS, 2 SWITCH | 39.12
3SU1000-4JL11-0AA0 | O.M.R. KEY-OPERATED SWITCH, 22MM, ROUND, PLASTIC, LOCK NO. 73033, YELLOW, WITH 2 KEYS, 3 SWITCH | 33
3SU1000-4JL11-0AA0-ZY19 | O.M.R. KEY-OPERATED SWITCH, 22MM, ROUND, PLASTIC, LOCK NO. 73033, YELLOW, WITH 2 KEYS, 3 SWITCH | 37.23
3SU1000-4WS10-0AA0-ZX90 | ID KEY-OPERATED SWITCH, 22MM, ROUND, PLASTIC, BLACK, RFID, 4 SWITCH POSITIONS O-I-II-III, ACTU | 50.95
3SU1000-5BC01-0AA0-ZY12 | CES KEY-OPERATED SWITCH, 22MM, ROUND, PLASTIC, LOCK NO. SSG10, WITH 2 KEYS, 2 SWITCH POSITIONS | 60.95
3SU1000-5BC01-0AA0-ZY15 | CES KEY-OPERATED SWITCH, 22MM, ROUND, PLASTIC, LOCK NO. SSG10, WITH 2 KEYS, 2 SWITCH POSITIONS | 60.95
3SU1000-5BF01-0AA0-ZY11 | CES KEY-OPERATED SWITCH, 22MM, ROUND, PLASTIC, LOCK NO. SSG10, WITH 2 KEYS, 2 SWITCH POSITIONS | 60.95
3SU1000-5BF11-0AA0-ZY01 | CES KEY-OPERATED SWITCH, 22MM, ROUND, PLASTIC, SPECIAL LOCK, WITH 2 KEYS, 2 SWITCH POSITIONS O- | 89.25
3SU1000-5BF11-0AA0-ZY10 | CES KEY-OPERATED SWITCH, 22MM, ROUND, PLASTIC, LOCK NO. SSG10, WITH 2 KEYS, 2 SWITCH POSITIONS | 60.95
3SU1000-4HF21-0AA0 | O.M.R. KEY-OPERATED SWITCH, 22MM, ROUND, PLASTIC, LOCK NO. 73034, BLACK, WITH 2 KEYS, 2 SWITCH | 33
3SU1000-4HF21-0AA0-ZX90 | O.M.R. KEY-OPERATED SWITCH, 22MM, ROUND, PLASTIC, LOCK NO. 73034, BLACK, WITH 2 KEYS, 2 SWITCH | 35.96
3SU1000-4HF21-0AA0-ZY10 | O.M.R. KEY-OPERATED SWITCH, 22MM, ROUND, PLASTIC, LOCK NO. 73034, BLACK, WITH 2 KEYS, 2 SWITCH | 39.12
3SU1000-4HF21-0AA0-ZY11 | O.M.R. KEY-OPERATED SWITCH, 22MM, ROUND, PLASTIC, LOCK NO. 73034, BLACK, WITH 2 KEYS, 2 SWITCH | 39.12
3SU1000-4HL11-0AA0 | O.M.R. KEY-OPERATED SWITCH, 22MM, ROUND, PLASTIC, LOCK NO. 73034, BLACK, WITH 2 KEYS, 3 SWITCH | 33
3SU1000-4HL11-0AA0-ZX90 | O.M.R. KEY-OPERATED SWITCH, 22MM, ROUND, PLASTIC, LOCK NO. 73034, BLACK, WITH 2 KEYS, 3 SWITCH | 35.96
3SU1000-4HL11-0AA0-ZY10 | O.M.R. KEY-OPERATED SWITCH, 22MM, ROUND, PLASTIC, LOCK NO. 73034, BLACK, WITH 2 KEYS, 3 SWITCH | 39.12
3SU1000-4HL11-0AA0-ZY11 | O.M.R. KEY-OPERATED SWITCH, 22MM, ROUND, PLASTIC, LOCK NO. 73034, BLACK, WITH 2 KEYS, 3 SWITCH | 39.12
3SU1000-4HN21-0AA0-ZX90 | O.M.R. KEY-OPERATED SWITCH, 22MM, ROUND, PLASTIC, LOCK NO. 73034, BLACK, WITH 2 KEYS, 3 SWITCH | 35.96
3SU1000-4HN21-0AA0-ZY10 | O.M.R. KEY-OPERATED SWITCH, 22MM, ROUND, PLASTIC, LOCK NO. 73034, BLACK, WITH 2 KEYS, 3 SWITCH | 39.12
3SU1000-4HN21-0AA0-ZY11 | O.M.R. KEY-OPERATED SWITCH, 22MM, ROUND, PLASTIC, LOCK NO. 73034, BLACK, WITH 2 KEYS, 3 SWITCH | 39.12
3SU1000-4HN21-0AA0-ZY12 | O.M.R. KEY-OPERATED SWITCH, 22MM, ROUND, PLASTIC, LOCK NO. 73034, BLACK, WITH 2 KEYS, 3 SWITCH | 39.12
3SU1000-4JF01-0AA0-ZY10 | O.M.R. KEY-OPERATED SWITCH, 22MM, ROUND, PLASTIC, LOCK NO. 73033, YELLOW, WITH 2 KEYS, 2 SWITCH | 39.12
3SU1000-4JF01-0AA0-ZY11 | O.M.R. KEY-OPERATED SWITCH, 22MM, ROUND, PLASTIC, LOCK NO. 73033, YELLOW, WITH 2 KEYS, 2 SWITCH | 39.12
3SU1000-4JF01-0AA0-ZY12 | O.M.R. KEY-OPERATED SWITCH, 22MM, ROUND, PLASTIC, LOCK NO. 73033, YELLOW, WITH 2 KEYS, 2 SWITCH | 39.12
3SU1000-4JL11-0AA0-ZY10 | O.M.R. KEY-OPERATED SWITCH, 22MM, ROUND, PLASTIC, LOCK NO. 73033, YELLOW, WITH 2 KEYS, 3 SWITCH | 39.12
3SU1000-4JL11-0AA0-ZY11 | O.M.R. KEY-OPERATED SWITCH, 22MM, ROUND, PLASTIC, LOCK NO. 73033, YELLOW, WITH 2 KEYS, 3 SWITCH | 39.12
3SU1000-4JL11-0AA0-ZY12 | O.M.R. KEY-OPERATED SWITCH, 22MM, ROUND, PLASTIC, LOCK NO. 73033, YELLOW, WITH 2 KEYS, 3 SWITCH | 39.12
3SU1000-5BC01-0AA0-ZY19 | CES KEY-OPERATED SWITCH, 22MM, ROUND, PLASTIC, LOCK NO. SSG10, WITH 2 KEYS, 2 SWITCH POSITIONS | 59.06
3SU1000-5BF01-0AA0 | CES KEY-OPERATED SWITCH, 22MM, ROUND, PLASTIC, LOCK NO. SSG10, WITH 2 KEYS, 2 SWITCH POSITIONS | 53.08
3SU1000-5BF01-0AA0-ZX90 | CES KEY-OPERATED SWITCH, 22MM, ROUND, PLASTIC, LOCK NO. SSG10, WITH 2 KEYS, 2 SWITCH POSITIONS | 57.79
3SU1000-5BF01-0AA0-ZY01 | CES KEY-OPERATED SWITCH, 22MM, ROUND, PLASTIC, SPECIAL LOCK, WITH 2 KEYS, 2 SWITCH POSITIONS O- | 89.25
3SU1000-5BF11-0AA0-ZY12 | CES KEY-OPERATED SWITCH, 22MM, ROUND, PLASTIC, LOCK NO. SSG10, WITH 2 KEYS, 2 SWITCH POSITIONS | 60.95
3SU1000-5BF11-0AA0-ZY15 | CES KEY-OPERATED SWITCH, 22MM, ROUND, PLASTIC, LOCK NO. SSG10, WITH 2 KEYS, 2 SWITCH POSITIONS | 60.95
3SU1000-5BF11-0AA0-ZY19 | CES KEY-OPERATED SWITCH, 22MM, ROUND, PLASTIC, LOCK NO. SSG10, WITH 2 KEYS, 2 SWITCH POSITIONS | 59.06
3SU1000-5BL01-0AA0-ZY01 | CES KEY-OPERATED SWITCH, 22MM, ROUND, PLASTIC, SPECIAL LOCK, WITH 2 KEYS, 3 SWITCH POSITIONS I- | 89.25
3SU1000-5BL01-0AA0-ZY10 | CES KEY-OPERATED SWITCH, 22MM, ROUND, PLASTIC, LOCK NO. SSG10, WITH 2 KEYS, 3 SWITCH POSITIONS | 60.95
3SU1000-5BL01-0AA0-ZY11 | CES KEY-OPERATED SWITCH, 22MM, ROUND, PLASTIC, LOCK NO. SSG10, WITH 2 KEYS, 3 SWITCH POSITIONS | 60.95
3SU1000-5BL01-0AA0-ZY12 | CES KEY-OPERATED SWITCH, 22MM, ROUND, PLASTIC, LOCK NO. SSG10, WITH 2 KEYS, 3 SWITCH POSITIONS | 60.95
3SU1000-4WS10-0AA0 | ID KEY-OPERATED SWITCH, 22MM, ROUND, PLASTIC, BLACK, RFID, 4 SWITCH POSITIONS O-I-II-III, ACTU | 46.79
3SU1000-5BC01-0AA0 | CES KEY-OPERATED SWITCH, 22MM, ROUND, PLASTIC, LOCK NO. SSG10, WITH 2 KEYS, 2 SWITCH POSITIONS | 53.08
3SU1000-5BC01-0AA0-ZY11 | CES KEY-OPERATED SWITCH, 22MM, ROUND, PLASTIC, LOCK NO. SSG10, WITH 2 KEYS, 2 SWITCH POSITIONS | 60.95
3SU1000-5BF01-0AA0-ZY10 | CES KEY-OPERATED SWITCH, 22MM, ROUND, PLASTIC, LOCK NO. SSG10, WITH 2 KEYS, 2 SWITCH POSITIONS | 60.95
3SU1000-5BF01-0AA0-ZY12 | CES KEY-OPERATED SWITCH, 22MM, ROUND, PLASTIC, LOCK NO. SSG10, WITH 2 KEYS, 2 SWITCH POSITIONS | 60.95
3SU1000-5BF11-0AA0-ZX90 | CES KEY-OPERATED SWITCH, 22MM, ROUND, PLASTIC, LOCK NO. SSG10, WITH 2 KEYS, 2 SWITCH POSITIONS | 57.79
3SU1000-5BF11-0AA0-ZY11 | CES KEY-OPERATED SWITCH, 22MM, ROUND, PLASTIC, LOCK NO. SSG10, WITH 2 KEYS, 2 SWITCH POSITIONS | 60.95
3SU1000-5BF21-0AA0 | CES KEY-OPERATED SWITCH, 22MM, ROUND, PLASTIC, LOCK NO. SSG10, WITH 2 KEYS, 2 SWITCH POSITIONS | 53.08
3SU1000-5BF21-0AA0-ZY01 | CES KEY-OPERATED SWITCH, 22MM, ROUND, PLASTIC, SPECIAL LOCK, WITH 2 KEYS, 2 SWITCH POSITIONS O- | 89.25
3SU1000-5BF21-0AA0-ZY19 | CES KEY-OPERATED SWITCH, 22MM, ROUND, PLASTIC, LOCK NO. SSG10, WITH 2 KEYS, 2 SWITCH POSITIONS | 59.06
3SU1000-5BL01-0AA0-ZX90 | CES KEY-OPERATED SWITCH, 22MM, ROUND, PLASTIC, LOCK NO. SSG10, WITH 2 KEYS, 3 SWITCH POSITIONS | 57.79
3SU1000-5BL01-0AA0-ZY15 | CES KEY-OPERATED SWITCH, 22MM, ROUND, PLASTIC, LOCK NO. SSG10, WITH 2 KEYS, 3 SWITCH POSITIONS | 60.95
3SU1000-5BL11-0AA0 | CES KEY-OPERATED SWITCH, 22MM, ROUND, PLASTIC, LOCK NO. SSG10, WITH 2 KEYS, 3 SWITCH POSITIONS | 53.08
3SU1000-5BL11-0AA0-ZY11 | CES KEY-OPERATED SWITCH, 22MM, ROUND, PLASTIC, LOCK NO. SSG10, WITH 2 KEYS, 3 SWITCH POSITIONS | 60.95
3SU1000-5BL21-0AA0-ZY10 | CES KEY-OPERATED SWITCH, 22MM, ROUND, PLASTIC, LOCK NO. SSG10, WITH 2 KEYS, 3 SWITCH POSITIONS | 60.95
3SU1000-5BL21-0AA0-ZY12 | CES KEY-OPERATED SWITCH, 22MM, ROUND, PLASTIC, LOCK NO. SSG10, WITH 2 KEYS, 3 SWITCH POSITIONS | 60.95
3SU1000-5BL31-0AA0-ZY11 | CES KEY-OPERATED SWITCH, 22MM, ROUND, PLASTIC, LOCK NO. SSG10, WITH 2 KEYS, 3 SWITCH POSITIONS | 60.95
3SU1000-5BL41-0AA0 | CES KEY-OPERATED SWITCH, 22MM, ROUND, PLASTIC, LOCK NO. SSG10, WITH 2 KEYS, 3 SWITCH POSITIONS | 53.08
3SU1000-5BL41-0AA0-ZY01 | CES KEY-OPERATED SWITCH, 22MM, ROUND, PLASTIC, SPECIAL LOCK, WITH 2 KEYS, 3 SWITCH POSITIONS I- | 89.25
3SU1000-5BL41-0AA0-ZY19 | CES KEY-OPERATED SWITCH, 22MM, ROUND, PLASTIC, LOCK NO. SSG10, WITH 2 KEYS, 3 SWITCH POSITIONS | 59.06
3SU1000-5BL51-0AA0-ZX90 | CES KEY-OPERATED SWITCH, 22MM, ROUND, PLASTIC, LOCK NO. SSG10, WITH 2 KEYS, 3 SWITCH POSITIONS | 57.79
3SU1000-5BL51-0AA0-ZY15 | CES KEY-OPERATED SWITCH, 22MM, ROUND, PLASTIC, LOCK NO. SSG10, WITH 2 KEYS, 3 SWITCH POSITIONS | 60.95
3SU1000-5BM01-0AA0 | CES KEY-OPERATED SWITCH, 22MM, ROUND, PLASTIC, LOCK NO. SSG10, WITH 2 KEYS, 3 SWITCH POSITIONS | 53.08
3SU1000-5BM01-0AA0-ZY11 | CES KEY-OPERATED SWITCH, 22MM, ROUND, PLASTIC, LOCK NO. SSG10, WITH 2 KEYS, 3 SWITCH POSITIONS | 60.95
3SU1030-5BP01-0AA0-ZY01 | CES KEY-OPERATED SWITCH, 22MM, ROUND, PLASTIC WITH METAL FRONT RING, SPECIAL LOCK, WITH 2 KEYS, | 134.21
3SU1030-5BP31-0AA0-ZX90 | CES KEY-OPERATED SWITCH, 22MM, ROUND, PLASTIC WITH METAL FRONT RING, LOCK NO. SSG10, WITH 2 KEYS | 102.56
3SU1030-5BP61-0AA0 | CES KEY-OPERATED SWITCH, 22MM, ROUND, PLASTIC WITH METAL FRONT RING, LOCK NO. SSG10, WITH 2 KEYS | 102.56
3SU1030-5BP61-0AA0-ZY01 | CES KEY-OPERATED SWITCH, 22MM, ROUND, PLASTIC WITH METAL FRONT RING, SPECIAL LOCK, WITH 2 KEYS, | 134.21
3SU1030-5HF01-0AA0 | CES KEY-OPERATED SWITCH, 22MM, ROUND, PLASTIC WITH METAL FRONT RING, LOCK NO. LSG1, WITH 2 KEYS, | 102.56
3SU1000-5BL21-0AA0-ZY15 | CES KEY-OPERATED SWITCH, 22MM, ROUND, PLASTIC, LOCK NO. SSG10, WITH 2 KEYS, 3 SWITCH POSITIONS | 60.95
3SU1000-5BL21-0AA0-ZY19 | CES KEY-OPERATED SWITCH, 22MM, ROUND, PLASTIC, LOCK NO. SSG10, WITH 2 KEYS, 3 SWITCH POSITIONS | 59.06
3SU1000-5BL31-0AA0 | CES KEY-OPERATED SWITCH, 22MM, ROUND, PLASTIC, LOCK NO. SSG10, WITH 2 KEYS, 3 SWITCH POSITIONS | 53.08
3SU1000-5BL31-0AA0-ZX90 | CES KEY-OPERATED SWITCH, 22MM, ROUND, PLASTIC, LOCK NO. SSG10, WITH 2 KEYS, 3 SWITCH POSITIONS | 57.79
3SU1000-5BL41-0AA0-ZY10 | CES KEY-OPERATED SWITCH, 22MM, ROUND, PLASTIC, LOCK NO. SSG10, WITH 2 KEYS, 3 SWITCH POSITIONS | 60.95
3SU1000-5BL41-0AA0-ZY11 | CES KEY-OPERATED SWITCH, 22MM, ROUND, PLASTIC, LOCK NO. SSG10, WITH 2 KEYS, 3 SWITCH POSITIONS | 60.95
3SU1000-5BL41-0AA0-ZY12 | CES KEY-OPERATED SWITCH, 22MM, ROUND, PLASTIC, LOCK NO. SSG10, WITH 2 KEYS, 3 SWITCH POSITIONS | 60.95
3SU1000-5BM01-0AA0-ZX90 | CES KEY-OPERATED SWITCH, 22MM, ROUND, PLASTIC, LOCK NO. SSG10, WITH 2 KEYS, 3 SWITCH POSITIONS | 57.79
3SU1000-5BM01-0AA0-ZY01 | CES KEY-OPERATED SWITCH, 22MM, ROUND, PLASTIC, SPECIAL LOCK, WITH 2 KEYS, 3 SWITCH POSITIONS I> | 89.25
3SU1000-5BM01-0AA0-ZY10 | CES KEY-OPERATED SWITCH, 22MM, ROUND, PLASTIC, LOCK NO. SSG10, WITH 2 KEYS, 3 SWITCH POSITIONS | 60.95
3SU1030-5BN51-0AA0 | CES KEY-OPERATED SWITCH, 22MM, ROUND, PLASTIC WITH METAL FRONT RING, LOCK NO. SSG10, WITH 2 KEYS | 102.56
3SU1030-5BN51-0AA0-ZX90 | CES KEY-OPERATED SWITCH, 22MM, ROUND, PLASTIC WITH METAL FRONT RING, LOCK NO. SSG10, WITH 2 KEYS | 102.56
3SU1030-5BN51-0AA0-ZY01 | CES KEY-OPERATED SWITCH, 22MM, ROUND, PLASTIC WITH METAL FRONT RING, SPECIAL LOCK, WITH 2 KEYS, | 134.21
3SU1030-5PC01-0AA0-ZY01 | BKS KEY-OPERATED SWITCH, 22MM, ROUND, PLASTIC WITH METAL FRONT RING, SPECIAL LOCK, WITH 2 KEYS, | 165.23
3SU1030-5PF11-0AA0 | BKS KEY-OPERATED SWITCH, 22MM, ROUND, PLASTIC WITH METAL FRONT RING, LOCK NO. S1, WITH 2 KEYS, | 133.58
3SU1030-5PF11-0AA0-ZX90 | BKS KEY-OPERATED SWITCH, 22MM, ROUND, PLASTIC WITH METAL FRONT RING, LOCK NO. S1, WITH 2 KEYS, | 133.58
3SU1030-5PF11-0AA0-ZY01 | BKS KEY-OPERATED SWITCH, 22MM, ROUND, PLASTIC WITH METAL FRONT RING, SPECIAL LOCK, WITH 2 KEYS, | 165.23
3SU1102-0AB70-1FA0 | ILLUMINATED PUSHBUTTON, 22MM, ROUND, PLASTIC, CLEAR, FLAT BUTTON, MOMENTARY CONTACT TYPE, WITH | 22.79
3SU1102-0AB70-1FA0-ZX90 | ILLUMINATED PUSHBUTTON, 22MM, ROUND, PLASTIC, CLEAR, FLAT BUTTON, MOMENTARY CONTACT TYPE, WITH | 24.81
3SU1102-0AB70-1FA0-ZY10 | ILLUMINATED PUSHBUTTON, 22MM, ROUND, PLASTIC, CLEAR, FLAT BUTTON, MOMENTARY CONTACT TYPE, WITH | 27.97
3SU1102-0AB70-1FA0-ZY11 | ILLUMINATED PUSHBUTTON, 22MM, ROUND, PLASTIC, CLEAR, FLAT BUTTON, MOMENTARY CONTACT TYPE, WITH | 27.97
3SU1102-0AB70-3FA0-ZX90 | ILLUMINATED PUSHBUTTON, 22MM, ROUND, PLASTIC, CLEAR, FLAT BUTTON, MOMENTARY CONTACT TYPE, WITH | 25.64
3SU1102-0AB70-3FA0-ZY10 | ILLUMINATED PUSHBUTTON, 22MM, ROUND, PLASTIC, CLEAR, FLAT BUTTON, MOMENTARY CONTACT TYPE, WITH | 28.8
3SU1102-0AB70-3FA0-ZY11 | ILLUMINATED PUSHBUTTON, 22MM, ROUND, PLASTIC, CLEAR, FLAT BUTTON, MOMENTARY CONTACT TYPE, WITH | 28.8
3SU1102-0AB70-3FA0-ZY12 | ILLUMINATED PUSHBUTTON, 22MM, ROUND, PLASTIC, CLEAR, FLAT BUTTON, MOMENTARY CONTACT TYPE, WITH | 28.8
3SU1102-6AA20-3AA0-ZX90 | INDICATOR LIGHT, 22MM, ROUND, PLASTIC, RED, SMOOTH LENS, WITH HOLDER, LED MODULE, WITH INTEGR | 14.94
3SU1102-6AA20-3AA0-ZY10 | INDICATOR LIGHT, 22MM, ROUND, PLASTIC, RED, SMOOTH LENS, WITH HOLDER, LED MODULE, WITH INTEGR | 18.1
3SU1102-6AA20-3AA0-ZY11 | INDICATOR LIGHT, 22MM, ROUND, PLASTIC, RED, SMOOTH LENS, WITH HOLDER, LED MODULE, WITH INTEGR | 18.1
3SU1102-6AA20-3AA0-ZY12 | INDICATOR LIGHT, 22MM, ROUND, PLASTIC, RED, SMOOTH LENS, WITH HOLDER, LED MODULE, WITH INTEGR | 18.1
3SU1030-5HF11-0AA0-ZX90 | CES KEY-OPERATED SWITCH, 22MM, ROUND, PLASTIC WITH METAL FRONT RING, LOCK NO. LSG1, WITH 2 KEYS, | 102.56
3SU1030-5PC01-0AA0 | BKS KEY-OPERATED SWITCH, 22MM, ROUND, PLASTIC WITH METAL FRONT RING, LOCK NO. S1, WITH 2 KEYS, | 133.58
3SU1102-0AB60-3FA0-ZY19 | ILLUMINATED PUSHBUTTON, 22MM, ROUND, PLASTIC, WHITE, FLAT BUTTON, MOMENTARY CONTACT TYPE, WITH | 26.9
3SU1102-0AB70-1BA0-ZY12 | ILLUMINATED PUSHBUTTON, 22MM, ROUND, PLASTIC, CLEAR, FLAT BUTTON, MOMENTARY CONTACT TYPE, WITH | 25.01
3SU1102-0AB70-1BA0-ZY15 | ILLUMINATED PUSHBUTTON, 22MM, ROUND, PLASTIC, CLEAR, FLAT BUTTON, MOMENTARY CONTACT TYPE, WITH | 25.01
3SU1102-0AB70-1FA0-ZY13 | ILLUMINATED PUSHBUTTON, 22MM, ROUND, PLASTIC, CLEAR, FLAT BUTTON, MOMENTARY CONTACT TYPE, WITH | 27.97
3SU1102-0AB70-1FA0-ZY19 | ILLUMINATED PUSHBUTTON, 22MM, ROUND, PLASTIC, CLEAR, FLAT BUTTON, MOMENTARY CONTACT TYPE, WITH | 26.08
3SU1102-0AB70-3BA0-ZY12 | ILLUMINATED PUSHBUTTON, 22MM, ROUND, PLASTIC, CLEAR, FLAT BUTTON, MOMENTARY CONTACT TYPE, WITH | 25.44
3SU1102-0AB70-3BA0-ZY15 | ILLUMINATED PUSHBUTTON, 22MM, ROUND, PLASTIC, CLEAR, FLAT BUTTON, MOMENTARY CONTACT TYPE, WITH | 25.44
3SU1102-0AB70-3FA0 | ILLUMINATED PUSHBUTTON, 22MM, ROUND, PLASTIC, CLEAR, FLAT BUTTON, MOMENTARY CONTACT TYPE, WITH | 23.55
3SU1102-0AB70-3FA0-ZY13 | ILLUMINATED PUSHBUTTON, 22MM, ROUND, PLASTIC, CLEAR, FLAT BUTTON, MOMENTARY CONTACT TYPE, WITH | 28.8
3SU1102-0AB70-3FA0-ZY19 | ILLUMINATED PUSHBUTTON, 22MM, ROUND, PLASTIC, CLEAR, FLAT BUTTON, MOMENTARY CONTACT TYPE, WITH | 26.9
3SU1102-6AA20-1AA0-ZY15 | INDICATOR LIGHT, 22MM, ROUND, PLASTIC, RED, SMOOTH LENS, WITH HOLDER, LED MODULE, WITH INTEGR | 17.84
3SU1102-6AA20-3AA0 | INDICATOR LIGHT, 22MM, ROUND, PLASTIC, RED, SMOOTH LENS, WITH HOLDER, LED MODULE, WITH INTEGR | 13.71
3SU1102-6AA20-3AA0-ZY13 | INDICATOR LIGHT, 22MM, ROUND, PLASTIC, RED, SMOOTH LENS, WITH HOLDER, LED MODULE, WITH INTEGR | 18.1
3SU1102-6AA20-3AA0-ZY19 | INDICATOR LIGHT, 22MM, ROUND, PLASTIC, RED, SMOOTH LENS, WITH HOLDER, LED MODULE, WITH INTEGR | 16.21
3SU1102-6AA30-1AA0-ZX90 | INDICATOR LIGHT, 22MM, ROUND, PLASTIC, YELLOW, SMOOTH LENS, WITH HOLDER, LED MODULE, WITH INT | 14.68
3SU1102-6AA30-1AA0-ZY15 | INDICATOR LIGHT, 22MM, ROUND, PLASTIC, YELLOW, SMOOTH LENS, WITH HOLDER, LED MODULE, WITH INT | 17.84
3SU1102-6AA30-3AA0 | INDICATOR LIGHT, 22MM, ROUND, PLASTIC, YELLOW, SMOOTH LENS, WITH HOLDER, LED MODULE, WITH INT | 13.71
3SU1102-6AA30-3AA0-ZY19 | INDICATOR LIGHT, 22MM, ROUND, PLASTIC, YELLOW, SMOOTH LENS, WITH HOLDER, LED MODULE, WITH INT | 16.21
3SU1102-6AA40-1AA0-ZX90 | INDICATOR LIGHT, 22MM, ROUND, PLASTIC, GREEN, SMOOTH LENS, WITH HOLDER, LED MODULE, WITH INTE | 14.68
3SU1102-6AA40-3AA0 | INDICATOR LIGHT, 22MM, ROUND, PLASTIC, GREEN, SMOOTH LENS, WITH HOLDER, LED MODULE, WITH INTE | 13.71
3SU1102-6AA40-3AA0-ZY10 | INDICATOR LIGHT, 22MM, ROUND, PLASTIC, GREEN, SMOOTH LENS, WITH HOLDER, LED MODULE, WITH INTE | 18.1
3SU1102-6AA40-3AA0-ZY19 | INDICATOR LIGHT, 22MM, ROUND, PLASTIC, GREEN, SMOOTH LENS, WITH HOLDER, LED MODULE, WITH INTE | 16.21
3SU1102-6AA50-1AA0-ZX90 | INDICATOR LIGHT, 22MM, ROUND, PLASTIC, BLUE, SMOOTH LENS, WITH HOLDER, LED MODULE, WITH INTEG | 14.68
3SU1102-6AA50-3AA0 | INDICATOR LIGHT, 22MM, ROUND, PLASTIC, BLUE, SMOOTH LENS, WITH HOLDER, LED MODULE, WITH INTEG | 13.71
3SU1102-6AA50-3AA0-ZY10 | INDICATOR LIGHT, 22MM, ROUND, PLASTIC, BLUE, SMOOTH LENS, WITH HOLDER, LED MODULE, WITH INTEG | 18.1
3SU1102-6AA60-1AA0-ZX90 | INDICATOR LIGHT, 22MM, ROUND, PLASTIC, WHITE, SMOOTH LENS, WITH HOLDER, LED MODULE, WITH INTE | 14.68
3SU1102-6AA60-1AA0-ZY11 | INDICATOR LIGHT, 22MM, ROUND, PLASTIC, WHITE, SMOOTH LENS, WITH HOLDER, LED MODULE, WITH INTE | 17.84
3SU1000-5BF21-0AA0-ZX90 | CES KEY-OPERATED SWITCH, 22MM, ROUND, PLASTIC, LOCK NO. SSG10, WITH 2 KEYS, 2 SWITCH POSITIONS | 57.79
3SU1000-5BF21-0AA0-ZY15 | CES KEY-OPERATED SWITCH, 22MM, ROUND, PLASTIC, LOCK NO. SSG10, WITH 2 KEYS, 2 SWITCH POSITIONS | 60.95
3SU1000-5BL01-0AA0 | CES KEY-OPERATED SWITCH, 22MM, ROUND, PLASTIC, LOCK NO. SSG10, WITH 2 KEYS, 3 SWITCH POSITIONS | 53.08
3SU1000-5BL01-0AA0-ZY19 | CES KEY-OPERATED SWITCH, 22MM, ROUND, PLASTIC, LOCK NO. SSG10, WITH 2 KEYS, 3 SWITCH POSITIONS | 59.06
3SU1000-5BL11-0AA0-ZY12 | CES KEY-OPERATED SWITCH, 22MM, ROUND, PLASTIC, LOCK NO. SSG10, WITH 2 KEYS, 3 SWITCH POSITIONS | 60.95
3SU1000-5BL11-0AA0-ZY15 | CES KEY-OPERATED SWITCH, 22MM, ROUND, PLASTIC, LOCK NO. SSG10, WITH 2 KEYS, 3 SWITCH POSITIONS | 60.95
3SU1000-5BL21-0AA0-ZY11 | CES KEY-OPERATED SWITCH, 22MM, ROUND, PLASTIC, LOCK NO. SSG10, WITH 2 KEYS, 3 SWITCH POSITIONS | 60.95
3SU1000-5BL31-0AA0-ZY01 | CES KEY-OPERATED SWITCH, 22MM, ROUND, PLASTIC, SPECIAL LOCK, WITH 2 KEYS, 3 SWITCH POSITIONS I- | 89.25
3SU1000-5BL31-0AA0-ZY10 | CES KEY-OPERATED SWITCH, 22MM, ROUND, PLASTIC, LOCK NO. SSG10, WITH 2 KEYS, 3 SWITCH POSITIONS | 60.95
3SU1000-5BL41-0AA0-ZX90 | CES KEY-OPERATED SWITCH, 22MM, ROUND, PLASTIC, LOCK NO. SSG10, WITH 2 KEYS, 3 SWITCH POSITIONS | 57.79
3SU1000-5BL41-0AA0-ZY15 | CES KEY-OPERATED SWITCH, 22MM, ROUND, PLASTIC, LOCK NO. SSG10, WITH 2 KEYS, 3 SWITCH POSITIONS | 60.95
3SU1000-5BL51-0AA0 | CES KEY-OPERATED SWITCH, 22MM, ROUND, PLASTIC, LOCK NO. SSG10, WITH 2 KEYS, 3 SWITCH POSITIONS | 53.08
3SU1000-5BL51-0AA0-ZY01 | CES KEY-OPERATED SWITCH, 22MM, ROUND, PLASTIC, SPECIAL LOCK, WITH 2 KEYS, 3 SWITCH POSITIONS I- | 89.25
3SU1000-5BL51-0AA0-ZY19 | CES KEY-OPERATED SWITCH, 22MM, ROUND, PLASTIC, LOCK NO. SSG10, WITH 2 KEYS, 3 SWITCH POSITIONS | 59.06
3SU1030-5BN21-0AA0 | CES KEY-OPERATED SWITCH, 22MM, ROUND, PLASTIC WITH METAL FRONT RING, LOCK NO. SSG10, WITH 2 KEYS | 102.56
3SU1030-5BP31-0AA0 | CES KEY-OPERATED SWITCH, 22MM, ROUND, PLASTIC WITH METAL FRONT RING, LOCK NO. SSG10, WITH 2 KEYS | 102.56
3SU1030-5BP31-0AA0-ZY01 | CES KEY-OPERATED SWITCH, 22MM, ROUND, PLASTIC WITH METAL FRONT RING, SPECIAL LOCK, WITH 2 KEYS, | 134.21
3SU1030-5BP61-0AA0-ZX90 | CES KEY-OPERATED SWITCH, 22MM, ROUND, PLASTIC WITH METAL FRONT RING, LOCK NO. SSG10, WITH 2 KEYS | 102.56
3SU1030-5HC01-0AA0 | CES KEY-OPERATED SWITCH, 22MM, ROUND, PLASTIC WITH METAL FRONT RING, LOCK NO. LSG1, WITH 2 KEYS, | 102.56
3SU1030-5HF01-0AA0-ZX90 | CES KEY-OPERATED SWITCH, 22MM, ROUND, PLASTIC WITH METAL FRONT RING, LOCK NO. LSG1, WITH 2 KEYS, | 102.56
3SU1030-5HF11-0AA0 | CES KEY-OPERATED SWITCH, 22MM, ROUND, PLASTIC WITH METAL FRONT RING, LOCK NO. LSG1, WITH 2 KEYS, | 102.56
3SU1030-5PC01-0AA0-ZX90 | BKS KEY-OPERATED SWITCH, 22MM, ROUND, PLASTIC WITH METAL FRONT RING, LOCK NO. S1, WITH 2 KEYS, | 133.58
3SU1030-5PF01-0AA0 | BKS KEY-OPERATED SWITCH, 22MM, ROUND, PLASTIC WITH METAL FRONT RING, LOCK NO. S1, WITH 2 KEYS, | 133.58
3SU1102-0AB60-3FA0-ZY15 | ILLUMINATED PUSHBUTTON, 22MM, ROUND, PLASTIC, WHITE, FLAT BUTTON, MOMENTARY CONTACT TYPE, WITH | 28.8
3SU1102-0AB70-1BA0-ZY13 | ILLUMINATED PUSHBUTTON, 22MM, ROUND, PLASTIC, CLEAR, FLAT BUTTON, MOMENTARY CONTACT TYPE, WITH | 25.01
3SU1102-0AB70-1BA0-ZY19 | ILLUMINATED PUSHBUTTON, 22MM, ROUND, PLASTIC, CLEAR, FLAT BUTTON, MOMENTARY CONTACT TYPE, WITH | 23.11
3SU1102-0AB70-1FA0-ZY12 | ILLUMINATED PUSHBUTTON, 22MM, ROUND, PLASTIC, CLEAR, FLAT BUTTON, MOMENTARY CONTACT TYPE, WITH | 27.97
3SU1102-0AB70-1FA0-ZY15 | ILLUMINATED PUSHBUTTON, 22MM, ROUND, PLASTIC, CLEAR, FLAT BUTTON, MOMENTARY CONTACT TYPE, WITH | 27.97
3SU1102-0AB70-3BA0-ZY13 | ILLUMINATED PUSHBUTTON, 22MM, ROUND, PLASTIC, CLEAR, FLAT BUTTON, MOMENTARY CONTACT TYPE, WITH | 25.44
3SU1000-5BL11-0AA0-ZY19 | CES KEY-OPERATED SWITCH, 22MM, ROUND, PLASTIC, LOCK NO. SSG10, WITH 2 KEYS, 3 SWITCH POSITIONS | 59.06
3SU1000-5BL21-0AA0 | CES KEY-OPERATED SWITCH, 22MM, ROUND, PLASTIC, LOCK NO. SSG10, WITH 2 KEYS, 3 SWITCH POSITIONS | 53.08
3SU1000-5BL21-0AA0-ZX90 | CES KEY-OPERATED SWITCH, 22MM, ROUND, PLASTIC, LOCK NO. SSG10, WITH 2 KEYS, 3 SWITCH POSITIONS | 57.79
3SU1000-5BL21-0AA0-ZY01 | CES KEY-OPERATED SWITCH, 22MM, ROUND, PLASTIC, SPECIAL LOCK, WITH 2 KEYS, 3 SWITCH POSITIONS I- | 89.25
3SU1000-5BL31-0AA0-ZY12 | CES KEY-OPERATED SWITCH, 22MM, ROUND, PLASTIC, LOCK NO. SSG10, WITH 2 KEYS, 3 SWITCH POSITIONS | 60.95
3SU1000-5BL31-0AA0-ZY15 | CES KEY-OPERATED SWITCH, 22MM, ROUND, PLASTIC, LOCK NO. SSG10, WITH 2 KEYS, 3 SWITCH POSITIONS | 60.95
3SU1000-5BL31-0AA0-ZY19 | CES KEY-OPERATED SWITCH, 22MM, ROUND, PLASTIC, LOCK NO. SSG10, WITH 2 KEYS, 3 SWITCH POSITIONS | 59.06
3SU1000-5BL51-0AA0-ZY10 | CES KEY-OPERATED SWITCH, 22MM, ROUND, PLASTIC, LOCK NO. SSG10, WITH 2 KEYS, 3 SWITCH POSITIONS | 60.95
3SU1000-5BL51-0AA0-ZY11 | CES KEY-OPERATED SWITCH, 22MM, ROUND, PLASTIC, LOCK NO. SSG10, WITH 2 KEYS, 3 SWITCH POSITIONS | 60.95
3SU1000-5BL51-0AA0-ZY12 | CES KEY-OPERATED SWITCH, 22MM, ROUND, PLASTIC, LOCK NO. SSG10, WITH 2 KEYS, 3 SWITCH POSITIONS | 60.95
3SU1030-5BN21-0AA0-ZX90 | CES KEY-OPERATED SWITCH, 22MM, ROUND, PLASTIC WITH METAL FRONT RING, LOCK NO. SSG10, WITH 2 KEYS | 102.56
3SU1030-5BN21-0AA0-ZY01 | CES KEY-OPERATED SWITCH, 22MM, ROUND, PLASTIC WITH METAL FRONT RING, SPECIAL LOCK, WITH 2 KEYS, | 134.21
3SU1030-5BP01-0AA0 | CES KEY-OPERATED SWITCH, 22MM, ROUND, PLASTIC WITH METAL FRONT RING, LOCK NO. SSG10, WITH 2 KEYS | 102.56
3SU1030-5BP01-0AA0-ZX90 | CES KEY-OPERATED SWITCH, 22MM, ROUND, PLASTIC WITH METAL FRONT RING, LOCK NO. SSG10, WITH 2 KEYS | 102.56
3SU1030-5HC01-0AA0-ZX90 | CES KEY-OPERATED SWITCH, 22MM, ROUND, PLASTIC WITH METAL FRONT RING, LOCK NO. LSG1, WITH 2 KEYS, | 102.56
3SU1030-5PF01-0AA0-ZX90 | BKS KEY-OPERATED SWITCH, 22MM, ROUND, PLASTIC WITH METAL FRONT RING, LOCK NO. S1, WITH 2 KEYS, | 133.58
3SU1030-5PF01-0AA0-ZY01 | BKS KEY-OPERATED SWITCH, 22MM, ROUND, PLASTIC WITH METAL FRONT RING, SPECIAL LOCK, WITH 2 KEYS, | 165.23
3SU1102-0AB70-1BA0 | ILLUMINATED PUSHBUTTON, 22MM, ROUND, PLASTIC, CLEAR, FLAT BUTTON, MOMENTARY CONTACT TYPE, WITH | 20.06
3SU1102-0AB70-1BA0-ZX90 | ILLUMINATED PUSHBUTTON, 22MM, ROUND, PLASTIC, CLEAR, FLAT BUTTON, MOMENTARY CONTACT TYPE, WITH | 21.85
3SU1102-0AB70-1BA0-ZY10 | ILLUMINATED PUSHBUTTON, 22MM, ROUND, PLASTIC, CLEAR, FLAT BUTTON, MOMENTARY CONTACT TYPE, WITH | 25.01
3SU1102-0AB70-1BA0-ZY11 | ILLUMINATED PUSHBUTTON, 22MM, ROUND, PLASTIC, CLEAR, FLAT BUTTON, MOMENTARY CONTACT TYPE, WITH | 25.01
3SU1102-0AB70-3BA0 | ILLUMINATED PUSHBUTTON, 22MM, ROUND, PLASTIC, CLEAR, FLAT BUTTON, MOMENTARY CONTACT TYPE, WITH | 20.47
3SU1102-0AB70-3BA0-ZX90 | ILLUMINATED PUSHBUTTON, 22MM, ROUND, PLASTIC, CLEAR, FLAT BUTTON, MOMENTARY CONTACT TYPE, WITH | 22.28
3SU1102-0AB70-3BA0-ZY10 | ILLUMINATED PUSHBUTTON, 22MM, ROUND, PLASTIC, CLEAR, FLAT BUTTON, MOMENTARY CONTACT TYPE, WITH | 25.44
3SU1102-0AB70-3BA0-ZY11 | ILLUMINATED PUSHBUTTON, 22MM, ROUND, PLASTIC, CLEAR, FLAT BUTTON, MOMENTARY CONTACT TYPE, WITH | 25.44
3SU1102-6AA20-1AA0-ZX90 | INDICATOR LIGHT, 22MM, ROUND, PLASTIC, RED, SMOOTH LENS, WITH HOLDER, LED MODULE, WITH INTEGR | 14.68
3SU1102-6AA20-1AA0-ZY10 | INDICATOR LIGHT, 22MM, ROUND, PLASTIC, RED, SMOOTH LENS, WITH HOLDER, LED MODULE, WITH INTEGR | 17.84
3SU1102-6AA20-1AA0-ZY11 | INDICATOR LIGHT, 22MM, ROUND, PLASTIC, RED, SMOOTH LENS, WITH HOLDER, LED MODULE, WITH INTEGR | 17.84
3SU1102-6AA20-1AA0-ZY12 | INDICATOR LIGHT, 22MM, ROUND, PLASTIC, RED, SMOOTH LENS, WITH HOLDER, LED MODULE, WITH INTEGR | 17.84
3SU1102-6AA30-3AA0-ZY10 | INDICATOR LIGHT, 22MM, ROUND, PLASTIC, YELLOW, SMOOTH LENS, WITH HOLDER, LED MODULE, WITH INT | 18.1
3SU1102-6AA30-3AA0-ZY11 | INDICATOR LIGHT, 22MM, ROUND, PLASTIC, YELLOW, SMOOTH LENS, WITH HOLDER, LED MODULE, WITH INT | 18.1
3SU1102-6AA30-3AA0-ZY12 | INDICATOR LIGHT, 22MM, ROUND, PLASTIC, YELLOW, SMOOTH LENS, WITH HOLDER, LED MODULE, WITH INT | 18.1
3SU1102-6AA30-3AA0-ZY13 | INDICATOR LIGHT, 22MM, ROUND, PLASTIC, YELLOW, SMOOTH LENS, WITH HOLDER, LED MODULE, WITH INT | 18.1
3SU1102-6AA40-3AA0-ZY11 | INDICATOR LIGHT, 22MM, ROUND, PLASTIC, GREEN, SMOOTH LENS, WITH HOLDER, LED MODULE, WITH INTE | 18.1
3SU1102-6AA40-3AA0-ZY12 | INDICATOR LIGHT, 22MM, ROUND, PLASTIC, GREEN, SMOOTH LENS, WITH HOLDER, LED MODULE, WITH INTE | 18.1
3SU1102-6AA40-3AA0-ZY13 | INDICATOR LIGHT, 22MM, ROUND, PLASTIC, GREEN, SMOOTH LENS, WITH HOLDER, LED MODULE, WITH INTE | 18.1
3SU1102-6AA40-3AA0-ZY15 | INDICATOR LIGHT, 22MM, ROUND, PLASTIC, GREEN, SMOOTH LENS, WITH HOLDER, LED MODULE, WITH INTE | 18.1
3SU1102-6AA50-3AA0-ZY11 | INDICATOR LIGHT, 22MM, ROUND, PLASTIC, BLUE, SMOOTH LENS, WITH HOLDER, LED MODULE, WITH INTEG | 18.1
3SU1102-6AA50-3AA0-ZY12 | INDICATOR LIGHT, 22MM, ROUND, PLASTIC, BLUE, SMOOTH LENS, WITH HOLDER, LED MODULE, WITH INTEG | 18.1
3SU1102-6AA50-3AA0-ZY13 | INDICATOR LIGHT, 22MM, ROUND, PLASTIC, BLUE, SMOOTH LENS, WITH HOLDER, LED MODULE, WITH INTEG | 18.1
3SU1102-6AA50-3AA0-ZY15 | INDICATOR LIGHT, 22MM, ROUND, PLASTIC, BLUE, SMOOTH LENS, WITH HOLDER, LED MODULE, WITH INTEG | 18.1
3SU1102-6AA50-3AA0-ZY19 | INDICATOR LIGHT, 22MM, ROUND, PLASTIC, BLUE, SMOOTH LENS, WITH HOLDER, LED MODULE, WITH INTEG | 16.21
3SU1102-6AA60-3AA0-ZY12 | INDICATOR LIGHT, 22MM, ROUND, PLASTIC, WHITE, SMOOTH LENS, WITH HOLDER, LED MODULE, WITH INTE | 18.1
3SU1102-6AA60-3AA0-ZY13 | INDICATOR LIGHT, 22MM, ROUND, PLASTIC, WHITE, SMOOTH LENS, WITH HOLDER, LED MODULE, WITH INTE | 18.1
3SU1102-6AA60-3AA0-ZY15 | INDICATOR LIGHT, 22MM, ROUND, PLASTIC, WHITE, SMOOTH LENS, WITH HOLDER, LED MODULE, WITH INTE | 18.1
3SU1102-6AA60-3AA0-ZY19 | INDICATOR LIGHT, 22MM, ROUND, PLASTIC, WHITE, SMOOTH LENS, WITH HOLDER, LED MODULE, WITH INTE | 16.21
3SU1102-6AA70-3AA0-ZY13 | INDICATOR LIGHT, 22MM, ROUND, PLASTIC, CLEAR, SMOOTH LENS, WITH HOLDER, LED MODULE, WITH INTE | 18.1
3SU1102-6AA70-3AA0-ZY15 | INDICATOR LIGHT, 22MM, ROUND, PLASTIC, CLEAR, SMOOTH LENS, WITH HOLDER, LED MODULE, WITH INTE | 18.1
3SU1102-6AA70-3AA0-ZY19 | INDICATOR LIGHT, 22MM, ROUND, PLASTIC, CLEAR, SMOOTH LENS, WITH HOLDER, LED MODULE, WITH INTE | 16.21
3SU1103-0AB20-1CA0 | ILLUMINATED PUSHBUTTON, 22MM, ROUND, PLASTIC, RED, FLAT BUTTON, MOMENTARY CONTACT TYPE, WITH H | 24.59
3SU1103-0AB20-1FA0-ZY15 | ILLUMINATED PUSHBUTTON, 22MM, ROUND, PLASTIC, RED, FLAT BUTTON, MOMENTARY CONTACT TYPE, WITH H | 32.92
3SU1103-0AB20-1FA0-ZY19 | ILLUMINATED PUSHBUTTON, 22MM, ROUND, PLASTIC, RED, FLAT BUTTON, MOMENTARY CONTACT TYPE, WITH H | 31.02
3SU1103-0AB20-3CA0 | ILLUMINATED PUSHBUTTON, 22MM, ROUND, PLASTIC, RED, FLAT BUTTON, MOMENTARY CONTACT TYPE, WITH H | 25.91
3SU1103-0AB20-3CA0-ZX90 | ILLUMINATED PUSHBUTTON, 22MM, ROUND, PLASTIC, RED, FLAT BUTTON, MOMENTARY CONTACT TYPE, WITH H | 28.23
3SU1103-0AB20-3FA0-ZY15 | ILLUMINATED PUSHBUTTON, 22MM, ROUND, PLASTIC, RED, FLAT BUTTON, MOMENTARY CONTACT TYPE, WITH H | 34.75
3SU1103-0AB20-3FA0-ZY19 | ILLUMINATED PUSHBUTTON, 22MM, ROUND, PLASTIC, RED, FLAT BUTTON, MOMENTARY CONTACT TYPE, WITH H | 32.85
3SU1103-0AB30-1BA0 | ILLUMINATED PUSHBUTTON, 22MM, ROUND, PLASTIC, YELLOW, FLAT BUTTON, MOMENTARY CONTACT TYPE, WIT | 24.59
3SU1103-0AB30-1BA0-ZX90 | ILLUMINATED PUSHBUTTON, 22MM, ROUND, PLASTIC, YELLOW, FLAT BUTTON, MOMENTARY CONTACT TYPE, WIT | 26.77
3SU1102-6AA60-3AA0 | INDICATOR LIGHT, 22MM, ROUND, PLASTIC, WHITE, SMOOTH LENS, WITH HOLDER, LED MODULE, WITH INTE | 13.71
3SU1102-6AA60-3AA0-ZY10 | INDICATOR LIGHT, 22MM, ROUND, PLASTIC, WHITE, SMOOTH LENS, WITH HOLDER, LED MODULE, WITH INTE | 18.1
3SU1102-6AA70-1AA0-ZX90 | INDICATOR LIGHT, 22MM, ROUND, PLASTIC, CLEAR, SMOOTH LENS, WITH HOLDER, LED MODULE, WITH INTE | 14.68
3SU1102-6AA70-1AA0-ZY11 | INDICATOR LIGHT, 22MM, ROUND, PLASTIC, CLEAR, SMOOTH LENS, WITH HOLDER, LED MODULE, WITH INTE | 17.84
3SU1102-6AA70-3AA0-ZY10 | INDICATOR LIGHT, 22MM, ROUND, PLASTIC, CLEAR, SMOOTH LENS, WITH HOLDER, LED MODULE, WITH INTE | 18.1
3SU1102-6AA70-3AA0-ZY12 | INDICATOR LIGHT, 22MM, ROUND, PLASTIC, CLEAR, SMOOTH LENS, WITH HOLDER, LED MODULE, WITH INTE | 18.1
3SU1103-0AB20-1CA0-ZX90 | ILLUMINATED PUSHBUTTON, 22MM, ROUND, PLASTIC, RED, FLAT BUTTON, MOMENTARY CONTACT TYPE, WITH H | 26.77
3SU1103-0AB20-1CA0-ZY11 | ILLUMINATED PUSHBUTTON, 22MM, ROUND, PLASTIC, RED, FLAT BUTTON, MOMENTARY CONTACT TYPE, WITH H | 29.95
3SU1103-0AB20-1FA0-ZY10 | ILLUMINATED PUSHBUTTON, 22MM, ROUND, PLASTIC, RED, FLAT BUTTON, MOMENTARY CONTACT TYPE, WITH H | 32.92
3SU1103-0AB20-1FA0-ZY12 | ILLUMINATED PUSHBUTTON, 22MM, ROUND, PLASTIC, RED, FLAT BUTTON, MOMENTARY CONTACT TYPE, WITH H | 32.92
3SU1103-0AB20-3CA0-ZY11 | ILLUMINATED PUSHBUTTON, 22MM, ROUND, PLASTIC, RED, FLAT BUTTON, MOMENTARY CONTACT TYPE, WITH H | 31.39
3SU1103-0AB20-3CA0-ZY13 | ILLUMINATED PUSHBUTTON, 22MM, ROUND, PLASTIC, RED, FLAT BUTTON, MOMENTARY CONTACT TYPE, WITH H | 31.39
3SU1103-0AB20-3FA0-ZY10 | ILLUMINATED PUSHBUTTON, 22MM, ROUND, PLASTIC, RED, FLAT BUTTON, MOMENTARY CONTACT TYPE, WITH H | 34.75
3SU1103-0AB20-3FA0-ZY12 | ILLUMINATED PUSHBUTTON, 22MM, ROUND, PLASTIC, RED, FLAT BUTTON, MOMENTARY CONTACT TYPE, WITH H | 34.75
3SU1103-0AB30-1BA0-ZY11 | ILLUMINATED PUSHBUTTON, 22MM, ROUND, PLASTIC, YELLOW, FLAT BUTTON, MOMENTARY CONTACT TYPE, WIT | 29.95
3SU1103-0AB30-1BA0-ZY13 | ILLUMINATED PUSHBUTTON, 22MM, ROUND, PLASTIC, YELLOW, FLAT BUTTON, MOMENTARY CONTACT TYPE, WIT | 29.95
3SU1103-0AB30-1FA0-ZY12 | ILLUMINATED PUSHBUTTON, 22MM, ROUND, PLASTIC, YELLOW, FLAT BUTTON, MOMENTARY CONTACT TYPE, WIT | 32.92
3SU1103-0AB30-1FA0-ZY15 | ILLUMINATED PUSHBUTTON, 22MM, ROUND, PLASTIC, YELLOW, FLAT BUTTON, MOMENTARY CONTACT TYPE, WIT | 32.92
3SU1103-0AB30-3FA0-ZY11 | ILLUMINATED PUSHBUTTON, 22MM, ROUND, PLASTIC, YELLOW, FLAT BUTTON, MOMENTARY CONTACT TYPE, WIT | 34.75
3SU1103-0AB30-3FA0-ZY13 | ILLUMINATED PUSHBUTTON, 22MM, ROUND, PLASTIC, YELLOW, FLAT BUTTON, MOMENTARY CONTACT TYPE, WIT | 34.75
3SU1103-0AB40-1BA0-ZY12 | ILLUMINATED PUSHBUTTON, 22MM, ROUND, PLASTIC, GREEN, FLAT BUTTON, MOMENTARY CONTACT TYPE, WITH | 29.95
3SU1103-0AB40-1BA0-ZY15 | ILLUMINATED PUSHBUTTON, 22MM, ROUND, PLASTIC, GREEN, FLAT BUTTON, MOMENTARY CONTACT TYPE, WITH | 29.95
3SU1103-0AB40-1FA0-ZY13 | ILLUMINATED PUSHBUTTON, 22MM, ROUND, PLASTIC, GREEN, FLAT BUTTON, MOMENTARY CONTACT TYPE, WITH | 32.92
3SU1103-0AB40-1FA0-ZY19 | ILLUMINATED PUSHBUTTON, 22MM, ROUND, PLASTIC, GREEN, FLAT BUTTON, MOMENTARY CONTACT TYPE, WITH | 31.02
3SU1103-0AB40-3BA0-ZY12 | ILLUMINATED PUSHBUTTON, 22MM, ROUND, PLASTIC, GREEN, FLAT BUTTON, MOMENTARY CONTACT TYPE, WITH | 31.39
3SU1103-0AB40-3BA0-ZY15 | ILLUMINATED PUSHBUTTON, 22MM, ROUND, PLASTIC, GREEN, FLAT BUTTON, MOMENTARY CONTACT TYPE, WITH | 31.39
3SU1103-0AB40-3FA0-ZY13 | ILLUMINATED PUSHBUTTON, 22MM, ROUND, PLASTIC, GREEN, FLAT BUTTON, MOMENTARY CONTACT TYPE, WITH | 34.75
3SU1103-0AB40-3FA0-ZY19 | ILLUMINATED PUSHBUTTON, 22MM, ROUND, PLASTIC, GREEN, FLAT BUTTON, MOMENTARY CONTACT TYPE, WITH | 32.85
3SU1103-0AB50-1BA0-ZY15 | ILLUMINATED PUSHBUTTON, 22MM, ROUND, PLASTIC, BLUE, FLAT BUTTON, MOMENTARY CONTACT TYPE, WITH | 29.95
3SU1102-0AB70-3BA0-ZY19 | ILLUMINATED PUSHBUTTON, 22MM, ROUND, PLASTIC, CLEAR, FLAT BUTTON, MOMENTARY CONTACT TYPE, WITH | 23.55
3SU1102-0AB70-3FA0-ZY15 | ILLUMINATED PUSHBUTTON, 22MM, ROUND, PLASTIC, CLEAR, FLAT BUTTON, MOMENTARY CONTACT TYPE, WITH | 28.8
3SU1102-6AA20-1AA0 | INDICATOR LIGHT, 22MM, ROUND, PLASTIC, RED, SMOOTH LENS, WITH HOLDER, LED MODULE, WITH INTEGR | 13.48
3SU1102-6AA20-1AA0-ZY13 | INDICATOR LIGHT, 22MM, ROUND, PLASTIC, RED, SMOOTH LENS, WITH HOLDER, LED MODULE, WITH INTEGR | 17.84
3SU1102-6AA20-1AA0-ZY19 | INDICATOR LIGHT, 22MM, ROUND, PLASTIC, RED, SMOOTH LENS, WITH HOLDER, LED MODULE, WITH INTEGR | 15.95
3SU1102-6AA20-3AA0-ZY15 | INDICATOR LIGHT, 22MM, ROUND, PLASTIC, RED, SMOOTH LENS, WITH HOLDER, LED MODULE, WITH INTEGR | 18.1
3SU1102-6AA30-1AA0 | INDICATOR LIGHT, 22MM, ROUND, PLASTIC, YELLOW, SMOOTH LENS, WITH HOLDER, LED MODULE, WITH INT | 13.48
3SU1102-6AA30-1AA0-ZY19 | INDICATOR LIGHT, 22MM, ROUND, PLASTIC, YELLOW, SMOOTH LENS, WITH HOLDER, LED MODULE, WITH INT | 15.95
3SU1102-6AA30-3AA0-ZX90 | INDICATOR LIGHT, 22MM, ROUND, PLASTIC, YELLOW, SMOOTH LENS, WITH HOLDER, LED MODULE, WITH INT | 14.94
3SU1102-6AA30-3AA0-ZY15 | INDICATOR LIGHT, 22MM, ROUND, PLASTIC, YELLOW, SMOOTH LENS, WITH HOLDER, LED MODULE, WITH INT | 18.1
3SU1102-6AA40-1AA0 | INDICATOR LIGHT, 22MM, ROUND, PLASTIC, GREEN, SMOOTH LENS, WITH HOLDER, LED MODULE, WITH INTE | 13.48
3SU1102-6AA40-1AA0-ZY19 | INDICATOR LIGHT, 22MM, ROUND, PLASTIC, GREEN, SMOOTH LENS, WITH HOLDER, LED MODULE, WITH INTE | 15.95
3SU1102-6AA40-3AA0-ZX90 | INDICATOR LIGHT, 22MM, ROUND, PLASTIC, GREEN, SMOOTH LENS, WITH HOLDER, LED MODULE, WITH INTE | 14.94
3SU1102-6AA50-1AA0 | INDICATOR LIGHT, 22MM, ROUND, PLASTIC, BLUE, SMOOTH LENS, WITH HOLDER, LED MODULE, WITH INTEG | 13.48
3SU1102-6AA50-1AA0-ZY10 | INDICATOR LIGHT, 22MM, ROUND, PLASTIC, BLUE, SMOOTH LENS, WITH HOLDER, LED MODULE, WITH INTEG | 17.84
3SU1102-6AA50-1AA0-ZY19 | INDICATOR LIGHT, 22MM, ROUND, PLASTIC, BLUE, SMOOTH LENS, WITH HOLDER, LED MODULE, WITH INTEG | 15.95
3SU1102-6AA50-3AA0-ZX90 | INDICATOR LIGHT, 22MM, ROUND, PLASTIC, BLUE, SMOOTH LENS, WITH HOLDER, LED MODULE, WITH INTEG | 14.94
3SU1102-6AA60-1AA0 | INDICATOR LIGHT, 22MM, ROUND, PLASTIC, WHITE, SMOOTH LENS, WITH HOLDER, LED MODULE, WITH INTE | 13.48
3SU1102-6AA60-1AA0-ZY10 | INDICATOR LIGHT, 22MM, ROUND, PLASTIC, WHITE, SMOOTH LENS, WITH HOLDER, LED MODULE, WITH INTE | 17.84
3SU1102-6AA60-3AA0-ZX90 | INDICATOR LIGHT, 22MM, ROUND, PLASTIC, WHITE, SMOOTH LENS, WITH HOLDER, LED MODULE, WITH INTE | 14.94
3SU1102-6AA60-3AA0-ZY11 | INDICATOR LIGHT, 22MM, ROUND, PLASTIC, WHITE, SMOOTH LENS, WITH HOLDER, LED MODULE, WITH INTE | 18.1
3SU1102-6AA70-1AA0 | INDICATOR LIGHT, 22MM, ROUND, PLASTIC, CLEAR, SMOOTH LENS, WITH HOLDER, LED MODULE, WITH INTE | 13.48
3SU1102-6AA70-1AA0-ZY10 | INDICATOR LIGHT, 22MM, ROUND, PLASTIC, CLEAR, SMOOTH LENS, WITH HOLDER, LED MODULE, WITH INTE | 17.84
3SU1102-6AA70-3AA0-ZX90 | INDICATOR LIGHT, 22MM, ROUND, PLASTIC, CLEAR, SMOOTH LENS, WITH HOLDER, LED MODULE, WITH INTE | 14.94
3SU1102-6AA70-3AA0-ZY11 | INDICATOR LIGHT, 22MM, ROUND, PLASTIC, CLEAR, SMOOTH LENS, WITH HOLDER, LED MODULE, WITH INTE | 18.1
3SU1103-0AB20-1CA0-ZY10 | ILLUMINATED PUSHBUTTON, 22MM, ROUND, PLASTIC, RED, FLAT BUTTON, MOMENTARY CONTACT TYPE, WITH H | 29.95
3SU1103-0AB20-1CA0-ZY12 | ILLUMINATED PUSHBUTTON, 22MM, ROUND, PLASTIC, RED, FLAT BUTTON, MOMENTARY CONTACT TYPE, WITH H | 29.95
3SU1103-0AB20-1FA0-ZX90 | ILLUMINATED PUSHBUTTON, 22MM, ROUND, PLASTIC, RED, FLAT BUTTON, MOMENTARY CONTACT TYPE, WITH H | 29.76
3SU1103-0AB20-1FA0-ZY11 | ILLUMINATED PUSHBUTTON, 22MM, ROUND, PLASTIC, RED, FLAT BUTTON, MOMENTARY CONTACT TYPE, WITH H | 32.92
3SU1103-0AB20-1FA0-ZY13 | ILLUMINATED PUSHBUTTON, 22MM, ROUND, PLASTIC, RED, FLAT BUTTON, MOMENTARY CONTACT TYPE, WITH H | 32.92
3SU1102-6AA30-1AA0-ZY10 | INDICATOR LIGHT, 22MM, ROUND, PLASTIC, YELLOW, SMOOTH LENS, WITH HOLDER, LED MODULE, WITH INT | 17.84
3SU1102-6AA30-1AA0-ZY11 | INDICATOR LIGHT, 22MM, ROUND, PLASTIC, YELLOW, SMOOTH LENS, WITH HOLDER, LED MODULE, WITH INT | 17.84
3SU1102-6AA30-1AA0-ZY12 | INDICATOR LIGHT, 22MM, ROUND, PLASTIC, YELLOW, SMOOTH LENS, WITH HOLDER, LED MODULE, WITH INT | 17.84
3SU1102-6AA30-1AA0-ZY13 | INDICATOR LIGHT, 22MM, ROUND, PLASTIC, YELLOW, SMOOTH LENS, WITH HOLDER, LED MODULE, WITH INT | 17.84
3SU1102-6AA40-1AA0-ZY10 | INDICATOR LIGHT, 22MM, ROUND, PLASTIC, GREEN, SMOOTH LENS, WITH HOLDER, LED MODULE, WITH INTE | 17.84
3SU1102-6AA40-1AA0-ZY11 | INDICATOR LIGHT, 22MM, ROUND, PLASTIC, GREEN, SMOOTH LENS, WITH HOLDER, LED MODULE, WITH INTE | 17.84
3SU1102-6AA40-1AA0-ZY12 | INDICATOR LIGHT, 22MM, ROUND, PLASTIC, GREEN, SMOOTH LENS, WITH HOLDER, LED MODULE, WITH INTE | 17.84
3SU1102-6AA40-1AA0-ZY13 | INDICATOR LIGHT, 22MM, ROUND, PLASTIC, GREEN, SMOOTH LENS, WITH HOLDER, LED MODULE, WITH INTE | 17.84
3SU1102-6AA40-1AA0-ZY15 | INDICATOR LIGHT, 22MM, ROUND, PLASTIC, GREEN, SMOOTH LENS, WITH HOLDER, LED MODULE, WITH INTE | 17.84
3SU1102-6AA50-1AA0-ZY11 | INDICATOR LIGHT, 22MM, ROUND, PLASTIC, BLUE, SMOOTH LENS, WITH HOLDER, LED MODULE, WITH INTEG | 17.84
3SU1102-6AA50-1AA0-ZY12 | INDICATOR LIGHT, 22MM, ROUND, PLASTIC, BLUE, SMOOTH LENS, WITH HOLDER, LED MODULE, WITH INTEG | 17.84
3SU1102-6AA50-1AA0-ZY13 | INDICATOR LIGHT, 22MM, ROUND, PLASTIC, BLUE, SMOOTH LENS, WITH HOLDER, LED MODULE, WITH INTEG | 17.84
3SU1102-6AA50-1AA0-ZY15 | INDICATOR LIGHT, 22MM, ROUND, PLASTIC, BLUE, SMOOTH LENS, WITH HOLDER, LED MODULE, WITH INTEG | 17.84
3SU1102-6AA60-1AA0-ZY12 | INDICATOR LIGHT, 22MM, ROUND, PLASTIC, WHITE, SMOOTH LENS, WITH HOLDER, LED MODULE, WITH INTE | 17.84
3SU1102-6AA60-1AA0-ZY13 | INDICATOR LIGHT, 22MM, ROUND, PLASTIC, WHITE, SMOOTH LENS, WITH HOLDER, LED MODULE, WITH INTE | 17.84
3SU1102-6AA60-1AA0-ZY15 | INDICATOR LIGHT, 22MM, ROUND, PLASTIC, WHITE, SMOOTH LENS, WITH HOLDER, LED MODULE, WITH INTE | 17.84
3SU1102-6AA60-1AA0-ZY19 | INDICATOR LIGHT, 22MM, ROUND, PLASTIC, WHITE, SMOOTH LENS, WITH HOLDER, LED MODULE, WITH INTE | 15.95
3SU1102-6AA70-1AA0-ZY12 | INDICATOR LIGHT, 22MM, ROUND, PLASTIC, CLEAR, SMOOTH LENS, WITH HOLDER, LED MODULE, WITH INTE | 17.84
3SU1102-6AA70-1AA0-ZY13 | INDICATOR LIGHT, 22MM, ROUND, PLASTIC, CLEAR, SMOOTH LENS, WITH HOLDER, LED MODULE, WITH INTE | 17.84
3SU1102-6AA70-1AA0-ZY15 | INDICATOR LIGHT, 22MM, ROUND, PLASTIC, CLEAR, SMOOTH LENS, WITH HOLDER, LED MODULE, WITH INTE | 17.84
3SU1102-6AA70-1AA0-ZY19 | INDICATOR LIGHT, 22MM, ROUND, PLASTIC, CLEAR, SMOOTH LENS, WITH HOLDER, LED MODULE, WITH INTE | 15.95
3SU1102-6AA70-3AA0 | INDICATOR LIGHT, 22MM, ROUND, PLASTIC, CLEAR, SMOOTH LENS, WITH HOLDER, LED MODULE, WITH INTE | 13.71
3SU1103-0AB20-1CA0-ZY13 | ILLUMINATED PUSHBUTTON, 22MM, ROUND, PLASTIC, RED, FLAT BUTTON, MOMENTARY CONTACT TYPE, WITH H | 29.95
3SU1103-0AB20-1CA0-ZY15 | ILLUMINATED PUSHBUTTON, 22MM, ROUND, PLASTIC, RED, FLAT BUTTON, MOMENTARY CONTACT TYPE, WITH H | 29.95
3SU1103-0AB20-1CA0-ZY19 | ILLUMINATED PUSHBUTTON, 22MM, ROUND, PLASTIC, RED, FLAT BUTTON, MOMENTARY CONTACT TYPE, WITH H | 28.04
3SU1103-0AB20-1FA0 | ILLUMINATED PUSHBUTTON, 22MM, ROUND, PLASTIC, RED, FLAT BUTTON, MOMENTARY CONTACT TYPE, WITH H | 27.34
3SU1103-0AB20-3CA0-ZY15 | ILLUMINATED PUSHBUTTON, 22MM, ROUND, PLASTIC, RED, FLAT BUTTON, MOMENTARY CONTACT TYPE, WITH H | 31.39
3SU1103-0AB20-3CA0-ZY19 | ILLUMINATED PUSHBUTTON, 22MM, ROUND, PLASTIC, RED, FLAT BUTTON, MOMENTARY CONTACT TYPE, WITH H | 29.5
3SU1103-0AB20-3FA0 | ILLUMINATED PUSHBUTTON, 22MM, ROUND, PLASTIC, RED, FLAT BUTTON, MOMENTARY CONTACT TYPE, WITH H | 28.99
3SU1103-0AB30-1FA0-ZY19 | ILLUMINATED PUSHBUTTON, 22MM, ROUND, PLASTIC, YELLOW, FLAT BUTTON, MOMENTARY CONTACT TYPE, WIT | 31.02
3SU1103-0AB30-3FA0 | ILLUMINATED PUSHBUTTON, 22MM, ROUND, PLASTIC, YELLOW, FLAT BUTTON, MOMENTARY CONTACT TYPE, WIT | 28.99
3SU1103-0AB30-3FA0-ZX90 | ILLUMINATED PUSHBUTTON, 22MM, ROUND, PLASTIC, YELLOW, FLAT BUTTON, MOMENTARY CONTACT TYPE, WIT | 31.59
3SU1103-0AB30-3FA0-ZY10 | ILLUMINATED PUSHBUTTON, 22MM, ROUND, PLASTIC, YELLOW, FLAT BUTTON, MOMENTARY CONTACT TYPE, WIT | 34.75
3SU1103-0AB40-1FA0 | ILLUMINATED PUSHBUTTON, 22MM, ROUND, PLASTIC, GREEN, FLAT BUTTON, MOMENTARY CONTACT TYPE, WITH | 27.34
3SU1103-0AB40-1FA0-ZX90 | ILLUMINATED PUSHBUTTON, 22MM, ROUND, PLASTIC, GREEN, FLAT BUTTON, MOMENTARY CONTACT TYPE, WITH | 29.76
3SU1103-0AB40-1FA0-ZY10 | ILLUMINATED PUSHBUTTON, 22MM, ROUND, PLASTIC, GREEN, FLAT BUTTON, MOMENTARY CONTACT TYPE, WITH | 32.92
3SU1103-0AB40-1FA0-ZY11 | ILLUMINATED PUSHBUTTON, 22MM, ROUND, PLASTIC, GREEN, FLAT BUTTON, MOMENTARY CONTACT TYPE, WITH | 32.92
3SU1103-0AB40-3FA0 | ILLUMINATED PUSHBUTTON, 22MM, ROUND, PLASTIC, GREEN, FLAT BUTTON, MOMENTARY CONTACT TYPE, WITH | 28.99
3SU1103-0AB40-3FA0-ZX90 | ILLUMINATED PUSHBUTTON, 22MM, ROUND, PLASTIC, GREEN, FLAT BUTTON, MOMENTARY CONTACT TYPE, WITH | 31.59
3SU1103-0AB40-3FA0-ZY10 | ILLUMINATED PUSHBUTTON, 22MM, ROUND, PLASTIC, GREEN, FLAT BUTTON, MOMENTARY CONTACT TYPE, WITH | 34.75
3SU1103-0AB40-3FA0-ZY11 | ILLUMINATED PUSHBUTTON, 22MM, ROUND, PLASTIC, GREEN, FLAT BUTTON, MOMENTARY CONTACT TYPE, WITH | 34.75
3SU1103-0AB40-3FA0-ZY12 | ILLUMINATED PUSHBUTTON, 22MM, ROUND, PLASTIC, GREEN, FLAT BUTTON, MOMENTARY CONTACT TYPE, WITH | 34.75
3SU1103-0AB50-1FA0-ZX90 | ILLUMINATED PUSHBUTTON, 22MM, ROUND, PLASTIC, BLUE, FLAT BUTTON, MOMENTARY CONTACT TYPE, WITH | 29.76
3SU1103-0AB50-1FA0-ZY10 | ILLUMINATED PUSHBUTTON, 22MM, ROUND, PLASTIC, BLUE, FLAT BUTTON, MOMENTARY CONTACT TYPE, WITH | 32.92
3SU1103-0AB50-1FA0-ZY11 | ILLUMINATED PUSHBUTTON, 22MM, ROUND, PLASTIC, BLUE, FLAT BUTTON, MOMENTARY CONTACT TYPE, WITH | 32.92
3SU1103-0AB50-1FA0-ZY12 | ILLUMINATED PUSHBUTTON, 22MM, ROUND, PLASTIC, BLUE, FLAT BUTTON, MOMENTARY CONTACT TYPE, WITH | 32.92
3SU1103-0AB60-1BA0-ZY10 | ILLUMINATED PUSHBUTTON, 22MM, ROUND, PLASTIC, WHITE, FLAT BUTTON, MOMENTARY CONTACT TYPE, WITH | 29.95
3SU1103-0AB60-1BA0-ZY11 | ILLUMINATED PUSHBUTTON, 22MM, ROUND, PLASTIC, WHITE, FLAT BUTTON, MOMENTARY CONTACT TYPE, WITH | 29.95
3SU1103-0AB60-1BA0-ZY12 | ILLUMINATED PUSHBUTTON, 22MM, ROUND, PLASTIC, WHITE, FLAT BUTTON, MOMENTARY CONTACT TYPE, WITH | 29.95
3SU1103-0AB60-1BA0-ZY13 | ILLUMINATED PUSHBUTTON, 22MM, ROUND, PLASTIC, WHITE, FLAT BUTTON, MOMENTARY CONTACT TYPE, WITH | 29.95
3SU1103-0AB60-3BA0-ZY11 | ILLUMINATED PUSHBUTTON, 22MM, ROUND, PLASTIC, WHITE, FLAT BUTTON, MOMENTARY CONTACT TYPE, WITH | 31.39
3SU1103-0AB60-3BA0-ZY12 | ILLUMINATED PUSHBUTTON, 22MM, ROUND, PLASTIC, WHITE, FLAT BUTTON, MOMENTARY CONTACT TYPE, WITH | 31.39
3SU1100-2BL60-3LA0-ZY19 | SELECTOR SWITCH, CAN BE ILLUM., 22MM, ROUND, PLASTIC, BLACK, WHITE, SHORT SELECTOR SWITCH, 3 SW | 30.7
3SU1100-2BL60-3NA0 | SELECTOR SWITCH, CAN BE ILLUM., 22MM, ROUND, PLASTIC, BLACK, WHITE, SHORT SELECTOR SWITCH, 3 SW | 20.81
3SU1100-2BM60-1LA0-ZY15 | SELECTOR SWITCH, CAN BE ILLUM., 22MM, ROUND, PLASTIC, BLACK, WHITE, SHORT SELECTOR SWITCH, 3 SW | 31.46
3SU1100-2BM60-1LA0-ZY19 | SELECTOR SWITCH, CAN BE ILLUM., 22MM, ROUND, PLASTIC, BLACK, WHITE, SHORT SELECTOR SWITCH, 3 SW | 29.56
3SU1100-2BM60-1NA0 | SELECTOR SWITCH, CAN BE ILLUM., 22MM, ROUND, PLASTIC, BLACK, WHITE, SHORT SELECTOR SWITCH, 3 SW | 20.63
3SU1100-2BM60-3LA0-ZY15 | SELECTOR SWITCH, CAN BE ILLUM., 22MM, ROUND, PLASTIC, BLACK, WHITE, SHORT SELECTOR SWITCH, 3 SW | 32.61
3SU1103-0AB50-1FA0 | ILLUMINATED PUSHBUTTON, 22MM, ROUND, PLASTIC, BLUE, FLAT BUTTON, MOMENTARY CONTACT TYPE, WITH | 27.34
3SU1103-0AB50-1FA0-ZY13 | ILLUMINATED PUSHBUTTON, 22MM, ROUND, PLASTIC, BLUE, FLAT BUTTON, MOMENTARY CONTACT TYPE, WITH | 32.92
3SU1103-0AB50-1FA0-ZY19 | ILLUMINATED PUSHBUTTON, 22MM, ROUND, PLASTIC, BLUE, FLAT BUTTON, MOMENTARY CONTACT TYPE, WITH | 31.02
3SU1103-0AB50-3FA0-ZY15 | ILLUMINATED PUSHBUTTON, 22MM, ROUND, PLASTIC, BLUE, FLAT BUTTON, MOMENTARY CONTACT TYPE, WITH | 34.75
3SU1103-0AB60-1BA0 | ILLUMINATED PUSHBUTTON, 22MM, ROUND, PLASTIC, WHITE, FLAT BUTTON, MOMENTARY CONTACT TYPE, WITH | 24.59
3SU1103-0AB60-1BA0-ZY19 | ILLUMINATED PUSHBUTTON, 22MM, ROUND, PLASTIC, WHITE, FLAT BUTTON, MOMENTARY CONTACT TYPE, WITH | 28.04
3SU1103-0AB60-1FA0-ZX90 | ILLUMINATED PUSHBUTTON, 22MM, ROUND, PLASTIC, WHITE, FLAT BUTTON, MOMENTARY CONTACT TYPE, WITH | 29.76
3SU1103-0AB60-1FA0-ZY15 | ILLUMINATED PUSHBUTTON, 22MM, ROUND, PLASTIC, WHITE, FLAT BUTTON, MOMENTARY CONTACT TYPE, WITH | 32.92
3SU1103-0AB60-3BA0 | ILLUMINATED PUSHBUTTON, 22MM, ROUND, PLASTIC, WHITE, FLAT BUTTON, MOMENTARY CONTACT TYPE, WITH | 25.91
3SU1103-0AB60-3BA0-ZY10 | ILLUMINATED PUSHBUTTON, 22MM, ROUND, PLASTIC, WHITE, FLAT BUTTON, MOMENTARY CONTACT TYPE, WITH | 31.39
3SU1100-2BL60-3NA0-ZX90 | SELECTOR SWITCH, CAN BE ILLUM., 22MM, ROUND, PLASTIC, BLACK, WHITE, SHORT SELECTOR SWITCH, 3 SW | 22.66
3SU1100-2BL60-3NA0-ZY11 | SELECTOR SWITCH, CAN BE ILLUM., 22MM, ROUND, PLASTIC, BLACK, WHITE, SHORT SELECTOR SWITCH, 3 SW | 25.83
3SU1100-2BM60-1LA0-ZY10 | SELECTOR SWITCH, CAN BE ILLUM., 22MM, ROUND, PLASTIC, BLACK, WHITE, SHORT SELECTOR SWITCH, 3 SW | 31.46
3SU1100-2BM60-1LA0-ZY12 | SELECTOR SWITCH, CAN BE ILLUM., 22MM, ROUND, PLASTIC, BLACK, WHITE, SHORT SELECTOR SWITCH, 3 SW | 31.46
3SU1100-2BM60-1NA0-ZX90 | SELECTOR SWITCH, CAN BE ILLUM., 22MM, ROUND, PLASTIC, BLACK, WHITE, SHORT SELECTOR SWITCH, 3 SW | 22.48
3SU1100-2BM60-1NA0-ZY11 | SELECTOR SWITCH, CAN BE ILLUM., 22MM, ROUND, PLASTIC, BLACK, WHITE, SHORT SELECTOR SWITCH, 3 SW | 25.64
3SU1100-2BM60-3LA0-ZY10 | SELECTOR SWITCH, CAN BE ILLUM., 22MM, ROUND, PLASTIC, BLACK, WHITE, SHORT SELECTOR SWITCH, 3 SW | 32.61
3SU1100-2BM60-3LA0-ZY12 | SELECTOR SWITCH, CAN BE ILLUM., 22MM, ROUND, PLASTIC, BLACK, WHITE, SHORT SELECTOR SWITCH, 3 SW | 32.61
3SU1100-2BM60-3NA0-ZY11 | SELECTOR SWITCH, CAN BE ILLUM., 22MM, ROUND, PLASTIC, BLACK, WHITE, SHORT SELECTOR SWITCH, 3 SW | 25.83
3SU1100-4BF11-1BA0-ZY11 | RONIS KEY-OPERATED SWITCH, 22MM, ROUND, PLASTIC, LOCK NO. SB30, WITH 2 KEYS, 2 SWITCH POSITIONS | 34.94
3SU1100-4BF11-1FA0-ZY11 | RONIS KEY-OPERATED SWITCH, 22MM, ROUND, PLASTIC, LOCK NO. SB30, WITH 2 KEYS, 2 SWITCH POSITIONS | 37.86
3SU1100-4BF11-3BA0-ZY11 | RONIS KEY-OPERATED SWITCH, 22MM, ROUND, PLASTIC, LOCK NO. SB30, WITH 2 KEYS, 2 SWITCH POSITIONS | 35.07
3SU1100-4BF11-3FA0-ZY11 | RONIS KEY-OPERATED SWITCH, 22MM, ROUND, PLASTIC, LOCK NO. SB30, WITH 2 KEYS, 2 SWITCH POSITIONS | 38.49
3SU1001-3BB61-0AA0 | ILLUMINATED TWIN PUSHBUTTON, 22MM, ROUND, PLASTIC, WHITE, BLACK, FLAT AND RAISED BUTTONS | 9.01
3SU1001-3BB61-0AA0-ZY10 | ILLUMINATED TWIN PUSHBUTTON, 22MM, ROUND, PLASTIC, WHITE, BLACK, FLAT AND RAISED BUTTONS, WITH | 12.98
3SU1001-3BB61-0AK0-ZX90 | ILLUMINATED TWIN PUSHBUTTON, 22MM, ROUND, PLASTIC, WHITE: I, BLACK: O, FLAT AND RAISED BUTTONS, | 10.7
3SU1001-6AA00-0AA0-ZX90 | INDICATOR LIGHT, 22MM, ROUND, PLASTIC, AMBER, SMOOTH LENS, Z = 50X PACK | 3.61
3SU1001-6AA20-0AA0 | INDICATOR LIGHT, 22MM, ROUND, PLASTIC, RED, SMOOTH LENS | 3.29
3SU1001-6AA20-0AA0-ZY10 | INDICATOR LIGHT, 22MM, ROUND, PLASTIC, RED, SMOOTH LENS, WITH LASER INSCRIPTION, UPPER AND LOW | 6.77
3SU1001-6AA20-0AA0-ZY19 | INDICATOR LIGHT, 22MM, ROUND, PLASTIC, RED, SMOOTH LENS, WITH LASER INSCRIPTION, INSCRIPTION O | 4.88
3SU1103-0AB20-3CA0-ZY10 | ILLUMINATED PUSHBUTTON, 22MM, ROUND, PLASTIC, RED, FLAT BUTTON, MOMENTARY CONTACT TYPE, WITH H | 31.39
3SU1103-0AB20-3CA0-ZY12 | ILLUMINATED PUSHBUTTON, 22MM, ROUND, PLASTIC, RED, FLAT BUTTON, MOMENTARY CONTACT TYPE, WITH H | 31.39
3SU1103-0AB20-3FA0-ZY11 | ILLUMINATED PUSHBUTTON, 22MM, ROUND, PLASTIC, RED, FLAT BUTTON, MOMENTARY CONTACT TYPE, WITH H | 34.75
3SU1103-0AB20-3FA0-ZY13 | ILLUMINATED PUSHBUTTON, 22MM, ROUND, PLASTIC, RED, FLAT BUTTON, MOMENTARY CONTACT TYPE, WITH H | 34.75
3SU1103-0AB30-1BA0-ZY10 | ILLUMINATED PUSHBUTTON, 22MM, ROUND, PLASTIC, YELLOW, FLAT BUTTON, MOMENTARY CONTACT TYPE, WIT | 29.95
3SU1103-0AB30-1BA0-ZY12 | ILLUMINATED PUSHBUTTON, 22MM, ROUND, PLASTIC, YELLOW, FLAT BUTTON, MOMENTARY CONTACT TYPE, WIT | 29.95
3SU1103-0AB30-1BA0-ZY15 | ILLUMINATED PUSHBUTTON, 22MM, ROUND, PLASTIC, YELLOW, FLAT BUTTON, MOMENTARY CONTACT TYPE, WIT | 29.95
3SU1103-0AB30-1FA0-ZY11 | ILLUMINATED PUSHBUTTON, 22MM, ROUND, PLASTIC, YELLOW, FLAT BUTTON, MOMENTARY CONTACT TYPE, WIT | 32.92
3SU1103-0AB30-1FA0-ZY13 | ILLUMINATED PUSHBUTTON, 22MM, ROUND, PLASTIC, YELLOW, FLAT BUTTON, MOMENTARY CONTACT TYPE, WIT | 32.92
3SU1103-0AB30-3FA0-ZY12 | ILLUMINATED PUSHBUTTON, 22MM, ROUND, PLASTIC, YELLOW, FLAT BUTTON, MOMENTARY CONTACT TYPE, WIT | 34.75
3SU1103-0AB30-3FA0-ZY15 | ILLUMINATED PUSHBUTTON, 22MM, ROUND, PLASTIC, YELLOW, FLAT BUTTON, MOMENTARY CONTACT TYPE, WIT | 34.75
3SU1103-0AB40-1BA0-ZY13 | ILLUMINATED PUSHBUTTON, 22MM, ROUND, PLASTIC, GREEN, FLAT BUTTON, MOMENTARY CONTACT TYPE, WITH | 29.95
3SU1103-0AB40-1BA0-ZY19 | ILLUMINATED PUSHBUTTON, 22MM, ROUND, PLASTIC, GREEN, FLAT BUTTON, MOMENTARY CONTACT TYPE, WITH | 28.04
3SU1103-0AB40-1FA0-ZY12 | ILLUMINATED PUSHBUTTON, 22MM, ROUND, PLASTIC, GREEN, FLAT BUTTON, MOMENTARY CONTACT TYPE, WITH | 32.92
3SU1103-0AB40-1FA0-ZY15 | ILLUMINATED PUSHBUTTON, 22MM, ROUND, PLASTIC, GREEN, FLAT BUTTON, MOMENTARY CONTACT TYPE, WITH | 32.92
3SU1103-0AB40-3BA0-ZY13 | ILLUMINATED PUSHBUTTON, 22MM, ROUND, PLASTIC, GREEN, FLAT BUTTON, MOMENTARY CONTACT TYPE, WITH | 31.39
3SU1103-0AB40-3BA0-ZY19 | ILLUMINATED PUSHBUTTON, 22MM, ROUND, PLASTIC, GREEN, FLAT BUTTON, MOMENTARY CONTACT TYPE, WITH | 29.5
3SU1103-0AB40-3FA0-ZY15 | ILLUMINATED PUSHBUTTON, 22MM, ROUND, PLASTIC, GREEN, FLAT BUTTON, MOMENTARY CONTACT TYPE, WITH | 34.75
3SU1103-0AB50-1BA0 | ILLUMINATED PUSHBUTTON, 22MM, ROUND, PLASTIC, BLUE, FLAT BUTTON, MOMENTARY CONTACT TYPE, WITH | 24.59
3SU1103-0AB50-1BA0-ZY13 | ILLUMINATED PUSHBUTTON, 22MM, ROUND, PLASTIC, BLUE, FLAT BUTTON, MOMENTARY CONTACT TYPE, WITH | 29.95
3SU1103-0AB50-1BA0-ZY19 | ILLUMINATED PUSHBUTTON, 22MM, ROUND, PLASTIC, BLUE, FLAT BUTTON, MOMENTARY CONTACT TYPE, WITH | 28.04
3SU1103-0AB50-1FA0-ZY15 | ILLUMINATED PUSHBUTTON, 22MM, ROUND, PLASTIC, BLUE, FLAT BUTTON, MOMENTARY CONTACT TYPE, WITH | 32.92
3SU1103-0AB50-3FA0 | ILLUMINATED PUSHBUTTON, 22MM, ROUND, PLASTIC, BLUE, FLAT BUTTON, MOMENTARY CONTACT TYPE, WITH | 28.99
3SU1103-0AB50-3FA0-ZY19 | ILLUMINATED PUSHBUTTON, 22MM, ROUND, PLASTIC, BLUE, FLAT BUTTON, MOMENTARY CONTACT TYPE, WITH | 32.85
3SU1103-0AB60-1BA0-ZX90 | ILLUMINATED PUSHBUTTON, 22MM, ROUND, PLASTIC, WHITE, FLAT BUTTON, MOMENTARY CONTACT TYPE, WITH | 26.77
3SU1103-0AB60-1BA0-ZY15 | ILLUMINATED PUSHBUTTON, 22MM, ROUND, PLASTIC, WHITE, FLAT BUTTON, MOMENTARY CONTACT TYPE, WITH | 29.95
3SU1103-0AB60-1FA0 | ILLUMINATED PUSHBUTTON, 22MM, ROUND, PLASTIC, WHITE, FLAT BUTTON, MOMENTARY CONTACT TYPE, WITH | 27.34
3SU1103-0AB60-1FA0-ZY19 | ILLUMINATED PUSHBUTTON, 22MM, ROUND, PLASTIC, WHITE, FLAT BUTTON, MOMENTARY CONTACT TYPE, WITH | 31.02
3SU1103-0AB60-3BA0-ZX90 | ILLUMINATED PUSHBUTTON, 22MM, ROUND, PLASTIC, WHITE, FLAT BUTTON, MOMENTARY CONTACT TYPE, WITH | 28.23
3SU1103-0AB20-3FA0-ZX90 | ILLUMINATED PUSHBUTTON, 22MM, ROUND, PLASTIC, RED, FLAT BUTTON, MOMENTARY CONTACT TYPE, WITH H | 31.59
3SU1103-0AB30-1BA0-ZY19 | ILLUMINATED PUSHBUTTON, 22MM, ROUND, PLASTIC, YELLOW, FLAT BUTTON, MOMENTARY CONTACT TYPE, WIT | 28.04
3SU1103-0AB30-1FA0 | ILLUMINATED PUSHBUTTON, 22MM, ROUND, PLASTIC, YELLOW, FLAT BUTTON, MOMENTARY CONTACT TYPE, WIT | 27.34
3SU1103-0AB30-1FA0-ZX90 | ILLUMINATED PUSHBUTTON, 22MM, ROUND, PLASTIC, YELLOW, FLAT BUTTON, MOMENTARY CONTACT TYPE, WIT | 29.76
3SU1103-0AB30-1FA0-ZY10 | ILLUMINATED PUSHBUTTON, 22MM, ROUND, PLASTIC, YELLOW, FLAT BUTTON, MOMENTARY CONTACT TYPE, WIT | 32.92
3SU1103-0AB30-3FA0-ZY19 | ILLUMINATED PUSHBUTTON, 22MM, ROUND, PLASTIC, YELLOW, FLAT BUTTON, MOMENTARY CONTACT TYPE, WIT | 32.85
3SU1103-0AB40-1BA0 | ILLUMINATED PUSHBUTTON, 22MM, ROUND, PLASTIC, GREEN, FLAT BUTTON, MOMENTARY CONTACT TYPE, WITH | 24.59
3SU1103-0AB40-1BA0-ZX90 | ILLUMINATED PUSHBUTTON, 22MM, ROUND, PLASTIC, GREEN, FLAT BUTTON, MOMENTARY CONTACT TYPE, WITH | 26.77
3SU1103-0AB40-1BA0-ZY10 | ILLUMINATED PUSHBUTTON, 22MM, ROUND, PLASTIC, GREEN, FLAT BUTTON, MOMENTARY CONTACT TYPE, WITH | 29.95
3SU1103-0AB40-1BA0-ZY11 | ILLUMINATED PUSHBUTTON, 22MM, ROUND, PLASTIC, GREEN, FLAT BUTTON, MOMENTARY CONTACT TYPE, WITH | 29.95
3SU1103-0AB40-3BA0 | ILLUMINATED PUSHBUTTON, 22MM, ROUND, PLASTIC, GREEN, FLAT BUTTON, MOMENTARY CONTACT TYPE, WITH | 25.91
3SU1103-0AB40-3BA0-ZX90 | ILLUMINATED PUSHBUTTON, 22MM, ROUND, PLASTIC, GREEN, FLAT BUTTON, MOMENTARY CONTACT TYPE, WITH | 28.23
3SU1103-0AB40-3BA0-ZY10 | ILLUMINATED PUSHBUTTON, 22MM, ROUND, PLASTIC, GREEN, FLAT BUTTON, MOMENTARY CONTACT TYPE, WITH | 31.39
3SU1103-0AB40-3BA0-ZY11 | ILLUMINATED PUSHBUTTON, 22MM, ROUND, PLASTIC, GREEN, FLAT BUTTON, MOMENTARY CONTACT TYPE, WITH | 31.39
3SU1103-0AB50-1BA0-ZX90 | ILLUMINATED PUSHBUTTON, 22MM, ROUND, PLASTIC, BLUE, FLAT BUTTON, MOMENTARY CONTACT TYPE, WITH | 26.77
3SU1103-0AB50-1BA0-ZY10 | ILLUMINATED PUSHBUTTON, 22MM, ROUND, PLASTIC, BLUE, FLAT BUTTON, MOMENTARY CONTACT TYPE, WITH | 29.95
3SU1103-0AB50-1BA0-ZY11 | ILLUMINATED PUSHBUTTON, 22MM, ROUND, PLASTIC, BLUE, FLAT BUTTON, MOMENTARY CONTACT TYPE, WITH | 29.95
3SU1103-0AB50-1BA0-ZY12 | ILLUMINATED PUSHBUTTON, 22MM, ROUND, PLASTIC, BLUE, FLAT BUTTON, MOMENTARY CONTACT TYPE, WITH | 29.95
3SU1103-0AB50-3FA0-ZX90 | ILLUMINATED PUSHBUTTON, 22MM, ROUND, PLASTIC, BLUE, FLAT BUTTON, MOMENTARY CONTACT TYPE, WITH | 31.59
3SU1103-0AB50-3FA0-ZY10 | ILLUMINATED PUSHBUTTON, 22MM, ROUND, PLASTIC, BLUE, FLAT BUTTON, MOMENTARY CONTACT TYPE, WITH | 34.75
3SU1103-0AB50-3FA0-ZY11 | ILLUMINATED PUSHBUTTON, 22MM, ROUND, PLASTIC, BLUE, FLAT BUTTON, MOMENTARY CONTACT TYPE, WITH | 34.75
3SU1103-0AB50-3FA0-ZY12 | ILLUMINATED PUSHBUTTON, 22MM, ROUND, PLASTIC, BLUE, FLAT BUTTON, MOMENTARY CONTACT TYPE, WITH | 34.75
3SU1103-0AB50-3FA0-ZY13 | ILLUMINATED PUSHBUTTON, 22MM, ROUND, PLASTIC, BLUE, FLAT BUTTON, MOMENTARY CONTACT TYPE, WITH | 34.75
3SU1103-0AB60-1FA0-ZY10 | ILLUMINATED PUSHBUTTON, 22MM, ROUND, PLASTIC, WHITE, FLAT BUTTON, MOMENTARY CONTACT TYPE, WITH | 32.92
3SU1103-0AB60-1FA0-ZY11 | ILLUMINATED PUSHBUTTON, 22MM, ROUND, PLASTIC, WHITE, FLAT BUTTON, MOMENTARY CONTACT TYPE, WITH | 32.92
3SU1103-0AB60-1FA0-ZY12 | ILLUMINATED PUSHBUTTON, 22MM, ROUND, PLASTIC, WHITE, FLAT BUTTON, MOMENTARY CONTACT TYPE, WITH | 32.92
3SU1103-0AB60-1FA0-ZY13 | ILLUMINATED PUSHBUTTON, 22MM, ROUND, PLASTIC, WHITE, FLAT BUTTON, MOMENTARY CONTACT TYPE, WITH | 32.92
3SU1100-2BL60-3NA0-ZY15 | SELECTOR SWITCH, CAN BE ILLUM., 22MM, ROUND, PLASTIC, BLACK, WHITE, SHORT SELECTOR SWITCH, 3 SW | 25.83
3SU1100-2BL60-3NA0-ZY19 | SELECTOR SWITCH, CAN BE ILLUM., 22MM, ROUND, PLASTIC, BLACK, WHITE, SHORT SELECTOR SWITCH, 3 SW | 23.92
3SU1100-2BM60-3LA0-ZY19 | SELECTOR SWITCH, CAN BE ILLUM., 22MM, ROUND, PLASTIC, BLACK, WHITE, SHORT SELECTOR SWITCH, 3 SW | 30.7
3SU1100-2BM60-3NA0 | SELECTOR SWITCH, CAN BE ILLUM., 22MM, ROUND, PLASTIC, BLACK, WHITE, SHORT SELECTOR SWITCH, 3 SW | 20.81
3SU1100-2BM60-3NA0-ZX90 | SELECTOR SWITCH, CAN BE ILLUM., 22MM, ROUND, PLASTIC, BLACK, WHITE, SHORT SELECTOR SWITCH, 3 SW | 22.66
3SU1100-4BF11-1BA0-ZY15 | RONIS KEY-OPERATED SWITCH, 22MM, ROUND, PLASTIC, LOCK NO. SB30, WITH 2 KEYS, 2 SWITCH POSITIONS | 34.94
3SU1100-4BF11-1BA0-ZY19 | RONIS KEY-OPERATED SWITCH, 22MM, ROUND, PLASTIC, LOCK NO. SB30, WITH 2 KEYS, 2 SWITCH POSITIONS | 33.05
3SU1100-4BF11-1FA0 | RONIS KEY-OPERATED SWITCH, 22MM, ROUND, PLASTIC, LOCK NO. SB30, WITH 2 KEYS, 2 SWITCH POSITIONS | 31.85
3SU1100-4BF11-1FA0-ZX90 | RONIS KEY-OPERATED SWITCH, 22MM, ROUND, PLASTIC, LOCK NO. SB30, WITH 2 KEYS, 2 SWITCH POSITIONS | 34.68
3SU1100-4BF11-3BA0-ZY12 | RONIS KEY-OPERATED SWITCH, 22MM, ROUND, PLASTIC, LOCK NO. SB30, WITH 2 KEYS, 2 SWITCH POSITIONS | 35.07
3SU1100-4BF11-3BA0-ZY15 | RONIS KEY-OPERATED SWITCH, 22MM, ROUND, PLASTIC, LOCK NO. SB30, WITH 2 KEYS, 2 SWITCH POSITIONS | 35.07
3SU1100-4BF11-3BA0-ZY19 | RONIS KEY-OPERATED SWITCH, 22MM, ROUND, PLASTIC, LOCK NO. SB30, WITH 2 KEYS, 2 SWITCH POSITIONS | 33.18
3SU1100-4BF11-3FA0 | RONIS KEY-OPERATED SWITCH, 22MM, ROUND, PLASTIC, LOCK NO. SB30, WITH 2 KEYS, 2 SWITCH POSITIONS | 32.43
3SU1001-3BB61-0AA0-ZY12 | ILLUMINATED TWIN PUSHBUTTON, 22MM, ROUND, PLASTIC, WHITE, BLACK, FLAT AND RAISED BUTTONS, WITH | 12.98
3SU1001-3BB61-0AA0-ZY13 | ILLUMINATED TWIN PUSHBUTTON, 22MM, ROUND, PLASTIC, WHITE, BLACK, FLAT AND RAISED BUTTONS, WITH | 12.98
3SU1001-3BB61-0AA0-ZY15 | ILLUMINATED TWIN PUSHBUTTON, 22MM, ROUND, PLASTIC, WHITE, BLACK, FLAT AND RAISED BUTTONS, WITH | 12.98
3SU1001-3BB61-0AA0-ZY19 | ILLUMINATED TWIN PUSHBUTTON, 22MM, ROUND, PLASTIC, WHITE, BLACK, FLAT AND RAISED BUTTONS, WITH | 11.09
3SU1001-6AA20-0AA0-ZY11 | INDICATOR LIGHT, 22MM, ROUND, PLASTIC, RED, SMOOTH LENS, WITH LASER INSCRIPTION, UPPER CASE | 6.77
3SU1001-6AA20-0AA0-ZY12 | INDICATOR LIGHT, 22MM, ROUND, PLASTIC, RED, SMOOTH LENS, WITH LASER INSCRIPTION, LOWER CASE | 6.77
3SU1001-6AA20-0AA0-ZY13 | INDICATOR LIGHT, 22MM, ROUND, PLASTIC, RED, SMOOTH LENS, WITH LASER INSCRIPTION, SYMBOL NUMBER | 6.77
3SU1001-6AA20-0AA0-ZY15 | INDICATOR LIGHT, 22MM, ROUND, PLASTIC, RED, SMOOTH LENS, WITH LASER INSCRIPTION, UPPER AND LOW | 6.77
3SU1001-6AA40-0AA0-ZY12 | INDICATOR LIGHT, 22MM, ROUND, PLASTIC, GREEN, SMOOTH LENS, WITH LASER INSCRIPTION, LOWER CASE | 6.77
3SU1001-6AA40-0AA0-ZY13 | INDICATOR LIGHT, 22MM, ROUND, PLASTIC, GREEN, SMOOTH LENS, WITH LASER INSCRIPTION, SYMBOL NUMB | 6.77
3SU1001-6AA40-0AA0-ZY15 | INDICATOR LIGHT, 22MM, ROUND, PLASTIC, GREEN, SMOOTH LENS, WITH LASER INSCRIPTION, UPPER AND L | 6.77
3SU1001-6AA40-0AA0-ZY19 | INDICATOR LIGHT, 22MM, ROUND, PLASTIC, GREEN, SMOOTH LENS, WITH LASER INSCRIPTION, INSCRIPTION | 4.88
3SU1001-6AA60-0AA0-ZY12 | INDICATOR LIGHT, 22MM, ROUND, PLASTIC, WHITE, SMOOTH LENS, WITH LASER INSCRIPTION, LOWER CASE | 6.77
3SU1001-6AA60-0AA0-ZY13 | INDICATOR LIGHT, 22MM, ROUND, PLASTIC, WHITE, SMOOTH LENS, WITH LASER INSCRIPTION, SYMBOL NUMB | 6.77
3SU1001-6AA60-0AA0-ZY15 | INDICATOR LIGHT, 22MM, ROUND, PLASTIC, WHITE, SMOOTH LENS, WITH LASER INSCRIPTION, UPPER AND L | 6.77
3SU1001-6AA60-0AA0-ZY19 | INDICATOR LIGHT, 22MM, ROUND, PLASTIC, WHITE, SMOOTH LENS, WITH LASER INSCRIPTION, INSCRIPTION | 4.88
3SU1002-2AF20-0AA0-ZY15 | SELECTOR SWITCH, CAN BE ILLUM., 22MM, ROUND, PLASTIC, RED, ROTARY KNOB, 2 SWITCH POSITIONS O-I, | 13.16
3SU1002-2AF20-0AA0-ZY19 | SELECTOR SWITCH, CAN BE ILLUM., 22MM, ROUND, PLASTIC, RED, ROTARY KNOB, 2 SWITCH POSITIONS O-I, | 11.26
3SU1001-6AA30-0AA0-ZX90 | INDICATOR LIGHT, 22MM, ROUND, PLASTIC, YELLOW, SMOOTH LENS, Z = 50X PACK | 3.61
3SU1001-6AA40-0AA0 | INDICATOR LIGHT, 22MM, ROUND, PLASTIC, GREEN, SMOOTH LENS | 3.29
3SU1001-6AA40-0AA0-ZY10 | INDICATOR LIGHT, 22MM, ROUND, PLASTIC, GREEN, SMOOTH LENS, WITH LASER INSCRIPTION, UPPER AND L | 6.77
3SU1001-6AA50-0AA0-ZX90 | INDICATOR LIGHT, 22MM, ROUND, PLASTIC, BLUE, SMOOTH LENS, Z = 50X PACK | 3.61
3SU1001-6AA50-0AA0-ZY11 | INDICATOR LIGHT, 22MM, ROUND, PLASTIC, BLUE, SMOOTH LENS, WITH LASER INSCRIPTION, UPPER CASE | 6.77
3SU1001-6AA60-0AA0 | INDICATOR LIGHT, 22MM, ROUND, PLASTIC, WHITE, SMOOTH LENS | 3.29
3SU1001-6AA60-0AA0-ZY10 | INDICATOR LIGHT, 22MM, ROUND, PLASTIC, WHITE, SMOOTH LENS, WITH LASER INSCRIPTION, UPPER AND L | 6.77
3SU1001-6AA70-0AA0-ZX90 | INDICATOR LIGHT, 22MM, ROUND, PLASTIC, CLEAR, SMOOTH LENS, Z = 50X PACK | 3.61
3SU1001-6AA70-0AA0-ZY11 | INDICATOR LIGHT, 22MM, ROUND, PLASTIC, CLEAR, SMOOTH LENS, WITH LASER INSCRIPTION, UPPER CASE | 6.77
3SU1002-2AF20-0AA0-ZY10 | SELECTOR SWITCH, CAN BE ILLUM., 22MM, ROUND, PLASTIC, RED, ROTARY KNOB, 2 SWITCH POSITIONS O-I, | 13.16
3SU1002-2AF20-0AA0-ZY12 | SELECTOR SWITCH, CAN BE ILLUM., 22MM, ROUND, PLASTIC, RED, ROTARY KNOB, 2 SWITCH POSITIONS O-I, | 13.16
3SU1002-2AF60-0AA0-ZX90 | SELECTOR SWITCH, CAN BE ILLUM., 22MM, ROUND, PLASTIC, BLACK, WHITE, ROTARY KNOB, 2 SWITCH POSIT | 10
3SU1002-2AF60-0AA0-ZY11 | SELECTOR SWITCH, CAN BE ILLUM., 22MM, ROUND, PLASTIC, BLACK, WHITE, ROTARY KNOB, 2 SWITCH POSIT | 13.16
3SU1002-2BC20-0AA0-ZY10 | SELECTOR SWITCH, CAN BE ILLUM., 22MM, ROUND, PLASTIC, RED, SHORT SELECTOR SWITCH, 2 SWITCH POSI | 12.85
3SU1002-2BC20-0AA0-ZY12 | SELECTOR SWITCH, CAN BE ILLUM., 22MM, ROUND, PLASTIC, RED, SHORT SELECTOR SWITCH, 2 SWITCH POSI | 12.85
3SU1002-2BC30-0AA0-ZY11 | SELECTOR SWITCH, CAN BE ILLUM., 22MM, ROUND, PLASTIC, YELLOW, SHORT SELECTOR SWITCH, 2 SWITCH P | 12.85
3SU1002-2BC40-0AA0-ZY10 | SELECTOR SWITCH, CAN BE ILLUM., 22MM, ROUND, PLASTIC, GREEN, SHORT SELECTOR SWITCH, 2 SWITCH PO | 12.85
3SU1002-2BC40-0AA0-ZY12 | SELECTOR SWITCH, CAN BE ILLUM., 22MM, ROUND, PLASTIC, GREEN, SHORT SELECTOR SWITCH, 2 SWITCH PO | 12.85
3SU1002-2BC50-0AA0-ZY11 | SELECTOR SWITCH, CAN BE ILLUM., 22MM, ROUND, PLASTIC, BLUE, SHORT SELECTOR SWITCH, 2 SWITCH POS | 12.85
3SU1000-3AB66-0AN0 | TWIN PUSHBUTTON, 22MM, ROUND, PLASTIC, WHITE: ARROW UP, WHITE: ARROW DOWN, FLAT BUTTONS | 9.3
3SU1000-3BB42-0AA0-ZY13 | TWIN PUSHBUTTON, 22MM, ROUND, PLASTIC, GREEN, RED, FLAT AND RAISED BUTTONS, WITH LASER INSCRIPT | 12.66
3SU1000-3BB42-0AA0-ZY19 | TWIN PUSHBUTTON, 22MM, ROUND, PLASTIC, GREEN, RED, FLAT AND RAISED BUTTONS, WITH LASER INSCRIPT | 10.76
3SU1000-3BB61-0AA0-ZY10 | TWIN PUSHBUTTON, 22MM, ROUND, PLASTIC, WHITE, BLACK, FLAT AND RAISED BUTTONS, WITH LASER INSCRI | 12.66
3SU1000-3BB61-0AA0-ZY12 | TWIN PUSHBUTTON, 22MM, ROUND, PLASTIC, WHITE, BLACK, FLAT AND RAISED BUTTONS, WITH LASER INSCRI | 12.66
3SU1000-4BC01-0AA0-ZX90 | RONIS KEY-OPERATED SWITCH, 22MM, ROUND, PLASTIC, LOCK NO. SB30, WITH 2 KEYS, 2 SWITCH POSITIONS | 23.55
3SU1000-4BC01-0AA0-ZY10 | RONIS KEY-OPERATED SWITCH, 22MM, ROUND, PLASTIC, LOCK NO. SB30, WITH 2 KEYS, 2 SWITCH POSITIONS | 26.71
3SU1000-4BF01-0AA0-ZX90 | RONIS KEY-OPERATED SWITCH, 22MM, ROUND, PLASTIC, LOCK NO. SB30, WITH 2 KEYS, 2 SWITCH POSITIONS | 23.55
3SU1000-4BF01-0AA0-ZY10 | RONIS KEY-OPERATED SWITCH, 22MM, ROUND, PLASTIC, LOCK NO. SB30, WITH 2 KEYS, 2 SWITCH POSITIONS | 26.71
3SU1000-4BF01-0AA0-ZY19 | RONIS KEY-OPERATED SWITCH, 22MM, ROUND, PLASTIC, LOCK NO. SB30, WITH 2 KEYS, 2 SWITCH POSITIONS | 24.81
3SU1000-4BF11-0AA0-ZX90 | RONIS KEY-OPERATED SWITCH, 22MM, ROUND, PLASTIC, LOCK NO. SB30, WITH 2 KEYS, 2 SWITCH POSITIONS | 23.55
3SU1100-2BL60-3NA0-ZY10 | SELECTOR SWITCH, CAN BE ILLUM., 22MM, ROUND, PLASTIC, BLACK, WHITE, SHORT SELECTOR SWITCH, 3 SW | 25.83
3SU1100-2BL60-3NA0-ZY12 | SELECTOR SWITCH, CAN BE ILLUM., 22MM, ROUND, PLASTIC, BLACK, WHITE, SHORT SELECTOR SWITCH, 3 SW | 25.83
3SU1100-2BM60-1LA0-ZX90 | SELECTOR SWITCH, CAN BE ILLUM., 22MM, ROUND, PLASTIC, BLACK, WHITE, SHORT SELECTOR SWITCH, 3 SW | 28.3
3SU1100-2BM60-1LA0-ZY11 | SELECTOR SWITCH, CAN BE ILLUM., 22MM, ROUND, PLASTIC, BLACK, WHITE, SHORT SELECTOR SWITCH, 3 SW | 31.46
3SU1100-2BM60-1NA0-ZY10 | SELECTOR SWITCH, CAN BE ILLUM., 22MM, ROUND, PLASTIC, BLACK, WHITE, SHORT SELECTOR SWITCH, 3 SW | 25.64
3SU1100-2BM60-1NA0-ZY12 | SELECTOR SWITCH, CAN BE ILLUM., 22MM, ROUND, PLASTIC, BLACK, WHITE, SHORT SELECTOR SWITCH, 3 SW | 25.64
3SU1100-2BM60-3LA0-ZY11 | SELECTOR SWITCH, CAN BE ILLUM., 22MM, ROUND, PLASTIC, BLACK, WHITE, SHORT SELECTOR SWITCH, 3 SW | 32.61
3SU1100-2BM60-3NA0-ZY10 | SELECTOR SWITCH, CAN BE ILLUM., 22MM, ROUND, PLASTIC, BLACK, WHITE, SHORT SELECTOR SWITCH, 3 SW | 25.83
3SU1100-2BM60-3NA0-ZY12 | SELECTOR SWITCH, CAN BE ILLUM., 22MM, ROUND, PLASTIC, BLACK, WHITE, SHORT SELECTOR SWITCH, 3 SW | 25.83
3SU1100-4BF11-1BA0-ZY10 | RONIS KEY-OPERATED SWITCH, 22MM, ROUND, PLASTIC, LOCK NO. SB30, WITH 2 KEYS, 2 SWITCH POSITIONS | 34.94
3SU1100-4BF11-1BA0-ZY12 | RONIS KEY-OPERATED SWITCH, 22MM, ROUND, PLASTIC, LOCK NO. SB30, WITH 2 KEYS, 2 SWITCH POSITIONS | 34.94
3SU1100-4BF11-1FA0-ZY10 | RONIS KEY-OPERATED SWITCH, 22MM, ROUND, PLASTIC, LOCK NO. SB30, WITH 2 KEYS, 2 SWITCH POSITIONS | 37.86
3SU1100-4BF11-1FA0-ZY12 | RONIS KEY-OPERATED SWITCH, 22MM, ROUND, PLASTIC, LOCK NO. SB30, WITH 2 KEYS, 2 SWITCH POSITIONS | 37.86
3SU1100-4BF11-3BA0-ZX90 | RONIS KEY-OPERATED SWITCH, 22MM, ROUND, PLASTIC, LOCK NO. SB30, WITH 2 KEYS, 2 SWITCH POSITIONS | 31.91
3SU1100-4BF11-3BA0-ZY10 | RONIS KEY-OPERATED SWITCH, 22MM, ROUND, PLASTIC, LOCK NO. SB30, WITH 2 KEYS, 2 SWITCH POSITIONS | 35.07
3SU1100-4BF11-3FA0-ZX90 | RONIS KEY-OPERATED SWITCH, 22MM, ROUND, PLASTIC, LOCK NO. SB30, WITH 2 KEYS, 2 SWITCH POSITIONS | 35.33
3SU1100-4BF11-3FA0-ZY10 | RONIS KEY-OPERATED SWITCH, 22MM, ROUND, PLASTIC, LOCK NO. SB30, WITH 2 KEYS, 2 SWITCH POSITIONS | 38.49
3SU1001-3BB61-0AA0-ZX90 | ILLUMINATED TWIN PUSHBUTTON, 22MM, ROUND, PLASTIC, WHITE, BLACK, FLAT AND RAISED BUTTONS, Z = 5 | 9.81
3SU1001-3BB61-0AA0-ZY11 | ILLUMINATED TWIN PUSHBUTTON, 22MM, ROUND, PLASTIC, WHITE, BLACK, FLAT AND RAISED BUTTONS, WITH | 12.98
3SU1001-3BB61-0AK0 | ILLUMINATED TWIN PUSHBUTTON, 22MM, ROUND, PLASTIC, WHITE: I, BLACK: O, FLAT AND RAISED BUTTONS | 9.84
3SU1001-6AA00-0AA0 | INDICATOR LIGHT, 22MM, ROUND, PLASTIC, AMBER, SMOOTH LENS | 3.29
3SU1001-6AA00-0AA0-ZY19 | INDICATOR LIGHT, 22MM, ROUND, PLASTIC, AMBER, SMOOTH LENS, WITH LASER INSCRIPTION, INSCRIPTION | 4.88
3SU1001-6AA20-0AA0-ZX90 | INDICATOR LIGHT, 22MM, ROUND, PLASTIC, RED, SMOOTH LENS, Z = 50X PACK | 3.61
3SU1001-6AA30-0AA0 | INDICATOR LIGHT, 22MM, ROUND, PLASTIC, YELLOW, SMOOTH LENS | 3.29
3SU1001-6AA30-0AA0-ZY10 | INDICATOR LIGHT, 22MM, ROUND, PLASTIC, YELLOW, SMOOTH LENS, WITH LASER INSCRIPTION, UPPER AND | 6.77
3SU1001-6AA30-0AA0-ZY19 | INDICATOR LIGHT, 22MM, ROUND, PLASTIC, YELLOW, SMOOTH LENS, WITH LASER INSCRIPTION, INSCRIPTIO | 4.88
3SU1001-6AA40-0AA0-ZX90 | INDICATOR LIGHT, 22MM, ROUND, PLASTIC, GREEN, SMOOTH LENS, Z = 50X PACK | 3.61
3SU1001-6AA40-0AA0-ZY11 | INDICATOR LIGHT, 22MM, ROUND, PLASTIC, GREEN, SMOOTH LENS, WITH LASER INSCRIPTION, UPPER CASE | 6.77
3SU1001-6AA50-0AA0 | INDICATOR LIGHT, 22MM, ROUND, PLASTIC, BLUE, SMOOTH LENS | 3.29
3SU1001-6AA50-0AA0-ZY10 | INDICATOR LIGHT, 22MM, ROUND, PLASTIC, BLUE, SMOOTH LENS, WITH LASER INSCRIPTION, UPPER AND LO | 6.77
3SU1100-2BM60-1LA0 | SELECTOR SWITCH, CAN BE ILLUM., 22MM, ROUND, PLASTIC, BLACK, WHITE, SHORT SELECTOR SWITCH, 3 SW | 25.98
3SU1100-2BM60-1NA0-ZY15 | SELECTOR SWITCH, CAN BE ILLUM., 22MM, ROUND, PLASTIC, BLACK, WHITE, SHORT SELECTOR SWITCH, 3 SW | 25.64
3SU1100-2BM60-1NA0-ZY19 | SELECTOR SWITCH, CAN BE ILLUM., 22MM, ROUND, PLASTIC, BLACK, WHITE, SHORT SELECTOR SWITCH, 3 SW | 23.74
3SU1100-2BM60-3LA0 | SELECTOR SWITCH, CAN BE ILLUM., 22MM, ROUND, PLASTIC, BLACK, WHITE, SHORT SELECTOR SWITCH, 3 SW | 27.05
3SU1100-2BM60-3LA0-ZX90 | SELECTOR SWITCH, CAN BE ILLUM., 22MM, ROUND, PLASTIC, BLACK, WHITE, SHORT SELECTOR SWITCH, 3 SW | 29.43
3SU1100-2BM60-3NA0-ZY15 | SELECTOR SWITCH, CAN BE ILLUM., 22MM, ROUND, PLASTIC, BLACK, WHITE, SHORT SELECTOR SWITCH, 3 SW | 25.83
3SU1100-2BM60-3NA0-ZY19 | SELECTOR SWITCH, CAN BE ILLUM., 22MM, ROUND, PLASTIC, BLACK, WHITE, SHORT SELECTOR SWITCH, 3 SW | 23.92
3SU1100-4BF11-1BA0 | RONIS KEY-OPERATED SWITCH, 22MM, ROUND, PLASTIC, LOCK NO. SB30, WITH 2 KEYS, 2 SWITCH POSITIONS | 29.19
3SU1100-4BF11-1BA0-ZX90 | RONIS KEY-OPERATED SWITCH, 22MM, ROUND, PLASTIC, LOCK NO. SB30, WITH 2 KEYS, 2 SWITCH POSITIONS | 31.78
3SU1100-4BF11-1FA0-ZY15 | RONIS KEY-OPERATED SWITCH, 22MM, ROUND, PLASTIC, LOCK NO. SB30, WITH 2 KEYS, 2 SWITCH POSITIONS | 37.86
3SU1100-4BF11-1FA0-ZY19 | RONIS KEY-OPERATED SWITCH, 22MM, ROUND, PLASTIC, LOCK NO. SB30, WITH 2 KEYS, 2 SWITCH POSITIONS | 35.96
3SU1100-4BF11-3BA0 | RONIS KEY-OPERATED SWITCH, 22MM, ROUND, PLASTIC, LOCK NO. SB30, WITH 2 KEYS, 2 SWITCH POSITIONS | 29.29
3SU1100-4BF11-3FA0-ZY12 | RONIS KEY-OPERATED SWITCH, 22MM, ROUND, PLASTIC, LOCK NO. SB30, WITH 2 KEYS, 2 SWITCH POSITIONS | 38.49
3SU1100-4BF11-3FA0-ZY15 | RONIS KEY-OPERATED SWITCH, 22MM, ROUND, PLASTIC, LOCK NO. SB30, WITH 2 KEYS, 2 SWITCH POSITIONS | 38.49
3SU1001-3BB42-0AK0-ZX90 | ILLUMINATED TWIN PUSHBUTTON, 22MM, ROUND, PLASTIC, GREEN: I, RED: O, FLAT AND RAISED BUTTONS, Z | 10.7
3SU1001-6AA00-0AA0-ZY10 | INDICATOR LIGHT, 22MM, ROUND, PLASTIC, AMBER, SMOOTH LENS, WITH LASER INSCRIPTION, UPPER AND L | 6.77
3SU1001-6AA00-0AA0-ZY11 | INDICATOR LIGHT, 22MM, ROUND, PLASTIC, AMBER, SMOOTH LENS, WITH LASER INSCRIPTION, UPPER CASE | 6.77
3SU1001-6AA00-0AA0-ZY12 | INDICATOR LIGHT, 22MM, ROUND, PLASTIC, AMBER, SMOOTH LENS, WITH LASER INSCRIPTION, LOWER CASE | 6.77
3SU1001-6AA00-0AA0-ZY13 | INDICATOR LIGHT, 22MM, ROUND, PLASTIC, AMBER, SMOOTH LENS, WITH LASER INSCRIPTION, SYMBOL NUMB | 6.77
3SU1001-6AA00-0AA0-ZY15 | INDICATOR LIGHT, 22MM, ROUND, PLASTIC, AMBER, SMOOTH LENS, WITH LASER INSCRIPTION, UPPER AND L | 6.77
3SU1001-6AA30-0AA0-ZY11 | INDICATOR LIGHT, 22MM, ROUND, PLASTIC, YELLOW, SMOOTH LENS, WITH LASER INSCRIPTION, UPPER CASE | 6.77
3SU1001-6AA30-0AA0-ZY12 | INDICATOR LIGHT, 22MM, ROUND, PLASTIC, YELLOW, SMOOTH LENS, WITH LASER INSCRIPTION, LOWER CASE | 6.77
3SU1001-6AA30-0AA0-ZY13 | INDICATOR LIGHT, 22MM, ROUND, PLASTIC, YELLOW, SMOOTH LENS, WITH LASER INSCRIPTION, SYMBOL NUM | 6.77
3SU1001-6AA30-0AA0-ZY15 | INDICATOR LIGHT, 22MM, ROUND, PLASTIC, YELLOW, SMOOTH LENS, WITH LASER INSCRIPTION, UPPER AND | 6.77
3SU1001-6AA50-0AA0-ZY12 | INDICATOR LIGHT, 22MM, ROUND, PLASTIC, BLUE, SMOOTH LENS, WITH LASER INSCRIPTION, LOWER CASE | 6.77
3SU1001-6AA50-0AA0-ZY13 | INDICATOR LIGHT, 22MM, ROUND, PLASTIC, BLUE, SMOOTH LENS, WITH LASER INSCRIPTION, SYMBOL NUMBE | 6.77
3SU1001-6AA50-0AA0-ZY15 | INDICATOR LIGHT, 22MM, ROUND, PLASTIC, BLUE, SMOOTH LENS, WITH LASER INSCRIPTION, UPPER AND LO | 6.77
3SU1001-6AA50-0AA0-ZY19 | INDICATOR LIGHT, 22MM, ROUND, PLASTIC, BLUE, SMOOTH LENS, WITH LASER INSCRIPTION, INSCRIPTION | 4.88
3SU1001-6AA70-0AA0-ZY13 | INDICATOR LIGHT, 22MM, ROUND, PLASTIC, CLEAR, SMOOTH LENS, WITH LASER INSCRIPTION, SYMBOL NUMB | 6.77
3SU1002-2AF60-0AA0 | SELECTOR SWITCH, CAN BE ILLUM., 22MM, ROUND, PLASTIC, BLACK, WHITE, ROTARY KNOB, 2 SWITCH POSIT | 9.17
3SU1002-2BC20-0AA0-ZY15 | SELECTOR SWITCH, CAN BE ILLUM., 22MM, ROUND, PLASTIC, RED, SHORT SELECTOR SWITCH, 2 SWITCH POSI | 12.85
3SU1002-2BC20-0AA0-ZY19 | SELECTOR SWITCH, CAN BE ILLUM., 22MM, ROUND, PLASTIC, RED, SHORT SELECTOR SWITCH, 2 SWITCH POSI | 10.96
3SU1002-2BC30-0AA0 | SELECTOR SWITCH, CAN BE ILLUM., 22MM, ROUND, PLASTIC, YELLOW, SHORT SELECTOR SWITCH, 2 SWITCH P | 8.88
3SU1002-2BC30-0AA0-ZX90 | SELECTOR SWITCH, CAN BE ILLUM., 22MM, ROUND, PLASTIC, YELLOW, SHORT SELECTOR SWITCH, 2 SWITCH P | 9.69
3SU1002-2BC40-0AA0-ZY15 | SELECTOR SWITCH, CAN BE ILLUM., 22MM, ROUND, PLASTIC, GREEN, SHORT SELECTOR SWITCH, 2 SWITCH PO | 12.85
3SU1002-2BC40-0AA0-ZY19 | SELECTOR SWITCH, CAN BE ILLUM., 22MM, ROUND, PLASTIC, GREEN, SHORT SELECTOR SWITCH, 2 SWITCH PO | 10.96
3SU1002-2BC50-0AA0 | SELECTOR SWITCH, CAN BE ILLUM., 22MM, ROUND, PLASTIC, BLUE, SHORT SELECTOR SWITCH, 2 SWITCH POS | 8.88
3SU1002-2BC50-0AA0-ZX90 | SELECTOR SWITCH, CAN BE ILLUM., 22MM, ROUND, PLASTIC, BLUE, SHORT SELECTOR SWITCH, 2 SWITCH POS | 9.69
3SU1002-2BC50-0AA0-ZY10 | SELECTOR SWITCH, CAN BE ILLUM., 22MM, ROUND, PLASTIC, BLUE, SHORT SELECTOR SWITCH, 2 SWITCH POS | 12.85
3SU1000-3BB42-0AK0 | TWIN PUSHBUTTON, 22MM, ROUND, PLASTIC, GREEN: I, RED: O, FLAT AND RAISED BUTTONS | 9.3
3SU1000-3BB42-0AK0-ZX90 | TWIN PUSHBUTTON, 22MM, ROUND, PLASTIC, GREEN: I, RED: O, FLAT AND RAISED BUTTONS, Z = 50X PACK | 10.13
3SU1000-3BB61-0AA0 | TWIN PUSHBUTTON, 22MM, ROUND, PLASTIC, WHITE, BLACK, FLAT AND RAISED BUTTONS | 8.74
3SU1000-3BB61-0AA0-ZX90 | TWIN PUSHBUTTON, 22MM, ROUND, PLASTIC, WHITE, BLACK, FLAT AND RAISED BUTTONS, Z = 50X PACK | 9.5
3SU1000-4BC01-0AA0-ZY12 | RONIS KEY-OPERATED SWITCH, 22MM, ROUND, PLASTIC, LOCK NO. SB30, WITH 2 KEYS, 2 SWITCH POSITIONS | 26.71
3SU1000-4BC01-0AA0-ZY15 | RONIS KEY-OPERATED SWITCH, 22MM, ROUND, PLASTIC, LOCK NO. SB30, WITH 2 KEYS, 2 SWITCH POSITIONS | 26.71
3SU1000-4BC01-0AA0-ZY19 | RONIS KEY-OPERATED SWITCH, 22MM, ROUND, PLASTIC, LOCK NO. SB30, WITH 2 KEYS, 2 SWITCH POSITIONS | 24.81
3SU1000-4BF11-0AA0-ZY11 | RONIS KEY-OPERATED SWITCH, 22MM, ROUND, PLASTIC, LOCK NO. SB30, WITH 2 KEYS, 2 SWITCH POSITIONS | 26.71
3SU1000-4BF11-0AA0-ZY12 | RONIS KEY-OPERATED SWITCH, 22MM, ROUND, PLASTIC, LOCK NO. SB30, WITH 2 KEYS, 2 SWITCH POSITIONS | 26.71
3SU1000-4BF11-0AA0-ZY15 | RONIS KEY-OPERATED SWITCH, 22MM, ROUND, PLASTIC, LOCK NO. SB30, WITH 2 KEYS, 2 SWITCH POSITIONS | 26.71
3SU1000-4BL01-0AA0-ZY01 | RONIS KEY-OPERATED SWITCH, 22MM, ROUND, PLASTIC, SPECIAL LOCK, WITH 2 KEYS, 3 SWITCH POSITIONS | 56.66
3SU1000-4BL01-0AA0-ZY10 | RONIS KEY-OPERATED SWITCH, 22MM, ROUND, PLASTIC, LOCK NO. SB30, WITH 2 KEYS, 3 SWITCH POSITIONS | 28.17
3SU1000-4BL01-0AA0-ZY11 | RONIS KEY-OPERATED SWITCH, 22MM, ROUND, PLASTIC, LOCK NO. SB30, WITH 2 KEYS, 3 SWITCH POSITIONS | 28.17
3SU1000-4BL01-0AA0-ZY12 | RONIS KEY-OPERATED SWITCH, 22MM, ROUND, PLASTIC, LOCK NO. SB30, WITH 2 KEYS, 3 SWITCH POSITIONS | 28.17
3SU1000-4BL21-0AA0-ZX90 | RONIS KEY-OPERATED SWITCH, 22MM, ROUND, PLASTIC, LOCK NO. SB30, WITH 2 KEYS, 3 SWITCH POSITIONS | 25.01
3SU1000-4BL21-0AA0-ZY01 | RONIS KEY-OPERATED SWITCH, 22MM, ROUND, PLASTIC, SPECIAL LOCK, WITH 2 KEYS, 3 SWITCH POSITIONS | 56.66
3SU1000-4BL21-0AA0-ZY10 | RONIS KEY-OPERATED SWITCH, 22MM, ROUND, PLASTIC, LOCK NO. SB30, WITH 2 KEYS, 3 SWITCH POSITIONS | 28.17
3SU1000-4BL21-0AA0-ZY11 | RONIS KEY-OPERATED SWITCH, 22MM, ROUND, PLASTIC, LOCK NO. SB30, WITH 2 KEYS, 3 SWITCH POSITIONS | 28.17
3SU1000-4BL41-0AA0 | RONIS KEY-OPERATED SWITCH, 22MM, ROUND, PLASTIC, LOCK NO. SB30, WITH 2 KEYS, 3 SWITCH POSITIONS | 22.96
3SU1001-6AA60-0AA0-ZX90 | INDICATOR LIGHT, 22MM, ROUND, PLASTIC, WHITE, SMOOTH LENS, Z = 50X PACK | 3.61
3SU1001-6AA60-0AA0-ZY11 | INDICATOR LIGHT, 22MM, ROUND, PLASTIC, WHITE, SMOOTH LENS, WITH LASER INSCRIPTION, UPPER CASE | 6.77
3SU1001-6AA70-0AA0 | INDICATOR LIGHT, 22MM, ROUND, PLASTIC, CLEAR, SMOOTH LENS | 3.29
3SU1001-6AA70-0AA0-ZY10 | INDICATOR LIGHT, 22MM, ROUND, PLASTIC, CLEAR, SMOOTH LENS, WITH LASER INSCRIPTION, UPPER AND L | 6.77
3SU1001-6AA70-0AA0-ZY12 | INDICATOR LIGHT, 22MM, ROUND, PLASTIC, CLEAR, SMOOTH LENS, WITH LASER INSCRIPTION, LOWER CASE | 6.77
3SU1002-2AF20-0AA0-ZX90 | SELECTOR SWITCH, CAN BE ILLUM., 22MM, ROUND, PLASTIC, RED, ROTARY KNOB, 2 SWITCH POSITIONS O-I, | 10
3SU1002-2AF20-0AA0-ZY11 | SELECTOR SWITCH, CAN BE ILLUM., 22MM, ROUND, PLASTIC, RED, ROTARY KNOB, 2 SWITCH POSITIONS O-I, | 13.16
3SU1002-2AF60-0AA0-ZY10 | SELECTOR SWITCH, CAN BE ILLUM., 22MM, ROUND, PLASTIC, BLACK, WHITE, ROTARY KNOB, 2 SWITCH POSIT | 13.16
3SU1002-2AF60-0AA0-ZY12 | SELECTOR SWITCH, CAN BE ILLUM., 22MM, ROUND, PLASTIC, BLACK, WHITE, ROTARY KNOB, 2 SWITCH POSIT | 13.16
3SU1002-2BC20-0AA0-ZX90 | SELECTOR SWITCH, CAN BE ILLUM., 22MM, ROUND, PLASTIC, RED, SHORT SELECTOR SWITCH, 2 SWITCH POSI | 9.69
3SU1002-2BC20-0AA0-ZY11 | SELECTOR SWITCH, CAN BE ILLUM., 22MM, ROUND, PLASTIC, RED, SHORT SELECTOR SWITCH, 2 SWITCH POSI | 12.85
3SU1002-2BC30-0AA0-ZY10 | SELECTOR SWITCH, CAN BE ILLUM., 22MM, ROUND, PLASTIC, YELLOW, SHORT SELECTOR SWITCH, 2 SWITCH P | 12.85
3SU1002-2BC30-0AA0-ZY12 | SELECTOR SWITCH, CAN BE ILLUM., 22MM, ROUND, PLASTIC, YELLOW, SHORT SELECTOR SWITCH, 2 SWITCH P | 12.85
3SU1002-2BC40-0AA0-ZY11 | SELECTOR SWITCH, CAN BE ILLUM., 22MM, ROUND, PLASTIC, GREEN, SHORT SELECTOR SWITCH, 2 SWITCH PO | 12.85
3SU1002-2BC50-0AA0-ZY12 | SELECTOR SWITCH, CAN BE ILLUM., 22MM, ROUND, PLASTIC, BLUE, SHORT SELECTOR SWITCH, 2 SWITCH POS | 12.85
3SU1000-3AB66-0AN0-ZX90 | TWIN PUSHBUTTON, 22MM, ROUND, PLASTIC, WHITE: ARROW UP, WHITE: ARROW DOWN, FLAT BUTTONS, Z = 5 | 10.13
3SU1000-3BB42-0AA0-ZY12 | TWIN PUSHBUTTON, 22MM, ROUND, PLASTIC, GREEN, RED, FLAT AND RAISED BUTTONS, WITH LASER INSCRIPT | 12.66
3SU1000-3BB42-0AA0-ZY15 | TWIN PUSHBUTTON, 22MM, ROUND, PLASTIC, GREEN, RED, FLAT AND RAISED BUTTONS, WITH LASER INSCRIPT | 12.66
3SU1000-3BB61-0AA0-ZY11 | TWIN PUSHBUTTON, 22MM, ROUND, PLASTIC, WHITE, BLACK, FLAT AND RAISED BUTTONS, WITH LASER INSCRI | 12.66
3SU1000-3BB61-0AA0-ZY13 | TWIN PUSHBUTTON, 22MM, ROUND, PLASTIC, WHITE, BLACK, FLAT AND RAISED BUTTONS, WITH LASER INSCRI | 12.66
3SU1000-4BC01-0AA0-ZY01 | RONIS KEY-OPERATED SWITCH, 22MM, ROUND, PLASTIC, SPECIAL LOCK, WITH 2 KEYS, 2 SWITCH POSITIONS | 55.2
3SU1000-4BC01-0AA0-ZY11 | RONIS KEY-OPERATED SWITCH, 22MM, ROUND, PLASTIC, LOCK NO. SB30, WITH 2 KEYS, 2 SWITCH POSITIONS | 26.71
3SU1000-4BF01-0AA0 | RONIS KEY-OPERATED SWITCH, 22MM, ROUND, PLASTIC, LOCK NO. SB30, WITH 2 KEYS, 2 SWITCH POSITIONS | 21.64
3SU1000-4BF01-0AA0-ZY01 | RONIS KEY-OPERATED SWITCH, 22MM, ROUND, PLASTIC, SPECIAL LOCK, WITH 2 KEYS, 2 SWITCH POSITIONS | 55.2
3SU1000-4BF11-0AA0 | RONIS KEY-OPERATED SWITCH, 22MM, ROUND, PLASTIC, LOCK NO. SB30, WITH 2 KEYS, 2 SWITCH POSITIONS | 21.64
3SU1000-4BF11-0AA0-ZY01 | RONIS KEY-OPERATED SWITCH, 22MM, ROUND, PLASTIC, SPECIAL LOCK, WITH 2 KEYS, 2 SWITCH POSITIONS | 55.2
3SU1000-4BF21-0AA0 | RONIS KEY-OPERATED SWITCH, 22MM, ROUND, PLASTIC, LOCK NO. SB30, WITH 2 KEYS, 2 SWITCH POSITIONS | 21.64
3SU1000-4BF21-0AA0-ZY01 | RONIS KEY-OPERATED SWITCH, 22MM, ROUND, PLASTIC, SPECIAL LOCK, WITH 2 KEYS, 2 SWITCH POSITIONS | 55.2
3SU1000-4BF21-0AA0-ZY15 | RONIS KEY-OPERATED SWITCH, 22MM, ROUND, PLASTIC, LOCK NO. SB30, WITH 2 KEYS, 2 SWITCH POSITIONS | 26.71
3SU1000-4BL01-0AA0 | RONIS KEY-OPERATED SWITCH, 22MM, ROUND, PLASTIC, LOCK NO. SB30, WITH 2 KEYS, 3 SWITCH POSITIONS | 22.96
3SU1001-6AA70-0AA0-ZY15 | INDICATOR LIGHT, 22MM, ROUND, PLASTIC, CLEAR, SMOOTH LENS, WITH LASER INSCRIPTION, UPPER AND L | 6.77
3SU1001-6AA70-0AA0-ZY19 | INDICATOR LIGHT, 22MM, ROUND, PLASTIC, CLEAR, SMOOTH LENS, WITH LASER INSCRIPTION, INSCRIPTION | 4.88
3SU1002-2AF20-0AA0 | SELECTOR SWITCH, CAN BE ILLUM., 22MM, ROUND, PLASTIC, RED, ROTARY KNOB, 2 SWITCH POSITIONS O-I, | 9.17
3SU1002-2AF60-0AA0-ZY15 | SELECTOR SWITCH, CAN BE ILLUM., 22MM, ROUND, PLASTIC, BLACK, WHITE, ROTARY KNOB, 2 SWITCH POSIT | 13.16
3SU1002-2AF60-0AA0-ZY19 | SELECTOR SWITCH, CAN BE ILLUM., 22MM, ROUND, PLASTIC, BLACK, WHITE, ROTARY KNOB, 2 SWITCH POSIT | 11.26
3SU1002-2BC20-0AA0 | SELECTOR SWITCH, CAN BE ILLUM., 22MM, ROUND, PLASTIC, RED, SHORT SELECTOR SWITCH, 2 SWITCH POSI | 8.88
3SU1002-2BC30-0AA0-ZY15 | SELECTOR SWITCH, CAN BE ILLUM., 22MM, ROUND, PLASTIC, YELLOW, SHORT SELECTOR SWITCH, 2 SWITCH P | 12.85
3SU1002-2BC30-0AA0-ZY19 | SELECTOR SWITCH, CAN BE ILLUM., 22MM, ROUND, PLASTIC, YELLOW, SHORT SELECTOR SWITCH, 2 SWITCH P | 10.96
3SU1002-2BC40-0AA0 | SELECTOR SWITCH, CAN BE ILLUM., 22MM, ROUND, PLASTIC, GREEN, SHORT SELECTOR SWITCH, 2 SWITCH PO | 8.88
3SU1002-2BC40-0AA0-ZX90 | SELECTOR SWITCH, CAN BE ILLUM., 22MM, ROUND, PLASTIC, GREEN, SHORT SELECTOR SWITCH, 2 SWITCH PO | 9.69
3SU1000-3BB42-0AA0 | TWIN PUSHBUTTON, 22MM, ROUND, PLASTIC, GREEN, RED, FLAT AND RAISED BUTTONS | 8.74
3SU1000-3BB42-0AA0-ZX90 | TWIN PUSHBUTTON, 22MM, ROUND, PLASTIC, GREEN, RED, FLAT AND RAISED BUTTONS, Z = 50X PACK | 9.5
3SU1000-3BB42-0AA0-ZY10 | TWIN PUSHBUTTON, 22MM, ROUND, PLASTIC, GREEN, RED, FLAT AND RAISED BUTTONS, WITH LASER INSCRIPT | 12.66
3SU1000-3BB42-0AA0-ZY11 | TWIN PUSHBUTTON, 22MM, ROUND, PLASTIC, GREEN, RED, FLAT AND RAISED BUTTONS, WITH LASER INSCRIPT | 12.66
3SU1000-3BB61-0AA0-ZY15 | TWIN PUSHBUTTON, 22MM, ROUND, PLASTIC, WHITE, BLACK, FLAT AND RAISED BUTTONS, WITH LASER INSCRI | 12.66
3SU1000-3BB61-0AA0-ZY19 | TWIN PUSHBUTTON, 22MM, ROUND, PLASTIC, WHITE, BLACK, FLAT AND RAISED BUTTONS, WITH LASER INSCRI | 10.76
3SU1000-3BB61-0AK0 | TWIN PUSHBUTTON, 22MM, ROUND, PLASTIC, WHITE: I, BLACK: O, FLAT AND RAISED BUTTONS | 9.3
3SU1000-3BB61-0AK0-ZX90 | TWIN PUSHBUTTON, 22MM, ROUND, PLASTIC, WHITE: I, BLACK: O, FLAT AND RAISED BUTTONS, Z = 50X PAC | 10.13
3SU1000-4BC01-0AA0 | RONIS KEY-OPERATED SWITCH, 22MM, ROUND, PLASTIC, LOCK NO. SB30, WITH 2 KEYS, 2 SWITCH POSITIONS | 21.64
3SU1000-4BF01-0AA0-ZY11 | RONIS KEY-OPERATED SWITCH, 22MM, ROUND, PLASTIC, LOCK NO. SB30, WITH 2 KEYS, 2 SWITCH POSITIONS | 26.71
3SU1000-4BF01-0AA0-ZY12 | RONIS KEY-OPERATED SWITCH, 22MM, ROUND, PLASTIC, LOCK NO. SB30, WITH 2 KEYS, 2 SWITCH POSITIONS | 26.71
3SU1000-4BF01-0AA0-ZY15 | RONIS KEY-OPERATED SWITCH, 22MM, ROUND, PLASTIC, LOCK NO. SB30, WITH 2 KEYS, 2 SWITCH POSITIONS | 26.71
3SU1000-4BF21-0AA0-ZY10 | RONIS KEY-OPERATED SWITCH, 22MM, ROUND, PLASTIC, LOCK NO. SB30, WITH 2 KEYS, 2 SWITCH POSITIONS | 26.71
3SU1000-4BF21-0AA0-ZY11 | RONIS KEY-OPERATED SWITCH, 22MM, ROUND, PLASTIC, LOCK NO. SB30, WITH 2 KEYS, 2 SWITCH POSITIONS | 26.71
3SU1000-4BF21-0AA0-ZY12 | RONIS KEY-OPERATED SWITCH, 22MM, ROUND, PLASTIC, LOCK NO. SB30, WITH 2 KEYS, 2 SWITCH POSITIONS | 26.71
3SU1000-4BL11-0AA0-ZY01 | RONIS KEY-OPERATED SWITCH, 22MM, ROUND, PLASTIC, SPECIAL LOCK, WITH 2 KEYS, 3 SWITCH POSITIONS | 56.66
3SU1000-4BL11-0AA0-ZY10 | RONIS KEY-OPERATED SWITCH, 22MM, ROUND, PLASTIC, LOCK NO. SB30, WITH 2 KEYS, 3 SWITCH POSITIONS | 28.17
3SU1000-4BL11-0AA0-ZY11 | RONIS KEY-OPERATED SWITCH, 22MM, ROUND, PLASTIC, LOCK NO. SB30, WITH 2 KEYS, 3 SWITCH POSITIONS | 28.17
3SU1000-4BL11-0AA0-ZY12 | RONIS KEY-OPERATED SWITCH, 22MM, ROUND, PLASTIC, LOCK NO. SB30, WITH 2 KEYS, 3 SWITCH POSITIONS | 28.17
3SU1000-4BL41-0AA0-ZX90 | RONIS KEY-OPERATED SWITCH, 22MM, ROUND, PLASTIC, LOCK NO. SB30, WITH 2 KEYS, 3 SWITCH POSITIONS | 25.01
3SU1000-4BL41-0AA0-ZY01 | RONIS KEY-OPERATED SWITCH, 22MM, ROUND, PLASTIC, SPECIAL LOCK, WITH 2 KEYS, 3 SWITCH POSITIONS | 56.66
3SU1000-4BL41-0AA0-ZY10 | RONIS KEY-OPERATED SWITCH, 22MM, ROUND, PLASTIC, LOCK NO. SB30, WITH 2 KEYS, 3 SWITCH POSITIONS | 28.17
3SU1000-4BL51-0AA0-ZY15 | RONIS KEY-OPERATED SWITCH, 22MM, ROUND, PLASTIC, LOCK NO. SB30, WITH 2 KEYS, 3 SWITCH POSITIONS | 28.17
3SU1000-4BL51-0AA0-ZY19 | RONIS KEY-OPERATED SWITCH, 22MM, ROUND, PLASTIC, LOCK NO. SB30, WITH 2 KEYS, 3 SWITCH POSITIONS | 26.27
3SU1000-4BM01-0AA0 | RONIS KEY-OPERATED SWITCH, 22MM, ROUND, PLASTIC, LOCK NO. SB30, WITH 2 KEYS, 3 SWITCH POSITIONS | 21.64
3SU1000-4BM01-0AA0-ZX90 | RONIS KEY-OPERATED SWITCH, 22MM, ROUND, PLASTIC, LOCK NO. SB30, WITH 2 KEYS, 3 SWITCH POSITIONS | 23.55
3SU1000-4BM01-0AA0-ZY01 | RONIS KEY-OPERATED SWITCH, 22MM, ROUND, PLASTIC, SPECIAL LOCK, WITH 2 KEYS, 3 SWITCH POSITIONS | 55.2
3SU1000-4BN01-0AA0-ZY15 | RONIS KEY-OPERATED SWITCH, 22MM, ROUND, PLASTIC, LOCK NO. SB30, WITH 2 KEYS, 3 SWITCH POSITIONS | 27.34
3SU1000-4BN01-0AA0-ZY19 | RONIS KEY-OPERATED SWITCH, 22MM, ROUND, PLASTIC, LOCK NO. SB30, WITH 2 KEYS, 3 SWITCH POSITIONS | 25.44
3SU1000-4BN21-0AA0 | RONIS KEY-OPERATED SWITCH, 22MM, ROUND, PLASTIC, LOCK NO. SB30, WITH 2 KEYS, 3 SWITCH POSITIONS | 22.2
3SU1000-4BN51-0AA0-ZY12 | RONIS KEY-OPERATED SWITCH, 22MM, ROUND, PLASTIC, LOCK NO. SB30, WITH 2 KEYS, 3 SWITCH POSITIONS | 27.34
3SU1000-4BN51-0AA0-ZY15 | RONIS KEY-OPERATED SWITCH, 22MM, ROUND, PLASTIC, LOCK NO. SB30, WITH 2 KEYS, 3 SWITCH POSITIONS | 27.34
3SU1000-4BN51-0AA0-ZY19 | RONIS KEY-OPERATED SWITCH, 22MM, ROUND, PLASTIC, LOCK NO. SB30, WITH 2 KEYS, 3 SWITCH POSITIONS | 25.44
3SU1000-4BP31-0AA0-ZY11 | RONIS KEY-OPERATED SWITCH, 22MM, ROUND, PLASTIC, LOCK NO. SB30, WITH 2 KEYS, 3 SWITCH POSITIONS | 27.34
3SU1000-4BP31-0AA0-ZY12 | RONIS KEY-OPERATED SWITCH, 22MM, ROUND, PLASTIC, LOCK NO. SB30, WITH 2 KEYS, 3 SWITCH POSITIONS | 27.34
3SU1000-4BP31-0AA0-ZY15 | RONIS KEY-OPERATED SWITCH, 22MM, ROUND, PLASTIC, LOCK NO. SB30, WITH 2 KEYS, 3 SWITCH POSITIONS | 27.34
3SU1000-4CC01-0AA0-ZY10 | RONIS KEY-OPERATED SWITCH, 22MM, ROUND, PLASTIC, LOCK NO. 455, WITH 2 KEYS, 2 SWITCH POSITIONS | 26.71
3SU1000-4CC01-0AA0-ZY11 | RONIS KEY-OPERATED SWITCH, 22MM, ROUND, PLASTIC, LOCK NO. 455, WITH 2 KEYS, 2 SWITCH POSITIONS | 26.71
3SU1000-4CC01-0AA0-ZY12 | RONIS KEY-OPERATED SWITCH, 22MM, ROUND, PLASTIC, LOCK NO. 455, WITH 2 KEYS, 2 SWITCH POSITIONS | 26.71
3SU1000-4CF11-0AA0-ZY11 | RONIS KEY-OPERATED SWITCH, 22MM, ROUND, PLASTIC, LOCK NO. 455, WITH 2 KEYS, 2 SWITCH POSITIONS | 26.71
3SU1000-4CF11-0AA0-ZY12 | RONIS KEY-OPERATED SWITCH, 22MM, ROUND, PLASTIC, LOCK NO. 455, WITH 2 KEYS, 2 SWITCH POSITIONS | 26.71
3SU1000-4CF11-0AA0-ZY15 | RONIS KEY-OPERATED SWITCH, 22MM, ROUND, PLASTIC, LOCK NO. 455, WITH 2 KEYS, 2 SWITCH POSITIONS | 26.71
3SU1000-4CL11-0AA0-ZY12 | RONIS KEY-OPERATED SWITCH, 22MM, ROUND, PLASTIC, LOCK NO. 455, WITH 2 KEYS, 3 SWITCH POSITIONS | 28.17
3SU1000-4CL11-0AA0-ZY15 | RONIS KEY-OPERATED SWITCH, 22MM, ROUND, PLASTIC, LOCK NO. 455, WITH 2 KEYS, 3 SWITCH POSITIONS | 28.17
3SU1000-4CL11-0AA0-ZY19 | RONIS KEY-OPERATED SWITCH, 22MM, ROUND, PLASTIC, LOCK NO. 455, WITH 2 KEYS, 3 SWITCH POSITIONS | 26.27
3SU1000-4FC01-0AA0-ZY12 | O.M.R. KEY-OPERATED SWITCH, 22MM, ROUND, PLASTIC, LOCK NO. 73037, RED, WITH 2 KEYS, 2 SWITCH PO | 39.12
3SU1000-4FC01-0AA0-ZY15 | O.M.R. KEY-OPERATED SWITCH, 22MM, ROUND, PLASTIC, LOCK NO. 73037, RED, WITH 2 KEYS, 2 SWITCH PO | 39.12
3SU1000-4FC01-0AA0-ZY19 | O.M.R. KEY-OPERATED SWITCH, 22MM, ROUND, PLASTIC, LOCK NO. 73037, RED, WITH 2 KEYS, 2 SWITCH PO | 37.23
3SU1000-4BF11-0AA0-ZY10 | RONIS KEY-OPERATED SWITCH, 22MM, ROUND, PLASTIC, LOCK NO. SB30, WITH 2 KEYS, 2 SWITCH POSITIONS | 26.71
3SU1000-4BF11-0AA0-ZY19 | RONIS KEY-OPERATED SWITCH, 22MM, ROUND, PLASTIC, LOCK NO. SB30, WITH 2 KEYS, 2 SWITCH POSITIONS | 24.81
3SU1000-4BF21-0AA0-ZX90 | RONIS KEY-OPERATED SWITCH, 22MM, ROUND, PLASTIC, LOCK NO. SB30, WITH 2 KEYS, 2 SWITCH POSITIONS | 23.55
3SU1000-4BF21-0AA0-ZY19 | RONIS KEY-OPERATED SWITCH, 22MM, ROUND, PLASTIC, LOCK NO. SB30, WITH 2 KEYS, 2 SWITCH POSITIONS | 24.81
3SU1000-4BL01-0AA0-ZX90 | RONIS KEY-OPERATED SWITCH, 22MM, ROUND, PLASTIC, LOCK NO. SB30, WITH 2 KEYS, 3 SWITCH POSITIONS | 25.01
3SU1000-4BL01-0AA0-ZY19 | RONIS KEY-OPERATED SWITCH, 22MM, ROUND, PLASTIC, LOCK NO. SB30, WITH 2 KEYS, 3 SWITCH POSITIONS | 26.27
3SU1000-4BL11-0AA0-ZX90 | RONIS KEY-OPERATED SWITCH, 22MM, ROUND, PLASTIC, LOCK NO. SB30, WITH 2 KEYS, 3 SWITCH POSITIONS | 25.01
3SU1000-4BL11-0AA0-ZY19 | RONIS KEY-OPERATED SWITCH, 22MM, ROUND, PLASTIC, LOCK NO. SB30, WITH 2 KEYS, 3 SWITCH POSITIONS | 26.27
3SU1000-4BL21-0AA0-ZY19 | RONIS KEY-OPERATED SWITCH, 22MM, ROUND, PLASTIC, LOCK NO. SB30, WITH 2 KEYS, 3 SWITCH POSITIONS | 26.27
3SU1000-4BL31-0AA0-ZY11 | RONIS KEY-OPERATED SWITCH, 22MM, ROUND, PLASTIC, LOCK NO. SB30, WITH 2 KEYS, 3 SWITCH POSITIONS | 28.17
3SU1000-4BL31-0AA0-ZY19 | RONIS KEY-OPERATED SWITCH, 22MM, ROUND, PLASTIC, LOCK NO. SB30, WITH 2 KEYS, 3 SWITCH POSITIONS | 26.27
3SU1000-4BL41-0AA0-ZY11 | RONIS KEY-OPERATED SWITCH, 22MM, ROUND, PLASTIC, LOCK NO. SB30, WITH 2 KEYS, 3 SWITCH POSITIONS | 28.17
3SU1000-4BL51-0AA0-ZY11 | RONIS KEY-OPERATED SWITCH, 22MM, ROUND, PLASTIC, LOCK NO. SB30, WITH 2 KEYS, 3 SWITCH POSITIONS | 28.17
3SU1000-4BM01-0AA0-ZY11 | RONIS KEY-OPERATED SWITCH, 22MM, ROUND, PLASTIC, LOCK NO. SB30, WITH 2 KEYS, 3 SWITCH POSITIONS | 26.71
3SU1000-4BN01-0AA0-ZY01 | RONIS KEY-OPERATED SWITCH, 22MM, ROUND, PLASTIC, SPECIAL LOCK, WITH 2 KEYS, 3 SWITCH POSITIONS | 55.83
3SU1000-4BN01-0AA0-ZY11 | RONIS KEY-OPERATED SWITCH, 22MM, ROUND, PLASTIC, LOCK NO. SB30, WITH 2 KEYS, 3 SWITCH POSITIONS | 27.34
3SU1000-4BN21-0AA0-ZY01 | RONIS KEY-OPERATED SWITCH, 22MM, ROUND, PLASTIC, SPECIAL LOCK, WITH 2 KEYS, 3 SWITCH POSITIONS | 55.83
3SU1000-4BN21-0AA0-ZY11 | RONIS KEY-OPERATED SWITCH, 22MM, ROUND, PLASTIC, LOCK NO. SB30, WITH 2 KEYS, 3 SWITCH POSITIONS | 27.34
3SU1000-4BN51-0AA0-ZY01 | RONIS KEY-OPERATED SWITCH, 22MM, ROUND, PLASTIC, SPECIAL LOCK, WITH 2 KEYS, 3 SWITCH POSITIONS | 55.83
3SU1000-4BN51-0AA0-ZY11 | RONIS KEY-OPERATED SWITCH, 22MM, ROUND, PLASTIC, LOCK NO. SB30, WITH 2 KEYS, 3 SWITCH POSITIONS | 27.34
3SU1000-4BP01-0AA0 | RONIS KEY-OPERATED SWITCH, 22MM, ROUND, PLASTIC, LOCK NO. SB30, WITH 2 KEYS, 3 SWITCH POSITIONS | 22.2
3SU1000-4BP01-0AA0-ZY01 | RONIS KEY-OPERATED SWITCH, 22MM, ROUND, PLASTIC, SPECIAL LOCK, WITH 2 KEYS, 3 SWITCH POSITIONS | 55.83
3SU1000-4BP31-0AA0 | RONIS KEY-OPERATED SWITCH, 22MM, ROUND, PLASTIC, LOCK NO. SB30, WITH 2 KEYS, 3 SWITCH POSITIONS | 22.2
3SU1000-4BP31-0AA0-ZY01 | RONIS KEY-OPERATED SWITCH, 22MM, ROUND, PLASTIC, SPECIAL LOCK, WITH 2 KEYS, 3 SWITCH POSITIONS | 55.83
3SU1000-4BP61-0AA0 | RONIS KEY-OPERATED SWITCH, 22MM, ROUND, PLASTIC, LOCK NO. SB30, WITH 2 KEYS, 3 SWITCH POSITIONS | 22.2
3SU1000-4BP61-0AA0-ZY01 | RONIS KEY-OPERATED SWITCH, 22MM, ROUND, PLASTIC, SPECIAL LOCK, WITH 2 KEYS, 3 SWITCH POSITIONS | 55.83
3SU1000-4BP61-0AA0-ZY15 | RONIS KEY-OPERATED SWITCH, 22MM, ROUND, PLASTIC, LOCK NO. SB30, WITH 2 KEYS, 3 SWITCH POSITIONS | 27.34
3SU1000-4CC01-0AA0 | RONIS KEY-OPERATED SWITCH, 22MM, ROUND, PLASTIC, LOCK NO. 455, WITH 2 KEYS, 2 SWITCH POSITIONS | 21.64
3SU1000-4CC01-0AA0-ZY19 | RONIS KEY-OPERATED SWITCH, 22MM, ROUND, PLASTIC, LOCK NO. 455, WITH 2 KEYS, 2 SWITCH POSITIONS | 24.81
3SU1000-4BL01-0AA0-ZY15 | RONIS KEY-OPERATED SWITCH, 22MM, ROUND, PLASTIC, LOCK NO. SB30, WITH 2 KEYS, 3 SWITCH POSITIONS | 28.17
3SU1000-4BL11-0AA0 | RONIS KEY-OPERATED SWITCH, 22MM, ROUND, PLASTIC, LOCK NO. SB30, WITH 2 KEYS, 3 SWITCH POSITIONS | 22.96
3SU1000-4BL11-0AA0-ZY15 | RONIS KEY-OPERATED SWITCH, 22MM, ROUND, PLASTIC, LOCK NO. SB30, WITH 2 KEYS, 3 SWITCH POSITIONS | 28.17
3SU1000-4BL21-0AA0 | RONIS KEY-OPERATED SWITCH, 22MM, ROUND, PLASTIC, LOCK NO. SB30, WITH 2 KEYS, 3 SWITCH POSITIONS | 22.96
3SU1000-4BL21-0AA0-ZY12 | RONIS KEY-OPERATED SWITCH, 22MM, ROUND, PLASTIC, LOCK NO. SB30, WITH 2 KEYS, 3 SWITCH POSITIONS | 28.17
3SU1000-4BL21-0AA0-ZY15 | RONIS KEY-OPERATED SWITCH, 22MM, ROUND, PLASTIC, LOCK NO. SB30, WITH 2 KEYS, 3 SWITCH POSITIONS | 28.17
3SU1000-4BL31-0AA0-ZY12 | RONIS KEY-OPERATED SWITCH, 22MM, ROUND, PLASTIC, LOCK NO. SB30, WITH 2 KEYS, 3 SWITCH POSITIONS | 28.17
3SU1000-4BL31-0AA0-ZY15 | RONIS KEY-OPERATED SWITCH, 22MM, ROUND, PLASTIC, LOCK NO. SB30, WITH 2 KEYS, 3 SWITCH POSITIONS | 28.17
3SU1000-4BL41-0AA0-ZY12 | RONIS KEY-OPERATED SWITCH, 22MM, ROUND, PLASTIC, LOCK NO. SB30, WITH 2 KEYS, 3 SWITCH POSITIONS | 28.17
3SU1000-4BL41-0AA0-ZY15 | RONIS KEY-OPERATED SWITCH, 22MM, ROUND, PLASTIC, LOCK NO. SB30, WITH 2 KEYS, 3 SWITCH POSITIONS | 28.17
3SU1000-4BL51-0AA0-ZY10 | RONIS KEY-OPERATED SWITCH, 22MM, ROUND, PLASTIC, LOCK NO. SB30, WITH 2 KEYS, 3 SWITCH POSITIONS | 28.17
3SU1000-4BL51-0AA0-ZY12 | RONIS KEY-OPERATED SWITCH, 22MM, ROUND, PLASTIC, LOCK NO. SB30, WITH 2 KEYS, 3 SWITCH POSITIONS | 28.17
3SU1000-4BM01-0AA0-ZY10 | RONIS KEY-OPERATED SWITCH, 22MM, ROUND, PLASTIC, LOCK NO. SB30, WITH 2 KEYS, 3 SWITCH POSITIONS | 26.71
3SU1000-4BM01-0AA0-ZY12 | RONIS KEY-OPERATED SWITCH, 22MM, ROUND, PLASTIC, LOCK NO. SB30, WITH 2 KEYS, 3 SWITCH POSITIONS | 26.71
3SU1000-4BN01-0AA0-ZY10 | RONIS KEY-OPERATED SWITCH, 22MM, ROUND, PLASTIC, LOCK NO. SB30, WITH 2 KEYS, 3 SWITCH POSITIONS | 27.34
3SU1000-4BN01-0AA0-ZY12 | RONIS KEY-OPERATED SWITCH, 22MM, ROUND, PLASTIC, LOCK NO. SB30, WITH 2 KEYS, 3 SWITCH POSITIONS | 27.34
3SU1000-4BN21-0AA0-ZX90 | RONIS KEY-OPERATED SWITCH, 22MM, ROUND, PLASTIC, LOCK NO. SB30, WITH 2 KEYS, 3 SWITCH POSITIONS | 24.18
3SU1000-4BN21-0AA0-ZY10 | RONIS KEY-OPERATED SWITCH, 22MM, ROUND, PLASTIC, LOCK NO. SB30, WITH 2 KEYS, 3 SWITCH POSITIONS | 27.34
3SU1000-4BN51-0AA0-ZX90 | RONIS KEY-OPERATED SWITCH, 22MM, ROUND, PLASTIC, LOCK NO. SB30, WITH 2 KEYS, 3 SWITCH POSITIONS | 24.18
3SU1000-4BN51-0AA0-ZY10 | RONIS KEY-OPERATED SWITCH, 22MM, ROUND, PLASTIC, LOCK NO. SB30, WITH 2 KEYS, 3 SWITCH POSITIONS | 27.34
3SU1000-4BP01-0AA0-ZX90 | RONIS KEY-OPERATED SWITCH, 22MM, ROUND, PLASTIC, LOCK NO. SB30, WITH 2 KEYS, 3 SWITCH POSITIONS | 24.18
3SU1000-4BP01-0AA0-ZY10 | RONIS KEY-OPERATED SWITCH, 22MM, ROUND, PLASTIC, LOCK NO. SB30, WITH 2 KEYS, 3 SWITCH POSITIONS | 27.34
3SU1000-4BP01-0AA0-ZY19 | RONIS KEY-OPERATED SWITCH, 22MM, ROUND, PLASTIC, LOCK NO. SB30, WITH 2 KEYS, 3 SWITCH POSITIONS | 25.44
3SU1000-4BP31-0AA0-ZX90 | RONIS KEY-OPERATED SWITCH, 22MM, ROUND, PLASTIC, LOCK NO. SB30, WITH 2 KEYS, 3 SWITCH POSITIONS | 24.18
3SU1000-4BP31-0AA0-ZY10 | RONIS KEY-OPERATED SWITCH, 22MM, ROUND, PLASTIC, LOCK NO. SB30, WITH 2 KEYS, 3 SWITCH POSITIONS | 27.34
3SU1000-4BP31-0AA0-ZY19 | RONIS KEY-OPERATED SWITCH, 22MM, ROUND, PLASTIC, LOCK NO. SB30, WITH 2 KEYS, 3 SWITCH POSITIONS | 25.44
3SU1000-4BP61-0AA0-ZX90 | RONIS KEY-OPERATED SWITCH, 22MM, ROUND, PLASTIC, LOCK NO. SB30, WITH 2 KEYS, 3 SWITCH POSITIONS | 24.18
3SU1000-4BP61-0AA0-ZY19 | RONIS KEY-OPERATED SWITCH, 22MM, ROUND, PLASTIC, LOCK NO. SB30, WITH 2 KEYS, 3 SWITCH POSITIONS | 25.44
3SU1000-4CC01-0AA0-ZX90 | RONIS KEY-OPERATED SWITCH, 22MM, ROUND, PLASTIC, LOCK NO. 455, WITH 2 KEYS, 2 SWITCH POSITIONS | 23.55
3SU1000-4BL31-0AA0 | RONIS KEY-OPERATED SWITCH, 22MM, ROUND, PLASTIC, LOCK NO. SB30, WITH 2 KEYS, 3 SWITCH POSITIONS | 22.96
3SU1000-4BL31-0AA0-ZX90 | RONIS KEY-OPERATED SWITCH, 22MM, ROUND, PLASTIC, LOCK NO. SB30, WITH 2 KEYS, 3 SWITCH POSITIONS | 25.01
3SU1000-4BL31-0AA0-ZY01 | RONIS KEY-OPERATED SWITCH, 22MM, ROUND, PLASTIC, SPECIAL LOCK, WITH 2 KEYS, 3 SWITCH POSITIONS | 56.66
3SU1000-4BL31-0AA0-ZY10 | RONIS KEY-OPERATED SWITCH, 22MM, ROUND, PLASTIC, LOCK NO. SB30, WITH 2 KEYS, 3 SWITCH POSITIONS | 28.17
3SU1000-4BL41-0AA0-ZY19 | RONIS KEY-OPERATED SWITCH, 22MM, ROUND, PLASTIC, LOCK NO. SB30, WITH 2 KEYS, 3 SWITCH POSITIONS | 26.27
3SU1000-4BL51-0AA0 | RONIS KEY-OPERATED SWITCH, 22MM, ROUND, PLASTIC, LOCK NO. SB30, WITH 2 KEYS, 3 SWITCH POSITIONS | 22.96
3SU1000-4BL51-0AA0-ZX90 | RONIS KEY-OPERATED SWITCH, 22MM, ROUND, PLASTIC, LOCK NO. SB30, WITH 2 KEYS, 3 SWITCH POSITIONS | 25.01
3SU1000-4BL51-0AA0-ZY01 | RONIS KEY-OPERATED SWITCH, 22MM, ROUND, PLASTIC, SPECIAL LOCK, WITH 2 KEYS, 3 SWITCH POSITIONS | 56.66
3SU1000-4BM01-0AA0-ZY15 | RONIS KEY-OPERATED SWITCH, 22MM, ROUND, PLASTIC, LOCK NO. SB30, WITH 2 KEYS, 3 SWITCH POSITIONS | 26.71
3SU1000-4BM01-0AA0-ZY19 | RONIS KEY-OPERATED SWITCH, 22MM, ROUND, PLASTIC, LOCK NO. SB30, WITH 2 KEYS, 3 SWITCH POSITIONS | 24.81
3SU1000-4BN01-0AA0 | RONIS KEY-OPERATED SWITCH, 22MM, ROUND, PLASTIC, LOCK NO. SB30, WITH 2 KEYS, 3 SWITCH POSITIONS | 22.2
3SU1000-4BN01-0AA0-ZX90 | RONIS KEY-OPERATED SWITCH, 22MM, ROUND, PLASTIC, LOCK NO. SB30, WITH 2 KEYS, 3 SWITCH POSITIONS | 24.18
3SU1000-4BN21-0AA0-ZY12 | RONIS KEY-OPERATED SWITCH, 22MM, ROUND, PLASTIC, LOCK NO. SB30, WITH 2 KEYS, 3 SWITCH POSITIONS | 27.34
3SU1000-4BN21-0AA0-ZY15 | RONIS KEY-OPERATED SWITCH, 22MM, ROUND, PLASTIC, LOCK NO. SB30, WITH 2 KEYS, 3 SWITCH POSITIONS | 27.34
3SU1000-4BN21-0AA0-ZY19 | RONIS KEY-OPERATED SWITCH, 22MM, ROUND, PLASTIC, LOCK NO. SB30, WITH 2 KEYS, 3 SWITCH POSITIONS | 25.44
3SU1000-4BN51-0AA0 | RONIS KEY-OPERATED SWITCH, 22MM, ROUND, PLASTIC, LOCK NO. SB30, WITH 2 KEYS, 3 SWITCH POSITIONS | 22.2
3SU1000-4BP01-0AA0-ZY11 | RONIS KEY-OPERATED SWITCH, 22MM, ROUND, PLASTIC, LOCK NO. SB30, WITH 2 KEYS, 3 SWITCH POSITIONS | 27.34
3SU1000-4BP01-0AA0-ZY12 | RONIS KEY-OPERATED SWITCH, 22MM, ROUND, PLASTIC, LOCK NO. SB30, WITH 2 KEYS, 3 SWITCH POSITIONS | 27.34
3SU1000-4BP01-0AA0-ZY15 | RONIS KEY-OPERATED SWITCH, 22MM, ROUND, PLASTIC, LOCK NO. SB30, WITH 2 KEYS, 3 SWITCH POSITIONS | 27.34
3SU1000-4BP61-0AA0-ZY10 | RONIS KEY-OPERATED SWITCH, 22MM, ROUND, PLASTIC, LOCK NO. SB30, WITH 2 KEYS, 3 SWITCH POSITIONS | 27.34
3SU1000-4BP61-0AA0-ZY11 | RONIS KEY-OPERATED SWITCH, 22MM, ROUND, PLASTIC, LOCK NO. SB30, WITH 2 KEYS, 3 SWITCH POSITIONS | 27.34
3SU1000-4BP61-0AA0-ZY12 | RONIS KEY-OPERATED SWITCH, 22MM, ROUND, PLASTIC, LOCK NO. SB30, WITH 2 KEYS, 3 SWITCH POSITIONS | 27.34
3SU1000-4CF01-0AA0-ZY11 | RONIS KEY-OPERATED SWITCH, 22MM, ROUND, PLASTIC, LOCK NO. 455, WITH 2 KEYS, 2 SWITCH POSITIONS | 26.71
3SU1000-4CF01-0AA0-ZY12 | RONIS KEY-OPERATED SWITCH, 22MM, ROUND, PLASTIC, LOCK NO. 455, WITH 2 KEYS, 2 SWITCH POSITIONS | 26.71
3SU1000-4CF01-0AA0-ZY15 | RONIS KEY-OPERATED SWITCH, 22MM, ROUND, PLASTIC, LOCK NO. 455, WITH 2 KEYS, 2 SWITCH POSITIONS | 26.71
3SU1000-4CL01-0AA0-ZY11 | RONIS KEY-OPERATED SWITCH, 22MM, ROUND, PLASTIC, LOCK NO. 455, WITH 2 KEYS, 3 SWITCH POSITIONS | 28.17
3SU1000-4CL01-0AA0-ZY12 | RONIS KEY-OPERATED SWITCH, 22MM, ROUND, PLASTIC, LOCK NO. 455, WITH 2 KEYS, 3 SWITCH POSITIONS | 28.17
3SU1000-4CL01-0AA0-ZY15 | RONIS KEY-OPERATED SWITCH, 22MM, ROUND, PLASTIC, LOCK NO. 455, WITH 2 KEYS, 3 SWITCH POSITIONS | 28.17
3SU1000-4DF11-0AA0-ZY12 | RONIS KEY-OPERATED SWITCH, 22MM, ROUND, PLASTIC, LOCK NO. 421, WITH 2 KEYS, 2 SWITCH POSITIONS | 26.71
3SU1000-4FF01-0AA0 | O.M.R. KEY-OPERATED SWITCH, 22MM, ROUND, PLASTIC, LOCK NO. 73037, RED, WITH 2 KEYS, 2 SWITCH PO | 33
3SU1000-4FF11-0AA0-ZY15 | O.M.R. KEY-OPERATED SWITCH, 22MM, ROUND, PLASTIC, LOCK NO. 73037, RED, WITH 2 KEYS, 2 SWITCH PO | 39.12
3SU1000-4FF11-0AA0-ZY19 | O.M.R. KEY-OPERATED SWITCH, 22MM, ROUND, PLASTIC, LOCK NO. 73037, RED, WITH 2 KEYS, 2 SWITCH PO | 37.23
3SU1000-4FL01-0AA0 | O.M.R. KEY-OPERATED SWITCH, 22MM, ROUND, PLASTIC, LOCK NO. 73037, RED, WITH 2 KEYS, 3 SWITCH PO | 33
3SU1002-2BC50-0AA0-ZY15 | SELECTOR SWITCH, CAN BE ILLUM., 22MM, ROUND, PLASTIC, BLUE, SHORT SELECTOR SWITCH, 2 SWITCH POS | 12.85
3SU1002-2BC50-0AA0-ZY19 | SELECTOR SWITCH, CAN BE ILLUM., 22MM, ROUND, PLASTIC, BLUE, SHORT SELECTOR SWITCH, 2 SWITCH POS | 10.96
3SU1002-2BC60-0AA0 | SELECTOR SWITCH, CAN BE ILLUM., 22MM, ROUND, PLASTIC, BLACK, WHITE, SHORT SELECTOR SWITCH, 2 SW | 8.88
3SU1002-2BF20-0AA0-ZY15 | SELECTOR SWITCH, CAN BE ILLUM., 22MM, ROUND, PLASTIC, RED, SHORT SELECTOR SWITCH, 2 SWITCH POSI | 12.85
3SU1002-2BF20-0AA0-ZY19 | SELECTOR SWITCH, CAN BE ILLUM., 22MM, ROUND, PLASTIC, RED, SHORT SELECTOR SWITCH, 2 SWITCH POSI | 10.96
3SU1002-2BF30-0AA0 | SELECTOR SWITCH, CAN BE ILLUM., 22MM, ROUND, PLASTIC, YELLOW, SHORT SELECTOR SWITCH, 2 SWITCH P | 8.88
3SU1002-2BF30-0AA0-ZX90 | SELECTOR SWITCH, CAN BE ILLUM., 22MM, ROUND, PLASTIC, YELLOW, SHORT SELECTOR SWITCH, 2 SWITCH P | 9.69
3SU1002-2BF40-0AA0-ZY15 | SELECTOR SWITCH, CAN BE ILLUM., 22MM, ROUND, PLASTIC, GREEN, SHORT SELECTOR SWITCH, 2 SWITCH PO | 12.85
3SU1002-2BF40-0AA0-ZY19 | SELECTOR SWITCH, CAN BE ILLUM., 22MM, ROUND, PLASTIC, GREEN, SHORT SELECTOR SWITCH, 2 SWITCH PO | 10.96
3SU1002-2BF50-0AA0 | SELECTOR SWITCH, CAN BE ILLUM., 22MM, ROUND, PLASTIC, BLUE, SHORT SELECTOR SWITCH, 2 SWITCH POS | 8.88
3SU1002-2BF50-0AA0-ZX90 | SELECTOR SWITCH, CAN BE ILLUM., 22MM, ROUND, PLASTIC, BLUE, SHORT SELECTOR SWITCH, 2 SWITCH POS | 9.69
3SU1002-2BF60-0AA0-ZY19 | SELECTOR SWITCH, CAN BE ILLUM., 22MM, ROUND, PLASTIC, BLACK, WHITE, SHORT SELECTOR SWITCH, 2 SW | 10.96
3SU1002-2BL20-0AA0 | SELECTOR SWITCH, CAN BE ILLUM., 22MM, ROUND, PLASTIC, RED, SHORT SELECTOR SWITCH, 3 SWITCH POSI | 8.88
3SU1002-2BL20-0AA0-ZX90 | SELECTOR SWITCH, CAN BE ILLUM., 22MM, ROUND, PLASTIC, RED, SHORT SELECTOR SWITCH, 3 SWITCH POSI | 9.69
3SU1002-2BL20-0AA0-ZY10 | SELECTOR SWITCH, CAN BE ILLUM., 22MM, ROUND, PLASTIC, RED, SHORT SELECTOR SWITCH, 3 SWITCH POSI | 12.85
3SU1002-2BL40-0AA0 | SELECTOR SWITCH, CAN BE ILLUM., 22MM, ROUND, PLASTIC, GREEN, SHORT SELECTOR SWITCH, 3 SWITCH PO | 8.88
3SU1002-2BL40-0AA0-ZX90 | SELECTOR SWITCH, CAN BE ILLUM., 22MM, ROUND, PLASTIC, GREEN, SHORT SELECTOR SWITCH, 3 SWITCH PO | 9.69
3SU1002-2BL40-0AA0-ZY10 | SELECTOR SWITCH, CAN BE ILLUM., 22MM, ROUND, PLASTIC, GREEN, SHORT SELECTOR SWITCH, 3 SWITCH PO | 12.85
3SU1002-2BL40-0AA0-ZY11 | SELECTOR SWITCH, CAN BE ILLUM., 22MM, ROUND, PLASTIC, GREEN, SHORT SELECTOR SWITCH, 3 SWITCH PO | 12.85
3SU1002-2BL60-0AA0 | SELECTOR SWITCH, CAN BE ILLUM., 22MM, ROUND, PLASTIC, BLACK, WHITE, SHORT SELECTOR SWITCH, 3 SW | 8.88
3SU1002-2BL60-0AA0-ZX90 | SELECTOR SWITCH, CAN BE ILLUM., 22MM, ROUND, PLASTIC, BLACK, WHITE, SHORT SELECTOR SWITCH, 3 SW | 9.69
3SU1002-2BL60-0AA0-ZY10 | SELECTOR SWITCH, CAN BE ILLUM., 22MM, ROUND, PLASTIC, BLACK, WHITE, SHORT SELECTOR SWITCH, 3 SW | 12.85
3SU1002-2BL60-0AA0-ZY11 | SELECTOR SWITCH, CAN BE ILLUM., 22MM, ROUND, PLASTIC, BLACK, WHITE, SHORT SELECTOR SWITCH, 3 SW | 12.85
3SU1002-2BL60-0AA0-ZY12 | SELECTOR SWITCH, CAN BE ILLUM., 22MM, ROUND, PLASTIC, BLACK, WHITE, SHORT SELECTOR SWITCH, 3 SW | 12.85
3SU1002-2BM30-0AA0-ZX90 | SELECTOR SWITCH, CAN BE ILLUM., 22MM, ROUND, PLASTIC, YELLOW, SHORT SELECTOR SWITCH, 3 SWITCH P | 9.69
3SU1000-4CF01-0AA0-ZX90 | RONIS KEY-OPERATED SWITCH, 22MM, ROUND, PLASTIC, LOCK NO. 455, WITH 2 KEYS, 2 SWITCH POSITIONS | 23.55
3SU1000-4CF11-0AA0 | RONIS KEY-OPERATED SWITCH, 22MM, ROUND, PLASTIC, LOCK NO. 455, WITH 2 KEYS, 2 SWITCH POSITIONS | 21.64
3SU1000-4CF11-0AA0-ZY10 | RONIS KEY-OPERATED SWITCH, 22MM, ROUND, PLASTIC, LOCK NO. 455, WITH 2 KEYS, 2 SWITCH POSITIONS | 26.71
3SU1000-4CF11-0AA0-ZY19 | RONIS KEY-OPERATED SWITCH, 22MM, ROUND, PLASTIC, LOCK NO. 455, WITH 2 KEYS, 2 SWITCH POSITIONS | 24.81
3SU1000-4CL01-0AA0-ZX90 | RONIS KEY-OPERATED SWITCH, 22MM, ROUND, PLASTIC, LOCK NO. 455, WITH 2 KEYS, 3 SWITCH POSITIONS | 25.01
3SU1000-4CL11-0AA0 | RONIS KEY-OPERATED SWITCH, 22MM, ROUND, PLASTIC, LOCK NO. 455, WITH 2 KEYS, 3 SWITCH POSITIONS | 22.96
3SU1000-4CL11-0AA0-ZY10 | RONIS KEY-OPERATED SWITCH, 22MM, ROUND, PLASTIC, LOCK NO. 455, WITH 2 KEYS, 3 SWITCH POSITIONS | 28.17
3SU1000-4DF11-0AA0-ZX90 | RONIS KEY-OPERATED SWITCH, 22MM, ROUND, PLASTIC, LOCK NO. 421, WITH 2 KEYS, 2 SWITCH POSITIONS | 23.55
3SU1000-4DF11-0AA0-ZY11 | RONIS KEY-OPERATED SWITCH, 22MM, ROUND, PLASTIC, LOCK NO. 421, WITH 2 KEYS, 2 SWITCH POSITIONS | 26.71
3SU1000-4FC01-0AA0 | O.M.R. KEY-OPERATED SWITCH, 22MM, ROUND, PLASTIC, LOCK NO. 73037, RED, WITH 2 KEYS, 2 SWITCH PO | 33
3SU1000-4FC01-0AA0-ZY10 | O.M.R. KEY-OPERATED SWITCH, 22MM, ROUND, PLASTIC, LOCK NO. 73037, RED, WITH 2 KEYS, 2 SWITCH PO | 39.12
3SU1000-4FF01-0AA0-ZX90 | O.M.R. KEY-OPERATED SWITCH, 22MM, ROUND, PLASTIC, LOCK NO. 73037, RED, WITH 2 KEYS, 2 SWITCH PO | 35.96
3SU1000-4FF01-0AA0-ZY11 | O.M.R. KEY-OPERATED SWITCH, 22MM, ROUND, PLASTIC, LOCK NO. 73037, RED, WITH 2 KEYS, 2 SWITCH PO | 39.12
3SU1000-4FF11-0AA0-ZY10 | O.M.R. KEY-OPERATED SWITCH, 22MM, ROUND, PLASTIC, LOCK NO. 73037, RED, WITH 2 KEYS, 2 SWITCH PO | 39.12
3SU1000-4FF11-0AA0-ZY12 | O.M.R. KEY-OPERATED SWITCH, 22MM, ROUND, PLASTIC, LOCK NO. 73037, RED, WITH 2 KEYS, 2 SWITCH PO | 39.12
3SU1000-4FL01-0AA0-ZX90 | O.M.R. KEY-OPERATED SWITCH, 22MM, ROUND, PLASTIC, LOCK NO. 73037, RED, WITH 2 KEYS, 3 SWITCH PO | 35.96
3SU1000-4FL01-0AA0-ZY11 | O.M.R. KEY-OPERATED SWITCH, 22MM, ROUND, PLASTIC, LOCK NO. 73037, RED, WITH 2 KEYS, 3 SWITCH PO | 39.12
3SU1000-4FL51-0AA0-ZY10 | O.M.R. KEY-OPERATED SWITCH, 22MM, ROUND, PLASTIC, LOCK NO. 73037, RED, WITH 2 KEYS, 3 SWITCH PO | 39.12
3SU1000-4FL51-0AA0-ZY12 | O.M.R. KEY-OPERATED SWITCH, 22MM, ROUND, PLASTIC, LOCK NO. 73037, RED, WITH 2 KEYS, 3 SWITCH PO | 39.12
3SU1002-2BC60-0AA0-ZY10 | SELECTOR SWITCH, CAN BE ILLUM., 22MM, ROUND, PLASTIC, BLACK, WHITE, SHORT SELECTOR SWITCH, 2 SW | 12.85
3SU1002-2BC60-0AA0-ZY12 | SELECTOR SWITCH, CAN BE ILLUM., 22MM, ROUND, PLASTIC, BLACK, WHITE, SHORT SELECTOR SWITCH, 2 SW | 12.85
3SU1002-2BF20-0AA0-ZX90 | SELECTOR SWITCH, CAN BE ILLUM., 22MM, ROUND, PLASTIC, RED, SHORT SELECTOR SWITCH, 2 SWITCH POSI | 9.69
3SU1002-2BF20-0AA0-ZY11 | SELECTOR SWITCH, CAN BE ILLUM., 22MM, ROUND, PLASTIC, RED, SHORT SELECTOR SWITCH, 2 SWITCH POSI | 12.85
3SU1002-2BF30-0AA0-ZY10 | SELECTOR SWITCH, CAN BE ILLUM., 22MM, ROUND, PLASTIC, YELLOW, SHORT SELECTOR SWITCH, 2 SWITCH P | 12.85
3SU1002-2BF30-0AA0-ZY12 | SELECTOR SWITCH, CAN BE ILLUM., 22MM, ROUND, PLASTIC, YELLOW, SHORT SELECTOR SWITCH, 2 SWITCH P | 12.85
3SU1002-2BF40-0AA0-ZY11 | SELECTOR SWITCH, CAN BE ILLUM., 22MM, ROUND, PLASTIC, GREEN, SHORT SELECTOR SWITCH, 2 SWITCH PO | 12.85
3SU1002-2BF50-0AA0-ZY10 | SELECTOR SWITCH, CAN BE ILLUM., 22MM, ROUND, PLASTIC, BLUE, SHORT SELECTOR SWITCH, 2 SWITCH POS | 12.85
3SU1002-2BF50-0AA0-ZY12 | SELECTOR SWITCH, CAN BE ILLUM., 22MM, ROUND, PLASTIC, BLUE, SHORT SELECTOR SWITCH, 2 SWITCH POS | 12.85
3SU1002-2BF50-0AA0-ZY15 | SELECTOR SWITCH, CAN BE ILLUM., 22MM, ROUND, PLASTIC, BLUE, SHORT SELECTOR SWITCH, 2 SWITCH POS | 12.85
3SU1000-4CC01-0AA0-ZY15 | RONIS KEY-OPERATED SWITCH, 22MM, ROUND, PLASTIC, LOCK NO. 455, WITH 2 KEYS, 2 SWITCH POSITIONS | 26.71
3SU1000-4CF01-0AA0 | RONIS KEY-OPERATED SWITCH, 22MM, ROUND, PLASTIC, LOCK NO. 455, WITH 2 KEYS, 2 SWITCH POSITIONS | 21.64
3SU1000-4CF01-0AA0-ZY10 | RONIS KEY-OPERATED SWITCH, 22MM, ROUND, PLASTIC, LOCK NO. 455, WITH 2 KEYS, 2 SWITCH POSITIONS | 26.71
3SU1000-4CF01-0AA0-ZY19 | RONIS KEY-OPERATED SWITCH, 22MM, ROUND, PLASTIC, LOCK NO. 455, WITH 2 KEYS, 2 SWITCH POSITIONS | 24.81
3SU1000-4CF11-0AA0-ZX90 | RONIS KEY-OPERATED SWITCH, 22MM, ROUND, PLASTIC, LOCK NO. 455, WITH 2 KEYS, 2 SWITCH POSITIONS | 23.55
3SU1000-4CL01-0AA0 | RONIS KEY-OPERATED SWITCH, 22MM, ROUND, PLASTIC, LOCK NO. 455, WITH 2 KEYS, 3 SWITCH POSITIONS | 22.96
3SU1000-4CL01-0AA0-ZY10 | RONIS KEY-OPERATED SWITCH, 22MM, ROUND, PLASTIC, LOCK NO. 455, WITH 2 KEYS, 3 SWITCH POSITIONS | 28.17
3SU1000-4CL01-0AA0-ZY19 | RONIS KEY-OPERATED SWITCH, 22MM, ROUND, PLASTIC, LOCK NO. 455, WITH 2 KEYS, 3 SWITCH POSITIONS | 26.27
3SU1000-4CL11-0AA0-ZX90 | RONIS KEY-OPERATED SWITCH, 22MM, ROUND, PLASTIC, LOCK NO. 455, WITH 2 KEYS, 3 SWITCH POSITIONS | 25.01
3SU1000-4CL11-0AA0-ZY11 | RONIS KEY-OPERATED SWITCH, 22MM, ROUND, PLASTIC, LOCK NO. 455, WITH 2 KEYS, 3 SWITCH POSITIONS | 28.17
3SU1000-4DF11-0AA0 | RONIS KEY-OPERATED SWITCH, 22MM, ROUND, PLASTIC, LOCK NO. 421, WITH 2 KEYS, 2 SWITCH POSITIONS | 21.64
3SU1000-4DF11-0AA0-ZY10 | RONIS KEY-OPERATED SWITCH, 22MM, ROUND, PLASTIC, LOCK NO. 421, WITH 2 KEYS, 2 SWITCH POSITIONS | 26.71
3SU1000-4FC01-0AA0-ZX90 | O.M.R. KEY-OPERATED SWITCH, 22MM, ROUND, PLASTIC, LOCK NO. 73037, RED, WITH 2 KEYS, 2 SWITCH PO | 35.96
3SU1000-4FC01-0AA0-ZY11 | O.M.R. KEY-OPERATED SWITCH, 22MM, ROUND, PLASTIC, LOCK NO. 73037, RED, WITH 2 KEYS, 2 SWITCH PO | 39.12
3SU1000-4FF01-0AA0-ZY10 | O.M.R. KEY-OPERATED SWITCH, 22MM, ROUND, PLASTIC, LOCK NO. 73037, RED, WITH 2 KEYS, 2 SWITCH PO | 39.12
3SU1000-4FF01-0AA0-ZY12 | O.M.R. KEY-OPERATED SWITCH, 22MM, ROUND, PLASTIC, LOCK NO. 73037, RED, WITH 2 KEYS, 2 SWITCH PO | 39.12
3SU1000-4FF11-0AA0-ZX90 | O.M.R. KEY-OPERATED SWITCH, 22MM, ROUND, PLASTIC, LOCK NO. 73037, RED, WITH 2 KEYS, 2 SWITCH PO | 35.96
3SU1000-4FF11-0AA0-ZY11 | O.M.R. KEY-OPERATED SWITCH, 22MM, ROUND, PLASTIC, LOCK NO. 73037, RED, WITH 2 KEYS, 2 SWITCH PO | 39.12
3SU1000-4FL01-0AA0-ZY10 | O.M.R. KEY-OPERATED SWITCH, 22MM, ROUND, PLASTIC, LOCK NO. 73037, RED, WITH 2 KEYS, 3 SWITCH PO | 39.12
3SU1000-4FL01-0AA0-ZY12 | O.M.R. KEY-OPERATED SWITCH, 22MM, ROUND, PLASTIC, LOCK NO. 73037, RED, WITH 2 KEYS, 3 SWITCH PO | 39.12
3SU1000-4FL51-0AA0-ZY11 | O.M.R. KEY-OPERATED SWITCH, 22MM, ROUND, PLASTIC, LOCK NO. 73037, RED, WITH 2 KEYS, 3 SWITCH PO | 39.12
3SU1002-2BC60-0AA0-ZX90 | SELECTOR SWITCH, CAN BE ILLUM., 22MM, ROUND, PLASTIC, BLACK, WHITE, SHORT SELECTOR SWITCH, 2 SW | 9.69
3SU1002-2BC60-0AA0-ZY11 | SELECTOR SWITCH, CAN BE ILLUM., 22MM, ROUND, PLASTIC, BLACK, WHITE, SHORT SELECTOR SWITCH, 2 SW | 12.85
3SU1002-2BF20-0AA0-ZY10 | SELECTOR SWITCH, CAN BE ILLUM., 22MM, ROUND, PLASTIC, RED, SHORT SELECTOR SWITCH, 2 SWITCH POSI | 12.85
3SU1002-2BF20-0AA0-ZY12 | SELECTOR SWITCH, CAN BE ILLUM., 22MM, ROUND, PLASTIC, RED, SHORT SELECTOR SWITCH, 2 SWITCH POSI | 12.85
3SU1002-2BF30-0AA0-ZY11 | SELECTOR SWITCH, CAN BE ILLUM., 22MM, ROUND, PLASTIC, YELLOW, SHORT SELECTOR SWITCH, 2 SWITCH P | 12.85
3SU1002-2BF40-0AA0-ZY10 | SELECTOR SWITCH, CAN BE ILLUM., 22MM, ROUND, PLASTIC, GREEN, SHORT SELECTOR SWITCH, 2 SWITCH PO | 12.85
3SU1002-2BF40-0AA0-ZY12 | SELECTOR SWITCH, CAN BE ILLUM., 22MM, ROUND, PLASTIC, GREEN, SHORT SELECTOR SWITCH, 2 SWITCH PO | 12.85
3SU1002-2BF50-0AA0-ZY11 | SELECTOR SWITCH, CAN BE ILLUM., 22MM, ROUND, PLASTIC, BLUE, SHORT SELECTOR SWITCH, 2 SWITCH POS | 12.85
3SU1000-4DF11-0AA0-ZY15 | RONIS KEY-OPERATED SWITCH, 22MM, ROUND, PLASTIC, LOCK NO. 421, WITH 2 KEYS, 2 SWITCH POSITIONS | 26.71
3SU1000-4DF11-0AA0-ZY19 | RONIS KEY-OPERATED SWITCH, 22MM, ROUND, PLASTIC, LOCK NO. 421, WITH 2 KEYS, 2 SWITCH POSITIONS | 24.81
3SU1000-4FF01-0AA0-ZY15 | O.M.R. KEY-OPERATED SWITCH, 22MM, ROUND, PLASTIC, LOCK NO. 73037, RED, WITH 2 KEYS, 2 SWITCH PO | 39.12
3SU1000-4FF01-0AA0-ZY19 | O.M.R. KEY-OPERATED SWITCH, 22MM, ROUND, PLASTIC, LOCK NO. 73037, RED, WITH 2 KEYS, 2 SWITCH PO | 37.23
3SU1000-4FF11-0AA0 | O.M.R. KEY-OPERATED SWITCH, 22MM, ROUND, PLASTIC, LOCK NO. 73037, RED, WITH 2 KEYS, 2 SWITCH PO | 33
3SU1000-4FL01-0AA0-ZY15 | O.M.R. KEY-OPERATED SWITCH, 22MM, ROUND, PLASTIC, LOCK NO. 73037, RED, WITH 2 KEYS, 3 SWITCH PO | 39.12
3SU1000-4FL01-0AA0-ZY19 | O.M.R. KEY-OPERATED SWITCH, 22MM, ROUND, PLASTIC, LOCK NO. 73037, RED, WITH 2 KEYS, 3 SWITCH PO | 37.23
3SU1000-4FL51-0AA0 | O.M.R. KEY-OPERATED SWITCH, 22MM, ROUND, PLASTIC, LOCK NO. 73037, RED, WITH 2 KEYS, 3 SWITCH PO | 33
3SU1000-4FL51-0AA0-ZX90 | O.M.R. KEY-OPERATED SWITCH, 22MM, ROUND, PLASTIC, LOCK NO. 73037, RED, WITH 2 KEYS, 3 SWITCH PO | 35.96
3SU1002-2BC60-0AA0-ZY15 | SELECTOR SWITCH, CAN BE ILLUM., 22MM, ROUND, PLASTIC, BLACK, WHITE, SHORT SELECTOR SWITCH, 2 SW | 12.85
3SU1002-2BC60-0AA0-ZY19 | SELECTOR SWITCH, CAN BE ILLUM., 22MM, ROUND, PLASTIC, BLACK, WHITE, SHORT SELECTOR SWITCH, 2 SW | 10.96
3SU1002-2BF20-0AA0 | SELECTOR SWITCH, CAN BE ILLUM., 22MM, ROUND, PLASTIC, RED, SHORT SELECTOR SWITCH, 2 SWITCH POSI | 8.88
3SU1002-2BF30-0AA0-ZY15 | SELECTOR SWITCH, CAN BE ILLUM., 22MM, ROUND, PLASTIC, YELLOW, SHORT SELECTOR SWITCH, 2 SWITCH P | 12.85
3SU1002-2BF30-0AA0-ZY19 | SELECTOR SWITCH, CAN BE ILLUM., 22MM, ROUND, PLASTIC, YELLOW, SHORT SELECTOR SWITCH, 2 SWITCH P | 10.96
3SU1002-2BF40-0AA0 | SELECTOR SWITCH, CAN BE ILLUM., 22MM, ROUND, PLASTIC, GREEN, SHORT SELECTOR SWITCH, 2 SWITCH PO | 8.88
3SU1002-2BF40-0AA0-ZX90 | SELECTOR SWITCH, CAN BE ILLUM., 22MM, ROUND, PLASTIC, GREEN, SHORT SELECTOR SWITCH, 2 SWITCH PO | 9.69
3SU1002-2BF50-0AA0-ZY19 | SELECTOR SWITCH, CAN BE ILLUM., 22MM, ROUND, PLASTIC, BLUE, SHORT SELECTOR SWITCH, 2 SWITCH POS | 10.96
3SU1002-2BF60-0AA0 | SELECTOR SWITCH, CAN BE ILLUM., 22MM, ROUND, PLASTIC, BLACK, WHITE, SHORT SELECTOR SWITCH, 2 SW | 8.88
3SU1002-2BF60-0AA0-ZX90 | SELECTOR SWITCH, CAN BE ILLUM., 22MM, ROUND, PLASTIC, BLACK, WHITE, SHORT SELECTOR SWITCH, 2 SW | 9.69
3SU1002-2BF60-0AA0-ZY10 | SELECTOR SWITCH, CAN BE ILLUM., 22MM, ROUND, PLASTIC, BLACK, WHITE, SHORT SELECTOR SWITCH, 2 SW | 12.85
3SU1002-2BL20-0AA0-ZY19 | SELECTOR SWITCH, CAN BE ILLUM., 22MM, ROUND, PLASTIC, RED, SHORT SELECTOR SWITCH, 3 SWITCH POSI | 10.96
3SU1002-2BL30-0AA0 | SELECTOR SWITCH, CAN BE ILLUM., 22MM, ROUND, PLASTIC, YELLOW, SHORT SELECTOR SWITCH, 3 SWITCH P | 8.88
3SU1002-2BL30-0AA0-ZX90 | SELECTOR SWITCH, CAN BE ILLUM., 22MM, ROUND, PLASTIC, YELLOW, SHORT SELECTOR SWITCH, 3 SWITCH P | 9.69
3SU1002-2BL30-0AA0-ZY10 | SELECTOR SWITCH, CAN BE ILLUM., 22MM, ROUND, PLASTIC, YELLOW, SHORT SELECTOR SWITCH, 3 SWITCH P | 12.85
3SU1002-2BL50-0AA0 | SELECTOR SWITCH, CAN BE ILLUM., 22MM, ROUND, PLASTIC, BLUE, SHORT SELECTOR SWITCH, 3 SWITCH POS | 8.88
3SU1002-2BL50-0AA0-ZX90 | SELECTOR SWITCH, CAN BE ILLUM., 22MM, ROUND, PLASTIC, BLUE, SHORT SELECTOR SWITCH, 3 SWITCH POS | 9.69
3SU1002-2BL50-0AA0-ZY10 | SELECTOR SWITCH, CAN BE ILLUM., 22MM, ROUND, PLASTIC, BLUE, SHORT SELECTOR SWITCH, 3 SWITCH POS | 12.85
3SU1002-2BL50-0AA0-ZY11 | SELECTOR SWITCH, CAN BE ILLUM., 22MM, ROUND, PLASTIC, BLUE, SHORT SELECTOR SWITCH, 3 SWITCH POS | 12.85
3SU1002-2BM20-0AA0-ZX90 | SELECTOR SWITCH, CAN BE ILLUM., 22MM, ROUND, PLASTIC, RED, SHORT SELECTOR SWITCH, 3 SWITCH POSI | 9.69
3SU1002-2BM30-0AA0-ZY10 | SELECTOR SWITCH, CAN BE ILLUM., 22MM, ROUND, PLASTIC, YELLOW, SHORT SELECTOR SWITCH, 3 SWITCH P | 12.85
3SU1002-2BM30-0AA0-ZY11 | SELECTOR SWITCH, CAN BE ILLUM., 22MM, ROUND, PLASTIC, YELLOW, SHORT SELECTOR SWITCH, 3 SWITCH P | 12.85
3SU1002-2BM30-0AA0-ZY12 | SELECTOR SWITCH, CAN BE ILLUM., 22MM, ROUND, PLASTIC, YELLOW, SHORT SELECTOR SWITCH, 3 SWITCH P | 12.85
3SU1002-2BM50-0AA0-ZY10 | SELECTOR SWITCH, CAN BE ILLUM., 22MM, ROUND, PLASTIC, BLUE, SHORT SELECTOR SWITCH, 3 SWITCH POS | 12.85
3SU1002-2BM50-0AA0-ZY11 | SELECTOR SWITCH, CAN BE ILLUM., 22MM, ROUND, PLASTIC, BLUE, SHORT SELECTOR SWITCH, 3 SWITCH POS | 12.85
3SU1002-2BM50-0AA0-ZY12 | SELECTOR SWITCH, CAN BE ILLUM., 22MM, ROUND, PLASTIC, BLUE, SHORT SELECTOR SWITCH, 3 SWITCH POS | 12.85
3SU1002-2BN20-0AA0-ZY10 | SELECTOR SWITCH, CAN BE ILLUM., 22MM, ROUND, PLASTIC, RED, SHORT SELECTOR SWITCH, 3 SWITCH POSI | 12.98
3SU1002-2BN20-0AA0-ZY11 | SELECTOR SWITCH, CAN BE ILLUM., 22MM, ROUND, PLASTIC, RED, SHORT SELECTOR SWITCH, 3 SWITCH POSI | 12.98
3SU1002-2BN20-0AA0-ZY12 | SELECTOR SWITCH, CAN BE ILLUM., 22MM, ROUND, PLASTIC, RED, SHORT SELECTOR SWITCH, 3 SWITCH POSI | 12.98
3SU1002-2BN20-0AA0-ZY15 | SELECTOR SWITCH, CAN BE ILLUM., 22MM, ROUND, PLASTIC, RED, SHORT SELECTOR SWITCH, 3 SWITCH POSI | 12.98
3SU1002-2BN40-0AA0-ZY11 | SELECTOR SWITCH, CAN BE ILLUM., 22MM, ROUND, PLASTIC, GREEN, SHORT SELECTOR SWITCH, 3 SWITCH PO | 12.98
3SU1002-2BN40-0AA0-ZY12 | SELECTOR SWITCH, CAN BE ILLUM., 22MM, ROUND, PLASTIC, GREEN, SHORT SELECTOR SWITCH, 3 SWITCH PO | 12.98
3SU1100-4BF11-3FA0-ZY19 | RONIS KEY-OPERATED SWITCH, 22MM, ROUND, PLASTIC, LOCK NO. SB30, WITH 2 KEYS, 2 SWITCH POSITIONS | 36.59
3SU1100-4BL11-1NA0 | RONIS KEY-OPERATED SWITCH, 22MM, ROUND, PLASTIC, LOCK NO. SB30, WITH 2 KEYS, 3 SWITCH POSITIONS | 34.68
3SU1100-5BF11-3FA0-ZY11 | CES KEY-OPERATED SWITCH, 22MM, ROUND, PLASTIC, LOCK NO. SSG10, WITH 2 KEYS, 2 SWITCH POSITIONS | 72.8
3SU1100-5BF11-3FA0-ZY12 | CES KEY-OPERATED SWITCH, 22MM, ROUND, PLASTIC, LOCK NO. SSG10, WITH 2 KEYS, 2 SWITCH POSITIONS | 72.8
3SU1100-5BF11-3FA0-ZY15 | CES KEY-OPERATED SWITCH, 22MM, ROUND, PLASTIC, LOCK NO. SSG10, WITH 2 KEYS, 2 SWITCH POSITIONS | 72.8
3SU1102-0AB20-1CA0-ZY12 | ILLUMINATED PUSHBUTTON, 22MM, ROUND, PLASTIC, RED, FLAT BUTTON, MOMENTARY CONTACT TYPE, WITH H | 25.01
3SU1102-0AB20-1CA0-ZY13 | ILLUMINATED PUSHBUTTON, 22MM, ROUND, PLASTIC, RED, FLAT BUTTON, MOMENTARY CONTACT TYPE, WITH H | 25.01
3SU1102-0AB20-1CA0-ZY15 | ILLUMINATED PUSHBUTTON, 22MM, ROUND, PLASTIC, RED, FLAT BUTTON, MOMENTARY CONTACT TYPE, WITH H | 25.01
3SU1102-0AB20-1CA0-ZY19 | ILLUMINATED PUSHBUTTON, 22MM, ROUND, PLASTIC, RED, FLAT BUTTON, MOMENTARY CONTACT TYPE, WITH H | 23.11
3SU1102-0AB20-3CA0-ZY12 | ILLUMINATED PUSHBUTTON, 22MM, ROUND, PLASTIC, RED, FLAT BUTTON, MOMENTARY CONTACT TYPE, WITH H | 25.44
3SU1102-0AB20-3CA0-ZY13 | ILLUMINATED PUSHBUTTON, 22MM, ROUND, PLASTIC, RED, FLAT BUTTON, MOMENTARY CONTACT TYPE, WITH H | 25.44
3SU1102-0AB20-3CA0-ZY15 | ILLUMINATED PUSHBUTTON, 22MM, ROUND, PLASTIC, RED, FLAT BUTTON, MOMENTARY CONTACT TYPE, WITH H | 25.44
3SU1102-0AB20-3CA0-ZY19 | ILLUMINATED PUSHBUTTON, 22MM, ROUND, PLASTIC, RED, FLAT BUTTON, MOMENTARY CONTACT TYPE, WITH H | 23.55
3SU1102-0AB20-3FA0 | ILLUMINATED PUSHBUTTON, 22MM, ROUND, PLASTIC, RED, FLAT BUTTON, MOMENTARY CONTACT TYPE, WITH H | 23.55
3SU1102-0AB30-1BA0-ZY13 | ILLUMINATED PUSHBUTTON, 22MM, ROUND, PLASTIC, YELLOW, FLAT BUTTON, MOMENTARY CONTACT TYPE, WIT | 25.01
3SU1102-0AB30-1BA0-ZY15 | ILLUMINATED PUSHBUTTON, 22MM, ROUND, PLASTIC, YELLOW, FLAT BUTTON, MOMENTARY CONTACT TYPE, WIT | 25.01
3SU1102-0AB30-1BA0-ZY19 | ILLUMINATED PUSHBUTTON, 22MM, ROUND, PLASTIC, YELLOW, FLAT BUTTON, MOMENTARY CONTACT TYPE, WIT | 23.11
3SU1002-2BF60-0AA0-ZY12 | SELECTOR SWITCH, CAN BE ILLUM., 22MM, ROUND, PLASTIC, BLACK, WHITE, SHORT SELECTOR SWITCH, 2 SW | 12.85
3SU1002-2BF60-0AA0-ZY15 | SELECTOR SWITCH, CAN BE ILLUM., 22MM, ROUND, PLASTIC, BLACK, WHITE, SHORT SELECTOR SWITCH, 2 SW | 12.85
3SU1002-2BL20-0AA0-ZY11 | SELECTOR SWITCH, CAN BE ILLUM., 22MM, ROUND, PLASTIC, RED, SHORT SELECTOR SWITCH, 3 SWITCH POSI | 12.85
3SU1002-2BL30-0AA0-ZY12 | SELECTOR SWITCH, CAN BE ILLUM., 22MM, ROUND, PLASTIC, YELLOW, SHORT SELECTOR SWITCH, 3 SWITCH P | 12.85
3SU1002-2BL30-0AA0-ZY15 | SELECTOR SWITCH, CAN BE ILLUM., 22MM, ROUND, PLASTIC, YELLOW, SHORT SELECTOR SWITCH, 3 SWITCH P | 12.85
3SU1002-2BL40-0AA0-ZY19 | SELECTOR SWITCH, CAN BE ILLUM., 22MM, ROUND, PLASTIC, GREEN, SHORT SELECTOR SWITCH, 3 SWITCH PO | 10.96
3SU1002-2BL50-0AA0-ZY12 | SELECTOR SWITCH, CAN BE ILLUM., 22MM, ROUND, PLASTIC, BLUE, SHORT SELECTOR SWITCH, 3 SWITCH POS | 12.85
3SU1002-2BL50-0AA0-ZY15 | SELECTOR SWITCH, CAN BE ILLUM., 22MM, ROUND, PLASTIC, BLUE, SHORT SELECTOR SWITCH, 3 SWITCH POS | 12.85
3SU1002-2BL60-0AA0-ZY19 | SELECTOR SWITCH, CAN BE ILLUM., 22MM, ROUND, PLASTIC, BLACK, WHITE, SHORT SELECTOR SWITCH, 3 SW | 10.96
3SU1002-2BM20-0AA0-ZY15 | SELECTOR SWITCH, CAN BE ILLUM., 22MM, ROUND, PLASTIC, RED, SHORT SELECTOR SWITCH, 3 SWITCH POSI | 12.85
3SU1002-2BM30-0AA0 | SELECTOR SWITCH, CAN BE ILLUM., 22MM, ROUND, PLASTIC, YELLOW, SHORT SELECTOR SWITCH, 3 SWITCH P | 8.88
3SU1002-2BM30-0AA0-ZY19 | SELECTOR SWITCH, CAN BE ILLUM., 22MM, ROUND, PLASTIC, YELLOW, SHORT SELECTOR SWITCH, 3 SWITCH P | 10.96
3SU1002-2BM40-0AA0-ZY15 | SELECTOR SWITCH, CAN BE ILLUM., 22MM, ROUND, PLASTIC, GREEN, SHORT SELECTOR SWITCH, 3 SWITCH PO | 12.85
3SU1002-2BM50-0AA0 | SELECTOR SWITCH, CAN BE ILLUM., 22MM, ROUND, PLASTIC, BLUE, SHORT SELECTOR SWITCH, 3 SWITCH POS | 8.88
3SU1002-2BM50-0AA0-ZY19 | SELECTOR SWITCH, CAN BE ILLUM., 22MM, ROUND, PLASTIC, BLUE, SHORT SELECTOR SWITCH, 3 SWITCH POS | 10.96
3SU1002-2BM60-0AA0-ZX90 | SELECTOR SWITCH, CAN BE ILLUM., 22MM, ROUND, PLASTIC, BLACK, WHITE, SHORT SELECTOR SWITCH, 3 SW | 9.69
3SU1002-2BM60-0AA0-ZY15 | SELECTOR SWITCH, CAN BE ILLUM., 22MM, ROUND, PLASTIC, BLACK, WHITE, SHORT SELECTOR SWITCH, 3 SW | 12.85
3SU1002-2BN20-0AA0 | SELECTOR SWITCH, CAN BE ILLUM., 22MM, ROUND, PLASTIC, RED, SHORT SELECTOR SWITCH, 3 SWITCH POSI | 9.01
3SU1002-2BN20-0AA0-ZY19 | SELECTOR SWITCH, CAN BE ILLUM., 22MM, ROUND, PLASTIC, RED, SHORT SELECTOR SWITCH, 3 SWITCH POSI | 11.09
3SU1002-2BN30-0AA0-ZX90 | SELECTOR SWITCH, CAN BE ILLUM., 22MM, ROUND, PLASTIC, YELLOW, SHORT SELECTOR SWITCH, 3 SWITCH P | 9.81
3SU1002-2BN40-0AA0 | SELECTOR SWITCH, CAN BE ILLUM., 22MM, ROUND, PLASTIC, GREEN, SHORT SELECTOR SWITCH, 3 SWITCH PO | 9.01
3SU1002-2BN40-0AA0-ZY10 | SELECTOR SWITCH, CAN BE ILLUM., 22MM, ROUND, PLASTIC, GREEN, SHORT SELECTOR SWITCH, 3 SWITCH PO | 12.98
3SU1100-4BL11-1NA0-ZX90 | RONIS KEY-OPERATED SWITCH, 22MM, ROUND, PLASTIC, LOCK NO. SB30, WITH 2 KEYS, 3 SWITCH POSITIONS | 37.79
3SU1100-4BL11-1NA0-ZY10 | RONIS KEY-OPERATED SWITCH, 22MM, ROUND, PLASTIC, LOCK NO. SB30, WITH 2 KEYS, 3 SWITCH POSITIONS | 40.95
3SU1100-4BL11-1NA0-ZY12 | RONIS KEY-OPERATED SWITCH, 22MM, ROUND, PLASTIC, LOCK NO. SB30, WITH 2 KEYS, 3 SWITCH POSITIONS | 40.95
3SU1100-5BF11-3FA0-ZX90 | CES KEY-OPERATED SWITCH, 22MM, ROUND, PLASTIC, LOCK NO. SSG10, WITH 2 KEYS, 2 SWITCH POSITIONS | 69.64
3SU1102-0AB20-1BA0 | ILLUMINATED PUSHBUTTON, 22MM, ROUND, PLASTIC, RED, FLAT BUTTON, MOMENTARY CONTACT TYPE, WITH H | 20.06
3SU1102-0AB20-1BA0-ZY10 | ILLUMINATED PUSHBUTTON, 22MM, ROUND, PLASTIC, RED, FLAT BUTTON, MOMENTARY CONTACT TYPE, WITH H | 25.01
3SU1102-0AB20-1BA0-ZY19 | ILLUMINATED PUSHBUTTON, 22MM, ROUND, PLASTIC, RED, FLAT BUTTON, MOMENTARY CONTACT TYPE, WITH H | 23.11
3SU1002-2BF60-0AA0-ZY11 | SELECTOR SWITCH, CAN BE ILLUM., 22MM, ROUND, PLASTIC, BLACK, WHITE, SHORT SELECTOR SWITCH, 2 SW | 12.85
3SU1002-2BL20-0AA0-ZY12 | SELECTOR SWITCH, CAN BE ILLUM., 22MM, ROUND, PLASTIC, RED, SHORT SELECTOR SWITCH, 3 SWITCH POSI | 12.85
3SU1002-2BL20-0AA0-ZY15 | SELECTOR SWITCH, CAN BE ILLUM., 22MM, ROUND, PLASTIC, RED, SHORT SELECTOR SWITCH, 3 SWITCH POSI | 12.85
3SU1002-2BL30-0AA0-ZY11 | SELECTOR SWITCH, CAN BE ILLUM., 22MM, ROUND, PLASTIC, YELLOW, SHORT SELECTOR SWITCH, 3 SWITCH P | 12.85
3SU1002-2BL30-0AA0-ZY19 | SELECTOR SWITCH, CAN BE ILLUM., 22MM, ROUND, PLASTIC, YELLOW, SHORT SELECTOR SWITCH, 3 SWITCH P | 10.96
3SU1002-2BL40-0AA0-ZY12 | SELECTOR SWITCH, CAN BE ILLUM., 22MM, ROUND, PLASTIC, GREEN, SHORT SELECTOR SWITCH, 3 SWITCH PO | 12.85
3SU1002-2BL40-0AA0-ZY15 | SELECTOR SWITCH, CAN BE ILLUM., 22MM, ROUND, PLASTIC, GREEN, SHORT SELECTOR SWITCH, 3 SWITCH PO | 12.85
3SU1002-2BL50-0AA0-ZY19 | SELECTOR SWITCH, CAN BE ILLUM., 22MM, ROUND, PLASTIC, BLUE, SHORT SELECTOR SWITCH, 3 SWITCH POS | 10.96
3SU1002-2BL60-0AA0-ZY15 | SELECTOR SWITCH, CAN BE ILLUM., 22MM, ROUND, PLASTIC, BLACK, WHITE, SHORT SELECTOR SWITCH, 3 SW | 12.85
3SU1002-2BM20-0AA0 | SELECTOR SWITCH, CAN BE ILLUM., 22MM, ROUND, PLASTIC, RED, SHORT SELECTOR SWITCH, 3 SWITCH POSI | 8.88
3SU1002-2BM20-0AA0-ZY19 | SELECTOR SWITCH, CAN BE ILLUM., 22MM, ROUND, PLASTIC, RED, SHORT SELECTOR SWITCH, 3 SWITCH POSI | 10.96
3SU1002-2BM30-0AA0-ZY15 | SELECTOR SWITCH, CAN BE ILLUM., 22MM, ROUND, PLASTIC, YELLOW, SHORT SELECTOR SWITCH, 3 SWITCH P | 12.85
3SU1002-2BM40-0AA0 | SELECTOR SWITCH, CAN BE ILLUM., 22MM, ROUND, PLASTIC, GREEN, SHORT SELECTOR SWITCH, 3 SWITCH PO | 8.88
3SU1002-2BM40-0AA0-ZY19 | SELECTOR SWITCH, CAN BE ILLUM., 22MM, ROUND, PLASTIC, GREEN, SHORT SELECTOR SWITCH, 3 SWITCH PO | 10.96
3SU1002-2BM50-0AA0-ZX90 | SELECTOR SWITCH, CAN BE ILLUM., 22MM, ROUND, PLASTIC, BLUE, SHORT SELECTOR SWITCH, 3 SWITCH POS | 9.69
3SU1002-2BM50-0AA0-ZY15 | SELECTOR SWITCH, CAN BE ILLUM., 22MM, ROUND, PLASTIC, BLUE, SHORT SELECTOR SWITCH, 3 SWITCH POS | 12.85
3SU1002-2BM60-0AA0 | SELECTOR SWITCH, CAN BE ILLUM., 22MM, ROUND, PLASTIC, BLACK, WHITE, SHORT SELECTOR SWITCH, 3 SW | 8.88
3SU1002-2BM60-0AA0-ZY19 | SELECTOR SWITCH, CAN BE ILLUM., 22MM, ROUND, PLASTIC, BLACK, WHITE, SHORT SELECTOR SWITCH, 3 SW | 10.96
3SU1002-2BN20-0AA0-ZX90 | SELECTOR SWITCH, CAN BE ILLUM., 22MM, ROUND, PLASTIC, RED, SHORT SELECTOR SWITCH, 3 SWITCH POSI | 9.81
3SU1002-2BN30-0AA0 | SELECTOR SWITCH, CAN BE ILLUM., 22MM, ROUND, PLASTIC, YELLOW, SHORT SELECTOR SWITCH, 3 SWITCH P | 9.01
3SU1002-2BN30-0AA0-ZY10 | SELECTOR SWITCH, CAN BE ILLUM., 22MM, ROUND, PLASTIC, YELLOW, SHORT SELECTOR SWITCH, 3 SWITCH P | 12.98
3SU1002-2BN30-0AA0-ZY19 | SELECTOR SWITCH, CAN BE ILLUM., 22MM, ROUND, PLASTIC, YELLOW, SHORT SELECTOR SWITCH, 3 SWITCH P | 11.09
3SU1002-2BN40-0AA0-ZX90 | SELECTOR SWITCH, CAN BE ILLUM., 22MM, ROUND, PLASTIC, GREEN, SHORT SELECTOR SWITCH, 3 SWITCH PO | 9.81
3SU1100-4BL11-1NA0-ZY11 | RONIS KEY-OPERATED SWITCH, 22MM, ROUND, PLASTIC, LOCK NO. SB30, WITH 2 KEYS, 3 SWITCH POSITIONS | 40.95
3SU1100-5BF11-3FA0-ZY10 | CES KEY-OPERATED SWITCH, 22MM, ROUND, PLASTIC, LOCK NO. SSG10, WITH 2 KEYS, 2 SWITCH POSITIONS | 72.8
3SU1100-5BF11-3FA0-ZY19 | CES KEY-OPERATED SWITCH, 22MM, ROUND, PLASTIC, LOCK NO. SSG10, WITH 2 KEYS, 2 SWITCH POSITIONS | 70.9
3SU1102-0AB20-1BA0-ZX90 | ILLUMINATED PUSHBUTTON, 22MM, ROUND, PLASTIC, RED, FLAT BUTTON, MOMENTARY CONTACT TYPE, WITH H | 21.85
3SU1102-0AB20-1CA0 | ILLUMINATED PUSHBUTTON, 22MM, ROUND, PLASTIC, RED, FLAT BUTTON, MOMENTARY CONTACT TYPE, WITH H | 20.06
3SU1102-0AB20-1CA0-ZY10 | ILLUMINATED PUSHBUTTON, 22MM, ROUND, PLASTIC, RED, FLAT BUTTON, MOMENTARY CONTACT TYPE, WITH H | 25.01
3SU1002-2BM20-0AA0-ZY10 | SELECTOR SWITCH, CAN BE ILLUM., 22MM, ROUND, PLASTIC, RED, SHORT SELECTOR SWITCH, 3 SWITCH POSI | 12.85
3SU1002-2BM20-0AA0-ZY11 | SELECTOR SWITCH, CAN BE ILLUM., 22MM, ROUND, PLASTIC, RED, SHORT SELECTOR SWITCH, 3 SWITCH POSI | 12.85
3SU1002-2BM20-0AA0-ZY12 | SELECTOR SWITCH, CAN BE ILLUM., 22MM, ROUND, PLASTIC, RED, SHORT SELECTOR SWITCH, 3 SWITCH POSI | 12.85
3SU1002-2BM40-0AA0-ZX90 | SELECTOR SWITCH, CAN BE ILLUM., 22MM, ROUND, PLASTIC, GREEN, SHORT SELECTOR SWITCH, 3 SWITCH PO | 9.69
3SU1002-2BM40-0AA0-ZY10 | SELECTOR SWITCH, CAN BE ILLUM., 22MM, ROUND, PLASTIC, GREEN, SHORT SELECTOR SWITCH, 3 SWITCH PO | 12.85
3SU1002-2BM40-0AA0-ZY11 | SELECTOR SWITCH, CAN BE ILLUM., 22MM, ROUND, PLASTIC, GREEN, SHORT SELECTOR SWITCH, 3 SWITCH PO | 12.85
3SU1002-2BM40-0AA0-ZY12 | SELECTOR SWITCH, CAN BE ILLUM., 22MM, ROUND, PLASTIC, GREEN, SHORT SELECTOR SWITCH, 3 SWITCH PO | 12.85
3SU1002-2BM60-0AA0-ZY10 | SELECTOR SWITCH, CAN BE ILLUM., 22MM, ROUND, PLASTIC, BLACK, WHITE, SHORT SELECTOR SWITCH, 3 SW | 12.85
3SU1002-2BM60-0AA0-ZY11 | SELECTOR SWITCH, CAN BE ILLUM., 22MM, ROUND, PLASTIC, BLACK, WHITE, SHORT SELECTOR SWITCH, 3 SW | 12.85
3SU1002-2BM60-0AA0-ZY12 | SELECTOR SWITCH, CAN BE ILLUM., 22MM, ROUND, PLASTIC, BLACK, WHITE, SHORT SELECTOR SWITCH, 3 SW | 12.85
3SU1002-2BN30-0AA0-ZY11 | SELECTOR SWITCH, CAN BE ILLUM., 22MM, ROUND, PLASTIC, YELLOW, SHORT SELECTOR SWITCH, 3 SWITCH P | 12.98
3SU1002-2BN30-0AA0-ZY12 | SELECTOR SWITCH, CAN BE ILLUM., 22MM, ROUND, PLASTIC, YELLOW, SHORT SELECTOR SWITCH, 3 SWITCH P | 12.98
3SU1002-2BN30-0AA0-ZY15 | SELECTOR SWITCH, CAN BE ILLUM., 22MM, ROUND, PLASTIC, YELLOW, SHORT SELECTOR SWITCH, 3 SWITCH P | 12.98
3SU1100-4BL11-1NA0-ZY15 | RONIS KEY-OPERATED SWITCH, 22MM, ROUND, PLASTIC, LOCK NO. SB30, WITH 2 KEYS, 3 SWITCH POSITIONS | 40.95
3SU1100-4BL11-1NA0-ZY19 | RONIS KEY-OPERATED SWITCH, 22MM, ROUND, PLASTIC, LOCK NO. SB30, WITH 2 KEYS, 3 SWITCH POSITIONS | 39.06
3SU1100-5BF11-3FA0 | CES KEY-OPERATED SWITCH, 22MM, ROUND, PLASTIC, LOCK NO. SSG10, WITH 2 KEYS, 2 SWITCH POSITIONS | 63.94
3SU1102-0AB20-1BA0-ZY11 | ILLUMINATED PUSHBUTTON, 22MM, ROUND, PLASTIC, RED, FLAT BUTTON, MOMENTARY CONTACT TYPE, WITH H | 25.01
3SU1102-0AB20-1BA0-ZY12 | ILLUMINATED PUSHBUTTON, 22MM, ROUND, PLASTIC, RED, FLAT BUTTON, MOMENTARY CONTACT TYPE, WITH H | 25.01
3SU1102-0AB20-1BA0-ZY13 | ILLUMINATED PUSHBUTTON, 22MM, ROUND, PLASTIC, RED, FLAT BUTTON, MOMENTARY CONTACT TYPE, WITH H | 25.01
3SU1102-0AB20-1BA0-ZY15 | ILLUMINATED PUSHBUTTON, 22MM, ROUND, PLASTIC, RED, FLAT BUTTON, MOMENTARY CONTACT TYPE, WITH H | 25.01
3SU1102-0AB20-1FA0-ZY12 | ILLUMINATED PUSHBUTTON, 22MM, ROUND, PLASTIC, RED, FLAT BUTTON, MOMENTARY CONTACT TYPE, WITH H | 27.97
3SU1102-0AB20-1FA0-ZY13 | ILLUMINATED PUSHBUTTON, 22MM, ROUND, PLASTIC, RED, FLAT BUTTON, MOMENTARY CONTACT TYPE, WITH H | 27.97
3SU1102-0AB20-1FA0-ZY15 | ILLUMINATED PUSHBUTTON, 22MM, ROUND, PLASTIC, RED, FLAT BUTTON, MOMENTARY CONTACT TYPE, WITH H | 27.97
3SU1102-0AB20-1FA0-ZY19 | ILLUMINATED PUSHBUTTON, 22MM, ROUND, PLASTIC, RED, FLAT BUTTON, MOMENTARY CONTACT TYPE, WITH H | 26.08
3SU1102-0AB20-3FA0-ZY13 | ILLUMINATED PUSHBUTTON, 22MM, ROUND, PLASTIC, RED, FLAT BUTTON, MOMENTARY CONTACT TYPE, WITH H | 28.8
3SU1102-0AB20-3FA0-ZY15 | ILLUMINATED PUSHBUTTON, 22MM, ROUND, PLASTIC, RED, FLAT BUTTON, MOMENTARY CONTACT TYPE, WITH H | 28.8
3SU1102-0AB20-3FA0-ZY19 | ILLUMINATED PUSHBUTTON, 22MM, ROUND, PLASTIC, RED, FLAT BUTTON, MOMENTARY CONTACT TYPE, WITH H | 26.9
3SU1102-0AB30-1BA0 | ILLUMINATED PUSHBUTTON, 22MM, ROUND, PLASTIC, YELLOW, FLAT BUTTON, MOMENTARY CONTACT TYPE, WIT | 20.06
3SU1102-0AB30-1FA0-ZY13 | ILLUMINATED PUSHBUTTON, 22MM, ROUND, PLASTIC, YELLOW, FLAT BUTTON, MOMENTARY CONTACT TYPE, WIT | 27.97
3SU1102-0AB30-1FA0 | ILLUMINATED PUSHBUTTON, 22MM, ROUND, PLASTIC, YELLOW, FLAT BUTTON, MOMENTARY CONTACT TYPE, WIT | 22.79
3SU1102-0AB30-3BA0-ZY15 | ILLUMINATED PUSHBUTTON, 22MM, ROUND, PLASTIC, YELLOW, FLAT BUTTON, MOMENTARY CONTACT TYPE, WIT | 25.44
3SU1102-0AB30-3BA0-ZY19 | ILLUMINATED PUSHBUTTON, 22MM, ROUND, PLASTIC, YELLOW, FLAT BUTTON, MOMENTARY CONTACT TYPE, WIT | 23.55
3SU1102-0AB30-3FA0 | ILLUMINATED PUSHBUTTON, 22MM, ROUND, PLASTIC, YELLOW, FLAT BUTTON, MOMENTARY CONTACT TYPE, WIT | 23.55
3SU1102-0AB30-3FA0-ZX90 | ILLUMINATED PUSHBUTTON, 22MM, ROUND, PLASTIC, YELLOW, FLAT BUTTON, MOMENTARY CONTACT TYPE, WIT | 25.64
3SU1102-0AB40-1BA0-ZY15 | ILLUMINATED PUSHBUTTON, 22MM, ROUND, PLASTIC, GREEN, FLAT BUTTON, MOMENTARY CONTACT TYPE, WITH | 25.01
3SU1102-0AB40-1BA0-ZY19 | ILLUMINATED PUSHBUTTON, 22MM, ROUND, PLASTIC, GREEN, FLAT BUTTON, MOMENTARY CONTACT TYPE, WITH | 23.11
3SU1102-0AB40-1FA0 | ILLUMINATED PUSHBUTTON, 22MM, ROUND, PLASTIC, GREEN, FLAT BUTTON, MOMENTARY CONTACT TYPE, WITH | 22.79
3SU1102-0AB40-1FA0-ZX90 | ILLUMINATED PUSHBUTTON, 22MM, ROUND, PLASTIC, GREEN, FLAT BUTTON, MOMENTARY CONTACT TYPE, WITH | 24.81
3SU1102-0AB40-1FA0-ZY10 | ILLUMINATED PUSHBUTTON, 22MM, ROUND, PLASTIC, GREEN, FLAT BUTTON, MOMENTARY CONTACT TYPE, WITH | 27.97
3SU1102-0AB40-3BA0-ZY19 | ILLUMINATED PUSHBUTTON, 22MM, ROUND, PLASTIC, GREEN, FLAT BUTTON, MOMENTARY CONTACT TYPE, WITH | 23.55
3SU1102-0AB40-3FA0 | ILLUMINATED PUSHBUTTON, 22MM, ROUND, PLASTIC, GREEN, FLAT BUTTON, MOMENTARY CONTACT TYPE, WITH | 23.55
3SU1102-0AB40-3FA0-ZX90 | ILLUMINATED PUSHBUTTON, 22MM, ROUND, PLASTIC, GREEN, FLAT BUTTON, MOMENTARY CONTACT TYPE, WITH | 25.64
3SU1102-0AB40-3FA0-ZY10 | ILLUMINATED PUSHBUTTON, 22MM, ROUND, PLASTIC, GREEN, FLAT BUTTON, MOMENTARY CONTACT TYPE, WITH | 28.8
3SU1102-0AB50-1FA0 | ILLUMINATED PUSHBUTTON, 22MM, ROUND, PLASTIC, BLUE, FLAT BUTTON, MOMENTARY CONTACT TYPE, WITH | 22.79
3SU1102-0AB50-1FA0-ZX90 | ILLUMINATED PUSHBUTTON, 22MM, ROUND, PLASTIC, BLUE, FLAT BUTTON, MOMENTARY CONTACT TYPE, WITH | 24.81
3SU1102-0AB50-1FA0-ZY10 | ILLUMINATED PUSHBUTTON, 22MM, ROUND, PLASTIC, BLUE, FLAT BUTTON, MOMENTARY CONTACT TYPE, WITH | 27.97
3SU1102-0AB50-1FA0-ZY11 | ILLUMINATED PUSHBUTTON, 22MM, ROUND, PLASTIC, BLUE, FLAT BUTTON, MOMENTARY CONTACT TYPE, WITH | 27.97
3SU1102-0AB50-3FA0-ZX90 | ILLUMINATED PUSHBUTTON, 22MM, ROUND, PLASTIC, BLUE, FLAT BUTTON, MOMENTARY CONTACT TYPE, WITH | 25.64
3SU1102-0AB50-3FA0-ZY10 | ILLUMINATED PUSHBUTTON, 22MM, ROUND, PLASTIC, BLUE, FLAT BUTTON, MOMENTARY CONTACT TYPE, WITH | 28.8
3SU1102-0AB50-3FA0-ZY11 | ILLUMINATED PUSHBUTTON, 22MM, ROUND, PLASTIC, BLUE, FLAT BUTTON, MOMENTARY CONTACT TYPE, WITH | 28.8
3SU1102-0AB50-3FA0-ZY12 | ILLUMINATED PUSHBUTTON, 22MM, ROUND, PLASTIC, BLUE, FLAT BUTTON, MOMENTARY CONTACT TYPE, WITH | 28.8
3SU1102-0AB60-1FA0-ZX90 | ILLUMINATED PUSHBUTTON, 22MM, ROUND, PLASTIC, WHITE, FLAT BUTTON, MOMENTARY CONTACT TYPE, WITH | 24.81
3SU1102-0AB60-1FA0-ZY10 | ILLUMINATED PUSHBUTTON, 22MM, ROUND, PLASTIC, WHITE, FLAT BUTTON, MOMENTARY CONTACT TYPE, WITH | 27.97
3SU1102-0AB60-1FA0-ZY11 | ILLUMINATED PUSHBUTTON, 22MM, ROUND, PLASTIC, WHITE, FLAT BUTTON, MOMENTARY CONTACT TYPE, WITH | 27.97
3SU1102-0AB60-1FA0-ZY12 | ILLUMINATED PUSHBUTTON, 22MM, ROUND, PLASTIC, WHITE, FLAT BUTTON, MOMENTARY CONTACT TYPE, WITH | 27.97
3SU1102-0AB60-3FA0-ZY10 | ILLUMINATED PUSHBUTTON, 22MM, ROUND, PLASTIC, WHITE, FLAT BUTTON, MOMENTARY CONTACT TYPE, WITH | 28.8
3SU1102-0AB60-3FA0-ZY11 | ILLUMINATED PUSHBUTTON, 22MM, ROUND, PLASTIC, WHITE, FLAT BUTTON, MOMENTARY CONTACT TYPE, WITH | 28.8
3SU1102-0AB60-3FA0-ZY12 | ILLUMINATED PUSHBUTTON, 22MM, ROUND, PLASTIC, WHITE, FLAT BUTTON, MOMENTARY CONTACT TYPE, WITH | 28.8
3SU1102-0AB20-1FA0-ZX90 | ILLUMINATED PUSHBUTTON, 22MM, ROUND, PLASTIC, RED, FLAT BUTTON, MOMENTARY CONTACT TYPE, WITH H | 24.81
3SU1102-0AB20-1FA0-ZY11 | ILLUMINATED PUSHBUTTON, 22MM, ROUND, PLASTIC, RED, FLAT BUTTON, MOMENTARY CONTACT TYPE, WITH H | 27.97
3SU1102-0AB20-3CA0 | ILLUMINATED PUSHBUTTON, 22MM, ROUND, PLASTIC, RED, FLAT BUTTON, MOMENTARY CONTACT TYPE, WITH H | 20.47
3SU1102-0AB20-3CA0-ZY10 | ILLUMINATED PUSHBUTTON, 22MM, ROUND, PLASTIC, RED, FLAT BUTTON, MOMENTARY CONTACT TYPE, WITH H | 25.44
3SU1102-0AB20-3FA0-ZX90 | ILLUMINATED PUSHBUTTON, 22MM, ROUND, PLASTIC, RED, FLAT BUTTON, MOMENTARY CONTACT TYPE, WITH H | 25.64
3SU1102-0AB20-3FA0-ZY11 | ILLUMINATED PUSHBUTTON, 22MM, ROUND, PLASTIC, RED, FLAT BUTTON, MOMENTARY CONTACT TYPE, WITH H | 28.8
3SU1102-0AB30-1BA0-ZY10 | ILLUMINATED PUSHBUTTON, 22MM, ROUND, PLASTIC, YELLOW, FLAT BUTTON, MOMENTARY CONTACT TYPE, WIT | 25.01
3SU1102-0AB30-1BA0-ZY12 | ILLUMINATED PUSHBUTTON, 22MM, ROUND, PLASTIC, YELLOW, FLAT BUTTON, MOMENTARY CONTACT TYPE, WIT | 25.01
3SU1102-0AB30-1FA0-ZX90 | ILLUMINATED PUSHBUTTON, 22MM, ROUND, PLASTIC, YELLOW, FLAT BUTTON, MOMENTARY CONTACT TYPE, WIT | 24.81
3SU1102-0AB30-1FA0-ZY11 | ILLUMINATED PUSHBUTTON, 22MM, ROUND, PLASTIC, YELLOW, FLAT BUTTON, MOMENTARY CONTACT TYPE, WIT | 27.97
3SU1102-0AB30-3BA0-ZY10 | ILLUMINATED PUSHBUTTON, 22MM, ROUND, PLASTIC, YELLOW, FLAT BUTTON, MOMENTARY CONTACT TYPE, WIT | 25.44
3SU1102-0AB30-3BA0-ZY12 | ILLUMINATED PUSHBUTTON, 22MM, ROUND, PLASTIC, YELLOW, FLAT BUTTON, MOMENTARY CONTACT TYPE, WIT | 25.44
3SU1102-0AB30-3FA0-ZY11 | ILLUMINATED PUSHBUTTON, 22MM, ROUND, PLASTIC, YELLOW, FLAT BUTTON, MOMENTARY CONTACT TYPE, WIT | 28.8
3SU1102-0AB30-3FA0-ZY13 | ILLUMINATED PUSHBUTTON, 22MM, ROUND, PLASTIC, YELLOW, FLAT BUTTON, MOMENTARY CONTACT TYPE, WIT | 28.8
3SU1102-0AB40-1BA0-ZY10 | ILLUMINATED PUSHBUTTON, 22MM, ROUND, PLASTIC, GREEN, FLAT BUTTON, MOMENTARY CONTACT TYPE, WITH | 25.01
3SU1102-0AB40-1BA0-ZY12 | ILLUMINATED PUSHBUTTON, 22MM, ROUND, PLASTIC, GREEN, FLAT BUTTON, MOMENTARY CONTACT TYPE, WITH | 25.01
3SU1102-0AB40-1FA0-ZY11 | ILLUMINATED PUSHBUTTON, 22MM, ROUND, PLASTIC, GREEN, FLAT BUTTON, MOMENTARY CONTACT TYPE, WITH | 27.97
3SU1102-0AB40-1FA0-ZY13 | ILLUMINATED PUSHBUTTON, 22MM, ROUND, PLASTIC, GREEN, FLAT BUTTON, MOMENTARY CONTACT TYPE, WITH | 27.97
3SU1102-0AB40-3BA0-ZY12 | ILLUMINATED PUSHBUTTON, 22MM, ROUND, PLASTIC, GREEN, FLAT BUTTON, MOMENTARY CONTACT TYPE, WITH | 25.44
3SU1102-0AB40-3BA0-ZY15 | ILLUMINATED PUSHBUTTON, 22MM, ROUND, PLASTIC, GREEN, FLAT BUTTON, MOMENTARY CONTACT TYPE, WITH | 25.44
3SU1102-0AB40-3FA0-ZY11 | ILLUMINATED PUSHBUTTON, 22MM, ROUND, PLASTIC, GREEN, FLAT BUTTON, MOMENTARY CONTACT TYPE, WITH | 28.8
3SU1102-0AB40-3FA0-ZY13 | ILLUMINATED PUSHBUTTON, 22MM, ROUND, PLASTIC, GREEN, FLAT BUTTON, MOMENTARY CONTACT TYPE, WITH | 28.8
3SU1102-0AB40-3FA0-ZY19 | ILLUMINATED PUSHBUTTON, 22MM, ROUND, PLASTIC, GREEN, FLAT BUTTON, MOMENTARY CONTACT TYPE, WITH | 26.9
3SU1102-0AB50-1BA0-ZY12 | ILLUMINATED PUSHBUTTON, 22MM, ROUND, PLASTIC, BLUE, FLAT BUTTON, MOMENTARY CONTACT TYPE, WITH | 25.01
3SU1102-0AB50-1BA0-ZY15 | ILLUMINATED PUSHBUTTON, 22MM, ROUND, PLASTIC, BLUE, FLAT BUTTON, MOMENTARY CONTACT TYPE, WITH | 25.01
3SU1102-0AB50-1FA0-ZY13 | ILLUMINATED PUSHBUTTON, 22MM, ROUND, PLASTIC, BLUE, FLAT BUTTON, MOMENTARY CONTACT TYPE, WITH | 27.97
3SU1102-0AB50-1FA0-ZY19 | ILLUMINATED PUSHBUTTON, 22MM, ROUND, PLASTIC, BLUE, FLAT BUTTON, MOMENTARY CONTACT TYPE, WITH | 26.08
3SU1102-0AB50-3BA0-ZY12 | ILLUMINATED PUSHBUTTON, 22MM, ROUND, PLASTIC, BLUE, FLAT BUTTON, MOMENTARY CONTACT TYPE, WITH | 25.44
3SU1102-0AB50-3BA0-ZY15 | ILLUMINATED PUSHBUTTON, 22MM, ROUND, PLASTIC, BLUE, FLAT BUTTON, MOMENTARY CONTACT TYPE, WITH | 25.44
3SU1102-0AB20-1CA0-ZX90 | ILLUMINATED PUSHBUTTON, 22MM, ROUND, PLASTIC, RED, FLAT BUTTON, MOMENTARY CONTACT TYPE, WITH H | 21.85
3SU1102-0AB20-1CA0-ZY11 | ILLUMINATED PUSHBUTTON, 22MM, ROUND, PLASTIC, RED, FLAT BUTTON, MOMENTARY CONTACT TYPE, WITH H | 25.01
3SU1102-0AB20-1FA0 | ILLUMINATED PUSHBUTTON, 22MM, ROUND, PLASTIC, RED, FLAT BUTTON, MOMENTARY CONTACT TYPE, WITH H | 22.79
3SU1102-0AB20-1FA0-ZY10 | ILLUMINATED PUSHBUTTON, 22MM, ROUND, PLASTIC, RED, FLAT BUTTON, MOMENTARY CONTACT TYPE, WITH H | 27.97
3SU1102-0AB20-3CA0-ZX90 | ILLUMINATED PUSHBUTTON, 22MM, ROUND, PLASTIC, RED, FLAT BUTTON, MOMENTARY CONTACT TYPE, WITH H | 22.28
3SU1102-0AB20-3CA0-ZY11 | ILLUMINATED PUSHBUTTON, 22MM, ROUND, PLASTIC, RED, FLAT BUTTON, MOMENTARY CONTACT TYPE, WITH H | 25.44
3SU1102-0AB20-3FA0-ZY10 | ILLUMINATED PUSHBUTTON, 22MM, ROUND, PLASTIC, RED, FLAT BUTTON, MOMENTARY CONTACT TYPE, WITH H | 28.8
3SU1102-0AB20-3FA0-ZY12 | ILLUMINATED PUSHBUTTON, 22MM, ROUND, PLASTIC, RED, FLAT BUTTON, MOMENTARY CONTACT TYPE, WITH H | 28.8
3SU1102-0AB30-1BA0-ZX90 | ILLUMINATED PUSHBUTTON, 22MM, ROUND, PLASTIC, YELLOW, FLAT BUTTON, MOMENTARY CONTACT TYPE, WIT | 21.85
3SU1102-0AB30-1BA0-ZY11 | ILLUMINATED PUSHBUTTON, 22MM, ROUND, PLASTIC, YELLOW, FLAT BUTTON, MOMENTARY CONTACT TYPE, WIT | 25.01
3SU1102-0AB30-1FA0-ZY10 | ILLUMINATED PUSHBUTTON, 22MM, ROUND, PLASTIC, YELLOW, FLAT BUTTON, MOMENTARY CONTACT TYPE, WIT | 27.97
3SU1102-0AB30-1FA0-ZY12 | ILLUMINATED PUSHBUTTON, 22MM, ROUND, PLASTIC, YELLOW, FLAT BUTTON, MOMENTARY CONTACT TYPE, WIT | 27.97
3SU1102-0AB30-3BA0-ZY11 | ILLUMINATED PUSHBUTTON, 22MM, ROUND, PLASTIC, YELLOW, FLAT BUTTON, MOMENTARY CONTACT TYPE, WIT | 25.44
3SU1102-0AB30-3BA0-ZY13 | ILLUMINATED PUSHBUTTON, 22MM, ROUND, PLASTIC, YELLOW, FLAT BUTTON, MOMENTARY CONTACT TYPE, WIT | 25.44
3SU1102-0AB30-3FA0-ZY10 | ILLUMINATED PUSHBUTTON, 22MM, ROUND, PLASTIC, YELLOW, FLAT BUTTON, MOMENTARY CONTACT TYPE, WIT | 28.8
3SU1102-0AB30-3FA0-ZY12 | ILLUMINATED PUSHBUTTON, 22MM, ROUND, PLASTIC, YELLOW, FLAT BUTTON, MOMENTARY CONTACT TYPE, WIT | 28.8
3SU1102-0AB40-1BA0-ZY11 | ILLUMINATED PUSHBUTTON, 22MM, ROUND, PLASTIC, GREEN, FLAT BUTTON, MOMENTARY CONTACT TYPE, WITH | 25.01
3SU1102-0AB40-1BA0-ZY13 | ILLUMINATED PUSHBUTTON, 22MM, ROUND, PLASTIC, GREEN, FLAT BUTTON, MOMENTARY CONTACT TYPE, WITH | 25.01
3SU1102-0AB40-1FA0-ZY12 | ILLUMINATED PUSHBUTTON, 22MM, ROUND, PLASTIC, GREEN, FLAT BUTTON, MOMENTARY CONTACT TYPE, WITH | 27.97
3SU1102-0AB40-1FA0-ZY15 | ILLUMINATED PUSHBUTTON, 22MM, ROUND, PLASTIC, GREEN, FLAT BUTTON, MOMENTARY CONTACT TYPE, WITH | 27.97
3SU1102-0AB40-3BA0-ZY11 | ILLUMINATED PUSHBUTTON, 22MM, ROUND, PLASTIC, GREEN, FLAT BUTTON, MOMENTARY CONTACT TYPE, WITH | 25.44
3SU1102-0AB40-3BA0-ZY13 | ILLUMINATED PUSHBUTTON, 22MM, ROUND, PLASTIC, GREEN, FLAT BUTTON, MOMENTARY CONTACT TYPE, WITH | 25.44
3SU1102-0AB40-3FA0-ZY12 | ILLUMINATED PUSHBUTTON, 22MM, ROUND, PLASTIC, GREEN, FLAT BUTTON, MOMENTARY CONTACT TYPE, WITH | 28.8
3SU1102-0AB40-3FA0-ZY15 | ILLUMINATED PUSHBUTTON, 22MM, ROUND, PLASTIC, GREEN, FLAT BUTTON, MOMENTARY CONTACT TYPE, WITH | 28.8
3SU1102-0AB50-1BA0-ZY13 | ILLUMINATED PUSHBUTTON, 22MM, ROUND, PLASTIC, BLUE, FLAT BUTTON, MOMENTARY CONTACT TYPE, WITH | 25.01
3SU1102-0AB50-1BA0-ZY19 | ILLUMINATED PUSHBUTTON, 22MM, ROUND, PLASTIC, BLUE, FLAT BUTTON, MOMENTARY CONTACT TYPE, WITH | 23.11
3SU1102-0AB50-1FA0-ZY12 | ILLUMINATED PUSHBUTTON, 22MM, ROUND, PLASTIC, BLUE, FLAT BUTTON, MOMENTARY CONTACT TYPE, WITH | 27.97
3SU1102-0AB50-1FA0-ZY15 | ILLUMINATED PUSHBUTTON, 22MM, ROUND, PLASTIC, BLUE, FLAT BUTTON, MOMENTARY CONTACT TYPE, WITH | 27.97
3SU1102-0AB50-3BA0-ZY13 | ILLUMINATED PUSHBUTTON, 22MM, ROUND, PLASTIC, BLUE, FLAT BUTTON, MOMENTARY CONTACT TYPE, WITH | 25.44
3SU1102-0AB30-1FA0-ZY15 | ILLUMINATED PUSHBUTTON, 22MM, ROUND, PLASTIC, YELLOW, FLAT BUTTON, MOMENTARY CONTACT TYPE, WIT | 27.97
3SU1102-0AB30-1FA0-ZY19 | ILLUMINATED PUSHBUTTON, 22MM, ROUND, PLASTIC, YELLOW, FLAT BUTTON, MOMENTARY CONTACT TYPE, WIT | 26.08
3SU1102-0AB30-3BA0 | ILLUMINATED PUSHBUTTON, 22MM, ROUND, PLASTIC, YELLOW, FLAT BUTTON, MOMENTARY CONTACT TYPE, WIT | 20.47
3SU1102-0AB30-3BA0-ZX90 | ILLUMINATED PUSHBUTTON, 22MM, ROUND, PLASTIC, YELLOW, FLAT BUTTON, MOMENTARY CONTACT TYPE, WIT | 22.28
3SU1102-0AB30-3FA0-ZY15 | ILLUMINATED PUSHBUTTON, 22MM, ROUND, PLASTIC, YELLOW, FLAT BUTTON, MOMENTARY CONTACT TYPE, WIT | 28.8
3SU1102-0AB30-3FA0-ZY19 | ILLUMINATED PUSHBUTTON, 22MM, ROUND, PLASTIC, YELLOW, FLAT BUTTON, MOMENTARY CONTACT TYPE, WIT | 26.9
3SU1102-0AB40-1BA0 | ILLUMINATED PUSHBUTTON, 22MM, ROUND, PLASTIC, GREEN, FLAT BUTTON, MOMENTARY CONTACT TYPE, WITH | 20.06
3SU1102-0AB40-1BA0-ZX90 | ILLUMINATED PUSHBUTTON, 22MM, ROUND, PLASTIC, GREEN, FLAT BUTTON, MOMENTARY CONTACT TYPE, WITH | 21.85
3SU1102-0AB40-1FA0-ZY19 | ILLUMINATED PUSHBUTTON, 22MM, ROUND, PLASTIC, GREEN, FLAT BUTTON, MOMENTARY CONTACT TYPE, WITH | 26.08
3SU1102-0AB40-3BA0 | ILLUMINATED PUSHBUTTON, 22MM, ROUND, PLASTIC, GREEN, FLAT BUTTON, MOMENTARY CONTACT TYPE, WITH | 20.47
3SU1102-0AB40-3BA0-ZX90 | ILLUMINATED PUSHBUTTON, 22MM, ROUND, PLASTIC, GREEN, FLAT BUTTON, MOMENTARY CONTACT TYPE, WITH | 22.28
3SU1102-0AB40-3BA0-ZY10 | ILLUMINATED PUSHBUTTON, 22MM, ROUND, PLASTIC, GREEN, FLAT BUTTON, MOMENTARY CONTACT TYPE, WITH | 25.44
3SU1102-0AB50-1BA0 | ILLUMINATED PUSHBUTTON, 22MM, ROUND, PLASTIC, BLUE, FLAT BUTTON, MOMENTARY CONTACT TYPE, WITH | 20.06
3SU1102-0AB50-1BA0-ZX90 | ILLUMINATED PUSHBUTTON, 22MM, ROUND, PLASTIC, BLUE, FLAT BUTTON, MOMENTARY CONTACT TYPE, WITH | 21.85
3SU1102-0AB50-1BA0-ZY10 | ILLUMINATED PUSHBUTTON, 22MM, ROUND, PLASTIC, BLUE, FLAT BUTTON, MOMENTARY CONTACT TYPE, WITH | 25.01
3SU1102-0AB50-1BA0-ZY11 | ILLUMINATED PUSHBUTTON, 22MM, ROUND, PLASTIC, BLUE, FLAT BUTTON, MOMENTARY CONTACT TYPE, WITH | 25.01
3SU1102-0AB50-3BA0 | ILLUMINATED PUSHBUTTON, 22MM, ROUND, PLASTIC, BLUE, FLAT BUTTON, MOMENTARY CONTACT TYPE, WITH | 20.47
3SU1102-0AB50-3BA0-ZX90 | ILLUMINATED PUSHBUTTON, 22MM, ROUND, PLASTIC, BLUE, FLAT BUTTON, MOMENTARY CONTACT TYPE, WITH | 22.28
3SU1102-0AB50-3BA0-ZY10 | ILLUMINATED PUSHBUTTON, 22MM, ROUND, PLASTIC, BLUE, FLAT BUTTON, MOMENTARY CONTACT TYPE, WITH | 25.44
3SU1102-0AB50-3BA0-ZY11 | ILLUMINATED PUSHBUTTON, 22MM, ROUND, PLASTIC, BLUE, FLAT BUTTON, MOMENTARY CONTACT TYPE, WITH | 25.44
3SU1102-0AB60-1BA0-ZX90 | ILLUMINATED PUSHBUTTON, 22MM, ROUND, PLASTIC, WHITE, FLAT BUTTON, MOMENTARY CONTACT TYPE, WITH | 21.85
3SU1102-0AB60-1BA0-ZY10 | ILLUMINATED PUSHBUTTON, 22MM, ROUND, PLASTIC, WHITE, FLAT BUTTON, MOMENTARY CONTACT TYPE, WITH | 25.01
3SU1102-0AB60-1BA0-ZY11 | ILLUMINATED PUSHBUTTON, 22MM, ROUND, PLASTIC, WHITE, FLAT BUTTON, MOMENTARY CONTACT TYPE, WITH | 25.01
3SU1102-0AB60-1BA0-ZY12 | ILLUMINATED PUSHBUTTON, 22MM, ROUND, PLASTIC, WHITE, FLAT BUTTON, MOMENTARY CONTACT TYPE, WITH | 25.01
3SU1102-0AB60-3BA0-ZY10 | ILLUMINATED PUSHBUTTON, 22MM, ROUND, PLASTIC, WHITE, FLAT BUTTON, MOMENTARY CONTACT TYPE, WITH | 25.44
3SU1102-0AB60-3BA0-ZY11 | ILLUMINATED PUSHBUTTON, 22MM, ROUND, PLASTIC, WHITE, FLAT BUTTON, MOMENTARY CONTACT TYPE, WITH | 25.44
3SU1102-0AB60-3BA0-ZY12 | ILLUMINATED PUSHBUTTON, 22MM, ROUND, PLASTIC, WHITE, FLAT BUTTON, MOMENTARY CONTACT TYPE, WITH | 25.44
3SU1102-0AB60-3BA0-ZY13 | ILLUMINATED PUSHBUTTON, 22MM, ROUND, PLASTIC, WHITE, FLAT BUTTON, MOMENTARY CONTACT TYPE, WITH | 25.44
3SU1136-0AB30-1FA0-ZY12 | ILLUMINATED PUSHBUTTON, 22MM, ROUND, PLASTIC WITH METAL FRONT RING, YELLOW, FLAT BUTTON, MOMENT | 46.09
3SU1102-0AB60-3FA0-ZY13 | ILLUMINATED PUSHBUTTON, 22MM, ROUND, PLASTIC, WHITE, FLAT BUTTON, MOMENTARY CONTACT TYPE, WITH | 28.8
3SU1136-0AB30-1BA0-ZY12 | ILLUMINATED PUSHBUTTON, 22MM, ROUND, PLASTIC WITH METAL FRONT RING, YELLOW, FLAT BUTTON, MOMENT | 43.11
3SU1136-0AB30-1BA0-ZY13 | ILLUMINATED PUSHBUTTON, 22MM, ROUND, PLASTIC WITH METAL FRONT RING, YELLOW, FLAT BUTTON, MOMENT | 43.11
3SU1136-0AB30-1BA0-ZY15 | ILLUMINATED PUSHBUTTON, 22MM, ROUND, PLASTIC WITH METAL FRONT RING, YELLOW, FLAT BUTTON, MOMENT | 43.11
3SU1136-0AB30-1BA0-ZY19 | ILLUMINATED PUSHBUTTON, 22MM, ROUND, PLASTIC WITH METAL FRONT RING, YELLOW, FLAT BUTTON, MOMENT | 41.21
3SU1136-0AB40-1BA0-ZY12 | ILLUMINATED PUSHBUTTON, 22MM, ROUND, PLASTIC WITH METAL FRONT RING, GREEN, FLAT BUTTON, MOMENTA | 43.11
3SU1136-0AB40-1BA0-ZY13 | ILLUMINATED PUSHBUTTON, 22MM, ROUND, PLASTIC WITH METAL FRONT RING, GREEN, FLAT BUTTON, MOMENTA | 43.11
3SU1136-0AB40-1BA0-ZY15 | ILLUMINATED PUSHBUTTON, 22MM, ROUND, PLASTIC WITH METAL FRONT RING, GREEN, FLAT BUTTON, MOMENTA | 43.11
3SU1136-0AB40-1BA0-ZY19 | ILLUMINATED PUSHBUTTON, 22MM, ROUND, PLASTIC WITH METAL FRONT RING, GREEN, FLAT BUTTON, MOMENTA | 41.21
3SU1136-0AB40-1FA0 | ILLUMINATED PUSHBUTTON, 22MM, ROUND, PLASTIC WITH METAL FRONT RING, GREEN, FLAT BUTTON, MOMENTA | 42.92
3SU1136-0AB50-1BA0-ZY13 | ILLUMINATED PUSHBUTTON, 22MM, ROUND, PLASTIC WITH METAL FRONT RING, BLUE, FLAT BUTTON, MOMENTAR | 43.11
3SU1136-0AB50-1BA0-ZY15 | ILLUMINATED PUSHBUTTON, 22MM, ROUND, PLASTIC WITH METAL FRONT RING, BLUE, FLAT BUTTON, MOMENTAR | 43.11
3SU1136-0AB50-1BA0-ZY19 | ILLUMINATED PUSHBUTTON, 22MM, ROUND, PLASTIC WITH METAL FRONT RING, BLUE, FLAT BUTTON, MOMENTAR | 41.21
3SU1136-0AB50-1FA0 | ILLUMINATED PUSHBUTTON, 22MM, ROUND, PLASTIC WITH METAL FRONT RING, BLUE, FLAT BUTTON, MOMENTAR | 42.92
3SU1136-0AB60-1BA0-ZY15 | ILLUMINATED PUSHBUTTON, 22MM, ROUND, PLASTIC WITH METAL FRONT RING, WHITE, FLAT BUTTON, MOMENTA | 43.11
3SU1136-0AB60-1BA0-ZY19 | ILLUMINATED PUSHBUTTON, 22MM, ROUND, PLASTIC WITH METAL FRONT RING, WHITE, FLAT BUTTON, MOMENTA | 41.21
3SU1136-0AB60-1FA0 | ILLUMINATED PUSHBUTTON, 22MM, ROUND, PLASTIC WITH METAL FRONT RING, WHITE, FLAT BUTTON, MOMENTA | 42.92
3SU1136-0AB60-1FA0-ZX90 | ILLUMINATED PUSHBUTTON, 22MM, ROUND, PLASTIC WITH METAL FRONT RING, WHITE, FLAT BUTTON, MOMENTA | 42.92
3SU1136-0AB70-1BA0-ZY19 | ILLUMINATED PUSHBUTTON, 22MM, ROUND, PLASTIC WITH METAL FRONT RING, CLEAR, FLAT BUTTON, MOMENTA | 41.21
3SU1136-0AB70-1FA0 | ILLUMINATED PUSHBUTTON, 22MM, ROUND, PLASTIC WITH METAL FRONT RING, CLEAR, FLAT BUTTON, MOMENTA | 42.92
3SU1136-0AB70-1FA0-ZX90 | ILLUMINATED PUSHBUTTON, 22MM, ROUND, PLASTIC WITH METAL FRONT RING, CLEAR, FLAT BUTTON, MOMENTA | 42.92
3SU1136-0AB70-1FA0-ZY10 | ILLUMINATED PUSHBUTTON, 22MM, ROUND, PLASTIC WITH METAL FRONT RING, CLEAR, FLAT BUTTON, MOMENTA | 46.09
3SU1050-4HL01-0AA0-ZY12 | O.M.R. KEY-OPERATED SWITCH, 22MM, ROUND, METAL, SHINY, LOCK NO. 73034, BLACK, WITH 2 KEYS, 3 SW | 42.74
3SU1050-4HL01-0AA0-ZY15 | O.M.R. KEY-OPERATED SWITCH, 22MM, ROUND, METAL, SHINY, LOCK NO. 73034, BLACK, WITH 2 KEYS, 3 SW | 42.74
3SU1050-4HL01-0AA0-ZY19 | O.M.R. KEY-OPERATED SWITCH, 22MM, ROUND, METAL, SHINY, LOCK NO. 73034, BLACK, WITH 2 KEYS, 3 SW | 40.82
3SU1050-4HM01-0AA0-ZY15 | O.M.R. KEY-OPERATED SWITCH, 22MM, ROUND, METAL, SHINY, LOCK NO. 73034, BLACK, WITH 2 KEYS, 3 SW | 42.74
3SU1050-4HM01-0AA0-ZY19 | O.M.R. KEY-OPERATED SWITCH, 22MM, ROUND, METAL, SHINY, LOCK NO. 73034, BLACK, WITH 2 KEYS, 3 SW | 40.82
3SU1050-4HP31-0AA0 | O.M.R. KEY-OPERATED SWITCH, 22MM, ROUND, METAL, SHINY, LOCK NO. 73034, BLACK, WITH 2 KEYS, 3 SW | 35.96
3SU1050-4JC01-0AA0-ZY15 | O.M.R. KEY-OPERATED SWITCH, 22MM, ROUND, METAL, SHINY, LOCK NO. 73033, YELLOW, WITH 2 KEYS, 2 S | 42.74
3SU1102-0AB50-3FA0 | ILLUMINATED PUSHBUTTON, 22MM, ROUND, PLASTIC, BLUE, FLAT BUTTON, MOMENTARY CONTACT TYPE, WITH | 23.55
3SU1102-0AB50-3FA0-ZY13 | ILLUMINATED PUSHBUTTON, 22MM, ROUND, PLASTIC, BLUE, FLAT BUTTON, MOMENTARY CONTACT TYPE, WITH | 28.8
3SU1102-0AB50-3FA0-ZY19 | ILLUMINATED PUSHBUTTON, 22MM, ROUND, PLASTIC, BLUE, FLAT BUTTON, MOMENTARY CONTACT TYPE, WITH | 26.9
3SU1102-0AB60-1BA0-ZY15 | ILLUMINATED PUSHBUTTON, 22MM, ROUND, PLASTIC, WHITE, FLAT BUTTON, MOMENTARY CONTACT TYPE, WITH | 25.01
3SU1102-0AB60-1FA0 | ILLUMINATED PUSHBUTTON, 22MM, ROUND, PLASTIC, WHITE, FLAT BUTTON, MOMENTARY CONTACT TYPE, WITH | 22.79
3SU1102-0AB60-1FA0-ZY13 | ILLUMINATED PUSHBUTTON, 22MM, ROUND, PLASTIC, WHITE, FLAT BUTTON, MOMENTARY CONTACT TYPE, WITH | 27.97
3SU1102-0AB60-1FA0-ZY19 | ILLUMINATED PUSHBUTTON, 22MM, ROUND, PLASTIC, WHITE, FLAT BUTTON, MOMENTARY CONTACT TYPE, WITH | 26.08
3SU1102-0AB60-3BA0-ZX90 | ILLUMINATED PUSHBUTTON, 22MM, ROUND, PLASTIC, WHITE, FLAT BUTTON, MOMENTARY CONTACT TYPE, WITH | 22.28
3SU1102-0AB60-3BA0-ZY15 | ILLUMINATED PUSHBUTTON, 22MM, ROUND, PLASTIC, WHITE, FLAT BUTTON, MOMENTARY CONTACT TYPE, WITH | 25.44
3SU1102-0AB60-3FA0 | ILLUMINATED PUSHBUTTON, 22MM, ROUND, PLASTIC, WHITE, FLAT BUTTON, MOMENTARY CONTACT TYPE, WITH | 23.55
3SU1136-0AB30-1BA0-ZY11 | ILLUMINATED PUSHBUTTON, 22MM, ROUND, PLASTIC WITH METAL FRONT RING, YELLOW, FLAT BUTTON, MOMENT | 43.11
3SU1136-0AB30-1FA0 | ILLUMINATED PUSHBUTTON, 22MM, ROUND, PLASTIC WITH METAL FRONT RING, YELLOW, FLAT BUTTON, MOMENT | 42.92
3SU1136-0AB30-1FA0-ZY10 | ILLUMINATED PUSHBUTTON, 22MM, ROUND, PLASTIC WITH METAL FRONT RING, YELLOW, FLAT BUTTON, MOMENT | 46.09
3SU1136-0AB40-1BA0-ZX90 | ILLUMINATED PUSHBUTTON, 22MM, ROUND, PLASTIC WITH METAL FRONT RING, GREEN, FLAT BUTTON, MOMENTA | 39.95
3SU1136-0AB40-1BA0-ZY11 | ILLUMINATED PUSHBUTTON, 22MM, ROUND, PLASTIC WITH METAL FRONT RING, GREEN, FLAT BUTTON, MOMENTA | 43.11
3SU1136-0AB40-1FA0-ZY10 | ILLUMINATED PUSHBUTTON, 22MM, ROUND, PLASTIC WITH METAL FRONT RING, GREEN, FLAT BUTTON, MOMENTA | 46.09
3SU1136-0AB40-1FA0-ZY12 | ILLUMINATED PUSHBUTTON, 22MM, ROUND, PLASTIC WITH METAL FRONT RING, GREEN, FLAT BUTTON, MOMENTA | 46.09
3SU1136-0AB50-1BA0-ZX90 | ILLUMINATED PUSHBUTTON, 22MM, ROUND, PLASTIC WITH METAL FRONT RING, BLUE, FLAT BUTTON, MOMENTAR | 39.95
3SU1136-0AB50-1BA0-ZY11 | ILLUMINATED PUSHBUTTON, 22MM, ROUND, PLASTIC WITH METAL FRONT RING, BLUE, FLAT BUTTON, MOMENTAR | 43.11
3SU1136-0AB50-1FA0-ZY10 | ILLUMINATED PUSHBUTTON, 22MM, ROUND, PLASTIC WITH METAL FRONT RING, BLUE, FLAT BUTTON, MOMENTAR | 46.09
3SU1136-0AB50-1FA0-ZY12 | ILLUMINATED PUSHBUTTON, 22MM, ROUND, PLASTIC WITH METAL FRONT RING, BLUE, FLAT BUTTON, MOMENTAR | 46.09
3SU1136-0AB60-1BA0-ZY11 | ILLUMINATED PUSHBUTTON, 22MM, ROUND, PLASTIC WITH METAL FRONT RING, WHITE, FLAT BUTTON, MOMENTA | 43.11
3SU1136-0AB60-1BA0-ZY13 | ILLUMINATED PUSHBUTTON, 22MM, ROUND, PLASTIC WITH METAL FRONT RING, WHITE, FLAT BUTTON, MOMENTA | 43.11
3SU1136-0AB60-1FA0-ZY10 | ILLUMINATED PUSHBUTTON, 22MM, ROUND, PLASTIC WITH METAL FRONT RING, WHITE, FLAT BUTTON, MOMENTA | 46.09
3SU1136-0AB60-1FA0-ZY12 | ILLUMINATED PUSHBUTTON, 22MM, ROUND, PLASTIC WITH METAL FRONT RING, WHITE, FLAT BUTTON, MOMENTA | 46.09
3SU1136-0AB70-1BA0-ZY11 | ILLUMINATED PUSHBUTTON, 22MM, ROUND, PLASTIC WITH METAL FRONT RING, CLEAR, FLAT BUTTON, MOMENTA | 43.11
3SU1136-0AB70-1BA0-ZY13 | ILLUMINATED PUSHBUTTON, 22MM, ROUND, PLASTIC WITH METAL FRONT RING, CLEAR, FLAT BUTTON, MOMENTA | 43.11
3SU1136-0AB70-1FA0-ZY12 | ILLUMINATED PUSHBUTTON, 22MM, ROUND, PLASTIC WITH METAL FRONT RING, CLEAR, FLAT BUTTON, MOMENTA | 46.09
3SU1136-0AB70-1FA0-ZY15 | ILLUMINATED PUSHBUTTON, 22MM, ROUND, PLASTIC WITH METAL FRONT RING, CLEAR, FLAT BUTTON, MOMENTA | 46.09
3SU1102-0AB50-3BA0-ZY19 | ILLUMINATED PUSHBUTTON, 22MM, ROUND, PLASTIC, BLUE, FLAT BUTTON, MOMENTARY CONTACT TYPE, WITH | 23.55
3SU1102-0AB50-3FA0-ZY15 | ILLUMINATED PUSHBUTTON, 22MM, ROUND, PLASTIC, BLUE, FLAT BUTTON, MOMENTARY CONTACT TYPE, WITH | 28.8
3SU1102-0AB60-1BA0 | ILLUMINATED PUSHBUTTON, 22MM, ROUND, PLASTIC, WHITE, FLAT BUTTON, MOMENTARY CONTACT TYPE, WITH | 20.06
3SU1102-0AB60-1BA0-ZY13 | ILLUMINATED PUSHBUTTON, 22MM, ROUND, PLASTIC, WHITE, FLAT BUTTON, MOMENTARY CONTACT TYPE, WITH | 25.01
3SU1102-0AB60-1BA0-ZY19 | ILLUMINATED PUSHBUTTON, 22MM, ROUND, PLASTIC, WHITE, FLAT BUTTON, MOMENTARY CONTACT TYPE, WITH | 23.11
3SU1102-0AB60-1FA0-ZY15 | ILLUMINATED PUSHBUTTON, 22MM, ROUND, PLASTIC, WHITE, FLAT BUTTON, MOMENTARY CONTACT TYPE, WITH | 27.97
3SU1102-0AB60-3BA0 | ILLUMINATED PUSHBUTTON, 22MM, ROUND, PLASTIC, WHITE, FLAT BUTTON, MOMENTARY CONTACT TYPE, WITH | 20.47
3SU1102-0AB60-3BA0-ZY19 | ILLUMINATED PUSHBUTTON, 22MM, ROUND, PLASTIC, WHITE, FLAT BUTTON, MOMENTARY CONTACT TYPE, WITH | 23.55
3SU1102-0AB60-3FA0-ZX90 | ILLUMINATED PUSHBUTTON, 22MM, ROUND, PLASTIC, WHITE, FLAT BUTTON, MOMENTARY CONTACT TYPE, WITH | 25.64
3SU1136-0AB30-1FA0-ZX90 | ILLUMINATED PUSHBUTTON, 22MM, ROUND, PLASTIC WITH METAL FRONT RING, YELLOW, FLAT BUTTON, MOMENT | 42.92
3SU1136-0AB30-1FA0-ZY11 | ILLUMINATED PUSHBUTTON, 22MM, ROUND, PLASTIC WITH METAL FRONT RING, YELLOW, FLAT BUTTON, MOMENT | 46.09
3SU1136-0AB40-1BA0 | ILLUMINATED PUSHBUTTON, 22MM, ROUND, PLASTIC WITH METAL FRONT RING, GREEN, FLAT BUTTON, MOMENTA | 39.95
3SU1136-0AB40-1BA0-ZY10 | ILLUMINATED PUSHBUTTON, 22MM, ROUND, PLASTIC WITH METAL FRONT RING, GREEN, FLAT BUTTON, MOMENTA | 43.11
3SU1136-0AB40-1FA0-ZX90 | ILLUMINATED PUSHBUTTON, 22MM, ROUND, PLASTIC WITH METAL FRONT RING, GREEN, FLAT BUTTON, MOMENTA | 42.92
3SU1136-0AB40-1FA0-ZY11 | ILLUMINATED PUSHBUTTON, 22MM, ROUND, PLASTIC WITH METAL FRONT RING, GREEN, FLAT BUTTON, MOMENTA | 46.09
3SU1136-0AB50-1BA0-ZY10 | ILLUMINATED PUSHBUTTON, 22MM, ROUND, PLASTIC WITH METAL FRONT RING, BLUE, FLAT BUTTON, MOMENTAR | 43.11
3SU1136-0AB50-1BA0-ZY12 | ILLUMINATED PUSHBUTTON, 22MM, ROUND, PLASTIC WITH METAL FRONT RING, BLUE, FLAT BUTTON, MOMENTAR | 43.11
3SU1136-0AB50-1FA0-ZX90 | ILLUMINATED PUSHBUTTON, 22MM, ROUND, PLASTIC WITH METAL FRONT RING, BLUE, FLAT BUTTON, MOMENTAR | 42.92
3SU1136-0AB50-1FA0-ZY11 | ILLUMINATED PUSHBUTTON, 22MM, ROUND, PLASTIC WITH METAL FRONT RING, BLUE, FLAT BUTTON, MOMENTAR | 46.09
3SU1136-0AB50-1FA0-ZY13 | ILLUMINATED PUSHBUTTON, 22MM, ROUND, PLASTIC WITH METAL FRONT RING, BLUE, FLAT BUTTON, MOMENTAR | 46.09
3SU1136-0AB60-1BA0-ZY10 | ILLUMINATED PUSHBUTTON, 22MM, ROUND, PLASTIC WITH METAL FRONT RING, WHITE, FLAT BUTTON, MOMENTA | 43.11
3SU1136-0AB60-1BA0-ZY12 | ILLUMINATED PUSHBUTTON, 22MM, ROUND, PLASTIC WITH METAL FRONT RING, WHITE, FLAT BUTTON, MOMENTA | 43.11
3SU1136-0AB60-1FA0-ZY11 | ILLUMINATED PUSHBUTTON, 22MM, ROUND, PLASTIC WITH METAL FRONT RING, WHITE, FLAT BUTTON, MOMENTA | 46.09
3SU1136-0AB60-1FA0-ZY13 | ILLUMINATED PUSHBUTTON, 22MM, ROUND, PLASTIC WITH METAL FRONT RING, WHITE, FLAT BUTTON, MOMENTA | 46.09
3SU1136-0AB70-1BA0-ZY10 | ILLUMINATED PUSHBUTTON, 22MM, ROUND, PLASTIC WITH METAL FRONT RING, CLEAR, FLAT BUTTON, MOMENTA | 43.11
3SU1136-0AB70-1BA0-ZY12 | ILLUMINATED PUSHBUTTON, 22MM, ROUND, PLASTIC WITH METAL FRONT RING, CLEAR, FLAT BUTTON, MOMENTA | 43.11
3SU1136-0AB70-1BA0-ZY15 | ILLUMINATED PUSHBUTTON, 22MM, ROUND, PLASTIC WITH METAL FRONT RING, CLEAR, FLAT BUTTON, MOMENTA | 43.11
3SU1136-0AB70-1FA0-ZY11 | ILLUMINATED PUSHBUTTON, 22MM, ROUND, PLASTIC WITH METAL FRONT RING, CLEAR, FLAT BUTTON, MOMENTA | 46.09
3SU1136-0AB70-1FA0-ZY13 | ILLUMINATED PUSHBUTTON, 22MM, ROUND, PLASTIC WITH METAL FRONT RING, CLEAR, FLAT BUTTON, MOMENTA | 46.09
3SU1136-0AB30-1FA0-ZY13 | ILLUMINATED PUSHBUTTON, 22MM, ROUND, PLASTIC WITH METAL FRONT RING, YELLOW, FLAT BUTTON, MOMENT | 46.09
3SU1136-0AB30-1FA0-ZY15 | ILLUMINATED PUSHBUTTON, 22MM, ROUND, PLASTIC WITH METAL FRONT RING, YELLOW, FLAT BUTTON, MOMENT | 46.09
3SU1136-0AB30-1FA0-ZY19 | ILLUMINATED PUSHBUTTON, 22MM, ROUND, PLASTIC WITH METAL FRONT RING, YELLOW, FLAT BUTTON, MOMENT | 44.18
3SU1136-0AB40-1FA0-ZY13 | ILLUMINATED PUSHBUTTON, 22MM, ROUND, PLASTIC WITH METAL FRONT RING, GREEN, FLAT BUTTON, MOMENTA | 46.09
3SU1136-0AB40-1FA0-ZY15 | ILLUMINATED PUSHBUTTON, 22MM, ROUND, PLASTIC WITH METAL FRONT RING, GREEN, FLAT BUTTON, MOMENTA | 46.09
3SU1136-0AB40-1FA0-ZY19 | ILLUMINATED PUSHBUTTON, 22MM, ROUND, PLASTIC WITH METAL FRONT RING, GREEN, FLAT BUTTON, MOMENTA | 44.18
3SU1136-0AB50-1BA0 | ILLUMINATED PUSHBUTTON, 22MM, ROUND, PLASTIC WITH METAL FRONT RING, BLUE, FLAT BUTTON, MOMENTAR | 39.95
3SU1136-0AB50-1FA0-ZY15 | ILLUMINATED PUSHBUTTON, 22MM, ROUND, PLASTIC WITH METAL FRONT RING, BLUE, FLAT BUTTON, MOMENTAR | 46.09
3SU1136-0AB50-1FA0-ZY19 | ILLUMINATED PUSHBUTTON, 22MM, ROUND, PLASTIC WITH METAL FRONT RING, BLUE, FLAT BUTTON, MOMENTAR | 44.18
3SU1136-0AB60-1BA0 | ILLUMINATED PUSHBUTTON, 22MM, ROUND, PLASTIC WITH METAL FRONT RING, WHITE, FLAT BUTTON, MOMENTA | 39.95
3SU1136-0AB60-1BA0-ZX90 | ILLUMINATED PUSHBUTTON, 22MM, ROUND, PLASTIC WITH METAL FRONT RING, WHITE, FLAT BUTTON, MOMENTA | 39.95
3SU1136-0AB60-1FA0-ZY15 | ILLUMINATED PUSHBUTTON, 22MM, ROUND, PLASTIC WITH METAL FRONT RING, WHITE, FLAT BUTTON, MOMENTA | 46.09
3SU1136-0AB60-1FA0-ZY19 | ILLUMINATED PUSHBUTTON, 22MM, ROUND, PLASTIC WITH METAL FRONT RING, WHITE, FLAT BUTTON, MOMENTA | 44.18
3SU1136-0AB70-1BA0 | ILLUMINATED PUSHBUTTON, 22MM, ROUND, PLASTIC WITH METAL FRONT RING, CLEAR, FLAT BUTTON, MOMENTA | 39.95
3SU1136-0AB70-1BA0-ZX90 | ILLUMINATED PUSHBUTTON, 22MM, ROUND, PLASTIC WITH METAL FRONT RING, CLEAR, FLAT BUTTON, MOMENTA | 39.95
3SU1136-0AB70-1FA0-ZY19 | ILLUMINATED PUSHBUTTON, 22MM, ROUND, PLASTIC WITH METAL FRONT RING, CLEAR, FLAT BUTTON, MOMENTA | 44.18
3SU1150-0AB10-1BA0 | PUSHBUTTON, 22MM, ROUND, METAL, SHINY, BLACK, FLAT BUTTON, MOMENTARY CONTACT TYPE, WITH HOLDER | 13.82
3SU1150-0AB10-1BA0-ZX90 | PUSHBUTTON, 22MM, ROUND, METAL, SHINY, BLACK, FLAT BUTTON, MOMENTARY CONTACT TYPE, WITH HOLDER | 15.07
3SU1150-0AB10-1BA0-ZY10 | PUSHBUTTON, 22MM, ROUND, METAL, SHINY, BLACK, FLAT BUTTON, MOMENTARY CONTACT TYPE, WITH HOLDER | 18.23
3SU1050-4HL11-0AA0-ZY15 | O.M.R. KEY-OPERATED SWITCH, 22MM, ROUND, METAL, SHINY, LOCK NO. 73034, BLACK, WITH 2 KEYS, 3 SW | 42.74
3SU1050-4HL11-0AA0-ZY19 | O.M.R. KEY-OPERATED SWITCH, 22MM, ROUND, METAL, SHINY, LOCK NO. 73034, BLACK, WITH 2 KEYS, 3 SW | 40.82
3SU1050-4HM01-0AA0 | O.M.R. KEY-OPERATED SWITCH, 22MM, ROUND, METAL, SHINY, LOCK NO. 73034, BLACK, WITH 2 KEYS, 3 SW | 36.32
3SU1050-4HP31-0AA0-ZY15 | O.M.R. KEY-OPERATED SWITCH, 22MM, ROUND, METAL, SHINY, LOCK NO. 73034, BLACK, WITH 2 KEYS, 3 SW | 42.35
3SU1050-4HP31-0AA0-ZY19 | O.M.R. KEY-OPERATED SWITCH, 22MM, ROUND, METAL, SHINY, LOCK NO. 73034, BLACK, WITH 2 KEYS, 3 SW | 40.45
3SU1050-4JC01-0AA0 | O.M.R. KEY-OPERATED SWITCH, 22MM, ROUND, METAL, SHINY, LOCK NO. 73033, YELLOW, WITH 2 KEYS, 2 S | 36.32
3SU1050-4JC01-0AA0-ZX90 | O.M.R. KEY-OPERATED SWITCH, 22MM, ROUND, METAL, SHINY, LOCK NO. 73033, YELLOW, WITH 2 KEYS, 2 S | 39.56
3SU1050-4JF01-0AA0-ZY19 | O.M.R. KEY-OPERATED SWITCH, 22MM, ROUND, METAL, SHINY, LOCK NO. 73033, YELLOW, WITH 2 KEYS, 2 S | 40.82
3SU1050-4JF11-0AA0 | O.M.R. KEY-OPERATED SWITCH, 22MM, ROUND, METAL, SHINY, LOCK NO. 73033, YELLOW, WITH 2 KEYS, 2 S | 36.32
3SU1050-4JF11-0AA0-ZX90 | O.M.R. KEY-OPERATED SWITCH, 22MM, ROUND, METAL, SHINY, LOCK NO. 73033, YELLOW, WITH 2 KEYS, 2 S | 39.56
3SU1050-4JF01-0AA0 | O.M.R. KEY-OPERATED SWITCH, 22MM, ROUND, METAL, SHINY, LOCK NO. 73033, YELLOW, WITH 2 KEYS, 2 S | 36.32
3SU1050-4JF01-0AA0-ZX90 | O.M.R. KEY-OPERATED SWITCH, 22MM, ROUND, METAL, SHINY, LOCK NO. 73033, YELLOW, WITH 2 KEYS, 2 S | 39.56
3SU1050-4JF01-0AA0-ZY10 | O.M.R. KEY-OPERATED SWITCH, 22MM, ROUND, METAL, SHINY, LOCK NO. 73033, YELLOW, WITH 2 KEYS, 2 S | 42.74
3SU1050-4JF11-0AA0-ZY19 | O.M.R. KEY-OPERATED SWITCH, 22MM, ROUND, METAL, SHINY, LOCK NO. 73033, YELLOW, WITH 2 KEYS, 2 S | 40.82
3SU1050-4JF21-0AA0 | O.M.R. KEY-OPERATED SWITCH, 22MM, ROUND, METAL, SHINY, LOCK NO. 73033, YELLOW, WITH 2 KEYS, 2 S | 36.32
3SU1050-4JF21-0AA0-ZX90 | O.M.R. KEY-OPERATED SWITCH, 22MM, ROUND, METAL, SHINY, LOCK NO. 73033, YELLOW, WITH 2 KEYS, 2 S | 39.56
3SU1050-4JF21-0AA0-ZY10 | O.M.R. KEY-OPERATED SWITCH, 22MM, ROUND, METAL, SHINY, LOCK NO. 73033, YELLOW, WITH 2 KEYS, 2 S | 42.74
3SU1050-4JF21-0AA0-ZY11 | O.M.R. KEY-OPERATED SWITCH, 22MM, ROUND, METAL, SHINY, LOCK NO. 73033, YELLOW, WITH 2 KEYS, 2 S | 42.74
3SU1050-5BC01-0AA0-ZX90 | CES KEY-OPERATED SWITCH, 22MM, ROUND, METAL, SHINY, LOCK NO. SSG10, WITH 2 KEYS, 2 SWITCH POSIT | 62.61
3SU1050-5BC01-0AA0-ZY01 | CES KEY-OPERATED SWITCH, 22MM, ROUND, METAL, SHINY, SPECIAL LOCK, WITH 2 KEYS, 2 SWITCH POSITIO | 94.32
3SU1050-5BC01-0AA0-ZY10 | CES KEY-OPERATED SWITCH, 22MM, ROUND, METAL, SHINY, LOCK NO. SSG10, WITH 2 KEYS, 2 SWITCH POSIT | 65.83
3SU1050-5BC01-0AA0-ZY11 | CES KEY-OPERATED SWITCH, 22MM, ROUND, METAL, SHINY, LOCK NO. SSG10, WITH 2 KEYS, 2 SWITCH POSIT | 65.83
3SU1050-5BF01-0AA0-ZY19 | CES KEY-OPERATED SWITCH, 22MM, ROUND, METAL, SHINY, LOCK NO. SSG10, WITH 2 KEYS, 2 SWITCH POSIT | 63.94
3SU1050-5BF11-0AA0 | CES KEY-OPERATED SWITCH, 22MM, ROUND, METAL, SHINY, LOCK NO. SSG10, WITH 2 KEYS, 2 SWITCH POSIT | 57.49
3SU1050-5BF11-0AA0-ZX90 | CES KEY-OPERATED SWITCH, 22MM, ROUND, METAL, SHINY, LOCK NO. SSG10, WITH 2 KEYS, 2 SWITCH POSIT | 62.61
3SU1050-5BF11-0AA0-ZY01 | CES KEY-OPERATED SWITCH, 22MM, ROUND, METAL, SHINY, SPECIAL LOCK, WITH 2 KEYS, 2 SWITCH POSITIO | 94.32
3SU1050-5BF21-0AA0-ZY12 | CES KEY-OPERATED SWITCH, 22MM, ROUND, METAL, SHINY, LOCK NO. SSG10, WITH 2 KEYS, 2 SWITCH POSIT | 65.83
3SU1050-5BF21-0AA0-ZY15 | CES KEY-OPERATED SWITCH, 22MM, ROUND, METAL, SHINY, LOCK NO. SSG10, WITH 2 KEYS, 2 SWITCH POSIT | 65.83
3SU1050-5BF21-0AA0-ZY19 | CES KEY-OPERATED SWITCH, 22MM, ROUND, METAL, SHINY, LOCK NO. SSG10, WITH 2 KEYS, 2 SWITCH POSIT | 63.94
3SU1050-5BL11-0AA0-ZY01 | CES KEY-OPERATED SWITCH, 22MM, ROUND, METAL, SHINY, SPECIAL LOCK, WITH 2 KEYS, 3 SWITCH POSITIO | 94.32
3SU1050-5BL11-0AA0-ZY10 | CES KEY-OPERATED SWITCH, 22MM, ROUND, METAL, SHINY, LOCK NO. SSG10, WITH 2 KEYS, 3 SWITCH POSIT | 65.83
3SU1050-5BL11-0AA0-ZY11 | CES KEY-OPERATED SWITCH, 22MM, ROUND, METAL, SHINY, LOCK NO. SSG10, WITH 2 KEYS, 3 SWITCH POSIT | 65.83
3SU1050-5BL21-0AA0-ZY19 | CES KEY-OPERATED SWITCH, 22MM, ROUND, METAL, SHINY, LOCK NO. SSG10, WITH 2 KEYS, 3 SWITCH POSIT | 63.94
3SU1050-5BL31-0AA0 | CES KEY-OPERATED SWITCH, 22MM, ROUND, METAL, SHINY, LOCK NO. SSG10, WITH 2 KEYS, 3 SWITCH POSIT | 57.49
3SU1050-5BL31-0AA0-ZX90 | CES KEY-OPERATED SWITCH, 22MM, ROUND, METAL, SHINY, LOCK NO. SSG10, WITH 2 KEYS, 3 SWITCH POSIT | 62.61
3SU1050-5BL31-0AA0-ZY01 | CES KEY-OPERATED SWITCH, 22MM, ROUND, METAL, SHINY, SPECIAL LOCK, WITH 2 KEYS, 3 SWITCH POSITIO | 94.32
3SU1050-5BL41-0AA0-ZY12 | CES KEY-OPERATED SWITCH, 22MM, ROUND, METAL, SHINY, LOCK NO. SSG10, WITH 2 KEYS, 3 SWITCH POSIT | 65.83
3SU1050-5BL41-0AA0-ZY15 | CES KEY-OPERATED SWITCH, 22MM, ROUND, METAL, SHINY, LOCK NO. SSG10, WITH 2 KEYS, 3 SWITCH POSIT | 65.83
3SU1050-5BL41-0AA0-ZY19 | CES KEY-OPERATED SWITCH, 22MM, ROUND, METAL, SHINY, LOCK NO. SSG10, WITH 2 KEYS, 3 SWITCH POSIT | 63.94
3SU1150-0AB10-1BA0-ZY11 | PUSHBUTTON, 22MM, ROUND, METAL, SHINY, BLACK, FLAT BUTTON, MOMENTARY CONTACT TYPE, WITH HOLDER | 18.23
3SU1050-4HL01-0AA0-ZY10 | O.M.R. KEY-OPERATED SWITCH, 22MM, ROUND, METAL, SHINY, LOCK NO. 73034, BLACK, WITH 2 KEYS, 3 SW | 42.74
3SU1050-4HL11-0AA0-ZX90 | O.M.R. KEY-OPERATED SWITCH, 22MM, ROUND, METAL, SHINY, LOCK NO. 73034, BLACK, WITH 2 KEYS, 3 SW | 39.56
3SU1050-4HL11-0AA0-ZY11 | O.M.R. KEY-OPERATED SWITCH, 22MM, ROUND, METAL, SHINY, LOCK NO. 73034, BLACK, WITH 2 KEYS, 3 SW | 42.74
3SU1050-4HM01-0AA0-ZY10 | O.M.R. KEY-OPERATED SWITCH, 22MM, ROUND, METAL, SHINY, LOCK NO. 73034, BLACK, WITH 2 KEYS, 3 SW | 42.74
3SU1050-4HM01-0AA0-ZY12 | O.M.R. KEY-OPERATED SWITCH, 22MM, ROUND, METAL, SHINY, LOCK NO. 73034, BLACK, WITH 2 KEYS, 3 SW | 42.74
3SU1050-4HP31-0AA0-ZX90 | O.M.R. KEY-OPERATED SWITCH, 22MM, ROUND, METAL, SHINY, LOCK NO. 73034, BLACK, WITH 2 KEYS, 3 SW | 39.19
3SU1050-4HP31-0AA0-ZY11 | O.M.R. KEY-OPERATED SWITCH, 22MM, ROUND, METAL, SHINY, LOCK NO. 73034, BLACK, WITH 2 KEYS, 3 SW | 42.35
3SU1050-4JC01-0AA0-ZY10 | O.M.R. KEY-OPERATED SWITCH, 22MM, ROUND, METAL, SHINY, LOCK NO. 73033, YELLOW, WITH 2 KEYS, 2 S | 42.74
3SU1050-4JC01-0AA0-ZY12 | O.M.R. KEY-OPERATED SWITCH, 22MM, ROUND, METAL, SHINY, LOCK NO. 73033, YELLOW, WITH 2 KEYS, 2 S | 42.74
3SU1050-4JF01-0AA0-ZY12 | O.M.R. KEY-OPERATED SWITCH, 22MM, ROUND, METAL, SHINY, LOCK NO. 73033, YELLOW, WITH 2 KEYS, 2 S | 42.74
3SU1050-4JF01-0AA0-ZY15 | O.M.R. KEY-OPERATED SWITCH, 22MM, ROUND, METAL, SHINY, LOCK NO. 73033, YELLOW, WITH 2 KEYS, 2 S | 42.74
3SU1050-4JF11-0AA0-ZY11 | O.M.R. KEY-OPERATED SWITCH, 22MM, ROUND, METAL, SHINY, LOCK NO. 73033, YELLOW, WITH 2 KEYS, 2 S | 42.74
3SU1050-4JF21-0AA0-ZY12 | O.M.R. KEY-OPERATED SWITCH, 22MM, ROUND, METAL, SHINY, LOCK NO. 73033, YELLOW, WITH 2 KEYS, 2 S | 42.74
3SU1050-4JF21-0AA0-ZY19 | O.M.R. KEY-OPERATED SWITCH, 22MM, ROUND, METAL, SHINY, LOCK NO. 73033, YELLOW, WITH 2 KEYS, 2 S | 40.82
3SU1050-4JP31-0AA0-ZY15 | O.M.R. KEY-OPERATED SWITCH, 22MM, ROUND, METAL, SHINY, LOCK NO. 73033, YELLOW, WITH 2 KEYS, 3 S | 42.35
3SU1050-5BC01-0AA0 | CES KEY-OPERATED SWITCH, 22MM, ROUND, METAL, SHINY, LOCK NO. SSG10, WITH 2 KEYS, 2 SWITCH POSIT | 57.49
3SU1050-5BC01-0AA0-ZY12 | CES KEY-OPERATED SWITCH, 22MM, ROUND, METAL, SHINY, LOCK NO. SSG10, WITH 2 KEYS, 2 SWITCH POSIT | 65.83
3SU1050-5BC01-0AA0-ZY15 | CES KEY-OPERATED SWITCH, 22MM, ROUND, METAL, SHINY, LOCK NO. SSG10, WITH 2 KEYS, 2 SWITCH POSIT | 65.83
3SU1050-5BF01-0AA0 | CES KEY-OPERATED SWITCH, 22MM, ROUND, METAL, SHINY, LOCK NO. SSG10, WITH 2 KEYS, 2 SWITCH POSIT | 57.49
3SU1050-5BF01-0AA0-ZY11 | CES KEY-OPERATED SWITCH, 22MM, ROUND, METAL, SHINY, LOCK NO. SSG10, WITH 2 KEYS, 2 SWITCH POSIT | 65.83
3SU1050-5BF11-0AA0-ZY10 | CES KEY-OPERATED SWITCH, 22MM, ROUND, METAL, SHINY, LOCK NO. SSG10, WITH 2 KEYS, 2 SWITCH POSIT | 65.83
3SU1050-5BF11-0AA0-ZY12 | CES KEY-OPERATED SWITCH, 22MM, ROUND, METAL, SHINY, LOCK NO. SSG10, WITH 2 KEYS, 2 SWITCH POSIT | 65.83
3SU1050-5BF21-0AA0-ZX90 | CES KEY-OPERATED SWITCH, 22MM, ROUND, METAL, SHINY, LOCK NO. SSG10, WITH 2 KEYS, 2 SWITCH POSIT | 62.61
3SU1050-5BF21-0AA0-ZY11 | CES KEY-OPERATED SWITCH, 22MM, ROUND, METAL, SHINY, LOCK NO. SSG10, WITH 2 KEYS, 2 SWITCH POSIT | 65.83
3SU1050-5BL01-0AA0 | CES KEY-OPERATED SWITCH, 22MM, ROUND, METAL, SHINY, LOCK NO. SSG10, WITH 2 KEYS, 3 SWITCH POSIT | 57.49
3SU1050-5BL01-0AA0-ZY01 | CES KEY-OPERATED SWITCH, 22MM, ROUND, METAL, SHINY, SPECIAL LOCK, WITH 2 KEYS, 3 SWITCH POSITIO | 94.32
3SU1050-5BL01-0AA0-ZY19 | CES KEY-OPERATED SWITCH, 22MM, ROUND, METAL, SHINY, LOCK NO. SSG10, WITH 2 KEYS, 3 SWITCH POSIT | 63.94
3SU1050-5BL11-0AA0-ZX90 | CES KEY-OPERATED SWITCH, 22MM, ROUND, METAL, SHINY, LOCK NO. SSG10, WITH 2 KEYS, 3 SWITCH POSIT | 62.61
3SU1050-4HL01-0AA0-ZX90 | O.M.R. KEY-OPERATED SWITCH, 22MM, ROUND, METAL, SHINY, LOCK NO. 73034, BLACK, WITH 2 KEYS, 3 SW | 39.56
3SU1050-4HL01-0AA0-ZY11 | O.M.R. KEY-OPERATED SWITCH, 22MM, ROUND, METAL, SHINY, LOCK NO. 73034, BLACK, WITH 2 KEYS, 3 SW | 42.74
3SU1050-4HL11-0AA0 | O.M.R. KEY-OPERATED SWITCH, 22MM, ROUND, METAL, SHINY, LOCK NO. 73034, BLACK, WITH 2 KEYS, 3 SW | 36.32
3SU1050-4HL11-0AA0-ZY10 | O.M.R. KEY-OPERATED SWITCH, 22MM, ROUND, METAL, SHINY, LOCK NO. 73034, BLACK, WITH 2 KEYS, 3 SW | 42.74
3SU1050-4HL11-0AA0-ZY12 | O.M.R. KEY-OPERATED SWITCH, 22MM, ROUND, METAL, SHINY, LOCK NO. 73034, BLACK, WITH 2 KEYS, 3 SW | 42.74
3SU1050-4HM01-0AA0-ZX90 | O.M.R. KEY-OPERATED SWITCH, 22MM, ROUND, METAL, SHINY, LOCK NO. 73034, BLACK, WITH 2 KEYS, 3 SW | 39.56
3SU1050-4HM01-0AA0-ZY11 | O.M.R. KEY-OPERATED SWITCH, 22MM, ROUND, METAL, SHINY, LOCK NO. 73034, BLACK, WITH 2 KEYS, 3 SW | 42.74
3SU1050-4HP31-0AA0-ZY10 | O.M.R. KEY-OPERATED SWITCH, 22MM, ROUND, METAL, SHINY, LOCK NO. 73034, BLACK, WITH 2 KEYS, 3 SW | 42.35
3SU1050-4HP31-0AA0-ZY12 | O.M.R. KEY-OPERATED SWITCH, 22MM, ROUND, METAL, SHINY, LOCK NO. 73034, BLACK, WITH 2 KEYS, 3 SW | 42.35
3SU1050-4JC01-0AA0-ZY11 | O.M.R. KEY-OPERATED SWITCH, 22MM, ROUND, METAL, SHINY, LOCK NO. 73033, YELLOW, WITH 2 KEYS, 2 S | 42.74
3SU1050-4JF01-0AA0-ZY11 | O.M.R. KEY-OPERATED SWITCH, 22MM, ROUND, METAL, SHINY, LOCK NO. 73033, YELLOW, WITH 2 KEYS, 2 S | 42.74
3SU1050-4JF11-0AA0-ZY12 | O.M.R. KEY-OPERATED SWITCH, 22MM, ROUND, METAL, SHINY, LOCK NO. 73033, YELLOW, WITH 2 KEYS, 2 S | 42.74
3SU1050-4JF11-0AA0-ZY15 | O.M.R. KEY-OPERATED SWITCH, 22MM, ROUND, METAL, SHINY, LOCK NO. 73033, YELLOW, WITH 2 KEYS, 2 S | 42.74
3SU1050-4JF21-0AA0-ZY15 | O.M.R. KEY-OPERATED SWITCH, 22MM, ROUND, METAL, SHINY, LOCK NO. 73033, YELLOW, WITH 2 KEYS, 2 S | 42.74
3SU1050-4JP31-0AA0 | O.M.R. KEY-OPERATED SWITCH, 22MM, ROUND, METAL, SHINY, LOCK NO. 73033, YELLOW, WITH 2 KEYS, 3 S | 35.96
3SU1050-4JP31-0AA0-ZY19 | O.M.R. KEY-OPERATED SWITCH, 22MM, ROUND, METAL, SHINY, LOCK NO. 73033, YELLOW, WITH 2 KEYS, 3 S | 40.45
3SU1050-5BC01-0AA0-ZY19 | CES KEY-OPERATED SWITCH, 22MM, ROUND, METAL, SHINY, LOCK NO. SSG10, WITH 2 KEYS, 2 SWITCH POSIT | 63.94
3SU1050-5BF01-0AA0-ZY12 | CES KEY-OPERATED SWITCH, 22MM, ROUND, METAL, SHINY, LOCK NO. SSG10, WITH 2 KEYS, 2 SWITCH POSIT | 65.83
3SU1050-5BF01-0AA0-ZY15 | CES KEY-OPERATED SWITCH, 22MM, ROUND, METAL, SHINY, LOCK NO. SSG10, WITH 2 KEYS, 2 SWITCH POSIT | 65.83
3SU1050-5BF11-0AA0-ZY11 | CES KEY-OPERATED SWITCH, 22MM, ROUND, METAL, SHINY, LOCK NO. SSG10, WITH 2 KEYS, 2 SWITCH POSIT | 65.83
3SU1050-5BF21-0AA0-ZY01 | CES KEY-OPERATED SWITCH, 22MM, ROUND, METAL, SHINY, SPECIAL LOCK, WITH 2 KEYS, 2 SWITCH POSITIO | 94.32
3SU1050-5BF21-0AA0-ZY10 | CES KEY-OPERATED SWITCH, 22MM, ROUND, METAL, SHINY, LOCK NO. SSG10, WITH 2 KEYS, 2 SWITCH POSIT | 65.83
3SU1050-5BL01-0AA0-ZX90 | CES KEY-OPERATED SWITCH, 22MM, ROUND, METAL, SHINY, LOCK NO. SSG10, WITH 2 KEYS, 3 SWITCH POSIT | 62.61
3SU1050-5BL01-0AA0-ZY15 | CES KEY-OPERATED SWITCH, 22MM, ROUND, METAL, SHINY, LOCK NO. SSG10, WITH 2 KEYS, 3 SWITCH POSIT | 65.83
3SU1050-5BL11-0AA0 | CES KEY-OPERATED SWITCH, 22MM, ROUND, METAL, SHINY, LOCK NO. SSG10, WITH 2 KEYS, 3 SWITCH POSIT | 57.49
3SU1050-5BL11-0AA0-ZY19 | CES KEY-OPERATED SWITCH, 22MM, ROUND, METAL, SHINY, LOCK NO. SSG10, WITH 2 KEYS, 3 SWITCH POSIT | 63.94
3SU1050-5BL21-0AA0-ZY12 | CES KEY-OPERATED SWITCH, 22MM, ROUND, METAL, SHINY, LOCK NO. SSG10, WITH 2 KEYS, 3 SWITCH POSIT | 65.83
3SU1050-5BL21-0AA0-ZY15 | CES KEY-OPERATED SWITCH, 22MM, ROUND, METAL, SHINY, LOCK NO. SSG10, WITH 2 KEYS, 3 SWITCH POSIT | 65.83
3SU1050-5BL31-0AA0-ZY11 | CES KEY-OPERATED SWITCH, 22MM, ROUND, METAL, SHINY, LOCK NO. SSG10, WITH 2 KEYS, 3 SWITCH POSIT | 65.83
3SU1050-4JF11-0AA0-ZY10 | O.M.R. KEY-OPERATED SWITCH, 22MM, ROUND, METAL, SHINY, LOCK NO. 73033, YELLOW, WITH 2 KEYS, 2 S | 42.74
3SU1050-4JP31-0AA0-ZX90 | O.M.R. KEY-OPERATED SWITCH, 22MM, ROUND, METAL, SHINY, LOCK NO. 73033, YELLOW, WITH 2 KEYS, 3 S | 39.19
3SU1050-4JP31-0AA0-ZY10 | O.M.R. KEY-OPERATED SWITCH, 22MM, ROUND, METAL, SHINY, LOCK NO. 73033, YELLOW, WITH 2 KEYS, 3 S | 42.35
3SU1050-4JP31-0AA0-ZY11 | O.M.R. KEY-OPERATED SWITCH, 22MM, ROUND, METAL, SHINY, LOCK NO. 73033, YELLOW, WITH 2 KEYS, 3 S | 42.35
3SU1050-4JP31-0AA0-ZY12 | O.M.R. KEY-OPERATED SWITCH, 22MM, ROUND, METAL, SHINY, LOCK NO. 73033, YELLOW, WITH 2 KEYS, 3 S | 42.35
3SU1050-5BF01-0AA0-ZX90 | CES KEY-OPERATED SWITCH, 22MM, ROUND, METAL, SHINY, LOCK NO. SSG10, WITH 2 KEYS, 2 SWITCH POSIT | 62.61
3SU1050-5BF01-0AA0-ZY01 | CES KEY-OPERATED SWITCH, 22MM, ROUND, METAL, SHINY, SPECIAL LOCK, WITH 2 KEYS, 2 SWITCH POSITIO | 94.32
3SU1050-5BF01-0AA0-ZY10 | CES KEY-OPERATED SWITCH, 22MM, ROUND, METAL, SHINY, LOCK NO. SSG10, WITH 2 KEYS, 2 SWITCH POSIT | 65.83
3SU1050-5BF11-0AA0-ZY15 | CES KEY-OPERATED SWITCH, 22MM, ROUND, METAL, SHINY, LOCK NO. SSG10, WITH 2 KEYS, 2 SWITCH POSIT | 65.83
3SU1050-5BF11-0AA0-ZY19 | CES KEY-OPERATED SWITCH, 22MM, ROUND, METAL, SHINY, LOCK NO. SSG10, WITH 2 KEYS, 2 SWITCH POSIT | 63.94
3SU1050-5BF21-0AA0 | CES KEY-OPERATED SWITCH, 22MM, ROUND, METAL, SHINY, LOCK NO. SSG10, WITH 2 KEYS, 2 SWITCH POSIT | 57.49
3SU1050-5BL01-0AA0-ZY10 | CES KEY-OPERATED SWITCH, 22MM, ROUND, METAL, SHINY, LOCK NO. SSG10, WITH 2 KEYS, 3 SWITCH POSIT | 65.83
3SU1050-5BL01-0AA0-ZY11 | CES KEY-OPERATED SWITCH, 22MM, ROUND, METAL, SHINY, LOCK NO. SSG10, WITH 2 KEYS, 3 SWITCH POSIT | 65.83
3SU1050-5BL01-0AA0-ZY12 | CES KEY-OPERATED SWITCH, 22MM, ROUND, METAL, SHINY, LOCK NO. SSG10, WITH 2 KEYS, 3 SWITCH POSIT | 65.83
3SU1050-5BL21-0AA0-ZX90 | CES KEY-OPERATED SWITCH, 22MM, ROUND, METAL, SHINY, LOCK NO. SSG10, WITH 2 KEYS, 3 SWITCH POSIT | 62.61
3SU1050-5BL21-0AA0-ZY01 | CES KEY-OPERATED SWITCH, 22MM, ROUND, METAL, SHINY, SPECIAL LOCK, WITH 2 KEYS, 3 SWITCH POSITIO | 94.32
3SU1050-5BL21-0AA0-ZY10 | CES KEY-OPERATED SWITCH, 22MM, ROUND, METAL, SHINY, LOCK NO. SSG10, WITH 2 KEYS, 3 SWITCH POSIT | 65.83
3SU1050-5BL31-0AA0-ZY15 | CES KEY-OPERATED SWITCH, 22MM, ROUND, METAL, SHINY, LOCK NO. SSG10, WITH 2 KEYS, 3 SWITCH POSIT | 65.83
3SU1050-5BL31-0AA0-ZY19 | CES KEY-OPERATED SWITCH, 22MM, ROUND, METAL, SHINY, LOCK NO. SSG10, WITH 2 KEYS, 3 SWITCH POSIT | 63.94
3SU1050-5BL41-0AA0 | CES KEY-OPERATED SWITCH, 22MM, ROUND, METAL, SHINY, LOCK NO. SSG10, WITH 2 KEYS, 3 SWITCH POSIT | 57.49
3SU1050-5BL41-0AA0-ZX90 | CES KEY-OPERATED SWITCH, 22MM, ROUND, METAL, SHINY, LOCK NO. SSG10, WITH 2 KEYS, 3 SWITCH POSIT | 62.61
3SU1050-5BM01-0AA0-ZY10 | CES KEY-OPERATED SWITCH, 22MM, ROUND, METAL, SHINY, LOCK NO. SSG10, WITH 2 KEYS, 3 SWITCH POSIT | 63.17
3SU1050-5BM01-0AA0-ZY11 | CES KEY-OPERATED SWITCH, 22MM, ROUND, METAL, SHINY, LOCK NO. SSG10, WITH 2 KEYS, 3 SWITCH POSIT | 63.17
3SU1050-5BM01-0AA0-ZY12 | CES KEY-OPERATED SWITCH, 22MM, ROUND, METAL, SHINY, LOCK NO. SSG10, WITH 2 KEYS, 3 SWITCH POSIT | 63.17
3SU1050-5BN21-0AA0-ZX90 | CES KEY-OPERATED SWITCH, 22MM, ROUND, METAL, SHINY, LOCK NO. SSG10, WITH 2 KEYS, 3 SWITCH POSIT | 60.9
3SU1050-5BN21-0AA0-ZY01 | CES KEY-OPERATED SWITCH, 22MM, ROUND, METAL, SHINY, SPECIAL LOCK, WITH 2 KEYS, 3 SWITCH POSITIO | 92.43
3SU1050-5BN21-0AA0-ZY10 | CES KEY-OPERATED SWITCH, 22MM, ROUND, METAL, SHINY, LOCK NO. SSG10, WITH 2 KEYS, 3 SWITCH POSIT | 63.94
3SU1050-5BN51-0AA0-ZY15 | CES KEY-OPERATED SWITCH, 22MM, ROUND, METAL, SHINY, LOCK NO. SSG10, WITH 2 KEYS, 3 SWITCH POSIT | 63.94
3SU1050-5BN51-0AA0-ZY19 | CES KEY-OPERATED SWITCH, 22MM, ROUND, METAL, SHINY, LOCK NO. SSG10, WITH 2 KEYS, 3 SWITCH POSIT | 62.17
3SU1050-5BN01-0AA0-ZY01 | CES KEY-OPERATED SWITCH, 22MM, ROUND, METAL, SHINY, SPECIAL LOCK, WITH 2 KEYS, 3 SWITCH POSITIO | 92.43
3SU1050-5BN01-0AA0-ZY10 | CES KEY-OPERATED SWITCH, 22MM, ROUND, METAL, SHINY, LOCK NO. SSG10, WITH 2 KEYS, 3 SWITCH POSIT | 63.94
3SU1050-5BN01-0AA0-ZY11 | CES KEY-OPERATED SWITCH, 22MM, ROUND, METAL, SHINY, LOCK NO. SSG10, WITH 2 KEYS, 3 SWITCH POSIT | 63.94
3SU1050-5BN01-0AA0-ZY12 | CES KEY-OPERATED SWITCH, 22MM, ROUND, METAL, SHINY, LOCK NO. SSG10, WITH 2 KEYS, 3 SWITCH POSIT | 63.94
3SU1050-5BN21-0AA0-ZY19 | CES KEY-OPERATED SWITCH, 22MM, ROUND, METAL, SHINY, LOCK NO. SSG10, WITH 2 KEYS, 3 SWITCH POSIT | 62.17
3SU1050-5BN51-0AA0 | CES KEY-OPERATED SWITCH, 22MM, ROUND, METAL, SHINY, LOCK NO. SSG10, WITH 2 KEYS, 3 SWITCH POSIT | 55.9
3SU1050-5BN51-0AA0-ZX90 | CES KEY-OPERATED SWITCH, 22MM, ROUND, METAL, SHINY, LOCK NO. SSG10, WITH 2 KEYS, 3 SWITCH POSIT | 60.9
3SU1050-5BN51-0AA0-ZY01 | CES KEY-OPERATED SWITCH, 22MM, ROUND, METAL, SHINY, SPECIAL LOCK, WITH 2 KEYS, 3 SWITCH POSITIO | 92.43
3SU1050-5BP01-0AA0-ZY12 | CES KEY-OPERATED SWITCH, 22MM, ROUND, METAL, SHINY, LOCK NO. SSG10, WITH 2 KEYS, 3 SWITCH POSIT | 63.94
3SU1050-5BP01-0AA0-ZY15 | CES KEY-OPERATED SWITCH, 22MM, ROUND, METAL, SHINY, LOCK NO. SSG10, WITH 2 KEYS, 3 SWITCH POSIT | 63.94
3SU1050-5BP01-0AA0-ZY19 | CES KEY-OPERATED SWITCH, 22MM, ROUND, METAL, SHINY, LOCK NO. SSG10, WITH 2 KEYS, 3 SWITCH POSIT | 62.17
3SU1050-5BP61-0AA0-ZY10 | CES KEY-OPERATED SWITCH, 22MM, ROUND, METAL, SHINY, LOCK NO. SSG10, WITH 2 KEYS, 3 SWITCH POSIT | 63.94
3SU1050-5BP61-0AA0-ZY11 | CES KEY-OPERATED SWITCH, 22MM, ROUND, METAL, SHINY, LOCK NO. SSG10, WITH 2 KEYS, 3 SWITCH POSIT | 63.94
3SU1050-5BP61-0AA0-ZY12 | CES KEY-OPERATED SWITCH, 22MM, ROUND, METAL, SHINY, LOCK NO. SSG10, WITH 2 KEYS, 3 SWITCH POSIT | 63.94
3SU1050-5HC01-0AA0-ZY19 | CES KEY-OPERATED SWITCH, 22MM, ROUND, METAL, SHINY, LOCK NO. LSG1, WITH 2 KEYS, 2 SWITCH POSITI | 63.94
3SU1050-5HF01-0AA0 | CES KEY-OPERATED SWITCH, 22MM, ROUND, METAL, SHINY, LOCK NO. LSG1, WITH 2 KEYS, 2 SWITCH POSITI | 55.9
3SU1050-5HF01-0AA0-ZX90 | CES KEY-OPERATED SWITCH, 22MM, ROUND, METAL, SHINY, LOCK NO. LSG1, WITH 2 KEYS, 2 SWITCH POSITI | 60.9
3SU1050-5HF01-0AA0-ZY10 | CES KEY-OPERATED SWITCH, 22MM, ROUND, METAL, SHINY, LOCK NO. LSG1, WITH 2 KEYS, 2 SWITCH POSITI | 63.94
3SU1050-5KC01-0AA0 | CES KEY-OPERATED SWITCH, 22MM, ROUND, METAL, SHINY, LOCK NO. VL5, WITH 2 KEYS, 2 SWITCH POSITIO | 98.23
3SU1050-5KC01-0AA0-ZX90 | CES KEY-OPERATED SWITCH, 22MM, ROUND, METAL, SHINY, LOCK NO. VL5, WITH 2 KEYS, 2 SWITCH POSITIO | 106.98
3SU1050-5KC01-0AA0-ZY10 | CES KEY-OPERATED SWITCH, 22MM, ROUND, METAL, SHINY, LOCK NO. VL5, WITH 2 KEYS, 2 SWITCH POSITIO | 110.14
3SU1050-5KC01-0AA0-ZY11 | CES KEY-OPERATED SWITCH, 22MM, ROUND, METAL, SHINY, LOCK NO. VL5, WITH 2 KEYS, 2 SWITCH POSITIO | 110.14
3SU1001-0BB40-0AA0-ZY12 | ILLUMINATED PUSHBUTTON, 22MM, ROUND, PLASTIC, GREEN, RAISED BUTTON, MOMENTARY CONTACT TYPE, WI | 10
3SU1001-0BB40-0AA0-ZY13 | ILLUMINATED PUSHBUTTON, 22MM, ROUND, PLASTIC, GREEN, RAISED BUTTON, MOMENTARY CONTACT TYPE, WI | 10
3SU1001-0BB40-0AA0-ZY15 | ILLUMINATED PUSHBUTTON, 22MM, ROUND, PLASTIC, GREEN, RAISED BUTTON, MOMENTARY CONTACT TYPE, WI | 10
3SU1001-0BB40-0AA0-ZY19 | ILLUMINATED PUSHBUTTON, 22MM, ROUND, PLASTIC, GREEN, RAISED BUTTON, MOMENTARY CONTACT TYPE, WI | 8.1
3SU1001-0BB70-0AA0-ZY12 | ILLUMINATED PUSHBUTTON, 22MM, ROUND, PLASTIC, CLEAR, RAISED BUTTON, MOMENTARY CONTACT TYPE, WI | 10
3SU1001-0BB70-0AA0-ZY13 | ILLUMINATED PUSHBUTTON, 22MM, ROUND, PLASTIC, CLEAR, RAISED BUTTON, MOMENTARY CONTACT TYPE, WI | 10
3SU1001-0BB70-0AA0-ZY15 | ILLUMINATED PUSHBUTTON, 22MM, ROUND, PLASTIC, CLEAR, RAISED BUTTON, MOMENTARY CONTACT TYPE, WI | 10
3SU1050-5BL11-0AA0-ZY12 | CES KEY-OPERATED SWITCH, 22MM, ROUND, METAL, SHINY, LOCK NO. SSG10, WITH 2 KEYS, 3 SWITCH POSIT | 65.83
3SU1050-5BL11-0AA0-ZY15 | CES KEY-OPERATED SWITCH, 22MM, ROUND, METAL, SHINY, LOCK NO. SSG10, WITH 2 KEYS, 3 SWITCH POSIT | 65.83
3SU1050-5BL21-0AA0 | CES KEY-OPERATED SWITCH, 22MM, ROUND, METAL, SHINY, LOCK NO. SSG10, WITH 2 KEYS, 3 SWITCH POSIT | 57.49
3SU1050-5BL21-0AA0-ZY11 | CES KEY-OPERATED SWITCH, 22MM, ROUND, METAL, SHINY, LOCK NO. SSG10, WITH 2 KEYS, 3 SWITCH POSIT | 65.83
3SU1050-5BL31-0AA0-ZY10 | CES KEY-OPERATED SWITCH, 22MM, ROUND, METAL, SHINY, LOCK NO. SSG10, WITH 2 KEYS, 3 SWITCH POSIT | 65.83
3SU1050-5BL31-0AA0-ZY12 | CES KEY-OPERATED SWITCH, 22MM, ROUND, METAL, SHINY, LOCK NO. SSG10, WITH 2 KEYS, 3 SWITCH POSIT | 65.83
3SU1050-5BL41-0AA0-ZY11 | CES KEY-OPERATED SWITCH, 22MM, ROUND, METAL, SHINY, LOCK NO. SSG10, WITH 2 KEYS, 3 SWITCH POSIT | 65.83
3SU1050-5BM01-0AA0 | CES KEY-OPERATED SWITCH, 22MM, ROUND, METAL, SHINY, LOCK NO. SSG10, WITH 2 KEYS, 3 SWITCH POSIT | 55.1
3SU1050-5BM01-0AA0-ZY01 | CES KEY-OPERATED SWITCH, 22MM, ROUND, METAL, SHINY, SPECIAL LOCK, WITH 2 KEYS, 3 SWITCH POSITIO | 91.8
3SU1050-5BM01-0AA0-ZY19 | CES KEY-OPERATED SWITCH, 22MM, ROUND, METAL, SHINY, LOCK NO. SSG10, WITH 2 KEYS, 3 SWITCH POSIT | 61.28
3SU1050-5BN01-0AA0-ZX90 | CES KEY-OPERATED SWITCH, 22MM, ROUND, METAL, SHINY, LOCK NO. SSG10, WITH 2 KEYS, 3 SWITCH POSIT | 60.9
3SU1050-5BN01-0AA0-ZY15 | CES KEY-OPERATED SWITCH, 22MM, ROUND, METAL, SHINY, LOCK NO. SSG10, WITH 2 KEYS, 3 SWITCH POSIT | 63.94
3SU1050-5BN21-0AA0 | CES KEY-OPERATED SWITCH, 22MM, ROUND, METAL, SHINY, LOCK NO. SSG10, WITH 2 KEYS, 3 SWITCH POSIT | 55.9
3SU1050-5BN21-0AA0-ZY11 | CES KEY-OPERATED SWITCH, 22MM, ROUND, METAL, SHINY, LOCK NO. SSG10, WITH 2 KEYS, 3 SWITCH POSIT | 63.94
3SU1050-5BN51-0AA0-ZY10 | CES KEY-OPERATED SWITCH, 22MM, ROUND, METAL, SHINY, LOCK NO. SSG10, WITH 2 KEYS, 3 SWITCH POSIT | 63.94
3SU1050-5BN51-0AA0-ZY12 | CES KEY-OPERATED SWITCH, 22MM, ROUND, METAL, SHINY, LOCK NO. SSG10, WITH 2 KEYS, 3 SWITCH POSIT | 63.94
3SU1050-5BP01-0AA0-ZY11 | CES KEY-OPERATED SWITCH, 22MM, ROUND, METAL, SHINY, LOCK NO. SSG10, WITH 2 KEYS, 3 SWITCH POSIT | 63.94
3SU1050-5BP31-0AA0 | CES KEY-OPERATED SWITCH, 22MM, ROUND, METAL, SHINY, LOCK NO. SSG10, WITH 2 KEYS, 3 SWITCH POSIT | 55.9
3SU1050-5BP31-0AA0-ZY01 | CES KEY-OPERATED SWITCH, 22MM, ROUND, METAL, SHINY, SPECIAL LOCK, WITH 2 KEYS, 3 SWITCH POSITIO | 92.43
3SU1050-5BP31-0AA0-ZY19 | CES KEY-OPERATED SWITCH, 22MM, ROUND, METAL, SHINY, LOCK NO. SSG10, WITH 2 KEYS, 3 SWITCH POSIT | 62.17
3SU1050-5BP61-0AA0-ZX90 | CES KEY-OPERATED SWITCH, 22MM, ROUND, METAL, SHINY, LOCK NO. SSG10, WITH 2 KEYS, 3 SWITCH POSIT | 60.9
3SU1050-5BP61-0AA0-ZY15 | CES KEY-OPERATED SWITCH, 22MM, ROUND, METAL, SHINY, LOCK NO. SSG10, WITH 2 KEYS, 3 SWITCH POSIT | 63.94
3SU1050-5HC01-0AA0 | CES KEY-OPERATED SWITCH, 22MM, ROUND, METAL, SHINY, LOCK NO. LSG1, WITH 2 KEYS, 2 SWITCH POSITI | 57.49
3SU1050-5HC01-0AA0-ZY11 | CES KEY-OPERATED SWITCH, 22MM, ROUND, METAL, SHINY, LOCK NO. LSG1, WITH 2 KEYS, 2 SWITCH POSITI | 65.83
3SU1050-5HF01-0AA0-ZY12 | CES KEY-OPERATED SWITCH, 22MM, ROUND, METAL, SHINY, LOCK NO. LSG1, WITH 2 KEYS, 2 SWITCH POSITI | 63.94
3SU1050-5HF01-0AA0-ZY15 | CES KEY-OPERATED SWITCH, 22MM, ROUND, METAL, SHINY, LOCK NO. LSG1, WITH 2 KEYS, 2 SWITCH POSITI | 63.94
3SU1050-5HF11-0AA0-ZY19 | CES KEY-OPERATED SWITCH, 22MM, ROUND, METAL, SHINY, LOCK NO. LSG1, WITH 2 KEYS, 2 SWITCH POSITI | 62.17
3SU1050-5KC01-0AA0-ZY12 | CES KEY-OPERATED SWITCH, 22MM, ROUND, METAL, SHINY, LOCK NO. VL5, WITH 2 KEYS, 2 SWITCH POSITIO | 110.14
3SU1050-5KC01-0AA0-ZY15 | CES KEY-OPERATED SWITCH, 22MM, ROUND, METAL, SHINY, LOCK NO. VL5, WITH 2 KEYS, 2 SWITCH POSITIO | 110.14
3SU1050-5BL41-0AA0-ZY01 | CES KEY-OPERATED SWITCH, 22MM, ROUND, METAL, SHINY, SPECIAL LOCK, WITH 2 KEYS, 3 SWITCH POSITIO | 94.32
3SU1050-5BL41-0AA0-ZY10 | CES KEY-OPERATED SWITCH, 22MM, ROUND, METAL, SHINY, LOCK NO. SSG10, WITH 2 KEYS, 3 SWITCH POSIT | 65.83
3SU1050-5BM01-0AA0-ZX90 | CES KEY-OPERATED SWITCH, 22MM, ROUND, METAL, SHINY, LOCK NO. SSG10, WITH 2 KEYS, 3 SWITCH POSIT | 60.01
3SU1050-5BM01-0AA0-ZY15 | CES KEY-OPERATED SWITCH, 22MM, ROUND, METAL, SHINY, LOCK NO. SSG10, WITH 2 KEYS, 3 SWITCH POSIT | 63.17
3SU1050-5BN01-0AA0 | CES KEY-OPERATED SWITCH, 22MM, ROUND, METAL, SHINY, LOCK NO. SSG10, WITH 2 KEYS, 3 SWITCH POSIT | 55.9
3SU1050-5BN01-0AA0-ZY19 | CES KEY-OPERATED SWITCH, 22MM, ROUND, METAL, SHINY, LOCK NO. SSG10, WITH 2 KEYS, 3 SWITCH POSIT | 62.17
3SU1050-5BN21-0AA0-ZY12 | CES KEY-OPERATED SWITCH, 22MM, ROUND, METAL, SHINY, LOCK NO. SSG10, WITH 2 KEYS, 3 SWITCH POSIT | 63.94
3SU1050-5BN21-0AA0-ZY15 | CES KEY-OPERATED SWITCH, 22MM, ROUND, METAL, SHINY, LOCK NO. SSG10, WITH 2 KEYS, 3 SWITCH POSIT | 63.94
3SU1050-5BN51-0AA0-ZY11 | CES KEY-OPERATED SWITCH, 22MM, ROUND, METAL, SHINY, LOCK NO. SSG10, WITH 2 KEYS, 3 SWITCH POSIT | 63.94
3SU1050-5BP01-0AA0-ZY01 | CES KEY-OPERATED SWITCH, 22MM, ROUND, METAL, SHINY, SPECIAL LOCK, WITH 2 KEYS, 3 SWITCH POSITIO | 92.43
3SU1050-5BP01-0AA0-ZY10 | CES KEY-OPERATED SWITCH, 22MM, ROUND, METAL, SHINY, LOCK NO. SSG10, WITH 2 KEYS, 3 SWITCH POSIT | 63.94
3SU1050-5BP31-0AA0-ZX90 | CES KEY-OPERATED SWITCH, 22MM, ROUND, METAL, SHINY, LOCK NO. SSG10, WITH 2 KEYS, 3 SWITCH POSIT | 60.9
3SU1050-5BP31-0AA0-ZY15 | CES KEY-OPERATED SWITCH, 22MM, ROUND, METAL, SHINY, LOCK NO. SSG10, WITH 2 KEYS, 3 SWITCH POSIT | 63.94
3SU1050-5BP61-0AA0 | CES KEY-OPERATED SWITCH, 22MM, ROUND, METAL, SHINY, LOCK NO. SSG10, WITH 2 KEYS, 3 SWITCH POSIT | 55.9
3SU1050-5BP61-0AA0-ZY01 | CES KEY-OPERATED SWITCH, 22MM, ROUND, METAL, SHINY, SPECIAL LOCK, WITH 2 KEYS, 3 SWITCH POSITIO | 92.43
3SU1050-5BP61-0AA0-ZY19 | CES KEY-OPERATED SWITCH, 22MM, ROUND, METAL, SHINY, LOCK NO. SSG10, WITH 2 KEYS, 3 SWITCH POSIT | 62.17
3SU1050-5HC01-0AA0-ZY12 | CES KEY-OPERATED SWITCH, 22MM, ROUND, METAL, SHINY, LOCK NO. LSG1, WITH 2 KEYS, 2 SWITCH POSITI | 65.83
3SU1050-5HC01-0AA0-ZY15 | CES KEY-OPERATED SWITCH, 22MM, ROUND, METAL, SHINY, LOCK NO. LSG1, WITH 2 KEYS, 2 SWITCH POSITI | 65.83
3SU1050-5HF01-0AA0-ZY11 | CES KEY-OPERATED SWITCH, 22MM, ROUND, METAL, SHINY, LOCK NO. LSG1, WITH 2 KEYS, 2 SWITCH POSITI | 63.94
3SU1050-5HF01-0AA0-ZY19 | CES KEY-OPERATED SWITCH, 22MM, ROUND, METAL, SHINY, LOCK NO. LSG1, WITH 2 KEYS, 2 SWITCH POSITI | 62.17
3SU1050-5HF11-0AA0-ZY12 | CES KEY-OPERATED SWITCH, 22MM, ROUND, METAL, SHINY, LOCK NO. LSG1, WITH 2 KEYS, 2 SWITCH POSITI | 63.94
3SU1050-5HF11-0AA0-ZY15 | CES KEY-OPERATED SWITCH, 22MM, ROUND, METAL, SHINY, LOCK NO. LSG1, WITH 2 KEYS, 2 SWITCH POSITI | 63.94
3SU1050-5KC01-0AA0-ZY19 | CES KEY-OPERATED SWITCH, 22MM, ROUND, METAL, SHINY, LOCK NO. VL5, WITH 2 KEYS, 2 SWITCH POSITIO | 108.24
3SU1001-0BB40-0AA0-ZX90 | ILLUMINATED PUSHBUTTON, 22MM, ROUND, PLASTIC, GREEN, RAISED BUTTON, MOMENTARY CONTACT TYPE, Z | 6.84
3SU1001-0BB40-0AA0-ZY11 | ILLUMINATED PUSHBUTTON, 22MM, ROUND, PLASTIC, GREEN, RAISED BUTTON, MOMENTARY CONTACT TYPE, WI | 10
3SU1001-0BB50-0AA0 | ILLUMINATED PUSHBUTTON, 22MM, ROUND, PLASTIC, BLUE, RAISED BUTTON, MOMENTARY CONTACT TYPE | 6.27
3SU1001-0BB50-0AA0-ZY10 | ILLUMINATED PUSHBUTTON, 22MM, ROUND, PLASTIC, BLUE, RAISED BUTTON, MOMENTARY CONTACT TYPE, WIT | 10
3SU1001-0BB70-0AA0-ZX90 | ILLUMINATED PUSHBUTTON, 22MM, ROUND, PLASTIC, CLEAR, RAISED BUTTON, MOMENTARY CONTACT TYPE, Z | 6.84
3SU1001-0BB70-0AA0-ZY11 | ILLUMINATED PUSHBUTTON, 22MM, ROUND, PLASTIC, CLEAR, RAISED BUTTON, MOMENTARY CONTACT TYPE, WI | 10
3SU1050-5BP01-0AA0 | CES KEY-OPERATED SWITCH, 22MM, ROUND, METAL, SHINY, LOCK NO. SSG10, WITH 2 KEYS, 3 SWITCH POSIT | 55.9
3SU1050-5BP01-0AA0-ZX90 | CES KEY-OPERATED SWITCH, 22MM, ROUND, METAL, SHINY, LOCK NO. SSG10, WITH 2 KEYS, 3 SWITCH POSIT | 60.9
3SU1050-5BP31-0AA0-ZY10 | CES KEY-OPERATED SWITCH, 22MM, ROUND, METAL, SHINY, LOCK NO. SSG10, WITH 2 KEYS, 3 SWITCH POSIT | 63.94
3SU1050-5BP31-0AA0-ZY11 | CES KEY-OPERATED SWITCH, 22MM, ROUND, METAL, SHINY, LOCK NO. SSG10, WITH 2 KEYS, 3 SWITCH POSIT | 63.94
3SU1050-5BP31-0AA0-ZY12 | CES KEY-OPERATED SWITCH, 22MM, ROUND, METAL, SHINY, LOCK NO. SSG10, WITH 2 KEYS, 3 SWITCH POSIT | 63.94
3SU1050-5HC01-0AA0-ZX90 | CES KEY-OPERATED SWITCH, 22MM, ROUND, METAL, SHINY, LOCK NO. LSG1, WITH 2 KEYS, 2 SWITCH POSITI | 62.61
3SU1050-5HC01-0AA0-ZY10 | CES KEY-OPERATED SWITCH, 22MM, ROUND, METAL, SHINY, LOCK NO. LSG1, WITH 2 KEYS, 2 SWITCH POSITI | 65.83
3SU1050-5HF11-0AA0 | CES KEY-OPERATED SWITCH, 22MM, ROUND, METAL, SHINY, LOCK NO. LSG1, WITH 2 KEYS, 2 SWITCH POSITI | 55.9
3SU1050-5HF11-0AA0-ZX90 | CES KEY-OPERATED SWITCH, 22MM, ROUND, METAL, SHINY, LOCK NO. LSG1, WITH 2 KEYS, 2 SWITCH POSITI | 60.9
3SU1050-5HF11-0AA0-ZY10 | CES KEY-OPERATED SWITCH, 22MM, ROUND, METAL, SHINY, LOCK NO. LSG1, WITH 2 KEYS, 2 SWITCH POSITI | 63.94
3SU1050-5HF11-0AA0-ZY11 | CES KEY-OPERATED SWITCH, 22MM, ROUND, METAL, SHINY, LOCK NO. LSG1, WITH 2 KEYS, 2 SWITCH POSITI | 63.94
3SU1001-0BB30-0AA0-ZY11 | ILLUMINATED PUSHBUTTON, 22MM, ROUND, PLASTIC, YELLOW, RAISED BUTTON, MOMENTARY CONTACT TYPE, W | 10
3SU1001-0BB30-0AA0-ZY12 | ILLUMINATED PUSHBUTTON, 22MM, ROUND, PLASTIC, YELLOW, RAISED BUTTON, MOMENTARY CONTACT TYPE, W | 10
3SU1001-0BB30-0AA0-ZY13 | ILLUMINATED PUSHBUTTON, 22MM, ROUND, PLASTIC, YELLOW, RAISED BUTTON, MOMENTARY CONTACT TYPE, W | 10
3SU1001-0BB30-0AA0-ZY15 | ILLUMINATED PUSHBUTTON, 22MM, ROUND, PLASTIC, YELLOW, RAISED BUTTON, MOMENTARY CONTACT TYPE, W | 10
3SU1001-0BB30-0AA0-ZY19 | ILLUMINATED PUSHBUTTON, 22MM, ROUND, PLASTIC, YELLOW, RAISED BUTTON, MOMENTARY CONTACT TYPE, W | 8.1
3SU1001-0BB50-0AA0-ZY12 | ILLUMINATED PUSHBUTTON, 22MM, ROUND, PLASTIC, BLUE, RAISED BUTTON, MOMENTARY CONTACT TYPE, WIT | 10
3SU1001-0BB50-0AA0-ZY13 | ILLUMINATED PUSHBUTTON, 22MM, ROUND, PLASTIC, BLUE, RAISED BUTTON, MOMENTARY CONTACT TYPE, WIT | 10
3SU1001-0BB50-0AA0-ZY15 | ILLUMINATED PUSHBUTTON, 22MM, ROUND, PLASTIC, BLUE, RAISED BUTTON, MOMENTARY CONTACT TYPE, WIT | 10
3SU1001-0BB50-0AA0-ZY19 | ILLUMINATED PUSHBUTTON, 22MM, ROUND, PLASTIC, BLUE, RAISED BUTTON, MOMENTARY CONTACT TYPE, WIT | 8.1
3SU1001-0DB50-0AA0-ZY13 | ILLUMINATED PUSHBUTTON, 22MM, ROUND, PLASTIC, BLUE, RAISED FRONT RING, CASTELLATED MOMENTARY CO | 20.32
3SU1001-0DB50-0AA0-ZY15 | ILLUMINATED PUSHBUTTON, 22MM, ROUND, PLASTIC, BLUE, RAISED FRONT RING, CASTELLATED MOMENTARY CO | 20.32
3SU1001-0DB50-0AA0-ZY19 | ILLUMINATED PUSHBUTTON, 22MM, ROUND, PLASTIC, BLUE, RAISED FRONT RING, CASTELLATED MOMENTARY CO | 18.43
3SU1001-1AA20-0AA0 | ILLUM. MUSHROOM PUSHBUTTON, 22MM, ROUND, PLASTIC, RED, 30MM, LATCHING, PULL TO UNLATCH | 17.45
3SU1001-1AA30-0AA0-ZY13 | ILLUM. MUSHROOM PUSHBUTTON, 22MM, ROUND, PLASTIC, YELLOW, 30MM, LATCHING, PULL TO UNLATCH, WI | 22.15
3SU1001-1AA30-0AA0-ZY15 | ILLUM. MUSHROOM PUSHBUTTON, 22MM, ROUND, PLASTIC, YELLOW, 30MM, LATCHING, PULL TO UNLATCH, WI | 22.15
3SU1001-1AA30-0AA0-ZY19 | ILLUM. MUSHROOM PUSHBUTTON, 22MM, ROUND, PLASTIC, YELLOW, 30MM, LATCHING, PULL TO UNLATCH, WI | 20.26
3SU1001-1AA40-0AA0 | ILLUM. MUSHROOM PUSHBUTTON, 22MM, ROUND, PLASTIC, GREEN, 30MM, LATCHING, PULL TO UNLATCH | 17.45
3SU1001-1AA40-0AA0-ZX90 | ILLUM. MUSHROOM PUSHBUTTON, 22MM, ROUND, PLASTIC, GREEN, 30MM, LATCHING, PULL TO UNLATCH Z = | 18.99
3SU1001-0BB70-0AA0-ZY19 | ILLUMINATED PUSHBUTTON, 22MM, ROUND, PLASTIC, CLEAR, RAISED BUTTON, MOMENTARY CONTACT TYPE, WI | 8.1
3SU1001-0DB50-0AA0 | ILLUMINATED PUSHBUTTON, 22MM, ROUND, PLASTIC, BLUE RAISED FRONT RING, CASTELLATED MOMENTARY CON | 15.74
3SU1001-1AA20-0AA0-ZY13 | ILLUM. MUSHROOM PUSHBUTTON, 22MM, ROUND, PLASTIC, RED, 30MM, LATCHING, PULL TO UNLATCH, WITH | 22.15
3SU1001-1AA20-0AA0-ZY15 | ILLUM. MUSHROOM PUSHBUTTON, 22MM, ROUND, PLASTIC, RED, 30MM, LATCHING, PULL TO UNLATCH, WITH | 22.15
3SU1001-1AA20-0AA0-ZY19 | ILLUM. MUSHROOM PUSHBUTTON, 22MM, ROUND, PLASTIC, RED, 30MM, LATCHING, PULL TO UNLATCH, WITH | 20.26
3SU1001-1AA30-0AA0 | ILLUM. MUSHROOM PUSHBUTTON, 22MM, ROUND, PLASTIC, YELLOW, 30MM, LATCHING, PULL TO UNLATCH | 17.45
3SU1001-1AA40-0AA0-ZY15 | ILLUM. MUSHROOM PUSHBUTTON, 22MM, ROUND, PLASTIC, GREEN, 30MM, LATCHING, PULL TO UNLATCH, WIT | 22.15
3SU1001-1AA40-0AA0-ZY19 | ILLUM. MUSHROOM PUSHBUTTON, 22MM, ROUND, PLASTIC, GREEN, 30MM, LATCHING, PULL TO UNLATCH, WIT | 20.26
3SU1001-1AA50-0AA0 | ILLUM. MUSHROOM PUSHBUTTON, 22MM, ROUND, PLASTIC, BLUE, 30MM, LATCHING, PULL TO UNLATCH | 17.45
3SU1001-1AA50-0AA0-ZX90 | ILLUM. MUSHROOM PUSHBUTTON, 22MM, ROUND, PLASTIC, BLUE, 30MM, LATCHING, PULL TO UNLATCH Z = 2 | 18.99
3SU1001-1AA70-0AA0-ZY19 | ILLUM. MUSHROOM PUSHBUTTON, 22MM, ROUND, PLASTIC, CLEAR, 30MM, LATCHING, PULL TO UNLATCH, WIT | 20.26
3SU1001-1AD20-0AA0 | ILLUM. MUSHROOM PUSHBUTTON, 22MM, ROUND, PLASTIC, RED, 30MM, MOMENTARY CONTACT TYPE | 9.55
3SU1001-1AD20-0AA0-ZX90 | ILLUM. MUSHROOM PUSHBUTTON, 22MM, ROUND, PLASTIC, RED, 30MM, MOMENTARY CONTACT TYPE, Z = 20X P | 10.39
3SU1001-1AD20-0AA0-ZY10 | ILLUM. MUSHROOM PUSHBUTTON, 22MM, ROUND, PLASTIC, RED, 30MM, MOMENTARY CONTACT TYPE, WITH LASE | 13.55
3SU1001-1AD30-0AA0-ZY19 | ILLUM. MUSHROOM PUSHBUTTON, 22MM, ROUND, PLASTIC, YELLOW, 30MM, MOMENTARY CONTACT TYPE, WITH L | 11.65
3SU1001-1AD40-0AA0 | ILLUM. MUSHROOM PUSHBUTTON, 22MM, ROUND, PLASTIC, GREEN, 30MM, MOMENTARY CONTACT TYPE | 9.55
3SU1001-1AD40-0AA0-ZX90 | ILLUM. MUSHROOM PUSHBUTTON, 22MM, ROUND, PLASTIC, GREEN, 30MM, MOMENTARY CONTACT TYPE, Z = 20X | 10.39
3SU1001-1AD40-0AA0-ZY10 | ILLUM. MUSHROOM PUSHBUTTON, 22MM, ROUND, PLASTIC, GREEN, 30MM, MOMENTARY CONTACT TYPE, WITH LA | 13.55
3SU1001-1AD60-0AA0 | ILLUM. MUSHROOM PUSHBUTTON, 22MM, ROUND, PLASTIC, WHITE, 30MM, MOMENTARY CONTACT TYPE | 9.55
3SU1001-1AD60-0AA0-ZX90 | ILLUM. MUSHROOM PUSHBUTTON, 22MM, ROUND, PLASTIC, WHITE, 30MM, MOMENTARY CONTACT TYPE, Z = 20X | 10.39
3SU1001-1AD60-0AA0-ZY10 | ILLUM. MUSHROOM PUSHBUTTON, 22MM, ROUND, PLASTIC, WHITE, 30MM, MOMENTARY CONTACT TYPE, WITH LA | 13.55
3SU1001-1AD60-0AA0-ZY11 | ILLUM. MUSHROOM PUSHBUTTON, 22MM, ROUND, PLASTIC, WHITE, 30MM, MOMENTARY CONTACT TYPE, WITH LA | 13.55
3SU1001-1BA20-0AA0-ZX90 | ILLUM. MUSHROOM PUSHBUTTON, 22MM, ROUND, PLASTIC, RED, 40MM, LATCHING, PULL TO UNLATCH Z = 20 | 18.99
3SU1001-1BA20-0AA0-ZY10 | ILLUM. MUSHROOM PUSHBUTTON, 22MM, ROUND, PLASTIC, RED, 40MM, LATCHING, PULL TO UNLATCH, WITH | 22.15
3SU1001-1BA20-0AA0-ZY11 | ILLUM. MUSHROOM PUSHBUTTON, 22MM, ROUND, PLASTIC, RED, 40MM, LATCHING, PULL TO UNLATCH, WITH | 22.15
3SU1001-1BA20-0AA0-ZY12 | ILLUM. MUSHROOM PUSHBUTTON, 22MM, ROUND, PLASTIC, RED, 40MM, LATCHING, PULL TO UNLATCH, WITH | 22.15
3SU1001-1BA40-0AA0-ZX90 | ILLUM. MUSHROOM PUSHBUTTON, 22MM, ROUND, PLASTIC, GREEN, 40MM, LATCHING, PULL TO UNLATCH Z = | 18.99
3SU1001-1BA40-0AA0-ZY10 | ILLUM. MUSHROOM PUSHBUTTON, 22MM, ROUND, PLASTIC, GREEN, 40MM, LATCHING, PULL TO UNLATCH, WIT | 22.15
3SU1001-1BA40-0AA0-ZY11 | ILLUM. MUSHROOM PUSHBUTTON, 22MM, ROUND, PLASTIC, GREEN, 40MM, LATCHING, PULL TO UNLATCH, WIT | 22.15
3SU1001-1BA40-0AA0-ZY12 | ILLUM. MUSHROOM PUSHBUTTON, 22MM, ROUND, PLASTIC, GREEN, 40MM, LATCHING, PULL TO UNLATCH, WIT | 22.15
3SU1001-0BB40-0AA0 | ILLUMINATED PUSHBUTTON, 22MM, ROUND, PLASTIC, GREEN, RAISED BUTTON, MOMENTARY CONTACT TYPE | 6.27
3SU1001-0BB40-0AA0-ZY10 | ILLUMINATED PUSHBUTTON, 22MM, ROUND, PLASTIC, GREEN, RAISED BUTTON, MOMENTARY CONTACT TYPE, WI | 10
3SU1001-0BB50-0AA0-ZX90 | ILLUMINATED PUSHBUTTON, 22MM, ROUND, PLASTIC, BLUE, RAISED BUTTON, MOMENTARY CONTACT TYPE, Z = | 6.84
3SU1001-0BB50-0AA0-ZY11 | ILLUMINATED PUSHBUTTON, 22MM, ROUND, PLASTIC, BLUE, RAISED BUTTON, MOMENTARY CONTACT TYPE, WIT | 10
3SU1001-0BB70-0AA0 | ILLUMINATED PUSHBUTTON, 22MM, ROUND, PLASTIC, CLEAR, RAISED BUTTON, MOMENTARY CONTACT TYPE | 6.27
3SU1001-0BB70-0AA0-ZY10 | ILLUMINATED PUSHBUTTON, 22MM, ROUND, PLASTIC, CLEAR, RAISED BUTTON, MOMENTARY CONTACT TYPE, WI | 10
3SU1001-0DB50-0AA0-ZX90 | ILLUMINATED PUSHBUTTON, 22MM, ROUND, PLASTIC, BLUE, RAISED FRONT RING, CASTELLATED MOMENTARY CO | 17.16
3SU1001-0DB50-0AA0-ZY11 | ILLUMINATED PUSHBUTTON, 22MM, ROUND, PLASTIC, BLUE, RAISED FRONT RING, CASTELLATED MOMENTARY CO | 20.32
3SU1001-1AA20-0AA0-ZY10 | ILLUM. MUSHROOM PUSHBUTTON, 22MM, ROUND, PLASTIC, RED, 30MM, LATCHING, PULL TO UNLATCH, WITH | 22.15
3SU1001-1AA20-0AA0-ZY12 | ILLUM. MUSHROOM PUSHBUTTON, 22MM, ROUND, PLASTIC, RED, 30MM, LATCHING, PULL TO UNLATCH, WITH | 22.15
3SU1001-1AA30-0AA0-ZX90 | ILLUM. MUSHROOM PUSHBUTTON, 22MM, ROUND, PLASTIC, YELLOW, 30MM, LATCHING, PULL TO UNLATCH Z = | 18.99
3SU1001-1AA30-0AA0-ZY11 | ILLUM. MUSHROOM PUSHBUTTON, 22MM, ROUND, PLASTIC, YELLOW, 30MM, LATCHING, PULL TO UNLATCH, WI | 22.15
3SU1001-1AA40-0AA0-ZY10 | ILLUM. MUSHROOM PUSHBUTTON, 22MM, ROUND, PLASTIC, GREEN, 30MM, LATCHING, PULL TO UNLATCH, WIT | 22.15
3SU1001-1AA40-0AA0-ZY12 | ILLUM. MUSHROOM PUSHBUTTON, 22MM, ROUND, PLASTIC, GREEN, 30MM, LATCHING, PULL TO UNLATCH, WIT | 22.15
3SU1001-1AA50-0AA0-ZY11 | ILLUM. MUSHROOM PUSHBUTTON, 22MM, ROUND, PLASTIC, BLUE, 30MM, LATCHING, PULL TO UNLATCH, WITH | 22.15
3SU1001-1AA50-0AA0-ZY13 | ILLUM. MUSHROOM PUSHBUTTON, 22MM, ROUND, PLASTIC, BLUE, 30MM, LATCHING, PULL TO UNLATCH, WITH | 22.15
3SU1001-1AA70-0AA0-ZY10 | ILLUM. MUSHROOM PUSHBUTTON, 22MM, ROUND, PLASTIC, CLEAR, 30MM, LATCHING, PULL TO UNLATCH, WIT | 22.15
3SU1001-1AA70-0AA0-ZY12 | ILLUM. MUSHROOM PUSHBUTTON, 22MM, ROUND, PLASTIC, CLEAR, 30MM, LATCHING, PULL TO UNLATCH, WIT | 22.15
3SU1001-1AA70-0AA0-ZY15 | ILLUM. MUSHROOM PUSHBUTTON, 22MM, ROUND, PLASTIC, CLEAR, 30MM, LATCHING, PULL TO UNLATCH, WIT | 22.15
3SU1001-1AD20-0AA0-ZY11 | ILLUM. MUSHROOM PUSHBUTTON, 22MM, ROUND, PLASTIC, RED, 30MM, MOMENTARY CONTACT TYPE, WITH LASE | 13.55
3SU1001-1AD20-0AA0-ZY13 | ILLUM. MUSHROOM PUSHBUTTON, 22MM, ROUND, PLASTIC, RED, 30MM, MOMENTARY CONTACT TYPE, WITH LASE | 13.55
3SU1001-1AD30-0AA0-ZY12 | ILLUM. MUSHROOM PUSHBUTTON, 22MM, ROUND, PLASTIC, YELLOW, 30MM, MOMENTARY CONTACT TYPE, WITH L | 13.55
3SU1001-1AD30-0AA0-ZY15 | ILLUM. MUSHROOM PUSHBUTTON, 22MM, ROUND, PLASTIC, YELLOW, 30MM, MOMENTARY CONTACT TYPE, WITH L | 13.55
3SU1001-1AD40-0AA0-ZY11 | ILLUM. MUSHROOM PUSHBUTTON, 22MM, ROUND, PLASTIC, GREEN, 30MM, MOMENTARY CONTACT TYPE, WITH LA | 13.55
3SU1001-1AD40-0AA0-ZY13 | ILLUM. MUSHROOM PUSHBUTTON, 22MM, ROUND, PLASTIC, GREEN, 30MM, MOMENTARY CONTACT TYPE, WITH LA | 13.55
3SU1001-1AD40-0AA0-ZY19 | ILLUM. MUSHROOM PUSHBUTTON, 22MM, ROUND, PLASTIC, GREEN, 30MM, MOMENTARY CONTACT TYPE, WITH LA | 11.65
3SU1001-1AD50-0AA0-ZY12 | ILLUM. MUSHROOM PUSHBUTTON, 22MM, ROUND, PLASTIC, BLUE, 30MM, MOMENTARY CONTACT TYPE, WITH LAS | 13.55
3SU1001-1AD50-0AA0-ZY15 | ILLUM. MUSHROOM PUSHBUTTON, 22MM, ROUND, PLASTIC, BLUE, 30MM, MOMENTARY CONTACT TYPE, WITH LAS | 13.55
3SU1001-1AD60-0AA0-ZY13 | ILLUM. MUSHROOM PUSHBUTTON, 22MM, ROUND, PLASTIC, WHITE, 30MM, MOMENTARY CONTACT TYPE, WITH LA | 13.55
3SU1001-0DB50-0AA0-ZY10 | ILLUMINATED PUSHBUTTON, 22MM, ROUND, PLASTIC, BLUE, RAISED FRONT RING, CASTELLATED MOMENTARY CO | 20.32
3SU1001-0DB50-0AA0-ZY12 | ILLUMINATED PUSHBUTTON, 22MM, ROUND, PLASTIC, BLUE, RAISED FRONT RING, CASTELLATED MOMENTARY CO | 20.32
3SU1001-1AA20-0AA0-ZX90 | ILLUM. MUSHROOM PUSHBUTTON, 22MM, ROUND, PLASTIC, RED, 30MM, LATCHING, PULL TO UNLATCH Z = 20 | 18.99
3SU1001-1AA20-0AA0-ZY11 | ILLUM. MUSHROOM PUSHBUTTON, 22MM, ROUND, PLASTIC, RED, 30MM, LATCHING, PULL TO UNLATCH, WITH | 22.15
3SU1001-1AA30-0AA0-ZY10 | ILLUM. MUSHROOM PUSHBUTTON, 22MM, ROUND, PLASTIC, YELLOW, 30MM, LATCHING, PULL TO UNLATCH, WI | 22.15
3SU1001-1AA30-0AA0-ZY12 | ILLUM. MUSHROOM PUSHBUTTON, 22MM, ROUND, PLASTIC, YELLOW, 30MM, LATCHING, PULL TO UNLATCH, WI | 22.15
3SU1001-1AA40-0AA0-ZY11 | ILLUM. MUSHROOM PUSHBUTTON, 22MM, ROUND, PLASTIC, GREEN, 30MM, LATCHING, PULL TO UNLATCH, WIT | 22.15
3SU1001-1AA40-0AA0-ZY13 | ILLUM. MUSHROOM PUSHBUTTON, 22MM, ROUND, PLASTIC, GREEN, 30MM, LATCHING, PULL TO UNLATCH, WIT | 22.15
3SU1001-1AA50-0AA0-ZY10 | ILLUM. MUSHROOM PUSHBUTTON, 22MM, ROUND, PLASTIC, BLUE, 30MM, LATCHING, PULL TO UNLATCH, WITH | 22.15
3SU1001-1AA50-0AA0-ZY12 | ILLUM. MUSHROOM PUSHBUTTON, 22MM, ROUND, PLASTIC, BLUE, 30MM, LATCHING, PULL TO UNLATCH, WITH | 22.15
3SU1001-1AA70-0AA0-ZY11 | ILLUM. MUSHROOM PUSHBUTTON, 22MM, ROUND, PLASTIC, CLEAR, 30MM, LATCHING, PULL TO UNLATCH, WIT | 22.15
3SU1001-1AA70-0AA0-ZY13 | ILLUM. MUSHROOM PUSHBUTTON, 22MM, ROUND, PLASTIC, CLEAR, 30MM, LATCHING, PULL TO UNLATCH, WIT | 22.15
3SU1001-1AD20-0AA0-ZY12 | ILLUM. MUSHROOM PUSHBUTTON, 22MM, ROUND, PLASTIC, RED, 30MM, MOMENTARY CONTACT TYPE, WITH LASE | 13.55
3SU1001-1AD20-0AA0-ZY15 | ILLUM. MUSHROOM PUSHBUTTON, 22MM, ROUND, PLASTIC, RED, 30MM, MOMENTARY CONTACT TYPE, WITH LASE | 13.55
3SU1001-1AD30-0AA0-ZY11 | ILLUM. MUSHROOM PUSHBUTTON, 22MM, ROUND, PLASTIC, YELLOW, 30MM, MOMENTARY CONTACT TYPE, WITH L | 13.55
3SU1001-1AD30-0AA0-ZY13 | ILLUM. MUSHROOM PUSHBUTTON, 22MM, ROUND, PLASTIC, YELLOW, 30MM, MOMENTARY CONTACT TYPE, WITH L | 13.55
3SU1001-1AD40-0AA0-ZY12 | ILLUM. MUSHROOM PUSHBUTTON, 22MM, ROUND, PLASTIC, GREEN, 30MM, MOMENTARY CONTACT TYPE, WITH LA | 13.55
3SU1001-1AD40-0AA0-ZY15 | ILLUM. MUSHROOM PUSHBUTTON, 22MM, ROUND, PLASTIC, GREEN, 30MM, MOMENTARY CONTACT TYPE, WITH LA | 13.55
3SU1001-1AD50-0AA0-ZY13 | ILLUM. MUSHROOM PUSHBUTTON, 22MM, ROUND, PLASTIC, BLUE, 30MM, MOMENTARY CONTACT TYPE, WITH LAS | 13.55
3SU1001-1AD50-0AA0-ZY19 | ILLUM. MUSHROOM PUSHBUTTON, 22MM, ROUND, PLASTIC, BLUE, 30MM, MOMENTARY CONTACT TYPE, WITH LAS | 11.65
3SU1001-1AD60-0AA0-ZY12 | ILLUM. MUSHROOM PUSHBUTTON, 22MM, ROUND, PLASTIC, WHITE, 30MM, MOMENTARY CONTACT TYPE, WITH LA | 13.55
3SU1001-1AD60-0AA0-ZY15 | ILLUM. MUSHROOM PUSHBUTTON, 22MM, ROUND, PLASTIC, WHITE, 30MM, MOMENTARY CONTACT TYPE, WITH LA | 13.55
3SU1001-1AD70-0AA0-ZY13 | ILLUM. MUSHROOM PUSHBUTTON, 22MM, ROUND, PLASTIC, CLEAR, 30MM, MOMENTARY CONTACT TYPE, WITH LA | 13.55
3SU1001-1AD70-0AA0-ZY19 | ILLUM. MUSHROOM PUSHBUTTON, 22MM, ROUND, PLASTIC, CLEAR, 30MM, MOMENTARY CONTACT TYPE, WITH LA | 11.65
3SU1001-1BA20-0AA0-ZY15 | ILLUM. MUSHROOM PUSHBUTTON, 22MM, ROUND, PLASTIC, RED, 40MM, LATCHING, PULL TO UNLATCH, WITH | 22.15
3SU1001-1BA30-0AA0 | ILLUM. MUSHROOM PUSHBUTTON, 22MM, ROUND, PLASTIC, YELLOW, 40MM, LATCHING, PULL TO UNLATCH | 17.45
3SU1001-1BA30-0AA0-ZY13 | ILLUM. MUSHROOM PUSHBUTTON, 22MM, ROUND, PLASTIC, YELLOW, 40MM, LATCHING, PULL TO UNLATCH, WI | 22.15
3SU1001-1BA30-0AA0-ZY19 | ILLUM. MUSHROOM PUSHBUTTON, 22MM, ROUND, PLASTIC, YELLOW, 40MM, LATCHING, PULL TO UNLATCH, WI | 20.26
3SU1001-1BA40-0AA0-ZY15 | ILLUM. MUSHROOM PUSHBUTTON, 22MM, ROUND, PLASTIC, GREEN, 40MM, LATCHING, PULL TO UNLATCH, WIT | 22.15
3SU1001-1AA50-0AA0-ZY15 | ILLUM. MUSHROOM PUSHBUTTON, 22MM, ROUND, PLASTIC, BLUE, 30MM, LATCHING, PULL TO UNLATCH, WITH | 22.15
3SU1001-1AA50-0AA0-ZY19 | ILLUM. MUSHROOM PUSHBUTTON, 22MM, ROUND, PLASTIC, BLUE, 30MM, LATCHING, PULL TO UNLATCH, WITH | 20.26
3SU1001-1AA70-0AA0 | ILLUM. MUSHROOM PUSHBUTTON, 22MM, ROUND, PLASTIC, CLEAR, 30MM, LATCHING, PULL TO UNLATCH | 17.45
3SU1001-1AA70-0AA0-ZX90 | ILLUM. MUSHROOM PUSHBUTTON, 22MM, ROUND, PLASTIC, CLEAR, 30MM, LATCHING, PULL TO UNLATCH Z = | 18.99
3SU1001-1AD20-0AA0-ZY19 | ILLUM. MUSHROOM PUSHBUTTON, 22MM, ROUND, PLASTIC, RED, 30MM, MOMENTARY CONTACT TYPE, WITH LASE | 11.65
3SU1001-1AD30-0AA0 | ILLUM. MUSHROOM PUSHBUTTON, 22MM, ROUND, PLASTIC, YELLOW, 30MM, MOMENTARY CONTACT TYPE | 9.55
3SU1001-1AD30-0AA0-ZX90 | ILLUM. MUSHROOM PUSHBUTTON, 22MM, ROUND, PLASTIC, YELLOW, 30MM, MOMENTARY CONTACT TYPE, Z = 20 | 10.39
3SU1001-1AD30-0AA0-ZY10 | ILLUM. MUSHROOM PUSHBUTTON, 22MM, ROUND, PLASTIC, YELLOW, 30MM, MOMENTARY CONTACT TYPE, WITH L | 13.55
3SU1001-1AD50-0AA0 | ILLUM. MUSHROOM PUSHBUTTON, 22MM, ROUND, PLASTIC, BLUE, 30MM, MOMENTARY CONTACT TYPE | 9.55
3SU1001-1AD50-0AA0-ZX90 | ILLUM. MUSHROOM PUSHBUTTON, 22MM, ROUND, PLASTIC, BLUE, 30MM, MOMENTARY CONTACT TYPE, Z = 20X | 10.39
3SU1001-1AD50-0AA0-ZY10 | ILLUM. MUSHROOM PUSHBUTTON, 22MM, ROUND, PLASTIC, BLUE, 30MM, MOMENTARY CONTACT TYPE, WITH LAS | 13.55
3SU1001-1AD50-0AA0-ZY11 | ILLUM. MUSHROOM PUSHBUTTON, 22MM, ROUND, PLASTIC, BLUE, 30MM, MOMENTARY CONTACT TYPE, WITH LAS | 13.55
3SU1001-1AD70-0AA0 | ILLUM. MUSHROOM PUSHBUTTON, 22MM, ROUND, PLASTIC, CLEAR, 30MM, MOMENTARY CONTACT TYPE | 9.55
3SU1001-1AD70-0AA0-ZX90 | ILLUM. MUSHROOM PUSHBUTTON, 22MM, ROUND, PLASTIC, CLEAR, 30MM, MOMENTARY CONTACT TYPE, Z = 20X | 10.39
3SU1001-1AD70-0AA0-ZY10 | ILLUM. MUSHROOM PUSHBUTTON, 22MM, ROUND, PLASTIC, CLEAR, 30MM, MOMENTARY CONTACT TYPE, WITH LA | 13.55
3SU1001-1AD70-0AA0-ZY11 | ILLUM. MUSHROOM PUSHBUTTON, 22MM, ROUND, PLASTIC, CLEAR, 30MM, MOMENTARY CONTACT TYPE, WITH LA | 13.55
3SU1001-1AD70-0AA0-ZY12 | ILLUM. MUSHROOM PUSHBUTTON, 22MM, ROUND, PLASTIC, CLEAR, 30MM, MOMENTARY CONTACT TYPE, WITH LA | 13.55
3SU1001-1BA30-0AA0-ZX90 | ILLUM. MUSHROOM PUSHBUTTON, 22MM, ROUND, PLASTIC, YELLOW, 40MM, LATCHING, PULL TO UNLATCH Z = | 18.99
3SU1001-1BA30-0AA0-ZY10 | ILLUM. MUSHROOM PUSHBUTTON, 22MM, ROUND, PLASTIC, YELLOW, 40MM, LATCHING, PULL TO UNLATCH, WI | 22.15
3SU1001-1BA30-0AA0-ZY11 | ILLUM. MUSHROOM PUSHBUTTON, 22MM, ROUND, PLASTIC, YELLOW, 40MM, LATCHING, PULL TO UNLATCH, WI | 22.15
3SU1001-1BA30-0AA0-ZY12 | ILLUM. MUSHROOM PUSHBUTTON, 22MM, ROUND, PLASTIC, YELLOW, 40MM, LATCHING, PULL TO UNLATCH, WI | 22.15
3SU1001-1BA50-0AA0-ZY10 | ILLUM. MUSHROOM PUSHBUTTON, 22MM, ROUND, PLASTIC, BLUE, 40MM, LATCHING, PULL TO UNLATCH, WITH | 22.15
3SU1001-1BA50-0AA0-ZY11 | ILLUM. MUSHROOM PUSHBUTTON, 22MM, ROUND, PLASTIC, BLUE, 40MM, LATCHING, PULL TO UNLATCH, WITH | 22.15
3SU1001-1BA50-0AA0-ZY12 | ILLUM. MUSHROOM PUSHBUTTON, 22MM, ROUND, PLASTIC, BLUE, 40MM, LATCHING, PULL TO UNLATCH, WITH | 22.15
3SU1001-1BA50-0AA0-ZY13 | ILLUM. MUSHROOM PUSHBUTTON, 22MM, ROUND, PLASTIC, BLUE, 40MM, LATCHING, PULL TO UNLATCH, WITH | 22.15
3SU1001-1BD30-0AA0-ZY10 | ILLUM. MUSHROOM PUSHBUTTON, 22MM, ROUND, PLASTIC, YELLOW, 40MM, MOMENTARY CONTACT TYPE, WITH L | 13.55
3SU1001-1BD30-0AA0-ZY11 | ILLUM. MUSHROOM PUSHBUTTON, 22MM, ROUND, PLASTIC, YELLOW, 40MM, MOMENTARY CONTACT TYPE, WITH L | 13.55
3SU1001-1BD30-0AA0-ZY12 | ILLUM. MUSHROOM PUSHBUTTON, 22MM, ROUND, PLASTIC, YELLOW, 40MM, MOMENTARY CONTACT TYPE, WITH L | 13.55
3SU1001-1BD30-0AA0-ZY13 | ILLUM. MUSHROOM PUSHBUTTON, 22MM, ROUND, PLASTIC, YELLOW, 40MM, MOMENTARY CONTACT TYPE, WITH L | 13.55
3SU1001-1BD30-0AA0-ZY15 | ILLUM. MUSHROOM PUSHBUTTON, 22MM, ROUND, PLASTIC, YELLOW, 40MM, MOMENTARY CONTACT TYPE, WITH L | 13.55
3SU1001-1BA40-0AA0-ZY13 | ILLUM. MUSHROOM PUSHBUTTON, 22MM, ROUND, PLASTIC, GREEN, 40MM, LATCHING, PULL TO UNLATCH, WIT | 22.15
3SU1001-1BA70-0AA0-ZY10 | ILLUM. MUSHROOM PUSHBUTTON, 22MM, ROUND, PLASTIC, CLEAR, 40MM, LATCHING, PULL TO UNLATCH, WIT | 22.15
3SU1001-1BA70-0AA0-ZY11 | ILLUM. MUSHROOM PUSHBUTTON, 22MM, ROUND, PLASTIC, CLEAR, 40MM, LATCHING, PULL TO UNLATCH, WIT | 22.15
3SU1001-1BA70-0AA0-ZY12 | ILLUM. MUSHROOM PUSHBUTTON, 22MM, ROUND, PLASTIC, CLEAR, 40MM, LATCHING, PULL TO UNLATCH, WIT | 22.15
3SU1001-1BA70-0AA0-ZY13 | ILLUM. MUSHROOM PUSHBUTTON, 22MM, ROUND, PLASTIC, CLEAR, 40MM, LATCHING, PULL TO UNLATCH, WIT | 22.15
3SU1001-1BD40-0AA0-ZY11 | ILLUM. MUSHROOM PUSHBUTTON, 22MM, ROUND, PLASTIC, GREEN, 40MM, MOMENTARY CONTACT TYPE, WITH LA | 13.55
3SU1001-1BD40-0AA0-ZY12 | ILLUM. MUSHROOM PUSHBUTTON, 22MM, ROUND, PLASTIC, GREEN, 40MM, MOMENTARY CONTACT TYPE, WITH LA | 13.55
3SU1001-1BD40-0AA0-ZY13 | ILLUM. MUSHROOM PUSHBUTTON, 22MM, ROUND, PLASTIC, GREEN, 40MM, MOMENTARY CONTACT TYPE, WITH LA | 13.55
3SU1001-1BD40-0AA0-ZY15 | ILLUM. MUSHROOM PUSHBUTTON, 22MM, ROUND, PLASTIC, GREEN, 40MM, MOMENTARY CONTACT TYPE, WITH LA | 13.55
3SU1001-1BD70-0AA0-ZY12 | ILLUM. MUSHROOM PUSHBUTTON, 22MM, ROUND, PLASTIC, CLEAR, 40MM, MOMENTARY CONTACT TYPE, WITH LA | 13.55
3SU1001-1BD70-0AA0-ZY13 | ILLUM. MUSHROOM PUSHBUTTON, 22MM, ROUND, PLASTIC, CLEAR, 40MM, MOMENTARY CONTACT TYPE, WITH LA | 13.55
3SU1001-1BD70-0AA0-ZY15 | ILLUM. MUSHROOM PUSHBUTTON, 22MM, ROUND, PLASTIC, CLEAR, 40MM, MOMENTARY CONTACT TYPE, WITH LA | 13.55
3SU1001-1BD70-0AA0-ZY19 | ILLUM. MUSHROOM PUSHBUTTON, 22MM, ROUND, PLASTIC, CLEAR, 40MM, MOMENTARY CONTACT TYPE, WITH LA | 11.65
3SU1001-1HB20-0AA0-ZY12 | EMERGENCY STOP MUSHR. PUSHB., CAN BE ILLUMINATED, 22MM, ROUND, PLASTIC, RED, 40MM, POSITIVE LA | 27.54
3SU1001-1HB20-0AA0-ZY13 | EMERGENCY STOP MUSHR. PUSHB., CAN BE ILLUMINATED, 22MM, ROUND, PLASTIC, RED, 40MM, POSITIVE LA | 27.54
3SU1001-1HB20-0AA0-ZY15 | EMERGENCY STOP MUSHR. PUSHB., CAN BE ILLUMINATED, 22MM, ROUND, PLASTIC, RED, 40MM, POSITIVE LA | 27.54
3SU1001-1HB20-0AA0-ZY19 | EMERGENCY STOP MUSHR. PUSHB., CAN BE ILLUMINATED, 22MM, ROUND, PLASTIC, RED, 40MM, POSITIVE LA | 25.64
3SU1001-3AB42-0AA0-ZY13 | ILLUMINATED TWIN PUSHBUTTON, 22MM, ROUND, PLASTIC, GREEN, RED, FLAT BUTTONS, WITH LASER INSCRIP | 12.98
3SU1001-3AB42-0AA0-ZY15 | ILLUMINATED TWIN PUSHBUTTON, 22MM, ROUND, PLASTIC, GREEN, RED, FLAT BUTTONS, WITH LASER INSCRIP | 12.98
3SU1001-3AB42-0AA0-ZY19 | ILLUMINATED TWIN PUSHBUTTON, 22MM, ROUND, PLASTIC, GREEN, RED, FLAT BUTTONS, WITH LASER INSCRIP | 11.09
3SU1001-3AB42-0AK0 | ILLUMINATED TWIN PUSHBUTTON, 22MM, ROUND, PLASTIC, GREEN: I, RED: O, FLAT BUTTONS | 9.84
3SU1001-3AB66-0AA0 | ILLUMINATED TWIN PUSHBUTTON, 22MM, ROUND, PLASTIC, WHITE, WHITE, FLAT BUTTONS | 9.01
3SU1001-3AB66-0AA0-ZX90 | ILLUMINATED TWIN PUSHBUTTON, 22MM, ROUND, PLASTIC, WHITE, WHITE, FLAT BUTTONS, Z = 50X PACK | 9.81
3SU1001-3AB66-0AA0-ZY10 | ILLUMINATED TWIN PUSHBUTTON, 22MM, ROUND, PLASTIC, WHITE, WHITE, FLAT BUTTONS, WITH LASER INSCR | 12.98
3SU1001-3AB66-0AA0-ZY11 | ILLUMINATED TWIN PUSHBUTTON, 22MM, ROUND, PLASTIC, WHITE, WHITE, FLAT BUTTONS, WITH LASER INSCR | 12.98
3SU1001-3BB42-0AA0-ZY10 | ILLUMINATED TWIN PUSHBUTTON, 22MM, ROUND, PLASTIC, GREEN, RED, FLAT AND RAISED BUTTONS, WITH LA | 12.98
3SU1001-3BB42-0AA0-ZY11 | ILLUMINATED TWIN PUSHBUTTON, 22MM, ROUND, PLASTIC, GREEN, RED, FLAT AND RAISED BUTTONS, WITH LA | 12.98
3SU1001-3BB42-0AA0-ZY12 | ILLUMINATED TWIN PUSHBUTTON, 22MM, ROUND, PLASTIC, GREEN, RED, FLAT AND RAISED BUTTONS, WITH LA | 12.98
3SU1001-3BB42-0AA0-ZY13 | ILLUMINATED TWIN PUSHBUTTON, 22MM, ROUND, PLASTIC, GREEN, RED, FLAT AND RAISED BUTTONS, WITH LA | 12.98
3SU1001-1BA50-0AA0 | ILLUM. MUSHROOM PUSHBUTTON, 22MM, ROUND, PLASTIC, BLUE, 40MM, LATCHING, PULL TO UNLATCH | 17.45
3SU1001-1BA50-0AA0-ZY19 | ILLUM. MUSHROOM PUSHBUTTON, 22MM, ROUND, PLASTIC, BLUE, 40MM, LATCHING, PULL TO UNLATCH, WITH | 20.26
3SU1001-1BA70-0AA0-ZX90 | ILLUM. MUSHROOM PUSHBUTTON, 22MM, ROUND, PLASTIC, CLEAR, 40MM, LATCHING, PULL TO UNLATCH Z = | 18.99
3SU1001-1BA70-0AA0-ZY15 | ILLUM. MUSHROOM PUSHBUTTON, 22MM, ROUND, PLASTIC, CLEAR, 40MM, LATCHING, PULL TO UNLATCH, WIT | 22.15
3SU1001-1BD30-0AA0 | ILLUM. MUSHROOM PUSHBUTTON, 22MM, ROUND, PLASTIC, YELLOW, 40MM, MOMENTARY CONTACT TYPE | 9.55
3SU1001-1BD30-0AA0-ZY19 | ILLUM. MUSHROOM PUSHBUTTON, 22MM, ROUND, PLASTIC, YELLOW, 40MM, MOMENTARY CONTACT TYPE, WITH L | 11.65
3SU1001-1BD40-0AA0-ZX90 | ILLUM. MUSHROOM PUSHBUTTON, 22MM, ROUND, PLASTIC, GREEN, 40MM, MOMENTARY CONTACT TYPE, Z = 20X | 10.39
3SU1001-1BD60-0AA0 | ILLUM. MUSHROOM PUSHBUTTON, 22MM, ROUND, PLASTIC, WHITE, 40MM, MOMENTARY CONTACT TYPE | 9.55
3SU1001-1BD60-0AA0-ZY10 | ILLUM. MUSHROOM PUSHBUTTON, 22MM, ROUND, PLASTIC, WHITE, 40MM, MOMENTARY CONTACT TYPE, WITH LA | 13.55
3SU1001-1BD60-0AA0-ZY19 | ILLUM. MUSHROOM PUSHBUTTON, 22MM, ROUND, PLASTIC, WHITE, 40MM, MOMENTARY CONTACT TYPE, WITH LA | 11.65
3SU1001-1BD70-0AA0-ZX90 | ILLUM. MUSHROOM PUSHBUTTON, 22MM, ROUND, PLASTIC, CLEAR, 40MM, MOMENTARY CONTACT TYPE, Z = 20X | 10.39
3SU1001-1BD70-0AA0-ZY11 | ILLUM. MUSHROOM PUSHBUTTON, 22MM, ROUND, PLASTIC, CLEAR, 40MM, MOMENTARY CONTACT TYPE, WITH LA | 13.55
3SU1001-1GB20-0AA0 | EMERGENCY STOP MUSHR. PUSHB., CAN BE ILLUMINATED, 22MM, ROUND, PLASTIC, RED, 30MM, POSITIVE LA | 21.57
3SU1001-1GB20-0AA0-ZY10 | EMERGENCY STOP MUSHR. PUSHB., CAN BE ILLUMINATED, 22MM, ROUND, PLASTIC, RED, 30MM, POSITIVE LA | 26.21
3SU1001-1HB20-0AA0-ZX90 | EMERGENCY STOP MUSHR. PUSHB., CAN BE ILLUMINATED, 22MM, ROUND, PLASTIC, RED, 40MM, POSITIVE LA | 24.37
3SU1001-1HB20-0AA0-ZY11 | EMERGENCY STOP MUSHR. PUSHB., CAN BE ILLUMINATED, 22MM, ROUND, PLASTIC, RED, 40MM, POSITIVE LA | 27.54
3SU1001-1JB20-0AA0 | EMERGENCY STOP MUSHR. PUSHB., CAN BE ILLUMINATED, 22MM, ROUND, PLASTIC, RED, 60MM, POSITIVE LA | 24.12
3SU1001-1JB20-0AA0-ZY10 | EMERGENCY STOP MUSHR. PUSHB., CAN BE ILLUMINATED, 22MM, ROUND, PLASTIC, RED, 60MM, POSITIVE LA | 28.93
3SU1001-1JB20-0AA0-ZY12 | NOT-HALT-PILZDRUCKTASTER, BELEUCHTBAR, 22MM, ROUND, PLASTIC, RED, 60MM, POSITIVE LATCHING, RO | 28.93
3SU1001-3AB42-0AA0-ZX90 | ILLUMINATED TWIN PUSHBUTTON, 22MM, ROUND, PLASTIC, GREEN, RED, FLAT BUTTONS, Z = 50X PACK | 9.81
3SU1001-3AB42-0AA0-ZY11 | ILLUMINATED TWIN PUSHBUTTON, 22MM, ROUND, PLASTIC, GREEN, RED, FLAT BUTTONS, WITH LASER INSCRIP | 12.98
3SU1001-3AB42-0AN0 | ILLUMINATED TWIN PUSHBUTTON, 22MM, ROUND, PLASTIC, GREEN: ARROW UP, RED: ARROW DOWN, FLAT BUTTO | 9.84
3SU1001-3AB61-0AA0 | ILLUMINATED TWIN PUSHBUTTON, 22MM, ROUND, PLASTIC, WHITE, BLACK, FLAT BUTTONS | 9.01
3SU1001-3AB61-0AA0-ZY19 | ILLUMINATED TWIN PUSHBUTTON, 22MM, ROUND, PLASTIC, WHITE, BLACK, FLAT BUTTONS FLAT BUTTONS, WI | 11.09
3SU1001-3AB61-0AK0-ZX90 | ILLUMINATED TWIN PUSHBUTTON, 22MM, ROUND, PLASTIC, WHITE: I, BLACK: O, FLAT BUTTONS, Z = 50X PA | 10.7
3SU1001-3AB66-0AA0-ZY12 | ILLUMINATED TWIN PUSHBUTTON, 22MM, ROUND, PLASTIC, WHITE, WHITE, FLAT BUTTONS, WITH LASER INSCR | 12.98
3SU1001-3AB66-0AA0-ZY15 | ILLUMINATED TWIN PUSHBUTTON, 22MM, ROUND, PLASTIC, WHITE, WHITE, FLAT BUTTONS, WITH LASER INSCR | 12.98
3SU1001-3AB66-0AP0-ZX90 | ILLUMINATED TWIN PUSHBUTTON, 22MM, ROUND, PLASTIC, WHITE: CIRC. SAW BLADE SYMBOL, WHITE: TIPPER | 10.7
3SU1001-3BB42-0AA0-ZX90 | ILLUMINATED TWIN PUSHBUTTON, 22MM, ROUND, PLASTIC, GREEN, RED, FLAT AND RAISED BUTTONS, Z = 50X | 9.81
3SU1001-3BB42-0AK0 | ILLUMINATED TWIN PUSHBUTTON, 22MM, ROUND, PLASTIC, GREEN: I, RED: O, FLAT AND RAISED BUTTONS | 9.84
3SU1001-1AD60-0AA0-ZY19 | ILLUM. MUSHROOM PUSHBUTTON, 22MM, ROUND, PLASTIC, WHITE, 30MM, MOMENTARY CONTACT TYPE, WITH LA | 11.65
3SU1001-1AD70-0AA0-ZY15 | ILLUM. MUSHROOM PUSHBUTTON, 22MM, ROUND, PLASTIC, CLEAR, 30MM, MOMENTARY CONTACT TYPE, WITH LA | 13.55
3SU1001-1BA20-0AA0 | ILLUM. MUSHROOM PUSHBUTTON, 22MM, ROUND, PLASTIC, RED, 40MM, LATCHING, PULL TO UNLATCH | 17.45
3SU1001-1BA20-0AA0-ZY13 | ILLUM. MUSHROOM PUSHBUTTON, 22MM, ROUND, PLASTIC, RED, 40MM, LATCHING, PULL TO UNLATCH, WITH | 22.15
3SU1001-1BA20-0AA0-ZY19 | ILLUM. MUSHROOM PUSHBUTTON, 22MM, ROUND, PLASTIC, RED, 40MM, LATCHING, PULL TO UNLATCH, WITH | 20.26
3SU1001-1BA30-0AA0-ZY15 | ILLUM. MUSHROOM PUSHBUTTON, 22MM, ROUND, PLASTIC, YELLOW, 40MM, LATCHING, PULL TO UNLATCH, WI | 22.15
3SU1001-1BA40-0AA0 | ILLUM. MUSHROOM PUSHBUTTON, 22MM, ROUND, PLASTIC, GREEN, 40MM, LATCHING, PULL TO UNLATCH | 17.45
3SU1001-1BA40-0AA0-ZY19 | ILLUM. MUSHROOM PUSHBUTTON, 22MM, ROUND, PLASTIC, GREEN, 40MM, LATCHING, PULL TO UNLATCH, WIT | 20.26
3SU1001-1BA50-0AA0-ZX90 | ILLUM. MUSHROOM PUSHBUTTON, 22MM, ROUND, PLASTIC, BLUE, 40MM, LATCHING, PULL TO UNLATCH Z = 2 | 18.99
3SU1001-1BA50-0AA0-ZY15 | ILLUM. MUSHROOM PUSHBUTTON, 22MM, ROUND, PLASTIC, BLUE, 40MM, LATCHING, PULL TO UNLATCH, WITH | 22.15
3SU1001-1BA70-0AA0 | ILLUM. MUSHROOM PUSHBUTTON, 22MM, ROUND, PLASTIC, CLEAR, 40MM, LATCHING, PULL TO UNLATCH | 17.45
3SU1001-1BA70-0AA0-ZY19 | ILLUM. MUSHROOM PUSHBUTTON, 22MM, ROUND, PLASTIC, CLEAR, 40MM, LATCHING, PULL TO UNLATCH, WIT | 20.26
3SU1001-1BD30-0AA0-ZX90 | ILLUM. MUSHROOM PUSHBUTTON, 22MM, ROUND, PLASTIC, YELLOW, 40MM, MOMENTARY CONTACT TYPE, Z = 20 | 10.39
3SU1001-1BD40-0AA0 | ILLUM. MUSHROOM PUSHBUTTON, 22MM, ROUND, PLASTIC, GREEN, 40MM, MOMENTARY CONTACT TYPE | 9.55
3SU1001-1BD40-0AA0-ZY10 | ILLUM. MUSHROOM PUSHBUTTON, 22MM, ROUND, PLASTIC, GREEN, 40MM, MOMENTARY CONTACT TYPE, WITH LA | 13.55
3SU1001-1BD40-0AA0-ZY19 | ILLUM. MUSHROOM PUSHBUTTON, 22MM, ROUND, PLASTIC, GREEN, 40MM, MOMENTARY CONTACT TYPE, WITH LA | 11.65
3SU1001-1BD60-0AA0-ZX90 | ILLUM. MUSHROOM PUSHBUTTON, 22MM, ROUND, PLASTIC, WHITE, 40MM, MOMENTARY CONTACT TYPE, Z = 20X | 10.39
3SU1001-1BD70-0AA0 | ILLUM. MUSHROOM PUSHBUTTON, 22MM, ROUND, PLASTIC, CLEAR, 40MM, MOMENTARY CONTACT TYPE | 9.55
3SU1001-1BD70-0AA0-ZY10 | ILLUM. MUSHROOM PUSHBUTTON, 22MM, ROUND, PLASTIC, CLEAR, 40MM, MOMENTARY CONTACT TYPE, WITH LA | 13.55
3SU1001-1GB20-0AA0-ZX90 | EMERGENCY STOP MUSHR. PUSHB., CAN BE ILLUMINATED, 22MM, ROUND, PLASTIC, RED, 30MM, POSITIVE LA | 23.05
3SU1001-1GB20-0AA0-ZY11 | EMERGENCY STOP MUSHR. PUSHB., CAN BE ILLUMINATED, 22MM, ROUND, PLASTIC, RED, 30MM, POSITIVE LA | 26.21
3SU1001-1HB20-0AA0 | EMERGENCY STOP MUSHR. PUSHB., CAN BE ILLUMINATED, 22MM, ROUND, PLASTIC, RED, 40MM, POSITIVE LA | 22.8
3SU1001-1HB20-0AA0-ZY10 | ILL. EM. STOP MUSHR. PUSHB., 22MM, ROUND, PLASTIC, RED, 40MM, POSITIVE LATCHING, ROTATE TO UNL | 27.54
3SU1001-1JB20-0AA0-ZX90 | EMERGENCY STOP MUSHR. PUSHB., CAN BE ILLUMINATED, 22MM, ROUND, PLASTIC, RED, 60MM, POSITIVE LA | 25.77
3SU1001-1JB20-0AA0-ZY11 | EMERGENCY STOP MUSHR. PUSHB., CAN BE ILLUMINATED, 22MM, ROUND, PLASTIC, RED, 60MM, POSITIVE LA | 28.93
3SU1001-3AB42-0AA0-ZY10 | ILLUMINATED TWIN PUSHBUTTON, 22MM, ROUND, PLASTIC, GREEN, RED, FLAT BUTTONS, WITH LASER INSCRIP | 12.98
3SU1001-3AB42-0AA0-ZY12 | ILLUMINATED TWIN PUSHBUTTON, 22MM, ROUND, PLASTIC, GREEN, RED, FLAT BUTTONS, WITH LASER INSCRIP | 12.98
3SU1001-3AB42-0AK0-ZX90 | ILLUMINATED TWIN PUSHBUTTON, 22MM, ROUND, PLASTIC, GREEN: I, RED: O, FLAT BUTTONS, Z = 50X PACK | 10.7
3SU1001-3AB42-0AN0-ZX90 | ILLUMINATED TWIN PUSHBUTTON, 22MM, ROUND, PLASTIC, GREEN: ARROW UP, RED: ARROW DOWN, FLAT BUTTO | 10.7
3SU1001-3AB61-0AA0-ZY15 | ILLUMINATED TWIN PUSHBUTTON, 22MM, ROUND, PLASTIC, WHITE, BLACK, FLAT BUTTONS FLAT BUTTONS, WI | 12.98
3SU1001-3AB61-0AK0 | ILLUMINATED TWIN PUSHBUTTON, 22MM, ROUND, PLASTIC, WHITE: I, BLACK: O, FLAT BUTTONS | 9.84
3SU1001-3AB66-0AA0-ZY13 | ILLUMINATED TWIN PUSHBUTTON, 22MM, ROUND, PLASTIC, WHITE, WHITE, FLAT BUTTONS, WITH LASER INSCR | 12.98
3SU1001-3AB66-0AA0-ZY19 | ILLUMINATED TWIN PUSHBUTTON, 22MM, ROUND, PLASTIC, WHITE, WHITE, FLAT BUTTONS, WITH LASER INSCR | 11.09
3SU1001-3AB66-0AP0 | ILLUMINATED TWIN PUSHBUTTON, 22MM, ROUND, PLASTIC, WHITE: CIRC. SAW BLADE SYMBOL, WHITE: TIPPER | 9.84
3SU1001-3BB42-0AA0 | ILLUMINATED TWIN PUSHBUTTON, 22MM, ROUND, PLASTIC, GREEN, RED, FLAT AND RAISED BUTTONS | 9.01
3SU1001-3BB42-0AA0-ZY19 | ILLUMINATED TWIN PUSHBUTTON, 22MM, ROUND, PLASTIC, GREEN, RED, FLAT AND RAISED BUTTONS, WITH LA | 11.09
3SU1050-4BL51-0AA0-ZY11 | RONIS KEY-OPERATED SWITCH, 22MM, ROUND, METAL, SHINY, LOCK NO. SB30, WITH 2 KEYS, 3 SWITCH POSI | 30.83
3SU1050-4BM01-0AA0-ZY01 | RONIS KEY-OPERATED SWITCH, 22MM, ROUND, METAL, SHINY, SPECIAL LOCK, WITH 2 KEYS, 3 SWITCH POSIT | 57.55
3SU1050-4BM01-0AA0-ZY11 | RONIS KEY-OPERATED SWITCH, 22MM, ROUND, METAL, SHINY, LOCK NO. SB30, WITH 2 KEYS, 3 SWITCH POSI | 29.06
3SU1050-4BN01-0AA0 | RONIS KEY-OPERATED SWITCH, 22MM, ROUND, METAL, SHINY, LOCK NO. SB30, WITH 2 KEYS, 3 SWITCH POSI | 24.52
3SU1050-4BN01-0AA0-ZY01 | RONIS KEY-OPERATED SWITCH, 22MM, ROUND, METAL, SHINY, SPECIAL LOCK, WITH 2 KEYS, 3 SWITCH POSIT | 58.36
3SU1050-4BN21-0AA0 | RONIS KEY-OPERATED SWITCH, 22MM, ROUND, METAL, SHINY, LOCK NO. SB30, WITH 2 KEYS, 3 SWITCH POSI | 24.52
3SU1050-4BN21-0AA0-ZY01 | RONIS KEY-OPERATED SWITCH, 22MM, ROUND, METAL, SHINY, SPECIAL LOCK, WITH 2 KEYS, 3 SWITCH POSIT | 58.36
3SU1050-4BN21-0AA0-ZY15 | RONIS KEY-OPERATED SWITCH, 22MM, ROUND, METAL, SHINY, LOCK NO. SB30, WITH 2 KEYS, 3 SWITCH POSI | 29.89
3SU1050-4BN51-0AA0 | RONIS KEY-OPERATED SWITCH, 22MM, ROUND, METAL, SHINY, LOCK NO. SB30, WITH 2 KEYS, 3 SWITCH POSI | 24.52
3SU1050-4BN51-0AA0-ZY01 | RONIS KEY-OPERATED SWITCH, 22MM, ROUND, METAL, SHINY, SPECIAL LOCK, WITH 2 KEYS, 3 SWITCH POSIT | 58.36
3SU1050-4BN51-0AA0-ZY15 | RONIS KEY-OPERATED SWITCH, 22MM, ROUND, METAL, SHINY, LOCK NO. SB30, WITH 2 KEYS, 3 SWITCH POSI | 29.89
3SU1050-4BP01-0AA0 | RONIS KEY-OPERATED SWITCH, 22MM, ROUND, METAL, SHINY, LOCK NO. SB30, WITH 2 KEYS, 3 SWITCH POSI | 24.52
3SU1050-4BP01-0AA0-ZY15 | RONIS KEY-OPERATED SWITCH, 22MM, ROUND, METAL, SHINY, LOCK NO. SB30, WITH 2 KEYS, 3 SWITCH POSI | 29.89
3SU1050-4BP61-0AA0 | RONIS KEY-OPERATED SWITCH, 22MM, ROUND, METAL, SHINY, LOCK NO. SB30, WITH 2 KEYS, 3 SWITCH POSI | 24.52
3SU1050-4BP61-0AA0-ZY12 | RONIS KEY-OPERATED SWITCH, 22MM, ROUND, METAL, SHINY, LOCK NO. SB30, WITH 2 KEYS, 3 SWITCH POSI | 29.89
3SU1050-4BP61-0AA0-ZY15 | RONIS KEY-OPERATED SWITCH, 22MM, ROUND, METAL, SHINY, LOCK NO. SB30, WITH 2 KEYS, 3 SWITCH POSI | 29.89
3SU1050-4CC01-0AA0 | RONIS KEY-OPERATED SWITCH, 22MM, ROUND, METAL, SHINY, LOCK NO. 455, WITH 2 KEYS, 2 SWITCH POSIT | 23.76
3SU1050-4CC01-0AA0-ZY19 | RONIS KEY-OPERATED SWITCH, 22MM, ROUND, METAL, SHINY, LOCK NO. 455, WITH 2 KEYS, 2 SWITCH POSIT | 27.16
3SU1050-4CF01-0AA0-ZY15 | RONIS KEY-OPERATED SWITCH, 22MM, ROUND, METAL, SHINY, LOCK NO. 455, WITH 2 KEYS, 2 SWITCH POSIT | 29.06
3SU1050-4CF11-0AA0 | RONIS KEY-OPERATED SWITCH, 22MM, ROUND, METAL, SHINY, LOCK NO. 455, WITH 2 KEYS, 2 SWITCH POSIT | 23.76
3SU1050-4CF11-0AA0-ZY19 | RONIS KEY-OPERATED SWITCH, 22MM, ROUND, METAL, SHINY, LOCK NO. 455, WITH 2 KEYS, 2 SWITCH POSIT | 27.16
3SU1050-4CF21-0AA0-ZX90 | RONIS KEY-OPERATED SWITCH, 22MM, ROUND, METAL, SHINY, LOCK NO. 455, WITH 2 KEYS, 2 SWITCH POSIT | 25.9
3SU1050-4CF21-0AA0-ZY15 | RONIS KEY-OPERATED SWITCH, 22MM, ROUND, METAL, SHINY, LOCK NO. 455, WITH 2 KEYS, 2 SWITCH POSIT | 29.06
3SU1001-1BD60-0AA0-ZY11 | ILLUM. MUSHROOM PUSHBUTTON, 22MM, ROUND, PLASTIC, WHITE, 40MM, MOMENTARY CONTACT TYPE, WITH LA | 13.55
3SU1001-1BD60-0AA0-ZY12 | ILLUM. MUSHROOM PUSHBUTTON, 22MM, ROUND, PLASTIC, WHITE, 40MM, MOMENTARY CONTACT TYPE, WITH LA | 13.55
3SU1001-1BD60-0AA0-ZY13 | ILLUM. MUSHROOM PUSHBUTTON, 22MM, ROUND, PLASTIC, WHITE, 40MM, MOMENTARY CONTACT TYPE, WITH LA | 13.55
3SU1001-1BD60-0AA0-ZY15 | ILLUM. MUSHROOM PUSHBUTTON, 22MM, ROUND, PLASTIC, WHITE, 40MM, MOMENTARY CONTACT TYPE, WITH LA | 13.55
3SU1001-1GB20-0AA0-ZY12 | EMERGENCY STOP MUSHR. PUSHB., CAN BE ILLUMINATED, 22MM, ROUND, PLASTIC, RED, 30MM, POSITIVE LA | 26.21
3SU1001-1GB20-0AA0-ZY13 | EMERGENCY STOP MUSHR. PUSHB., CAN BE ILLUMINATED, 22MM, ROUND, PLASTIC, RED, 30MM, POSITIVE LA | 26.21
3SU1001-1GB20-0AA0-ZY15 | EMERGENCY STOP MUSHR. PUSHB., CAN BE ILLUMINATED, 22MM, ROUND, PLASTIC, RED, 30MM, POSITIVE LA | 26.21
3SU1001-1GB20-0AA0-ZY19 | EMERGENCY STOP MUSHR. PUSHB., CAN BE ILLUMINATED, 22MM, ROUND, PLASTIC, RED, 30MM, POSITIVE LA | 24.31
3SU1001-1JB20-0AA0-ZY13 | EMERGENCY STOP MUSHR. PUSHB., CAN BE ILLUMINATED, 22MM, ROUND, PLASTIC, RED, 60MM, POSITIVE LA | 28.93
3SU1001-1JB20-0AA0-ZY15 | NOT-HALT-PILZDRUCKTASTER, BELEUCHTBAR, 22MM, ROUND, PLASTIC, RED, 60MM, POSITIVE LATCHING, RO | 28.93
3SU1001-1JB20-0AA0-ZY19 | EMERGENCY STOP MUSHR. PUSHB., CAN BE ILLUMINATED, 22MM, ROUND, PLASTIC, RED, 60MM, POSITIVE LA | 27.03
3SU1001-3AB42-0AA0 | ILLUMINATED TWIN PUSHBUTTON, 22MM, ROUND, PLASTIC, GREEN, RED, FLAT BUTTONS | 9.01
3SU1001-3AB61-0AA0-ZX90 | ILLUMINATED TWIN PUSHBUTTON, 22MM, ROUND, PLASTIC, WHITE, BLACK, FLAT BUTTONS, Z = 50X PACK | 9.81
3SU1001-3AB61-0AA0-ZY10 | ILLUMINATED TWIN PUSHBUTTON, 22MM, ROUND, PLASTIC, WHITE, BLACK, FLAT BUTTONS FLAT BUTTONS, WI | 12.98
3SU1001-3AB61-0AA0-ZY11 | ILLUMINATED TWIN PUSHBUTTON, 22MM, ROUND, PLASTIC, WHITE, BLACK, FLAT BUTTONS FLAT BUTTONS, WI | 12.98
3SU1001-3AB61-0AA0-ZY12 | ILLUMINATED TWIN PUSHBUTTON, 22MM, ROUND, PLASTIC, WHITE, BLACK, FLAT BUTTONS FLAT BUTTONS, WI | 12.98
3SU1001-3AB61-0AA0-ZY13 | ILLUMINATED TWIN PUSHBUTTON, 22MM, ROUND, PLASTIC, WHITE, BLACK, FLAT BUTTONS FLAT BUTTONS, WI | 12.98
3SU1001-3AB66-0AL0 | ILLUMINATED TWIN PUSHBUTTON, 22MM, ROUND, PLASTIC, WHITE: -, WHITE: +, FLAT BUTTONS | 9.84
3SU1001-3AB66-0AL0-ZX90 | ILLUMINATED TWIN PUSHBUTTON, 22MM, ROUND, PLASTIC, WHITE: -, WHITE: +, FLAT BUTTONS, Z = 50X PA | 10.7
3SU1001-3AB66-0AN0 | ILLUMINATED TWIN PUSHBUTTON, 22MM, ROUND, PLASTIC, WHITE: ARROW UP, WHITE: ARROW DOWN, FLAT BUT | 9.84
3SU1001-3AB66-0AN0-ZX90 | ILLUMINATED TWIN PUSHBUTTON, 22MM, ROUND, PLASTIC, WHITE: ARROW UP, WHITE: ARROW DOWN, FLAT BUT | 10.7
3SU1050-4BL51-0AA0-ZY15 | RONIS KEY-OPERATED SWITCH, 22MM, ROUND, METAL, SHINY, LOCK NO. SB30, WITH 2 KEYS, 3 SWITCH POSI | 30.83
3SU1050-4BL51-0AA0-ZY19 | RONIS KEY-OPERATED SWITCH, 22MM, ROUND, METAL, SHINY, LOCK NO. SB30, WITH 2 KEYS, 3 SWITCH POSI | 28.93
3SU1050-4BM01-0AA0 | RONIS KEY-OPERATED SWITCH, 22MM, ROUND, METAL, SHINY, LOCK NO. SB30, WITH 2 KEYS, 3 SWITCH POSI | 23.76
3SU1050-4BN21-0AA0-ZY10 | RONIS KEY-OPERATED SWITCH, 22MM, ROUND, METAL, SHINY, LOCK NO. SB30, WITH 2 KEYS, 3 SWITCH POSI | 29.89
3SU1050-4BN21-0AA0-ZY11 | RONIS KEY-OPERATED SWITCH, 22MM, ROUND, METAL, SHINY, LOCK NO. SB30, WITH 2 KEYS, 3 SWITCH POSI | 29.89
3SU1050-4BN21-0AA0-ZY12 | RONIS KEY-OPERATED SWITCH, 22MM, ROUND, METAL, SHINY, LOCK NO. SB30, WITH 2 KEYS, 3 SWITCH POSI | 29.89
3SU1050-4BP01-0AA0-ZY01 | RONIS KEY-OPERATED SWITCH, 22MM, ROUND, METAL, SHINY, SPECIAL LOCK, WITH 2 KEYS, 3 SWITCH POSIT | 58.36
3SU1050-4BP01-0AA0-ZY10 | RONIS KEY-OPERATED SWITCH, 22MM, ROUND, METAL, SHINY, LOCK NO. SB30, WITH 2 KEYS, 3 SWITCH POSI | 29.89
3SU1050-4BL51-0AA0-ZY12 | RONIS KEY-OPERATED SWITCH, 22MM, ROUND, METAL, SHINY, LOCK NO. SB30, WITH 2 KEYS, 3 SWITCH POSI | 30.83
3SU1050-4BM01-0AA0-ZX90 | RONIS KEY-OPERATED SWITCH, 22MM, ROUND, METAL, SHINY, LOCK NO. SB30, WITH 2 KEYS, 3 SWITCH POSI | 25.9
3SU1050-4BM01-0AA0-ZY10 | RONIS KEY-OPERATED SWITCH, 22MM, ROUND, METAL, SHINY, LOCK NO. SB30, WITH 2 KEYS, 3 SWITCH POSI | 29.06
3SU1050-4BN01-0AA0-ZX90 | RONIS KEY-OPERATED SWITCH, 22MM, ROUND, METAL, SHINY, LOCK NO. SB30, WITH 2 KEYS, 3 SWITCH POSI | 26.71
3SU1050-4BN01-0AA0-ZY10 | RONIS KEY-OPERATED SWITCH, 22MM, ROUND, METAL, SHINY, LOCK NO. SB30, WITH 2 KEYS, 3 SWITCH POSI | 29.89
3SU1050-4BN01-0AA0-ZY19 | RONIS KEY-OPERATED SWITCH, 22MM, ROUND, METAL, SHINY, LOCK NO. SB30, WITH 2 KEYS, 3 SWITCH POSI | 27.97
3SU1050-4BN21-0AA0-ZX90 | RONIS KEY-OPERATED SWITCH, 22MM, ROUND, METAL, SHINY, LOCK NO. SB30, WITH 2 KEYS, 3 SWITCH POSI | 26.71
3SU1050-4BN21-0AA0-ZY19 | RONIS KEY-OPERATED SWITCH, 22MM, ROUND, METAL, SHINY, LOCK NO. SB30, WITH 2 KEYS, 3 SWITCH POSI | 27.97
3SU1050-4BN51-0AA0-ZX90 | RONIS KEY-OPERATED SWITCH, 22MM, ROUND, METAL, SHINY, LOCK NO. SB30, WITH 2 KEYS, 3 SWITCH POSI | 26.71
3SU1050-4BN51-0AA0-ZY19 | RONIS KEY-OPERATED SWITCH, 22MM, ROUND, METAL, SHINY, LOCK NO. SB30, WITH 2 KEYS, 3 SWITCH POSI | 27.97
3SU1050-4BP01-0AA0-ZX90 | RONIS KEY-OPERATED SWITCH, 22MM, ROUND, METAL, SHINY, LOCK NO. SB30, WITH 2 KEYS, 3 SWITCH POSI | 26.71
3SU1050-4BP01-0AA0-ZY19 | RONIS KEY-OPERATED SWITCH, 22MM, ROUND, METAL, SHINY, LOCK NO. SB30, WITH 2 KEYS, 3 SWITCH POSI | 27.97
3SU1050-4BP61-0AA0-ZY19 | RONIS KEY-OPERATED SWITCH, 22MM, ROUND, METAL, SHINY, LOCK NO. SB30, WITH 2 KEYS, 3 SWITCH POSI | 27.97
3SU1050-4CC01-0AA0-ZY15 | RONIS KEY-OPERATED SWITCH, 22MM, ROUND, METAL, SHINY, LOCK NO. 455, WITH 2 KEYS, 2 SWITCH POSIT | 29.06
3SU1050-4CF01-0AA0 | RONIS KEY-OPERATED SWITCH, 22MM, ROUND, METAL, SHINY, LOCK NO. 455, WITH 2 KEYS, 2 SWITCH POSIT | 23.76
3SU1050-4CF01-0AA0-ZY19 | RONIS KEY-OPERATED SWITCH, 22MM, ROUND, METAL, SHINY, LOCK NO. 455, WITH 2 KEYS, 2 SWITCH POSIT | 27.16
3SU1050-4CF11-0AA0-ZY15 | RONIS KEY-OPERATED SWITCH, 22MM, ROUND, METAL, SHINY, LOCK NO. 455, WITH 2 KEYS, 2 SWITCH POSIT | 29.06
3SU1050-4CF21-0AA0 | RONIS KEY-OPERATED SWITCH, 22MM, ROUND, METAL, SHINY, LOCK NO. 455, WITH 2 KEYS, 2 SWITCH POSIT | 23.76
3SU1050-4CF21-0AA0-ZY19 | RONIS KEY-OPERATED SWITCH, 22MM, ROUND, METAL, SHINY, LOCK NO. 455, WITH 2 KEYS, 2 SWITCH POSIT | 27.16
3SU1050-4CL01-0AA0-ZX90 | RONIS KEY-OPERATED SWITCH, 22MM, ROUND, METAL, SHINY, LOCK NO. 455, WITH 2 KEYS, 3 SWITCH POSIT | 27.66
3SU1050-4CL01-0AA0-ZY15 | RONIS KEY-OPERATED SWITCH, 22MM, ROUND, METAL, SHINY, LOCK NO. 455, WITH 2 KEYS, 3 SWITCH POSIT | 30.83
3SU1050-4CL11-0AA0 | RONIS KEY-OPERATED SWITCH, 22MM, ROUND, METAL, SHINY, LOCK NO. 455, WITH 2 KEYS, 3 SWITCH POSIT | 25.38
3SU1050-4CL11-0AA0-ZY19 | RONIS KEY-OPERATED SWITCH, 22MM, ROUND, METAL, SHINY, LOCK NO. 455, WITH 2 KEYS, 3 SWITCH POSIT | 28.93
3SU1050-4CM01-0AA0-ZX90 | RONIS KEY-OPERATED SWITCH, 22MM, ROUND, METAL, SHINY, LOCK NO. 455, WITH 2 KEYS, 3 SWITCH POSIT | 25.9
3SU1050-4DF11-0AA0 | RONIS KEY-OPERATED SWITCH, 22MM, ROUND, METAL, SHINY, LOCK NO. 421, WITH 2 KEYS, 2 SWITCH POSIT | 23.76
3SU1050-4DF11-0AA0-ZY10 | RONIS KEY-OPERATED SWITCH, 22MM, ROUND, METAL, SHINY, LOCK NO. 421, WITH 2 KEYS, 2 SWITCH POSIT | 29.06
3SU1050-4DF11-0AA0-ZY19 | RONIS KEY-OPERATED SWITCH, 22MM, ROUND, METAL, SHINY, LOCK NO. 421, WITH 2 KEYS, 2 SWITCH POSIT | 27.16
3SU1050-4DL11-0AA0-ZX90 | RONIS KEY-OPERATED SWITCH, 22MM, ROUND, METAL, SHINY, LOCK NO. 421, WITH 2 KEYS, 3 SWITCH POSIT | 27.66
3SU1050-4FC01-0AA0 | O.M.R. KEY-OPERATED SWITCH, 22MM, ROUND, METAL, SHINY, LOCK NO. 73037, RED, WITH 2 KEYS, 2 SWIT | 36.32
3SU1001-3BB42-0AA0-ZY15 | ILLUMINATED TWIN PUSHBUTTON, 22MM, ROUND, PLASTIC, GREEN, RED, FLAT AND RAISED BUTTONS, WITH LA | 12.98
3SU1050-4BM01-0AA0-ZY12 | RONIS KEY-OPERATED SWITCH, 22MM, ROUND, METAL, SHINY, LOCK NO. SB30, WITH 2 KEYS, 3 SWITCH POSI | 29.06
3SU1050-4BM01-0AA0-ZY15 | RONIS KEY-OPERATED SWITCH, 22MM, ROUND, METAL, SHINY, LOCK NO. SB30, WITH 2 KEYS, 3 SWITCH POSI | 29.06
3SU1050-4BM01-0AA0-ZY19 | RONIS KEY-OPERATED SWITCH, 22MM, ROUND, METAL, SHINY, LOCK NO. SB30, WITH 2 KEYS, 3 SWITCH POSI | 27.16
3SU1050-4BN01-0AA0-ZY11 | RONIS KEY-OPERATED SWITCH, 22MM, ROUND, METAL, SHINY, LOCK NO. SB30, WITH 2 KEYS, 3 SWITCH POSI | 29.89
3SU1050-4BN01-0AA0-ZY12 | RONIS KEY-OPERATED SWITCH, 22MM, ROUND, METAL, SHINY, LOCK NO. SB30, WITH 2 KEYS, 3 SWITCH POSI | 29.89
3SU1050-4BN01-0AA0-ZY15 | RONIS KEY-OPERATED SWITCH, 22MM, ROUND, METAL, SHINY, LOCK NO. SB30, WITH 2 KEYS, 3 SWITCH POSI | 29.89
3SU1050-4BN51-0AA0-ZY10 | RONIS KEY-OPERATED SWITCH, 22MM, ROUND, METAL, SHINY, LOCK NO. SB30, WITH 2 KEYS, 3 SWITCH POSI | 29.89
3SU1050-4BN51-0AA0-ZY11 | RONIS KEY-OPERATED SWITCH, 22MM, ROUND, METAL, SHINY, LOCK NO. SB30, WITH 2 KEYS, 3 SWITCH POSI | 29.89
3SU1050-4BN51-0AA0-ZY12 | RONIS KEY-OPERATED SWITCH, 22MM, ROUND, METAL, SHINY, LOCK NO. SB30, WITH 2 KEYS, 3 SWITCH POSI | 29.89
3SU1050-4BP61-0AA0-ZX90 | RONIS KEY-OPERATED SWITCH, 22MM, ROUND, METAL, SHINY, LOCK NO. SB30, WITH 2 KEYS, 3 SWITCH POSI | 26.71
3SU1050-4BP61-0AA0-ZY01 | RONIS KEY-OPERATED SWITCH, 22MM, ROUND, METAL, SHINY, SPECIAL LOCK, WITH 2 KEYS, 3 SWITCH POSIT | 58.36
3SU1050-4BP61-0AA0-ZY10 | RONIS KEY-OPERATED SWITCH, 22MM, ROUND, METAL, SHINY, LOCK NO. SB30, WITH 2 KEYS, 3 SWITCH POSI | 29.89
3SU1050-4BP61-0AA0-ZY11 | RONIS KEY-OPERATED SWITCH, 22MM, ROUND, METAL, SHINY, LOCK NO. SB30, WITH 2 KEYS, 3 SWITCH POSI | 29.89
3SU1050-4CF01-0AA0-ZX90 | RONIS KEY-OPERATED SWITCH, 22MM, ROUND, METAL, SHINY, LOCK NO. 455, WITH 2 KEYS, 2 SWITCH POSIT | 25.9
3SU1050-4CF01-0AA0-ZY10 | RONIS KEY-OPERATED SWITCH, 22MM, ROUND, METAL, SHINY, LOCK NO. 455, WITH 2 KEYS, 2 SWITCH POSIT | 29.06
3SU1050-4CF01-0AA0-ZY11 | RONIS KEY-OPERATED SWITCH, 22MM, ROUND, METAL, SHINY, LOCK NO. 455, WITH 2 KEYS, 2 SWITCH POSIT | 29.06
3SU1050-4CF01-0AA0-ZY12 | RONIS KEY-OPERATED SWITCH, 22MM, ROUND, METAL, SHINY, LOCK NO. 455, WITH 2 KEYS, 2 SWITCH POSIT | 29.06
3SU1050-4CF21-0AA0-ZY10 | RONIS KEY-OPERATED SWITCH, 22MM, ROUND, METAL, SHINY, LOCK NO. 455, WITH 2 KEYS, 2 SWITCH POSIT | 29.06
3SU1050-4CF21-0AA0-ZY11 | RONIS KEY-OPERATED SWITCH, 22MM, ROUND, METAL, SHINY, LOCK NO. 455, WITH 2 KEYS, 2 SWITCH POSIT | 29.06
3SU1050-4CF21-0AA0-ZY12 | RONIS KEY-OPERATED SWITCH, 22MM, ROUND, METAL, SHINY, LOCK NO. 455, WITH 2 KEYS, 2 SWITCH POSIT | 29.06
3SU1050-4CL11-0AA0-ZY10 | RONIS KEY-OPERATED SWITCH, 22MM, ROUND, METAL, SHINY, LOCK NO. 455, WITH 2 KEYS, 3 SWITCH POSIT | 30.83
3SU1050-4CL11-0AA0-ZY11 | RONIS KEY-OPERATED SWITCH, 22MM, ROUND, METAL, SHINY, LOCK NO. 455, WITH 2 KEYS, 3 SWITCH POSIT | 30.83
3SU1050-4CL11-0AA0-ZY12 | RONIS KEY-OPERATED SWITCH, 22MM, ROUND, METAL, SHINY, LOCK NO. 455, WITH 2 KEYS, 3 SWITCH POSIT | 30.83
3SU1050-4CL11-0AA0-ZY15 | RONIS KEY-OPERATED SWITCH, 22MM, ROUND, METAL, SHINY, LOCK NO. 455, WITH 2 KEYS, 3 SWITCH POSIT | 30.83
3SU1050-4DF11-0AA0-ZY11 | RONIS KEY-OPERATED SWITCH, 22MM, ROUND, METAL, SHINY, LOCK NO. 421, WITH 2 KEYS, 2 SWITCH POSIT | 29.06
3SU1050-4DF11-0AA0-ZY12 | RONIS KEY-OPERATED SWITCH, 22MM, ROUND, METAL, SHINY, LOCK NO. 421, WITH 2 KEYS, 2 SWITCH POSIT | 29.06
3SU1050-4DF11-0AA0-ZY15 | RONIS KEY-OPERATED SWITCH, 22MM, ROUND, METAL, SHINY, LOCK NO. 421, WITH 2 KEYS, 2 SWITCH POSIT | 29.06
3SU1050-4FC01-0AA0-ZY12 | O.M.R. KEY-OPERATED SWITCH, 22MM, ROUND, METAL, SHINY, LOCK NO. 73037, RED, WITH 2 KEYS, 2 SWIT | 42.74
3SU1050-4CL01-0AA0 | RONIS KEY-OPERATED SWITCH, 22MM, ROUND, METAL, SHINY, LOCK NO. 455, WITH 2 KEYS, 3 SWITCH POSIT | 25.38
3SU1050-4CL01-0AA0-ZY19 | RONIS KEY-OPERATED SWITCH, 22MM, ROUND, METAL, SHINY, LOCK NO. 455, WITH 2 KEYS, 3 SWITCH POSIT | 28.93
3SU1050-4CL11-0AA0-ZX90 | RONIS KEY-OPERATED SWITCH, 22MM, ROUND, METAL, SHINY, LOCK NO. 455, WITH 2 KEYS, 3 SWITCH POSIT | 27.66
3SU1050-4CM01-0AA0 | RONIS KEY-OPERATED SWITCH, 22MM, ROUND, METAL, SHINY, LOCK NO. 455, WITH 2 KEYS, 3 SWITCH POSIT | 23.76
3SU1050-4CM01-0AA0-ZY10 | RONIS KEY-OPERATED SWITCH, 22MM, ROUND, METAL, SHINY, LOCK NO. 455, WITH 2 KEYS, 3 SWITCH POSIT | 29.06
3SU1050-4CM01-0AA0-ZY19 | RONIS KEY-OPERATED SWITCH, 22MM, ROUND, METAL, SHINY, LOCK NO. 455, WITH 2 KEYS, 3 SWITCH POSIT | 27.16
3SU1050-4DF11-0AA0-ZX90 | RONIS KEY-OPERATED SWITCH, 22MM, ROUND, METAL, SHINY, LOCK NO. 421, WITH 2 KEYS, 2 SWITCH POSIT | 25.9
3SU1050-4DL11-0AA0 | RONIS KEY-OPERATED SWITCH, 22MM, ROUND, METAL, SHINY, LOCK NO. 421, WITH 2 KEYS, 3 SWITCH POSIT | 25.38
3SU1050-4DL11-0AA0-ZY10 | RONIS KEY-OPERATED SWITCH, 22MM, ROUND, METAL, SHINY, LOCK NO. 421, WITH 2 KEYS, 3 SWITCH POSIT | 30.83
3SU1050-4FC01-0AA0-ZX90 | O.M.R. KEY-OPERATED SWITCH, 22MM, ROUND, METAL, SHINY, LOCK NO. 73037, RED, WITH 2 KEYS, 2 SWIT | 39.56
3SU1050-4FC01-0AA0-ZY11 | O.M.R. KEY-OPERATED SWITCH, 22MM, ROUND, METAL, SHINY, LOCK NO. 73037, RED, WITH 2 KEYS, 2 SWIT | 42.74
3SU1050-4FF01-0AA0 | O.M.R. KEY-OPERATED SWITCH, 22MM, ROUND, METAL, SHINY, LOCK NO. 73037, RED, WITH 2 KEYS, 2 SWIT | 36.32
3SU1050-4FF01-0AA0-ZY10 | O.M.R. KEY-OPERATED SWITCH, 22MM, ROUND, METAL, SHINY, LOCK NO. 73037, RED, WITH 2 KEYS, 2 SWIT | 42.74
3SU1050-4FF11-0AA0-ZX90 | O.M.R. KEY-OPERATED SWITCH, 22MM, ROUND, METAL, SHINY, LOCK NO. 73037, RED, WITH 2 KEYS, 2 SWIT | 39.56
3SU1050-4FF11-0AA0-ZY11 | O.M.R. KEY-OPERATED SWITCH, 22MM, ROUND, METAL, SHINY, LOCK NO. 73037, RED, WITH 2 KEYS, 2 SWIT | 42.74
3SU1050-4FF21-0AA0-ZY10 | O.M.R. KEY-OPERATED SWITCH, 22MM, ROUND, METAL, SHINY, LOCK NO. 73037, RED, WITH 2 KEYS, 2 SWIT | 42.74
3SU1050-4FF21-0AA0-ZY12 | O.M.R. KEY-OPERATED SWITCH, 22MM, ROUND, METAL, SHINY, LOCK NO. 73037, RED, WITH 2 KEYS, 2 SWIT | 42.74
3SU1050-4FL11-0AA0-ZX90 | O.M.R. KEY-OPERATED SWITCH, 22MM, ROUND, METAL, SHINY, LOCK NO. 73037, RED, WITH 2 KEYS, 3 SWIT | 39.56
3SU1050-4FL11-0AA0-ZY11 | O.M.R. KEY-OPERATED SWITCH, 22MM, ROUND, METAL, SHINY, LOCK NO. 73037, RED, WITH 2 KEYS, 3 SWIT | 42.74
3SU1050-4GC01-0AA0-ZY10 | O.M.R. KEY-OPERATED SWITCH, 22MM, ROUND, METAL, SHINY, LOCK NO. 73038, BLUE, WITH 2 KEYS, 2 SWI | 42.74
3SU1050-4GC01-0AA0-ZY12 | O.M.R. KEY-OPERATED SWITCH, 22MM, ROUND, METAL, SHINY, LOCK NO. 73038, BLUE, WITH 2 KEYS, 2 SWI | 42.74
3SU1050-4GF01-0AA0-ZY11 | O.M.R. KEY-OPERATED SWITCH, 22MM, ROUND, METAL, SHINY, LOCK NO. 73038, BLUE, WITH 2 KEYS, 2 SWI | 42.74
3SU1050-4GF11-0AA0-ZY10 | O.M.R. KEY-OPERATED SWITCH, 22MM, ROUND, METAL, SHINY, LOCK NO. 73038, BLUE, WITH 2 KEYS, 2 SWI | 42.74
3SU1050-4GF11-0AA0-ZY12 | O.M.R. KEY-OPERATED SWITCH, 22MM, ROUND, METAL, SHINY, LOCK NO. 73038, BLUE, WITH 2 KEYS, 2 SWI | 42.74
3SU1050-4GF21-0AA0-ZY11 | O.M.R. KEY-OPERATED SWITCH, 22MM, ROUND, METAL, SHINY, LOCK NO. 73038, BLUE, WITH 2 KEYS, 2 SWI | 42.74
3SU1050-4GL01-0AA0-ZY12 | O.M.R. KEY-OPERATED SWITCH, 22MM, ROUND, METAL, SHINY, LOCK NO. 73038, BLUE, WITH 2 KEYS, 3 SWI | 42.74
3SU1050-4GL01-0AA0-ZY15 | O.M.R. KEY-OPERATED SWITCH, 22MM, ROUND, METAL, SHINY, LOCK NO. 73038, BLUE, WITH 2 KEYS, 3 SWI | 42.74
3SU1050-4GL11-0AA0-ZY11 | O.M.R. KEY-OPERATED SWITCH, 22MM, ROUND, METAL, SHINY, LOCK NO. 73038, BLUE, WITH 2 KEYS, 3 SWI | 42.74
3SU1050-4HC01-0AA0-ZY12 | O.M.R. KEY-OPERATED SWITCH, 22MM, ROUND, METAL, SHINY, LOCK NO. 73034, BLACK, WITH 2 KEYS, 2 SW | 42.74
3SU1050-4BP01-0AA0-ZY11 | RONIS KEY-OPERATED SWITCH, 22MM, ROUND, METAL, SHINY, LOCK NO. SB30, WITH 2 KEYS, 3 SWITCH POSI | 29.89
3SU1050-4BP01-0AA0-ZY12 | RONIS KEY-OPERATED SWITCH, 22MM, ROUND, METAL, SHINY, LOCK NO. SB30, WITH 2 KEYS, 3 SWITCH POSI | 29.89
3SU1050-4CC01-0AA0-ZX90 | RONIS KEY-OPERATED SWITCH, 22MM, ROUND, METAL, SHINY, LOCK NO. 455, WITH 2 KEYS, 2 SWITCH POSIT | 25.9
3SU1050-4CC01-0AA0-ZY10 | RONIS KEY-OPERATED SWITCH, 22MM, ROUND, METAL, SHINY, LOCK NO. 455, WITH 2 KEYS, 2 SWITCH POSIT | 29.06
3SU1050-4CC01-0AA0-ZY11 | RONIS KEY-OPERATED SWITCH, 22MM, ROUND, METAL, SHINY, LOCK NO. 455, WITH 2 KEYS, 2 SWITCH POSIT | 29.06
3SU1050-4CC01-0AA0-ZY12 | RONIS KEY-OPERATED SWITCH, 22MM, ROUND, METAL, SHINY, LOCK NO. 455, WITH 2 KEYS, 2 SWITCH POSIT | 29.06
3SU1050-4CF11-0AA0-ZX90 | RONIS KEY-OPERATED SWITCH, 22MM, ROUND, METAL, SHINY, LOCK NO. 455, WITH 2 KEYS, 2 SWITCH POSIT | 25.9
3SU1050-4CF11-0AA0-ZY10 | RONIS KEY-OPERATED SWITCH, 22MM, ROUND, METAL, SHINY, LOCK NO. 455, WITH 2 KEYS, 2 SWITCH POSIT | 29.06
3SU1050-4CF11-0AA0-ZY11 | RONIS KEY-OPERATED SWITCH, 22MM, ROUND, METAL, SHINY, LOCK NO. 455, WITH 2 KEYS, 2 SWITCH POSIT | 29.06
3SU1050-4CF11-0AA0-ZY12 | RONIS KEY-OPERATED SWITCH, 22MM, ROUND, METAL, SHINY, LOCK NO. 455, WITH 2 KEYS, 2 SWITCH POSIT | 29.06
3SU1050-4CL01-0AA0-ZY10 | RONIS KEY-OPERATED SWITCH, 22MM, ROUND, METAL, SHINY, LOCK NO. 455, WITH 2 KEYS, 3 SWITCH POSIT | 30.83
3SU1050-4CL01-0AA0-ZY11 | RONIS KEY-OPERATED SWITCH, 22MM, ROUND, METAL, SHINY, LOCK NO. 455, WITH 2 KEYS, 3 SWITCH POSIT | 30.83
3SU1050-4CL01-0AA0-ZY12 | RONIS KEY-OPERATED SWITCH, 22MM, ROUND, METAL, SHINY, LOCK NO. 455, WITH 2 KEYS, 3 SWITCH POSIT | 30.83
3SU1050-4CM01-0AA0-ZY11 | RONIS KEY-OPERATED SWITCH, 22MM, ROUND, METAL, SHINY, LOCK NO. 455, WITH 2 KEYS, 3 SWITCH POSIT | 29.06
3SU1050-4CM01-0AA0-ZY12 | RONIS KEY-OPERATED SWITCH, 22MM, ROUND, METAL, SHINY, LOCK NO. 455, WITH 2 KEYS, 3 SWITCH POSIT | 29.06
3SU1050-4CM01-0AA0-ZY15 | RONIS KEY-OPERATED SWITCH, 22MM, ROUND, METAL, SHINY, LOCK NO. 455, WITH 2 KEYS, 3 SWITCH POSIT | 29.06
3SU1050-4DL11-0AA0-ZY11 | RONIS KEY-OPERATED SWITCH, 22MM, ROUND, METAL, SHINY, LOCK NO. 421, WITH 2 KEYS, 3 SWITCH POSIT | 30.83
3SU1050-4DL11-0AA0-ZY12 | RONIS KEY-OPERATED SWITCH, 22MM, ROUND, METAL, SHINY, LOCK NO. 421, WITH 2 KEYS, 3 SWITCH POSIT | 30.83
3SU1050-4DL11-0AA0-ZY15 | RONIS KEY-OPERATED SWITCH, 22MM, ROUND, METAL, SHINY, LOCK NO. 421, WITH 2 KEYS, 3 SWITCH POSIT | 30.83
3SU1050-4DL11-0AA0-ZY19 | RONIS KEY-OPERATED SWITCH, 22MM, ROUND, METAL, SHINY, LOCK NO. 421, WITH 2 KEYS, 3 SWITCH POSIT | 28.93
3SU1050-4FF01-0AA0-ZY12 | O.M.R. KEY-OPERATED SWITCH, 22MM, ROUND, METAL, SHINY, LOCK NO. 73037, RED, WITH 2 KEYS, 2 SWIT | 42.74
3SU1050-4FF01-0AA0-ZY15 | O.M.R. KEY-OPERATED SWITCH, 22MM, ROUND, METAL, SHINY, LOCK NO. 73037, RED, WITH 2 KEYS, 2 SWIT | 42.74
3SU1050-4FF01-0AA0-ZY19 | O.M.R. KEY-OPERATED SWITCH, 22MM, ROUND, METAL, SHINY, LOCK NO. 73037, RED, WITH 2 KEYS, 2 SWIT | 40.82
3SU1050-4FF21-0AA0-ZY15 | O.M.R. KEY-OPERATED SWITCH, 22MM, ROUND, METAL, SHINY, LOCK NO. 73037, RED, WITH 2 KEYS, 2 SWIT | 42.74
3SU1050-4FF21-0AA0-ZY19 | O.M.R. KEY-OPERATED SWITCH, 22MM, ROUND, METAL, SHINY, LOCK NO. 73037, RED, WITH 2 KEYS, 2 SWIT | 40.82
3SU1050-4FL11-0AA0 | O.M.R. KEY-OPERATED SWITCH, 22MM, ROUND, METAL, SHINY, LOCK NO. 73037, RED, WITH 2 KEYS, 3 SWIT | 36.32
3SU1050-4GC01-0AA0-ZY15 | O.M.R. KEY-OPERATED SWITCH, 22MM, ROUND, METAL, SHINY, LOCK NO. 73038, BLUE, WITH 2 KEYS, 2 SWI | 42.74
3SU1050-4GC01-0AA0-ZY19 | O.M.R. KEY-OPERATED SWITCH, 22MM, ROUND, METAL, SHINY, LOCK NO. 73038, BLUE, WITH 2 KEYS, 2 SWI | 40.82
3SU1050-4GF01-0AA0 | O.M.R. KEY-OPERATED SWITCH, 22MM, ROUND, METAL, SHINY, LOCK NO. 73038, BLUE, WITH 2 KEYS, 2 SWI | 36.32
3SU1050-4FC01-0AA0-ZY15 | O.M.R. KEY-OPERATED SWITCH, 22MM, ROUND, METAL, SHINY, LOCK NO. 73037, RED, WITH 2 KEYS, 2 SWIT | 42.74
3SU1050-4FC01-0AA0-ZY19 | O.M.R. KEY-OPERATED SWITCH, 22MM, ROUND, METAL, SHINY, LOCK NO. 73037, RED, WITH 2 KEYS, 2 SWIT | 40.82
3SU1050-4FF11-0AA0-ZY15 | O.M.R. KEY-OPERATED SWITCH, 22MM, ROUND, METAL, SHINY, LOCK NO. 73037, RED, WITH 2 KEYS, 2 SWIT | 42.74
3SU1050-4FF11-0AA0-ZY19 | O.M.R. KEY-OPERATED SWITCH, 22MM, ROUND, METAL, SHINY, LOCK NO. 73037, RED, WITH 2 KEYS, 2 SWIT | 40.82
3SU1050-4FF21-0AA0 | O.M.R. KEY-OPERATED SWITCH, 22MM, ROUND, METAL, SHINY, LOCK NO. 73037, RED, WITH 2 KEYS, 2 SWIT | 36.32
3SU1050-4FL11-0AA0-ZY15 | O.M.R. KEY-OPERATED SWITCH, 22MM, ROUND, METAL, SHINY, LOCK NO. 73037, RED, WITH 2 KEYS, 3 SWIT | 42.74
3SU1050-4FL11-0AA0-ZY19 | O.M.R. KEY-OPERATED SWITCH, 22MM, ROUND, METAL, SHINY, LOCK NO. 73037, RED, WITH 2 KEYS, 3 SWIT | 40.82
3SU1050-4GC01-0AA0 | O.M.R. KEY-OPERATED SWITCH, 22MM, ROUND, METAL, SHINY, LOCK NO. 73038, BLUE, WITH 2 KEYS, 2 SWI | 36.32
3SU1050-4GF01-0AA0-ZY15 | O.M.R. KEY-OPERATED SWITCH, 22MM, ROUND, METAL, SHINY, LOCK NO. 73038, BLUE, WITH 2 KEYS, 2 SWI | 42.74
3SU1050-4GF01-0AA0-ZY19 | O.M.R. KEY-OPERATED SWITCH, 22MM, ROUND, METAL, SHINY, LOCK NO. 73038, BLUE, WITH 2 KEYS, 2 SWI | 40.82
3SU1050-4GF11-0AA0 | O.M.R. KEY-OPERATED SWITCH, 22MM, ROUND, METAL, SHINY, LOCK NO. 73038, BLUE, WITH 2 KEYS, 2 SWI | 36.32
3SU1050-4GF11-0AA0-ZX90 | O.M.R. KEY-OPERATED SWITCH, 22MM, ROUND, METAL, SHINY, LOCK NO. 73038, BLUE, WITH 2 KEYS, 2 SWI | 39.56
3SU1050-4GF21-0AA0-ZY19 | O.M.R. KEY-OPERATED SWITCH, 22MM, ROUND, METAL, SHINY, LOCK NO. 73038, BLUE, WITH 2 KEYS, 2 SWI | 40.82
3SU1050-4GL01-0AA0 | O.M.R. KEY-OPERATED SWITCH, 22MM, ROUND, METAL, SHINY, LOCK NO. 73038, BLUE, WITH 2 KEYS, 3 SWI | 36.32
3SU1050-4GL01-0AA0-ZX90 | O.M.R. KEY-OPERATED SWITCH, 22MM, ROUND, METAL, SHINY, LOCK NO. 73038, BLUE, WITH 2 KEYS, 3 SWI | 39.56
3SU1050-4GL01-0AA0-ZY10 | O.M.R. KEY-OPERATED SWITCH, 22MM, ROUND, METAL, SHINY, LOCK NO. 73038, BLUE, WITH 2 KEYS, 3 SWI | 42.74
3SU1050-4GL11-0AA0-ZY19 | O.M.R. KEY-OPERATED SWITCH, 22MM, ROUND, METAL, SHINY, LOCK NO. 73038, BLUE, WITH 2 KEYS, 3 SWI | 40.82
3SU1050-4HC01-0AA0 | O.M.R. KEY-OPERATED SWITCH, 22MM, ROUND, METAL, SHINY, LOCK NO. 73034, BLACK, WITH 2 KEYS, 2 SW | 36.32
3SU1050-4HC01-0AA0-ZX90 | O.M.R. KEY-OPERATED SWITCH, 22MM, ROUND, METAL, SHINY, LOCK NO. 73034, BLACK, WITH 2 KEYS, 2 SW | 39.56
3SU1050-4HC01-0AA0-ZY10 | O.M.R. KEY-OPERATED SWITCH, 22MM, ROUND, METAL, SHINY, LOCK NO. 73034, BLACK, WITH 2 KEYS, 2 SW | 42.74
3SU1050-4HC01-0AA0-ZY11 | O.M.R. KEY-OPERATED SWITCH, 22MM, ROUND, METAL, SHINY, LOCK NO. 73034, BLACK, WITH 2 KEYS, 2 SW | 42.74
3SU1032-2BN60-0AA0 | SELECTOR SWITCH, CAN BE ILLUM., 22MM, ROUND, PLASTIC WITH METAL FRONT RING, BLACK, SHORT SELECTO | 18.23
3SU1032-2BN60-0AA0-ZX90 | SELECTOR SWITCH, CAN BE ILLUM., 22MM, ROUND, PLASTIC WITH METAL FRONT RING, BLACK, SHORT SELECTO | 18.23
3SU1032-2BP30-0AA0 | SELECTOR SWITCH, CAN BE ILLUM., 22MM, ROUND, PLASTIC WITH METAL FRONT RING, YELLOW, SHORT SELECT | 18.23
3SU1032-2BP30-0AA0-ZX90 | SELECTOR SWITCH, CAN BE ILLUM., 22MM, ROUND, PLASTIC WITH METAL FRONT RING, YELLOW, SHORT SELECT | 18.23
3SU1032-2BP50-0AA0-ZX90 | SELECTOR SWITCH, CAN BE ILLUM., 22MM, ROUND, PLASTIC WITH METAL FRONT RING, BLUE, SHORT SELECTOR | 18.23
3SU1032-2CF20-0AA0-ZX90 | SELECTOR SWITCH, CAN BE ILLUM., 22MM, ROUND, PLASTIC WITH METAL FRONT RING, RED, LONG SELECTOR S | 21.9
3SU1031-3AB61-0AK0 | ILLUMINATED TWIN PUSHBUTTON, 22MM, ROUND, PLASTIC WITH METAL FRONT RING, WHITE: I, BLACK: O, FLA | 22.54
3SU1031-3AB61-0AK0-ZX90 | ILLUMINATED TWIN PUSHBUTTON, 22MM, ROUND, PLASTIC WITH METAL FRONT RING, WHITE: I, BLACK: O, FLA | 22.54
3SU1050-4FC01-0AA0-ZY10 | O.M.R. KEY-OPERATED SWITCH, 22MM, ROUND, METAL, SHINY, LOCK NO. 73037, RED, WITH 2 KEYS, 2 SWIT | 42.74
3SU1050-4FF01-0AA0-ZX90 | O.M.R. KEY-OPERATED SWITCH, 22MM, ROUND, METAL, SHINY, LOCK NO. 73037, RED, WITH 2 KEYS, 2 SWIT | 39.56
3SU1050-4FF01-0AA0-ZY11 | O.M.R. KEY-OPERATED SWITCH, 22MM, ROUND, METAL, SHINY, LOCK NO. 73037, RED, WITH 2 KEYS, 2 SWIT | 42.74
3SU1050-4FF11-0AA0 | O.M.R. KEY-OPERATED SWITCH, 22MM, ROUND, METAL, SHINY, LOCK NO. 73037, RED, WITH 2 KEYS, 2 SWIT | 36.32
3SU1050-4FF11-0AA0-ZY10 | O.M.R. KEY-OPERATED SWITCH, 22MM, ROUND, METAL, SHINY, LOCK NO. 73037, RED, WITH 2 KEYS, 2 SWIT | 42.74
3SU1050-4FF11-0AA0-ZY12 | O.M.R. KEY-OPERATED SWITCH, 22MM, ROUND, METAL, SHINY, LOCK NO. 73037, RED, WITH 2 KEYS, 2 SWIT | 42.74
3SU1050-4FF21-0AA0-ZX90 | O.M.R. KEY-OPERATED SWITCH, 22MM, ROUND, METAL, SHINY, LOCK NO. 73037, RED, WITH 2 KEYS, 2 SWIT | 39.56
3SU1050-4FF21-0AA0-ZY11 | O.M.R. KEY-OPERATED SWITCH, 22MM, ROUND, METAL, SHINY, LOCK NO. 73037, RED, WITH 2 KEYS, 2 SWIT | 42.74
3SU1050-4FL11-0AA0-ZY10 | O.M.R. KEY-OPERATED SWITCH, 22MM, ROUND, METAL, SHINY, LOCK NO. 73037, RED, WITH 2 KEYS, 3 SWIT | 42.74
3SU1050-4FL11-0AA0-ZY12 | O.M.R. KEY-OPERATED SWITCH, 22MM, ROUND, METAL, SHINY, LOCK NO. 73037, RED, WITH 2 KEYS, 3 SWIT | 42.74
3SU1050-4GC01-0AA0-ZX90 | O.M.R. KEY-OPERATED SWITCH, 22MM, ROUND, METAL, SHINY, LOCK NO. 73038, BLUE, WITH 2 KEYS, 2 SWI | 39.56
3SU1050-4GC01-0AA0-ZY11 | O.M.R. KEY-OPERATED SWITCH, 22MM, ROUND, METAL, SHINY, LOCK NO. 73038, BLUE, WITH 2 KEYS, 2 SWI | 42.74
3SU1050-4GF01-0AA0-ZY10 | O.M.R. KEY-OPERATED SWITCH, 22MM, ROUND, METAL, SHINY, LOCK NO. 73038, BLUE, WITH 2 KEYS, 2 SWI | 42.74
3SU1050-4GF01-0AA0-ZY12 | O.M.R. KEY-OPERATED SWITCH, 22MM, ROUND, METAL, SHINY, LOCK NO. 73038, BLUE, WITH 2 KEYS, 2 SWI | 42.74
3SU1050-4GF11-0AA0-ZY11 | O.M.R. KEY-OPERATED SWITCH, 22MM, ROUND, METAL, SHINY, LOCK NO. 73038, BLUE, WITH 2 KEYS, 2 SWI | 42.74
3SU1050-4GF21-0AA0-ZY10 | O.M.R. KEY-OPERATED SWITCH, 22MM, ROUND, METAL, SHINY, LOCK NO. 73038, BLUE, WITH 2 KEYS, 2 SWI | 42.74
3SU1050-4GF21-0AA0-ZY12 | O.M.R. KEY-OPERATED SWITCH, 22MM, ROUND, METAL, SHINY, LOCK NO. 73038, BLUE, WITH 2 KEYS, 2 SWI | 42.74
3SU1050-4GF21-0AA0-ZY15 | O.M.R. KEY-OPERATED SWITCH, 22MM, ROUND, METAL, SHINY, LOCK NO. 73038, BLUE, WITH 2 KEYS, 2 SWI | 42.74
3SU1050-4GL01-0AA0-ZY11 | O.M.R. KEY-OPERATED SWITCH, 22MM, ROUND, METAL, SHINY, LOCK NO. 73038, BLUE, WITH 2 KEYS, 3 SWI | 42.74
3SU1050-4GL11-0AA0-ZY12 | O.M.R. KEY-OPERATED SWITCH, 22MM, ROUND, METAL, SHINY, LOCK NO. 73038, BLUE, WITH 2 KEYS, 3 SWI | 42.74
3SU1050-4GL11-0AA0-ZY15 | O.M.R. KEY-OPERATED SWITCH, 22MM, ROUND, METAL, SHINY, LOCK NO. 73038, BLUE, WITH 2 KEYS, 3 SWI | 42.74
3SU1050-4HC01-0AA0-ZY19 | O.M.R. KEY-OPERATED SWITCH, 22MM, ROUND, METAL, SHINY, LOCK NO. 73034, BLACK, WITH 2 KEYS, 2 SW | 40.82
3SU1032-2BP60-0AA0 | SELECTOR SWITCH, CAN BE ILLUM., 22MM, ROUND, PLASTIC WITH METAL FRONT RING, BLACK, SHORT SELECTO | 18.23
3SU1032-2CF60-0AA0 | SELECTOR SWITCH, CAN BE ILLUM., 22MM, ROUND, PLASTIC WITH METAL FRONT RING, BLACK, WHITE, LONG S | 21.9
3SU1031-1BD70-0AA0-ZX90 | ILLUM. MUSHROOM PUSHBUTTON, 22MM, ROUND, PLASTIC WITH METAL FRONT RING, CLEAR, 40MM, MOMENTARY | 19.24
3SU1031-3AB42-0AA0 | ILLUMINATED TWIN PUSHBUTTON, 22MM, ROUND, PLASTIC WITH METAL FRONT RING, GREEN, RED, FLAT BUTTON | 20.7
3SU1031-3AB42-0AK0-ZX90 | ILLUMINATED TWIN PUSHBUTTON, 22MM, ROUND, PLASTIC WITH METAL FRONT RING, GREEN: I, RED: O, FLAT | 22.54
3SU1031-3AB42-0AN0-ZX90 | ILLUMINATED TWIN PUSHBUTTON, 22MM, ROUND, PLASTIC WITH METAL FRONT RING, RED: ARROW UP, GREEN: A | 22.54
3SU1031-3BB42-0AK0-ZX90 | ILLUMINATED TWIN PUSHBUTTON, 22MM, ROUND, PLASTIC WITH METAL FRONT RING, GREEN: I, RED: O, FLAT | 22.98
3SU1050-4GF01-0AA0-ZX90 | O.M.R. KEY-OPERATED SWITCH, 22MM, ROUND, METAL, SHINY, LOCK NO. 73038, BLUE, WITH 2 KEYS, 2 SWI | 39.56
3SU1050-4GF11-0AA0-ZY15 | O.M.R. KEY-OPERATED SWITCH, 22MM, ROUND, METAL, SHINY, LOCK NO. 73038, BLUE, WITH 2 KEYS, 2 SWI | 42.74
3SU1050-4GF11-0AA0-ZY19 | O.M.R. KEY-OPERATED SWITCH, 22MM, ROUND, METAL, SHINY, LOCK NO. 73038, BLUE, WITH 2 KEYS, 2 SWI | 40.82
3SU1050-4GF21-0AA0 | O.M.R. KEY-OPERATED SWITCH, 22MM, ROUND, METAL, SHINY, LOCK NO. 73038, BLUE, WITH 2 KEYS, 2 SWI | 36.32
3SU1050-4GF21-0AA0-ZX90 | O.M.R. KEY-OPERATED SWITCH, 22MM, ROUND, METAL, SHINY, LOCK NO. 73038, BLUE, WITH 2 KEYS, 2 SWI | 39.56
3SU1050-4GL01-0AA0-ZY19 | O.M.R. KEY-OPERATED SWITCH, 22MM, ROUND, METAL, SHINY, LOCK NO. 73038, BLUE, WITH 2 KEYS, 3 SWI | 40.82
3SU1050-4GL11-0AA0 | O.M.R. KEY-OPERATED SWITCH, 22MM, ROUND, METAL, SHINY, LOCK NO. 73038, BLUE, WITH 2 KEYS, 3 SWI | 36.32
3SU1050-4GL11-0AA0-ZX90 | O.M.R. KEY-OPERATED SWITCH, 22MM, ROUND, METAL, SHINY, LOCK NO. 73038, BLUE, WITH 2 KEYS, 3 SWI | 39.56
3SU1050-4GL11-0AA0-ZY10 | O.M.R. KEY-OPERATED SWITCH, 22MM, ROUND, METAL, SHINY, LOCK NO. 73038, BLUE, WITH 2 KEYS, 3 SWI | 42.74
3SU1050-4HF01-0AA0 | O.M.R. KEY-OPERATED SWITCH, 22MM, ROUND, METAL, SHINY, LOCK NO. 73034, BLACK, WITH 2 KEYS, 2 SW | 36.32
3SU1050-4HF01-0AA0-ZX90 | O.M.R. KEY-OPERATED SWITCH, 22MM, ROUND, METAL, SHINY, LOCK NO. 73034, BLACK, WITH 2 KEYS, 2 SW | 39.56
3SU1050-4HF01-0AA0-ZY10 | O.M.R. KEY-OPERATED SWITCH, 22MM, ROUND, METAL, SHINY, LOCK NO. 73034, BLACK, WITH 2 KEYS, 2 SW | 42.74
3SU1032-2BP20-0AA0 | SELECTOR SWITCH, CAN BE ILLUM., 22MM, ROUND, PLASTIC WITH METAL FRONT RING, RED, SHORT SELECTOR | 18.23
3SU1032-2BP20-0AA0-ZX90 | SELECTOR SWITCH, CAN BE ILLUM., 22MM, ROUND, PLASTIC WITH METAL FRONT RING, RED, SHORT SELECTOR | 18.23
3SU1032-2BP40-0AA0 | SELECTOR SWITCH, CAN BE ILLUM., 22MM, ROUND, PLASTIC WITH METAL FRONT RING, GREEN, SHORT SELECTO | 18.23
3SU1032-2BP40-0AA0-ZX90 | SELECTOR SWITCH, CAN BE ILLUM., 22MM, ROUND, PLASTIC WITH METAL FRONT RING, GREEN, SHORT SELECTO | 18.23
3SU1032-2BP60-0AA0-ZX90 | SELECTOR SWITCH, CAN BE ILLUM., 22MM, ROUND, PLASTIC WITH METAL FRONT RING, BLACK, SHORT SELECTO | 18.23
3SU1031-3AB61-0AA0 | ILLUMINATED TWIN PUSHBUTTON, 22MM, ROUND, PLASTIC WITH METAL FRONT RING, WHITE, BLACK, FLAT BUTT | 20.7
3SU1031-3AB61-0AA0-ZX90 | ILLUMINATED TWIN PUSHBUTTON, 22MM, ROUND, PLASTIC WITH METAL FRONT RING, WHITE, BLACK, FLAT BUTT | 20.7
3SU1031-3AB66-0AN0 | ILLUMINATED TWIN PUSHBUTTON, 22MM, ROUND, PLASTIC WITH METAL FRONT RING, WHITE: ARROW UP, WHITE: | 22.54
3SU1031-3AB66-0AN0-ZX90 | ILLUMINATED TWIN PUSHBUTTON, 22MM, ROUND, PLASTIC WITH METAL FRONT RING, WHITE: ARROW UP, WHITE: | 22.54
3SU1031-3BB42-0AA0 | ILLUMINATED TWIN PUSHBUTTON, 22MM, ROUND, PLASTIC WITH METAL FRONT RING, RED, GREEN, FLAT AND RA | 20.7
3SU1032-2BL10-0AA0 | SELECTOR SWITCH, CAN BE ILLUM., 22MM, ROUND, PLASTIC WITH METAL FRONT RING, BLACK, SHORT SELECTO | 17.97
3SU1032-2BL40-0AA0 | SELECTOR SWITCH, CAN BE ILLUM., 22MM, ROUND, PLASTIC WITH METAL FRONT RING, GREEN, SHORT SELECTO | 17.97
3SU1032-2BL60-0AA0 | SELECTOR SWITCH, CAN BE ILLUM., 22MM, ROUND, PLASTIC WITH METAL FRONT RING, BLACK, SHORT SELECTO | 17.97
3SU1032-2BM30-0AA0 | SELECTOR SWITCH, CAN BE ILLUM., 22MM, ROUND, PLASTIC WITH METAL FRONT RING, YELLOW, SHORT SELECT | 17.97
3SU1032-2BM30-0AA0-ZX90 | SELECTOR SWITCH, CAN BE ILLUM., 22MM, ROUND, PLASTIC WITH METAL FRONT RING, YELLOW, SHORT SELECT | 17.97
3SU1032-2BM50-0AA0 | SELECTOR SWITCH, CAN BE ILLUM., 22MM, ROUND, PLASTIC WITH METAL FRONT RING, BLUE, SHORT SELECTOR | 17.97
3SU1032-2BM50-0AA0-ZX90 | SELECTOR SWITCH, CAN BE ILLUM., 22MM, ROUND, PLASTIC WITH METAL FRONT RING, BLUE, SHORT SELECTOR | 17.97
3SU1050-4HC01-0AA0-ZY15 | O.M.R. KEY-OPERATED SWITCH, 22MM, ROUND, METAL, SHINY, LOCK NO. 73034, BLACK, WITH 2 KEYS, 2 SW | 42.74
3SU1032-2BP50-0AA0 | SELECTOR SWITCH, CAN BE ILLUM., 22MM, ROUND, PLASTIC WITH METAL FRONT RING, BLUE, SHORT SELECTOR | 18.23
3SU1032-2CF20-0AA0 | SELECTOR SWITCH, CAN BE ILLUM., 22MM, ROUND, PLASTIC WITH METAL FRONT RING, RED, LONG SELECTOR S | 21.9
3SU1032-2CF60-0AA0-ZX90 | SELECTOR SWITCH, CAN BE ILLUM., 22MM, ROUND, PLASTIC WITH METAL FRONT RING, BLACK, WHITE, LONG S | 21.9
3SU1050-0AA10-0AA0 | PUSHBUTTON, 22MM, ROUND, METAL, SHINY, BLACK, FLAT BUTTON, LATCHING, PUSH TO UNLATCH | 10.91
3SU1031-3AB42-0AA0-ZX90 | ILLUMINATED TWIN PUSHBUTTON, 22MM, ROUND, PLASTIC WITH METAL FRONT RING, GREEN, RED, FLAT BUTTON | 20.7
3SU1031-3AB42-0AK0 | ILLUMINATED TWIN PUSHBUTTON, 22MM, ROUND, PLASTIC WITH METAL FRONT RING, GREEN: I, RED: O, FLAT | 22.54
3SU1031-3AB42-0AN0 | ILLUMINATED TWIN PUSHBUTTON, 22MM, ROUND, PLASTIC WITH METAL FRONT RING, RED: ARROW UP, GREEN: A | 22.54
3SU1031-3BB42-0AA0-ZX90 | ILLUMINATED TWIN PUSHBUTTON, 22MM, ROUND, PLASTIC WITH METAL FRONT RING, RED, GREEN, FLAT AND RA | 20.7
3SU1031-3BB61-0AA0 | ILLUMINATED TWIN PUSHBUTTON, 22MM, ROUND, PLASTIC WITH METAL FRONT RING, WHITE, BLACK, FLAT AND | 20.7
3SU1031-3BB61-0AK0-ZX90 | ILLUMINATED TWIN PUSHBUTTON, 22MM, ROUND, PLASTIC WITH METAL FRONT RING, WHITE: I, BLACK: O, FLA | 22.98
3SU1032-2AF20-0AA0-ZX90 | SELECTOR SWITCH, CAN BE ILLUM., 22MM, ROUND, PLASTIC WITH METAL FRONT RING, RED, ROTARY KNOB, 2 | 21.9
3SU1032-2AF60-0AA0 | SELECTOR SWITCH, CAN BE ILLUM., 22MM, ROUND, PLASTIC WITH METAL FRONT RING, BLACK, WHITE, ROTARY | 21.9
3SU1032-2BC20-0AA0-ZX90 | SELECTOR SWITCH, CAN BE ILLUM., 22MM, ROUND, PLASTIC WITH METAL FRONT RING, RED, SHORT SELECTOR | 17.97
3SU1032-2BC30-0AA0 | SELECTOR SWITCH, CAN BE ILLUM., 22MM, ROUND, PLASTIC WITH METAL FRONT RING, YELLOW, SHORT SELECT | 17.97
3SU1032-2BC40-0AA0-ZX90 | SELECTOR SWITCH, CAN BE ILLUM., 22MM, ROUND, PLASTIC WITH METAL FRONT RING, GREEN, SHORT SELECTO | 17.97
3SU1032-2BC50-0AA0 | SELECTOR SWITCH, CAN BE ILLUM., 22MM, ROUND, PLASTIC WITH METAL FRONT RING, BLUE, SHORT SELECTOR | 17.97
3SU1032-2BC60-0AA0-ZX90 | SELECTOR SWITCH, CAN BE ILLUM., 22MM, ROUND, PLASTIC WITH METAL FRONT RING, BLACK, SHORT SELECTO | 17.97
3SU1032-2BF10-0AA0 | SELECTOR SWITCH, CAN BE ILLUM., 22MM, ROUND, PLASTIC WITH METAL FRONT RING, BLACK, SHORT SELECTO | 17.97
3SU1032-2BF20-0AA0-ZX90 | SELECTOR SWITCH, CAN BE ILLUM., 22MM, ROUND, PLASTIC WITH METAL FRONT RING, RED, SHORT SELECTOR | 17.97
3SU1032-2BF30-0AA0 | SELECTOR SWITCH, CAN BE ILLUM., 22MM, ROUND, PLASTIC WITH METAL FRONT RING, YELLOW, SHORT SELECT | 17.97
3SU1032-2BF40-0AA0-ZX90 | SELECTOR SWITCH, CAN BE ILLUM., 22MM, ROUND, PLASTIC WITH METAL FRONT RING, GREEN, SHORT SELECTO | 17.97
3SU1032-2BF50-0AA0 | SELECTOR SWITCH, CAN BE ILLUM., 22MM, ROUND, PLASTIC WITH METAL FRONT RING, BLUE, SHORT SELECTOR | 17.97
3SU1032-2BF60-0AA0-ZX90 | SELECTOR SWITCH, CAN BE ILLUM., 22MM, ROUND, PLASTIC WITH METAL FRONT RING, BLACK, SHORT SELECTO | 17.97
3SU1032-2BL20-0AA0-ZX90 | SELECTOR SWITCH, CAN BE ILLUM., 22MM, ROUND, PLASTIC WITH METAL FRONT RING, RED, SHORT SELECTOR | 17.97
3SU1032-2BL30-0AA0 | SELECTOR SWITCH, CAN BE ILLUM., 22MM, ROUND, PLASTIC WITH METAL FRONT RING, YELLOW, SHORT SELECT | 17.97
3SU1032-2BL40-0AA0-ZX90 | SELECTOR SWITCH, CAN BE ILLUM., 22MM, ROUND, PLASTIC WITH METAL FRONT RING, GREEN, SHORT SELECTO | 17.97
3SU1032-2BL60-0AA0-ZX90 | SELECTOR SWITCH, CAN BE ILLUM., 22MM, ROUND, PLASTIC WITH METAL FRONT RING, BLACK, SHORT SELECTO | 17.97
3SU1031-0AB30-0AA0 | ILLUMINATED PUSHBUTTON, 22MM, ROUND, PLASTIC WITH METAL FRONT RING, YELLOW, FLAT BUTTON, MOMENT | 11.59
3SU1031-3AB66-0AA0 | ILLUMINATED TWIN PUSHBUTTON, 22MM, ROUND, PLASTIC WITH METAL FRONT RING, WHITE, WHITE, FLAT BUTT | 20.7
3SU1031-3AB66-0AA0-ZX90 | ILLUMINATED TWIN PUSHBUTTON, 22MM, ROUND, PLASTIC WITH METAL FRONT RING, WHITE, WHITE, FLAT BUTT | 20.7
3SU1031-3BB42-0AK0 | ILLUMINATED TWIN PUSHBUTTON, 22MM, ROUND, PLASTIC WITH METAL FRONT RING, GREEN: I, RED: O, FLAT | 22.98
3SU1032-2BF60-0AA0 | SELECTOR SWITCH, CAN BE ILLUM., 22MM, ROUND, PLASTIC WITH METAL FRONT RING, BLACK, SHORT SELECTO | 17.97
3SU1032-2BL50-0AA0 | SELECTOR SWITCH, CAN BE ILLUM., 22MM, ROUND, PLASTIC WITH METAL FRONT RING, BLUE, SHORT SELECTOR | 17.97
3SU1032-2BM20-0AA0 | SELECTOR SWITCH, CAN BE ILLUM., 22MM, ROUND, PLASTIC WITH METAL FRONT RING, RED, SHORT SELECTOR | 17.97
3SU1032-2BM20-0AA0-ZX90 | SELECTOR SWITCH, CAN BE ILLUM., 22MM, ROUND, PLASTIC WITH METAL FRONT RING, RED, SHORT SELECTOR | 17.97
3SU1032-2BM40-0AA0 | SELECTOR SWITCH, CAN BE ILLUM., 22MM, ROUND, PLASTIC WITH METAL FRONT RING, GREEN, SHORT SELECTO | 17.97
3SU1032-2BM40-0AA0-ZX90 | SELECTOR SWITCH, CAN BE ILLUM., 22MM, ROUND, PLASTIC WITH METAL FRONT RING, GREEN, SHORT SELECTO | 17.97
3SU1032-2BM60-0AA0 | SELECTOR SWITCH, CAN BE ILLUM., 22MM, ROUND, PLASTIC WITH METAL FRONT RING, BLACK, SHORT SELECTO | 17.97
3SU1032-2BM60-0AA0-ZX90 | SELECTOR SWITCH, CAN BE ILLUM., 22MM, ROUND, PLASTIC WITH METAL FRONT RING, BLACK, SHORT SELECTO | 17.97
3SU1032-2BN30-0AA0 | SELECTOR SWITCH, CAN BE ILLUM., 22MM, ROUND, PLASTIC WITH METAL FRONT RING, YELLOW, SHORT SELECT | 18.23
3SU1032-2BN30-0AA0-ZX90 | SELECTOR SWITCH, CAN BE ILLUM., 22MM, ROUND, PLASTIC WITH METAL FRONT RING, YELLOW, SHORT SELECT | 18.23
3SU1032-2BN50-0AA0 | SELECTOR SWITCH, CAN BE ILLUM., 22MM, ROUND, PLASTIC WITH METAL FRONT RING, BLUE, SHORT SELECTOR | 18.23
3SU1032-2BN50-0AA0-ZX90 | SELECTOR SWITCH, CAN BE ILLUM., 22MM, ROUND, PLASTIC WITH METAL FRONT RING, BLUE, SHORT SELECTOR | 18.23
3SU1031-0AA30-0AA0 | ILLUMINATED PUSHBUTTON, 22MM, ROUND, PLASTIC WITH METAL FRONT RING, YELLOW, FLAT BUTTON, LATCHI | 19.63
3SU1031-0AA30-0AA0-ZX90 | ILLUMINATED PUSHBUTTON, 22MM, ROUND, PLASTIC WITH METAL FRONT RING, YELLOW, FLAT BUTTON, LATCHI | 19.63
3SU1031-0AA50-0AA0 | ILLUMINATED PUSHBUTTON, 22MM, ROUND, PLASTIC WITH METAL FRONT RING, BLUE, FLAT BUTTON, LATCHING | 19.63
3SU1031-0AA50-0AA0-ZX90 | ILLUMINATED PUSHBUTTON, 22MM, ROUND, PLASTIC WITH METAL FRONT RING, BLUE, FLAT BUTTON, LATCHING | 19.63
3SU1031-0AA70-0AA0 | ILLUMINATED PUSHBUTTON, 22MM, ROUND, PLASTIC WITH METAL FRONT RING, CLEAR, FLAT BUTTON, LATCHIN | 19.63
3SU1031-0AA70-0AA0-ZX90 | ILLUMINATED PUSHBUTTON, 22MM, ROUND, PLASTIC WITH METAL FRONT RING, CLEAR, FLAT BUTTON, LATCHIN | 19.63
3SU1031-0AB20-0AA0 | ILLUMINATED PUSHBUTTON, 22MM, ROUND, PLASTIC WITH METAL FRONT RING, RED, FLAT BUTTON MOMENTARY | 11.59
3SU1031-0AB20-0AA0-ZX90 | ILLUMINATED PUSHBUTTON, 22MM, ROUND, PLASTIC WITH METAL FRONT RING, RED, FLAT BUTTON MOMENTARY | 11.59
3SU1031-0AB40-0AA0-ZX90 | ILLUMINATED PUSHBUTTON, 22MM, ROUND, PLASTIC WITH METAL FRONT RING, GREEN, FLAT BUTTON, MOMENTA | 11.59
3SU1031-0BB40-0AA0 | ILLUMINATED PUSHBUTTON, 22MM, ROUND, PLASTIC WITH METAL FRONT RING, GREEN, RAISED BUTTON MOMENT | 12.59
3SU1031-0BB70-0AA0 | ILLUMINATED PUSHBUTTON, 22MM, ROUND, PLASTIC WITH METAL FRONT RING, CLEAR, RAISED BUTTON MOMENT | 12.59
3SU1031-0BB70-0AA0-ZX90 | ILLUMINATED PUSHBUTTON, 22MM, ROUND, PLASTIC WITH METAL FRONT RING, CLEAR, RAISED BUTTON MOMENT | 12.59
3SU1031-1AA30-0AA0 | ILLUM. MUSHROOM PUSHBUTTON, 22MM, ROUND, PLASTIC WITH METAL FRONT RING, YELLOW, 30MM, LATCHING, | 36.08
3SU1031-1AA30-0AA0-ZX90 | ILLUM. MUSHROOM PUSHBUTTON, 22MM, ROUND, PLASTIC WITH METAL FRONT RING, YELLOW, 30MM, LATCHING, | 36.08
3SU1031-3BB61-0AA0-ZX90 | ILLUMINATED TWIN PUSHBUTTON, 22MM, ROUND, PLASTIC WITH METAL FRONT RING, WHITE, BLACK, FLAT AND | 20.7
3SU1031-3BB61-0AK0 | ILLUMINATED TWIN PUSHBUTTON, 22MM, ROUND, PLASTIC WITH METAL FRONT RING, WHITE: I, BLACK: O, FLA | 22.98
3SU1032-2AF20-0AA0 | SELECTOR SWITCH, CAN BE ILLUM., 22MM, ROUND, PLASTIC WITH METAL FRONT RING, RED, ROTARY KNOB, 2 | 21.9
3SU1032-2AF60-0AA0-ZX90 | SELECTOR SWITCH, CAN BE ILLUM., 22MM, ROUND, PLASTIC WITH METAL FRONT RING, BLACK, WHITE, ROTARY | 21.9
3SU1032-2BC20-0AA0 | SELECTOR SWITCH, CAN BE ILLUM., 22MM, ROUND, PLASTIC WITH METAL FRONT RING, RED, SHORT SELECTOR | 17.97
3SU1032-2BC30-0AA0-ZX90 | SELECTOR SWITCH, CAN BE ILLUM., 22MM, ROUND, PLASTIC WITH METAL FRONT RING, YELLOW, SHORT SELECT | 17.97
3SU1032-2BC40-0AA0 | SELECTOR SWITCH, CAN BE ILLUM., 22MM, ROUND, PLASTIC WITH METAL FRONT RING, GREEN, SHORT SELECTO | 17.97
3SU1032-2BC50-0AA0-ZX90 | SELECTOR SWITCH, CAN BE ILLUM., 22MM, ROUND, PLASTIC WITH METAL FRONT RING, BLUE, SHORT SELECTOR | 17.97
3SU1032-2BC60-0AA0 | SELECTOR SWITCH, CAN BE ILLUM., 22MM, ROUND, PLASTIC WITH METAL FRONT RING, BLACK, SHORT SELECTO | 17.97
3SU1032-2BF20-0AA0 | SELECTOR SWITCH, CAN BE ILLUM., 22MM, ROUND, PLASTIC WITH METAL FRONT RING, RED, SHORT SELECTOR | 17.97
3SU1032-2BF30-0AA0-ZX90 | SELECTOR SWITCH, CAN BE ILLUM., 22MM, ROUND, PLASTIC WITH METAL FRONT RING, YELLOW, SHORT SELECT | 17.97
3SU1032-2BF40-0AA0 | SELECTOR SWITCH, CAN BE ILLUM., 22MM, ROUND, PLASTIC WITH METAL FRONT RING, GREEN, SHORT SELECTO | 17.97
3SU1032-2BF50-0AA0-ZX90 | SELECTOR SWITCH, CAN BE ILLUM., 22MM, ROUND, PLASTIC WITH METAL FRONT RING, BLUE, SHORT SELECTOR | 17.97
3SU1032-2BL20-0AA0 | SELECTOR SWITCH, CAN BE ILLUM., 22MM, ROUND, PLASTIC WITH METAL FRONT RING, RED, SHORT SELECTOR | 17.97
3SU1032-2BL30-0AA0-ZX90 | SELECTOR SWITCH, CAN BE ILLUM., 22MM, ROUND, PLASTIC WITH METAL FRONT RING, YELLOW, SHORT SELECT | 17.97
3SU1032-2BL50-0AA0-ZX90 | SELECTOR SWITCH, CAN BE ILLUM., 22MM, ROUND, PLASTIC WITH METAL FRONT RING, BLUE, SHORT SELECTOR | 17.97
3SU1031-0AB40-0AA0 | ILLUMINATED PUSHBUTTON, 22MM, ROUND, PLASTIC WITH METAL FRONT RING, GREEN, FLAT BUTTON, MOMENTA | 11.59
3SU1031-0AB50-0AA0-ZX90 | ILLUMINATED PUSHBUTTON, 22MM, ROUND, PLASTIC WITH METAL FRONT RING, BLUE, FLAT BUTTON, MOMENTAR | 11.59
3SU1031-0AB60-0AA0 | ILLUMINATED PUSHBUTTON, 22MM, ROUND, PLASTIC WITH METAL FRONT RING, WHITE, FLAT BUTTON, MOMENTA | 11.59
3SU1031-0AB70-0AA0-ZX90 | ILLUMINATED PUSHBUTTON, 22MM, ROUND, PLASTIC WITH METAL FRONT RING, CLEAR, FLAT BUTTON MOMENTAR | 11.59
3SU1031-0AD20-0AA0 | ILLUMINATED PUSHBUTTON AS INDICATOR LIGHT, 22MM, ROUND, PLASTIC WITH METAL FRONT RING, RED, FIX | 11.26
3SU1031-0AD30-0AA0-ZX90 | ILLUMINATED PUSHBUTTON AS INDICATOR LIGHT, 22MM, ROUND, PLASTIC WITH METAL FRONT RING, YELLOW, | 11.26
3SU1031-0AD40-0AA0 | ILLUMINATED PUSHBUTTON AS INDICATOR LIGHT, 22MM, ROUND, PLASTIC WITH METAL FRONT RING, GREEN, F | 11.26
3SU1031-0AD50-0AA0-ZX90 | ILLUMINATED PUSHBUTTON AS INDICATOR LIGHT, 22MM, ROUND, PLASTIC WITH METAL FRONT RING, BLUE, FI | 11.26
3SU1031-0AD70-0AA0 | ILLUMINATED PUSHBUTTON AS INDICATOR LIGHT, 22MM, ROUND, PLASTIC WITH METAL FRONT RING, CLEAR, F | 11.26
3SU1031-0BB20-0AA0-ZX90 | ILLUMINATED PUSHBUTTON, 22MM, ROUND, PLASTIC WITH METAL FRONT RING, RED, RAISED BUTTON MOMENTAR | 12.59
3SU1031-0BB40-0AA0-ZX90 | ILLUMINATED PUSHBUTTON, 22MM, ROUND, PLASTIC WITH METAL FRONT RING, GREEN, RAISED BUTTON MOMENT | 12.59
3SU1031-1BD40-0AA0 | ILLUM. MUSHROOM PUSHBUTTON, 22MM, ROUND, PLASTIC WITH METAL FRONT RING, GREEN, 40MM, MOMENTARY | 19.24
3SU1031-1BD70-0AA0 | ILLUM. MUSHROOM PUSHBUTTON, 22MM, ROUND, PLASTIC WITH METAL FRONT RING, CLEAR, 40MM, MOMENTARY | 19.24
3SU1032-2BN20-0AA0 | SELECTOR SWITCH, CAN BE ILLUM., 22MM, ROUND, PLASTIC WITH METAL FRONT RING, RED, SHORT SELECTOR | 18.23
3SU1032-2BN20-0AA0-ZX90 | SELECTOR SWITCH, CAN BE ILLUM., 22MM, ROUND, PLASTIC WITH METAL FRONT RING, RED, SHORT SELECTOR | 18.23
3SU1032-2BN40-0AA0 | SELECTOR SWITCH, CAN BE ILLUM., 22MM, ROUND, PLASTIC WITH METAL FRONT RING, GREEN, SHORT SELECTO | 18.23
3SU1032-2BN40-0AA0-ZX90 | SELECTOR SWITCH, CAN BE ILLUM., 22MM, ROUND, PLASTIC WITH METAL FRONT RING, GREEN, SHORT SELECTO | 18.23
3SU1031-0AA40-0AA0 | ILLUMINATED PUSHBUTTON, 22MM, ROUND, PLASTIC WITH METAL FRONT RING, GREEN, FLAT BUTTON, LATCHIN | 19.63
3SU1031-0AA40-0AA0-ZX90 | ILLUMINATED PUSHBUTTON, 22MM, ROUND, PLASTIC WITH METAL FRONT RING, GREEN, FLAT BUTTON, LATCHIN | 19.63
3SU1031-0AA60-0AA0 | ILLUMINATED PUSHBUTTON, 22MM, ROUND, PLASTIC WITH METAL FRONT RING, WHITE, FLAT BUTTON, LATCHIN | 19.63
3SU1031-0AA60-0AA0-ZX90 | ILLUMINATED PUSHBUTTON, 22MM, ROUND, PLASTIC WITH METAL FRONT RING, WHITE, FLAT BUTTON, LATCHIN | 19.63
3SU1031-0AB00-0AA0 | ILLUMINATED PUSHBUTTON, 22MM, ROUND, PLASTIC WITH METAL FRONT RING, AMBER, FLAT BUTTON MOMENTAR | 11.59
3SU1031-0AB00-0AA0-ZX90 | ILLUMINATED PUSHBUTTON, 22MM, ROUND, PLASTIC WITH METAL FRONT RING, AMBER, FLAT BUTTON MOMENTAR | 11.59
3SU1031-0AB30-0AA0-ZX90 | ILLUMINATED PUSHBUTTON, 22MM, ROUND, PLASTIC WITH METAL FRONT RING, YELLOW, FLAT BUTTON, MOMENT | 11.59
3SU1031-0BB30-0AA0 | ILLUMINATED PUSHBUTTON, 22MM, ROUND, PLASTIC WITH METAL FRONT RING, YELLOW, RAISED BUTTON MOMEN | 12.59
3SU1031-0BB50-0AA0 | ILLUMINATED PUSHBUTTON, 22MM, ROUND, PLASTIC WITH METAL FRONT RING, BLUE, RAISED BUTTON MOMENTA | 12.59
3SU1031-1AA20-0AA0 | ILLUM. MUSHROOM PUSHBUTTON, 22MM, ROUND, PLASTIC WITH METAL FRONT RING, RED, 30MM, LATCHING, P | 36.08
3SU1031-1AA20-0AA0-ZX90 | ILLUM. MUSHROOM PUSHBUTTON, 22MM, ROUND, PLASTIC WITH METAL FRONT RING, RED, 30MM, LATCHING, P | 36.08
3SU1031-1AD30-0AA0 | ILLUM. MUSHROOM PUSHBUTTON, 22MM, ROUND, PLASTIC WITH METAL FRONT RING, YELLOW, 30MM, MOMENTARY | 19.24
3SU1031-1AD30-0AA0-ZX90 | ILLUM. MUSHROOM PUSHBUTTON, 22MM, ROUND, PLASTIC WITH METAL FRONT RING, YELLOW, 30MM, MOMENTARY | 19.24
3SU1031-1AD60-0AA0 | ILLUM. MUSHROOM PUSHBUTTON, 22MM, ROUND, PLASTIC WITH METAL FRONT RING, WHITE, 30MM, MOMENTARY | 19.24
3SU1031-1AD60-0AA0-ZX90 | ILLUM. MUSHROOM PUSHBUTTON, 22MM, ROUND, PLASTIC WITH METAL FRONT RING, WHITE, 30MM, MOMENTARY | 19.24
3SU1031-1BA20-0AA0 | ILLUM. MUSHROOM PUSHBUTTON, 22MM, ROUND, PLASTIC WITH METAL FRONT RING, RED, 40MM, LATCHING, P | 36.08
3SU1031-1BA20-0AA0-ZX90 | ILLUM. MUSHROOM PUSHBUTTON, 22MM, ROUND, PLASTIC WITH METAL FRONT RING, RED, 40MM, LATCHING, P | 36.08
3SU1031-1BD30-0AA0-ZX90 | ILLUM. MUSHROOM PUSHBUTTON, 22MM, ROUND, PLASTIC WITH METAL FRONT RING, YELLOW, 40MM, MOMENTARY | 19.24
3SU1031-1BD60-0AA0-ZX90 | ILLUM. MUSHROOM PUSHBUTTON, 22MM, ROUND, PLASTIC WITH METAL FRONT RING, WHITE, 40MM, MOMENTARY | 19.24
3SU1050-0AA30-0AA0-ZX90 | PUSHBUTTON, 22MM, ROUND, METAL, SHINY, YELLOW, FLAT BUTTON, LATCHING, PUSH TO UNLATCH, Z = 50 | 11.9
3SU1050-0AA30-0AA0-ZY10 | PUSHBUTTON, 22MM, ROUND, METAL, SHINY, YELLOW, FLAT BUTTON, LATCHING, PUSH TO UNLATCH, WITH L | 15.07
3SU1050-0AA30-0AA0-ZY11 | PUSHBUTTON, 22MM, ROUND, METAL, SHINY, YELLOW, FLAT BUTTON, LATCHING, PUSH TO UNLATCH, WITH L | 15.07
3SU1050-0AA30-0AA0-ZY12 | PUSHBUTTON, 22MM, ROUND, METAL, SHINY, YELLOW, FLAT BUTTON, LATCHING, PUSH TO UNLATCH, WITH L | 15.07
3SU1050-0AA50-0AA0-ZY10 | PUSHBUTTON, 22MM, ROUND, METAL, SHINY, BLUE, FLAT BUTTON, LATCHING, PUSH TO UNLATCH, WITH LAS | 15.07
3SU1050-0AA50-0AA0-ZY11 | PUSHBUTTON, 22MM, ROUND, METAL, SHINY, BLUE, FLAT BUTTON, LATCHING, PUSH TO UNLATCH, WITH LAS | 15.07
3SU1031-0AB50-0AA0 | ILLUMINATED PUSHBUTTON, 22MM, ROUND, PLASTIC WITH METAL FRONT RING, BLUE, FLAT BUTTON, MOMENTAR | 11.59
3SU1031-0AB60-0AA0-ZX90 | ILLUMINATED PUSHBUTTON, 22MM, ROUND, PLASTIC WITH METAL FRONT RING, WHITE, FLAT BUTTON, MOMENTA | 11.59
3SU1031-0AB70-0AA0 | ILLUMINATED PUSHBUTTON, 22MM, ROUND, PLASTIC WITH METAL FRONT RING, CLEAR, FLAT BUTTON MOMENTAR | 11.59
3SU1031-0AD20-0AA0-ZX90 | ILLUMINATED PUSHBUTTON AS INDICATOR LIGHT, 22MM, ROUND, PLASTIC WITH METAL FRONT RING, RED, FIX | 11.26
3SU1031-0AD30-0AA0 | ILLUMINATED PUSHBUTTON AS INDICATOR LIGHT, 22MM, ROUND, PLASTIC WITH METAL FRONT RING, YELLOW, | 11.26
3SU1031-0AD40-0AA0-ZX90 | ILLUMINATED PUSHBUTTON AS INDICATOR LIGHT, 22MM, ROUND, PLASTIC WITH METAL FRONT RING, GREEN, F | 11.26
3SU1031-0AD50-0AA0 | ILLUMINATED PUSHBUTTON AS INDICATOR LIGHT, 22MM, ROUND, PLASTIC WITH METAL FRONT RING, BLUE, FI | 11.26
3SU1031-0AD70-0AA0-ZX90 | ILLUMINATED PUSHBUTTON AS INDICATOR LIGHT, 22MM, ROUND, PLASTIC WITH METAL FRONT RING, CLEAR, F | 11.26
3SU1031-0BB20-0AA0 | ILLUMINATED PUSHBUTTON, 22MM, ROUND, PLASTIC WITH METAL FRONT RING, RED, RAISED BUTTON MOMENTAR | 12.59
3SU1031-0BB30-0AA0-ZX90 | ILLUMINATED PUSHBUTTON, 22MM, ROUND, PLASTIC WITH METAL FRONT RING, YELLOW, RAISED BUTTON MOMEN | 12.59
3SU1031-0BB50-0AA0-ZX90 | ILLUMINATED PUSHBUTTON, 22MM, ROUND, PLASTIC WITH METAL FRONT RING, BLUE, RAISED BUTTON MOMENTA | 12.59
3SU1031-1BD30-0AA0 | ILLUM. MUSHROOM PUSHBUTTON, 22MM, ROUND, PLASTIC WITH METAL FRONT RING, YELLOW, 40MM, MOMENTARY | 19.24
3SU1031-1BD60-0AA0 | ILLUM. MUSHROOM PUSHBUTTON, 22MM, ROUND, PLASTIC WITH METAL FRONT RING, WHITE, 40MM, MOMENTARY | 19.24
3SU1050-0AA20-0AA0 | PUSHBUTTON, 22MM, ROUND, METAL, SHINY, RED, FLAT BUTTON, LATCHING, PUSH TO UNLATCH | 10.91
3SU1050-0AA20-0AA0-ZY13 | PUSHBUTTON, 22MM, ROUND, METAL, SHINY, RED, FLAT BUTTON, LATCHING, PUSH TO UNLATCH, WITH LASE | 15.07
3SU1050-0AA20-0AA0-ZY19 | PUSHBUTTON, 22MM, ROUND, METAL, SHINY, RED, FLAT BUTTON, LATCHING, PUSH TO UNLATCH, WITH LASE | 13.16
3SU1050-0AA30-0AA0-ZY15 | PUSHBUTTON, 22MM, ROUND, METAL, SHINY, YELLOW, FLAT BUTTON, LATCHING, PUSH TO UNLATCH, WITH L | 15.07
3SU1050-0AA40-0AA0 | PUSHBUTTON, 22MM, ROUND, METAL, SHINY, GREEN, FLAT BUTTON, LATCHING, PUSH TO UNLATCH | 10.91
3SU1050-0AA40-0AA0-ZY19 | PUSHBUTTON, 22MM, ROUND, METAL, SHINY, GREEN, FLAT BUTTON, LATCHING, PUSH TO UNLATCH, WITH LA | 13.16
3SU1050-0AA50-0AA0-ZX90 | PUSHBUTTON, 22MM, ROUND, METAL, SHINY, BLUE, FLAT BUTTON, LATCHING, PUSH TO UNLATCH, Z = 50X | 11.9
3SU1050-0AA50-0AA0-ZY15 | PUSHBUTTON, 22MM, ROUND, METAL, SHINY, BLUE, FLAT BUTTON, LATCHING, PUSH TO UNLATCH, WITH LAS | 15.07
3SU1050-0AA60-0AA0 | PUSHBUTTON, 22MM, ROUND, METAL, SHINY, WHITE, FLAT BUTTON, LATCHING, PUSH TO UNLATCH | 10.91
3SU1050-0AA60-0AA0-ZY19 | PUSHBUTTON, 22MM, ROUND, METAL, SHINY, WHITE, FLAT BUTTON, LATCHING, PUSH TO UNLATCH, WITH LA | 13.16
3SU1050-0AB10-0AA0-ZX90 | PUSHBUTTON, 22MM, ROUND, METAL, SHINY, BLACK, FLAT BUTTON MOMENTARY CONTACT TYPE, Z = 50X PACK | 5.82
3SU1050-0AB10-0AD0-ZX90 | PUSHBUTTON, 22MM, ROUND, METAL, SHINY, BLACK, INSCRIPTION: O, FLAT BUTTON MOMENTARY CONTACT TY | 6.84
3SU1050-0AB20-0AA0-ZY15 | PUSHBUTTON, 22MM, ROUND, METAL, SHINY, RED, FLAT BUTTON MOMENTARY CONTACT TYPE, WITH LASER INS | 8.99
3SU1050-0AB20-0AD0-ZX90 | PUSHBUTTON, 22MM, ROUND, METAL, SHINY, RED, INSCRIPTION: O, FLAT BUTTON MOMENTARY CONTACT TYPE | 6.84
3SU1050-0AB30-0AA0-ZY12 | PUSHBUTTON, 22MM, ROUND, METAL, SHINY, YELLOW, FLAT BUTTON MOMENTARY CONTACT TYPE, WITH LASER | 8.99
3SU1050-0AB30-0AA0-ZY15 | PUSHBUTTON, 22MM, ROUND, METAL, SHINY, YELLOW, FLAT BUTTON MOMENTARY CONTACT TYPE, WITH LASER | 8.99
3SU1050-0AB40-0AA0-ZY15 | PUSHBUTTON, 22MM, ROUND, METAL, SHINY, GREEN, FLAT BUTTON MOMENTARY CONTACT TYPE, WITH LASER I | 8.99
3SU1050-0AA50-0AA0-ZY12 | PUSHBUTTON, 22MM, ROUND, METAL, SHINY, BLUE, FLAT BUTTON, LATCHING, PUSH TO UNLATCH, WITH LAS | 15.07
3SU1050-0AA50-0AA0-ZY13 | PUSHBUTTON, 22MM, ROUND, METAL, SHINY, BLUE, FLAT BUTTON, LATCHING, PUSH TO UNLATCH, WITH LAS | 15.07
3SU1050-0AB10-0AA0-ZY11 | PUSHBUTTON, 22MM, ROUND, METAL, SHINY, BLACK, FLAT BUTTON MOMENTARY CONTACT TYPE, WITH LASER I | 8.99
3SU1050-0AB10-0AA0-ZY12 | PUSHBUTTON, 22MM, ROUND, METAL, SHINY, BLACK, FLAT BUTTON MOMENTARY CONTACT TYPE, WITH LASER I | 8.99
3SU1050-0AB10-0AA0-ZY13 | PUSHBUTTON, 22MM, ROUND, METAL, SHINY, BLACK, FLAT BUTTON MOMENTARY CONTACT TYPE, WITH LASER I | 8.99
3SU1050-0AB10-0AA0-ZY15 | PUSHBUTTON, 22MM, ROUND, METAL, SHINY, BLACK, FLAT BUTTON MOMENTARY CONTACT TYPE, WITH LASER I | 8.99
3SU1050-0AB20-0AA0-ZX90 | PUSHBUTTON, 22MM, ROUND, METAL, SHINY, RED, FLAT BUTTON MOMENTARY CONTACT TYPE, Z = 50X PACK | 5.82
3SU1050-0AB20-0AA0-ZY10 | PUSHBUTTON, 22MM, ROUND, METAL, SHINY, RED, FLAT BUTTON MOMENTARY CONTACT TYPE, WITH LASER INS | 8.99
3SU1050-0AB20-0AA0-ZY11 | PUSHBUTTON, 22MM, ROUND, METAL, SHINY, RED, FLAT BUTTON MOMENTARY CONTACT TYPE, WITH LASER INS | 8.99
3SU1050-0AB20-0AA0-ZY12 | PUSHBUTTON, 22MM, ROUND, METAL, SHINY, RED, FLAT BUTTON MOMENTARY CONTACT TYPE, WITH LASER INS | 8.99
3SU1050-0AB30-0AA0 | PUSHBUTTON, 22MM, ROUND, METAL, SHINY, YELLOW, FLAT BUTTON MOMENTARY CONTACT TYPE | 5.36
3SU1050-0AB30-0AA0-ZX90 | PUSHBUTTON, 22MM, ROUND, METAL, SHINY, YELLOW, FLAT BUTTON MOMENTARY CONTACT TYPE, Z = 50X PAC | 5.82
3SU1050-0AB30-0AA0-ZY10 | PUSHBUTTON, 22MM, ROUND, METAL, SHINY, YELLOW, FLAT BUTTON MOMENTARY CONTACT TYPE, WITH LASER | 8.99
3SU1050-0AB30-0AA0-ZY11 | PUSHBUTTON, 22MM, ROUND, METAL, SHINY, YELLOW, FLAT BUTTON MOMENTARY CONTACT TYPE, WITH LASER | 8.99
3SU1050-0AB40-0AA0-ZX90 | PUSHBUTTON, 22MM, ROUND, METAL, SHINY, GREEN, FLAT BUTTON MOMENTARY CONTACT TYPE, Z = 50X PACK | 5.82
3SU1050-0AB40-0AA0-ZY10 | PUSHBUTTON, 22MM, ROUND, METAL, SHINY, GREEN, FLAT BUTTON MOMENTARY CONTACT TYPE, WITH LASER I | 8.99
3SU1050-0AB40-0AA0-ZY11 | PUSHBUTTON, 22MM, ROUND, METAL, SHINY, GREEN, FLAT BUTTON MOMENTARY CONTACT TYPE, WITH LASER I | 8.99
3SU1050-0AB40-0AA0-ZY12 | PUSHBUTTON, 22MM, ROUND, METAL, SHINY, GREEN, FLAT BUTTON MOMENTARY CONTACT TYPE, WITH LASER I | 8.99
3SU1050-0AB40-0AC0-ZX90 | PUSHBUTTON, 22MM, ROUND, METAL, SHINY, GREEN, INSCRIPTION: I, FLAT BUTTON MOMENTARY CONTACT TY | 6.84
3SU1050-0AB50-0AA0 | PUSHBUTTON, 22MM, ROUND, METAL, SHINY, BLUE, FLAT BUTTON MOMENTARY CONTACT TYPE | 5.36
3SU1050-0AB50-0AA0-ZX90 | PUSHBUTTON, 22MM, ROUND, METAL, SHINY, BLUE, FLAT BUTTON MOMENTARY CONTACT TYPE, Z = 50X PACK | 5.82
3SU1050-0AB50-0AA0-ZY10 | PUSHBUTTON, 22MM, ROUND, METAL, SHINY, BLUE, FLAT BUTTON MOMENTARY CONTACT TYPE, WITH LASER IN | 8.99
3SU1050-0AB50-0AA0-ZY11 | PUSHBUTTON, 22MM, ROUND, METAL, SHINY, BLUE, FLAT BUTTON MOMENTARY CONTACT TYPE, WITH LASER IN | 8.99
3SU1050-0AB50-0AR0 | PUSHBUTTON, 22MM, ROUND, METAL, SHINY, BLUE, INSCRIPTION: R, FLAT BUTTON MOMENTARY CONTACT TYP | 6.27
3SU1050-0AB50-0AR0-ZX90 | PUSHBUTTON, 22MM, ROUND, METAL, SHINY, BLUE, INSCRIPTION: R, FLAT BUTTON MOMENTARY CONTACT TYP | 6.84
3SU1050-0AB60-0AA0 | PUSHBUTTON, 22MM, ROUND, METAL, SHINY, WHITE, FLAT BUTTON MOMENTARY CONTACT TYPE | 5.36
3SU1050-0AB60-0AA0-ZX90 | PUSHBUTTON, 22MM, ROUND, METAL, SHINY, WHITE, FLAT BUTTON MOMENTARY CONTACT TYPE, Z = 50X PACK | 5.82
3SU1050-0AB60-0AB0 | PUSHBUTTON, 22MM, ROUND, METAL, SHINY, WHITE, WITH SYMBOL: INCHING MODE, FLAT BUTTON MOMENTARY | 6.27
3SU1050-0AB60-0AB0-ZX90 | PUSHBUTTON, 22MM, ROUND, METAL, SHINY, WHITE, WITH SYMBOL: INCHING MODE, FLAT BUTTON MOMENTARY | 6.84
3SU1050-0AB60-0AC0 | PUSHBUTTON, 22MM, ROUND, METAL, SHINY, WHITE, INSCRIPTION: I, FLAT BUTTON MOMENTARY CONTACT TY | 6.27
3SU1031-1AD40-0AA0 | ILLUM. MUSHROOM PUSHBUTTON, 22MM, ROUND, PLASTIC WITH METAL FRONT RING, GREEN, 30MM, MOMENTARY | 19.24
3SU1031-1AD40-0AA0-ZX90 | ILLUM. MUSHROOM PUSHBUTTON, 22MM, ROUND, PLASTIC WITH METAL FRONT RING, GREEN, 30MM, MOMENTARY | 19.24
3SU1031-1AD70-0AA0 | ILLUM. MUSHROOM PUSHBUTTON, 22MM, ROUND, PLASTIC WITH METAL FRONT RING, CLEAR, 30MM, MOMENTARY | 19.24
3SU1031-1AD70-0AA0-ZX90 | ILLUM. MUSHROOM PUSHBUTTON, 22MM, ROUND, PLASTIC WITH METAL FRONT RING, CLEAR, 30MM, MOMENTARY | 19.24
3SU1031-1BA30-0AA0 | ILLUM. MUSHROOM PUSHBUTTON, 22MM, ROUND, PLASTIC WITH METAL FRONT RING, YELLOW, 40MM, LATCHING, | 36.08
3SU1031-1BA30-0AA0-ZX90 | ILLUM. MUSHROOM PUSHBUTTON, 22MM, ROUND, PLASTIC WITH METAL FRONT RING, YELLOW, 40MM, LATCHING, | 36.08
3SU1031-1BD40-0AA0-ZX90 | ILLUM. MUSHROOM PUSHBUTTON, 22MM, ROUND, PLASTIC WITH METAL FRONT RING, GREEN, 40MM, MOMENTARY | 19.24
3SU1050-0AA20-0AA0-ZX90 | PUSHBUTTON, 22MM, ROUND, METAL, SHINY, RED, FLAT BUTTON, LATCHING, PUSH TO UNLATCH, Z = 50X P | 11.9
3SU1050-0AA20-0AA0-ZY10 | PUSHBUTTON, 22MM, ROUND, METAL, SHINY, RED, FLAT BUTTON, LATCHING, PUSH TO UNLATCH, WITH LASE | 15.07
3SU1050-0AA20-0AA0-ZY11 | PUSHBUTTON, 22MM, ROUND, METAL, SHINY, RED, FLAT BUTTON, LATCHING, PUSH TO UNLATCH, WITH LASE | 15.07
3SU1050-0AA20-0AA0-ZY12 | PUSHBUTTON, 22MM, ROUND, METAL, SHINY, RED, FLAT BUTTON, LATCHING, PUSH TO UNLATCH, WITH LASE | 15.07
3SU1050-0AA40-0AA0-ZX90 | PUSHBUTTON, 22MM, ROUND, METAL, SHINY, GREEN, FLAT BUTTON, LATCHING, PUSH TO UNLATCH, Z = 50X | 11.9
3SU1050-0AA40-0AA0-ZY10 | PUSHBUTTON, 22MM, ROUND, METAL, SHINY, GREEN, FLAT BUTTON, LATCHING, PUSH TO UNLATCH, WITH LA | 15.07
3SU1050-0AA40-0AA0-ZY11 | PUSHBUTTON, 22MM, ROUND, METAL, SHINY, GREEN, FLAT BUTTON, LATCHING, PUSH TO UNLATCH, WITH LA | 15.07
3SU1050-0AA40-0AA0-ZY12 | PUSHBUTTON, 22MM, ROUND, METAL, SHINY, GREEN, FLAT BUTTON, LATCHING, PUSH TO UNLATCH, WITH LA | 15.07
3SU1050-0AA40-0AA0-ZY13 | PUSHBUTTON, 22MM, ROUND, METAL, SHINY, GREEN, FLAT BUTTON, LATCHING, PUSH TO UNLATCH, WITH LA | 15.07
3SU1050-0AA60-0AA0-ZY10 | PUSHBUTTON, 22MM, ROUND, METAL, SHINY, WHITE, FLAT BUTTON, LATCHING, PUSH TO UNLATCH, WITH LA | 15.07
3SU1050-0AA60-0AA0-ZY11 | PUSHBUTTON, 22MM, ROUND, METAL, SHINY, WHITE, FLAT BUTTON, LATCHING, PUSH TO UNLATCH, WITH LA | 15.07
3SU1050-0AA60-0AA0-ZY12 | PUSHBUTTON, 22MM, ROUND, METAL, SHINY, WHITE, FLAT BUTTON, LATCHING, PUSH TO UNLATCH, WITH LA | 15.07
3SU1050-0AA60-0AA0-ZY13 | PUSHBUTTON, 22MM, ROUND, METAL, SHINY, WHITE, FLAT BUTTON, LATCHING, PUSH TO UNLATCH, WITH LA | 15.07
3SU1050-0AB60-0AA0-ZY15 | PUSHBUTTON, 22MM, ROUND, METAL, SHINY, WHITE, FLAT BUTTON MOMENTARY CONTACT TYPE, WITH LASER I | 8.99
3SU1050-0AB60-0AA0-ZY19 | PUSHBUTTON, 22MM, ROUND, METAL, SHINY, WHITE, FLAT BUTTON MOMENTARY CONTACT TYPE, WITH LASER I | 7.08
3SU1050-0AB70-0AA0-ZY11 | PUSHBUTTON, 22MM, ROUND, METAL, SHINY, CLEAR, FLAT BUTTON MOMENTARY CONTACT TYPE, WITH LASER I | 8.99
3SU1050-0AB70-0AA0-ZY12 | PUSHBUTTON, 22MM, ROUND, METAL, SHINY, CLEAR, FLAT BUTTON MOMENTARY CONTACT TYPE, WITH LASER I | 8.99
3SU1050-0AB70-0AA0-ZY13 | PUSHBUTTON, 22MM, ROUND, METAL, SHINY, CLEAR, FLAT BUTTON MOMENTARY CONTACT TYPE, WITH LASER I | 8.99
3SU1050-0AB70-0AA0-ZY15 | PUSHBUTTON, 22MM, ROUND, METAL, SHINY, CLEAR, FLAT BUTTON MOMENTARY CONTACT TYPE, WITH LASER I | 8.99
3SU1050-0BA20-0AA0-ZY12 | PUSHBUTTON, 22MM, ROUND, METAL, SHINY, RED, RAISED BUTTON, LATCHING, PUSH TO UNLATCH, WITH LA | 24.5
3SU1050-0BA20-0AA0-ZY13 | PUSHBUTTON, 22MM, ROUND, METAL, SHINY, RED, RAISED BUTTON, LATCHING, PUSH TO UNLATCH, WITH LA | 24.5
3SU1050-0BA20-0AA0-ZY15 | PUSHBUTTON, 22MM, ROUND, METAL, SHINY, RED, RAISED BUTTON, LATCHING, PUSH TO UNLATCH, WITH LA | 24.5
3SU1050-0AA20-0AA0-ZY15 | PUSHBUTTON, 22MM, ROUND, METAL, SHINY, RED, FLAT BUTTON, LATCHING, PUSH TO UNLATCH, WITH LASE | 15.07
3SU1050-0AA30-0AA0 | PUSHBUTTON, 22MM, ROUND, METAL, SHINY, YELLOW, FLAT BUTTON, LATCHING, PUSH TO UNLATCH | 10.91
3SU1050-0AA30-0AA0-ZY13 | PUSHBUTTON, 22MM, ROUND, METAL, SHINY, YELLOW, FLAT BUTTON, LATCHING, PUSH TO UNLATCH, WITH L | 15.07
3SU1050-0AA30-0AA0-ZY19 | PUSHBUTTON, 22MM, ROUND, METAL, SHINY, YELLOW, FLAT BUTTON, LATCHING, PUSH TO UNLATCH, WITH L | 13.16
3SU1050-0AA40-0AA0-ZY15 | PUSHBUTTON, 22MM, ROUND, METAL, SHINY, GREEN, FLAT BUTTON, LATCHING, PUSH TO UNLATCH, WITH LA | 15.07
3SU1050-0AA50-0AA0 | PUSHBUTTON, 22MM, ROUND, METAL, SHINY, BLUE, FLAT BUTTON, LATCHING, PUSH TO UNLATCH | 10.91
3SU1050-0AA50-0AA0-ZY19 | PUSHBUTTON, 22MM, ROUND, METAL, SHINY, BLUE, FLAT BUTTON, LATCHING, PUSH TO UNLATCH, WITH LAS | 13.16
3SU1050-0AA60-0AA0-ZX90 | PUSHBUTTON, 22MM, ROUND, METAL, SHINY, WHITE, FLAT BUTTON, LATCHING, PUSH TO UNLATCH, Z = 50X | 11.9
3SU1050-0AA60-0AA0-ZY15 | PUSHBUTTON, 22MM, ROUND, METAL, SHINY, WHITE, FLAT BUTTON, LATCHING, PUSH TO UNLATCH, WITH LA | 15.07
3SU1050-0AB10-0AA0 | PUSHBUTTON, 22MM, ROUND, METAL, SHINY, BLACK, FLAT BUTTON MOMENTARY CONTACT TYPE | 5.36
3SU1050-0AB10-0AA0-ZY10 | PUSHBUTTON, 22MM, ROUND, METAL, SHINY, BLACK, FLAT BUTTON MOMENTARY CONTACT TYPE, WITH LASER I | 8.99
3SU1050-0AB10-0AA0-ZY19 | PUSHBUTTON, 22MM, ROUND, METAL, SHINY, BLACK, FLAT BUTTON MOMENTARY CONTACT TYPE, WITH LASER I | 7.08
3SU1050-0AB10-0AD0 | PUSHBUTTON, 22MM, ROUND, METAL, SHINY, BLACK, INSCRIPTION: O, FLAT BUTTON MOMENTARY CONTACT TY | 6.27
3SU1050-0AB20-0AA0 | PUSHBUTTON, 22MM, ROUND, METAL, SHINY, RED, FLAT BUTTON MOMENTARY CONTACT TYPE | 5.36
3SU1050-0AB20-0AA0-ZY13 | PUSHBUTTON, 22MM, ROUND, METAL, SHINY, RED, FLAT BUTTON MOMENTARY CONTACT TYPE, WITH LASER INS | 8.99
3SU1050-0AB20-0AA0-ZY19 | PUSHBUTTON, 22MM, ROUND, METAL, SHINY, RED, FLAT BUTTON MOMENTARY CONTACT TYPE, WITH LASER INS | 7.08
3SU1050-0AB20-0AD0 | PUSHBUTTON, 22MM, ROUND, METAL, SHINY, RED, INSCRIPTION: O, FLAT BUTTON MOMENTARY CONTACT TYPE | 6.27
3SU1050-0AB30-0AA0-ZY13 | PUSHBUTTON, 22MM, ROUND, METAL, SHINY, YELLOW, FLAT BUTTON MOMENTARY CONTACT TYPE, WITH LASER | 8.99
3SU1050-0AB30-0AA0-ZY19 | PUSHBUTTON, 22MM, ROUND, METAL, SHINY, YELLOW, FLAT BUTTON MOMENTARY CONTACT TYPE, WITH LASER | 7.08
3SU1050-0AB40-0AA0 | PUSHBUTTON, 22MM, ROUND, METAL, SHINY, GREEN, FLAT BUTTON MOMENTARY CONTACT TYPE | 5.36
3SU1050-0AB40-0AA0-ZY13 | PUSHBUTTON, 22MM, ROUND, METAL, SHINY, GREEN, FLAT BUTTON MOMENTARY CONTACT TYPE, WITH LASER I | 8.99
3SU1050-0AB40-0AA0-ZY19 | PUSHBUTTON, 22MM, ROUND, METAL, SHINY, GREEN, FLAT BUTTON MOMENTARY CONTACT TYPE, WITH LASER I | 7.08
3SU1050-0AB40-0AC0 | PUSHBUTTON, 22MM, ROUND, METAL, SHINY, GREEN, INSCRIPTION: I, FLAT BUTTON MOMENTARY CONTACT TY | 6.27
3SU1050-0AB50-0AA0-ZY13 | PUSHBUTTON, 22MM, ROUND, METAL, SHINY, BLUE, FLAT BUTTON MOMENTARY CONTACT TYPE, WITH LASER IN | 8.99
3SU1050-0AB50-0AA0-ZY19 | PUSHBUTTON, 22MM, ROUND, METAL, SHINY, BLUE, FLAT BUTTON MOMENTARY CONTACT TYPE, WITH LASER IN | 7.08
3SU1050-0AB60-0AA0-ZY11 | PUSHBUTTON, 22MM, ROUND, METAL, SHINY, WHITE, FLAT BUTTON MOMENTARY CONTACT TYPE, WITH LASER I | 8.99
3SU1050-0AB60-0AA0-ZY13 | PUSHBUTTON, 22MM, ROUND, METAL, SHINY, WHITE, FLAT BUTTON MOMENTARY CONTACT TYPE, WITH LASER I | 8.99
3SU1050-0AB60-0AC0-ZX90 | PUSHBUTTON, 22MM, ROUND, METAL, SHINY, WHITE, INSCRIPTION: I, FLAT BUTTON MOMENTARY CONTACT TY | 6.84
3SU1050-0AB70-0AA0-ZX90 | PUSHBUTTON, 22MM, ROUND, METAL, SHINY, CLEAR, FLAT BUTTON MOMENTARY CONTACT TYPE, Z = 50X PACK | 5.82
3SU1050-0AB80-0AA0 | PUSHBUTTON, 22MM, ROUND, METAL, SHINY, GRAY, FLAT BUTTON MOMENTARY CONTACT TYPE | 5.36
3SU1050-0BA20-0AA0-ZY19 | PUSHBUTTON, 22MM, ROUND, METAL, SHINY, RED, RAISED BUTTON, LATCHING, PUSH TO UNLATCH, WITH LA | 22.59
3SU1050-0BB20-0AA0-ZY13 | PUSHBUTTON, 22MM, ROUND, METAL, SHINY, RED, RAISED BUTTON MOMENTARY CONTACT TYPE, WITH LASER I | 10.83
3SU1050-0BB20-0AA0-ZY15 | PUSHBUTTON, 22MM, ROUND, METAL, SHINY, RED, RAISED BUTTON MOMENTARY CONTACT TYPE, WITH LASER I | 10.83
3SU1050-4HF01-0AA0-ZY11 | O.M.R. KEY-OPERATED SWITCH, 22MM, ROUND, METAL, SHINY, LOCK NO. 73034, BLACK, WITH 2 KEYS, 2 SW | 42.74
3SU1050-4HF01-0AA0-ZY12 | O.M.R. KEY-OPERATED SWITCH, 22MM, ROUND, METAL, SHINY, LOCK NO. 73034, BLACK, WITH 2 KEYS, 2 SW | 42.74
3SU1050-4HF21-0AA0-ZX90 | O.M.R. KEY-OPERATED SWITCH, 22MM, ROUND, METAL, SHINY, LOCK NO. 73034, BLACK, WITH 2 KEYS, 2 SW | 39.56
3SU1050-4HF21-0AA0-ZY10 | O.M.R. KEY-OPERATED SWITCH, 22MM, ROUND, METAL, SHINY, LOCK NO. 73034, BLACK, WITH 2 KEYS, 2 SW | 42.74
3SU1050-4HF21-0AA0-ZY11 | O.M.R. KEY-OPERATED SWITCH, 22MM, ROUND, METAL, SHINY, LOCK NO. 73034, BLACK, WITH 2 KEYS, 2 SW | 42.74
3SU1050-4HF21-0AA0-ZY12 | O.M.R. KEY-OPERATED SWITCH, 22MM, ROUND, METAL, SHINY, LOCK NO. 73034, BLACK, WITH 2 KEYS, 2 SW | 42.74
3SU1050-5LC01-0AA0-ZX90 | CES KEY-OPERATED SWITCH, 22MM, ROUND, METAL, SHINY, LOCK NO. STGH10, WITH 2 KEYS, 2 SWITCH POSI | 106.98
3SU1050-5LC01-0AA0-ZY10 | CES KEY-OPERATED SWITCH, 22MM, ROUND, METAL, SHINY, LOCK NO. STGH10, WITH 2 KEYS, 2 SWITCH POSI | 110.14
3SU1050-5LC01-0AA0-ZY11 | CES KEY-OPERATED SWITCH, 22MM, ROUND, METAL, SHINY, LOCK NO. STGH10, WITH 2 KEYS, 2 SWITCH POSI | 110.14
3SU1050-5LC01-0AA0-ZY12 | CES KEY-OPERATED SWITCH, 22MM, ROUND, METAL, SHINY, LOCK NO. STGH10, WITH 2 KEYS, 2 SWITCH POSI | 110.14
3SU1050-5LM01-0AA0-ZY10 | CES KEY-OPERATED SWITCH, 22MM, ROUND, METAL, SHINY, LOCK NO. STGH10, WITH 2 KEYS, 3 SWITCH POSI | 107.61
3SU1050-5LM01-0AA0-ZY11 | CES KEY-OPERATED SWITCH, 22MM, ROUND, METAL, SHINY, LOCK NO. STGH10, WITH 2 KEYS, 3 SWITCH POSI | 107.61
3SU1050-5LM01-0AA0-ZY12 | CES KEY-OPERATED SWITCH, 22MM, ROUND, METAL, SHINY, LOCK NO. STGH10, WITH 2 KEYS, 3 SWITCH POSI | 107.61
3SU1050-5PC01-0AA0-ZY01 | BKS KEY-OPERATED SWITCH, 22MM, ROUND, METAL, SHINY, SPECIAL LOCK, WITH 2 KEYS, 2 SWITCH POSITIO | 126.61
3SU1050-5PC01-0AA0-ZY10 | BKS KEY-OPERATED SWITCH, 22MM, ROUND, METAL, SHINY, LOCK NO. S1, WITH 2 KEYS, 2 SWITCH POSITION | 98.12
3SU1050-5PC01-0AA0-ZY11 | BKS KEY-OPERATED SWITCH, 22MM, ROUND, METAL, SHINY, LOCK NO. S1, WITH 2 KEYS, 2 SWITCH POSITION | 98.12
3SU1050-5PC01-0AA0-ZY12 | BKS KEY-OPERATED SWITCH, 22MM, ROUND, METAL, SHINY, LOCK NO. S1, WITH 2 KEYS, 2 SWITCH POSITION | 98.12
3SU1050-5PF01-0AA0-ZY19 | BKS KEY-OPERATED SWITCH, 22MM, ROUND, METAL, SHINY, LOCK NO. S1, WITH 2 KEYS, 2 SWITCH POSITION | 96.22
3SU1050-5PF11-0AA0 | BKS KEY-OPERATED SWITCH, 22MM, ROUND, METAL, SHINY, LOCK NO. S1, WITH 2 KEYS, 2 SWITCH POSITION | 87.18
3SU1050-5PF11-0AA0-ZX90 | BKS KEY-OPERATED SWITCH, 22MM, ROUND, METAL, SHINY, LOCK NO. S1, WITH 2 KEYS, 2 SWITCH POSITION | 94.96
3SU1050-5PF11-0AA0-ZY01 | BKS KEY-OPERATED SWITCH, 22MM, ROUND, METAL, SHINY, SPECIAL LOCK, WITH 2 KEYS, 2 SWITCH POSITIO | 126.61
3SU1050-5PF21-0AA0-ZY12 | BKS KEY-OPERATED SWITCH, 22MM, ROUND, METAL, SHINY, LOCK NO. S1, WITH 2 KEYS, 2 SWITCH POSITION | 98.12
3SU1050-5PF21-0AA0-ZY15 | BKS KEY-OPERATED SWITCH, 22MM, ROUND, METAL, SHINY, LOCK NO. S1, WITH 2 KEYS, 2 SWITCH POSITION | 98.12
3SU1050-5PF21-0AA0-ZY19 | BKS KEY-OPERATED SWITCH, 22MM, ROUND, METAL, SHINY, LOCK NO. S1, WITH 2 KEYS, 2 SWITCH POSITION | 96.22
3SU1050-5PL11-0AA0-ZY10 | BKS KEY-OPERATED SWITCH, 22MM, ROUND, METAL, SHINY, LOCK NO. S1, WITH 2 KEYS, 3 SWITCH POSITION | 92.43
3SU1050-5PL11-0AA0-ZY11 | BKS KEY-OPERATED SWITCH, 22MM, ROUND, METAL, SHINY, LOCK NO. S1, WITH 2 KEYS, 3 SWITCH POSITION | 92.43
3SU1050-0AB50-0AA0-ZY12 | PUSHBUTTON, 22MM, ROUND, METAL, SHINY, BLUE, FLAT BUTTON MOMENTARY CONTACT TYPE, WITH LASER IN | 8.99
3SU1050-0AB50-0AA0-ZY15 | PUSHBUTTON, 22MM, ROUND, METAL, SHINY, BLUE, FLAT BUTTON MOMENTARY CONTACT TYPE, WITH LASER IN | 8.99
3SU1050-0AB60-0AA0-ZY10 | PUSHBUTTON, 22MM, ROUND, METAL, SHINY, WHITE, FLAT BUTTON MOMENTARY CONTACT TYPE, WITH LASER I | 8.99
3SU1050-0AB60-0AA0-ZY12 | PUSHBUTTON, 22MM, ROUND, METAL, SHINY, WHITE, FLAT BUTTON MOMENTARY CONTACT TYPE, WITH LASER I | 8.99
3SU1050-0AB70-0AA0 | PUSHBUTTON, 22MM, ROUND, METAL, SHINY, CLEAR, FLAT BUTTON MOMENTARY CONTACT TYPE | 5.36
3SU1050-0AB70-0AA0-ZY10 | PUSHBUTTON, 22MM, ROUND, METAL, SHINY, CLEAR, FLAT BUTTON MOMENTARY CONTACT TYPE, WITH LASER I | 8.99
3SU1050-0AB70-0AA0-ZY19 | PUSHBUTTON, 22MM, ROUND, METAL, SHINY, CLEAR, FLAT BUTTON MOMENTARY CONTACT TYPE, WITH LASER I | 7.08
3SU1050-0AB80-0AA0-ZX90 | PUSHBUTTON, 22MM, ROUND, METAL, SHINY, GRAY, FLAT BUTTON MOMENTARY CONTACT TYPE, Z = 50X PACK | 5.82
3SU1050-0BA20-0AA0 | PUSHBUTTON, 22MM, ROUND, METAL, SHINY, RED, RAISED BUTTON, LATCHING, PUSH TO UNLATCH | 19.58
3SU1050-0BA20-0AA0-ZY10 | PUSHBUTTON, 22MM, ROUND, METAL, SHINY, RED, RAISED BUTTON, LATCHING, PUSH TO UNLATCH, WITH LA | 24.5
3SU1050-0BB10-0AA0-ZX90 | PUSHBUTTON, 22MM, ROUND, METAL, SHINY, BLACK, RAISED BUTTON MOMENTARY CONTACT TYPE, Z = 50X PA | 7.67
3SU1050-0BB10-0AA0-ZY11 | PUSHBUTTON, 22MM, ROUND, METAL, SHINY, BLACK, RAISED BUTTON MOMENTARY CONTACT TYPE, WITH LASER | 10.83
3SU1050-0BB20-0AA0 | PUSHBUTTON, 22MM, ROUND, METAL, SHINY, RED, RAISED BUTTON MOMENTARY CONTACT TYPE | 7.05
3SU1050-0BB20-0AA0-ZY10 | PUSHBUTTON, 22MM, ROUND, METAL, SHINY, RED, RAISED BUTTON MOMENTARY CONTACT TYPE, WITH LASER I | 10.83
3SU1050-0BB20-0AA0-ZY12 | PUSHBUTTON, 22MM, ROUND, METAL, SHINY, RED, RAISED BUTTON MOMENTARY CONTACT TYPE, WITH LASER I | 10.83
3SU1050-4HF01-0AA0-ZY19 | O.M.R. KEY-OPERATED SWITCH, 22MM, ROUND, METAL, SHINY, LOCK NO. 73034, BLACK, WITH 2 KEYS, 2 SW | 40.82
3SU1050-4HF11-0AA0-ZY15 | O.M.R. KEY-OPERATED SWITCH, 22MM, ROUND, METAL, SHINY, LOCK NO. 73034, BLACK, WITH 2 KEYS, 2 SW | 42.74
3SU1050-4HF21-0AA0 | O.M.R. KEY-OPERATED SWITCH, 22MM, ROUND, METAL, SHINY, LOCK NO. 73034, BLACK, WITH 2 KEYS, 2 SW | 36.32
3SU1050-4HF21-0AA0-ZY19 | O.M.R. KEY-OPERATED SWITCH, 22MM, ROUND, METAL, SHINY, LOCK NO. 73034, BLACK, WITH 2 KEYS, 2 SW | 40.82
3SU1050-5KF01-0AA0 | CES KEY-OPERATED SWITCH, 22MM, ROUND, METAL, SHINY, LOCK NO. VL5, WITH 2 KEYS, 2 SWITCH POSITIO | 99.38
3SU1050-5KF01-0AA0-ZY19 | CES KEY-OPERATED SWITCH, 22MM, ROUND, METAL, SHINY, LOCK NO. VL5, WITH 2 KEYS, 2 SWITCH POSITIO | 109.51
3SU1050-5LC01-0AA0-ZY15 | CES KEY-OPERATED SWITCH, 22MM, ROUND, METAL, SHINY, LOCK NO. STGH10, WITH 2 KEYS, 2 SWITCH POSI | 110.14
3SU1050-5LF11-0AA0 | CES KEY-OPERATED SWITCH, 22MM, ROUND, METAL, SHINY, LOCK NO. STGH10, WITH 2 KEYS, 2 SWITCH POSI | 94.16
3SU1050-5LF11-0AA0-ZY19 | CES KEY-OPERATED SWITCH, 22MM, ROUND, METAL, SHINY, LOCK NO. STGH10, WITH 2 KEYS, 2 SWITCH POSI | 103.82
3SU1050-5LM01-0AA0-ZX90 | CES KEY-OPERATED SWITCH, 22MM, ROUND, METAL, SHINY, LOCK NO. STGH10, WITH 2 KEYS, 3 SWITCH POSI | 104.45
3SU1050-5LM01-0AA0-ZY15 | CES KEY-OPERATED SWITCH, 22MM, ROUND, METAL, SHINY, LOCK NO. STGH10, WITH 2 KEYS, 3 SWITCH POSI | 107.61
3SU1050-5LN51-0AA0 | CES KEY-OPERATED SWITCH, 22MM, ROUND, METAL, SHINY, LOCK NO. STGH10, WITH 2 KEYS, 3 SWITCH POSI | 95.91
3SU1050-5LN51-0AA0-ZY19 | CES KEY-OPERATED SWITCH, 22MM, ROUND, METAL, SHINY, LOCK NO. STGH10, WITH 2 KEYS, 3 SWITCH POSI | 105.72
3SU1050-5PC01-0AA0-ZX90 | BKS KEY-OPERATED SWITCH, 22MM, ROUND, METAL, SHINY, LOCK NO. S1, WITH 2 KEYS, 2 SWITCH POSITION | 94.96
3SU1050-5PC01-0AA0-ZY15 | BKS KEY-OPERATED SWITCH, 22MM, ROUND, METAL, SHINY, LOCK NO. S1, WITH 2 KEYS, 2 SWITCH POSITION | 98.12
3SU1050-0AB80-0AA0-ZY10 | PUSHBUTTON, 22MM, ROUND, METAL, SHINY, GRAY, FLAT BUTTON MOMENTARY CONTACT TYPE, WITH LASER IN | 8.99
3SU1050-0BA20-0AA0-ZX90 | PUSHBUTTON, 22MM, ROUND, METAL, SHINY, RED, RAISED BUTTON, LATCHING, PUSH TO UNLATCH, Z = 50X | 21.33
3SU1050-0BA20-0AA0-ZY11 | PUSHBUTTON, 22MM, ROUND, METAL, SHINY, RED, RAISED BUTTON, LATCHING, PUSH TO UNLATCH, WITH LA | 24.5
3SU1050-0BB10-0AA0 | PUSHBUTTON, 22MM, ROUND, METAL, SHINY, BLACK, RAISED BUTTON MOMENTARY CONTACT TYPE | 7.05
3SU1050-0BB10-0AA0-ZY10 | PUSHBUTTON, 22MM, ROUND, METAL, SHINY, BLACK, RAISED BUTTON MOMENTARY CONTACT TYPE, WITH LASER | 10.83
3SU1050-0BB20-0AA0-ZX90 | PUSHBUTTON, 22MM, ROUND, METAL, SHINY, RED, RAISED BUTTON MOMENTARY CONTACT TYPE, Z = 50X PACK | 7.67
3SU1050-0BB20-0AA0-ZY11 | PUSHBUTTON, 22MM, ROUND, METAL, SHINY, RED, RAISED BUTTON MOMENTARY CONTACT TYPE, WITH LASER I | 10.83
3SU1050-4HF01-0AA0-ZY15 | O.M.R. KEY-OPERATED SWITCH, 22MM, ROUND, METAL, SHINY, LOCK NO. 73034, BLACK, WITH 2 KEYS, 2 SW | 42.74
3SU1050-4HF11-0AA0 | O.M.R. KEY-OPERATED SWITCH, 22MM, ROUND, METAL, SHINY, LOCK NO. 73034, BLACK, WITH 2 KEYS, 2 SW | 36.32
3SU1050-4HF11-0AA0-ZY19 | O.M.R. KEY-OPERATED SWITCH, 22MM, ROUND, METAL, SHINY, LOCK NO. 73034, BLACK, WITH 2 KEYS, 2 SW | 40.82
3SU1050-4HF21-0AA0-ZY15 | O.M.R. KEY-OPERATED SWITCH, 22MM, ROUND, METAL, SHINY, LOCK NO. 73034, BLACK, WITH 2 KEYS, 2 SW | 42.74
3SU1050-4HL01-0AA0 | O.M.R. KEY-OPERATED SWITCH, 22MM, ROUND, METAL, SHINY, LOCK NO. 73034, BLACK, WITH 2 KEYS, 3 SW | 36.32
3SU1050-5KF01-0AA0-ZY15 | CES KEY-OPERATED SWITCH, 22MM, ROUND, METAL, SHINY, LOCK NO. VL5, WITH 2 KEYS, 2 SWITCH POSITIO | 111.42
3SU1050-5LC01-0AA0 | CES KEY-OPERATED SWITCH, 22MM, ROUND, METAL, SHINY, LOCK NO. STGH10, WITH 2 KEYS, 2 SWITCH POSI | 98.23
3SU1050-5LC01-0AA0-ZY19 | CES KEY-OPERATED SWITCH, 22MM, ROUND, METAL, SHINY, LOCK NO. STGH10, WITH 2 KEYS, 2 SWITCH POSI | 108.24
3SU1050-5LF11-0AA0-ZY15 | CES KEY-OPERATED SWITCH, 22MM, ROUND, METAL, SHINY, LOCK NO. STGH10, WITH 2 KEYS, 2 SWITCH POSI | 105.72
3SU1050-5LM01-0AA0 | CES KEY-OPERATED SWITCH, 22MM, ROUND, METAL, SHINY, LOCK NO. STGH10, WITH 2 KEYS, 3 SWITCH POSI | 95.91
3SU1050-5LM01-0AA0-ZY19 | CES KEY-OPERATED SWITCH, 22MM, ROUND, METAL, SHINY, LOCK NO. STGH10, WITH 2 KEYS, 3 SWITCH POSI | 105.72
3SU1050-5LN51-0AA0-ZX90 | CES KEY-OPERATED SWITCH, 22MM, ROUND, METAL, SHINY, LOCK NO. STGH10, WITH 2 KEYS, 3 SWITCH POSI | 104.45
3SU1050-5LN51-0AA0-ZY15 | CES KEY-OPERATED SWITCH, 22MM, ROUND, METAL, SHINY, LOCK NO. STGH10, WITH 2 KEYS, 3 SWITCH POSI | 107.61
3SU1050-5PC01-0AA0 | BKS KEY-OPERATED SWITCH, 22MM, ROUND, METAL, SHINY, LOCK NO. S1, WITH 2 KEYS, 2 SWITCH POSITION | 87.18
3SU1050-5PC01-0AA0-ZY19 | BKS KEY-OPERATED SWITCH, 22MM, ROUND, METAL, SHINY, LOCK NO. S1, WITH 2 KEYS, 2 SWITCH POSITION | 96.22
3SU1050-5PF01-0AA0-ZY12 | BKS KEY-OPERATED SWITCH, 22MM, ROUND, METAL, SHINY, LOCK NO. S1, WITH 2 KEYS, 2 SWITCH POSITION | 98.12
3SU1050-5PF01-0AA0-ZY15 | BKS KEY-OPERATED SWITCH, 22MM, ROUND, METAL, SHINY, LOCK NO. S1, WITH 2 KEYS, 2 SWITCH POSITION | 98.12
3SU1050-5PF11-0AA0-ZY11 | BKS KEY-OPERATED SWITCH, 22MM, ROUND, METAL, SHINY, LOCK NO. S1, WITH 2 KEYS, 2 SWITCH POSITION | 98.12
3SU1050-5PF21-0AA0-ZY01 | BKS KEY-OPERATED SWITCH, 22MM, ROUND, METAL, SHINY, SPECIAL LOCK, WITH 2 KEYS, 2 SWITCH POSITIO | 126.61
3SU1050-5PF21-0AA0-ZY10 | BKS KEY-OPERATED SWITCH, 22MM, ROUND, METAL, SHINY, LOCK NO. S1, WITH 2 KEYS, 2 SWITCH POSITION | 98.12
3SU1050-5PL01-0AA0-ZX90 | BKS KEY-OPERATED SWITCH, 22MM, ROUND, METAL, SHINY, LOCK NO. S1, WITH 2 KEYS, 3 SWITCH POSITION | 89.25
3SU1050-5PL01-0AA0-ZY15 | BKS KEY-OPERATED SWITCH, 22MM, ROUND, METAL, SHINY, LOCK NO. S1, WITH 2 KEYS, 3 SWITCH POSITION | 92.43
3SU1050-0AB80-0AA0-ZY11 | PUSHBUTTON, 22MM, ROUND, METAL, SHINY, GRAY, FLAT BUTTON MOMENTARY CONTACT TYPE, WITH LASER IN | 8.99
3SU1050-0AB80-0AA0-ZY12 | PUSHBUTTON, 22MM, ROUND, METAL, SHINY, GRAY, FLAT BUTTON MOMENTARY CONTACT TYPE, WITH LASER IN | 8.99
3SU1050-0AB80-0AA0-ZY13 | PUSHBUTTON, 22MM, ROUND, METAL, SHINY, GRAY, FLAT BUTTON MOMENTARY CONTACT TYPE, WITH LASER IN | 8.99
3SU1050-0AB80-0AA0-ZY15 | PUSHBUTTON, 22MM, ROUND, METAL, SHINY, GRAY, FLAT BUTTON MOMENTARY CONTACT TYPE, WITH LASER IN | 8.99
3SU1050-0AB80-0AA0-ZY19 | PUSHBUTTON, 22MM, ROUND, METAL, SHINY, GRAY, FLAT BUTTON MOMENTARY CONTACT TYPE, WITH LASER IN | 7.08
3SU1050-0BB10-0AA0-ZY12 | PUSHBUTTON, 22MM, ROUND, METAL, SHINY, BLACK, RAISED BUTTON MOMENTARY CONTACT TYPE, WITH LASER | 10.83
3SU1050-0BB10-0AA0-ZY13 | PUSHBUTTON, 22MM, ROUND, METAL, SHINY, BLACK, RAISED BUTTON MOMENTARY CONTACT TYPE, WITH LASER | 10.83
3SU1050-0BB10-0AA0-ZY15 | PUSHBUTTON, 22MM, ROUND, METAL, SHINY, BLACK, RAISED BUTTON MOMENTARY CONTACT TYPE, WITH LASER | 10.83
3SU1050-0BB10-0AA0-ZY19 | PUSHBUTTON, 22MM, ROUND, METAL, SHINY, BLACK, RAISED BUTTON MOMENTARY CONTACT TYPE, WITH LASER | 8.93
3SU1050-4HF11-0AA0-ZX90 | O.M.R. KEY-OPERATED SWITCH, 22MM, ROUND, METAL, SHINY, LOCK NO. 73034, BLACK, WITH 2 KEYS, 2 SW | 39.56
3SU1050-4HF11-0AA0-ZY10 | O.M.R. KEY-OPERATED SWITCH, 22MM, ROUND, METAL, SHINY, LOCK NO. 73034, BLACK, WITH 2 KEYS, 2 SW | 42.74
3SU1050-4HF11-0AA0-ZY11 | O.M.R. KEY-OPERATED SWITCH, 22MM, ROUND, METAL, SHINY, LOCK NO. 73034, BLACK, WITH 2 KEYS, 2 SW | 42.74
3SU1050-4HF11-0AA0-ZY12 | O.M.R. KEY-OPERATED SWITCH, 22MM, ROUND, METAL, SHINY, LOCK NO. 73034, BLACK, WITH 2 KEYS, 2 SW | 42.74
3SU1050-5KF01-0AA0-ZX90 | CES KEY-OPERATED SWITCH, 22MM, ROUND, METAL, SHINY, LOCK NO. VL5, WITH 2 KEYS, 2 SWITCH POSITIO | 108.24
3SU1050-5KF01-0AA0-ZY10 | CES KEY-OPERATED SWITCH, 22MM, ROUND, METAL, SHINY, LOCK NO. VL5, WITH 2 KEYS, 2 SWITCH POSITIO | 111.42
3SU1050-5KF01-0AA0-ZY11 | CES KEY-OPERATED SWITCH, 22MM, ROUND, METAL, SHINY, LOCK NO. VL5, WITH 2 KEYS, 2 SWITCH POSITIO | 111.42
3SU1050-5KF01-0AA0-ZY12 | CES KEY-OPERATED SWITCH, 22MM, ROUND, METAL, SHINY, LOCK NO. VL5, WITH 2 KEYS, 2 SWITCH POSITIO | 111.42
3SU1050-5LF11-0AA0-ZX90 | CES KEY-OPERATED SWITCH, 22MM, ROUND, METAL, SHINY, LOCK NO. STGH10, WITH 2 KEYS, 2 SWITCH POSI | 102.56
3SU1050-5LF11-0AA0-ZY10 | CES KEY-OPERATED SWITCH, 22MM, ROUND, METAL, SHINY, LOCK NO. STGH10, WITH 2 KEYS, 2 SWITCH POSI | 105.72
3SU1050-5LF11-0AA0-ZY11 | CES KEY-OPERATED SWITCH, 22MM, ROUND, METAL, SHINY, LOCK NO. STGH10, WITH 2 KEYS, 2 SWITCH POSI | 105.72
3SU1050-5LF11-0AA0-ZY12 | CES KEY-OPERATED SWITCH, 22MM, ROUND, METAL, SHINY, LOCK NO. STGH10, WITH 2 KEYS, 2 SWITCH POSI | 105.72
3SU1050-5LN51-0AA0-ZY10 | CES KEY-OPERATED SWITCH, 22MM, ROUND, METAL, SHINY, LOCK NO. STGH10, WITH 2 KEYS, 3 SWITCH POSI | 107.61
3SU1050-5LN51-0AA0-ZY11 | CES KEY-OPERATED SWITCH, 22MM, ROUND, METAL, SHINY, LOCK NO. STGH10, WITH 2 KEYS, 3 SWITCH POSI | 107.61
3SU1050-5LN51-0AA0-ZY12 | CES KEY-OPERATED SWITCH, 22MM, ROUND, METAL, SHINY, LOCK NO. STGH10, WITH 2 KEYS, 3 SWITCH POSI | 107.61
3SU1050-5PF01-0AA0-ZX90 | BKS KEY-OPERATED SWITCH, 22MM, ROUND, METAL, SHINY, LOCK NO. S1, WITH 2 KEYS, 2 SWITCH POSITION | 94.96
3SU1050-5PF01-0AA0-ZY01 | BKS KEY-OPERATED SWITCH, 22MM, ROUND, METAL, SHINY, SPECIAL LOCK, WITH 2 KEYS, 2 SWITCH POSITIO | 126.61
3SU1050-5PF01-0AA0-ZY10 | BKS KEY-OPERATED SWITCH, 22MM, ROUND, METAL, SHINY, LOCK NO. S1, WITH 2 KEYS, 2 SWITCH POSITION | 98.12
3SU1050-5PF11-0AA0-ZY15 | BKS KEY-OPERATED SWITCH, 22MM, ROUND, METAL, SHINY, LOCK NO. S1, WITH 2 KEYS, 2 SWITCH POSITION | 98.12
3SU1050-5PF11-0AA0-ZY19 | BKS KEY-OPERATED SWITCH, 22MM, ROUND, METAL, SHINY, LOCK NO. S1, WITH 2 KEYS, 2 SWITCH POSITION | 96.22
3SU1050-5PF01-0AA0 | BKS KEY-OPERATED SWITCH, 22MM, ROUND, METAL, SHINY, LOCK NO. S1, WITH 2 KEYS, 2 SWITCH POSITION | 87.18
3SU1050-5PF01-0AA0-ZY11 | BKS KEY-OPERATED SWITCH, 22MM, ROUND, METAL, SHINY, LOCK NO. S1, WITH 2 KEYS, 2 SWITCH POSITION | 98.12
3SU1050-5PF11-0AA0-ZY10 | BKS KEY-OPERATED SWITCH, 22MM, ROUND, METAL, SHINY, LOCK NO. S1, WITH 2 KEYS, 2 SWITCH POSITION | 98.12
3SU1050-5PF11-0AA0-ZY12 | BKS KEY-OPERATED SWITCH, 22MM, ROUND, METAL, SHINY, LOCK NO. S1, WITH 2 KEYS, 2 SWITCH POSITION | 98.12
3SU1050-5PF21-0AA0-ZY11 | BKS KEY-OPERATED SWITCH, 22MM, ROUND, METAL, SHINY, LOCK NO. S1, WITH 2 KEYS, 2 SWITCH POSITION | 98.12
3SU1050-5PL01-0AA0 | BKS KEY-OPERATED SWITCH, 22MM, ROUND, METAL, SHINY, LOCK NO. S1, WITH 2 KEYS, 3 SWITCH POSITION | 81.96
3SU1050-5PL01-0AA0-ZY01 | BKS KEY-OPERATED SWITCH, 22MM, ROUND, METAL, SHINY, SPECIAL LOCK, WITH 2 KEYS, 3 SWITCH POSITIO | 120.9
3SU1050-5PL01-0AA0-ZY19 | BKS KEY-OPERATED SWITCH, 22MM, ROUND, METAL, SHINY, LOCK NO. S1, WITH 2 KEYS, 3 SWITCH POSITION | 90.53
3SU1050-5PL11-0AA0-ZX90 | BKS KEY-OPERATED SWITCH, 22MM, ROUND, METAL, SHINY, LOCK NO. S1, WITH 2 KEYS, 3 SWITCH POSITION | 89.25
3SU1050-5PL11-0AA0-ZY15 | BKS KEY-OPERATED SWITCH, 22MM, ROUND, METAL, SHINY, LOCK NO. S1, WITH 2 KEYS, 3 SWITCH POSITION | 92.43
3SU1050-5PL21-0AA0 | BKS KEY-OPERATED SWITCH, 22MM, ROUND, METAL, SHINY, LOCK NO. S1, WITH 2 KEYS, 3 SWITCH POSITION | 81.96
3SU1050-5PL21-0AA0-ZY11 | BKS KEY-OPERATED SWITCH, 22MM, ROUND, METAL, SHINY, LOCK NO. S1, WITH 2 KEYS, 3 SWITCH POSITION | 92.43
3SU1050-5PL41-0AA0-ZY10 | BKS KEY-OPERATED SWITCH, 22MM, ROUND, METAL, SHINY, LOCK NO. S1, WITH 2 KEYS, 3 SWITCH POSITION | 92.43
3SU1050-5PL41-0AA0-ZY12 | BKS KEY-OPERATED SWITCH, 22MM, ROUND, METAL, SHINY, LOCK NO. S1, WITH 2 KEYS, 3 SWITCH POSITION | 92.43
3SU1050-5PM01-0AA0-ZY11 | BKS KEY-OPERATED SWITCH, 22MM, ROUND, METAL, SHINY, LOCK NO. S1, WITH 2 KEYS, 3 SWITCH POSITION | 92.43
3SU1050-5PN01-0AA0 | BKS KEY-OPERATED SWITCH, 22MM, ROUND, METAL, SHINY, LOCK NO. S1, WITH 2 KEYS, 3 SWITCH POSITION | 81.96
3SU1050-5PN01-0AA0-ZY01 | BKS KEY-OPERATED SWITCH, 22MM, ROUND, METAL, SHINY, SPECIAL LOCK, WITH 2 KEYS, 3 SWITCH POSITIO | 120.9
3SU1050-5PN01-0AA0-ZY19 | BKS KEY-OPERATED SWITCH, 22MM, ROUND, METAL, SHINY, LOCK NO. S1, WITH 2 KEYS, 3 SWITCH POSITION | 90.53
3SU1050-5PN21-0AA0-ZX90 | BKS KEY-OPERATED SWITCH, 22MM, ROUND, METAL, SHINY, LOCK NO. S1, WITH 2 KEYS, 3 SWITCH POSITION | 89.25
3SU1050-5PN21-0AA0-ZY15 | BKS KEY-OPERATED SWITCH, 22MM, ROUND, METAL, SHINY, LOCK NO. S1, WITH 2 KEYS, 3 SWITCH POSITION | 92.43
3SU1050-5PN51-0AA0 | BKS KEY-OPERATED SWITCH, 22MM, ROUND, METAL, SHINY, LOCK NO. S1, WITH 2 KEYS, 3 SWITCH POSITION | 81.96
3SU1050-5PN51-0AA0-ZY11 | BKS KEY-OPERATED SWITCH, 22MM, ROUND, METAL, SHINY, LOCK NO. S1, WITH 2 KEYS, 3 SWITCH POSITION | 92.43
3SU1050-5PP01-0AA0-ZY10 | BKS KEY-OPERATED SWITCH, 22MM, ROUND, METAL, SHINY, LOCK NO. S1, WITH 2 KEYS, 3 SWITCH POSITION | 92.43
3SU1050-5PP01-0AA0-ZY12 | BKS KEY-OPERATED SWITCH, 22MM, ROUND, METAL, SHINY, LOCK NO. S1, WITH 2 KEYS, 3 SWITCH POSITION | 92.43
3SU1030-5PF21-0AA0 | BKS KEY-OPERATED SWITCH, 22MM, ROUND, PLASTIC WITH METAL FRONT RING, LOCK NO. S1, WITH 2 KEYS, | 133.58
3SU1030-5PF21-0AA0-ZY01 | BKS KEY-OPERATED SWITCH, 22MM, ROUND, PLASTIC WITH METAL FRONT RING, SPECIAL LOCK, WITH 2 KEYS, | 165.23
3SU1030-5PL21-0AA0-ZY01 | BKS KEY-OPERATED SWITCH, 22MM, ROUND, PLASTIC WITH METAL FRONT RING, SPECIAL LOCK, WITH 2 KEYS, | 159.52
3SU1030-5PL31-0AA0-ZX90 | BKS KEY-OPERATED SWITCH, 22MM, ROUND, PLASTIC WITH METAL FRONT RING, LOCK NO. S1, WITH 2 KEYS, | 127.87
3SU1030-5PL41-0AA0 | BKS KEY-OPERATED SWITCH, 22MM, ROUND, PLASTIC WITH METAL FRONT RING, LOCK NO. S1, WITH 2 KEYS, | 127.87
3SU1050-5PL11-0AA0-ZY12 | BKS KEY-OPERATED SWITCH, 22MM, ROUND, METAL, SHINY, LOCK NO. S1, WITH 2 KEYS, 3 SWITCH POSITION | 92.43
3SU1050-5PL21-0AA0-ZY19 | BKS KEY-OPERATED SWITCH, 22MM, ROUND, METAL, SHINY, LOCK NO. S1, WITH 2 KEYS, 3 SWITCH POSITION | 90.53
3SU1050-5PL41-0AA0 | BKS KEY-OPERATED SWITCH, 22MM, ROUND, METAL, SHINY, LOCK NO. S1, WITH 2 KEYS, 3 SWITCH POSITION | 81.96
3SU1050-5PL41-0AA0-ZX90 | BKS KEY-OPERATED SWITCH, 22MM, ROUND, METAL, SHINY, LOCK NO. S1, WITH 2 KEYS, 3 SWITCH POSITION | 89.25
3SU1050-5PL41-0AA0-ZY01 | BKS KEY-OPERATED SWITCH, 22MM, ROUND, METAL, SHINY, SPECIAL LOCK, WITH 2 KEYS, 3 SWITCH POSITIO | 120.9
3SU1050-5PM01-0AA0-ZY12 | BKS KEY-OPERATED SWITCH, 22MM, ROUND, METAL, SHINY, LOCK NO. S1, WITH 2 KEYS, 3 SWITCH POSITION | 92.43
3SU1050-5PM01-0AA0-ZY15 | BKS KEY-OPERATED SWITCH, 22MM, ROUND, METAL, SHINY, LOCK NO. S1, WITH 2 KEYS, 3 SWITCH POSITION | 92.43
3SU1050-5PM01-0AA0-ZY19 | BKS KEY-OPERATED SWITCH, 22MM, ROUND, METAL, SHINY, LOCK NO. S1, WITH 2 KEYS, 3 SWITCH POSITION | 90.53
3SU1050-5PN21-0AA0-ZY10 | BKS KEY-OPERATED SWITCH, 22MM, ROUND, METAL, SHINY, LOCK NO. S1, WITH 2 KEYS, 3 SWITCH POSITION | 92.43
3SU1050-5PN21-0AA0-ZY11 | BKS KEY-OPERATED SWITCH, 22MM, ROUND, METAL, SHINY, LOCK NO. S1, WITH 2 KEYS, 3 SWITCH POSITION | 92.43
3SU1050-5PN21-0AA0-ZY12 | BKS KEY-OPERATED SWITCH, 22MM, ROUND, METAL, SHINY, LOCK NO. S1, WITH 2 KEYS, 3 SWITCH POSITION | 92.43
3SU1050-5PN51-0AA0-ZY19 | BKS KEY-OPERATED SWITCH, 22MM, ROUND, METAL, SHINY, LOCK NO. S1, WITH 2 KEYS, 3 SWITCH POSITION | 90.53
3SU1050-5PP01-0AA0 | BKS KEY-OPERATED SWITCH, 22MM, ROUND, METAL, SHINY, LOCK NO. S1, WITH 2 KEYS, 3 SWITCH POSITION | 81.96
3SU1050-5PP01-0AA0-ZX90 | BKS KEY-OPERATED SWITCH, 22MM, ROUND, METAL, SHINY, LOCK NO. S1, WITH 2 KEYS, 3 SWITCH POSITION | 89.25
3SU1050-5PP01-0AA0-ZY01 | BKS KEY-OPERATED SWITCH, 22MM, ROUND, METAL, SHINY, SPECIAL LOCK, WITH 2 KEYS, 3 SWITCH POSITIO | 120.9
3SU1030-5PL11-0AA0 | BKS KEY-OPERATED SWITCH, 22MM, ROUND, PLASTIC WITH METAL FRONT RING, LOCK NO. S1, WITH 2 KEYS, | 127.87
3SU1030-5PL11-0AA0-ZX90 | BKS KEY-OPERATED SWITCH, 22MM, ROUND, PLASTIC WITH METAL FRONT RING, LOCK NO. S1, WITH 2 KEYS, | 127.87
3SU1030-5PL11-0AA0-ZY01 | BKS KEY-OPERATED SWITCH, 22MM, ROUND, PLASTIC WITH METAL FRONT RING, SPECIAL LOCK, WITH 2 KEYS, | 159.52
3SU1030-5PL31-0AA0 | BKS KEY-OPERATED SWITCH, 22MM, ROUND, PLASTIC WITH METAL FRONT RING, LOCK NO. S1, WITH 2 KEYS, | 127.87
3SU1030-5PN21-0AA0 | BKS KEY-OPERATED SWITCH, 22MM, ROUND, PLASTIC WITH METAL FRONT RING, LOCK NO. S1, WITH 2 KEYS, | 127.87
3SU1030-5PN21-0AA0-ZX90 | BKS KEY-OPERATED SWITCH, 22MM, ROUND, PLASTIC WITH METAL FRONT RING, LOCK NO. S1, WITH 2 KEYS, | 127.87
3SU1030-5PN21-0AA0-ZY01 | BKS KEY-OPERATED SWITCH, 22MM, ROUND, PLASTIC WITH METAL FRONT RING, SPECIAL LOCK, WITH 2 KEYS, | 159.52
3SU1030-5PP01-0AA0 | BKS KEY-OPERATED SWITCH, 22MM, ROUND, PLASTIC WITH METAL FRONT RING, LOCK NO. S1, WITH 2 KEYS, | 127.87
3SU1030-5SF01-0AA0 | BKS KEY-OPERATED SWITCH, 22MM, ROUND, PLASTIC WITH METAL FRONT RING, LOCK NO. E7 (VW), WITHOUT K | 133.58
3SU1030-5TF01-0AA0 | BKS KEY-OPERATED SWITCH, 22MM, ROUND, PLASTIC WITH METAL FRONT RING, LOCK NO. E9 (VW), WITHOUT K | 133.58
3SU1030-5TF01-0AA0-ZX90 | BKS KEY-OPERATED SWITCH, 22MM, ROUND, PLASTIC WITH METAL FRONT RING, LOCK NO. E9 (VW), WITHOUT K | 133.58
3SU1030-5TL11-0AA0 | BKS KEY-OPERATED SWITCH, 22MM, ROUND, PLASTIC WITH METAL FRONT RING, LOCK NO. E7 (VW), WITHOUT K | 136.1
3SU1030-5TL11-0AA0-ZX90 | BKS KEY-OPERATED SWITCH, 22MM, ROUND, PLASTIC WITH METAL FRONT RING, LOCK NO. E7 (VW), WITHOUT K | 136.1
3SU1030-5XF01-0AA0 | IKON KEY-OPERATED SWITCH, 22MM, ROUND, PLASTIC WITH METAL FRONT RING, LOCK NO. 360012K1, WITH 2 | 138
3SU1050-5PL11-0AA0 | BKS KEY-OPERATED SWITCH, 22MM, ROUND, METAL, SHINY, LOCK NO. S1, WITH 2 KEYS, 3 SWITCH POSITION | 81.96
3SU1050-5PL11-0AA0-ZY01 | BKS KEY-OPERATED SWITCH, 22MM, ROUND, METAL, SHINY, SPECIAL LOCK, WITH 2 KEYS, 3 SWITCH POSITIO | 120.9
3SU1050-5PL11-0AA0-ZY19 | BKS KEY-OPERATED SWITCH, 22MM, ROUND, METAL, SHINY, LOCK NO. S1, WITH 2 KEYS, 3 SWITCH POSITION | 90.53
3SU1050-5PL21-0AA0-ZY12 | BKS KEY-OPERATED SWITCH, 22MM, ROUND, METAL, SHINY, LOCK NO. S1, WITH 2 KEYS, 3 SWITCH POSITION | 92.43
3SU1050-5PL21-0AA0-ZY15 | BKS KEY-OPERATED SWITCH, 22MM, ROUND, METAL, SHINY, LOCK NO. S1, WITH 2 KEYS, 3 SWITCH POSITION | 92.43
3SU1050-5PL41-0AA0-ZY11 | BKS KEY-OPERATED SWITCH, 22MM, ROUND, METAL, SHINY, LOCK NO. S1, WITH 2 KEYS, 3 SWITCH POSITION | 92.43
3SU1050-5PM01-0AA0-ZY01 | BKS KEY-OPERATED SWITCH, 22MM, ROUND, METAL, SHINY, SPECIAL LOCK, WITH 2 KEYS, 3 SWITCH POSITIO | 120.9
3SU1050-5PM01-0AA0-ZY10 | BKS KEY-OPERATED SWITCH, 22MM, ROUND, METAL, SHINY, LOCK NO. S1, WITH 2 KEYS, 3 SWITCH POSITION | 92.43
3SU1050-5PN01-0AA0-ZX90 | BKS KEY-OPERATED SWITCH, 22MM, ROUND, METAL, SHINY, LOCK NO. S1, WITH 2 KEYS, 3 SWITCH POSITION | 89.25
3SU1050-5PN21-0AA0 | BKS KEY-OPERATED SWITCH, 22MM, ROUND, METAL, SHINY, LOCK NO. S1, WITH 2 KEYS, 3 SWITCH POSITION | 81.96
3SU1050-5PN21-0AA0-ZY01 | BKS KEY-OPERATED SWITCH, 22MM, ROUND, METAL, SHINY, SPECIAL LOCK, WITH 2 KEYS, 3 SWITCH POSITIO | 120.9
3SU1050-5PN21-0AA0-ZY19 | BKS KEY-OPERATED SWITCH, 22MM, ROUND, METAL, SHINY, LOCK NO. S1, WITH 2 KEYS, 3 SWITCH POSITION | 90.53
3SU1050-5PN51-0AA0-ZY12 | BKS KEY-OPERATED SWITCH, 22MM, ROUND, METAL, SHINY, LOCK NO. S1, WITH 2 KEYS, 3 SWITCH POSITION | 92.43
3SU1050-5PN51-0AA0-ZY15 | BKS KEY-OPERATED SWITCH, 22MM, ROUND, METAL, SHINY, LOCK NO. S1, WITH 2 KEYS, 3 SWITCH POSITION | 92.43
3SU1050-5PP01-0AA0-ZY11 | BKS KEY-OPERATED SWITCH, 22MM, ROUND, METAL, SHINY, LOCK NO. S1, WITH 2 KEYS, 3 SWITCH POSITION | 92.43
3SU1030-5PF21-0AA0-ZX90 | BKS KEY-OPERATED SWITCH, 22MM, ROUND, PLASTIC WITH METAL FRONT RING, LOCK NO. S1, WITH 2 KEYS, | 133.58
3SU1030-5PL01-0AA0 | BKS KEY-OPERATED SWITCH, 22MM, ROUND, PLASTIC WITH METAL FRONT RING, LOCK NO. S1, WITH 2 KEYS, | 127.87
3SU1030-5PL31-0AA0-ZY01 | BKS KEY-OPERATED SWITCH, 22MM, ROUND, PLASTIC WITH METAL FRONT RING, SPECIAL LOCK, WITH 2 KEYS, | 159.52
3SU1030-5PL41-0AA0-ZX90 | BKS KEY-OPERATED SWITCH, 22MM, ROUND, PLASTIC WITH METAL FRONT RING, LOCK NO. S1, WITH 2 KEYS, | 127.87
3SU1030-5PM01-0AA0 | BKS KEY-OPERATED SWITCH, 22MM, ROUND, PLASTIC WITH METAL FRONT RING, LOCK NO. S1, WITH 2 KEYS, | 127.87
3SU1030-5PP01-0AA0-ZY01 | BKS KEY-OPERATED SWITCH, 22MM, ROUND, PLASTIC WITH METAL FRONT RING, SPECIAL LOCK, WITH 2 KEYS, | 159.52
3SU1030-5QF01-0AA0-ZX90 | BKS KEY-OPERATED SWITCH, 22MM, ROUND, PLASTIC WITH METAL FRONT RING, LOCK NO. E1 (VW), WITHOUT K | 133.58
3SU1030-5QF11-0AA0 | BKS KEY-OPERATED SWITCH, 22MM, ROUND, PLASTIC WITH METAL FRONT RING, LOCK NO. E1 (VW), WITHOUT K | 133.58
3SU1030-5RF01-0AA0-ZX90 | BKS KEY-OPERATED SWITCH, 22MM, ROUND, PLASTIC WITH METAL FRONT RING, LOCK NO. E2 (VW), WITHOUT K | 133.58
3SU1030-5RF11-0AA0 | BKS KEY-OPERATED SWITCH, 22MM, ROUND, PLASTIC WITH METAL FRONT RING, LOCK NO. E2 (VW), WITHOUT K | 133.58
3SU1030-5RL11-0AA0-ZX90 | BKS KEY-OPERATED SWITCH, 22MM, ROUND, PLASTIC WITH METAL FRONT RING, LOCK NO. E2 (VW), WITHOUT K | 133.58
3SU1030-5SF11-0AA0-ZX90 | BKS KEY-OPERATED SWITCH, 22MM, ROUND, PLASTIC WITH METAL FRONT RING, LOCK NO. E7 (VW), WITHOUT K | 133.58
3SU1030-5XF01-0AA0-ZY01 | IKON KEY-OPERATED SWITCH, 22MM, ROUND, PLASTIC WITH METAL FRONT RING, SPECIAL LOCK, WITH 2 KEYS, | 169.65
3SU1030-5XF11-0AA0-ZX90 | IKON KEY-OPERATED SWITCH, 22MM, ROUND, PLASTIC WITH METAL FRONT RING, LOCK NO. 360012K1, WITH 2 | 138
3SU1050-5PF21-0AA0 | BKS KEY-OPERATED SWITCH, 22MM, ROUND, METAL, SHINY, LOCK NO. S1, WITH 2 KEYS, 2 SWITCH POSITION | 87.18
3SU1050-5PF21-0AA0-ZX90 | BKS KEY-OPERATED SWITCH, 22MM, ROUND, METAL, SHINY, LOCK NO. S1, WITH 2 KEYS, 2 SWITCH POSITION | 94.96
3SU1050-5PL01-0AA0-ZY10 | BKS KEY-OPERATED SWITCH, 22MM, ROUND, METAL, SHINY, LOCK NO. S1, WITH 2 KEYS, 3 SWITCH POSITION | 92.43
3SU1050-5PL01-0AA0-ZY11 | BKS KEY-OPERATED SWITCH, 22MM, ROUND, METAL, SHINY, LOCK NO. S1, WITH 2 KEYS, 3 SWITCH POSITION | 92.43
3SU1050-5PL01-0AA0-ZY12 | BKS KEY-OPERATED SWITCH, 22MM, ROUND, METAL, SHINY, LOCK NO. S1, WITH 2 KEYS, 3 SWITCH POSITION | 92.43
3SU1050-5PL21-0AA0-ZX90 | BKS KEY-OPERATED SWITCH, 22MM, ROUND, METAL, SHINY, LOCK NO. S1, WITH 2 KEYS, 3 SWITCH POSITION | 89.25
3SU1050-5PL21-0AA0-ZY01 | BKS KEY-OPERATED SWITCH, 22MM, ROUND, METAL, SHINY, SPECIAL LOCK, WITH 2 KEYS, 3 SWITCH POSITIO | 120.9
3SU1050-5PL21-0AA0-ZY10 | BKS KEY-OPERATED SWITCH, 22MM, ROUND, METAL, SHINY, LOCK NO. S1, WITH 2 KEYS, 3 SWITCH POSITION | 92.43
3SU1050-5PL41-0AA0-ZY15 | BKS KEY-OPERATED SWITCH, 22MM, ROUND, METAL, SHINY, LOCK NO. S1, WITH 2 KEYS, 3 SWITCH POSITION | 92.43
3SU1050-5PL41-0AA0-ZY19 | BKS KEY-OPERATED SWITCH, 22MM, ROUND, METAL, SHINY, LOCK NO. S1, WITH 2 KEYS, 3 SWITCH POSITION | 90.53
3SU1050-5PM01-0AA0 | BKS KEY-OPERATED SWITCH, 22MM, ROUND, METAL, SHINY, LOCK NO. S1, WITH 2 KEYS, 3 SWITCH POSITION | 81.96
3SU1050-5PM01-0AA0-ZX90 | BKS KEY-OPERATED SWITCH, 22MM, ROUND, METAL, SHINY, LOCK NO. S1, WITH 2 KEYS, 3 SWITCH POSITION | 89.25
3SU1050-5PN01-0AA0-ZY10 | BKS KEY-OPERATED SWITCH, 22MM, ROUND, METAL, SHINY, LOCK NO. S1, WITH 2 KEYS, 3 SWITCH POSITION | 92.43
3SU1050-5PN01-0AA0-ZY11 | BKS KEY-OPERATED SWITCH, 22MM, ROUND, METAL, SHINY, LOCK NO. S1, WITH 2 KEYS, 3 SWITCH POSITION | 92.43
3SU1050-5PN01-0AA0-ZY12 | BKS KEY-OPERATED SWITCH, 22MM, ROUND, METAL, SHINY, LOCK NO. S1, WITH 2 KEYS, 3 SWITCH POSITION | 92.43
3SU1050-5PN01-0AA0-ZY15 | BKS KEY-OPERATED SWITCH, 22MM, ROUND, METAL, SHINY, LOCK NO. S1, WITH 2 KEYS, 3 SWITCH POSITION | 92.43
3SU1050-5PN51-0AA0-ZX90 | BKS KEY-OPERATED SWITCH, 22MM, ROUND, METAL, SHINY, LOCK NO. S1, WITH 2 KEYS, 3 SWITCH POSITION | 89.25
3SU1050-5PN51-0AA0-ZY01 | BKS KEY-OPERATED SWITCH, 22MM, ROUND, METAL, SHINY, SPECIAL LOCK, WITH 2 KEYS, 3 SWITCH POSITIO | 120.9
3SU1050-5PN51-0AA0-ZY10 | BKS KEY-OPERATED SWITCH, 22MM, ROUND, METAL, SHINY, LOCK NO. S1, WITH 2 KEYS, 3 SWITCH POSITION | 92.43
3SU1050-5PP01-0AA0-ZY15 | BKS KEY-OPERATED SWITCH, 22MM, ROUND, METAL, SHINY, LOCK NO. S1, WITH 2 KEYS, 3 SWITCH POSITION | 92.43
3SU1030-5PL01-0AA0-ZX90 | BKS KEY-OPERATED SWITCH, 22MM, ROUND, PLASTIC WITH METAL FRONT RING, LOCK NO. S1, WITH 2 KEYS, | 127.87
3SU1030-5PL01-0AA0-ZY01 | BKS KEY-OPERATED SWITCH, 22MM, ROUND, PLASTIC WITH METAL FRONT RING, SPECIAL LOCK, WITH 2 KEYS, | 159.52
3SU1030-5PL21-0AA0 | BKS KEY-OPERATED SWITCH, 22MM, ROUND, PLASTIC WITH METAL FRONT RING, LOCK NO. S1, WITH 2 KEYS, | 127.87
3SU1030-5PL21-0AA0-ZX90 | BKS KEY-OPERATED SWITCH, 22MM, ROUND, PLASTIC WITH METAL FRONT RING, LOCK NO. S1, WITH 2 KEYS, | 127.87
3SU1030-5PM01-0AA0-ZY01 | BKS KEY-OPERATED SWITCH, 22MM, ROUND, PLASTIC WITH METAL FRONT RING, SPECIAL LOCK, WITH 2 KEYS, | 159.52
3SU1030-5PN51-0AA0 | BKS KEY-OPERATED SWITCH, 22MM, ROUND, PLASTIC WITH METAL FRONT RING, LOCK NO. S1, WITH 2 KEYS, | 127.87
3SU1030-5PN51-0AA0-ZX90 | BKS KEY-OPERATED SWITCH, 22MM, ROUND, PLASTIC WITH METAL FRONT RING, LOCK NO. S1, WITH 2 KEYS, | 127.87
3SU1030-5PN51-0AA0-ZY01 | BKS KEY-OPERATED SWITCH, 22MM, ROUND, PLASTIC WITH METAL FRONT RING, SPECIAL LOCK, WITH 2 KEYS, | 159.52
3SU1030-5RL11-0AA0 | BKS KEY-OPERATED SWITCH, 22MM, ROUND, PLASTIC WITH METAL FRONT RING, LOCK NO. E2 (VW), WITHOUT K | 133.58
3SU1030-5PL41-0AA0-ZY01 | BKS KEY-OPERATED SWITCH, 22MM, ROUND, PLASTIC WITH METAL FRONT RING, SPECIAL LOCK, WITH 2 KEYS, | 159.52
3SU1030-5PM01-0AA0-ZX90 | BKS KEY-OPERATED SWITCH, 22MM, ROUND, PLASTIC WITH METAL FRONT RING, LOCK NO. S1, WITH 2 KEYS, | 127.87
3SU1030-5PP01-0AA0-ZX90 | BKS KEY-OPERATED SWITCH, 22MM, ROUND, PLASTIC WITH METAL FRONT RING, LOCK NO. S1, WITH 2 KEYS, | 127.87
3SU1030-5QF01-0AA0 | BKS KEY-OPERATED SWITCH, 22MM, ROUND, PLASTIC WITH METAL FRONT RING, LOCK NO. E1 (VW), WITHOUT K | 133.58
3SU1030-5QF11-0AA0-ZX90 | BKS KEY-OPERATED SWITCH, 22MM, ROUND, PLASTIC WITH METAL FRONT RING, LOCK NO. E1 (VW), WITHOUT K | 133.58
3SU1030-5RF01-0AA0 | BKS KEY-OPERATED SWITCH, 22MM, ROUND, PLASTIC WITH METAL FRONT RING, LOCK NO. E2 (VW), WITHOUT K | 133.58
3SU1030-5RF11-0AA0-ZX90 | BKS KEY-OPERATED SWITCH, 22MM, ROUND, PLASTIC WITH METAL FRONT RING, LOCK NO. E2 (VW), WITHOUT K | 133.58
3SU1030-5SF01-0AA0-ZX90 | BKS KEY-OPERATED SWITCH, 22MM, ROUND, PLASTIC WITH METAL FRONT RING, LOCK NO. E7 (VW), WITHOUT K | 133.58
3SU1030-5XF01-0AA0-ZX90 | IKON KEY-OPERATED SWITCH, 22MM, ROUND, PLASTIC WITH METAL FRONT RING, LOCK NO. 360012K1, WITH 2 | 138
3SU1030-5XF11-0AA0 | IKON KEY-OPERATED SWITCH, 22MM, ROUND, PLASTIC WITH METAL FRONT RING, LOCK NO. 360012K1, WITH 2 | 138
3SU1030-5XF11-0AA0-ZY01 | IKON KEY-OPERATED SWITCH, 22MM, ROUND, PLASTIC WITH METAL FRONT RING, SPECIAL LOCK, WITH 2 KEYS, | 169.65
3SU1030-5XL01-0AA0-ZX90 | IKON KEY-OPERATED SWITCH, 22MM, ROUND, PLASTIC WITH METAL FRONT RING, LOCK NO. 360012K1, WITH 2 | 138
3SU1030-5XN51-0AA0-ZX90 | IKON KEY-OPERATED SWITCH, 22MM, ROUND, PLASTIC WITH METAL FRONT RING, LOCK NO. 360012K1, WITH 2 | 138
3SU1031-0AA20-0AA0 | ILLUMINATED PUSHBUTTON, 22MM, ROUND, PLASTIC WITH METAL FRONT RING, RED, FLAT BUTTON, LATCHING, | 19.63
3SU1050-5QF01-0AA0 | BKS KEY-OPERATED SWITCH, 22MM, ROUND, METAL, SHINY, LOCK NO. E1 (VW), WITHOUT KEY, 2 SWITCH POS | 87.18
3SU1050-5QF01-0AA0-ZY10 | BKS KEY-OPERATED SWITCH, 22MM, ROUND, METAL, SHINY, LOCK NO. E1 (VW), WITHOUT KEY, 2 SWITCH POS | 98.12
3SU1050-5QF01-0AA0-ZY19 | BKS KEY-OPERATED SWITCH, 22MM, ROUND, METAL, SHINY, LOCK NO. E1 (VW), WITHOUT KEY, 2 SWITCH POS | 96.22
3SU1050-5QF11-0AA0-ZX90 | BKS KEY-OPERATED SWITCH, 22MM, ROUND, METAL, SHINY, LOCK NO. E1 (VW), WITHOUT KEY, 2 SWITCH POS | 94.96
3SU1050-5QF11-0AA0-ZY11 | BKS KEY-OPERATED SWITCH, 22MM, ROUND, METAL, SHINY, LOCK NO. E1 (VW), WITHOUT KEY, 2 SWITCH POS | 98.12
3SU1050-5RF01-0AA0 | BKS KEY-OPERATED SWITCH, 22MM, ROUND, METAL, SHINY, LOCK NO. E2 (VW), WITHOUT KEY, 2 SWITCH POS | 87.18
3SU1050-5RF01-0AA0-ZY10 | BKS KEY-OPERATED SWITCH, 22MM, ROUND, METAL, SHINY, LOCK NO. E2 (VW), WITHOUT KEY, 2 SWITCH POS | 98.12
3SU1050-5RF11-0AA0-ZX90 | BKS KEY-OPERATED SWITCH, 22MM, ROUND, METAL, SHINY, LOCK NO. E2 (VW), WITHOUT KEY, 2 SWITCH POS | 94.96
3SU1050-5RF11-0AA0-ZY11 | BKS KEY-OPERATED SWITCH, 22MM, ROUND, METAL, SHINY, LOCK NO. E2 (VW), WITHOUT KEY, 2 SWITCH POS | 98.12
3SU1050-5SF01-0AA0 | BKS KEY-OPERATED SWITCH, 22MM, ROUND, METAL, SHINY, LOCK NO. E7 (VW), WITHOUT KEY, 2 SWITCH POS | 87.18
3SU1050-5SF01-0AA0-ZY10 | BKS KEY-OPERATED SWITCH, 22MM, ROUND, METAL, SHINY, LOCK NO. E7 (VW), WITHOUT KEY, 2 SWITCH POS | 98.12
3SU1050-5SF01-0AA0-ZY12 | BKS KEY-OPERATED SWITCH, 22MM, ROUND, METAL, SHINY, LOCK NO. E7 (VW), WITHOUT KEY, 2 SWITCH POS | 98.12
3SU1050-5SF11-0AA0-ZX90 | BKS KEY-OPERATED SWITCH, 22MM, ROUND, METAL, SHINY, LOCK NO. E7 (VW), WITHOUT KEY, 2 SWITCH POS | 94.96
3SU1050-5SF11-0AA0-ZY11 | BKS KEY-OPERATED SWITCH, 22MM, ROUND, METAL, SHINY, LOCK NO. E7 (VW), WITHOUT KEY, 2 SWITCH POS | 98.12
3SU1050-5TF01-0AA0-ZY10 | BKS KEY-OPERATED SWITCH, 22MM, ROUND, METAL, SHINY, LOCK NO. E9 (VW), WITHOUT KEY, 2 SWITCH POS | 98.12
3SU1030-5SF11-0AA0 | BKS KEY-OPERATED SWITCH, 22MM, ROUND, PLASTIC WITH METAL FRONT RING, LOCK NO. E7 (VW), WITHOUT K | 133.58
3SU1030-5TF11-0AA0 | BKS KEY-OPERATED SWITCH, 22MM, ROUND, PLASTIC WITH METAL FRONT RING, LOCK NO. E9 (VW), WITHOUT K | 133.58
3SU1030-5TF11-0AA0-ZX90 | BKS KEY-OPERATED SWITCH, 22MM, ROUND, PLASTIC WITH METAL FRONT RING, LOCK NO. E9 (VW), WITHOUT K | 133.58
3SU1030-5XC01-0AA0 | IKON KEY-OPERATED SWITCH, 22MM, ROUND, PLASTIC WITH METAL FRONT RING, LOCK NO. 360012K1, WITH 2 | 138
3SU1030-5XC01-0AA0-ZX90 | IKON KEY-OPERATED SWITCH, 22MM, ROUND, PLASTIC WITH METAL FRONT RING, LOCK NO. 360012K1, WITH 2 | 138
3SU1030-5XC01-0AA0-ZY01 | IKON KEY-OPERATED SWITCH, 22MM, ROUND, PLASTIC WITH METAL FRONT RING, SPECIAL LOCK, WITH 2 KEYS, | 169.65
3SU1030-5XL01-0AA0-ZY01 | IKON KEY-OPERATED SWITCH, 22MM, ROUND, PLASTIC WITH METAL FRONT RING, SPECIAL LOCK, WITH 2 KEYS, | 169.65
3SU1030-5XM01-0AA0 | IKON KEY-OPERATED SWITCH, 22MM, ROUND, PLASTIC WITH METAL FRONT RING, LOCK NO. 360012K1, WITH 2 | 138
3SU1030-5XM01-0AA0-ZX90 | IKON KEY-OPERATED SWITCH, 22MM, ROUND, PLASTIC WITH METAL FRONT RING, LOCK NO. 360012K1, WITH 2 | 138
3SU1030-5XM01-0AA0-ZY01 | IKON KEY-OPERATED SWITCH, 22MM, ROUND, PLASTIC WITH METAL FRONT RING, SPECIAL LOCK, WITH 2 KEYS, | 169.65
3SU1050-5QF01-0AA0-ZY11 | BKS KEY-OPERATED SWITCH, 22MM, ROUND, METAL, SHINY, LOCK NO. E1 (VW), WITHOUT KEY, 2 SWITCH POS | 98.12
3SU1050-5QF01-0AA0-ZY12 | BKS KEY-OPERATED SWITCH, 22MM, ROUND, METAL, SHINY, LOCK NO. E1 (VW), WITHOUT KEY, 2 SWITCH POS | 98.12
3SU1050-5QF01-0AA0-ZY15 | BKS KEY-OPERATED SWITCH, 22MM, ROUND, METAL, SHINY, LOCK NO. E1 (VW), WITHOUT KEY, 2 SWITCH POS | 98.12
3SU1050-5RF01-0AA0-ZY12 | BKS KEY-OPERATED SWITCH, 22MM, ROUND, METAL, SHINY, LOCK NO. E2 (VW), WITHOUT KEY, 2 SWITCH POS | 98.12
3SU1050-5RF01-0AA0-ZY15 | BKS KEY-OPERATED SWITCH, 22MM, ROUND, METAL, SHINY, LOCK NO. E2 (VW), WITHOUT KEY, 2 SWITCH POS | 98.12
3SU1050-5RF01-0AA0-ZY19 | BKS KEY-OPERATED SWITCH, 22MM, ROUND, METAL, SHINY, LOCK NO. E2 (VW), WITHOUT KEY, 2 SWITCH POS | 96.22
3SU1050-5SF01-0AA0-ZY15 | BKS KEY-OPERATED SWITCH, 22MM, ROUND, METAL, SHINY, LOCK NO. E7 (VW), WITHOUT KEY, 2 SWITCH POS | 98.12
3SU1050-5SF01-0AA0-ZY19 | BKS KEY-OPERATED SWITCH, 22MM, ROUND, METAL, SHINY, LOCK NO. E7 (VW), WITHOUT KEY, 2 SWITCH POS | 96.22
3SU1050-5SF11-0AA0 | BKS KEY-OPERATED SWITCH, 22MM, ROUND, METAL, SHINY, LOCK NO. E7 (VW), WITHOUT KEY, 2 SWITCH POS | 87.18
3SU1050-5TF01-0AA0-ZY15 | BKS KEY-OPERATED SWITCH, 22MM, ROUND, METAL, SHINY, LOCK NO. E9 (VW), WITHOUT KEY, 2 SWITCH POS | 98.12
3SU1050-5TF01-0AA0-ZY19 | BKS KEY-OPERATED SWITCH, 22MM, ROUND, METAL, SHINY, LOCK NO. E9 (VW), WITHOUT KEY, 2 SWITCH POS | 96.22
3SU1050-5TF11-0AA0 | BKS KEY-OPERATED SWITCH, 22MM, ROUND, METAL, SHINY, LOCK NO. E9 (VW), WITHOUT KEY, 2 SWITCH POS | 87.18
3SU1050-1GB20-0AA0-ZY11 | EM. STOP MUSHROOM PUSHBUTTON, 22MM, ROUND, METAL, SHINY, RED, 30MM, POSITIVE LATCHING, ROTATE | 23.99
3SU1050-1GB20-0AA0-ZY12 | EM. STOP MUSHROOM PUSHBUTTON, 22MM, ROUND, METAL, SHINY, RED, 30MM, POSITIVE LATCHING, ROTATE | 23.99
3SU1050-1GB20-0AA0-ZY13 | EM. STOP MUSHROOM PUSHBUTTON, 22MM, ROUND, METAL, SHINY, RED, 30MM, POSITIVE LATCHING, ROTATE | 23.99
3SU1050-1GB20-0AA0-ZY15 | EM. STOP MUSHROOM PUSHBUTTON, 22MM, ROUND, METAL, SHINY, RED, 30MM, POSITIVE LATCHING, ROTATE | 23.99
3SU1050-1HB10-0AA0-ZX90 | MUSHROOM PUSHBUTTON, 22MM, ROUND, METAL, SHINY, BLACK, 40MM, POSITIVE LATCHING, ROTATE TO UNLA | 20.76
3SU1050-1HB10-0AA0-ZY10 | MUSHROOM PUSHBUTTON, 22MM, ROUND, METAL, SHINY, BLACK, 40MM, POSITIVE LATCHING, ROTATE TO UNLA | 23.92
3SU1050-1HB10-0AA0-ZY11 | MUSHROOM PUSHBUTTON, 22MM, ROUND, METAL, SHINY, BLACK, 40MM, POSITIVE LATCHING, ROTATE TO UNLA | 23.92
3SU1030-5XL11-0AA0 | IKON KEY-OPERATED SWITCH, 22MM, ROUND, PLASTIC WITH METAL FRONT RING, LOCK NO. 360012K1, WITH 2 | 138
3SU1030-5XL11-0AA0-ZX90 | IKON KEY-OPERATED SWITCH, 22MM, ROUND, PLASTIC WITH METAL FRONT RING, LOCK NO. 360012K1, WITH 2 | 138
3SU1030-5XL11-0AA0-ZY01 | IKON KEY-OPERATED SWITCH, 22MM, ROUND, PLASTIC WITH METAL FRONT RING, SPECIAL LOCK, WITH 2 KEYS, | 169.65
3SU1030-5XN51-0AA0 | IKON KEY-OPERATED SWITCH, 22MM, ROUND, PLASTIC WITH METAL FRONT RING, LOCK NO. 360012K1, WITH 2 | 138
3SU1050-5QF11-0AA0-ZY12 | BKS KEY-OPERATED SWITCH, 22MM, ROUND, METAL, SHINY, LOCK NO. E1 (VW), WITHOUT KEY, 2 SWITCH POS | 98.12
3SU1050-5QF11-0AA0-ZY15 | BKS KEY-OPERATED SWITCH, 22MM, ROUND, METAL, SHINY, LOCK NO. E1 (VW), WITHOUT KEY, 2 SWITCH POS | 98.12
3SU1050-5QF11-0AA0-ZY19 | BKS KEY-OPERATED SWITCH, 22MM, ROUND, METAL, SHINY, LOCK NO. E1 (VW), WITHOUT KEY, 2 SWITCH POS | 96.22
3SU1050-5RF11-0AA0-ZY12 | BKS KEY-OPERATED SWITCH, 22MM, ROUND, METAL, SHINY, LOCK NO. E2 (VW), WITHOUT KEY, 2 SWITCH POS | 98.12
3SU1050-5RF11-0AA0-ZY15 | BKS KEY-OPERATED SWITCH, 22MM, ROUND, METAL, SHINY, LOCK NO. E2 (VW), WITHOUT KEY, 2 SWITCH POS | 98.12
3SU1050-5RF11-0AA0-ZY19 | BKS KEY-OPERATED SWITCH, 22MM, ROUND, METAL, SHINY, LOCK NO. E2 (VW), WITHOUT KEY, 2 SWITCH POS | 96.22
3SU1050-5SF11-0AA0-ZY15 | BKS KEY-OPERATED SWITCH, 22MM, ROUND, METAL, SHINY, LOCK NO. E7 (VW), WITHOUT KEY, 2 SWITCH POS | 98.12
3SU1050-5SF11-0AA0-ZY19 | BKS KEY-OPERATED SWITCH, 22MM, ROUND, METAL, SHINY, LOCK NO. E7 (VW), WITHOUT KEY, 2 SWITCH POS | 96.22
3SU1050-5TF01-0AA0 | BKS KEY-OPERATED SWITCH, 22MM, ROUND, METAL, SHINY, LOCK NO. E9 (VW), WITHOUT KEY, 2 SWITCH POS | 87.18
3SU1050-5TF11-0AA0-ZY15 | BKS KEY-OPERATED SWITCH, 22MM, ROUND, METAL, SHINY, LOCK NO. E9 (VW), WITHOUT KEY, 2 SWITCH POS | 98.12
3SU1050-5TF11-0AA0-ZY19 | BKS KEY-OPERATED SWITCH, 22MM, ROUND, METAL, SHINY, LOCK NO. E9 (VW), WITHOUT KEY, 2 SWITCH POS | 96.22
3SU1050-5XC01-0AA0 | IKON KEY-OPERATED SWITCH, 22MM, ROUND, METAL, SHINY, LOCK NO. 360012K1, WITH 2 KEYS, 2 SWITCH P | 138
3SU1050-5XC01-0AA0-ZX90 | IKON KEY-OPERATED SWITCH, 22MM, ROUND, METAL, SHINY, LOCK NO. 360012K1, WITH 2 KEYS, 2 SWITCH P | 138
3SU1050-1HA20-0AA0-ZY11 | EM. STOP MUSHROOM PUSHBUTTON, 22MM, ROUND, METAL, SHINY, RED, 40MM, POSITIVE LATCHING, PULL TO | 23.92
3SU1050-1HA20-0AA0-ZY12 | EM. STOP MUSHROOM PUSHBUTTON, 22MM, ROUND, METAL, SHINY, RED, 40MM, POSITIVE LATCHING, PULL TO | 23.92
3SU1050-1HA20-0AA0-ZY13 | EM. STOP MUSHROOM PUSHBUTTON, 22MM, ROUND, METAL, SHINY, RED, 40MM, POSITIVE LATCHING, PULL TO | 23.92
3SU1050-1HA20-0AA0-ZY15 | EM. STOP MUSHROOM PUSHBUTTON, 22MM, ROUND, METAL, SHINY, RED, 40MM, POSITIVE LATCHING, PULL TO | 23.92
3SU1050-1HB20-0AA0-ZY10 | EM. STOP MUSHROOM PUSHBUTTON, 22MM, ROUND, METAL, SHINY, RED, 40MM, POSITIVE LATCHING, ROTATE | 23.92
3SU1050-1HB20-0AA0-ZY11 | EM. STOP MUSHROOM PUSHBUTTON, 22MM, ROUND, METAL, SHINY, RED, 40MM, POSITIVE LATCHING, ROTATE | 23.92
3SU1050-1HB20-0AA0-ZY12 | EM. STOP MUSHROOM PUSHBUTTON, 22MM, ROUND, METAL, SHINY, RED, 40MM, POSITIVE LATCHING, ROTATE | 23.92
3SU1050-1HB20-0AA0-ZY13 | EM. STOP MUSHROOM PUSHBUTTON, 22MM, ROUND, METAL, SHINY, RED, 40MM, POSITIVE LATCHING, ROTATE | 23.92
3SU1050-1HG20-0AA0 | EM. STOP MUSHROOM PUSHBUTTON, 22MM, ROUND, METAL, SHINY, RED, 40MM, WITH RONIS LOCK, LOCK NO. | 40.82
3SU1050-1HG20-0AA0-ZX90 | EM. STOP MUSHROOM PUSHBUTTON, 22MM, ROUND, METAL, SHINY, RED, 40MM, WITH RONIS LOCK, LOCK NO. | 43.61
3SU1050-1HH20-0AA0 | EM. STOP MUSHROOM PUSHBUTTON, 22MM, ROUND, METAL, SHINY, RED, 40MM, WITH RONIS LOCK, LOCK NO. | 40.82
3SU1050-1HH20-0AA0-ZX90 | EM. STOP MUSHROOM PUSHBUTTON, 22MM, ROUND, METAL, SHINY, RED, 40MM, WITH RONIS LOCK, LOCK NO. | 43.61
3SU1030-5XL01-0AA0 | IKON KEY-OPERATED SWITCH, 22MM, ROUND, PLASTIC WITH METAL FRONT RING, LOCK NO. 360012K1, WITH 2 | 138
3SU1030-5XN51-0AA0-ZY01 | IKON KEY-OPERATED SWITCH, 22MM, ROUND, PLASTIC WITH METAL FRONT RING, SPECIAL LOCK, WITH 2 KEYS, | 169.65
3SU1031-0AA20-0AA0-ZX90 | ILLUMINATED PUSHBUTTON, 22MM, ROUND, PLASTIC WITH METAL FRONT RING, RED, FLAT BUTTON, LATCHING, | 19.63
3SU1050-5PP01-0AA0-ZY19 | BKS KEY-OPERATED SWITCH, 22MM, ROUND, METAL, SHINY, LOCK NO. S1, WITH 2 KEYS, 3 SWITCH POSITION | 90.53
3SU1050-5QF01-0AA0-ZX90 | BKS KEY-OPERATED SWITCH, 22MM, ROUND, METAL, SHINY, LOCK NO. E1 (VW), WITHOUT KEY, 2 SWITCH POS | 94.96
3SU1050-5QF11-0AA0 | BKS KEY-OPERATED SWITCH, 22MM, ROUND, METAL, SHINY, LOCK NO. E1 (VW), WITHOUT KEY, 2 SWITCH POS | 87.18
3SU1050-5QF11-0AA0-ZY10 | BKS KEY-OPERATED SWITCH, 22MM, ROUND, METAL, SHINY, LOCK NO. E1 (VW), WITHOUT KEY, 2 SWITCH POS | 98.12
3SU1050-5RF01-0AA0-ZX90 | BKS KEY-OPERATED SWITCH, 22MM, ROUND, METAL, SHINY, LOCK NO. E2 (VW), WITHOUT KEY, 2 SWITCH POS | 94.96
3SU1050-5RF01-0AA0-ZY11 | BKS KEY-OPERATED SWITCH, 22MM, ROUND, METAL, SHINY, LOCK NO. E2 (VW), WITHOUT KEY, 2 SWITCH POS | 98.12
3SU1050-5RF11-0AA0 | BKS KEY-OPERATED SWITCH, 22MM, ROUND, METAL, SHINY, LOCK NO. E2 (VW), WITHOUT KEY, 2 SWITCH POS | 87.18
3SU1050-5RF11-0AA0-ZY10 | BKS KEY-OPERATED SWITCH, 22MM, ROUND, METAL, SHINY, LOCK NO. E2 (VW), WITHOUT KEY, 2 SWITCH POS | 98.12
3SU1050-5SF01-0AA0-ZX90 | BKS KEY-OPERATED SWITCH, 22MM, ROUND, METAL, SHINY, LOCK NO. E7 (VW), WITHOUT KEY, 2 SWITCH POS | 94.96
3SU1050-5SF01-0AA0-ZY11 | BKS KEY-OPERATED SWITCH, 22MM, ROUND, METAL, SHINY, LOCK NO. E7 (VW), WITHOUT KEY, 2 SWITCH POS | 98.12
3SU1050-5SF11-0AA0-ZY10 | BKS KEY-OPERATED SWITCH, 22MM, ROUND, METAL, SHINY, LOCK NO. E7 (VW), WITHOUT KEY, 2 SWITCH POS | 98.12
3SU1050-5SF11-0AA0-ZY12 | BKS KEY-OPERATED SWITCH, 22MM, ROUND, METAL, SHINY, LOCK NO. E7 (VW), WITHOUT KEY, 2 SWITCH POS | 98.12
3SU1050-5TF01-0AA0-ZX90 | BKS KEY-OPERATED SWITCH, 22MM, ROUND, METAL, SHINY, LOCK NO. E9 (VW), WITHOUT KEY, 2 SWITCH POS | 94.96
3SU1050-5TF01-0AA0-ZY11 | BKS KEY-OPERATED SWITCH, 22MM, ROUND, METAL, SHINY, LOCK NO. E9 (VW), WITHOUT KEY, 2 SWITCH POS | 98.12
3SU1050-5TF11-0AA0-ZY10 | BKS KEY-OPERATED SWITCH, 22MM, ROUND, METAL, SHINY, LOCK NO. E9 (VW), WITHOUT KEY, 2 SWITCH POS | 98.12
3SU1050-5TF11-0AA0-ZY12 | BKS KEY-OPERATED SWITCH, 22MM, ROUND, METAL, SHINY, LOCK NO. E9 (VW), WITHOUT KEY, 2 SWITCH POS | 98.12
3SU1050-5XF01-0AA0 | IKON KEY-OPERATED SWITCH, 22MM, ROUND, METAL, SHINY, LOCK NO. 360012K1, WITH 2 KEYS, 2 SWITCH P | 138
3SU1050-5XF01-0AA0-ZY01 | IKON KEY-OPERATED SWITCH, 22MM, ROUND, METAL, SHINY, SPECIAL LOCK, WITH 2 KEYS, 2 SWITCH POSITI | 169.65
3SU1050-1GB20-0AA0-ZX90 | EM. STOP MUSHROOM PUSHBUTTON, 22MM, ROUND, METAL, SHINY, RED, 30MM, POSITIVE LATCHING, ROTATE | 20.83
3SU1050-1HA20-0AA0 | EM. STOP MUSHROOM PUSHBUTTON, 22MM, ROUND, METAL, SHINY, RED, 40MM, POSITIVE LATCHING, PULL TO | 19.45
3SU1050-1HA20-0AA0-ZY10 | EM. STOP MUSHROOM PUSHBUTTON, 22MM, ROUND, METAL, SHINY, RED, 40MM, POSITIVE LATCHING, PULL TO | 23.92
3SU1050-1HA20-0AA0-ZY19 | EM. STOP MUSHROOM PUSHBUTTON, 22MM, ROUND, METAL, SHINY, RED, 40MM, POSITIVE LATCHING, PULL TO | 22.02
3SU1050-1HB10-0AA0-ZY15 | MUSHROOM PUSHBUTTON, 22MM, ROUND, METAL, SHINY, BLACK, 40MM, POSITIVE LATCHING, ROTATE TO UNLA | 23.92
3SU1050-1HB20-0AA0 | EM. STOP MUSHROOM PUSHBUTTON, 22MM, ROUND, METAL, SHINY, RED, 40MM, POSITIVE LATCHING, ROTATE | 19.45
3SU1050-1HB20-0AA0-ZY19 | EM. STOP MUSHROOM PUSHBUTTON, 22MM, ROUND, METAL, SHINY, RED, 40MM, POSITIVE LATCHING, ROTATE | 22.02
3SU1050-1HB30-0AA0-ZX90 | MUSHROOM PUSHBUTTON, 22MM, ROUND, METAL, SHINY, YELLOW, 40MM, POSITIVE LATCHING, ROTATE TO UNL | 20.76
3SU1050-5TF01-0AA0-ZY12 | BKS KEY-OPERATED SWITCH, 22MM, ROUND, METAL, SHINY, LOCK NO. E9 (VW), WITHOUT KEY, 2 SWITCH POS | 98.12
3SU1050-5TF11-0AA0-ZX90 | BKS KEY-OPERATED SWITCH, 22MM, ROUND, METAL, SHINY, LOCK NO. E9 (VW), WITHOUT KEY, 2 SWITCH POS | 94.96
3SU1050-5TF11-0AA0-ZY11 | BKS KEY-OPERATED SWITCH, 22MM, ROUND, METAL, SHINY, LOCK NO. E9 (VW), WITHOUT KEY, 2 SWITCH POS | 98.12
3SU1050-5XC01-0AA0-ZY01 | IKON KEY-OPERATED SWITCH, 22MM, ROUND, METAL, SHINY, SPECIAL LOCK, WITH 2 KEYS, 2 SWITCH POSITI | 169.65
3SU1050-5XF01-0AA0-ZX90 | IKON KEY-OPERATED SWITCH, 22MM, ROUND, METAL, SHINY, LOCK NO. 360012K1, WITH 2 KEYS, 2 SWITCH P | 138
3SU1050-5XF11-0AA0 | IKON KEY-OPERATED SWITCH, 22MM, ROUND, METAL, SHINY, LOCK NO. 360012K1, WITH 2 KEYS, 2 SWITCH P | 138
3SU1050-1GB20-0AA0-ZY10 | EM. STOP MUSHROOM PUSHBUTTON, 22MM, ROUND, METAL, SHINY, RED, 30MM, POSITIVE LATCHING, ROTATE | 23.99
3SU1050-1GB20-0AA0-ZY19 | EM. STOP MUSHROOM PUSHBUTTON, 22MM, ROUND, METAL, SHINY, RED, 30MM, POSITIVE LATCHING, ROTATE | 22.09
3SU1050-1HA20-0AA0-ZX90 | EM. STOP MUSHROOM PUSHBUTTON, 22MM, ROUND, METAL, SHINY, RED, 40MM, POSITIVE LATCHING, PULL TO | 20.76
3SU1050-1HB10-0AA0 | MUSHROOM PUSHBUTTON, 22MM, ROUND, METAL, SHINY, BLACK, 40MM, POSITIVE LATCHING, ROTATE TO UNLA | 19.45
3SU1050-1HB10-0AA0-ZY19 | MUSHROOM PUSHBUTTON, 22MM, ROUND, METAL, SHINY, BLACK, 40MM, POSITIVE LATCHING, ROTATE TO UNLA | 22.02
3SU1050-1HB20-0AA0-ZX90 | EM. STOP MUSHROOM PUSHBUTTON, 22MM, ROUND, METAL, SHINY, RED, 40MM, POSITIVE LATCHING, ROTATE | 20.76
3SU1050-1HB20-0AA0-ZY15 | EM. STOP MUSHROOM PUSHBUTTON, 22MM, ROUND, METAL, SHINY, RED, 40MM, POSITIVE LATCHING, ROTATE | 23.92
3SU1050-1HB30-0AA0 | MUSHROOM PUSHBUTTON, 22MM, ROUND, METAL, SHINY, YELLOW, 40MM, POSITIVE LATCHING, ROTATE TO UNL | 19.45
3SU1050-1HB30-0AA0-ZY19 | MUSHROOM PUSHBUTTON, 22MM, ROUND, METAL, SHINY, YELLOW, 40MM, POSITIVE LATCHING, ROTATE TO UNL | 22.02
3SU1050-1HF20-0AA0-ZX90 | EM. STOP MUSHROOM PUSHBUTTON, 22MM, ROUND, METAL, SHINY, RED, 40MM, WITH RONIS LOCK, LOCK NO. | 43.61
3SU1050-1HK20-0AA0-ZX90 | EM. STOP MUSHROOM PUSHBUTTON, 22MM, ROUND, METAL, SHINY, RED, 40MM, WITH BKS LOCK, LOCK NO. S1 | 93.69
3SU1050-1HQ20-0AA0 | EM. STOP MUSHROOM PUSHBUTTON, 22MM, ROUND, METAL, SHINY, RED, 40MM, WITH O.M.R. LOCK, LOCK NO. | 108.44
3SU1050-1HR20-0AA0 | EM. STOP MUSHROOM PUSHBUTTON, 22MM, ROUND, METAL, SHINY, RED, 40MM, WITH CES LOCK, LOCK NO. SS | 65.18
3SU1050-1HU10-0AA0-ZX90 | MUSHROOM PUSHBUTTON, 22MM, ROUND, METAL, SHINY, BLACK, 40MM, WITH CES LOCK, LOCK NO. VL5, POS | 131.66
3SU1050-1HU20-0AA0-ZX90 | EM. STOP MUSHROOM PUSHBUTTON, 22MM, ROUND, METAL, SHINY, RED, 40MM, WITH CES LOCK, LOCK NO. VL | 101.29
3SU1050-1JB20-0AA0 | EM. STOP MUSHROOM PUSHBUTTON, 22MM, ROUND, METAL, SHINY, RED, 60MM, POSITIVE LATCHING, ROTATE | 21.57
3SU1050-1JB20-0AA0-ZY10 | EM. STOP MUSHROOM PUSHBUTTON, 22MM, ROUND, METAL, SHINY, RED, 60MM, POSITIVE LATCHING, ROTATE | 26.21
3SU1050-1JB20-0AA0-ZY19 | EM. STOP MUSHROOM PUSHBUTTON, 22MM, ROUND, METAL, SHINY, RED, 60MM, POSITIVE LATCHING, ROTATE | 24.31
3SU1050-3AB11-0AA0-ZX90 | TWIN PUSHBUTTON, 22MM, ROUND, METAL, SHINY, BLACK, BLACK, FLAT BUTTONS, Z = 50X PACK | 11.26
3SU1050-3AB11-0AQ0 | TWIN PUSHBUTTON, 22MM, ROUND, METAL, SHINY, BLACK: SYMBOL 5264 IEC 60417, BLACK: SYMBOL 5264 IEC | 11.3
3SU1050-3AB42-0AA0 | TWIN PUSHBUTTON, 22MM, ROUND, METAL, SHINY, GREEN, RED, FLAT BUTTONS | 10.34
3SU1050-3AB42-0AA0-ZY19 | TWIN PUSHBUTTON, 22MM, ROUND, METAL, SHINY, GREEN, RED, FLAT BUTTONS, WITH LASER INSCRIPTION, | 12.53
3SU1050-3AB42-0AK0-ZX90 | TWIN PUSHBUTTON, 22MM, ROUND, METAL, SHINY, GREEN: I, RED: O, FLAT BUTTONS, Z = 50X PACK | 12.28
3SU1050-3AB61-0AA0-ZY12 | TWIN PUSHBUTTON, 22MM, ROUND, METAL, SHINY, WHITE, BLACK, FLAT BUTTONS, WITH LASER INSCRIPTION, | 14.44
3SU1050-1HB10-0AA0-ZY12 | MUSHROOM PUSHBUTTON, 22MM, ROUND, METAL, SHINY, BLACK, 40MM, POSITIVE LATCHING, ROTATE TO UNLA | 23.92
3SU1050-1HB10-0AA0-ZY13 | MUSHROOM PUSHBUTTON, 22MM, ROUND, METAL, SHINY, BLACK, 40MM, POSITIVE LATCHING, ROTATE TO UNLA | 23.92
3SU1050-1HB30-0AA0-ZY10 | MUSHROOM PUSHBUTTON, 22MM, ROUND, METAL, SHINY, YELLOW, 40MM, POSITIVE LATCHING, ROTATE TO UNL | 23.92
3SU1050-1HB30-0AA0-ZY11 | MUSHROOM PUSHBUTTON, 22MM, ROUND, METAL, SHINY, YELLOW, 40MM, POSITIVE LATCHING, ROTATE TO UNL | 23.92
3SU1050-1HB30-0AA0-ZY12 | MUSHROOM PUSHBUTTON, 22MM, ROUND, METAL, SHINY, YELLOW, 40MM, POSITIVE LATCHING, ROTATE TO UNL | 23.92
3SU1050-1HB30-0AA0-ZY13 | MUSHROOM PUSHBUTTON, 22MM, ROUND, METAL, SHINY, YELLOW, 40MM, POSITIVE LATCHING, ROTATE TO UNL | 23.92
3SU1050-1HM20-0AA0 | EM. STOP MUSHROOM PUSHBUTTON, 22MM, ROUND, METAL, SHINY, RED, 40MM, WITH BKS LOCK, LOCK NO. E7 | 87.69
3SU1050-1HM20-0AA0-ZX90 | EM. STOP MUSHROOM PUSHBUTTON, 22MM, ROUND, METAL, SHINY, RED, 40MM, WITH BKS LOCK, LOCK NO. E7 | 93.69
3SU1050-1HN20-0AA0 | EM. STOP MUSHROOM PUSHBUTTON, 22MM, ROUND, METAL, SHINY, RED, 40MM, WITH BKS LOCK, LOCK NO. E9 | 98.37
3SU1050-1HN20-0AA0-ZX90 | EM. STOP MUSHROOM PUSHBUTTON, 22MM, ROUND, METAL, SHINY, RED, 40MM, WITH BKS LOCK, LOCK NO. E9 | 105.08
3SU1050-1HV20-0AA0-ZX90 | EM. STOP MUSHROOM PUSHBUTTON, 22MM, ROUND, METAL, SHINY, RED, 40MM, WITH CES LOCK, LOCK NO. VL | 101.29
3SU1050-1HX20-0AA0 | EM. STOP MUSHROOM PUSHBUTTON, 22MM, ROUND, METAL, SHINY, RED, 40MM, WITH IKON LOCK, LOCK NO. 3 | 68.36
3SU1050-1HX20-0AA0-ZX90 | EM. STOP MUSHROOM PUSHBUTTON, 22MM, ROUND, METAL, SHINY, RED, 40MM, WITH IKON LOCK, LOCK NO. 3 | 68.36
3SU1050-1HX20-0AA0-ZY01 | EM. STOP MUSHROOM PUSHBUTTON, 22MM, ROUND, METAL, SHINY, RED, 40MM, WITH IKON LOCK, SPECIAL LO | 100.01
3SU1050-3AB11-0AA0-ZY11 | TWIN PUSHBUTTON, 22MM, ROUND, METAL, SHINY, BLACK, BLACK, FLAT BUTTONS, WITH LASER INSCRIPTION, | 14.44
3SU1050-3AB11-0AA0-ZY12 | TWIN PUSHBUTTON, 22MM, ROUND, METAL, SHINY, BLACK, BLACK, FLAT BUTTONS, WITH LASER INSCRIPTION, | 14.44
3SU1050-3AB11-0AA0-ZY13 | TWIN PUSHBUTTON, 22MM, ROUND, METAL, SHINY, BLACK, BLACK, FLAT BUTTONS, WITH LASER INSCRIPTION, | 14.44
3SU1050-3AB11-0AA0-ZY15 | TWIN PUSHBUTTON, 22MM, ROUND, METAL, SHINY, BLACK, BLACK, FLAT BUTTONS, WITH LASER INSCRIPTION, | 14.44
3SU1050-3AB61-0AA0 | TWIN PUSHBUTTON, 22MM, ROUND, METAL, SHINY, WHITE, BLACK, FLAT BUTTONS | 10.34
3SU1050-3AB61-0AA0-ZX90 | TWIN PUSHBUTTON, 22MM, ROUND, METAL, SHINY, WHITE, BLACK, FLAT BUTTONS, Z = 50X PACK | 11.26
3SU1050-3AB61-0AA0-ZY10 | TWIN PUSHBUTTON, 22MM, ROUND, METAL, SHINY, WHITE, BLACK, FLAT BUTTONS, WITH LASER INSCRIPTION, | 14.44
3SU1050-3AB61-0AA0-ZY11 | TWIN PUSHBUTTON, 22MM, ROUND, METAL, SHINY, WHITE, BLACK, FLAT BUTTONS, WITH LASER INSCRIPTION, | 14.44
3SU1050-3AB66-0AA0-ZY19 | TWIN PUSHBUTTON, 22MM, ROUND, METAL, SHINY, WHITE, WHITE, FLAT BUTTONS, WITH LASER INSCRIPTION, | 12.53
3SU1050-3AB66-0AL0 | TWIN PUSHBUTTON, 22MM, ROUND, METAL, SHINY, WHITE: -, WHITE: +, FLAT BUTTONS | 11.3
3SU1050-3AB66-0AL0-ZX90 | TWIN PUSHBUTTON, 22MM, ROUND, METAL, SHINY, WHITE: -, WHITE: +, FLAT BUTTONS, Z = 50X PACK | 12.28
3SU1050-3AB66-0AM0 | TWIN PUSHBUTTON, 22MM, ROUND, METAL, SHINY, WHITE: ARROW TO THE LEFT, WHITE: ARROW TO THE RIGHT, | 11.3
3SU1050-3BB61-0AA0-ZX90 | TWIN PUSHBUTTON, 22MM, ROUND, METAL, SHINY, WHITE, BLACK, FLAT AND RAISED BUTTONS, Z = 50X PACK | 11.26
3SU1050-3BB61-0AA0-ZY10 | TWIN PUSHBUTTON, 22MM, ROUND, METAL, SHINY, WHITE, BLACK, FLAT AND RAISED BUTTONS, WITH LASER I | 14.44
3SU1050-3BB61-0AA0-ZY11 | TWIN PUSHBUTTON, 22MM, ROUND, METAL, SHINY, WHITE, BLACK, FLAT AND RAISED BUTTONS, WITH LASER I | 14.44
3SU1050-3BB61-0AA0-ZY12 | TWIN PUSHBUTTON, 22MM, ROUND, METAL, SHINY, WHITE, BLACK, FLAT AND RAISED BUTTONS, WITH LASER I | 14.44
3SU1050-1HB30-0AA0-ZY15 | MUSHROOM PUSHBUTTON, 22MM, ROUND, METAL, SHINY, YELLOW, 40MM, POSITIVE LATCHING, ROTATE TO UNL | 23.92
3SU1050-1HF20-0AA0 | EM. STOP MUSHROOM PUSHBUTTON, 22MM, ROUND, METAL, SHINY, RED, 40MM, WITH RONIS LOCK, LOCK NO. | 40.82
3SU1050-1HF20-0AA0-ZY01 | EM. STOP MUSHROOM PUSHBUTTON, 22MM, ROUND, METAL, SHINY, RED, 40MM, WITH RONIS LOCK, SPECIAL L | 75.33
3SU1050-1HK20-0AA0 | EM. STOP MUSHROOM PUSHBUTTON, 22MM, ROUND, METAL, SHINY, RED, 40MM, WITH BKS LOCK, LOCK NO. S1 | 87.69
3SU1050-1HK20-0AA0-ZY01 | EM. STOP MUSHROOM PUSHBUTTON, 22MM, ROUND, METAL, SHINY, RED, 40MM, WITH BKS LOCK, SPECIAL LOC | 125.34
3SU1050-1HQ20-0AA0-ZX90 | EM. STOP MUSHROOM PUSHBUTTON, 22MM, ROUND, METAL, SHINY, RED, 40MM, WITH O.M.R. LOCK, LOCK NO. | 115.85
3SU1050-1HR20-0AA0-ZX90 | EM. STOP MUSHROOM PUSHBUTTON, 22MM, ROUND, METAL, SHINY, RED, 40MM, WITH CES LOCK, LOCK NO. SS | 69.64
3SU1050-1HU10-0AA0 | MUSHROOM PUSHBUTTON, 22MM, ROUND, METAL, SHINY, BLACK, 40MM, WITH CES LOCK, LOCK NO. VL5, POS | 123.27
3SU1050-1HU20-0AA0 | EM. STOP MUSHROOM PUSHBUTTON, 22MM, ROUND, METAL, SHINY, RED, 40MM, WITH CES LOCK, LOCK NO. VL | 94.81
3SU1050-1HV20-0AA0 | EM. STOP MUSHROOM PUSHBUTTON, 22MM, ROUND, METAL, SHINY, RED, 40MM, WITH CES LOCK, LOCK NO. VL | 94.81
3SU1050-1JB20-0AA0-ZX90 | EM. STOP MUSHROOM PUSHBUTTON, 22MM, ROUND, METAL, SHINY, RED, 60MM, POSITIVE LATCHING, ROTATE | 23.05
3SU1050-3AB11-0AA0 | TWIN PUSHBUTTON, 22MM, ROUND, METAL, SHINY, BLACK, BLACK, FLAT BUTTONS | 10.34
3SU1050-3AB11-0AA0-ZY10 | TWIN PUSHBUTTON, 22MM, ROUND, METAL, SHINY, BLACK, BLACK, FLAT BUTTONS, WITH LASER INSCRIPTION, | 14.44
3SU1050-3AB11-0AA0-ZY19 | TWIN PUSHBUTTON, 22MM, ROUND, METAL, SHINY, BLACK, BLACK, FLAT BUTTONS, WITH LASER INSCRIPTION, | 12.53
3SU1050-3AB11-0AQ0-ZX90 | TWIN PUSHBUTTON, 22MM, ROUND, METAL, SHINY, BLACK: SYMBOL 5264 IEC 60417, BLACK: SYMBOL 5264 IEC | 12.28
3SU1050-3AB42-0AA0-ZX90 | TWIN PUSHBUTTON, 22MM, ROUND, METAL, SHINY, GREEN, RED, FLAT BUTTONS, Z = 50X PACK | 11.26
3SU1050-3AB42-0AA0-ZY15 | TWIN PUSHBUTTON, 22MM, ROUND, METAL, SHINY, GREEN, RED, FLAT BUTTONS, WITH LASER INSCRIPTION, | 14.44
3SU1050-3AB42-0AK0 | TWIN PUSHBUTTON, 22MM, ROUND, METAL, SHINY, GREEN: I, RED: O, FLAT BUTTONS | 11.3
3SU1050-3AB61-0AA0-ZY13 | TWIN PUSHBUTTON, 22MM, ROUND, METAL, SHINY, WHITE, BLACK, FLAT BUTTONS, WITH LASER INSCRIPTION, | 14.44
3SU1050-3AB61-0AA0-ZY19 | TWIN PUSHBUTTON, 22MM, ROUND, METAL, SHINY, WHITE, BLACK, FLAT BUTTONS, WITH LASER INSCRIPTION, | 12.53
3SU1050-3AB66-0AA0-ZY12 | TWIN PUSHBUTTON, 22MM, ROUND, METAL, SHINY, WHITE, WHITE, FLAT BUTTONS, WITH LASER INSCRIPTION, | 14.44
3SU1050-3AB66-0AA0-ZY15 | TWIN PUSHBUTTON, 22MM, ROUND, METAL, SHINY, WHITE, WHITE, FLAT BUTTONS, WITH LASER INSCRIPTION, | 14.44
3SU1050-3AB66-0AM0-ZX90 | TWIN PUSHBUTTON, 22MM, ROUND, METAL, SHINY, WHITE: ARROW TO THE LEFT, WHITE: ARROW TO THE RIGHT, | 12.28
3SU1050-3BB42-0AA0-ZX90 | TWIN PUSHBUTTON, 22MM, ROUND, METAL, SHINY, GREEN, RED, FLAT AND RAISED BUTTONS, Z = 50X PACK | 11.26
3SU1050-3BB42-0AK0 | TWIN PUSHBUTTON, 22MM, ROUND, METAL, SHINY, GREEN: I, RED: O, FLAT AND RAISED BUTTONS | 11.3
3SU1050-3BB61-0AA0 | TWIN PUSHBUTTON, 22MM, ROUND, METAL, SHINY, WHITE, BLACK, FLAT AND RAISED BUTTONS | 10.34
3SU1050-3BB61-0AA0-ZY19 | TWIN PUSHBUTTON, 22MM, ROUND, METAL, SHINY, WHITE, BLACK, FLAT AND RAISED BUTTONS, WITH LASER I | 12.53
3SU1050-3BB61-0AK0-ZX90 | TWIN PUSHBUTTON, 22MM, ROUND, METAL, SHINY, WHITE: I, BLACK: O, FLAT AND RAISED BUTTONS, Z = 50 | 12.28
3SU1050-4BC01-0AA0-ZY12 | RONIS KEY-OPERATED SWITCH, 22MM, ROUND, METAL, SHINY, LOCK NO. SB30, WITH 2 KEYS, 2 SWITCH POSI | 29.06
3SU1050-4BC01-0AA0-ZY15 | RONIS KEY-OPERATED SWITCH, 22MM, ROUND, METAL, SHINY, LOCK NO. SB30, WITH 2 KEYS, 2 SWITCH POSI | 29.06
3SU1050-1HR20-0AA0-ZY01 | EM. STOP MUSHROOM PUSHBUTTON, 22MM, ROUND, METAL, SHINY, RED, 40MM, WITH CES LOCK, SPECIAL LOC | 101.29
3SU1050-1HS20-0AA0 | EM. STOP MUSHROOM PUSHBUTTON, 22MM, ROUND, METAL, SHINY, RED, 40MM, WITH CES LOCK, LOCK NO. SS | 65.18
3SU1050-1HS20-0AA0-ZX90 | EM. STOP MUSHROOM PUSHBUTTON, 22MM, ROUND, METAL, SHINY, RED, 40MM, WITH CES LOCK, LOCK NO. SS | 69.64
3SU1050-1JB20-0AA0-ZY11 | EM. STOP MUSHROOM PUSHBUTTON, 22MM, ROUND, METAL, SHINY, RED, 60MM, POSITIVE LATCHING, ROTATE | 26.21
3SU1050-1JB20-0AA0-ZY12 | EM. STOP MUSHROOM PUSHBUTTON, 22MM, ROUND, METAL, SHINY, RED, 60MM, POSITIVE LATCHING, ROTATE | 26.21
3SU1050-1JB20-0AA0-ZY13 | EM. STOP MUSHROOM PUSHBUTTON, 22MM, ROUND, METAL, SHINY, RED, 60MM, POSITIVE LATCHING, ROTATE | 26.21
3SU1050-1JB20-0AA0-ZY15 | EM. STOP MUSHROOM PUSHBUTTON, 22MM, ROUND, METAL, SHINY, RED, 60MM, POSITIVE LATCHING, ROTATE | 26.21
3SU1050-3AB42-0AA0-ZY10 | TWIN PUSHBUTTON, 22MM, ROUND, METAL, SHINY, GREEN, RED, FLAT BUTTONS, WITH LASER INSCRIPTION, | 14.44
3SU1050-3AB42-0AA0-ZY11 | TWIN PUSHBUTTON, 22MM, ROUND, METAL, SHINY, GREEN, RED, FLAT BUTTONS, WITH LASER INSCRIPTION, | 14.44
3SU1050-3AB42-0AA0-ZY12 | TWIN PUSHBUTTON, 22MM, ROUND, METAL, SHINY, GREEN, RED, FLAT BUTTONS, WITH LASER INSCRIPTION, | 14.44
3SU1050-3AB42-0AA0-ZY13 | TWIN PUSHBUTTON, 22MM, ROUND, METAL, SHINY, GREEN, RED, FLAT BUTTONS, WITH LASER INSCRIPTION, | 14.44
3SU1050-3AB61-0AK0 | TWIN PUSHBUTTON, 22MM, ROUND, METAL, SHINY, WHITE: I, BLACK: O, FLAT BUTTONS | 11.3
3SU1050-3AB61-0AK0-ZX90 | TWIN PUSHBUTTON, 22MM, ROUND, METAL, SHINY, WHITE: I, BLACK: O, FLAT BUTTONS, Z = 50X PACK | 12.28
3SU1050-3AB66-0AA0 | TWIN PUSHBUTTON, 22MM, ROUND, METAL, SHINY, WHITE, WHITE, FLAT BUTTONS | 10.34
3SU1050-3AB66-0AA0-ZX90 | TWIN PUSHBUTTON, 22MM, ROUND, METAL, SHINY, WHITE, WHITE, FLAT BUTTONS, Z = 50X PACK | 11.26
3SU1050-3AB66-0AA0-ZY10 | TWIN PUSHBUTTON, 22MM, ROUND, METAL, SHINY, WHITE, WHITE, FLAT BUTTONS, WITH LASER INSCRIPTION, | 14.44
3SU1050-3BB42-0AA0-ZY11 | TWIN PUSHBUTTON, 22MM, ROUND, METAL, SHINY, GREEN, RED, FLAT AND RAISED BUTTONS, WITH LASER INS | 14.44
3SU1050-3BB42-0AA0-ZY12 | TWIN PUSHBUTTON, 22MM, ROUND, METAL, SHINY, GREEN, RED, FLAT AND RAISED BUTTONS, WITH LASER INS | 14.44
3SU1050-3BB42-0AA0-ZY13 | TWIN PUSHBUTTON, 22MM, ROUND, METAL, SHINY, GREEN, RED, FLAT AND RAISED BUTTONS, WITH LASER INS | 14.44
3SU1050-3BB42-0AA0-ZY15 | TWIN PUSHBUTTON, 22MM, ROUND, METAL, SHINY, GREEN, RED, FLAT AND RAISED BUTTONS, WITH LASER INS | 14.44
3SU1050-4BC01-0AA0-ZY19 | RONIS KEY-OPERATED SWITCH, 22MM, ROUND, METAL, SHINY, LOCK NO. SB30, WITH 2 KEYS, 2 SWITCH POSI | 27.16
3SU1050-4BF01-0AA0-ZY15 | RONIS KEY-OPERATED SWITCH, 22MM, ROUND, METAL, SHINY, LOCK NO. SB30, WITH 2 KEYS, 2 SWITCH POSI | 29.06
3SU1050-4BF01-0AA0-ZY19 | RONIS KEY-OPERATED SWITCH, 22MM, ROUND, METAL, SHINY, LOCK NO. SB30, WITH 2 KEYS, 2 SWITCH POSI | 27.16
3SU1050-4BF11-0AA0 | RONIS KEY-OPERATED SWITCH, 22MM, ROUND, METAL, SHINY, LOCK NO. SB30, WITH 2 KEYS, 2 SWITCH POSI | 23.76
3SU1050-4BF11-0AA0-ZX90 | RONIS KEY-OPERATED SWITCH, 22MM, ROUND, METAL, SHINY, LOCK NO. SB30, WITH 2 KEYS, 2 SWITCH POSI | 25.9
3SU1050-4BF21-0AA0 | RONIS KEY-OPERATED SWITCH, 22MM, ROUND, METAL, SHINY, LOCK NO. SB30, WITH 2 KEYS, 2 SWITCH POSI | 23.76
3SU1050-4BL01-0AA0-ZY12 | RONIS KEY-OPERATED SWITCH, 22MM, ROUND, METAL, SHINY, LOCK NO. SB30, WITH 2 KEYS, 3 SWITCH POSI | 30.83
3SU1050-4BL01-0AA0-ZY15 | RONIS KEY-OPERATED SWITCH, 22MM, ROUND, METAL, SHINY, LOCK NO. SB30, WITH 2 KEYS, 3 SWITCH POSI | 30.83
3SU1050-4BL01-0AA0-ZY19 | RONIS KEY-OPERATED SWITCH, 22MM, ROUND, METAL, SHINY, LOCK NO. SB30, WITH 2 KEYS, 3 SWITCH POSI | 28.93
3SU1050-4BL31-0AA0-ZY01 | RONIS KEY-OPERATED SWITCH, 22MM, ROUND, METAL, SHINY, SPECIAL LOCK, WITH 2 KEYS, 3 SWITCH POSIT | 59.32
3SU1050-4BF01-0AA0-ZY10 | RONIS KEY-OPERATED SWITCH, 22MM, ROUND, METAL, SHINY, LOCK NO. SB30, WITH 2 KEYS, 2 SWITCH POSI | 29.06
3SU1050-4BF01-0AA0-ZY12 | RONIS KEY-OPERATED SWITCH, 22MM, ROUND, METAL, SHINY, LOCK NO. SB30, WITH 2 KEYS, 2 SWITCH POSI | 29.06
3SU1050-4BF11-0AA0-ZY10 | RONIS KEY-OPERATED SWITCH, 22MM, ROUND, METAL, SHINY, LOCK NO. SB30, WITH 2 KEYS, 2 SWITCH POSI | 29.06
3SU1050-4BF11-0AA0-ZY12 | RONIS KEY-OPERATED SWITCH, 22MM, ROUND, METAL, SHINY, LOCK NO. SB30, WITH 2 KEYS, 2 SWITCH POSI | 29.06
3SU1050-4BF21-0AA0-ZX90 | RONIS KEY-OPERATED SWITCH, 22MM, ROUND, METAL, SHINY, LOCK NO. SB30, WITH 2 KEYS, 2 SWITCH POSI | 25.9
3SU1050-4BF21-0AA0-ZY10 | RONIS KEY-OPERATED SWITCH, 22MM, ROUND, METAL, SHINY, LOCK NO. SB30, WITH 2 KEYS, 2 SWITCH POSI | 29.06
3SU1050-4BL01-0AA0-ZX90 | RONIS KEY-OPERATED SWITCH, 22MM, ROUND, METAL, SHINY, LOCK NO. SB30, WITH 2 KEYS, 3 SWITCH POSI | 27.66
3SU1050-4BL01-0AA0-ZY10 | RONIS KEY-OPERATED SWITCH, 22MM, ROUND, METAL, SHINY, LOCK NO. SB30, WITH 2 KEYS, 3 SWITCH POSI | 30.83
3SU1050-4BL11-0AA0-ZX90 | RONIS KEY-OPERATED SWITCH, 22MM, ROUND, METAL, SHINY, LOCK NO. SB30, WITH 2 KEYS, 3 SWITCH POSI | 27.66
3SU1050-4BL11-0AA0-ZY10 | RONIS KEY-OPERATED SWITCH, 22MM, ROUND, METAL, SHINY, LOCK NO. SB30, WITH 2 KEYS, 3 SWITCH POSI | 30.83
3SU1050-4BL11-0AA0-ZY19 | RONIS KEY-OPERATED SWITCH, 22MM, ROUND, METAL, SHINY, LOCK NO. SB30, WITH 2 KEYS, 3 SWITCH POSI | 28.93
3SU1050-4BL21-0AA0-ZX90 | RONIS KEY-OPERATED SWITCH, 22MM, ROUND, METAL, SHINY, LOCK NO. SB30, WITH 2 KEYS, 3 SWITCH POSI | 27.66
3SU1050-4BL21-0AA0-ZY19 | RONIS KEY-OPERATED SWITCH, 22MM, ROUND, METAL, SHINY, LOCK NO. SB30, WITH 2 KEYS, 3 SWITCH POSI | 28.93
3SU1050-4BL31-0AA0-ZX90 | RONIS KEY-OPERATED SWITCH, 22MM, ROUND, METAL, SHINY, LOCK NO. SB30, WITH 2 KEYS, 3 SWITCH POSI | 27.66
3SU1050-4BL31-0AA0-ZY19 | RONIS KEY-OPERATED SWITCH, 22MM, ROUND, METAL, SHINY, LOCK NO. SB30, WITH 2 KEYS, 3 SWITCH POSI | 28.93
3SU1050-4BL41-0AA0-ZY19 | RONIS KEY-OPERATED SWITCH, 22MM, ROUND, METAL, SHINY, LOCK NO. SB30, WITH 2 KEYS, 3 SWITCH POSI | 28.93
3SU1100-0AB40-1FA0-ZY10 | PUSHBUTTON, 22MM, ROUND, PLASTIC, GREEN, FLAT BUTTON, MOMENTARY CONTACT TYPE, WITH HOLDER 1NO | 18.8
3SU1100-0AB40-1FA0-ZY12 | PUSHBUTTON, 22MM, ROUND, PLASTIC, GREEN, FLAT BUTTON, MOMENTARY CONTACT TYPE, WITH HOLDER 1NO | 18.8
3SU1100-0AB40-3BA0-ZY11 | PUSHBUTTON, 22MM, ROUND, PLASTIC, GREEN, FLAT BUTTON, MOMENTARY CONTACT TYPE, WITH HOLDER 1NO | 16.08
3SU1100-0AB40-3BA0-ZY13 | PUSHBUTTON, 22MM, ROUND, PLASTIC, GREEN, FLAT BUTTON, MOMENTARY CONTACT TYPE, WITH HOLDER 1NO | 16.08
3SU1100-0AB40-3FA0-ZY12 | PUSHBUTTON, 22MM, ROUND, PLASTIC, GREEN, FLAT BUTTON, MOMENTARY CONTACT TYPE, WITH HOLDER 1NO | 19.37
3SU1100-0AB40-3FA0-ZY15 | PUSHBUTTON, 22MM, ROUND, PLASTIC, GREEN, FLAT BUTTON, MOMENTARY CONTACT TYPE, WITH HOLDER 1NO | 19.37
3SU1100-0AB50-1BA0-ZY11 | PUSHBUTTON, 22MM, ROUND, PLASTIC, BLUE, FLAT BUTTON, MOMENTARY CONTACT TYPE, WITH HOLDER 1NO, | 15.88
3SU1100-0AB50-1BA0-ZY13 | PUSHBUTTON, 22MM, ROUND, PLASTIC, BLUE, FLAT BUTTON, MOMENTARY CONTACT TYPE, WITH HOLDER 1NO, | 15.88
3SU1100-0AB50-1BA0-ZY19 | PUSHBUTTON, 22MM, ROUND, PLASTIC, BLUE, FLAT BUTTON, MOMENTARY CONTACT TYPE, WITH HOLDER 1NO, | 13.99
3SU1100-0AB50-1FA0-ZY12 | PUSHBUTTON, 22MM, ROUND, PLASTIC, BLUE, FLAT BUTTON, MOMENTARY CONTACT TYPE, WITH HOLDER 1NO+ | 18.8
3SU1100-0AB50-1FA0-ZY15 | PUSHBUTTON, 22MM, ROUND, PLASTIC, BLUE, FLAT BUTTON, MOMENTARY CONTACT TYPE, WITH HOLDER 1NO+ | 18.8
3SU1100-0AB50-3BA0-ZY13 | PUSHBUTTON, 22MM, ROUND, PLASTIC, BLUE, FLAT BUTTON, MOMENTARY CONTACT TYPE, WITH HOLDER 1NO, | 16.08
3SU1100-0AB50-3BA0-ZY19 | PUSHBUTTON, 22MM, ROUND, PLASTIC, BLUE, FLAT BUTTON, MOMENTARY CONTACT TYPE, WITH HOLDER 1NO, | 14.18
3SU1050-3AB61-0AA0-ZY15 | TWIN PUSHBUTTON, 22MM, ROUND, METAL, SHINY, WHITE, BLACK, FLAT BUTTONS, WITH LASER INSCRIPTION, | 14.44
3SU1050-3AB66-0AA0-ZY11 | TWIN PUSHBUTTON, 22MM, ROUND, METAL, SHINY, WHITE, WHITE, FLAT BUTTONS, WITH LASER INSCRIPTION, | 14.44
3SU1050-3AB66-0AA0-ZY13 | TWIN PUSHBUTTON, 22MM, ROUND, METAL, SHINY, WHITE, WHITE, FLAT BUTTONS, WITH LASER INSCRIPTION, | 14.44
3SU1050-3BB42-0AA0 | TWIN PUSHBUTTON, 22MM, ROUND, METAL, SHINY, GREEN, RED, FLAT AND RAISED BUTTONS | 10.34
3SU1050-3BB42-0AA0-ZY10 | TWIN PUSHBUTTON, 22MM, ROUND, METAL, SHINY, GREEN, RED, FLAT AND RAISED BUTTONS, WITH LASER INS | 14.44
3SU1050-3BB42-0AA0-ZY19 | TWIN PUSHBUTTON, 22MM, ROUND, METAL, SHINY, GREEN, RED, FLAT AND RAISED BUTTONS, WITH LASER INS | 12.53
3SU1050-3BB42-0AK0-ZX90 | TWIN PUSHBUTTON, 22MM, ROUND, METAL, SHINY, GREEN: I, RED: O, FLAT AND RAISED BUTTONS, Z = 50X | 12.28
3SU1050-3BB61-0AA0-ZY15 | TWIN PUSHBUTTON, 22MM, ROUND, METAL, SHINY, WHITE, BLACK, FLAT AND RAISED BUTTONS, WITH LASER I | 14.44
3SU1050-3BB61-0AK0 | TWIN PUSHBUTTON, 22MM, ROUND, METAL, SHINY, WHITE: I, BLACK: O, FLAT AND RAISED BUTTONS | 11.3
3SU1050-4BC01-0AA0-ZY11 | RONIS KEY-OPERATED SWITCH, 22MM, ROUND, METAL, SHINY, LOCK NO. SB30, WITH 2 KEYS, 2 SWITCH POSI | 29.06
3SU1050-4BF01-0AA0-ZY11 | RONIS KEY-OPERATED SWITCH, 22MM, ROUND, METAL, SHINY, LOCK NO. SB30, WITH 2 KEYS, 2 SWITCH POSI | 29.06
3SU1050-4BF11-0AA0-ZY01 | RONIS KEY-OPERATED SWITCH, 22MM, ROUND, METAL, SHINY, SPECIAL LOCK, WITH 2 KEYS, 2 SWITCH POSIT | 57.55
3SU1050-4BF11-0AA0-ZY11 | RONIS KEY-OPERATED SWITCH, 22MM, ROUND, METAL, SHINY, LOCK NO. SB30, WITH 2 KEYS, 2 SWITCH POSI | 29.06
3SU1050-4BF21-0AA0-ZY01 | RONIS KEY-OPERATED SWITCH, 22MM, ROUND, METAL, SHINY, SPECIAL LOCK, WITH 2 KEYS, 2 SWITCH POSIT | 57.55
3SU1050-4BF21-0AA0-ZY11 | RONIS KEY-OPERATED SWITCH, 22MM, ROUND, METAL, SHINY, LOCK NO. SB30, WITH 2 KEYS, 2 SWITCH POSI | 29.06
3SU1050-4BL01-0AA0 | RONIS KEY-OPERATED SWITCH, 22MM, ROUND, METAL, SHINY, LOCK NO. SB30, WITH 2 KEYS, 3 SWITCH POSI | 25.38
3SU1050-4BL01-0AA0-ZY01 | RONIS KEY-OPERATED SWITCH, 22MM, ROUND, METAL, SHINY, SPECIAL LOCK, WITH 2 KEYS, 3 SWITCH POSIT | 59.32
3SU1050-4BL01-0AA0-ZY11 | RONIS KEY-OPERATED SWITCH, 22MM, ROUND, METAL, SHINY, LOCK NO. SB30, WITH 2 KEYS, 3 SWITCH POSI | 30.83
3SU1050-4BL11-0AA0 | RONIS KEY-OPERATED SWITCH, 22MM, ROUND, METAL, SHINY, LOCK NO. SB30, WITH 2 KEYS, 3 SWITCH POSI | 25.38
3SU1050-4BL11-0AA0-ZY01 | RONIS KEY-OPERATED SWITCH, 22MM, ROUND, METAL, SHINY, SPECIAL LOCK, WITH 2 KEYS, 3 SWITCH POSIT | 59.32
3SU1050-4BL21-0AA0 | RONIS KEY-OPERATED SWITCH, 22MM, ROUND, METAL, SHINY, LOCK NO. SB30, WITH 2 KEYS, 3 SWITCH POSI | 25.38
3SU1050-4BL21-0AA0-ZY01 | RONIS KEY-OPERATED SWITCH, 22MM, ROUND, METAL, SHINY, SPECIAL LOCK, WITH 2 KEYS, 3 SWITCH POSIT | 59.32
3SU1050-4BL21-0AA0-ZY15 | RONIS KEY-OPERATED SWITCH, 22MM, ROUND, METAL, SHINY, LOCK NO. SB30, WITH 2 KEYS, 3 SWITCH POSI | 30.83
3SU1050-4BL31-0AA0 | RONIS KEY-OPERATED SWITCH, 22MM, ROUND, METAL, SHINY, LOCK NO. SB30, WITH 2 KEYS, 3 SWITCH POSI | 25.38
3SU1050-4BL31-0AA0-ZY15 | RONIS KEY-OPERATED SWITCH, 22MM, ROUND, METAL, SHINY, LOCK NO. SB30, WITH 2 KEYS, 3 SWITCH POSI | 30.83
3SU1050-4BL41-0AA0 | RONIS KEY-OPERATED SWITCH, 22MM, ROUND, METAL, SHINY, LOCK NO. SB30, WITH 2 KEYS, 3 SWITCH POSI | 25.38
3SU1050-4BL41-0AA0-ZY15 | RONIS KEY-OPERATED SWITCH, 22MM, ROUND, METAL, SHINY, LOCK NO. SB30, WITH 2 KEYS, 3 SWITCH POSI | 30.83
3SU1050-4BL51-0AA0 | RONIS KEY-OPERATED SWITCH, 22MM, ROUND, METAL, SHINY, LOCK NO. SB30, WITH 2 KEYS, 3 SWITCH POSI | 25.38
3SU1050-5XF11-0AA0-ZY01 | IKON KEY-OPERATED SWITCH, 22MM, ROUND, METAL, SHINY, SPECIAL LOCK, WITH 2 KEYS, 2 SWITCH POSITI | 169.65
3SU1050-3BB61-0AA0-ZY13 | TWIN PUSHBUTTON, 22MM, ROUND, METAL, SHINY, WHITE, BLACK, FLAT AND RAISED BUTTONS, WITH LASER I | 14.44
3SU1050-4BC01-0AA0 | RONIS KEY-OPERATED SWITCH, 22MM, ROUND, METAL, SHINY, LOCK NO. SB30, WITH 2 KEYS, 2 SWITCH POSI | 23.76
3SU1050-4BC01-0AA0-ZX90 | RONIS KEY-OPERATED SWITCH, 22MM, ROUND, METAL, SHINY, LOCK NO. SB30, WITH 2 KEYS, 2 SWITCH POSI | 25.9
3SU1050-4BC01-0AA0-ZY01 | RONIS KEY-OPERATED SWITCH, 22MM, ROUND, METAL, SHINY, SPECIAL LOCK, WITH 2 KEYS, 2 SWITCH POSIT | 57.55
3SU1050-4BC01-0AA0-ZY10 | RONIS KEY-OPERATED SWITCH, 22MM, ROUND, METAL, SHINY, LOCK NO. SB30, WITH 2 KEYS, 2 SWITCH POSI | 29.06
3SU1050-4BF01-0AA0 | RONIS KEY-OPERATED SWITCH, 22MM, ROUND, METAL, SHINY, LOCK NO. SB30, WITH 2 KEYS, 2 SWITCH POSI | 23.76
3SU1050-4BF01-0AA0-ZX90 | RONIS KEY-OPERATED SWITCH, 22MM, ROUND, METAL, SHINY, LOCK NO. SB30, WITH 2 KEYS, 2 SWITCH POSI | 25.9
3SU1050-4BF01-0AA0-ZY01 | RONIS KEY-OPERATED SWITCH, 22MM, ROUND, METAL, SHINY, SPECIAL LOCK, WITH 2 KEYS, 2 SWITCH POSIT | 57.55
3SU1050-4BF11-0AA0-ZY15 | RONIS KEY-OPERATED SWITCH, 22MM, ROUND, METAL, SHINY, LOCK NO. SB30, WITH 2 KEYS, 2 SWITCH POSI | 29.06
3SU1050-4BF11-0AA0-ZY19 | RONIS KEY-OPERATED SWITCH, 22MM, ROUND, METAL, SHINY, LOCK NO. SB30, WITH 2 KEYS, 2 SWITCH POSI | 27.16
3SU1050-4BF21-0AA0-ZY12 | RONIS KEY-OPERATED SWITCH, 22MM, ROUND, METAL, SHINY, LOCK NO. SB30, WITH 2 KEYS, 2 SWITCH POSI | 29.06
3SU1050-4BF21-0AA0-ZY15 | RONIS KEY-OPERATED SWITCH, 22MM, ROUND, METAL, SHINY, LOCK NO. SB30, WITH 2 KEYS, 2 SWITCH POSI | 29.06
3SU1050-4BF21-0AA0-ZY19 | RONIS KEY-OPERATED SWITCH, 22MM, ROUND, METAL, SHINY, LOCK NO. SB30, WITH 2 KEYS, 2 SWITCH POSI | 27.16
3SU1050-4BL11-0AA0-ZY11 | RONIS KEY-OPERATED SWITCH, 22MM, ROUND, METAL, SHINY, LOCK NO. SB30, WITH 2 KEYS, 3 SWITCH POSI | 30.83
3SU1050-4BL11-0AA0-ZY12 | RONIS KEY-OPERATED SWITCH, 22MM, ROUND, METAL, SHINY, LOCK NO. SB30, WITH 2 KEYS, 3 SWITCH POSI | 30.83
3SU1050-4BL11-0AA0-ZY15 | RONIS KEY-OPERATED SWITCH, 22MM, ROUND, METAL, SHINY, LOCK NO. SB30, WITH 2 KEYS, 3 SWITCH POSI | 30.83
3SU1050-4BL21-0AA0-ZY10 | RONIS KEY-OPERATED SWITCH, 22MM, ROUND, METAL, SHINY, LOCK NO. SB30, WITH 2 KEYS, 3 SWITCH POSI | 30.83
3SU1050-4BL21-0AA0-ZY11 | RONIS KEY-OPERATED SWITCH, 22MM, ROUND, METAL, SHINY, LOCK NO. SB30, WITH 2 KEYS, 3 SWITCH POSI | 30.83
3SU1050-4BL21-0AA0-ZY12 | RONIS KEY-OPERATED SWITCH, 22MM, ROUND, METAL, SHINY, LOCK NO. SB30, WITH 2 KEYS, 3 SWITCH POSI | 30.83
3SU1050-4BL41-0AA0-ZX90 | RONIS KEY-OPERATED SWITCH, 22MM, ROUND, METAL, SHINY, LOCK NO. SB30, WITH 2 KEYS, 3 SWITCH POSI | 27.66
3SU1050-4BL41-0AA0-ZY01 | RONIS KEY-OPERATED SWITCH, 22MM, ROUND, METAL, SHINY, SPECIAL LOCK, WITH 2 KEYS, 3 SWITCH POSIT | 59.32
3SU1050-4BL41-0AA0-ZY10 | RONIS KEY-OPERATED SWITCH, 22MM, ROUND, METAL, SHINY, LOCK NO. SB30, WITH 2 KEYS, 3 SWITCH POSI | 30.83
3SU1050-4BL41-0AA0-ZY11 | RONIS KEY-OPERATED SWITCH, 22MM, ROUND, METAL, SHINY, LOCK NO. SB30, WITH 2 KEYS, 3 SWITCH POSI | 30.83
3SU1050-4BL41-0AA0-ZY12 | RONIS KEY-OPERATED SWITCH, 22MM, ROUND, METAL, SHINY, LOCK NO. SB30, WITH 2 KEYS, 3 SWITCH POSI | 30.83
3SU1100-0AB40-1FA0 | PUSHBUTTON, 22MM, ROUND, PLASTIC, GREEN, FLAT BUTTON, MOMENTARY CONTACT TYPE, WITH HOLDER 1NO | 14.34
3SU1100-0AB40-1FA0-ZX90 | PUSHBUTTON, 22MM, ROUND, PLASTIC, GREEN, FLAT BUTTON, MOMENTARY CONTACT TYPE, WITH HOLDER 1NO | 15.64
3SU1100-0AB40-3BA0-ZY19 | PUSHBUTTON, 22MM, ROUND, PLASTIC, GREEN, FLAT BUTTON, MOMENTARY CONTACT TYPE, WITH HOLDER 1NO | 14.18
3SU1100-0AB40-3FA0 | PUSHBUTTON, 22MM, ROUND, PLASTIC, GREEN, FLAT BUTTON, MOMENTARY CONTACT TYPE, WITH HOLDER 1NO | 14.88
3SU1100-0AB40-3FA0-ZX90 | PUSHBUTTON, 22MM, ROUND, PLASTIC, GREEN, FLAT BUTTON, MOMENTARY CONTACT TYPE, WITH HOLDER 1NO | 16.21
3SU1050-4BL31-0AA0-ZY10 | RONIS KEY-OPERATED SWITCH, 22MM, ROUND, METAL, SHINY, LOCK NO. SB30, WITH 2 KEYS, 3 SWITCH POSI | 30.83
3SU1050-4BL31-0AA0-ZY11 | RONIS KEY-OPERATED SWITCH, 22MM, ROUND, METAL, SHINY, LOCK NO. SB30, WITH 2 KEYS, 3 SWITCH POSI | 30.83
3SU1050-4BL31-0AA0-ZY12 | RONIS KEY-OPERATED SWITCH, 22MM, ROUND, METAL, SHINY, LOCK NO. SB30, WITH 2 KEYS, 3 SWITCH POSI | 30.83
3SU1050-4BL51-0AA0-ZX90 | RONIS KEY-OPERATED SWITCH, 22MM, ROUND, METAL, SHINY, LOCK NO. SB30, WITH 2 KEYS, 3 SWITCH POSI | 27.66
3SU1050-4BL51-0AA0-ZY01 | RONIS KEY-OPERATED SWITCH, 22MM, ROUND, METAL, SHINY, SPECIAL LOCK, WITH 2 KEYS, 3 SWITCH POSIT | 59.32
3SU1050-4BL51-0AA0-ZY10 | RONIS KEY-OPERATED SWITCH, 22MM, ROUND, METAL, SHINY, LOCK NO. SB30, WITH 2 KEYS, 3 SWITCH POSI | 30.83
3SU1050-5XF11-0AA0-ZX90 | IKON KEY-OPERATED SWITCH, 22MM, ROUND, METAL, SHINY, LOCK NO. 360012K1, WITH 2 KEYS, 2 SWITCH P | 138
3SU1100-0AB40-1FA0-ZY15 | PUSHBUTTON, 22MM, ROUND, PLASTIC, GREEN, FLAT BUTTON, MOMENTARY CONTACT TYPE, WITH HOLDER 1NO | 18.8
3SU1100-0AB40-1FA0-ZY19 | PUSHBUTTON, 22MM, ROUND, PLASTIC, GREEN, FLAT BUTTON, MOMENTARY CONTACT TYPE, WITH HOLDER 1NO | 16.9
3SU1100-0AB40-3BA0 | PUSHBUTTON, 22MM, ROUND, PLASTIC, GREEN, FLAT BUTTON, MOMENTARY CONTACT TYPE, WITH HOLDER 1NO | 11.86
3SU1100-0AB40-3BA0-ZX90 | PUSHBUTTON, 22MM, ROUND, PLASTIC, GREEN, FLAT BUTTON, MOMENTARY CONTACT TYPE, WITH HOLDER 1NO | 12.92
3SU1100-0AB40-3BA0-ZY10 | PUSHBUTTON, 22MM, ROUND, PLASTIC, GREEN, FLAT BUTTON, MOMENTARY CONTACT TYPE, WITH HOLDER 1NO | 16.08
3SU1100-0AB40-3FA0-ZY19 | PUSHBUTTON, 22MM, ROUND, PLASTIC, GREEN, FLAT BUTTON, MOMENTARY CONTACT TYPE, WITH HOLDER 1NO | 17.47
3SU1100-0AB50-1BA0 | PUSHBUTTON, 22MM, ROUND, PLASTIC, BLUE, FLAT BUTTON, MOMENTARY CONTACT TYPE, WITH HOLDER 1NO, | 11.69
3SU1100-0AB50-1BA0-ZX90 | PUSHBUTTON, 22MM, ROUND, PLASTIC, BLUE, FLAT BUTTON, MOMENTARY CONTACT TYPE, WITH HOLDER 1NO, | 12.72
3SU1100-0AB50-1BA0-ZY10 | PUSHBUTTON, 22MM, ROUND, PLASTIC, BLUE, FLAT BUTTON, MOMENTARY CONTACT TYPE, WITH HOLDER 1NO, | 15.88
3SU1100-0AB50-3BA0 | PUSHBUTTON, 22MM, ROUND, PLASTIC, BLUE, FLAT BUTTON, MOMENTARY CONTACT TYPE, WITH HOLDER 1NO, | 11.86
3SU1100-0AB50-3BA0-ZX90 | PUSHBUTTON, 22MM, ROUND, PLASTIC, BLUE, FLAT BUTTON, MOMENTARY CONTACT TYPE, WITH HOLDER 1NO, | 12.92
3SU1100-0AB50-3BA0-ZY10 | PUSHBUTTON, 22MM, ROUND, PLASTIC, BLUE, FLAT BUTTON, MOMENTARY CONTACT TYPE, WITH HOLDER 1NO, | 16.08
3SU1100-0AB50-3BA0-ZY11 | PUSHBUTTON, 22MM, ROUND, PLASTIC, BLUE, FLAT BUTTON, MOMENTARY CONTACT TYPE, WITH HOLDER 1NO, | 16.08
3SU1100-0AB60-1BA0-ZX90 | PUSHBUTTON, 22MM, ROUND, PLASTIC, WHITE, FLAT BUTTON, MOMENTARY CONTACT TYPE, WITH HOLDER 1NO | 12.72
3SU1100-0AB60-1BA0-ZY10 | PUSHBUTTON, 22MM, ROUND, PLASTIC, WHITE, FLAT BUTTON, MOMENTARY CONTACT TYPE, WITH HOLDER 1NO | 15.88
3SU1100-0AB60-1BA0-ZY11 | PUSHBUTTON, 22MM, ROUND, PLASTIC, WHITE, FLAT BUTTON, MOMENTARY CONTACT TYPE, WITH HOLDER 1NO | 15.88
3SU1100-0AB60-1BA0-ZY12 | PUSHBUTTON, 22MM, ROUND, PLASTIC, WHITE, FLAT BUTTON, MOMENTARY CONTACT TYPE, WITH HOLDER 1NO | 15.88
3SU1100-0AB60-3BA0-ZX90 | PUSHBUTTON, 22MM, ROUND, PLASTIC, WHITE, FLAT BUTTON, MOMENTARY CONTACT TYPE, WITH HOLDER 1NO | 12.92
3SU1100-0AB60-3BA0-ZY10 | PUSHBUTTON, 22MM, ROUND, PLASTIC, WHITE, FLAT BUTTON, MOMENTARY CONTACT TYPE, WITH HOLDER 1NO | 16.08
3SU1100-0AB60-3BA0-ZY11 | PUSHBUTTON, 22MM, ROUND, PLASTIC, WHITE, FLAT BUTTON, MOMENTARY CONTACT TYPE, WITH HOLDER 1NO | 16.08
3SU1100-0AB60-3BA0-ZY12 | PUSHBUTTON, 22MM, ROUND, PLASTIC, WHITE, FLAT BUTTON, MOMENTARY CONTACT TYPE, WITH HOLDER 1NO | 16.08
3SU1100-0AB60-3BA0-ZY13 | PUSHBUTTON, 22MM, ROUND, PLASTIC, WHITE, FLAT BUTTON, MOMENTARY CONTACT TYPE, WITH HOLDER 1NO | 16.08
3SU1100-0AB40-1FA0-ZY11 | PUSHBUTTON, 22MM, ROUND, PLASTIC, GREEN, FLAT BUTTON, MOMENTARY CONTACT TYPE, WITH HOLDER 1NO | 18.8
3SU1100-0AB40-1FA0-ZY13 | PUSHBUTTON, 22MM, ROUND, PLASTIC, GREEN, FLAT BUTTON, MOMENTARY CONTACT TYPE, WITH HOLDER 1NO | 18.8
3SU1100-0AB40-3BA0-ZY12 | PUSHBUTTON, 22MM, ROUND, PLASTIC, GREEN, FLAT BUTTON, MOMENTARY CONTACT TYPE, WITH HOLDER 1NO | 16.08
3SU1100-0AB40-3BA0-ZY15 | PUSHBUTTON, 22MM, ROUND, PLASTIC, GREEN, FLAT BUTTON, MOMENTARY CONTACT TYPE, WITH HOLDER 1NO | 16.08
3SU1100-0AB40-3FA0-ZY11 | PUSHBUTTON, 22MM, ROUND, PLASTIC, GREEN, FLAT BUTTON, MOMENTARY CONTACT TYPE, WITH HOLDER 1NO | 19.37
3SU1100-0AB40-3FA0-ZY13 | PUSHBUTTON, 22MM, ROUND, PLASTIC, GREEN, FLAT BUTTON, MOMENTARY CONTACT TYPE, WITH HOLDER 1NO | 19.37
3SU1100-0AB50-1BA0-ZY12 | PUSHBUTTON, 22MM, ROUND, PLASTIC, BLUE, FLAT BUTTON, MOMENTARY CONTACT TYPE, WITH HOLDER 1NO, | 15.88
3SU1100-0AB50-1BA0-ZY15 | PUSHBUTTON, 22MM, ROUND, PLASTIC, BLUE, FLAT BUTTON, MOMENTARY CONTACT TYPE, WITH HOLDER 1NO, | 15.88
3SU1100-0AB50-1FA0-ZY13 | PUSHBUTTON, 22MM, ROUND, PLASTIC, BLUE, FLAT BUTTON, MOMENTARY CONTACT TYPE, WITH HOLDER 1NO+ | 18.8
3SU1100-0AB50-1FA0-ZY19 | PUSHBUTTON, 22MM, ROUND, PLASTIC, BLUE, FLAT BUTTON, MOMENTARY CONTACT TYPE, WITH HOLDER 1NO+ | 16.9
3SU1100-0AB50-3BA0-ZY12 | PUSHBUTTON, 22MM, ROUND, PLASTIC, BLUE, FLAT BUTTON, MOMENTARY CONTACT TYPE, WITH HOLDER 1NO, | 16.08
3SU1100-0AB50-3BA0-ZY15 | PUSHBUTTON, 22MM, ROUND, PLASTIC, BLUE, FLAT BUTTON, MOMENTARY CONTACT TYPE, WITH HOLDER 1NO, | 16.08
3SU1100-0AB50-3FA0-ZY13 | PUSHBUTTON, 22MM, ROUND, PLASTIC, BLUE, FLAT BUTTON, MOMENTARY CONTACT TYPE, WITH HOLDER 1NO+ | 19.37
3SU1100-0AB50-3FA0-ZY19 | PUSHBUTTON, 22MM, ROUND, PLASTIC, BLUE, FLAT BUTTON, MOMENTARY CONTACT TYPE, WITH HOLDER 1NO+ | 17.47
3SU1100-0AB60-1BA0-ZY15 | PUSHBUTTON, 22MM, ROUND, PLASTIC, WHITE, FLAT BUTTON, MOMENTARY CONTACT TYPE, WITH HOLDER 1NO | 15.88
3SU1100-0AB60-1FA0 | PUSHBUTTON, 22MM, ROUND, PLASTIC, WHITE, FLAT BUTTON, MOMENTARY CONTACT TYPE, WITH HOLDER 1NO | 14.34
3SU1100-0AB60-1FA0-ZY13 | PUSHBUTTON, 22MM, ROUND, PLASTIC, WHITE, FLAT BUTTON, MOMENTARY CONTACT TYPE, WITH HOLDER 1NO | 18.8
3SU1100-0AB60-1FA0-ZY19 | PUSHBUTTON, 22MM, ROUND, PLASTIC, WHITE, FLAT BUTTON, MOMENTARY CONTACT TYPE, WITH HOLDER 1NO | 16.9
3SU1100-0AB60-3BA0-ZY15 | PUSHBUTTON, 22MM, ROUND, PLASTIC, WHITE, FLAT BUTTON, MOMENTARY CONTACT TYPE, WITH HOLDER 1NO | 16.08
3SU1100-0AB60-3FA0 | PUSHBUTTON, 22MM, ROUND, PLASTIC, WHITE, FLAT BUTTON, MOMENTARY CONTACT TYPE, WITH HOLDER 1NO | 14.88
3SU1100-0AB60-3FA0-ZY19 | PUSHBUTTON, 22MM, ROUND, PLASTIC, WHITE, FLAT BUTTON, MOMENTARY CONTACT TYPE, WITH HOLDER 1NO | 17.47
3SU1100-0AB70-1BA0-ZX90 | PUSHBUTTON, 22MM, ROUND, PLASTIC, CLEAR, FLAT BUTTON, MOMENTARY CONTACT TYPE, WITH HOLDER 1NO | 12.72
3SU1100-0AB70-1BA0-ZY15 | PUSHBUTTON, 22MM, ROUND, PLASTIC, CLEAR, FLAT BUTTON, MOMENTARY CONTACT TYPE, WITH HOLDER 1NO | 15.88
3SU1100-0AB70-1FA0 | PUSHBUTTON, 22MM, ROUND, PLASTIC, CLEAR, FLAT BUTTON, MOMENTARY CONTACT TYPE, WITH HOLDER 1NO | 14.34
3SU1100-0AB70-1FA0-ZY19 | PUSHBUTTON, 22MM, ROUND, PLASTIC, CLEAR, FLAT BUTTON, MOMENTARY CONTACT TYPE, WITH HOLDER 1NO | 16.9
3SU1100-0AB80-1FA0-ZX90 | PUSHBUTTON, 22MM, ROUND, PLASTIC, GRAY, FLAT BUTTON, MOMENTARY CONTACT TYPE, WITH HOLDER 1NO+ | 15.64
3SU1100-0BB10-1CA0 | PUSHBUTTON, 22MM, ROUND, PLASTIC, BLACK, RAISED BUTTON, MOMENTARY CONTACT TYPE, WITH HOLDER 1 | 13.82
3SU1100-0BB10-1CA0-ZY10 | PUSHBUTTON, 22MM, ROUND, PLASTIC, BLACK, RAISED BUTTON, MOMENTARY CONTACT TYPE, WITH HOLDER 1 | 18.23
3SU1100-0BB10-1CA0-ZY19 | PUSHBUTTON, 22MM, ROUND, PLASTIC, BLACK, RAISED BUTTON, MOMENTARY CONTACT TYPE, WITH HOLDER 1 | 16.34
3SU1100-0BB10-1FA0-ZX90 | PUSHBUTTON, 22MM, ROUND, PLASTIC, BLACK, RAISED BUTTON, MOMENTARY CONTACT TYPE, WITH HOLDER 1 | 17.91
3SU1100-0AB50-3FA0-ZY12 | PUSHBUTTON, 22MM, ROUND, PLASTIC, BLUE, FLAT BUTTON, MOMENTARY CONTACT TYPE, WITH HOLDER 1NO+ | 19.37
3SU1100-0AB50-3FA0-ZY15 | PUSHBUTTON, 22MM, ROUND, PLASTIC, BLUE, FLAT BUTTON, MOMENTARY CONTACT TYPE, WITH HOLDER 1NO+ | 19.37
3SU1100-0AB60-1BA0 | PUSHBUTTON, 22MM, ROUND, PLASTIC, WHITE, FLAT BUTTON, MOMENTARY CONTACT TYPE, WITH HOLDER 1NO | 11.69
3SU1100-0AB60-1BA0-ZY13 | PUSHBUTTON, 22MM, ROUND, PLASTIC, WHITE, FLAT BUTTON, MOMENTARY CONTACT TYPE, WITH HOLDER 1NO | 15.88
3SU1100-0AB60-1BA0-ZY19 | PUSHBUTTON, 22MM, ROUND, PLASTIC, WHITE, FLAT BUTTON, MOMENTARY CONTACT TYPE, WITH HOLDER 1NO | 13.99
3SU1100-0AB60-1FA0-ZY15 | PUSHBUTTON, 22MM, ROUND, PLASTIC, WHITE, FLAT BUTTON, MOMENTARY CONTACT TYPE, WITH HOLDER 1NO | 18.8
3SU1100-0AB60-3BA0 | PUSHBUTTON, 22MM, ROUND, PLASTIC, WHITE, FLAT BUTTON, MOMENTARY CONTACT TYPE, WITH HOLDER 1NO | 11.86
3SU1100-0AB60-3BA0-ZY19 | PUSHBUTTON, 22MM, ROUND, PLASTIC, WHITE, FLAT BUTTON, MOMENTARY CONTACT TYPE, WITH HOLDER 1NO | 14.18
3SU1100-0AB60-3FA0-ZX90 | PUSHBUTTON, 22MM, ROUND, PLASTIC, WHITE, FLAT BUTTON, MOMENTARY CONTACT TYPE, WITH HOLDER 1NO | 16.21
3SU1100-0AB60-3FA0-ZY15 | PUSHBUTTON, 22MM, ROUND, PLASTIC, WHITE, FLAT BUTTON, MOMENTARY CONTACT TYPE, WITH HOLDER 1NO | 19.37
3SU1100-0AB70-1BA0 | PUSHBUTTON, 22MM, ROUND, PLASTIC, CLEAR, FLAT BUTTON, MOMENTARY CONTACT TYPE, WITH HOLDER 1NO | 11.69
3SU1100-0AB70-1BA0-ZY19 | PUSHBUTTON, 22MM, ROUND, PLASTIC, CLEAR, FLAT BUTTON, MOMENTARY CONTACT TYPE, WITH HOLDER 1NO | 13.99
3SU1100-0AB70-1FA0-ZX90 | PUSHBUTTON, 22MM, ROUND, PLASTIC, CLEAR, FLAT BUTTON, MOMENTARY CONTACT TYPE, WITH HOLDER 1NO | 15.64
3SU1100-0AB80-1FA0 | PUSHBUTTON, 22MM, ROUND, PLASTIC, GRAY, FLAT BUTTON, MOMENTARY CONTACT TYPE, WITH HOLDER 1NO+ | 14.34
3SU1100-0AB80-1FA0-ZY10 | PUSHBUTTON, 22MM, ROUND, PLASTIC, GRAY, FLAT BUTTON, MOMENTARY CONTACT TYPE, WITH HOLDER 1NO+ | 18.8
3SU1100-0AB80-1FA0-ZY19 | PUSHBUTTON, 22MM, ROUND, PLASTIC, GRAY, FLAT BUTTON, MOMENTARY CONTACT TYPE, WITH HOLDER 1NO+ | 16.9
3SU1100-0BB10-1CA0-ZX90 | PUSHBUTTON, 22MM, ROUND, PLASTIC, BLACK, RAISED BUTTON, MOMENTARY CONTACT TYPE, WITH HOLDER 1 | 15.07
3SU1100-0BB10-1FA0 | PUSHBUTTON, 22MM, ROUND, PLASTIC, BLACK, RAISED BUTTON, MOMENTARY CONTACT TYPE, WITH HOLDER 1 | 16.47
3SU1100-0BB10-1FA0-ZY10 | PUSHBUTTON, 22MM, ROUND, PLASTIC, BLACK, RAISED BUTTON, MOMENTARY CONTACT TYPE, WITH HOLDER 1 | 21.08
3SU1100-0BB20-1CA0-ZX90 | PUSHBUTTON, 22MM, ROUND, PLASTIC, RED, RAISED BUTTON, MOMENTARY CONTACT TYPE, WITH HOLDER 1NC | 15.07
3SU1100-0BB20-1CA0-ZY11 | PUSHBUTTON, 22MM, ROUND, PLASTIC, RED, RAISED BUTTON, MOMENTARY CONTACT TYPE, WITH HOLDER 1NC | 18.23
3SU1100-0BB20-1FA0 | PUSHBUTTON, 22MM, ROUND, PLASTIC, RED, RAISED BUTTON, MOMENTARY CONTACT TYPE, WITH HOLDER 1NO | 16.47
3SU1100-0BB20-1FA0-ZY10 | PUSHBUTTON, 22MM, ROUND, PLASTIC, RED, RAISED BUTTON, MOMENTARY CONTACT TYPE, WITH HOLDER, 1N | 21.08
3SU1100-0BB50-1BA0-ZX90 | PUSHBUTTON, 22MM, ROUND, PLASTIC, BLUE, RAISED BUTTON, MOMENTARY CONTACT TYPE, WITH HOLDER 1N | 15.07
3SU1100-0BB50-1BA0-ZY11 | PUSHBUTTON, 22MM, ROUND, PLASTIC, BLUE, RAISED BUTTON, MOMENTARY CONTACT TYPE, WITH HOLDER 1N | 18.23
3SU1100-1BA20-1CA0-ZY10 | MUSHROOM PUSHBUTTON, 22MM, ROUND, PLASTIC, RED, 40MM, LATCHING, PULL TO UNLATCH, WITH HOLDER, | 29.89
3SU1100-1BA20-1CA0-ZY12 | MUSHROOM PUSHBUTTON, 22MM, ROUND, PLASTIC, RED, 40MM, LATCHING, PULL TO UNLATCH, WITH HOLDER, | 29.89
3SU1100-1BA20-1FA0-ZX90 | MUSHROOM PUSHBUTTON, 22MM, ROUND, PLASTIC, RED, 40MM, LATCHING, PULL TO UNLATCH, WITH HOLDER, | 29.63
3SU1100-1BA20-1FA0-ZY11 | MUSHROOM PUSHBUTTON, 22MM, ROUND, PLASTIC, RED, 40MM, LATCHING, PULL TO UNLATCH, WITH HOLDER, | 32.79
3SU1100-1BA20-3CA0-ZY10 | MUSHROOM PUSHBUTTON, 22MM, ROUND, PLASTIC, RED, 40MM, LATCHING, PULL TO UNLATCH, WITH HOLDER, | 30
3SU1100-0AB40-3FA0-ZY10 | PUSHBUTTON, 22MM, ROUND, PLASTIC, GREEN, FLAT BUTTON, MOMENTARY CONTACT TYPE, WITH HOLDER 1NO | 19.37
3SU1100-0AB50-1FA0 | PUSHBUTTON, 22MM, ROUND, PLASTIC, BLUE, FLAT BUTTON, MOMENTARY CONTACT TYPE, WITH HOLDER 1NO+ | 14.34
3SU1100-0AB50-1FA0-ZX90 | PUSHBUTTON, 22MM, ROUND, PLASTIC, BLUE, FLAT BUTTON, MOMENTARY CONTACT TYPE, WITH HOLDER 1NO+ | 15.64
3SU1100-0AB50-1FA0-ZY10 | PUSHBUTTON, 22MM, ROUND, PLASTIC, BLUE, FLAT BUTTON, MOMENTARY CONTACT TYPE, WITH HOLDER 1NO+ | 18.8
3SU1100-0AB50-1FA0-ZY11 | PUSHBUTTON, 22MM, ROUND, PLASTIC, BLUE, FLAT BUTTON, MOMENTARY CONTACT TYPE, WITH HOLDER 1NO+ | 18.8
3SU1100-0AB50-3FA0 | PUSHBUTTON, 22MM, ROUND, PLASTIC, BLUE, FLAT BUTTON, MOMENTARY CONTACT TYPE, WITH HOLDER 1NO+ | 14.88
3SU1100-0AB50-3FA0-ZX90 | PUSHBUTTON, 22MM, ROUND, PLASTIC, BLUE, FLAT BUTTON, MOMENTARY CONTACT TYPE, WITH HOLDER 1NO+ | 16.21
3SU1100-0AB50-3FA0-ZY10 | PUSHBUTTON, 22MM, ROUND, PLASTIC, BLUE, FLAT BUTTON, MOMENTARY CONTACT TYPE, WITH HOLDER 1NO+ | 19.37
3SU1100-0AB50-3FA0-ZY11 | PUSHBUTTON, 22MM, ROUND, PLASTIC, BLUE, FLAT BUTTON, MOMENTARY CONTACT TYPE, WITH HOLDER 1NO+ | 19.37
3SU1100-0AB60-1FA0-ZX90 | PUSHBUTTON, 22MM, ROUND, PLASTIC, WHITE, FLAT BUTTON, MOMENTARY CONTACT TYPE, WITH HOLDER 1NO | 15.64
3SU1100-0AB60-1FA0-ZY10 | PUSHBUTTON, 22MM, ROUND, PLASTIC, WHITE, FLAT BUTTON, MOMENTARY CONTACT TYPE, WITH HOLDER 1NO | 18.8
3SU1100-0AB60-1FA0-ZY11 | PUSHBUTTON, 22MM, ROUND, PLASTIC, WHITE, FLAT BUTTON, MOMENTARY CONTACT TYPE, WITH HOLDER 1NO | 18.8
3SU1100-0AB60-1FA0-ZY12 | PUSHBUTTON, 22MM, ROUND, PLASTIC, WHITE, FLAT BUTTON, MOMENTARY CONTACT TYPE, WITH HOLDER 1NO | 18.8
3SU1100-0AB60-3FA0-ZY10 | PUSHBUTTON, 22MM, ROUND, PLASTIC, WHITE, FLAT BUTTON, MOMENTARY CONTACT TYPE, WITH HOLDER 1NO | 19.37
3SU1100-0AB60-3FA0-ZY11 | PUSHBUTTON, 22MM, ROUND, PLASTIC, WHITE, FLAT BUTTON, MOMENTARY CONTACT TYPE, WITH HOLDER 1NO | 19.37
3SU1100-0AB60-3FA0-ZY12 | PUSHBUTTON, 22MM, ROUND, PLASTIC, WHITE, FLAT BUTTON, MOMENTARY CONTACT TYPE, WITH HOLDER 1NO | 19.37
3SU1100-0AB60-3FA0-ZY13 | PUSHBUTTON, 22MM, ROUND, PLASTIC, WHITE, FLAT BUTTON, MOMENTARY CONTACT TYPE, WITH HOLDER 1NO | 19.37
3SU1100-0AB70-1FA0-ZY10 | PUSHBUTTON, 22MM, ROUND, PLASTIC, CLEAR, FLAT BUTTON, MOMENTARY CONTACT TYPE, WITH HOLDER 1NO | 18.8
3SU1100-0AB70-1FA0-ZY11 | PUSHBUTTON, 22MM, ROUND, PLASTIC, CLEAR, FLAT BUTTON, MOMENTARY CONTACT TYPE, WITH HOLDER 1NO | 18.8
3SU1100-0AB70-1FA0-ZY12 | PUSHBUTTON, 22MM, ROUND, PLASTIC, CLEAR, FLAT BUTTON, MOMENTARY CONTACT TYPE, WITH HOLDER 1NO | 18.8
3SU1100-0AB70-1FA0-ZY13 | PUSHBUTTON, 22MM, ROUND, PLASTIC, CLEAR, FLAT BUTTON, MOMENTARY CONTACT TYPE, WITH HOLDER 1NO | 18.8
3SU1100-0AB70-1FA0-ZY15 | PUSHBUTTON, 22MM, ROUND, PLASTIC, CLEAR, FLAT BUTTON, MOMENTARY CONTACT TYPE, WITH HOLDER 1NO | 18.8
3SU1100-0BB10-1CA0-ZY11 | PUSHBUTTON, 22MM, ROUND, PLASTIC, BLACK, RAISED BUTTON, MOMENTARY CONTACT TYPE, WITH HOLDER 1 | 18.23
3SU1100-0BB10-1CA0-ZY12 | PUSHBUTTON, 22MM, ROUND, PLASTIC, BLACK, RAISED BUTTON, MOMENTARY CONTACT TYPE, WITH HOLDER 1 | 18.23
3SU1100-0BB10-1CA0-ZY13 | PUSHBUTTON, 22MM, ROUND, PLASTIC, BLACK, RAISED BUTTON, MOMENTARY CONTACT TYPE, WITH HOLDER 1 | 18.23
3SU1100-0BB10-1CA0-ZY15 | PUSHBUTTON, 22MM, ROUND, PLASTIC, BLACK, RAISED BUTTON, MOMENTARY CONTACT TYPE, WITH HOLDER 1 | 18.23
3SU1100-0BB20-1CA0-ZY12 | PUSHBUTTON, 22MM, ROUND, PLASTIC, RED, RAISED BUTTON, MOMENTARY CONTACT TYPE, WITH HOLDER 1NC | 18.23
3SU1100-0BB20-1CA0-ZY13 | PUSHBUTTON, 22MM, ROUND, PLASTIC, RED, RAISED BUTTON, MOMENTARY CONTACT TYPE, WITH HOLDER 1NC | 18.23
3SU1100-0BB20-1CA0-ZY15 | PUSHBUTTON, 22MM, ROUND, PLASTIC, RED, RAISED BUTTON, MOMENTARY CONTACT TYPE, WITH HOLDER, 1N | 18.23
3SU1100-0AB70-1BA0-ZY10 | PUSHBUTTON, 22MM, ROUND, PLASTIC, CLEAR, FLAT BUTTON, MOMENTARY CONTACT TYPE, WITH HOLDER 1NO | 15.88
3SU1100-0AB70-1BA0-ZY11 | PUSHBUTTON, 22MM, ROUND, PLASTIC, CLEAR, FLAT BUTTON, MOMENTARY CONTACT TYPE, WITH HOLDER 1NO | 15.88
3SU1100-0AB70-1BA0-ZY12 | PUSHBUTTON, 22MM, ROUND, PLASTIC, CLEAR, FLAT BUTTON, MOMENTARY CONTACT TYPE, WITH HOLDER 1NO | 15.88
3SU1100-0AB70-1BA0-ZY13 | PUSHBUTTON, 22MM, ROUND, PLASTIC, CLEAR, FLAT BUTTON, MOMENTARY CONTACT TYPE, WITH HOLDER 1NO | 15.88
3SU1100-0AB80-1FA0-ZY11 | PUSHBUTTON, 22MM, ROUND, PLASTIC, GRAY, FLAT BUTTON, MOMENTARY CONTACT TYPE, WITH HOLDER 1NO+ | 18.8
3SU1100-0AB80-1FA0-ZY12 | PUSHBUTTON, 22MM, ROUND, PLASTIC, GRAY, FLAT BUTTON, MOMENTARY CONTACT TYPE, WITH HOLDER 1NO+ | 18.8
3SU1100-0AB80-1FA0-ZY13 | PUSHBUTTON, 22MM, ROUND, PLASTIC, GRAY, FLAT BUTTON, MOMENTARY CONTACT TYPE, WITH HOLDER 1NO+ | 18.8
3SU1100-0AB80-1FA0-ZY15 | PUSHBUTTON, 22MM, ROUND, PLASTIC, GRAY, FLAT BUTTON, MOMENTARY CONTACT TYPE, WITH HOLDER 1NO+ | 18.8
3SU1100-0BB10-1FA0-ZY11 | PUSHBUTTON, 22MM, ROUND, PLASTIC, BLACK, RAISED BUTTON, MOMENTARY CONTACT TYPE, WITH HOLDER 1 | 21.08
3SU1100-0BB10-1FA0-ZY12 | PUSHBUTTON, 22MM, ROUND, PLASTIC, BLACK, RAISED BUTTON, MOMENTARY CONTACT TYPE, WITH HOLDER 1 | 21.08
3SU1100-0BB10-1FA0-ZY13 | PUSHBUTTON, 22MM, ROUND, PLASTIC, BLACK, RAISED BUTTON, MOMENTARY CONTACT TYPE, WITH HOLDER 1 | 21.08
3SU1100-0BB10-1FA0-ZY15 | PUSHBUTTON, 22MM, ROUND, PLASTIC, BLACK, RAISED BUTTON, MOMENTARY CONTACT TYPE, WITH HOLDER 1 | 21.08
3SU1100-0BB10-1FA0-ZY19 | PUSHBUTTON, 22MM, ROUND, PLASTIC, BLACK, RAISED BUTTON, MOMENTARY CONTACT TYPE, WITH HOLDER 1 | 19.19
3SU1100-0BB20-1FA0-ZY12 | PUSHBUTTON, 22MM, ROUND, PLASTIC, RED, RAISED BUTTON, MOMENTARY CONTACT TYPE, WITH HOLDER 1NO | 21.08
3SU1100-0BB20-1FA0-ZY13 | PUSHBUTTON, 22MM, ROUND, PLASTIC, RED, RAISED BUTTON, MOMENTARY CONTACT TYPE, WITH HOLDER 1NO | 21.08
3SU1100-0BB20-1FA0-ZY15 | PUSHBUTTON, 22MM, ROUND, PLASTIC, RED, RAISED BUTTON, MOMENTARY CONTACT TYPE, WITH HOLDER, 1N | 21.08
3SU1100-0BB20-1FA0-ZY19 | PUSHBUTTON, 22MM, ROUND, PLASTIC, RED, RAISED BUTTON, MOMENTARY CONTACT TYPE, WITH HOLDER 1NO | 19.19
3SU1100-1BA20-1CA0-ZY13 | MUSHROOM PUSHBUTTON, 22MM, ROUND, PLASTIC, RED, 40MM, LATCHING, PULL TO UNLATCH, WITH HOLDER, | 29.89
3SU1100-1BA20-1CA0-ZY15 | MUSHROOM PUSHBUTTON, 22MM, ROUND, PLASTIC, RED, 40MM, LATCHING, PULL TO UNLATCH, WITH HOLDER, | 29.89
3SU1100-1BA20-1CA0-ZY19 | MUSHROOM PUSHBUTTON, 22MM, ROUND, PLASTIC, RED, 40MM, LATCHING, PULL TO UNLATCH, WITH HOLDER, | 27.97
3SU1100-1BA20-1FA0 | MUSHROOM PUSHBUTTON, 22MM, ROUND, PLASTIC, RED, 40MM, LATCHING, PULL TO UNLATCH, WITH HOLDER, | 27.19
3SU1100-1BA20-3CA0-ZY15 | MUSHROOM PUSHBUTTON, 22MM, ROUND, PLASTIC, RED, 40MM, LATCHING, PULL TO UNLATCH, WITH HOLDER, | 30
3SU1100-1BA20-3CA0-ZY19 | MUSHROOM PUSHBUTTON, 22MM, ROUND, PLASTIC, RED, 40MM, LATCHING, PULL TO UNLATCH, WITH HOLDER, | 28.1
3SU1100-1BA20-3FA0 | MUSHROOM PUSHBUTTON, 22MM, ROUND, PLASTIC, RED, 40MM, LATCHING, PULL TO UNLATCH, WITH HOLDER, | 27.79
3SU1100-1BA20-3FA0-ZX90 | MUSHROOM PUSHBUTTON, 22MM, ROUND, PLASTIC, RED, 40MM, LATCHING, PULL TO UNLATCH, WITH HOLDER, | 30.26
3SU1100-1HB20-1CF0 | EM. STOP MUSHROOM PUSHBUTTON, 22MM, ROUND, PLASTIC, RED, 40MM, LATCHING, POSITIVE LATCHING, R | 33.55
3SU1100-1HB20-1CF0-ZX90 | EM. STOP MUSHROOM PUSHBUTTON, 22MM, ROUND, PLASTIC, RED, 40MM, LATCHING, POSITIVE LATCHING, R | 35.83
3SU1100-1HB20-1CG0 | EM. STOP MUSHROOM PUSHBUTTON, 22MM, ROUND, PLASTIC, RED, 40MM, LATCHING, POSITIVE LATCHING, R | 33.55
3SU1100-1HB20-1CG0-ZX90 | EM. STOP MUSHROOM PUSHBUTTON, 22MM, ROUND, PLASTIC, RED, 40MM, LATCHING, POSITIVE LATCHING, R | 35.83
3SU1100-1HB20-3CH0 | EM. STOP MUSHROOM PUSHBUTTON, 22MM, ROUND, PLASTIC, RED, 40MM, LATCHING, POSITIVE LATCHING, R | 33.66
3SU1100-1HB20-3CH0-ZX90 | EM. STOP MUSHROOM PUSHBUTTON, 22MM, ROUND, PLASTIC, RED, 40MM, LATCHING, POSITIVE LATCHING, R | 35.96
3SU1100-2BF60-1BA0 | SELECTOR SWITCH, CAN BE ILLUM., 22MM, ROUND, PLASTIC, BLACK, WHITE, SHORT SELECTOR SWITCH, 2 SW | 16.4
3SU1100-2BF60-1BA0-ZX90 | SELECTOR SWITCH, CAN BE ILLUM., 22MM, ROUND, PLASTIC, BLACK, WHITE, SHORT SELECTOR SWITCH, 2 SW | 17.84
3SU1100-2BF60-1MA0-ZY19 | SELECTOR SWITCH, CAN BE ILLUM., 22MM, ROUND, PLASTIC, BLACK, WHITE, SHORT SELECTOR SWITCH, 2 SW | 23.74
3SU1100-2BF60-3BA0 | SELECTOR SWITCH, CAN BE ILLUM., 22MM, ROUND, PLASTIC, BLACK, WHITE, SHORT SELECTOR SWITCH, 2 SW | 16.5
3SU1100-2BF60-3BA0-ZX90 | SELECTOR SWITCH, CAN BE ILLUM., 22MM, ROUND, PLASTIC, BLACK, WHITE, SHORT SELECTOR SWITCH, 2 SW | 17.97
3SU1100-2BF60-3BA0-ZY10 | SELECTOR SWITCH, CAN BE ILLUM., 22MM, ROUND, PLASTIC, BLACK, WHITE, SHORT SELECTOR SWITCH, 2 SW | 21.15
3SU1100-2BF60-3MA0-ZY19 | SELECTOR SWITCH, CAN BE ILLUM., 22MM, ROUND, PLASTIC, BLACK, WHITE, SHORT SELECTOR SWITCH, 2 SW | 23.92
3SU1100-2BL60-1LA0 | SELECTOR SWITCH, CAN BE ILLUM., 22MM, ROUND, PLASTIC, BLACK, WHITE, SHORT SELECTOR SWITCH, 3 SW | 25.98
3SU1100-2BL60-1LA0-ZX90 | SELECTOR SWITCH, CAN BE ILLUM., 22MM, ROUND, PLASTIC, BLACK, WHITE, SHORT SELECTOR SWITCH, 3 SW | 28.3
3SU1100-2BL60-1LA0-ZY10 | SELECTOR SWITCH, CAN BE ILLUM., 22MM, ROUND, PLASTIC, BLACK, WHITE, SHORT SELECTOR SWITCH, 3 SW | 31.46
3SU1100-2BL60-1LA0-ZY11 | SELECTOR SWITCH, CAN BE ILLUM., 22MM, ROUND, PLASTIC, BLACK, WHITE, SHORT SELECTOR SWITCH, 3 SW | 31.46
3SU1100-2BL60-3LA0 | SELECTOR SWITCH, CAN BE ILLUM., 22MM, ROUND, PLASTIC, BLACK, WHITE, SHORT SELECTOR SWITCH, 3 SW | 27.05
3SU1100-2BL60-3LA0-ZX90 | SELECTOR SWITCH, CAN BE ILLUM., 22MM, ROUND, PLASTIC, BLACK, WHITE, SHORT SELECTOR SWITCH, 3 SW | 29.43
3SU1100-2BL60-3LA0-ZY10 | SELECTOR SWITCH, CAN BE ILLUM., 22MM, ROUND, PLASTIC, BLACK, WHITE, SHORT SELECTOR SWITCH, 3 SW | 32.61
3SU1100-2BL60-3LA0-ZY11 | SELECTOR SWITCH, CAN BE ILLUM., 22MM, ROUND, PLASTIC, BLACK, WHITE, SHORT SELECTOR SWITCH, 3 SW | 32.61
3SU1150-0AB10-1CA0-ZY15 | PUSHBUTTON, 22MM, ROUND, METAL, SHINY, BLACK, FLAT BUTTON, MOMENTARY CONTACT TYPE, WITH HOLDER | 18.23
3SU1150-0AB10-1CA0-ZY19 | PUSHBUTTON, 22MM, ROUND, METAL, SHINY, BLACK, FLAT BUTTON, MOMENTARY CONTACT TYPE, WITH HOLDER | 16.34
3SU1150-0AB10-1FA0 | PUSHBUTTON, 22MM, ROUND, METAL, SHINY, BLACK, FLAT BUTTON, MOMENTARY CONTACT TYPE, WITH HOLDER | 16.47
3SU1150-0AB10-1FA0-ZX90 | PUSHBUTTON, 22MM, ROUND, METAL, SHINY, BLACK, FLAT BUTTON, MOMENTARY CONTACT TYPE, WITH HOLDER | 17.91
3SU1150-0AB10-3BA0-ZY19 | PUSHBUTTON, 22MM, ROUND, METAL, SHINY, BLACK, FLAT BUTTON, MOMENTARY CONTACT TYPE, WITH HOLDER | 16.4
3SU1150-0AB10-3CA0 | PUSHBUTTON, 22MM, ROUND, METAL, SHINY, BLACK, FLAT BUTTON, MOMENTARY CONTACT TYPE, WITH HOLDER | 13.89
3SU1150-0AB10-3CA0-ZX90 | PUSHBUTTON, 22MM, ROUND, METAL, SHINY, BLACK, FLAT BUTTON, MOMENTARY CONTACT TYPE, WITH HOLDER | 15.14
3SU1150-0AB10-3CA0-ZY10 | PUSHBUTTON, 22MM, ROUND, METAL, SHINY, BLACK, FLAT BUTTON, MOMENTARY CONTACT TYPE, WITH HOLDER | 18.3
3SU1150-0AB10-3FA0-ZY19 | PUSHBUTTON, 22MM, ROUND, METAL, SHINY, BLACK, FLAT BUTTON, MOMENTARY CONTACT TYPE, WITH HOLDER | 19.76
3SU1150-0AB20-1BA0 | PUSHBUTTON, 22MM, ROUND, METAL, SHINY, RED, FLAT BUTTON, MOMENTARY CONTACT TYPE, WITH HOLDER, | 13.82
3SU1150-0AB20-1BA0-ZX90 | PUSHBUTTON, 22MM, ROUND, METAL, SHINY, RED, FLAT BUTTON, MOMENTARY CONTACT TYPE, WITH HOLDER, | 15.07
3SU1150-0AB20-1BA0-ZY10 | PUSHBUTTON, 22MM, ROUND, METAL, SHINY, RED, FLAT BUTTON, MOMENTARY CONTACT TYPE, WITH HOLDER, | 18.23
3SU1150-0AB20-1FA0 | PUSHBUTTON, 22MM, ROUND, METAL, SHINY, RED, FLAT BUTTON, MOMENTARY CONTACT TYPE, WITH HOLDER, | 16.47
3SU1100-1BA20-3CA0-ZY12 | MUSHROOM PUSHBUTTON, 22MM, ROUND, PLASTIC, RED, 40MM, LATCHING, PULL TO UNLATCH, WITH HOLDER, | 30
3SU1100-1BA20-3FA0-ZY11 | MUSHROOM PUSHBUTTON, 22MM, ROUND, PLASTIC, RED, 40MM, LATCHING, PULL TO UNLATCH, WITH HOLDER, | 33.42
3SU1100-1BA20-3FA0-ZY13 | MUSHROOM PUSHBUTTON, 22MM, ROUND, PLASTIC, RED, 40MM, LATCHING, PULL TO UNLATCH, WITH HOLDER, | 33.42
3SU1100-1HA20-1FH0 | EM. STOP MUSHROOM PUSHBUTTON, 22MM, ROUND, PLASTIC, RED, 40MM, LATCHING, POSITIVE LATCHING, P | 34.67
3SU1100-1HA20-1CH0 | EM. STOP MUSHROOM PUSHBUTTON, 22MM, ROUND, PLASTIC, RED, 40MM, LATCHING, POSITIVE LATCHING, P | 31.93
3SU1100-1HB20-1CJ0-ZX90 | EM. STOP MUSHROOM PUSHBUTTON, 22MM, ROUND, PLASTIC, RED, 40MM, LATCHING, POSITIVE LATCHING, R | 35.83
3SU1100-1HB20-1FG0-ZX90 | EM. STOP MUSHROOM PUSHBUTTON, 22MM, ROUND, PLASTIC, RED, 40MM, LATCHING, POSITIVE LATCHING, R | 38.69
3SU1100-1HB20-1PA0 | EM. STOP MUSHROOM PUSHBUTTON, 22MM, ROUND, PLASTIC, RED, 40MM, LATCHING, POSITIVE LATCHING, R | 37.88
3SU1100-1HB20-3FH0-ZX90 | EM. STOP MUSHROOM PUSHBUTTON, 22MM, ROUND, PLASTIC, RED, 40MM, LATCHING, POSITIVE LATCHING, R | 39.32
3SU1100-2BF60-1BA0-ZY10 | SELECTOR SWITCH, CAN BE ILLUM., 22MM, ROUND, PLASTIC, BLACK, WHITE, SHORT SELECTOR SWITCH, 2 SW | 21.02
3SU1100-2BF60-1BA0-ZY12 | SELECTOR SWITCH, CAN BE ILLUM., 22MM, ROUND, PLASTIC, BLACK, WHITE, SHORT SELECTOR SWITCH, 2 SW | 21.02
3SU1100-2BF60-1MA0-ZY11 | SELECTOR SWITCH, CAN BE ILLUM., 22MM, ROUND, PLASTIC, BLACK, WHITE, SHORT SELECTOR SWITCH, 2 SW | 25.64
3SU1100-2BF60-3BA0-ZY12 | SELECTOR SWITCH, CAN BE ILLUM., 22MM, ROUND, PLASTIC, BLACK, WHITE, SHORT SELECTOR SWITCH, 2 SW | 21.15
3SU1100-2BF60-3BA0-ZY15 | SELECTOR SWITCH, CAN BE ILLUM., 22MM, ROUND, PLASTIC, BLACK, WHITE, SHORT SELECTOR SWITCH, 2 SW | 21.15
3SU1100-2BF60-3MA0-ZY11 | SELECTOR SWITCH, CAN BE ILLUM., 22MM, ROUND, PLASTIC, BLACK, WHITE, SHORT SELECTOR SWITCH, 2 SW | 25.83
3SU1100-2BL60-1LA0-ZY12 | SELECTOR SWITCH, CAN BE ILLUM., 22MM, ROUND, PLASTIC, BLACK, WHITE, SHORT SELECTOR SWITCH, 3 SW | 31.46
3SU1100-2BL60-1LA0-ZY15 | SELECTOR SWITCH, CAN BE ILLUM., 22MM, ROUND, PLASTIC, BLACK, WHITE, SHORT SELECTOR SWITCH, 3 SW | 31.46
3SU1100-2BL60-1NA0-ZY19 | SELECTOR SWITCH, CAN BE ILLUM., 22MM, ROUND, PLASTIC, BLACK, WHITE, SHORT SELECTOR SWITCH, 3 SW | 23.74
3SU1100-2BL60-3LA0-ZY12 | SELECTOR SWITCH, CAN BE ILLUM., 22MM, ROUND, PLASTIC, BLACK, WHITE, SHORT SELECTOR SWITCH, 3 SW | 32.61
3SU1100-2BL60-3LA0-ZY15 | SELECTOR SWITCH, CAN BE ILLUM., 22MM, ROUND, PLASTIC, BLACK, WHITE, SHORT SELECTOR SWITCH, 3 SW | 32.61
3SU1150-0AB10-1BA0-ZY13 | PUSHBUTTON, 22MM, ROUND, METAL, SHINY, BLACK, FLAT BUTTON, MOMENTARY CONTACT TYPE, WITH HOLDER | 18.23
3SU1150-0AB10-1CA0-ZY10 | PUSHBUTTON, 22MM, ROUND, METAL, SHINY, BLACK, FLAT BUTTON, MOMENTARY CONTACT TYPE, WITH HOLDER | 18.23
3SU1150-0AB10-1CA0-ZY12 | PUSHBUTTON, 22MM, ROUND, METAL, SHINY, BLACK, FLAT BUTTON, MOMENTARY CONTACT TYPE, WITH HOLDER | 18.23
3SU1150-0AB10-1FA0-ZY11 | PUSHBUTTON, 22MM, ROUND, METAL, SHINY, BLACK, FLAT BUTTON, MOMENTARY CONTACT TYPE, WITH HOLDER | 21.08
3SU1150-0AB10-1FA0-ZY13 | PUSHBUTTON, 22MM, ROUND, METAL, SHINY, BLACK, FLAT BUTTON, MOMENTARY CONTACT TYPE, WITH HOLDER | 21.08
3SU1150-0AB10-3BA0-ZY10 | PUSHBUTTON, 22MM, ROUND, METAL, SHINY, BLACK, FLAT BUTTON, MOMENTARY CONTACT TYPE, WITH HOLDER | 18.3
3SU1150-0AB10-3BA0-ZY12 | PUSHBUTTON, 22MM, ROUND, METAL, SHINY, BLACK, FLAT BUTTON, MOMENTARY CONTACT TYPE, WITH HOLDER | 18.3
3SU1150-0AB10-3BA0-ZY15 | PUSHBUTTON, 22MM, ROUND, METAL, SHINY, BLACK, FLAT BUTTON, MOMENTARY CONTACT TYPE, WITH HOLDER | 18.3
3SU1150-0AB10-3CA0-ZY11 | PUSHBUTTON, 22MM, ROUND, METAL, SHINY, BLACK, FLAT BUTTON, MOMENTARY CONTACT TYPE, WITH HOLDER | 18.3
3SU1100-0BB20-1CA0 | PUSHBUTTON, 22MM, ROUND, PLASTIC, RED, RAISED BUTTON, MOMENTARY CONTACT TYPE, WITH HOLDER 1NC | 13.82
3SU1100-0BB20-1CA0-ZY10 | PUSHBUTTON, 22MM, ROUND, PLASTIC, RED, RAISED BUTTON, MOMENTARY CONTACT TYPE, WITH HOLDER, 1N | 18.23
3SU1100-0BB20-1FA0-ZX90 | PUSHBUTTON, 22MM, ROUND, PLASTIC, RED, RAISED BUTTON, MOMENTARY CONTACT TYPE, WITH HOLDER 1NO | 17.91
3SU1100-0BB20-1FA0-ZY11 | PUSHBUTTON, 22MM, ROUND, PLASTIC, RED, RAISED BUTTON, MOMENTARY CONTACT TYPE, WITH HOLDER 1NO | 21.08
3SU1100-0BB50-1BA0 | PUSHBUTTON, 22MM, ROUND, PLASTIC, BLUE, RAISED BUTTON, MOMENTARY CONTACT TYPE, WITH HOLDER 1N | 13.82
3SU1100-0BB50-1BA0-ZY10 | PUSHBUTTON, 22MM, ROUND, PLASTIC, BLUE, RAISED BUTTON, MOMENTARY CONTACT TYPE, WITH HOLDER, 1 | 18.23
3SU1100-0BB50-1BA0-ZY12 | PUSHBUTTON, 22MM, ROUND, PLASTIC, BLUE, RAISED BUTTON, MOMENTARY CONTACT TYPE, WITH HOLDER 1N | 18.23
3SU1100-1BA20-1CA0-ZX90 | MUSHROOM PUSHBUTTON, 22MM, ROUND, PLASTIC, RED, 40MM, LATCHING, PULL TO UNLATCH, WITH HOLDER, | 26.71
3SU1100-1BA20-1CA0-ZY11 | MUSHROOM PUSHBUTTON, 22MM, ROUND, PLASTIC, RED, 40MM, LATCHING, PULL TO UNLATCH, WITH HOLDER, | 29.89
3SU1100-1BA20-1FA0-ZY10 | MUSHROOM PUSHBUTTON, 22MM, ROUND, PLASTIC, RED, 40MM, LATCHING, PULL TO UNLATCH, WITH HOLDER, | 32.79
3SU1100-1BA20-1FA0-ZY12 | MUSHROOM PUSHBUTTON, 22MM, ROUND, PLASTIC, RED, 40MM, LATCHING, PULL TO UNLATCH, WITH HOLDER, | 32.79
3SU1100-1BA20-3CA0-ZX90 | MUSHROOM PUSHBUTTON, 22MM, ROUND, PLASTIC, RED, 40MM, LATCHING, PULL TO UNLATCH, WITH HOLDER, | 26.84
3SU1100-1BA20-3CA0-ZY11 | MUSHROOM PUSHBUTTON, 22MM, ROUND, PLASTIC, RED, 40MM, LATCHING, PULL TO UNLATCH, WITH HOLDER, | 30
3SU1100-1BA20-3CA0-ZY13 | MUSHROOM PUSHBUTTON, 22MM, ROUND, PLASTIC, RED, 40MM, LATCHING, PULL TO UNLATCH, WITH HOLDER, | 30
3SU1100-1BA20-3FA0-ZY10 | MUSHROOM PUSHBUTTON, 22MM, ROUND, PLASTIC, RED, 40MM, LATCHING, PULL TO UNLATCH, WITH HOLDER, | 33.42
3SU1100-1BA20-3FA0-ZY12 | MUSHROOM PUSHBUTTON, 22MM, ROUND, PLASTIC, RED, 40MM, LATCHING, PULL TO UNLATCH, WITH HOLDER, | 33.42
3SU1100-1HA20-1FH0-ZX90 | EM. STOP MUSHROOM PUSHBUTTON, 22MM, ROUND, PLASTIC, RED, 40MM, LATCHING, POSITIVE LATCHING, P | 37.03
3SU1100-1HA20-1CH0-ZX90 | EM. STOP MUSHROOM PUSHBUTTON, 22MM, ROUND, PLASTIC, RED, 40MM, LATCHING, POSITIVE LATCHING, P | 34.12
3SU1100-1HB20-1CJ0 | EM. STOP MUSHROOM PUSHBUTTON, 22MM, ROUND, PLASTIC, RED, 40MM, LATCHING, POSITIVE LATCHING, R | 33.55
3SU1100-1HB20-1FG0 | EM. STOP MUSHROOM PUSHBUTTON, 22MM, ROUND, PLASTIC, RED, 40MM, LATCHING, POSITIVE LATCHING, R | 36.21
3SU1100-1HB20-1FH0 | EM. STOP MUSHROOM PUSHBUTTON, 22MM, ROUND, PLASTIC, RED, 40MM, LATCHING, POSITIVE LATCHING, R | 36.21
3SU1100-1HB20-1CH0-ZX90 | EM. STOP MUSHROOM PUSHBUTTON, 22MM, ROUND, PLASTIC, RED, 40MM, LATCHING, POSITIVE LATCHING, R | 35.83
3SU1100-1HB20-3FH0 | EM. STOP MUSHROOM PUSHBUTTON, 22MM, ROUND, PLASTIC, RED, 40MM, LATCHING, POSITIVE LATCHING, R | 36.81
3SU1100-2BF60-1BA0-ZY11 | SELECTOR SWITCH, CAN BE ILLUM., 22MM, ROUND, PLASTIC, BLACK, WHITE, SHORT SELECTOR SWITCH, 2 SW | 21.02
3SU1100-2BF60-1MA0-ZY12 | SELECTOR SWITCH, CAN BE ILLUM., 22MM, ROUND, PLASTIC, BLACK, WHITE, SHORT SELECTOR SWITCH, 2 SW | 25.64
3SU1100-2BF60-1MA0-ZY15 | SELECTOR SWITCH, CAN BE ILLUM., 22MM, ROUND, PLASTIC, BLACK, WHITE, SHORT SELECTOR SWITCH, 2 SW | 25.64
3SU1100-2BF60-3BA0-ZY11 | SELECTOR SWITCH, CAN BE ILLUM., 22MM, ROUND, PLASTIC, BLACK, WHITE, SHORT SELECTOR SWITCH, 2 SW | 21.15
3SU1100-2BF60-3MA0-ZY12 | SELECTOR SWITCH, CAN BE ILLUM., 22MM, ROUND, PLASTIC, BLACK, WHITE, SHORT SELECTOR SWITCH, 2 SW | 25.83
3SU1100-2BF60-3MA0-ZY15 | SELECTOR SWITCH, CAN BE ILLUM., 22MM, ROUND, PLASTIC, BLACK, WHITE, SHORT SELECTOR SWITCH, 2 SW | 25.83
3SU1100-2BL60-1LA0-ZY19 | SELECTOR SWITCH, CAN BE ILLUM., 22MM, ROUND, PLASTIC, BLACK, WHITE, SHORT SELECTOR SWITCH, 3 SW | 29.56
3SU1100-0BB20-1CA0-ZY19 | PUSHBUTTON, 22MM, ROUND, PLASTIC, RED, RAISED BUTTON, MOMENTARY CONTACT TYPE, WITH HOLDER 1NC | 16.34
3SU1100-0BB50-1BA0-ZY13 | PUSHBUTTON, 22MM, ROUND, PLASTIC, BLUE, RAISED BUTTON, MOMENTARY CONTACT TYPE, WITH HOLDER 1N | 18.23
3SU1100-0BB50-1BA0-ZY15 | PUSHBUTTON, 22MM, ROUND, PLASTIC, BLUE, RAISED BUTTON, MOMENTARY CONTACT TYPE, WITH HOLDER, 1 | 18.23
3SU1100-0BB50-1BA0-ZY19 | PUSHBUTTON, 22MM, ROUND, PLASTIC, BLUE, RAISED BUTTON, MOMENTARY CONTACT TYPE, WITH HOLDER 1N | 16.34
3SU1100-1BA20-1CA0 | MUSHROOM PUSHBUTTON, 22MM, ROUND, PLASTIC, RED, 40MM, LATCHING, PULL TO UNLATCH, WITH HOLDER, | 24.52
3SU1100-1BA20-1FA0-ZY13 | MUSHROOM PUSHBUTTON, 22MM, ROUND, PLASTIC, RED, 40MM, LATCHING, PULL TO UNLATCH, WITH HOLDER, | 32.79
3SU1100-1BA20-1FA0-ZY15 | MUSHROOM PUSHBUTTON, 22MM, ROUND, PLASTIC, RED, 40MM, LATCHING, PULL TO UNLATCH, WITH HOLDER, | 32.79
3SU1100-1BA20-1FA0-ZY19 | MUSHROOM PUSHBUTTON, 22MM, ROUND, PLASTIC, RED, 40MM, LATCHING, PULL TO UNLATCH, WITH HOLDER, | 30.89
3SU1100-1BA20-3CA0 | MUSHROOM PUSHBUTTON, 22MM, ROUND, PLASTIC, RED, 40MM, LATCHING, PULL TO UNLATCH, WITH HOLDER, | 24.62
3SU1100-1BA20-3FA0-ZY15 | MUSHROOM PUSHBUTTON, 22MM, ROUND, PLASTIC, RED, 40MM, LATCHING, PULL TO UNLATCH, WITH HOLDER, | 33.42
3SU1100-1BA20-3FA0-ZY19 | MUSHROOM PUSHBUTTON, 22MM, ROUND, PLASTIC, RED, 40MM, LATCHING, PULL TO UNLATCH, WITH HOLDER, | 31.52
3SU1100-1HA20-1FG0 | EM. STOP MUSHROOM PUSHBUTTON, 22MM, ROUND, PLASTIC, RED, 40MM, LATCHING, POSITIVE LATCHING, P | 34.67
3SU1100-1HA20-1FG0-ZX90 | EM. STOP MUSHROOM PUSHBUTTON, 22MM, ROUND, PLASTIC, RED, 40MM, LATCHING, POSITIVE LATCHING, P | 37.03
3SU1100-1HB20-1FH0-ZX90 | EM. STOP MUSHROOM PUSHBUTTON, 22MM, ROUND, PLASTIC, RED, 40MM, LATCHING, POSITIVE LATCHING, R | 38.69
3SU1100-1HB20-1FJ0 | EM. STOP MUSHROOM PUSHBUTTON, 22MM, ROUND, PLASTIC, RED, 40MM, LATCHING, POSITIVE LATCHING, R | 36.21
3SU1100-1HB20-1FJ0-ZX90 | EM. STOP MUSHROOM PUSHBUTTON, 22MM, ROUND, PLASTIC, RED, 40MM, LATCHING, POSITIVE LATCHING, R | 38.69
3SU1100-1HB20-1CH0 | EM. STOP MUSHROOM PUSHBUTTON, 22MM, ROUND, PLASTIC, RED, 40MM, LATCHING, POSITIVE LATCHING, R | 33.55
3SU1100-2BF60-1BA0-ZY15 | SELECTOR SWITCH, CAN BE ILLUM., 22MM, ROUND, PLASTIC, BLACK, WHITE, SHORT SELECTOR SWITCH, 2 SW | 21.02
3SU1100-2BF60-1BA0-ZY19 | SELECTOR SWITCH, CAN BE ILLUM., 22MM, ROUND, PLASTIC, BLACK, WHITE, SHORT SELECTOR SWITCH, 2 SW | 19.12
3SU1100-2BF60-1MA0 | SELECTOR SWITCH, CAN BE ILLUM., 22MM, ROUND, PLASTIC, BLACK, WHITE, SHORT SELECTOR SWITCH, 2 SW | 20.63
3SU1100-2BF60-1MA0-ZX90 | SELECTOR SWITCH, CAN BE ILLUM., 22MM, ROUND, PLASTIC, BLACK, WHITE, SHORT SELECTOR SWITCH, 2 SW | 22.48
3SU1100-2BF60-1MA0-ZY10 | SELECTOR SWITCH, CAN BE ILLUM., 22MM, ROUND, PLASTIC, BLACK, WHITE, SHORT SELECTOR SWITCH, 2 SW | 25.64
3SU1100-2BF60-3BA0-ZY19 | SELECTOR SWITCH, CAN BE ILLUM., 22MM, ROUND, PLASTIC, BLACK, WHITE, SHORT SELECTOR SWITCH, 2 SW | 19.24
3SU1100-2BF60-3MA0 | SELECTOR SWITCH, CAN BE ILLUM., 22MM, ROUND, PLASTIC, BLACK, WHITE, SHORT SELECTOR SWITCH, 2 SW | 20.81
3SU1100-2BF60-3MA0-ZX90 | SELECTOR SWITCH, CAN BE ILLUM., 22MM, ROUND, PLASTIC, BLACK, WHITE, SHORT SELECTOR SWITCH, 2 SW | 22.66
3SU1100-2BF60-3MA0-ZY10 | SELECTOR SWITCH, CAN BE ILLUM., 22MM, ROUND, PLASTIC, BLACK, WHITE, SHORT SELECTOR SWITCH, 2 SW | 25.83
3SU1100-2BL60-1NA0 | SELECTOR SWITCH, CAN BE ILLUM., 22MM, ROUND, PLASTIC, BLACK, WHITE, SHORT SELECTOR SWITCH, 3 SW | 20.63
3SU1100-2BL60-1NA0-ZX90 | SELECTOR SWITCH, CAN BE ILLUM., 22MM, ROUND, PLASTIC, BLACK, WHITE, SHORT SELECTOR SWITCH, 3 SW | 22.48
3SU1100-2BL60-1NA0-ZY10 | SELECTOR SWITCH, CAN BE ILLUM., 22MM, ROUND, PLASTIC, BLACK, WHITE, SHORT SELECTOR SWITCH, 3 SW | 25.64
3SU1150-0AB20-1FA0-ZX90 | PUSHBUTTON, 22MM, ROUND, METAL, SHINY, RED, FLAT BUTTON, MOMENTARY CONTACT TYPE, WITH HOLDER, | 17.91
3SU1150-0AB20-1FA0-ZY10 | PUSHBUTTON, 22MM, ROUND, METAL, SHINY, RED, FLAT BUTTON, MOMENTARY CONTACT TYPE, WITH HOLDER, | 21.08
3SU1150-0AB20-1FA0-ZY11 | PUSHBUTTON, 22MM, ROUND, METAL, SHINY, RED, FLAT BUTTON, MOMENTARY CONTACT TYPE, WITH HOLDER, | 21.08
3SU1150-0AB20-3FA0-ZX90 | PUSHBUTTON, 22MM, ROUND, METAL, SHINY, RED, FLAT BUTTON, MOMENTARY CONTACT TYPE, WITH HOLDER, | 18.49
3SU1150-0AB20-3FA0-ZY10 | PUSHBUTTON, 22MM, ROUND, METAL, SHINY, RED, FLAT BUTTON, MOMENTARY CONTACT TYPE, WITH HOLDER, | 21.65
3SU1150-0AB20-3FA0-ZY11 | PUSHBUTTON, 22MM, ROUND, METAL, SHINY, RED, FLAT BUTTON, MOMENTARY CONTACT TYPE, WITH HOLDER, | 21.65
3SU1150-0AB20-3FA0-ZY12 | PUSHBUTTON, 22MM, ROUND, METAL, SHINY, RED, FLAT BUTTON, MOMENTARY CONTACT TYPE, WITH HOLDER, | 21.65
3SU1150-0AB30-1FA0-ZX90 | PUSHBUTTON, 22MM, ROUND, METAL, SHINY, YELLOW, FLAT BUTTON, MOMENTARY CONTACT TYPE, WITH HOLDE | 17.91
3SU1150-0AB30-1FA0-ZY10 | PUSHBUTTON, 22MM, ROUND, METAL, SHINY, YELLOW, FLAT BUTTON, MOMENTARY CONTACT TYPE, WITH HOLDE | 21.08
3SU1150-0AB30-1FA0-ZY11 | PUSHBUTTON, 22MM, ROUND, METAL, SHINY, YELLOW, FLAT BUTTON, MOMENTARY CONTACT TYPE, WITH HOLDE | 21.08
3SU1150-0AB30-1FA0-ZY12 | PUSHBUTTON, 22MM, ROUND, METAL, SHINY, YELLOW, FLAT BUTTON, MOMENTARY CONTACT TYPE, WITH HOLDE | 21.08
3SU1150-0AB30-1FA0-ZY13 | PUSHBUTTON, 22MM, ROUND, METAL, SHINY, YELLOW, FLAT BUTTON, MOMENTARY CONTACT TYPE, WITH HOLDE | 21.08
3SU1132-0AB30-3BA0-ZY11 | ILLUMINATED PUSHBUTTON, 22MM, ROUND, PLASTIC WITH METAL FRONT RING, YELLOW, FLAT BUTTON, MOMENT | 38.62
3SU1132-0AB30-3BA0-ZY12 | ILLUMINATED PUSHBUTTON, 22MM, ROUND, PLASTIC WITH METAL FRONT RING, YELLOW, FLAT BUTTON, MOMENT | 38.62
3SU1132-0AB30-3BA0-ZY13 | ILLUMINATED PUSHBUTTON, 22MM, ROUND, PLASTIC WITH METAL FRONT RING, YELLOW, FLAT BUTTON, MOMENT | 38.62
3SU1132-0AB30-3BA0-ZY15 | ILLUMINATED PUSHBUTTON, 22MM, ROUND, PLASTIC WITH METAL FRONT RING, YELLOW, FLAT BUTTON, MOMENT | 38.62
3SU1132-0AB40-1BA0-ZY12 | ILLUMINATED PUSHBUTTON, 22MM, ROUND, PLASTIC WITH METAL FRONT RING, GREEN, FLAT BUTTON, MOMENTA | 38.23
3SU1132-0AB40-1BA0-ZY13 | ILLUMINATED PUSHBUTTON, 22MM, ROUND, PLASTIC WITH METAL FRONT RING, GREEN, FLAT BUTTON, MOMENTA | 38.23
3SU1132-0AB40-1BA0-ZY15 | ILLUMINATED PUSHBUTTON, 22MM, ROUND, PLASTIC WITH METAL FRONT RING, GREEN, FLAT BUTTON, MOMENTA | 38.23
3SU1132-0AB40-1BA0-ZY19 | ILLUMINATED PUSHBUTTON, 22MM, ROUND, PLASTIC WITH METAL FRONT RING, GREEN, FLAT BUTTON, MOMENTA | 36.34
3SU1132-0AB40-3BA0-ZY13 | ILLUMINATED PUSHBUTTON, 22MM, ROUND, PLASTIC WITH METAL FRONT RING, GREEN, FLAT BUTTON, MOMENTA | 38.62
3SU1132-0AB40-3BA0-ZY15 | ILLUMINATED PUSHBUTTON, 22MM, ROUND, PLASTIC WITH METAL FRONT RING, GREEN, FLAT BUTTON, MOMENTA | 38.62
3SU1132-0AB40-3BA0-ZY19 | ILLUMINATED PUSHBUTTON, 22MM, ROUND, PLASTIC WITH METAL FRONT RING, GREEN, FLAT BUTTON, MOMENTA | 36.71
3SU1132-0AB40-3FA0 | ILLUMINATED PUSHBUTTON, 22MM, ROUND, PLASTIC WITH METAL FRONT RING, GREEN, FLAT BUTTON, MOMENTA | 38.8
3SU1132-0AB50-1BA0-ZY13 | ILLUMINATED PUSHBUTTON, 22MM, ROUND, PLASTIC WITH METAL FRONT RING, BLUE, FLAT BUTTON, MOMENTAR | 38.23
3SU1132-0AB50-1BA0-ZY15 | ILLUMINATED PUSHBUTTON, 22MM, ROUND, PLASTIC WITH METAL FRONT RING, BLUE, FLAT BUTTON, MOMENTAR | 38.23
3SU1132-0AB50-1BA0-ZY19 | ILLUMINATED PUSHBUTTON, 22MM, ROUND, PLASTIC WITH METAL FRONT RING, BLUE, FLAT BUTTON, MOMENTAR | 36.34
3SU1132-0AB50-1FA0 | ILLUMINATED PUSHBUTTON, 22MM, ROUND, PLASTIC WITH METAL FRONT RING, BLUE, FLAT BUTTON, MOMENTAR | 37.86
3SU1132-0AB50-3BA0-ZY15 | ILLUMINATED PUSHBUTTON, 22MM, ROUND, PLASTIC WITH METAL FRONT RING, BLUE, FLAT BUTTON, MOMENTAR | 38.62
3SU1100-2BL60-1NA0-ZY12 | SELECTOR SWITCH, CAN BE ILLUM., 22MM, ROUND, PLASTIC, BLACK, WHITE, SHORT SELECTOR SWITCH, 3 SW | 25.64
3SU1100-2BL60-1NA0-ZY15 | SELECTOR SWITCH, CAN BE ILLUM., 22MM, ROUND, PLASTIC, BLACK, WHITE, SHORT SELECTOR SWITCH, 3 SW | 25.64
3SU1150-0AB10-1BA0-ZY12 | PUSHBUTTON, 22MM, ROUND, METAL, SHINY, BLACK, FLAT BUTTON, MOMENTARY CONTACT TYPE, WITH HOLDER | 18.23
3SU1150-0AB10-1CA0-ZY11 | PUSHBUTTON, 22MM, ROUND, METAL, SHINY, BLACK, FLAT BUTTON, MOMENTARY CONTACT TYPE, WITH HOLDER | 18.23
3SU1150-0AB10-1CA0-ZY13 | PUSHBUTTON, 22MM, ROUND, METAL, SHINY, BLACK, FLAT BUTTON, MOMENTARY CONTACT TYPE, WITH HOLDER | 18.23
3SU1150-0AB10-1FA0-ZY10 | PUSHBUTTON, 22MM, ROUND, METAL, SHINY, BLACK, FLAT BUTTON, MOMENTARY CONTACT TYPE, WITH HOLDER | 21.08
3SU1150-0AB10-1FA0-ZY12 | PUSHBUTTON, 22MM, ROUND, METAL, SHINY, BLACK, FLAT BUTTON, MOMENTARY CONTACT TYPE, WITH HOLDER | 21.08
3SU1150-0AB10-3BA0-ZY11 | PUSHBUTTON, 22MM, ROUND, METAL, SHINY, BLACK, FLAT BUTTON, MOMENTARY CONTACT TYPE, WITH HOLDER | 18.3
3SU1150-0AB10-3BA0-ZY13 | PUSHBUTTON, 22MM, ROUND, METAL, SHINY, BLACK, FLAT BUTTON, MOMENTARY CONTACT TYPE, WITH HOLDER | 18.3
3SU1150-0AB10-3CA0-ZY12 | PUSHBUTTON, 22MM, ROUND, METAL, SHINY, BLACK, FLAT BUTTON, MOMENTARY CONTACT TYPE, WITH HOLDER | 18.3
3SU1150-0AB10-3CA0-ZY15 | PUSHBUTTON, 22MM, ROUND, METAL, SHINY, BLACK, FLAT BUTTON, MOMENTARY CONTACT TYPE, WITH HOLDER | 18.3
3SU1150-0AB10-3FA0-ZY11 | PUSHBUTTON, 22MM, ROUND, METAL, SHINY, BLACK, FLAT BUTTON, MOMENTARY CONTACT TYPE, WITH HOLDER | 21.65
3SU1150-0AB10-3FA0-ZY13 | PUSHBUTTON, 22MM, ROUND, METAL, SHINY, BLACK, FLAT BUTTON, MOMENTARY CONTACT TYPE, WITH HOLDER | 21.65
3SU1150-0AB20-1BA0-ZY12 | PUSHBUTTON, 22MM, ROUND, METAL, SHINY, RED, FLAT BUTTON, MOMENTARY CONTACT TYPE, WITH HOLDER, | 18.23
3SU1150-0AB20-1BA0-ZY15 | PUSHBUTTON, 22MM, ROUND, METAL, SHINY, RED, FLAT BUTTON, MOMENTARY CONTACT TYPE, WITH HOLDER, | 18.23
3SU1150-0AB20-1CA0-ZY13 | PUSHBUTTON, 22MM, ROUND, METAL, SHINY, RED, FLAT BUTTON, MOMENTARY CONTACT TYPE, WITH HOLDER, | 18.23
3SU1150-0AB20-1CA0-ZY19 | PUSHBUTTON, 22MM, ROUND, METAL, SHINY, RED, FLAT BUTTON, MOMENTARY CONTACT TYPE, WITH HOLDER, | 16.34
3SU1150-0AB20-1FA0-ZY12 | PUSHBUTTON, 22MM, ROUND, METAL, SHINY, RED, FLAT BUTTON, MOMENTARY CONTACT TYPE, WITH HOLDER, | 21.08
3SU1150-0AB20-1FA0-ZY15 | PUSHBUTTON, 22MM, ROUND, METAL, SHINY, RED, FLAT BUTTON, MOMENTARY CONTACT TYPE, WITH HOLDER, | 21.08
3SU1150-0AB20-3CA0-ZY13 | PUSHBUTTON, 22MM, ROUND, METAL, SHINY, RED, FLAT BUTTON, MOMENTARY CONTACT TYPE, WITH HOLDER, | 18.3
3SU1150-0AB20-3CA0-ZY19 | PUSHBUTTON, 22MM, ROUND, METAL, SHINY, RED, FLAT BUTTON, MOMENTARY CONTACT TYPE, WITH HOLDER, | 16.4
3SU1150-0AB20-3FA0-ZY15 | PUSHBUTTON, 22MM, ROUND, METAL, SHINY, RED, FLAT BUTTON, MOMENTARY CONTACT TYPE, WITH HOLDER, | 21.65
3SU1150-0AB30-1BA0 | PUSHBUTTON, 22MM, ROUND, METAL, SHINY, YELLOW, FLAT BUTTON, MOMENTARY CONTACT TYPE, WITH HOLDE | 13.82
3SU1150-0AB30-1BA0-ZY13 | PUSHBUTTON, 22MM, ROUND, METAL, SHINY, YELLOW, FLAT BUTTON, MOMENTARY CONTACT TYPE, WITH HOLDE | 18.23
3SU1150-0AB30-1BA0-ZY19 | PUSHBUTTON, 22MM, ROUND, METAL, SHINY, YELLOW, FLAT BUTTON, MOMENTARY CONTACT TYPE, WITH HOLDE | 16.34
3SU1150-0AB30-1FA0-ZY15 | PUSHBUTTON, 22MM, ROUND, METAL, SHINY, YELLOW, FLAT BUTTON, MOMENTARY CONTACT TYPE, WITH HOLDE | 21.08
3SU1150-0AB30-3BA0 | PUSHBUTTON, 22MM, ROUND, METAL, SHINY, YELLOW, FLAT BUTTON, MOMENTARY CONTACT TYPE, WITH HOLDE | 13.89
3SU1132-0AB30-3BA0 | ILLUMINATED PUSHBUTTON, 22MM, ROUND, PLASTIC WITH METAL FRONT RING, YELLOW, FLAT BUTTON, MOMENT | 35.44
3SU1132-0AB30-3BA0-ZY10 | ILLUMINATED PUSHBUTTON, 22MM, ROUND, PLASTIC WITH METAL FRONT RING, YELLOW, FLAT BUTTON, MOMENT | 38.62
3SU1150-0AB10-3CA0-ZY13 | PUSHBUTTON, 22MM, ROUND, METAL, SHINY, BLACK, FLAT BUTTON, MOMENTARY CONTACT TYPE, WITH HOLDER | 18.3
3SU1150-0AB10-3FA0-ZY12 | PUSHBUTTON, 22MM, ROUND, METAL, SHINY, BLACK, FLAT BUTTON, MOMENTARY CONTACT TYPE, WITH HOLDER | 21.65
3SU1150-0AB10-3FA0-ZY15 | PUSHBUTTON, 22MM, ROUND, METAL, SHINY, BLACK, FLAT BUTTON, MOMENTARY CONTACT TYPE, WITH HOLDER | 21.65
3SU1150-0AB20-1BA0-ZY11 | PUSHBUTTON, 22MM, ROUND, METAL, SHINY, RED, FLAT BUTTON, MOMENTARY CONTACT TYPE, WITH HOLDER, | 18.23
3SU1150-0AB20-1BA0-ZY13 | PUSHBUTTON, 22MM, ROUND, METAL, SHINY, RED, FLAT BUTTON, MOMENTARY CONTACT TYPE, WITH HOLDER, | 18.23
3SU1150-0AB20-1BA0-ZY19 | PUSHBUTTON, 22MM, ROUND, METAL, SHINY, RED, FLAT BUTTON, MOMENTARY CONTACT TYPE, WITH HOLDER, | 16.34
3SU1150-0AB20-1CA0-ZY12 | PUSHBUTTON, 22MM, ROUND, METAL, SHINY, RED, FLAT BUTTON, MOMENTARY CONTACT TYPE, WITH HOLDER, | 18.23
3SU1150-0AB20-1CA0-ZY15 | PUSHBUTTON, 22MM, ROUND, METAL, SHINY, RED, FLAT BUTTON, MOMENTARY CONTACT TYPE, WITH HOLDER, | 18.23
3SU1150-0AB20-1FA0-ZY13 | PUSHBUTTON, 22MM, ROUND, METAL, SHINY, RED, FLAT BUTTON, MOMENTARY CONTACT TYPE, WITH HOLDER, | 21.08
3SU1150-0AB20-1FA0-ZY19 | PUSHBUTTON, 22MM, ROUND, METAL, SHINY, RED, FLAT BUTTON, MOMENTARY CONTACT TYPE, WITH HOLDER, | 19.19
3SU1150-0AB20-3CA0-ZY15 | PUSHBUTTON, 22MM, ROUND, METAL, SHINY, RED, FLAT BUTTON, MOMENTARY CONTACT TYPE, WITH HOLDER, | 18.3
3SU1150-0AB20-3FA0 | PUSHBUTTON, 22MM, ROUND, METAL, SHINY, RED, FLAT BUTTON, MOMENTARY CONTACT TYPE, WITH HOLDER, | 16.98
3SU1150-0AB20-3FA0-ZY13 | PUSHBUTTON, 22MM, ROUND, METAL, SHINY, RED, FLAT BUTTON, MOMENTARY CONTACT TYPE, WITH HOLDER, | 21.65
3SU1150-0AB20-3FA0-ZY19 | PUSHBUTTON, 22MM, ROUND, METAL, SHINY, RED, FLAT BUTTON, MOMENTARY CONTACT TYPE, WITH HOLDER, | 19.76
3SU1150-0AB30-1BA0-ZY15 | PUSHBUTTON, 22MM, ROUND, METAL, SHINY, YELLOW, FLAT BUTTON, MOMENTARY CONTACT TYPE, WITH HOLDE | 18.23
3SU1150-0AB30-1FA0 | PUSHBUTTON, 22MM, ROUND, METAL, SHINY, YELLOW, FLAT BUTTON, MOMENTARY CONTACT TYPE, WITH HOLDE | 16.47
3SU1150-0AB30-1FA0-ZY19 | PUSHBUTTON, 22MM, ROUND, METAL, SHINY, YELLOW, FLAT BUTTON, MOMENTARY CONTACT TYPE, WITH HOLDE | 19.19
3SU1150-0AB30-3BA0-ZX90 | PUSHBUTTON, 22MM, ROUND, METAL, SHINY, YELLOW, FLAT BUTTON, MOMENTARY CONTACT TYPE, WITH HOLDE | 15.14
3SU1132-0AB30-1FA0-ZY19 | ILLUMINATED PUSHBUTTON, 22MM, ROUND, PLASTIC WITH METAL FRONT RING, YELLOW, FLAT BUTTON, MOMENT | 39.12
3SU1132-0AB30-3BA0-ZX90 | ILLUMINATED PUSHBUTTON, 22MM, ROUND, PLASTIC WITH METAL FRONT RING, YELLOW, FLAT BUTTON, MOMENT | 35.44
3SU1132-0AB30-3FA0 | ILLUMINATED PUSHBUTTON, 22MM, ROUND, PLASTIC WITH METAL FRONT RING, YELLOW, FLAT BUTTON, MOMENT | 38.8
3SU1132-0AB30-3FA0-ZY10 | ILLUMINATED PUSHBUTTON, 22MM, ROUND, PLASTIC WITH METAL FRONT RING, YELLOW, FLAT BUTTON, MOMENT | 41.98
3SU1132-0AB40-1BA0-ZX90 | ILLUMINATED PUSHBUTTON, 22MM, ROUND, PLASTIC WITH METAL FRONT RING, GREEN, FLAT BUTTON, MOMENTA | 35.07
3SU1132-0AB40-1BA0-ZY11 | ILLUMINATED PUSHBUTTON, 22MM, ROUND, PLASTIC WITH METAL FRONT RING, GREEN, FLAT BUTTON, MOMENTA | 38.23
3SU1132-0AB40-1FA0 | ILLUMINATED PUSHBUTTON, 22MM, ROUND, PLASTIC WITH METAL FRONT RING, GREEN, FLAT BUTTON, MOMENTA | 37.86
3SU1132-0AB40-1FA0-ZY10 | ILLUMINATED PUSHBUTTON, 22MM, ROUND, PLASTIC WITH METAL FRONT RING, GREEN, FLAT BUTTON, MOMENTA | 41.02
3SU1132-0AB40-3BA0-ZX90 | ILLUMINATED PUSHBUTTON, 22MM, ROUND, PLASTIC WITH METAL FRONT RING, GREEN, FLAT BUTTON, MOMENTA | 35.44
3SU1132-0AB40-3BA0-ZY11 | ILLUMINATED PUSHBUTTON, 22MM, ROUND, PLASTIC WITH METAL FRONT RING, GREEN, FLAT BUTTON, MOMENTA | 38.62
3SU1132-0AB40-3FA0-ZY10 | ILLUMINATED PUSHBUTTON, 22MM, ROUND, PLASTIC WITH METAL FRONT RING, GREEN, FLAT BUTTON, MOMENTA | 41.98
3SU1100-2BL60-1NA0-ZY11 | SELECTOR SWITCH, CAN BE ILLUM., 22MM, ROUND, PLASTIC, BLACK, WHITE, SHORT SELECTOR SWITCH, 3 SW | 25.64
3SU1150-0AB10-1BA0-ZY15 | PUSHBUTTON, 22MM, ROUND, METAL, SHINY, BLACK, FLAT BUTTON, MOMENTARY CONTACT TYPE, WITH HOLDER | 18.23
3SU1150-0AB10-1BA0-ZY19 | PUSHBUTTON, 22MM, ROUND, METAL, SHINY, BLACK, FLAT BUTTON, MOMENTARY CONTACT TYPE, WITH HOLDER | 16.34
3SU1150-0AB10-1CA0 | PUSHBUTTON, 22MM, ROUND, METAL, SHINY, BLACK, FLAT BUTTON, MOMENTARY CONTACT TYPE, WITH HOLDER | 13.82
3SU1150-0AB10-1CA0-ZX90 | PUSHBUTTON, 22MM, ROUND, METAL, SHINY, BLACK, FLAT BUTTON, MOMENTARY CONTACT TYPE, WITH HOLDER | 15.07
3SU1150-0AB10-1FA0-ZY15 | PUSHBUTTON, 22MM, ROUND, METAL, SHINY, BLACK, FLAT BUTTON, MOMENTARY CONTACT TYPE, WITH HOLDER | 21.08
3SU1150-0AB10-1FA0-ZY19 | PUSHBUTTON, 22MM, ROUND, METAL, SHINY, BLACK, FLAT BUTTON, MOMENTARY CONTACT TYPE, WITH HOLDER | 19.19
3SU1150-0AB10-3BA0 | PUSHBUTTON, 22MM, ROUND, METAL, SHINY, BLACK, FLAT BUTTON, MOMENTARY CONTACT TYPE, WITH HOLDER | 13.89
3SU1150-0AB10-3BA0-ZX90 | PUSHBUTTON, 22MM, ROUND, METAL, SHINY, BLACK, FLAT BUTTON, MOMENTARY CONTACT TYPE, WITH HOLDER | 15.14
3SU1150-0AB10-3CA0-ZY19 | PUSHBUTTON, 22MM, ROUND, METAL, SHINY, BLACK, FLAT BUTTON, MOMENTARY CONTACT TYPE, WITH HOLDER | 16.4
3SU1150-0AB10-3FA0 | PUSHBUTTON, 22MM, ROUND, METAL, SHINY, BLACK, FLAT BUTTON, MOMENTARY CONTACT TYPE, WITH HOLDER | 16.98
3SU1150-0AB10-3FA0-ZX90 | PUSHBUTTON, 22MM, ROUND, METAL, SHINY, BLACK, FLAT BUTTON, MOMENTARY CONTACT TYPE, WITH HOLDER | 18.49
3SU1150-0AB10-3FA0-ZY10 | PUSHBUTTON, 22MM, ROUND, METAL, SHINY, BLACK, FLAT BUTTON, MOMENTARY CONTACT TYPE, WITH HOLDER | 21.65
3SU1150-0AB20-1CA0 | PUSHBUTTON, 22MM, ROUND, METAL, SHINY, RED, FLAT BUTTON, MOMENTARY CONTACT TYPE, WITH HOLDER, | 13.82
3SU1150-0AB20-1CA0-ZX90 | PUSHBUTTON, 22MM, ROUND, METAL, SHINY, RED, FLAT BUTTON, MOMENTARY CONTACT TYPE, WITH HOLDER, | 15.07
3SU1150-0AB20-1CA0-ZY10 | PUSHBUTTON, 22MM, ROUND, METAL, SHINY, RED, FLAT BUTTON, MOMENTARY CONTACT TYPE, WITH HOLDER, | 18.23
3SU1150-0AB20-1CA0-ZY11 | PUSHBUTTON, 22MM, ROUND, METAL, SHINY, RED, FLAT BUTTON, MOMENTARY CONTACT TYPE, WITH HOLDER, | 18.23
3SU1150-0AB20-3CA0 | PUSHBUTTON, 22MM, ROUND, METAL, SHINY, RED, FLAT BUTTON, MOMENTARY CONTACT TYPE, WITH HOLDER, | 13.89
3SU1150-0AB20-3CA0-ZX90 | PUSHBUTTON, 22MM, ROUND, METAL, SHINY, RED, FLAT BUTTON, MOMENTARY CONTACT TYPE, WITH HOLDER, | 15.14
3SU1150-0AB20-3CA0-ZY10 | PUSHBUTTON, 22MM, ROUND, METAL, SHINY, RED, FLAT BUTTON, MOMENTARY CONTACT TYPE, WITH HOLDER, | 18.3
3SU1150-0AB20-3CA0-ZY11 | PUSHBUTTON, 22MM, ROUND, METAL, SHINY, RED, FLAT BUTTON, MOMENTARY CONTACT TYPE, WITH HOLDER, | 18.3
3SU1150-0AB20-3CA0-ZY12 | PUSHBUTTON, 22MM, ROUND, METAL, SHINY, RED, FLAT BUTTON, MOMENTARY CONTACT TYPE, WITH HOLDER, | 18.3
3SU1150-0AB30-1BA0-ZX90 | PUSHBUTTON, 22MM, ROUND, METAL, SHINY, YELLOW, FLAT BUTTON, MOMENTARY CONTACT TYPE, WITH HOLDE | 15.07
3SU1150-0AB30-1BA0-ZY10 | PUSHBUTTON, 22MM, ROUND, METAL, SHINY, YELLOW, FLAT BUTTON, MOMENTARY CONTACT TYPE, WITH HOLDE | 18.23
3SU1150-0AB30-1BA0-ZY11 | PUSHBUTTON, 22MM, ROUND, METAL, SHINY, YELLOW, FLAT BUTTON, MOMENTARY CONTACT TYPE, WITH HOLDE | 18.23
3SU1150-0AB30-1BA0-ZY12 | PUSHBUTTON, 22MM, ROUND, METAL, SHINY, YELLOW, FLAT BUTTON, MOMENTARY CONTACT TYPE, WITH HOLDE | 18.23
3SU1150-0AB30-3BA0-ZY10 | PUSHBUTTON, 22MM, ROUND, METAL, SHINY, YELLOW, FLAT BUTTON, MOMENTARY CONTACT TYPE, WITH HOLDE | 18.3
3SU1150-0AB30-3BA0-ZY11 | PUSHBUTTON, 22MM, ROUND, METAL, SHINY, YELLOW, FLAT BUTTON, MOMENTARY CONTACT TYPE, WITH HOLDE | 18.3
3SU1132-0AB30-1FA0-ZY13 | ILLUMINATED PUSHBUTTON, 22MM, ROUND, PLASTIC WITH METAL FRONT RING, YELLOW, FLAT BUTTON, MOMENT | 41.02
3SU1132-0AB40-3FA0-ZY12 | ILLUMINATED PUSHBUTTON, 22MM, ROUND, PLASTIC WITH METAL FRONT RING, GREEN, FLAT BUTTON, MOMENTA | 41.98
3SU1132-0AB50-1BA0-ZX90 | ILLUMINATED PUSHBUTTON, 22MM, ROUND, PLASTIC WITH METAL FRONT RING, BLUE, FLAT BUTTON, MOMENTAR | 35.07
3SU1132-0AB50-1BA0-ZY11 | ILLUMINATED PUSHBUTTON, 22MM, ROUND, PLASTIC WITH METAL FRONT RING, BLUE, FLAT BUTTON, MOMENTAR | 38.23
3SU1132-0AB50-1FA0-ZY10 | ILLUMINATED PUSHBUTTON, 22MM, ROUND, PLASTIC WITH METAL FRONT RING, BLUE, FLAT BUTTON, MOMENTAR | 41.02
3SU1132-0AB50-1FA0-ZY12 | ILLUMINATED PUSHBUTTON, 22MM, ROUND, PLASTIC WITH METAL FRONT RING, BLUE, FLAT BUTTON, MOMENTAR | 41.02
3SU1132-0AB50-3BA0-ZY11 | ILLUMINATED PUSHBUTTON, 22MM, ROUND, PLASTIC WITH METAL FRONT RING, BLUE, FLAT BUTTON, MOMENTAR | 38.62
3SU1132-0AB50-3BA0-ZY13 | ILLUMINATED PUSHBUTTON, 22MM, ROUND, PLASTIC WITH METAL FRONT RING, BLUE, FLAT BUTTON, MOMENTAR | 38.62
3SU1132-0AB50-3FA0-ZY10 | ILLUMINATED PUSHBUTTON, 22MM, ROUND, PLASTIC WITH METAL FRONT RING, BLUE, FLAT BUTTON, MOMENTAR | 41.98
3SU1132-0AB50-3FA0-ZY12 | ILLUMINATED PUSHBUTTON, 22MM, ROUND, PLASTIC WITH METAL FRONT RING, BLUE, FLAT BUTTON, MOMENTAR | 41.98
3SU1052-2BM50-0AA0 | SELECTOR SWITCH, CAN BE ILLUM., 22MM, ROUND, METAL, SHINY, BLUE, SHORT SELECTOR SWITCH, 3 SWITC | 9.9
3SU1052-2BM60-0AA0-ZX90 | SELECTOR SWITCH, CAN BE ILLUM., 22MM, ROUND, METAL, SHINY, BLACK, WHITE, SHORT SELECTOR SWITCH, | 10.76
3SU1052-2BN20-0AA0-ZX90 | SELECTOR SWITCH, CAN BE ILLUM., 22MM, ROUND, METAL, SHINY, RED, SHORT SELECTOR SWITCH, 3 SWITCH | 10.96
3SU1052-2BN40-0AA0 | SELECTOR SWITCH, CAN BE ILLUM., 22MM, ROUND, METAL, SHINY, GREEN, SHORT SELECTOR SWITCH, 3 SWIT | 10.05
3SU1052-2BN60-0AA0-ZX90 | SELECTOR SWITCH, CAN BE ILLUM., 22MM, ROUND, METAL, SHINY, BLACK, WHITE, SHORT SELECTOR SWITCH, | 10.96
3SU1052-2BP60-0AA0 | SELECTOR SWITCH, CAN BE ILLUM., 22MM, ROUND, METAL, SHINY, BLACK, WHITE, SHORT SELECTOR SWITCH, | 10.05
3SU1052-2CC30-0AA0-ZX90 | SELECTOR SWITCH, CAN BE ILLUM., 22MM, ROUND, METAL, SHINY, YELLOW, LONG SELECTOR SWITCH, 2 SWIT | 16.51
3SU1052-2CC40-0AA0 | SELECTOR SWITCH, CAN BE ILLUM., 22MM, ROUND, METAL, SHINY, GREEN, LONG SELECTOR SWITCH, 2 SWITC | 15.17
3SU1052-2CC50-0AA0-ZX90 | SELECTOR SWITCH, CAN BE ILLUM., 22MM, ROUND, METAL, SHINY, BLUE, LONG SELECTOR SWITCH, 2 SWITCH | 16.51
3SU1050-0BB30-0AA0 | PUSHBUTTON, 22MM, ROUND, METAL, SHINY, YELLOW, RAISED BUTTON MOMENTARY CONTACT TYPE | 7.05
3SU1050-0BB30-0AA0-ZY19 | PUSHBUTTON, 22MM, ROUND, METAL, SHINY, YELLOW, RAISED BUTTON MOMENTARY CONTACT TYPE, WITH LASE | 8.93
3SU1050-0BB40-0AA0-ZX90 | PUSHBUTTON, 22MM, ROUND, METAL, SHINY, GREEN, RAISED BUTTON MOMENTARY CONTACT TYPE, Z = 50X PA | 7.67
3SU1050-0BB40-0AA0-ZY15 | PUSHBUTTON, 22MM, ROUND, METAL, SHINY, GREEN, RAISED BUTTON MOMENTARY CONTACT TYPE, WITH LASER | 10.83
3SU1050-0BB50-0AA0 | PUSHBUTTON, 22MM, ROUND, METAL, SHINY, BLUE, RAISED BUTTON MOMENTARY CONTACT TYPE | 7.05
3SU1050-0BB50-0AA0-ZY10 | PUSHBUTTON, 22MM, ROUND, METAL, SHINY, BLUE, RAISED BUTTON MOMENTARY CONTACT TYPE, WITH LASER | 10.83
3SU1050-0BB50-0AA0-ZY19 | PUSHBUTTON, 22MM, ROUND, METAL, SHINY, BLUE, RAISED BUTTON MOMENTARY CONTACT TYPE, WITH LASER | 8.93
3SU1050-0BB60-0AA0-ZX90 | PUSHBUTTON, 22MM, ROUND, METAL, SHINY, WHITE, RAISED BUTTON MOMENTARY CONTACT TYPE, Z = 50X PA | 7.67
3SU1050-0CB10-0AA0 | PUSHBUTTON, 22MM, ROUND, METAL, SHINY, BLACK, RAISED FRONT RING MOMENTARY CONTACT TYPE | 6.56
3SU1050-0CB10-0AA0-ZY10 | PUSHBUTTON, 22MM, ROUND, METAL, SHINY, BLACK, RAISED FRONT RING MOMENTARY CONTACT TYPE, WITH L | 10.32
3SU1050-0CB20-0AA0-ZX90 | PUSHBUTTON, 22MM, ROUND, METAL, SHINY, RED, RAISED FRONT RING, MOMENTARY CONTACT TYPE, Z = 50X | 7.15
3SU1132-0AB30-3BA0-ZY19 | ILLUMINATED PUSHBUTTON, 22MM, ROUND, PLASTIC WITH METAL FRONT RING, YELLOW, FLAT BUTTON, MOMENT | 36.71
3SU1132-0AB30-3FA0-ZX90 | ILLUMINATED PUSHBUTTON, 22MM, ROUND, PLASTIC WITH METAL FRONT RING, YELLOW, FLAT BUTTON, MOMENT | 38.8
3SU1132-0AB30-3FA0-ZY11 | ILLUMINATED PUSHBUTTON, 22MM, ROUND, PLASTIC WITH METAL FRONT RING, YELLOW, FLAT BUTTON, MOMENT | 41.98
3SU1132-0AB40-1BA0 | ILLUMINATED PUSHBUTTON, 22MM, ROUND, PLASTIC WITH METAL FRONT RING, GREEN, FLAT BUTTON, MOMENTA | 35.07
3SU1132-0AB40-1BA0-ZY10 | ILLUMINATED PUSHBUTTON, 22MM, ROUND, PLASTIC WITH METAL FRONT RING, GREEN, FLAT BUTTON, MOMENTA | 38.23
3SU1132-0AB40-1FA0-ZX90 | ILLUMINATED PUSHBUTTON, 22MM, ROUND, PLASTIC WITH METAL FRONT RING, GREEN, FLAT BUTTON, MOMENTA | 37.86
3SU1132-0AB40-1FA0-ZY11 | ILLUMINATED PUSHBUTTON, 22MM, ROUND, PLASTIC WITH METAL FRONT RING, GREEN, FLAT BUTTON, MOMENTA | 41.02
3SU1132-0AB40-3BA0 | ILLUMINATED PUSHBUTTON, 22MM, ROUND, PLASTIC WITH METAL FRONT RING, GREEN, FLAT BUTTON, MOMENTA | 35.44
3SU1132-0AB40-3BA0-ZY10 | ILLUMINATED PUSHBUTTON, 22MM, ROUND, PLASTIC WITH METAL FRONT RING, GREEN, FLAT BUTTON, MOMENTA | 38.62
3SU1132-0AB40-3BA0-ZY12 | ILLUMINATED PUSHBUTTON, 22MM, ROUND, PLASTIC WITH METAL FRONT RING, GREEN, FLAT BUTTON, MOMENTA | 38.62
3SU1132-0AB40-3FA0-ZX90 | ILLUMINATED PUSHBUTTON, 22MM, ROUND, PLASTIC WITH METAL FRONT RING, GREEN, FLAT BUTTON, MOMENTA | 38.8
3SU1132-0AB40-3FA0-ZY11 | ILLUMINATED PUSHBUTTON, 22MM, ROUND, PLASTIC WITH METAL FRONT RING, GREEN, FLAT BUTTON, MOMENTA | 41.98
3SU1132-0AB50-1BA0-ZY10 | ILLUMINATED PUSHBUTTON, 22MM, ROUND, PLASTIC WITH METAL FRONT RING, BLUE, FLAT BUTTON, MOMENTAR | 38.23
3SU1132-0AB50-1BA0-ZY12 | ILLUMINATED PUSHBUTTON, 22MM, ROUND, PLASTIC WITH METAL FRONT RING, BLUE, FLAT BUTTON, MOMENTAR | 38.23
3SU1132-0AB50-1FA0-ZX90 | ILLUMINATED PUSHBUTTON, 22MM, ROUND, PLASTIC WITH METAL FRONT RING, BLUE, FLAT BUTTON, MOMENTAR | 37.86
3SU1132-0AB50-1FA0-ZY11 | ILLUMINATED PUSHBUTTON, 22MM, ROUND, PLASTIC WITH METAL FRONT RING, BLUE, FLAT BUTTON, MOMENTAR | 41.02
3SU1132-0AB50-1FA0-ZY13 | ILLUMINATED PUSHBUTTON, 22MM, ROUND, PLASTIC WITH METAL FRONT RING, BLUE, FLAT BUTTON, MOMENTAR | 41.02
3SU1132-0AB50-3BA0-ZY10 | ILLUMINATED PUSHBUTTON, 22MM, ROUND, PLASTIC WITH METAL FRONT RING, BLUE, FLAT BUTTON, MOMENTAR | 38.62
3SU1132-0AB50-3BA0-ZY12 | ILLUMINATED PUSHBUTTON, 22MM, ROUND, PLASTIC WITH METAL FRONT RING, BLUE, FLAT BUTTON, MOMENTAR | 38.62
3SU1132-0AB50-3FA0-ZY11 | ILLUMINATED PUSHBUTTON, 22MM, ROUND, PLASTIC WITH METAL FRONT RING, BLUE, FLAT BUTTON, MOMENTAR | 41.98
3SU1052-2BM40-0AA0 | SELECTOR SWITCH, CAN BE ILLUM., 22MM, ROUND, METAL, SHINY, GREEN, SHORT SELECTOR SWITCH, 3 SWIT | 9.9
3SU1052-2BM50-0AA0-ZX90 | SELECTOR SWITCH, CAN BE ILLUM., 22MM, ROUND, METAL, SHINY, BLUE, SHORT SELECTOR SWITCH, 3 SWITC | 10.76
3SU1052-2BM60-0AA0 | SELECTOR SWITCH, CAN BE ILLUM., 22MM, ROUND, METAL, SHINY, BLACK, WHITE, SHORT SELECTOR SWITCH, | 9.9
3SU1052-2BN20-0AA0 | SELECTOR SWITCH, CAN BE ILLUM., 22MM, ROUND, METAL, SHINY, RED, SHORT SELECTOR SWITCH, 3 SWITCH | 10.05
3SU1052-2BN40-0AA0-ZX90 | SELECTOR SWITCH, CAN BE ILLUM., 22MM, ROUND, METAL, SHINY, GREEN, SHORT SELECTOR SWITCH, 3 SWIT | 10.96
3SU1052-2BN60-0AA0 | SELECTOR SWITCH, CAN BE ILLUM., 22MM, ROUND, METAL, SHINY, BLACK, WHITE, SHORT SELECTOR SWITCH, | 10.05
3SU1052-2BP60-0AA0-ZX90 | SELECTOR SWITCH, CAN BE ILLUM., 22MM, ROUND, METAL, SHINY, BLACK, WHITE, SHORT SELECTOR SWITCH, | 10.96
3SU1052-2CC30-0AA0 | SELECTOR SWITCH, CAN BE ILLUM., 22MM, ROUND, METAL, SHINY, YELLOW, LONG SELECTOR SWITCH, 2 SWIT | 15.17
3SU1052-2CC40-0AA0-ZX90 | SELECTOR SWITCH, CAN BE ILLUM., 22MM, ROUND, METAL, SHINY, GREEN, LONG SELECTOR SWITCH, 2 SWITC | 16.51
3SU1132-0AB30-1FA0-ZY15 | ILLUMINATED PUSHBUTTON, 22MM, ROUND, PLASTIC WITH METAL FRONT RING, YELLOW, FLAT BUTTON, MOMENT | 41.02
3SU1132-0AB30-3FA0-ZY12 | ILLUMINATED PUSHBUTTON, 22MM, ROUND, PLASTIC WITH METAL FRONT RING, YELLOW, FLAT BUTTON, MOMENT | 41.98
3SU1132-0AB30-3FA0-ZY13 | ILLUMINATED PUSHBUTTON, 22MM, ROUND, PLASTIC WITH METAL FRONT RING, YELLOW, FLAT BUTTON, MOMENT | 41.98
3SU1132-0AB30-3FA0-ZY15 | ILLUMINATED PUSHBUTTON, 22MM, ROUND, PLASTIC WITH METAL FRONT RING, YELLOW, FLAT BUTTON, MOMENT | 41.98
3SU1132-0AB30-3FA0-ZY19 | ILLUMINATED PUSHBUTTON, 22MM, ROUND, PLASTIC WITH METAL FRONT RING, YELLOW, FLAT BUTTON, MOMENT | 40.06
3SU1132-0AB40-1FA0-ZY12 | ILLUMINATED PUSHBUTTON, 22MM, ROUND, PLASTIC WITH METAL FRONT RING, GREEN, FLAT BUTTON, MOMENTA | 41.02
3SU1132-0AB40-1FA0-ZY13 | ILLUMINATED PUSHBUTTON, 22MM, ROUND, PLASTIC WITH METAL FRONT RING, GREEN, FLAT BUTTON, MOMENTA | 41.02
3SU1132-0AB40-1FA0-ZY15 | ILLUMINATED PUSHBUTTON, 22MM, ROUND, PLASTIC WITH METAL FRONT RING, GREEN, FLAT BUTTON, MOMENTA | 41.02
3SU1132-0AB40-1FA0-ZY19 | ILLUMINATED PUSHBUTTON, 22MM, ROUND, PLASTIC WITH METAL FRONT RING, GREEN, FLAT BUTTON, MOMENTA | 39.12
3SU1132-0AB40-3FA0-ZY13 | ILLUMINATED PUSHBUTTON, 22MM, ROUND, PLASTIC WITH METAL FRONT RING, GREEN, FLAT BUTTON, MOMENTA | 41.98
3SU1132-0AB40-3FA0-ZY15 | ILLUMINATED PUSHBUTTON, 22MM, ROUND, PLASTIC WITH METAL FRONT RING, GREEN, FLAT BUTTON, MOMENTA | 41.98
3SU1132-0AB40-3FA0-ZY19 | ILLUMINATED PUSHBUTTON, 22MM, ROUND, PLASTIC WITH METAL FRONT RING, GREEN, FLAT BUTTON, MOMENTA | 40.06
3SU1132-0AB50-1BA0 | ILLUMINATED PUSHBUTTON, 22MM, ROUND, PLASTIC WITH METAL FRONT RING, BLUE, FLAT BUTTON, MOMENTAR | 35.07
3SU1132-0AB50-1FA0-ZY15 | ILLUMINATED PUSHBUTTON, 22MM, ROUND, PLASTIC WITH METAL FRONT RING, BLUE, FLAT BUTTON, MOMENTAR | 41.02
3SU1132-0AB50-1FA0-ZY19 | ILLUMINATED PUSHBUTTON, 22MM, ROUND, PLASTIC WITH METAL FRONT RING, BLUE, FLAT BUTTON, MOMENTAR | 39.12
3SU1132-0AB50-3BA0 | ILLUMINATED PUSHBUTTON, 22MM, ROUND, PLASTIC WITH METAL FRONT RING, BLUE, FLAT BUTTON, MOMENTAR | 35.44
3SU1132-0AB50-3BA0-ZX90 | ILLUMINATED PUSHBUTTON, 22MM, ROUND, PLASTIC WITH METAL FRONT RING, BLUE, FLAT BUTTON, MOMENTAR | 35.44
3SU1052-2BM40-0AA0-ZX90 | SELECTOR SWITCH, CAN BE ILLUM., 22MM, ROUND, METAL, SHINY, GREEN, SHORT SELECTOR SWITCH, 3 SWIT | 10.76
3SU1050-0BB30-0AA0-ZY10 | PUSHBUTTON, 22MM, ROUND, METAL, SHINY, YELLOW, RAISED BUTTON MOMENTARY CONTACT TYPE, WITH LASE | 10.83
3SU1050-0BB30-0AA0-ZY11 | PUSHBUTTON, 22MM, ROUND, METAL, SHINY, YELLOW, RAISED BUTTON MOMENTARY CONTACT TYPE, WITH LASE | 10.83
3SU1050-0BB30-0AA0-ZY12 | PUSHBUTTON, 22MM, ROUND, METAL, SHINY, YELLOW, RAISED BUTTON MOMENTARY CONTACT TYPE, WITH LASE | 10.83
3SU1050-0BB30-0AA0-ZY13 | PUSHBUTTON, 22MM, ROUND, METAL, SHINY, YELLOW, RAISED BUTTON MOMENTARY CONTACT TYPE, WITH LASE | 10.83
3SU1050-0BB50-0AA0-ZY11 | PUSHBUTTON, 22MM, ROUND, METAL, SHINY, BLUE, RAISED BUTTON MOMENTARY CONTACT TYPE, WITH LASER | 10.83
3SU1050-0BB50-0AA0-ZY12 | PUSHBUTTON, 22MM, ROUND, METAL, SHINY, BLUE, RAISED BUTTON MOMENTARY CONTACT TYPE, WITH LASER | 10.83
3SU1050-0BB50-0AA0-ZY13 | PUSHBUTTON, 22MM, ROUND, METAL, SHINY, BLUE, RAISED BUTTON MOMENTARY CONTACT TYPE, WITH LASER | 10.83
3SU1050-0BB50-0AA0-ZY15 | PUSHBUTTON, 22MM, ROUND, METAL, SHINY, BLUE, RAISED BUTTON MOMENTARY CONTACT TYPE, WITH LASER | 10.83
3SU1050-0CB10-0AA0-ZY11 | PUSHBUTTON, 22MM, ROUND, METAL, SHINY, BLACK, RAISED FRONT RING MOMENTARY CONTACT TYPE, WITH L | 10.32
3SU1050-0CB10-0AA0-ZY12 | PUSHBUTTON, 22MM, ROUND, METAL, SHINY, BLACK, RAISED FRONT RING MOMENTARY CONTACT TYPE, WITH L | 10.32
3SU1050-0CB10-0AA0-ZY13 | PUSHBUTTON, 22MM, ROUND, METAL, SHINY, BLACK, RAISED FRONT RING MOMENTARY CONTACT TYPE, WITH L | 10.32
3SU1132-0AB50-3BA0-ZY19 | ILLUMINATED PUSHBUTTON, 22MM, ROUND, PLASTIC WITH METAL FRONT RING, BLUE, FLAT BUTTON, MOMENTAR | 36.71
3SU1132-0AB50-3FA0 | ILLUMINATED PUSHBUTTON, 22MM, ROUND, PLASTIC WITH METAL FRONT RING, BLUE, FLAT BUTTON, MOMENTAR | 38.8
3SU1132-0AB50-3FA0-ZX90 | ILLUMINATED PUSHBUTTON, 22MM, ROUND, PLASTIC WITH METAL FRONT RING, BLUE, FLAT BUTTON, MOMENTAR | 38.8
3SU1052-2CC50-0AA0 | SELECTOR SWITCH, CAN BE ILLUM., 22MM, ROUND, METAL, SHINY, BLUE, LONG SELECTOR SWITCH, 2 SWITCH | 15.17
3SU1050-0BB40-0AA0-ZY10 | PUSHBUTTON, 22MM, ROUND, METAL, SHINY, GREEN, RAISED BUTTON MOMENTARY CONTACT TYPE, WITH LASER | 10.83
3SU1050-0BB40-0AA0-ZY11 | PUSHBUTTON, 22MM, ROUND, METAL, SHINY, GREEN, RAISED BUTTON MOMENTARY CONTACT TYPE, WITH LASER | 10.83
3SU1050-0BB40-0AA0-ZY12 | PUSHBUTTON, 22MM, ROUND, METAL, SHINY, GREEN, RAISED BUTTON MOMENTARY CONTACT TYPE, WITH LASER | 10.83
3SU1050-0BB40-0AA0-ZY13 | PUSHBUTTON, 22MM, ROUND, METAL, SHINY, GREEN, RAISED BUTTON MOMENTARY CONTACT TYPE, WITH LASER | 10.83
3SU1050-0BB60-0AA0-ZY11 | PUSHBUTTON, 22MM, ROUND, METAL, SHINY, WHITE, RAISED BUTTON MOMENTARY CONTACT TYPE, WITH LASER | 10.83
3SU1050-0BB60-0AA0-ZY12 | PUSHBUTTON, 22MM, ROUND, METAL, SHINY, WHITE, RAISED BUTTON MOMENTARY CONTACT TYPE, WITH LASER | 10.83
3SU1050-0BB60-0AA0-ZY13 | PUSHBUTTON, 22MM, ROUND, METAL, SHINY, WHITE, RAISED BUTTON MOMENTARY CONTACT TYPE, WITH LASER | 10.83
3SU1050-0BB60-0AA0-ZY15 | PUSHBUTTON, 22MM, ROUND, METAL, SHINY, WHITE, RAISED BUTTON MOMENTARY CONTACT TYPE, WITH LASER | 10.83
3SU1050-0CB20-0AA0-ZY12 | PUSHBUTTON, 22MM, ROUND, METAL, SHINY, RED, RAISED FRONT RING, MOMENTARY CONTACT TYPE, WITH LA | 10.32
3SU1050-0CB20-0AA0-ZY13 | PUSHBUTTON, 22MM, ROUND, METAL, SHINY, RED, RAISED FRONT RING, MOMENTARY CONTACT TYPE, WITH LA | 10.32
3SU1050-0CB20-0AA0-ZY15 | PUSHBUTTON, 22MM, ROUND, METAL, SHINY, RED, RAISED FRONT RING, MOMENTARY CONTACT TYPE, WITH LA | 10.32
3SU1050-0CB20-0AA0-ZY19 | PUSHBUTTON, 22MM, ROUND, METAL, SHINY, RED, RAISED FRONT RING, MOMENTARY CONTACT TYPE, WITH LA | 8.41
3SU1050-0CB40-0AA0-ZY12 | PUSHBUTTON, 22MM, ROUND, METAL, SHINY, GREEN, RAISED FRONT RING, MOMENTARY CONTACT TYPE, WITH | 10.32
3SU1050-0CB40-0AA0-ZY13 | PUSHBUTTON, 22MM, ROUND, METAL, SHINY, GREEN, RAISED FRONT RING, MOMENTARY CONTACT TYPE, WITH | 10.32
3SU1050-0CB40-0AA0-ZY15 | PUSHBUTTON, 22MM, ROUND, METAL, SHINY, GREEN, RAISED FRONT RING, MOMENTARY CONTACT TYPE, WITH | 10.32
3SU1050-0CB40-0AA0-ZY19 | PUSHBUTTON, 22MM, ROUND, METAL, SHINY, GREEN, RAISED FRONT RING, MOMENTARY CONTACT TYPE, WITH | 8.41
3SU1050-0CB50-0AA0 | PUSHBUTTON, 22MM, ROUND, METAL, SHINY, BLUE, RAISED FRONT RING, MOMENTARY CONTACT TYPE | 6.56
3SU1050-0CB60-0AA0-ZY13 | PUSHBUTTON, 22MM, ROUND, METAL, SHINY, WHITE, RAISED FRONT RING, MOMENTARY CONTACT TYPE, WITH | 10.32
3SU1050-0CB60-0AA0-ZY15 | PUSHBUTTON, 22MM, ROUND, METAL, SHINY, WHITE, RAISED FRONT RING, MOMENTARY CONTACT TYPE, WITH | 10.32
3SU1050-0CB60-0AA0-ZY19 | PUSHBUTTON, 22MM, ROUND, METAL, SHINY, WHITE, RAISED FRONT RING, MOMENTARY CONTACT TYPE, WITH | 8.41
3SU1050-1AA10-0AA0 | MUSHROOM PUSHBUTTON, 22MM, ROUND, METAL, SHINY, BLACK, 30MM, LATCHING, PULL TO UNLATCH | 18.09
3SU1050-1AA20-0AA0-ZY15 | MUSHROOM PUSHBUTTON, 22MM, ROUND, METAL, SHINY, RED, 30MM, LATCHING, PULL TO UNLATCH, WITH LA | 22.85
3SU1050-1AA20-0AA0-ZY19 | MUSHROOM PUSHBUTTON, 22MM, ROUND, METAL, SHINY, RED, 30MM, LATCHING, PULL TO UNLATCH, WITH LA | 20.96
3SU1050-1AD10-0AA0 | MUSHROOM PUSHBUTTON, 22MM, ROUND, METAL, SHINY, BLACK, 30MM, MOMENTARY CONTACT TYPE | 10.47
3SU1050-1AD10-0AA0-ZX90 | MUSHROOM PUSHBUTTON, 22MM, ROUND, METAL, SHINY, BLACK, 30MM, MOMENTARY CONTACT TYPE, Z = 20X P | 11.39
3SU1050-0BB20-0AA0-ZY19 | PUSHBUTTON, 22MM, ROUND, METAL, SHINY, RED, RAISED BUTTON MOMENTARY CONTACT TYPE, WITH LASER I | 8.93
3SU1050-0BB30-0AA0-ZX90 | PUSHBUTTON, 22MM, ROUND, METAL, SHINY, YELLOW, RAISED BUTTON MOMENTARY CONTACT TYPE, Z = 50X P | 7.67
3SU1050-0BB30-0AA0-ZY15 | PUSHBUTTON, 22MM, ROUND, METAL, SHINY, YELLOW, RAISED BUTTON MOMENTARY CONTACT TYPE, WITH LASE | 10.83
3SU1050-0BB40-0AA0 | PUSHBUTTON, 22MM, ROUND, METAL, SHINY, GREEN, RAISED BUTTON MOMENTARY CONTACT TYPE | 7.05
3SU1050-0BB40-0AA0-ZY19 | PUSHBUTTON, 22MM, ROUND, METAL, SHINY, GREEN, RAISED BUTTON MOMENTARY CONTACT TYPE, WITH LASER | 8.93
3SU1050-0BB50-0AA0-ZX90 | PUSHBUTTON, 22MM, ROUND, METAL, SHINY, BLUE, RAISED BUTTON MOMENTARY CONTACT TYPE, Z = 50X PAC | 7.67
3SU1050-0BB60-0AA0 | PUSHBUTTON, 22MM, ROUND, METAL, SHINY, WHITE, RAISED BUTTON MOMENTARY CONTACT TYPE | 7.05
3SU1050-0BB60-0AA0-ZY10 | PUSHBUTTON, 22MM, ROUND, METAL, SHINY, WHITE, RAISED BUTTON MOMENTARY CONTACT TYPE, WITH LASER | 10.83
3SU1050-0BB60-0AA0-ZY19 | PUSHBUTTON, 22MM, ROUND, METAL, SHINY, WHITE, RAISED BUTTON MOMENTARY CONTACT TYPE, WITH LASER | 8.93
3SU1050-0CB10-0AA0-ZX90 | PUSHBUTTON, 22MM, ROUND, METAL, SHINY, BLACK, RAISED FRONT RING MOMENTARY CONTACT TYPE, Z = 50 | 7.15
3SU1050-0CB20-0AA0 | PUSHBUTTON, 22MM, ROUND, METAL, SHINY, RED, RAISED FRONT RING, MOMENTARY CONTACT TYPE | 6.56
3SU1050-0CB20-0AA0-ZY10 | PUSHBUTTON, 22MM, ROUND, METAL, SHINY, RED, RAISED FRONT RING, MOMENTARY CONTACT TYPE, WITH LA | 10.32
3SU1050-0CB30-0AA0-ZX90 | PUSHBUTTON, 22MM, ROUND, METAL, SHINY, YELLOW, RAISED FRONT RING, MOMENTARY CONTACT TYPE, Z = | 7.15
3SU1050-0CB30-0AA0-ZY11 | PUSHBUTTON, 22MM, ROUND, METAL, SHINY, YELLOW, RAISED FRONT RING, MOMENTARY CONTACT TYPE, WITH | 10.32
3SU1050-0CB40-0AA0 | PUSHBUTTON, 22MM, ROUND, METAL, SHINY, GREEN, RAISED FRONT RING, MOMENTARY CONTACT TYPE | 6.56
3SU1050-0CB40-0AA0-ZY10 | PUSHBUTTON, 22MM, ROUND, METAL, SHINY, GREEN, RAISED FRONT RING, MOMENTARY CONTACT TYPE, WITH | 10.32
3SU1050-0CB50-0AA0-ZX90 | PUSHBUTTON, 22MM, ROUND, METAL, SHINY, BLUE, RAISED FRONT RING, MOMENTARY CONTACT TYPE, Z = 50 | 7.15
3SU1050-0CB50-0AA0-ZY11 | PUSHBUTTON, 22MM, ROUND, METAL, SHINY, BLUE, RAISED FRONT RING, MOMENTARY CONTACT TYPE, WITH L | 10.32
3SU1050-0CB60-0AA0-ZY10 | PUSHBUTTON, 22MM, ROUND, METAL, SHINY, WHITE, RAISED FRONT RING, MOMENTARY CONTACT TYPE, WITH | 10.32
3SU1050-0CB60-0AA0-ZY12 | PUSHBUTTON, 22MM, ROUND, METAL, SHINY, WHITE, RAISED FRONT RING, MOMENTARY CONTACT TYPE, WITH | 10.32
3SU1050-1AA10-0AA0-ZX90 | MUSHROOM PUSHBUTTON, 22MM, ROUND, METAL, SHINY, BLACK, 30MM, LATCHING, PULL TO UNLATCH, Z = 2 | 19.69
3SU1050-1AA10-0AA0-ZY11 | MUSHROOM PUSHBUTTON, 22MM, ROUND, METAL, SHINY, BLACK, 30MM, LATCHING, PULL TO UNLATCH, WITH | 22.85
3SU1050-1AA20-0AA0-ZY10 | MUSHROOM PUSHBUTTON, 22MM, ROUND, METAL, SHINY, RED, 30MM, LATCHING, PULL TO UNLATCH, WITH LA | 22.85
3SU1050-1AA20-0AA0-ZY12 | MUSHROOM PUSHBUTTON, 22MM, ROUND, METAL, SHINY, RED, 30MM, LATCHING, PULL TO UNLATCH, WITH LA | 22.85
3SU1050-1AD10-0AA0-ZY11 | MUSHROOM PUSHBUTTON, 22MM, ROUND, METAL, SHINY, BLACK, 30MM, MOMENTARY CONTACT TYPE, WITH LASE | 14.55
3SU1050-1AD10-0AA0-ZY13 | MUSHROOM PUSHBUTTON, 22MM, ROUND, METAL, SHINY, BLACK, 30MM, MOMENTARY CONTACT TYPE, WITH LASE | 14.55
3SU1050-1AD20-0AA0-ZY10 | MUSHROOM PUSHBUTTON, 22MM, ROUND, METAL, SHINY, RED, 30MM, MOMENTARY CONTACT TYPE, WITH LASER | 14.55
3SU1050-1AD20-0AA0-ZY12 | MUSHROOM PUSHBUTTON, 22MM, ROUND, METAL, SHINY, RED, 30MM, MOMENTARY CONTACT TYPE, WITH LASER | 14.55
3SU1050-1AD20-0AA0-ZY15 | MUSHROOM PUSHBUTTON, 22MM, ROUND, METAL, SHINY, RED, 30MM, MOMENTARY CONTACT TYPE, WITH LASER | 14.55
3SU1050-1AD30-0AA0-ZY11 | MUSHROOM PUSHBUTTON, 22MM, ROUND, METAL, SHINY, YELLOW, 30MM, MOMENTARY CONTACT TYPE, WITH LAS | 14.55
3SU1050-0CB20-0AA0-ZY11 | PUSHBUTTON, 22MM, ROUND, METAL, SHINY, RED, RAISED FRONT RING, MOMENTARY CONTACT TYPE, WITH LA | 10.32
3SU1050-0CB30-0AA0 | PUSHBUTTON, 22MM, ROUND, METAL, SHINY, YELLOW, RAISED FRONT RING, MOMENTARY CONTACT TYPE | 6.56
3SU1050-0CB30-0AA0-ZY10 | PUSHBUTTON, 22MM, ROUND, METAL, SHINY, YELLOW, RAISED FRONT RING, MOMENTARY CONTACT TYPE, WITH | 10.32
3SU1050-0CB40-0AA0-ZX90 | PUSHBUTTON, 22MM, ROUND, METAL, SHINY, GREEN, RAISED FRONT RING, MOMENTARY CONTACT TYPE, Z = 5 | 7.15
3SU1050-0CB40-0AA0-ZY11 | PUSHBUTTON, 22MM, ROUND, METAL, SHINY, GREEN, RAISED FRONT RING, MOMENTARY CONTACT TYPE, WITH | 10.32
3SU1050-0CB50-0AA0-ZY10 | PUSHBUTTON, 22MM, ROUND, METAL, SHINY, BLUE, RAISED FRONT RING, MOMENTARY CONTACT TYPE, WITH L | 10.32
3SU1050-0CB50-0AA0-ZY12 | PUSHBUTTON, 22MM, ROUND, METAL, SHINY, BLUE, RAISED FRONT RING, MOMENTARY CONTACT TYPE, WITH L | 10.32
3SU1050-0CB60-0AA0-ZX90 | PUSHBUTTON, 22MM, ROUND, METAL, SHINY, WHITE, RAISED FRONT RING, MOMENTARY CONTACT TYPE, Z = 5 | 7.15
3SU1050-0CB60-0AA0-ZY11 | PUSHBUTTON, 22MM, ROUND, METAL, SHINY, WHITE, RAISED FRONT RING, MOMENTARY CONTACT TYPE, WITH | 10.32
3SU1050-1AA10-0AA0-ZY10 | MUSHROOM PUSHBUTTON, 22MM, ROUND, METAL, SHINY, BLACK, 30MM, LATCHING, PULL TO UNLATCH, WITH | 22.85
3SU1050-1AA10-0AA0-ZY12 | MUSHROOM PUSHBUTTON, 22MM, ROUND, METAL, SHINY, BLACK, 30MM, LATCHING, PULL TO UNLATCH, WITH | 22.85
3SU1050-1AA20-0AA0-ZY11 | MUSHROOM PUSHBUTTON, 22MM, ROUND, METAL, SHINY, RED, 30MM, LATCHING, PULL TO UNLATCH, WITH LA | 22.85
3SU1050-1AA20-0AA0-ZY13 | MUSHROOM PUSHBUTTON, 22MM, ROUND, METAL, SHINY, RED, 30MM, LATCHING, PULL TO UNLATCH, WITH LA | 22.85
3SU1050-1AD10-0AA0-ZY10 | MUSHROOM PUSHBUTTON, 22MM, ROUND, METAL, SHINY, BLACK, 30MM, MOMENTARY CONTACT TYPE, WITH LASE | 14.55
3SU1050-1AD10-0AA0-ZY12 | MUSHROOM PUSHBUTTON, 22MM, ROUND, METAL, SHINY, BLACK, 30MM, MOMENTARY CONTACT TYPE, WITH LASE | 14.55
3SU1050-1AD20-0AA0-ZY11 | MUSHROOM PUSHBUTTON, 22MM, ROUND, METAL, SHINY, RED, 30MM, MOMENTARY CONTACT TYPE, WITH LASER | 14.55
3SU1050-1AD20-0AA0-ZY13 | MUSHROOM PUSHBUTTON, 22MM, ROUND, METAL, SHINY, RED, 30MM, MOMENTARY CONTACT TYPE, WITH LASER | 14.55
3SU1050-1AD30-0AA0-ZY12 | MUSHROOM PUSHBUTTON, 22MM, ROUND, METAL, SHINY, YELLOW, 30MM, MOMENTARY CONTACT TYPE, WITH LAS | 14.55
3SU1050-1AD30-0AA0-ZY15 | MUSHROOM PUSHBUTTON, 22MM, ROUND, METAL, SHINY, YELLOW, 30MM, MOMENTARY CONTACT TYPE, WITH LAS | 14.55
3SU1050-1AD40-0AA0-ZY11 | MUSHROOM PUSHBUTTON, 22MM, ROUND, METAL, SHINY, GREEN, 30MM, MOMENTARY CONTACT TYPE, WITH LASE | 14.55
3SU1050-1AD40-0AA0-ZY13 | MUSHROOM PUSHBUTTON, 22MM, ROUND, METAL, SHINY, GREEN, 30MM, MOMENTARY CONTACT TYPE, WITH LASE | 14.55
3SU1050-1BA10-0AA0-ZY12 | MUSHROOM PUSHBUTTON, 22MM, ROUND, METAL, SHINY, BLACK, 40MM, LATCHING, PULL TO UNLATCH, WITH | 24.18
3SU1050-1BA10-0AA0-ZY15 | MUSHROOM PUSHBUTTON, 22MM, ROUND, METAL, SHINY, BLACK, 40MM, LATCHING, PULL TO UNLATCH, WITH | 24.18
3SU1050-1BA20-0AA0-ZY13 | MUSHROOM PUSHBUTTON, 22MM, ROUND, METAL, SHINY, RED, 40MM, LATCHING, PULL TO UNLATCH, WITH LA | 24.18
3SU1050-1BA20-0AA0-ZY19 | MUSHROOM PUSHBUTTON, 22MM, ROUND, METAL, SHINY, RED, 40MM, LATCHING, PULL TO UNLATCH, WITH LA | 22.28
3SU1050-1BA30-0AA0-ZY12 | MUSHROOM PUSHBUTTON, 22MM, ROUND, METAL, SHINY, YELLOW, 40MM, LATCHING, PULL TO UNLATCH, WITH | 24.18
3SU1050-1BA30-0AA0-ZY15 | MUSHROOM PUSHBUTTON, 22MM, ROUND, METAL, SHINY, YELLOW, 40MM, LATCHING, PULL TO UNLATCH, WITH | 24.18
3SU1050-1BD10-0AA0-ZY13 | MUSHROOM PUSHBUTTON, 22MM, ROUND, METAL, SHINY, BLACK, 40MM, MOMENTARY CONTACT TYPE, WITH LASE | 14.55
3SU1050-1BD10-0AA0-ZY19 | MUSHROOM PUSHBUTTON, 22MM, ROUND, METAL, SHINY, BLACK, 40MM, MOMENTARY CONTACT TYPE, WITH LASE | 12.66
3SU1050-0CB10-0AA0-ZY15 | PUSHBUTTON, 22MM, ROUND, METAL, SHINY, BLACK, RAISED FRONT RING MOMENTARY CONTACT TYPE, WITH L | 10.32
3SU1050-0CB10-0AA0-ZY19 | PUSHBUTTON, 22MM, ROUND, METAL, SHINY, BLACK, RAISED FRONT RING MOMENTARY CONTACT TYPE, WITH L | 8.41
3SU1050-0CB30-0AA0-ZY12 | PUSHBUTTON, 22MM, ROUND, METAL, SHINY, YELLOW, RAISED FRONT RING, MOMENTARY CONTACT TYPE, WITH | 10.32
3SU1050-0CB30-0AA0-ZY13 | PUSHBUTTON, 22MM, ROUND, METAL, SHINY, YELLOW, RAISED FRONT RING, MOMENTARY CONTACT TYPE, WITH | 10.32
3SU1050-0CB30-0AA0-ZY15 | PUSHBUTTON, 22MM, ROUND, METAL, SHINY, YELLOW, RAISED FRONT RING, MOMENTARY CONTACT TYPE, WITH | 10.32
3SU1050-0CB30-0AA0-ZY19 | PUSHBUTTON, 22MM, ROUND, METAL, SHINY, YELLOW, RAISED FRONT RING, MOMENTARY CONTACT TYPE, WITH | 8.41
3SU1050-0CB50-0AA0-ZY13 | PUSHBUTTON, 22MM, ROUND, METAL, SHINY, BLUE, RAISED FRONT RING, MOMENTARY CONTACT TYPE, WITH L | 10.32
3SU1050-0CB50-0AA0-ZY15 | PUSHBUTTON, 22MM, ROUND, METAL, SHINY, BLUE, RAISED FRONT RING, MOMENTARY CONTACT TYPE, WITH L | 10.32
3SU1050-0CB50-0AA0-ZY19 | PUSHBUTTON, 22MM, ROUND, METAL, SHINY, BLUE, RAISED FRONT RING, MOMENTARY CONTACT TYPE, WITH L | 8.41
3SU1050-0CB60-0AA0 | PUSHBUTTON, 22MM, ROUND, METAL, SHINY, WHITE, RAISED FRONT RING, MOMENTARY CONTACT TYPE | 6.56
3SU1050-1AA10-0AA0-ZY13 | MUSHROOM PUSHBUTTON, 22MM, ROUND, METAL, SHINY, BLACK, 30MM, LATCHING, PULL TO UNLATCH, WITH | 22.85
3SU1050-1AA10-0AA0-ZY15 | MUSHROOM PUSHBUTTON, 22MM, ROUND, METAL, SHINY, BLACK, 30MM, LATCHING, PULL TO UNLATCH, WITH | 22.85
3SU1050-1AA10-0AA0-ZY19 | MUSHROOM PUSHBUTTON, 22MM, ROUND, METAL, SHINY, BLACK, 30MM, LATCHING, PULL TO UNLATCH, WITH | 20.96
3SU1050-1AA20-0AA0 | MUSHROOM PUSHBUTTON, 22MM, ROUND, METAL, SHINY, RED, 30MM, LATCHING, PULL TO UNLATCH | 18.09
3SU1050-1AA20-0AA0-ZX90 | MUSHROOM PUSHBUTTON, 22MM, ROUND, METAL, SHINY, RED, 30MM, LATCHING, PULL TO UNLATCH, Z = 20X | 19.69
3SU1050-1AD10-0AA0-ZY15 | MUSHROOM PUSHBUTTON, 22MM, ROUND, METAL, SHINY, BLACK, 30MM, MOMENTARY CONTACT TYPE, WITH LASE | 14.55
3SU1050-1AD10-0AA0-ZY19 | MUSHROOM PUSHBUTTON, 22MM, ROUND, METAL, SHINY, BLACK, 30MM, MOMENTARY CONTACT TYPE, WITH LASE | 12.66
3SU1050-1AD20-0AA0 | MUSHROOM PUSHBUTTON, 22MM, ROUND, METAL, SHINY, RED, 30MM, MOMENTARY CONTACT TYPE | 10.47
3SU1050-1AD20-0AA0-ZX90 | MUSHROOM PUSHBUTTON, 22MM, ROUND, METAL, SHINY, RED, 30MM, MOMENTARY CONTACT TYPE, Z = 20X PAC | 11.39
3SU1050-1AD30-0AA0-ZY19 | MUSHROOM PUSHBUTTON, 22MM, ROUND, METAL, SHINY, YELLOW, 30MM, MOMENTARY CONTACT TYPE, WITH LAS | 12.66
3SU1050-1AD40-0AA0 | MUSHROOM PUSHBUTTON, 22MM, ROUND, METAL, SHINY, GREEN, 30MM, MOMENTARY CONTACT TYPE | 10.47
3SU1050-1AD40-0AA0-ZX90 | MUSHROOM PUSHBUTTON, 22MM, ROUND, METAL, SHINY, GREEN, 30MM, MOMENTARY CONTACT TYPE, Z = 20X P | 11.39
3SU1050-1AD40-0AA0-ZY10 | MUSHROOM PUSHBUTTON, 22MM, ROUND, METAL, SHINY, GREEN, 30MM, MOMENTARY CONTACT TYPE, WITH LASE | 14.55
3SU1050-1BA20-0AA0 | MUSHROOM PUSHBUTTON, 22MM, ROUND, METAL, SHINY, RED, 40MM, LATCHING, PULL TO UNLATCH | 19.3
3SU1050-1BA20-0AA0-ZX90 | MUSHROOM PUSHBUTTON, 22MM, ROUND, METAL, SHINY, RED, 40MM, LATCHING, PULL TO UNLATCH, Z = 20X | 21.02
3SU1050-1BA20-0AA0-ZY10 | MUSHROOM PUSHBUTTON, 22MM, ROUND, METAL, SHINY, RED, 40MM, LATCHING, PULL TO UNLATCH, WITH LA | 24.18
3SU1050-1BA20-0AA0-ZY11 | MUSHROOM PUSHBUTTON, 22MM, ROUND, METAL, SHINY, RED, 40MM, LATCHING, PULL TO UNLATCH, WITH LA | 24.18
3SU1050-1BD10-0AA0 | MUSHROOM PUSHBUTTON, 22MM, ROUND, METAL, SHINY, BLACK, 40MM, MOMENTARY CONTACT TYPE | 10.47
3SU1050-1BD10-0AA0-ZX90 | MUSHROOM PUSHBUTTON, 22MM, ROUND, METAL, SHINY, BLACK, 40MM, MOMENTARY CONTACT TYPE, Z = 20X P | 11.39
3SU1050-1BD10-0AA0-ZY10 | MUSHROOM PUSHBUTTON, 22MM, ROUND, METAL, SHINY, BLACK, 40MM, MOMENTARY CONTACT TYPE, WITH LASE | 14.55
3SU1050-1AD20-0AA0-ZY19 | MUSHROOM PUSHBUTTON, 22MM, ROUND, METAL, SHINY, RED, 30MM, MOMENTARY CONTACT TYPE, WITH LASER | 12.66
3SU1050-1AD30-0AA0 | MUSHROOM PUSHBUTTON, 22MM, ROUND, METAL, SHINY, YELLOW, 30MM, MOMENTARY CONTACT TYPE | 10.47
3SU1050-1AD30-0AA0-ZX90 | MUSHROOM PUSHBUTTON, 22MM, ROUND, METAL, SHINY, YELLOW, 30MM, MOMENTARY CONTACT TYPE, Z = 20X | 11.39
3SU1050-1AD30-0AA0-ZY10 | MUSHROOM PUSHBUTTON, 22MM, ROUND, METAL, SHINY, YELLOW, 30MM, MOMENTARY CONTACT TYPE, WITH LAS | 14.55
3SU1050-1AD40-0AA0-ZY19 | MUSHROOM PUSHBUTTON, 22MM, ROUND, METAL, SHINY, GREEN, 30MM, MOMENTARY CONTACT TYPE, WITH LASE | 12.66
3SU1050-1BA10-0AA0 | MUSHROOM PUSHBUTTON, 22MM, ROUND, METAL, SHINY, BLACK, 40MM, LATCHING, PULL TO UNLATCH | 19.3
3SU1050-1BA10-0AA0-ZX90 | MUSHROOM PUSHBUTTON, 22MM, ROUND, METAL, SHINY, BLACK, 40MM, LATCHING, PULL TO UNLATCH, Z = 2 | 21.02
3SU1050-1BA10-0AA0-ZY10 | MUSHROOM PUSHBUTTON, 22MM, ROUND, METAL, SHINY, BLACK, 40MM, LATCHING, PULL TO UNLATCH, WITH | 24.18
3SU1050-1BA30-0AA0 | MUSHROOM PUSHBUTTON, 22MM, ROUND, METAL, SHINY, YELLOW, 40MM, LATCHING, PULL TO UNLATCH | 19.3
3SU1050-1BA30-0AA0-ZX90 | MUSHROOM PUSHBUTTON, 22MM, ROUND, METAL, SHINY, YELLOW, 40MM, LATCHING, PULL TO UNLATCH, Z = | 21.02
3SU1050-1BA30-0AA0-ZY10 | MUSHROOM PUSHBUTTON, 22MM, ROUND, METAL, SHINY, YELLOW, 40MM, LATCHING, PULL TO UNLATCH, WITH | 24.18
3SU1050-1BA30-0AA0-ZY11 | MUSHROOM PUSHBUTTON, 22MM, ROUND, METAL, SHINY, YELLOW, 40MM, LATCHING, PULL TO UNLATCH, WITH | 24.18
3SU1050-1BD20-0AA0-ZX90 | MUSHROOM PUSHBUTTON, 22MM, ROUND, METAL, SHINY, RED, 40MM, MOMENTARY CONTACT TYPE, Z = 20X PAC | 11.39
3SU1050-1BD20-0AA0-ZY10 | MUSHROOM PUSHBUTTON, 22MM, ROUND, METAL, SHINY, RED, 40MM, MOMENTARY CONTACT TYPE, WITH LASER | 14.55
3SU1050-1BD20-0AA0-ZY11 | MUSHROOM PUSHBUTTON, 22MM, ROUND, METAL, SHINY, RED, 40MM, MOMENTARY CONTACT TYPE, WITH LASER | 14.55
3SU1050-1BD20-0AA0-ZY12 | MUSHROOM PUSHBUTTON, 22MM, ROUND, METAL, SHINY, RED, 40MM, MOMENTARY CONTACT TYPE, WITH LASER | 14.55
3SU1050-1BD40-0AA0-ZX90 | MUSHROOM PUSHBUTTON, 22MM, ROUND, METAL, SHINY, GREEN, 40MM, MOMENTARY CONTACT TYPE, Z = 20X P | 11.39
3SU1050-1BD40-0AA0-ZY10 | MUSHROOM PUSHBUTTON, 22MM, ROUND, METAL, SHINY, GREEN, 40MM, MOMENTARY CONTACT TYPE, WITH LASE | 14.55
3SU1050-1BD40-0AA0-ZY11 | MUSHROOM PUSHBUTTON, 22MM, ROUND, METAL, SHINY, GREEN, 40MM, MOMENTARY CONTACT TYPE, WITH LASE | 14.55
3SU1050-1BD40-0AA0-ZY12 | MUSHROOM PUSHBUTTON, 22MM, ROUND, METAL, SHINY, GREEN, 40MM, MOMENTARY CONTACT TYPE, WITH LASE | 14.55
3SU1050-1BD40-0AA0-ZY13 | MUSHROOM PUSHBUTTON, 22MM, ROUND, METAL, SHINY, GREEN, 40MM, MOMENTARY CONTACT TYPE, WITH LASE | 14.55
3SU1050-1CA20-0AA0-ZY10 | MUSHROOM PUSHBUTTON, 22MM, ROUND, METAL, SHINY, RED, 60MM, LATCHING, PULL TO UNLATCH, WITH LA | 22.15
3SU1050-1CA20-0AA0-ZY11 | MUSHROOM PUSHBUTTON, 22MM, ROUND, METAL, SHINY, RED, 60MM, LATCHING, PULL TO UNLATCH, WITH LA | 22.15
3SU1050-1CA20-0AA0-ZY12 | MUSHROOM PUSHBUTTON, 22MM, ROUND, METAL, SHINY, RED, 60MM, LATCHING, PULL TO UNLATCH, WITH LA | 22.15
3SU1050-1CA20-0AA0-ZY13 | MUSHROOM PUSHBUTTON, 22MM, ROUND, METAL, SHINY, RED, 60MM, LATCHING, PULL TO UNLATCH, WITH LA | 22.15
3SU1050-1CD20-0AA0-ZY11 | MUSHROOM PUSHBUTTON, 22MM, ROUND, METAL, SHINY, RED, 60MM, MOMENTARY CONTACT TYPE, WITH LASER | 14.49
3SU1050-1CD20-0AA0-ZY12 | MUSHROOM PUSHBUTTON, 22MM, ROUND, METAL, SHINY, RED, 60MM, MOMENTARY CONTACT TYPE, WITH LASER | 14.49
3SU1050-1CD20-0AA0-ZY13 | MUSHROOM PUSHBUTTON, 22MM, ROUND, METAL, SHINY, RED, 60MM, MOMENTARY CONTACT TYPE, WITH LASER | 14.49
3SU1050-1CD20-0AA0-ZY15 | MUSHROOM PUSHBUTTON, 22MM, ROUND, METAL, SHINY, RED, 60MM, MOMENTARY CONTACT TYPE, WITH LASER | 14.49
3SU1050-1AD30-0AA0-ZY13 | MUSHROOM PUSHBUTTON, 22MM, ROUND, METAL, SHINY, YELLOW, 30MM, MOMENTARY CONTACT TYPE, WITH LAS | 14.55
3SU1050-1AD40-0AA0-ZY12 | MUSHROOM PUSHBUTTON, 22MM, ROUND, METAL, SHINY, GREEN, 30MM, MOMENTARY CONTACT TYPE, WITH LASE | 14.55
3SU1050-1AD40-0AA0-ZY15 | MUSHROOM PUSHBUTTON, 22MM, ROUND, METAL, SHINY, GREEN, 30MM, MOMENTARY CONTACT TYPE, WITH LASE | 14.55
3SU1050-1BA10-0AA0-ZY11 | MUSHROOM PUSHBUTTON, 22MM, ROUND, METAL, SHINY, BLACK, 40MM, LATCHING, PULL TO UNLATCH, WITH | 24.18
3SU1050-1BA10-0AA0-ZY13 | MUSHROOM PUSHBUTTON, 22MM, ROUND, METAL, SHINY, BLACK, 40MM, LATCHING, PULL TO UNLATCH, WITH | 24.18
3SU1050-1BA10-0AA0-ZY19 | MUSHROOM PUSHBUTTON, 22MM, ROUND, METAL, SHINY, BLACK, 40MM, LATCHING, PULL TO UNLATCH, WITH | 22.28
3SU1050-1BA20-0AA0-ZY12 | MUSHROOM PUSHBUTTON, 22MM, ROUND, METAL, SHINY, RED, 40MM, LATCHING, PULL TO UNLATCH, WITH LA | 24.18
3SU1050-1BA20-0AA0-ZY15 | MUSHROOM PUSHBUTTON, 22MM, ROUND, METAL, SHINY, RED, 40MM, LATCHING, PULL TO UNLATCH, WITH LA | 24.18
3SU1050-1BA30-0AA0-ZY13 | MUSHROOM PUSHBUTTON, 22MM, ROUND, METAL, SHINY, YELLOW, 40MM, LATCHING, PULL TO UNLATCH, WITH | 24.18
3SU1050-1BA30-0AA0-ZY19 | MUSHROOM PUSHBUTTON, 22MM, ROUND, METAL, SHINY, YELLOW, 40MM, LATCHING, PULL TO UNLATCH, WITH | 22.28
3SU1050-1BD10-0AA0-ZY15 | MUSHROOM PUSHBUTTON, 22MM, ROUND, METAL, SHINY, BLACK, 40MM, MOMENTARY CONTACT TYPE, WITH LASE | 14.55
3SU1050-1BD20-0AA0 | MUSHROOM PUSHBUTTON, 22MM, ROUND, METAL, SHINY, RED, 40MM, MOMENTARY CONTACT TYPE | 10.47
3SU1050-1BD20-0AA0-ZY13 | MUSHROOM PUSHBUTTON, 22MM, ROUND, METAL, SHINY, RED, 40MM, MOMENTARY CONTACT TYPE, WITH LASER | 14.55
3SU1050-1BD20-0AA0-ZY19 | MUSHROOM PUSHBUTTON, 22MM, ROUND, METAL, SHINY, RED, 40MM, MOMENTARY CONTACT TYPE, WITH LASER | 12.66
3SU1050-1BD30-0AA0-ZY15 | MUSHROOM PUSHBUTTON, 22MM, ROUND, METAL, SHINY, YELLOW, 40MM, MOMENTARY CONTACT TYPE, WITH LAS | 14.55
3SU1050-1BD40-0AA0 | MUSHROOM PUSHBUTTON, 22MM, ROUND, METAL, SHINY, GREEN, 40MM, MOMENTARY CONTACT TYPE | 10.47
3SU1050-1BD40-0AA0-ZY19 | MUSHROOM PUSHBUTTON, 22MM, ROUND, METAL, SHINY, GREEN, 40MM, MOMENTARY CONTACT TYPE, WITH LASE | 12.66
3SU1050-1CA10-0AA0-ZX90 | MUSHROOM PUSHBUTTON, 22MM, ROUND, METAL, SHINY, BLACK, 60MM, LATCHING, PULL TO UNLATCH, Z = 2 | 18.99
3SU1050-1CA10-0AA0-ZY15 | MUSHROOM PUSHBUTTON, 22MM, ROUND, METAL, SHINY, BLACK, 60MM, LATCHING, PULL TO UNLATCH, WITH | 22.15
3SU1050-1CA20-0AA0 | MUSHROOM PUSHBUTTON, 22MM, ROUND, METAL, SHINY, RED, 60MM, LATCHING, PULL TO UNLATCH | 17.45
3SU1050-1CA20-0AA0-ZY19 | MUSHROOM PUSHBUTTON, 22MM, ROUND, METAL, SHINY, RED, 60MM, LATCHING, PULL TO UNLATCH, WITH LA | 20.26
3SU1050-1CD10-0AA0-ZX90 | MUSHROOM PUSHBUTTON, 22MM, ROUND, METAL, SHINY, BLACK, 60MM, MOMENTARY CONTACT TYPE, Z = 20X P | 11.33
3SU1050-1CD20-0AA0 | MUSHROOM PUSHBUTTON, 22MM, ROUND, METAL, SHINY, RED, 60MM, MOMENTARY CONTACT TYPE | 10.4
3SU1050-1CD20-0AA0-ZY10 | MUSHROOM PUSHBUTTON, 22MM, ROUND, METAL, SHINY, RED, 60MM, MOMENTARY CONTACT TYPE, WITH LASER | 14.49
3SU1050-1CD20-0AA0-ZY19 | MUSHROOM PUSHBUTTON, 22MM, ROUND, METAL, SHINY, RED, 60MM, MOMENTARY CONTACT TYPE, WITH LASER | 12.59
3SU1050-1CD30-0AA0-ZX90 | MUSHROOM PUSHBUTTON, 22MM, ROUND, METAL, SHINY, YELLOW, 60MM, MOMENTARY CONTACT TYPE, Z = 20X | 11.33
3SU1050-1CD40-0AA0 | MUSHROOM PUSHBUTTON, 22MM, ROUND, METAL, SHINY, GREEN, 60MM, MOMENTARY CONTACT TYPE | 10.4
3SU1050-1CD40-0AA0-ZY10 | MUSHROOM PUSHBUTTON, 22MM, ROUND, METAL, SHINY, GREEN, 60MM, MOMENTARY CONTACT TYPE, WITH LASE | 14.49
3SU1050-1EA10-0AA0-ZX90 | MUSHROOM PUSHBUTTON, 22MM, ROUND, METAL, SHINY, BLACK, 40MM, 3 SWITCH POSITIONS, LATCHES AFTER | 41.15
3SU1050-1EA10-0AA0-ZY11 | MUSHROOM PUSHBUTTON, 22MM, ROUND, METAL, SHINY, BLACK, 40MM, 3 SWITCH POSITIONS, LATCHES AFTER | 44.31
3SU1050-1BD10-0AA0-ZY11 | MUSHROOM PUSHBUTTON, 22MM, ROUND, METAL, SHINY, BLACK, 40MM, MOMENTARY CONTACT TYPE, WITH LASE | 14.55
3SU1050-1BD10-0AA0-ZY12 | MUSHROOM PUSHBUTTON, 22MM, ROUND, METAL, SHINY, BLACK, 40MM, MOMENTARY CONTACT TYPE, WITH LASE | 14.55
3SU1050-1BD30-0AA0-ZX90 | MUSHROOM PUSHBUTTON, 22MM, ROUND, METAL, SHINY, YELLOW, 40MM, MOMENTARY CONTACT TYPE, Z = 20X | 11.39
3SU1050-1BD30-0AA0-ZY10 | MUSHROOM PUSHBUTTON, 22MM, ROUND, METAL, SHINY, YELLOW, 40MM, MOMENTARY CONTACT TYPE, WITH LAS | 14.55
3SU1050-1BD30-0AA0-ZY11 | MUSHROOM PUSHBUTTON, 22MM, ROUND, METAL, SHINY, YELLOW, 40MM, MOMENTARY CONTACT TYPE, WITH LAS | 14.55
3SU1050-1BD30-0AA0-ZY12 | MUSHROOM PUSHBUTTON, 22MM, ROUND, METAL, SHINY, YELLOW, 40MM, MOMENTARY CONTACT TYPE, WITH LAS | 14.55
3SU1050-1CA10-0AA0-ZY10 | MUSHROOM PUSHBUTTON, 22MM, ROUND, METAL, SHINY, BLACK, 60MM, LATCHING, PULL TO UNLATCH, WITH | 22.15
3SU1050-1CA10-0AA0-ZY11 | MUSHROOM PUSHBUTTON, 22MM, ROUND, METAL, SHINY, BLACK, 60MM, LATCHING, PULL TO UNLATCH, WITH | 22.15
3SU1050-1CA10-0AA0-ZY12 | MUSHROOM PUSHBUTTON, 22MM, ROUND, METAL, SHINY, BLACK, 60MM, LATCHING, PULL TO UNLATCH, WITH | 22.15
3SU1050-1CA10-0AA0-ZY13 | MUSHROOM PUSHBUTTON, 22MM, ROUND, METAL, SHINY, BLACK, 60MM, LATCHING, PULL TO UNLATCH, WITH | 22.15
3SU1050-1CD10-0AA0-ZY10 | MUSHROOM PUSHBUTTON, 22MM, ROUND, METAL, SHINY, BLACK, 60MM, MOMENTARY CONTACT TYPE, WITH LASE | 14.49
3SU1050-1CD10-0AA0-ZY11 | MUSHROOM PUSHBUTTON, 22MM, ROUND, METAL, SHINY, BLACK, 60MM, MOMENTARY CONTACT TYPE, WITH LASE | 14.49
3SU1050-1CD10-0AA0-ZY12 | MUSHROOM PUSHBUTTON, 22MM, ROUND, METAL, SHINY, BLACK, 60MM, MOMENTARY CONTACT TYPE, WITH LASE | 14.49
3SU1050-1CD10-0AA0-ZY13 | MUSHROOM PUSHBUTTON, 22MM, ROUND, METAL, SHINY, BLACK, 60MM, MOMENTARY CONTACT TYPE, WITH LASE | 14.49
3SU1050-1CD10-0AA0-ZY15 | MUSHROOM PUSHBUTTON, 22MM, ROUND, METAL, SHINY, BLACK, 60MM, MOMENTARY CONTACT TYPE, WITH LASE | 14.49
3SU1050-1CD30-0AA0-ZY11 | MUSHROOM PUSHBUTTON, 22MM, ROUND, METAL, SHINY, YELLOW, 60MM, MOMENTARY CONTACT TYPE, WITH LAS | 14.49
3SU1050-1CD30-0AA0-ZY12 | MUSHROOM PUSHBUTTON, 22MM, ROUND, METAL, SHINY, YELLOW, 60MM, MOMENTARY CONTACT TYPE, WITH LAS | 14.49
3SU1050-1CD30-0AA0-ZY13 | MUSHROOM PUSHBUTTON, 22MM, ROUND, METAL, SHINY, YELLOW, 60MM, MOMENTARY CONTACT TYPE, WITH LAS | 14.49
3SU1050-1CD30-0AA0-ZY15 | MUSHROOM PUSHBUTTON, 22MM, ROUND, METAL, SHINY, YELLOW, 60MM, MOMENTARY CONTACT TYPE, WITH LAS | 14.49
3SU1050-1EA10-0AA0-ZY12 | MUSHROOM PUSHBUTTON, 22MM, ROUND, METAL, SHINY, BLACK, 40MM, 3 SWITCH POSITIONS, LATCHES AFTER | 44.31
3SU1050-1EA10-0AA0-ZY13 | MUSHROOM PUSHBUTTON, 22MM, ROUND, METAL, SHINY, BLACK, 40MM, 3 SWITCH POSITIONS, LATCHES AFTER | 44.31
3SU1050-1EA10-0AA0-ZY15 | MUSHROOM PUSHBUTTON, 22MM, ROUND, METAL, SHINY, BLACK, 40MM, 3 SWITCH POSITIONS, LATCHES AFTER | 44.31
3SU1050-1EA10-0AA0-ZY19 | MUSHROOM PUSHBUTTON, 22MM, ROUND, METAL, SHINY, BLACK, 40MM, 3 SWITCH POSITIONS, LATCHES AFTER | 42.41
3SU1050-1ED10-0AA0-ZY13 | MUSHROOM PUSHBUTTON, 22MM, ROUND, METAL, SHINY, BLACK, 40MM, 3 SWITCH POSITIONS, AFTER PRESSIN | 40.32
3SU1050-1ED10-0AA0-ZY15 | MUSHROOM PUSHBUTTON, 22MM, ROUND, METAL, SHINY, BLACK, 40MM, 3 SWITCH POSITIONS, AFTER PRESSIN | 40.32
3SU1050-1ED10-0AA0-ZY19 | MUSHROOM PUSHBUTTON, 22MM, ROUND, METAL, SHINY, BLACK, 40MM, 3 SWITCH POSITIONS, AFTER PRESSIN | 38.43
3SU1050-1ED20-0AA0 | MUSHROOM PUSHBUTTON, 22MM, ROUND, METAL, SHINY, RED, 40MM, 3 SWITCH POSITIONS, AFTER PRESSING | 34.12
3SU1052-2CC60-0AA0 | SELECTOR SWITCH, CAN BE ILLUM., 22MM, ROUND, METAL, SHINY, BLACK, WHITE, LONG SELECTOR SWITCH, | 15.17
3SU1052-2CC60-0AA0-ZX90 | SELECTOR SWITCH, CAN BE ILLUM., 22MM, ROUND, METAL, SHINY, BLACK, WHITE, LONG SELECTOR SWITCH, | 16.51
3SU1050-1CD40-0AA0-ZY12 | MUSHROOM PUSHBUTTON, 22MM, ROUND, METAL, SHINY, GREEN, 60MM, MOMENTARY CONTACT TYPE, WITH LASE | 14.49
3SU1050-1CD40-0AA0-ZY13 | MUSHROOM PUSHBUTTON, 22MM, ROUND, METAL, SHINY, GREEN, 60MM, MOMENTARY CONTACT TYPE, WITH LASE | 14.49
3SU1050-1CD40-0AA0-ZY15 | MUSHROOM PUSHBUTTON, 22MM, ROUND, METAL, SHINY, GREEN, 60MM, MOMENTARY CONTACT TYPE, WITH LASE | 14.49
3SU1050-1CD40-0AA0-ZY19 | MUSHROOM PUSHBUTTON, 22MM, ROUND, METAL, SHINY, GREEN, 60MM, MOMENTARY CONTACT TYPE, WITH LASE | 12.59
3SU1050-1EA20-0AA0-ZY12 | MUSHROOM PUSHBUTTON, 22MM, ROUND, METAL, SHINY, RED, 40MM, 3 SWITCH POSITIONS, LATCHES AFTER P | 44.31
3SU1050-1EA20-0AA0-ZY13 | MUSHROOM PUSHBUTTON, 22MM, ROUND, METAL, SHINY, RED, 40MM, 3 SWITCH POSITIONS, LATCHES AFTER P | 44.31
3SU1050-1EA20-0AA0-ZY15 | MUSHROOM PUSHBUTTON, 22MM, ROUND, METAL, SHINY, RED, 40MM, 3 SWITCH POSITIONS, LATCHES AFTER P | 44.31
3SU1050-1EA20-0AA0-ZY19 | MUSHROOM PUSHBUTTON, 22MM, ROUND, METAL, SHINY, RED, 40MM, 3 SWITCH POSITIONS, LATCHES AFTER P | 42.41
3SU1050-1ED20-0AA0-ZY13 | MUSHROOM PUSHBUTTON, 22MM, ROUND, METAL, SHINY, RED, 40MM, 3 SWITCH POSITIONS, AFTER PRESSING | 40.32
3SU1050-1ED20-0AA0-ZY15 | MUSHROOM PUSHBUTTON, 22MM, ROUND, METAL, SHINY, RED, 40MM, 3 SWITCH POSITIONS, AFTER PRESSING | 40.32
3SU1050-1ED20-0AA0-ZY19 | MUSHROOM PUSHBUTTON, 22MM, ROUND, METAL, SHINY, RED, 40MM, 3 SWITCH POSITIONS, AFTER PRESSING | 38.43
3SU1050-1GB20-0AA0 | EM. STOP MUSHROOM PUSHBUTTON, 22MM, ROUND, METAL, SHINY, RED, 30MM, POSITIVE LATCHING, ROTATE | 19.5
3SU1052-2CF20-0AA0 | SELECTOR SWITCH, CAN BE ILLUM., 22MM, ROUND, METAL, SHINY, RED, LONG SELECTOR SWITCH, 2 SWITCH | 13.65
3SU1052-2CF20-0AA0-ZX90 | SELECTOR SWITCH, CAN BE ILLUM., 22MM, ROUND, METAL, SHINY, RED, LONG SELECTOR SWITCH, 2 SWITCH | 14.88
3SU1052-2CF40-0AA0 | SELECTOR SWITCH, CAN BE ILLUM., 22MM, ROUND, METAL, SHINY, GREEN, LONG SELECTOR SWITCH, 2 SWITC | 13.65
3SU1052-2CF40-0AA0-ZX90 | SELECTOR SWITCH, CAN BE ILLUM., 22MM, ROUND, METAL, SHINY, GREEN, LONG SELECTOR SWITCH, 2 SWITC | 14.88
3SU1052-2CF60-0AA0 | SELECTOR SWITCH, CAN BE ILLUM., 22MM, ROUND, METAL, SHINY, BLACK, WHITE, LONG SELECTOR SWITCH, | 13.65
3SU1052-2CF60-0AA0-ZX90 | SELECTOR SWITCH, CAN BE ILLUM., 22MM, ROUND, METAL, SHINY, BLACK, WHITE, LONG SELECTOR SWITCH, | 14.88
3SU1052-2CL40-0AA0-ZX90 | SELECTOR SWITCH, CAN BE ILLUM., 22MM, ROUND, METAL, SHINY, GREEN, LONG SELECTOR SWITCH, 3 SWITC | 14.88
3SU1051-1HB20-0AA0-ZY10 | EMERGENCY STOP MUSHR. PUSHB., CAN BE ILLUMINATED, 22MM, ROUND, METAL, SHINY, RED, 40MM, POSITI | 29.06
3SU1051-1HB20-0AA0-ZY11 | EMERGENCY STOP MUSHR. PUSHB., CAN BE ILLUMINATED, 22MM, ROUND, METAL, SHINY, RED, 40MM, POSITI | 29.06
3SU1051-1HB20-0AA0-ZY12 | EMERGENCY STOP MUSHR. PUSHB., CAN BE ILLUMINATED, 22MM, ROUND, METAL, SHINY, RED, 40MM, POSITI | 29.06
3SU1051-1HB20-0AA0-ZY13 | EMERGENCY STOP MUSHR. PUSHB., CAN BE ILLUMINATED, 22MM, ROUND, METAL, SHINY, RED, 40MM, POSITI | 29.06
3SU1051-3AB42-0AA0-ZY11 | ILLUMINATED TWIN PUSHBUTTON, 22MM, ROUND, METAL, SHINY, GREEN, RED, FLAT BUTTONS, WITH LASER IN | 16.9
3SU1051-3AB42-0AA0-ZY12 | ILLUMINATED TWIN PUSHBUTTON, 22MM, ROUND, METAL, SHINY, GREEN, RED, FLAT BUTTONS, WITH LASER IN | 16.9
3SU1051-3AB42-0AA0-ZY13 | ILLUMINATED TWIN PUSHBUTTON, 22MM, ROUND, METAL, SHINY, GREEN, RED, FLAT BUTTONS, WITH LASER IN | 16.9
3SU1051-3AB42-0AA0-ZY15 | ILLUMINATED TWIN PUSHBUTTON, 22MM, ROUND, METAL, SHINY, GREEN, RED, FLAT BUTTONS, WITH LASER IN | 16.9
3SU1051-3AB61-0AK0 | ILLUMINATED TWIN PUSHBUTTON, 22MM, ROUND, METAL, SHINY, WHITE: I, BLACK: O, FLAT BUTTONS | 13.65
3SU1051-3AB61-0AK0-ZX90 | ILLUMINATED TWIN PUSHBUTTON, 22MM, ROUND, METAL, SHINY, WHITE: I, BLACK: O, FLAT BUTTONS, Z = 5 | 14.88
3SU1050-1BD20-0AA0-ZY15 | MUSHROOM PUSHBUTTON, 22MM, ROUND, METAL, SHINY, RED, 40MM, MOMENTARY CONTACT TYPE, WITH LASER | 14.55
3SU1050-1BD30-0AA0 | MUSHROOM PUSHBUTTON, 22MM, ROUND, METAL, SHINY, YELLOW, 40MM, MOMENTARY CONTACT TYPE | 10.47
3SU1050-1BD30-0AA0-ZY13 | MUSHROOM PUSHBUTTON, 22MM, ROUND, METAL, SHINY, YELLOW, 40MM, MOMENTARY CONTACT TYPE, WITH LAS | 14.55
3SU1050-1BD30-0AA0-ZY19 | MUSHROOM PUSHBUTTON, 22MM, ROUND, METAL, SHINY, YELLOW, 40MM, MOMENTARY CONTACT TYPE, WITH LAS | 12.66
3SU1050-1BD40-0AA0-ZY15 | MUSHROOM PUSHBUTTON, 22MM, ROUND, METAL, SHINY, GREEN, 40MM, MOMENTARY CONTACT TYPE, WITH LASE | 14.55
3SU1050-1CA10-0AA0 | MUSHROOM PUSHBUTTON, 22MM, ROUND, METAL, SHINY, BLACK, 60MM, LATCHING, PULL TO UNLATCH | 17.45
3SU1050-1CA10-0AA0-ZY19 | MUSHROOM PUSHBUTTON, 22MM, ROUND, METAL, SHINY, BLACK, 60MM, LATCHING, PULL TO UNLATCH, WITH | 20.26
3SU1050-1CA20-0AA0-ZX90 | MUSHROOM PUSHBUTTON, 22MM, ROUND, METAL, SHINY, RED, 60MM, LATCHING, PULL TO UNLATCH, Z = 20X | 18.99
3SU1050-1CA20-0AA0-ZY15 | MUSHROOM PUSHBUTTON, 22MM, ROUND, METAL, SHINY, RED, 60MM, LATCHING, PULL TO UNLATCH, WITH LA | 22.15
3SU1050-1CD10-0AA0 | MUSHROOM PUSHBUTTON, 22MM, ROUND, METAL, SHINY, BLACK, 60MM, MOMENTARY CONTACT TYPE | 10.4
3SU1050-1CD10-0AA0-ZY19 | MUSHROOM PUSHBUTTON, 22MM, ROUND, METAL, SHINY, BLACK, 60MM, MOMENTARY CONTACT TYPE, WITH LASE | 12.59
3SU1050-1CD20-0AA0-ZX90 | MUSHROOM PUSHBUTTON, 22MM, ROUND, METAL, SHINY, RED, 60MM, MOMENTARY CONTACT TYPE, Z = 20X PAC | 11.33
3SU1050-1CD30-0AA0 | MUSHROOM PUSHBUTTON, 22MM, ROUND, METAL, SHINY, YELLOW, 60MM, MOMENTARY CONTACT TYPE | 10.4
3SU1050-1CD30-0AA0-ZY10 | MUSHROOM PUSHBUTTON, 22MM, ROUND, METAL, SHINY, YELLOW, 60MM, MOMENTARY CONTACT TYPE, WITH LAS | 14.49
3SU1050-1CD30-0AA0-ZY19 | MUSHROOM PUSHBUTTON, 22MM, ROUND, METAL, SHINY, YELLOW, 60MM, MOMENTARY CONTACT TYPE, WITH LAS | 12.59
3SU1050-1CD40-0AA0-ZX90 | MUSHROOM PUSHBUTTON, 22MM, ROUND, METAL, SHINY, GREEN, 60MM, MOMENTARY CONTACT TYPE, Z = 20X P | 11.33
3SU1050-1CD40-0AA0-ZY11 | MUSHROOM PUSHBUTTON, 22MM, ROUND, METAL, SHINY, GREEN, 60MM, MOMENTARY CONTACT TYPE, WITH LASE | 14.49
3SU1050-1EA10-0AA0 | MUSHROOM PUSHBUTTON, 22MM, ROUND, METAL, SHINY, BLACK, 40MM, 3 SWITCH POSITIONS, LATCHES AFTER | 37.79
3SU1050-1EA10-0AA0-ZY10 | MUSHROOM PUSHBUTTON, 22MM, ROUND, METAL, SHINY, BLACK, 40MM, 3 SWITCH POSITIONS, LATCHES AFTER | 44.31
3SU1050-1EA20-0AA0-ZX90 | MUSHROOM PUSHBUTTON, 22MM, ROUND, METAL, SHINY, RED, 40MM, 3 SWITCH POSITIONS, LATCHES AFTER P | 41.15
3SU1050-1EA20-0AA0-ZY11 | MUSHROOM PUSHBUTTON, 22MM, ROUND, METAL, SHINY, RED, 40MM, 3 SWITCH POSITIONS, LATCHES AFTER P | 44.31
3SU1050-1ED10-0AA0 | MUSHROOM PUSHBUTTON, 22MM, ROUND, METAL, SHINY, BLACK, 40MM, 3 SWITCH POSITIONS, AFTER PRESSIN | 34.12
3SU1050-1ED10-0AA0-ZY10 | MUSHROOM PUSHBUTTON, 22MM, ROUND, METAL, SHINY, BLACK, 40MM, 3 SWITCH POSITIONS, AFTER PRESSIN | 40.32
3SU1050-1ED10-0AA0-ZY12 | MUSHROOM PUSHBUTTON, 22MM, ROUND, METAL, SHINY, BLACK, 40MM, 3 SWITCH POSITIONS, AFTER PRESSIN | 40.32
3SU1050-1ED20-0AA0-ZX90 | MUSHROOM PUSHBUTTON, 22MM, ROUND, METAL, SHINY, RED, 40MM, 3 SWITCH POSITIONS, AFTER PRESSING | 37.16
3SU1050-1ED20-0AA0-ZY11 | MUSHROOM PUSHBUTTON, 22MM, ROUND, METAL, SHINY, RED, 40MM, 3 SWITCH POSITIONS, AFTER PRESSING | 40.32
3SU1052-2CL40-0AA0 | SELECTOR SWITCH, CAN BE ILLUM., 22MM, ROUND, METAL, SHINY, GREEN, LONG SELECTOR SWITCH, 3 SWITC | 13.65
3SU1052-2CM20-0AA0 | SELECTOR SWITCH, CAN BE ILLUM., 22MM, ROUND, METAL, SHINY, RED, LONG SELECTOR SWITCH, 3 SWITCH | 13.65
3SU1052-2CM40-0AA0-ZX90 | SELECTOR SWITCH, CAN BE ILLUM., 22MM, ROUND, METAL, SHINY, GREEN, LONG SELECTOR SWITCH, 3 SWITC | 14.88
3SU1051-1GB20-0AA0-ZY15 | EMERGENCY STOP MUSHR. PUSHB., CAN BE ILLUMINATED, 22MM, ROUND, METAL, SHINY, RED, 30MM, POSITI | 29.06
3SU1050-1EA20-0AA0 | MUSHROOM PUSHBUTTON, 22MM, ROUND, METAL, SHINY, RED, 40MM, 3 SWITCH POSITIONS, LATCHES AFTER P | 37.79
3SU1050-1EA20-0AA0-ZY10 | MUSHROOM PUSHBUTTON, 22MM, ROUND, METAL, SHINY, RED, 40MM, 3 SWITCH POSITIONS, LATCHES AFTER P | 44.31
3SU1050-1ED10-0AA0-ZX90 | MUSHROOM PUSHBUTTON, 22MM, ROUND, METAL, SHINY, BLACK, 40MM, 3 SWITCH POSITIONS, AFTER PRESSIN | 37.16
3SU1050-1ED10-0AA0-ZY11 | MUSHROOM PUSHBUTTON, 22MM, ROUND, METAL, SHINY, BLACK, 40MM, 3 SWITCH POSITIONS, AFTER PRESSIN | 40.32
3SU1050-1ED20-0AA0-ZY10 | MUSHROOM PUSHBUTTON, 22MM, ROUND, METAL, SHINY, RED, 40MM, 3 SWITCH POSITIONS, AFTER PRESSING | 40.32
3SU1050-1ED20-0AA0-ZY12 | MUSHROOM PUSHBUTTON, 22MM, ROUND, METAL, SHINY, RED, 40MM, 3 SWITCH POSITIONS, AFTER PRESSING | 40.32
3SU1052-2CL60-0AA0 | SELECTOR SWITCH, CAN BE ILLUM., 22MM, ROUND, METAL, SHINY, BLACK, WHITE, LONG SELECTOR SWITCH, | 13.65
3SU1052-2CM20-0AA0-ZX90 | SELECTOR SWITCH, CAN BE ILLUM., 22MM, ROUND, METAL, SHINY, RED, LONG SELECTOR SWITCH, 3 SWITCH | 14.88
3SU1052-2CM40-0AA0 | SELECTOR SWITCH, CAN BE ILLUM., 22MM, ROUND, METAL, SHINY, GREEN, LONG SELECTOR SWITCH, 3 SWITC | 13.65
3SU1051-1GB20-0AA0-ZY19 | EMERGENCY STOP MUSHR. PUSHB., CAN BE ILLUMINATED, 22MM, ROUND, METAL, SHINY, RED, 30MM, POSITI | 27.16
3SU1051-1HB20-0AA0-ZX90 | EMERGENCY STOP MUSHR. PUSHB., CAN BE ILLUMINATED, 22MM, ROUND, METAL, SHINY, RED, 40MM, POSITI | 25.9
3SU1051-1HB20-0AA0-ZY15 | EMERGENCY STOP MUSHR. PUSHB., CAN BE ILLUMINATED, 22MM, ROUND, METAL, SHINY, RED, 40MM, POSITI | 29.06
3SU1051-1JB20-0AA0 | EMERGENCY STOP MUSHR. PUSHB., CAN BE ILLUMINATED, 22MM, ROUND, METAL, SHINY, RED, 60MM, POSITI | 26.85
3SU1051-1JB20-0AA0-ZY10 | EMERGENCY STOP MUSHR. PUSHB., CAN BE ILLUMINATED, 22MM, ROUND, METAL, SHINY, RED, 60MM, POSITI | 31.85
3SU1051-1JB20-0AA0-ZY19 | EMERGENCY STOP MUSHR. PUSHB., CAN BE ILLUMINATED, 22MM, ROUND, METAL, SHINY, RED, 60MM, POSITI | 29.95
3SU1051-3AB42-0AA0-ZX90 | ILLUMINATED TWIN PUSHBUTTON, 22MM, ROUND, METAL, SHINY, GREEN, RED, FLAT BUTTONS, Z = 50X PACK | 13.74
3SU1051-3AB42-0AK0 | ILLUMINATED TWIN PUSHBUTTON, 22MM, ROUND, METAL, SHINY, GREEN: I, RED: O, FLAT BUTTONS | 13.65
3SU1051-3AB42-0AN0 | ILLUMINATED TWIN PUSHBUTTON, 22MM, ROUND, METAL, SHINY, RED: ARROW UP, GREEN: ARROW DOWN, FLAT | 13.65
3SU1051-3AB61-0AA0-ZY11 | ILLUMINATED TWIN PUSHBUTTON, 22MM, ROUND, METAL, SHINY, WHITE, BLACK, FLAT BUTTONS, WITH LASER | 16.9
3SU1051-3AB61-0AA0-ZY13 | ILLUMINATED TWIN PUSHBUTTON, 22MM, ROUND, METAL, SHINY, WHITE, BLACK, FLAT BUTTONS, WITH LASER | 16.9
3SU1051-3AB61-0AA0-ZY19 | ILLUMINATED TWIN PUSHBUTTON, 22MM, ROUND, METAL, SHINY, WHITE, BLACK, FLAT BUTTONS, WITH LASER | 15.01
3SU1051-3BB42-0AA0-ZY10 | ILLUMINATED TWIN PUSHBUTTON, 22MM, ROUND, METAL, SHINY, GREEN, RED, FLAT AND RAISED BUTTONS, WI | 16.9
3SU1051-3BB42-0AA0-ZY12 | ILLUMINATED TWIN PUSHBUTTON, 22MM, ROUND, METAL, SHINY, GREEN, RED, FLAT AND RAISED BUTTONS, WI | 16.9
3SU1051-3BB61-0AA0-ZX90 | ILLUMINATED TWIN PUSHBUTTON, 22MM, ROUND, METAL, SHINY, WHITE, BLACK, FLAT AND RAISED BUTTONS, | 13.74
3SU1051-3BB61-0AA0-ZY11 | ILLUMINATED TWIN PUSHBUTTON, 22MM, ROUND, METAL, SHINY, WHITE, BLACK, FLAT AND RAISED BUTTONS, | 16.9
3SU1051-6AA00-0AA0 | INDICATOR LIGHT, 22MM, ROUND, METAL, SHINY, AMBER, SMOOTH LENS | 3.86
3SU1051-6AA00-0AA0-ZY10 | INDICATOR LIGHT, 22MM, ROUND, METAL, SHINY, AMBER, SMOOTH LENS, WITH LASER INSCRIPTION, UPPER | 7.41
3SU1051-6AA00-0AA0-ZY19 | INDICATOR LIGHT, 22MM, ROUND, METAL, SHINY, AMBER, SMOOTH LENS, WITH LASER INSCRIPTION, INSCRI | 5.49
3SU1051-6AA20-0AA0-ZX90 | INDICATOR LIGHT, 22MM, ROUND, METAL, SHINY, RED, SMOOTH LENS, Z = 50X PACK | 4.21
3SU1051-6AA30-0AA0 | INDICATOR LIGHT, 22MM, ROUND, METAL, SHINY, YELLOW, SMOOTH LENS | 3.86
3SU1052-2CF30-0AA0 | SELECTOR SWITCH, CAN BE ILLUM., 22MM, ROUND, METAL, SHINY, YELLOW, LONG SELECTOR SWITCH, 2 SWIT | 13.65
3SU1052-2CF30-0AA0-ZX90 | SELECTOR SWITCH, CAN BE ILLUM., 22MM, ROUND, METAL, SHINY, YELLOW, LONG SELECTOR SWITCH, 2 SWIT | 14.88
3SU1052-2CF50-0AA0 | SELECTOR SWITCH, CAN BE ILLUM., 22MM, ROUND, METAL, SHINY, BLUE, LONG SELECTOR SWITCH, 2 SWITCH | 13.65
3SU1052-2CF50-0AA0-ZX90 | SELECTOR SWITCH, CAN BE ILLUM., 22MM, ROUND, METAL, SHINY, BLUE, LONG SELECTOR SWITCH, 2 SWITCH | 14.88
3SU1052-2CL20-0AA0 | SELECTOR SWITCH, CAN BE ILLUM., 22MM, ROUND, METAL, SHINY, RED, LONG SELECTOR SWITCH, 3 SWITCH | 13.65
3SU1052-2CL20-0AA0-ZX90 | SELECTOR SWITCH, CAN BE ILLUM., 22MM, ROUND, METAL, SHINY, RED, LONG SELECTOR SWITCH, 3 SWITCH | 14.88
3SU1052-2CL60-0AA0-ZX90 | SELECTOR SWITCH, CAN BE ILLUM., 22MM, ROUND, METAL, SHINY, BLACK, WHITE, LONG SELECTOR SWITCH, | 14.88
3SU1051-1GB20-0AA0-ZY10 | EMERGENCY STOP MUSHR. PUSHB., CAN BE ILLUMINATED, 22MM, ROUND, METAL, SHINY, RED, 30MM, POSITI | 29.06
3SU1051-1GB20-0AA0-ZY11 | EMERGENCY STOP MUSHR. PUSHB., CAN BE ILLUMINATED, 22MM, ROUND, METAL, SHINY, RED, 30MM, POSITI | 29.06
3SU1051-1GB20-0AA0-ZY12 | EMERGENCY STOP MUSHR. PUSHB., CAN BE ILLUMINATED, 22MM, ROUND, METAL, SHINY, RED, 30MM, POSITI | 29.06
3SU1051-1GB20-0AA0-ZY13 | EMERGENCY STOP MUSHR. PUSHB., CAN BE ILLUMINATED, 22MM, ROUND, METAL, SHINY, RED, 30MM, POSITI | 29.06
3SU1051-1JB20-0AA0-ZY11 | EMERGENCY STOP MUSHR. PUSHB., CAN BE ILLUMINATED, 22MM, ROUND, METAL, SHINY, RED, 60MM, POSITI | 31.85
3SU1051-1JB20-0AA0-ZY12 | EMERGENCY STOP MUSHR. PUSHB., CAN BE ILLUMINATED, 22MM, ROUND, METAL, SHINY, RED, 60MM, POSITI | 31.85
3SU1051-1JB20-0AA0-ZY13 | EMERGENCY STOP MUSHR. PUSHB., CAN BE ILLUMINATED, 22MM, ROUND, METAL, SHINY, RED, 60MM, POSITI | 31.85
3SU1051-1JB20-0AA0-ZY15 | EMERGENCY STOP MUSHR. PUSHB., CAN BE ILLUMINATED, 22MM, ROUND, METAL, SHINY, RED, 60MM, POSITI | 31.85
3SU1051-3AB42-0AN0-ZX90 | ILLUMINATED TWIN PUSHBUTTON, 22MM, ROUND, METAL, SHINY, RED: ARROW UP, GREEN: ARROW DOWN, FLAT | 14.88
3SU1051-3AB61-0AA0 | ILLUMINATED TWIN PUSHBUTTON, 22MM, ROUND, METAL, SHINY, WHITE, BLACK, FLAT BUTTONS | 12.59
3SU1051-3AB61-0AA0-ZX90 | ILLUMINATED TWIN PUSHBUTTON, 22MM, ROUND, METAL, SHINY, WHITE, BLACK, FLAT BUTTONS, Z = 50X PAC | 13.74
3SU1051-3AB61-0AA0-ZY10 | ILLUMINATED TWIN PUSHBUTTON, 22MM, ROUND, METAL, SHINY, WHITE, BLACK, FLAT BUTTONS, WITH LASER | 16.9
3SU1051-3BB42-0AA0-ZY15 | ILLUMINATED TWIN PUSHBUTTON, 22MM, ROUND, METAL, SHINY, GREEN, RED, FLAT AND RAISED BUTTONS, WI | 16.9
3SU1051-3BB42-0AA0-ZY19 | ILLUMINATED TWIN PUSHBUTTON, 22MM, ROUND, METAL, SHINY, GREEN, RED, FLAT AND RAISED BUTTONS, WI | 15.01
3SU1051-3BB42-0AK0 | ILLUMINATED TWIN PUSHBUTTON, 22MM, ROUND, METAL, SHINY, GREEN: I, RED: O, FLAT AND RAISED BUTTON | 13.65
3SU1051-3BB42-0AK0-ZX90 | ILLUMINATED TWIN PUSHBUTTON, 22MM, ROUND, METAL, SHINY, GREEN: I, RED: O, FLAT AND RAISED BUTTON | 14.88
3SU1051-6AA00-0AA0-ZY11 | INDICATOR LIGHT, 22MM, ROUND, METAL, SHINY, AMBER, SMOOTH LENS, WITH LASER INSCRIPTION, UPPER | 7.41
3SU1051-6AA00-0AA0-ZY12 | INDICATOR LIGHT, 22MM, ROUND, METAL, SHINY, AMBER, SMOOTH LENS, WITH LASER INSCRIPTION, LOWER | 7.41
3SU1051-6AA00-0AA0-ZY13 | INDICATOR LIGHT, 22MM, ROUND, METAL, SHINY, AMBER, SMOOTH LENS, WITH LASER INSCRIPTION, SYMBOL | 7.41
3SU1051-6AA00-0AA0-ZY15 | INDICATOR LIGHT, 22MM, ROUND, METAL, SHINY, AMBER, SMOOTH LENS, WITH LASER INSCRIPTION, UPPER | 7.41
3SU1051-6AA30-0AA0-ZY11 | INDICATOR LIGHT, 22MM, ROUND, METAL, SHINY, YELLOW, SMOOTH LENS, WITH LASER INSCRIPTION, UPPER | 7.41
3SU1051-6AA30-0AA0-ZY12 | INDICATOR LIGHT, 22MM, ROUND, METAL, SHINY, YELLOW, SMOOTH LENS, WITH LASER INSCRIPTION, LOWER | 7.41
3SU1051-1HB20-0AA0 | EMERGENCY STOP MUSHR. PUSHB., CAN BE ILLUMINATED, 22MM, ROUND, METAL, SHINY, RED, 40MM, POSITI | 24.23
3SU1051-1HB20-0AA0-ZY19 | EMERGENCY STOP MUSHR. PUSHB., CAN BE ILLUMINATED, 22MM, ROUND, METAL, SHINY, RED, 40MM, POSITI | 27.16
3SU1051-1JB20-0AA0-ZX90 | EMERGENCY STOP MUSHR. PUSHB., CAN BE ILLUMINATED, 22MM, ROUND, METAL, SHINY, RED, 60MM, POSITI | 28.67
3SU1051-3AB42-0AA0 | ILLUMINATED TWIN PUSHBUTTON, 22MM, ROUND, METAL, SHINY, GREEN, RED, FLAT BUTTONS | 12.59
3SU1051-3AB42-0AA0-ZY10 | ILLUMINATED TWIN PUSHBUTTON, 22MM, ROUND, METAL, SHINY, GREEN, RED, FLAT BUTTONS, WITH LASER IN | 16.9
3SU1051-3AB42-0AA0-ZY19 | ILLUMINATED TWIN PUSHBUTTON, 22MM, ROUND, METAL, SHINY, GREEN, RED, FLAT BUTTONS, WITH LASER IN | 15.01
3SU1051-3AB42-0AK0-ZX90 | ILLUMINATED TWIN PUSHBUTTON, 22MM, ROUND, METAL, SHINY, GREEN: I, RED: O, FLAT BUTTONS, Z = 50X | 14.88
3SU1051-3AB61-0AA0-ZY12 | ILLUMINATED TWIN PUSHBUTTON, 22MM, ROUND, METAL, SHINY, WHITE, BLACK, FLAT BUTTONS, WITH LASER | 16.9
3SU1051-3AB61-0AA0-ZY15 | ILLUMINATED TWIN PUSHBUTTON, 22MM, ROUND, METAL, SHINY, WHITE, BLACK, FLAT BUTTONS, WITH LASER | 16.9
3SU1051-3BB42-0AA0-ZY11 | ILLUMINATED TWIN PUSHBUTTON, 22MM, ROUND, METAL, SHINY, GREEN, RED, FLAT AND RAISED BUTTONS, WI | 16.9
3SU1051-3BB42-0AA0-ZY13 | ILLUMINATED TWIN PUSHBUTTON, 22MM, ROUND, METAL, SHINY, GREEN, RED, FLAT AND RAISED BUTTONS, WI | 16.9
3SU1051-3BB61-0AA0 | ILLUMINATED TWIN PUSHBUTTON, 22MM, ROUND, METAL, SHINY, WHITE, BLACK, FLAT AND RAISED BUTTONS | 12.59
3SU1051-3BB61-0AA0-ZY10 | ILLUMINATED TWIN PUSHBUTTON, 22MM, ROUND, METAL, SHINY, WHITE, BLACK, FLAT AND RAISED BUTTONS, | 16.9
3SU1051-3BB61-0AK0-ZX90 | ILLUMINATED TWIN PUSHBUTTON, 22MM, ROUND, METAL, SHINY, WHITE: I, BLACK: O, FLAT AND RAISED BUTT | 14.88
3SU1051-6AA00-0AA0-ZX90 | INDICATOR LIGHT, 22MM, ROUND, METAL, SHINY, AMBER, SMOOTH LENS, Z = 50X PACK | 4.21
3SU1051-6AA20-0AA0 | INDICATOR LIGHT, 22MM, ROUND, METAL, SHINY, RED, SMOOTH LENS | 3.86
3SU1051-6AA20-0AA0-ZY10 | INDICATOR LIGHT, 22MM, ROUND, METAL, SHINY, RED, SMOOTH LENS, WITH LASER INSCRIPTION, UPPER AN | 7.41
3SU1051-6AA20-0AA0-ZY19 | INDICATOR LIGHT, 22MM, ROUND, METAL, SHINY, RED, SMOOTH LENS, WITH LASER INSCRIPTION, INSCRIPT | 5.49
3SU1051-6AA30-0AA0-ZX90 | INDICATOR LIGHT, 22MM, ROUND, METAL, SHINY, YELLOW, SMOOTH LENS, Z = 50X PACK | 4.21
3SU1051-6AA40-0AA0 | INDICATOR LIGHT, 22MM, ROUND, METAL, SHINY, GREEN, SMOOTH LENS | 3.86
3SU1051-6AA40-0AA0-ZY10 | INDICATOR LIGHT, 22MM, ROUND, METAL, SHINY, GREEN, SMOOTH LENS, WITH LASER INSCRIPTION, UPPER | 7.41
3SU1051-6AA50-0AA0-ZX90 | INDICATOR LIGHT, 22MM, ROUND, METAL, SHINY, BLUE, SMOOTH LENS, Z = 50X PACK | 4.21
3SU1051-6AA50-0AA0-ZY11 | INDICATOR LIGHT, 22MM, ROUND, METAL, SHINY, BLUE, SMOOTH LENS, WITH LASER INSCRIPTION, UPPER C | 7.41
3SU1051-6AA60-0AA0 | INDICATOR LIGHT, 22MM, ROUND, METAL, SHINY, WHITE, SMOOTH LENS | 3.86
3SU1051-6AA60-0AA0-ZY10 | INDICATOR LIGHT, 22MM, ROUND, METAL, SHINY, WHITE, SMOOTH LENS, WITH LASER INSCRIPTION, UPPER | 7.41
3SU1051-6AA60-0AA0-ZY12 | INDICATOR LIGHT, 22MM, ROUND, METAL, SHINY, WHITE, SMOOTH LENS, WITH LASER INSCRIPTION, LOWER | 7.41
3SU1051-6AA70-0AA0-ZX90 | INDICATOR LIGHT, 22MM, ROUND, METAL, SHINY, CLEAR, SMOOTH LENS, Z = 50X PACK | 4.21
3SU1051-6AA70-0AA0-ZY11 | INDICATOR LIGHT, 22MM, ROUND, METAL, SHINY, CLEAR, SMOOTH LENS, WITH LASER INSCRIPTION, UPPER | 7.41
3SU1052-2BC30-0AA0-ZX90 | SELECTOR SWITCH, CAN BE ILLUM., 22MM, ROUND, METAL, SHINY, YELLOW, SHORT SELECTOR SWITCH, 2 SWI | 10.76
3SU1052-2BL30-0AA0 | SELECTOR SWITCH, CAN BE ILLUM., 22MM, ROUND, METAL, SHINY, YELLOW, SHORT SELECTOR SWITCH, 3 SWI | 9.9
3SU1052-2BL60-0AA0 | SELECTOR SWITCH, CAN BE ILLUM., 22MM, ROUND, METAL, SHINY, BLACK, WHITE, SHORT SELECTOR SWITCH, | 9.9
3SU1051-3BB42-0AA0 | ILLUMINATED TWIN PUSHBUTTON, 22MM, ROUND, METAL, SHINY, GREEN, RED, FLAT AND RAISED BUTTONS | 12.59
3SU1051-3BB42-0AA0-ZX90 | ILLUMINATED TWIN PUSHBUTTON, 22MM, ROUND, METAL, SHINY, GREEN, RED, FLAT AND RAISED BUTTONS, Z | 13.74
3SU1051-3BB61-0AA0-ZY12 | ILLUMINATED TWIN PUSHBUTTON, 22MM, ROUND, METAL, SHINY, WHITE, BLACK, FLAT AND RAISED BUTTONS, | 16.9
3SU1051-3BB61-0AA0-ZY13 | ILLUMINATED TWIN PUSHBUTTON, 22MM, ROUND, METAL, SHINY, WHITE, BLACK, FLAT AND RAISED BUTTONS, | 16.9
3SU1051-3BB61-0AA0-ZY15 | ILLUMINATED TWIN PUSHBUTTON, 22MM, ROUND, METAL, SHINY, WHITE, BLACK, FLAT AND RAISED BUTTONS, | 16.9
3SU1051-3BB61-0AA0-ZY19 | ILLUMINATED TWIN PUSHBUTTON, 22MM, ROUND, METAL, SHINY, WHITE, BLACK, FLAT AND RAISED BUTTONS, | 15.01
3SU1051-3BB61-0AK0 | ILLUMINATED TWIN PUSHBUTTON, 22MM, ROUND, METAL, SHINY, WHITE: I, BLACK: O, FLAT AND RAISED BUTT | 13.65
3SU1051-6AA20-0AA0-ZY11 | INDICATOR LIGHT, 22MM, ROUND, METAL, SHINY, RED, SMOOTH LENS, WITH LASER INSCRIPTION, UPPER CA | 7.41
3SU1051-6AA20-0AA0-ZY12 | INDICATOR LIGHT, 22MM, ROUND, METAL, SHINY, RED, SMOOTH LENS, WITH LASER INSCRIPTION, LOWER CA | 7.41
3SU1051-6AA20-0AA0-ZY13 | INDICATOR LIGHT, 22MM, ROUND, METAL, SHINY, RED, SMOOTH LENS, WITH LASER INSCRIPTION, SYMBOL N | 7.41
3SU1051-6AA20-0AA0-ZY15 | INDICATOR LIGHT, 22MM, ROUND, METAL, SHINY, RED, SMOOTH LENS, WITH LASER INSCRIPTION, UPPER AN | 7.41
3SU1051-6AA40-0AA0-ZY12 | INDICATOR LIGHT, 22MM, ROUND, METAL, SHINY, GREEN, SMOOTH LENS, WITH LASER INSCRIPTION, LOWER | 7.41
3SU1051-6AA40-0AA0-ZY13 | INDICATOR LIGHT, 22MM, ROUND, METAL, SHINY, GREEN, SMOOTH LENS, WITH LASER INSCRIPTION, SYMBOL | 7.41
3SU1051-6AA40-0AA0-ZY15 | INDICATOR LIGHT, 22MM, ROUND, METAL, SHINY, GREEN, SMOOTH LENS, WITH LASER INSCRIPTION, UPPER | 7.41
3SU1051-6AA40-0AA0-ZY19 | INDICATOR LIGHT, 22MM, ROUND, METAL, SHINY, GREEN, SMOOTH LENS, WITH LASER INSCRIPTION, INSCRI | 5.49
3SU1051-6AA60-0AA0-ZY13 | INDICATOR LIGHT, 22MM, ROUND, METAL, SHINY, WHITE, SMOOTH LENS, WITH LASER INSCRIPTION, SYMBOL | 7.41
3SU1051-6AA60-0AA0-ZY15 | INDICATOR LIGHT, 22MM, ROUND, METAL, SHINY, WHITE, SMOOTH LENS, WITH LASER INSCRIPTION, UPPER | 7.41
3SU1051-6AA60-0AA0-ZY19 | INDICATOR LIGHT, 22MM, ROUND, METAL, SHINY, WHITE, SMOOTH LENS, WITH LASER INSCRIPTION, INSCRI | 5.49
3SU1051-6AA70-0AA0 | INDICATOR LIGHT, 22MM, ROUND, METAL, SHINY, CLEAR, SMOOTH LENS | 3.86
3SU1052-2BC30-0AA0 | SELECTOR SWITCH, CAN BE ILLUM., 22MM, ROUND, METAL, SHINY, YELLOW, SHORT SELECTOR SWITCH, 2 SWI | 9.9
3SU1052-2BC50-0AA0 | SELECTOR SWITCH, CAN BE ILLUM., 22MM, ROUND, METAL, SHINY, BLUE, SHORT SELECTOR SWITCH, 2 SWITC | 9.9
3SU1052-2BC50-0AA0-ZX90 | SELECTOR SWITCH, CAN BE ILLUM., 22MM, ROUND, METAL, SHINY, BLUE, SHORT SELECTOR SWITCH, 2 SWITC | 10.76
3SU1052-2BF00-0AA0 | SELECTOR SWITCH, CAN BE ILLUM., 22MM, ROUND, METAL, SHINY, AMBER, SHORT SELECTOR SWITCH, 2 SWIT | 9.9
3SU1052-2BF00-0AA0-ZX90 | SELECTOR SWITCH, CAN BE ILLUM., 22MM, ROUND, METAL, SHINY, AMBER, SHORT SELECTOR SWITCH, 2 SWIT | 10.76
3SU1052-2BF40-0AA0 | SELECTOR SWITCH, CAN BE ILLUM., 22MM, ROUND, METAL, SHINY, GREEN, SHORT SELECTOR SWITCH, 2 SWIT | 9.9
3SU1052-2BF40-0AA0-ZX90 | SELECTOR SWITCH, CAN BE ILLUM., 22MM, ROUND, METAL, SHINY, GREEN, SHORT SELECTOR SWITCH, 2 SWIT | 10.76
3SU1052-2BL30-0AA0-ZX90 | SELECTOR SWITCH, CAN BE ILLUM., 22MM, ROUND, METAL, SHINY, YELLOW, SHORT SELECTOR SWITCH, 3 SWI | 10.76
3SU1052-2CN20-0AA0 | SELECTOR SWITCH, CAN BE ILLUM., 22MM, ROUND, METAL, SHINY, RED, LONG SELECTOR SWITCH, 3 SWITCH | 13.71
3SU1052-2CN20-0AA0-ZX90 | SELECTOR SWITCH, CAN BE ILLUM., 22MM, ROUND, METAL, SHINY, RED, LONG SELECTOR SWITCH, 3 SWITCH | 14.94
3SU1052-2CP20-0AA0 | SELECTOR SWITCH, CAN BE ILLUM., 22MM, ROUND, METAL, SHINY, RED, LONG SELECTOR SWITCH, 3 SWITCH | 13.71
3SU1051-6AA30-0AA0-ZY10 | INDICATOR LIGHT, 22MM, ROUND, METAL, SHINY, YELLOW, SMOOTH LENS, WITH LASER INSCRIPTION, UPPER | 7.41
3SU1051-6AA40-0AA0-ZX90 | INDICATOR LIGHT, 22MM, ROUND, METAL, SHINY, GREEN, SMOOTH LENS, Z = 50X PACK | 4.21
3SU1051-6AA40-0AA0-ZY11 | INDICATOR LIGHT, 22MM, ROUND, METAL, SHINY, GREEN, SMOOTH LENS, WITH LASER INSCRIPTION, UPPER | 7.41
3SU1051-6AA50-0AA0 | INDICATOR LIGHT, 22MM, ROUND, METAL, SHINY, BLUE, SMOOTH LENS | 3.86
3SU1051-6AA50-0AA0-ZY10 | INDICATOR LIGHT, 22MM, ROUND, METAL, SHINY, BLUE, SMOOTH LENS, WITH LASER INSCRIPTION, UPPER A | 7.41
3SU1051-6AA60-0AA0-ZX90 | INDICATOR LIGHT, 22MM, ROUND, METAL, SHINY, WHITE, SMOOTH LENS, Z = 50X PACK | 4.21
3SU1051-6AA60-0AA0-ZY11 | INDICATOR LIGHT, 22MM, ROUND, METAL, SHINY, WHITE, SMOOTH LENS, WITH LASER INSCRIPTION, UPPER | 7.41
3SU1051-6AA70-0AA0-ZY10 | INDICATOR LIGHT, 22MM, ROUND, METAL, SHINY, CLEAR, SMOOTH LENS, WITH LASER INSCRIPTION, UPPER | 7.41
3SU1051-6AA70-0AA0-ZY12 | INDICATOR LIGHT, 22MM, ROUND, METAL, SHINY, CLEAR, SMOOTH LENS, WITH LASER INSCRIPTION, LOWER | 7.41
3SU1052-2BC20-0AA0-ZX90 | SELECTOR SWITCH, CAN BE ILLUM., 22MM, ROUND, METAL, SHINY, RED, SHORT SELECTOR SWITCH, 2 SWITCH | 10.76
3SU1052-2BL40-0AA0 | SELECTOR SWITCH, CAN BE ILLUM., 22MM, ROUND, METAL, SHINY, GREEN, SHORT SELECTOR SWITCH, 3 SWIT | 9.9
3SU1052-2BL60-0AA0-ZX90 | SELECTOR SWITCH, CAN BE ILLUM., 22MM, ROUND, METAL, SHINY, BLACK, WHITE, SHORT SELECTOR SWITCH, | 10.76
3SU1052-2BM00-0AA0-ZX90 | SELECTOR SWITCH, CAN BE ILLUM., 22MM, ROUND, METAL, SHINY, AMBER, SHORT SELECTOR SWITCH, 3 SWIT | 10.76
3SU1052-2BM20-0AA0 | SELECTOR SWITCH, CAN BE ILLUM., 22MM, ROUND, METAL, SHINY, RED, SHORT SELECTOR SWITCH, 3 SWITCH | 9.9
3SU1052-2BM30-0AA0-ZX90 | SELECTOR SWITCH, CAN BE ILLUM., 22MM, ROUND, METAL, SHINY, YELLOW, SHORT SELECTOR SWITCH, 3 SWI | 10.76
3SU1052-2CM60-0AA0-ZX90 | SELECTOR SWITCH, CAN BE ILLUM., 22MM, ROUND, METAL, SHINY, BLACK, WHITE, LONG SELECTOR SWITCH, | 14.88
3SU1060-0JA10-0AA0-ZY12 | PUSHBUTTON, 30MM, ROUND, METAL, MATT, BLACK, FRONT RING FOR FLAT INSTALL., LATCHING, PUSH TO U | 36.59
3SU1060-0JA10-0AA0-ZY15 | PUSHBUTTON, 30MM, ROUND, METAL, MATT, BLACK, FRONT RING FOR FLAT INSTALL., LATCHING, PUSH TO U | 36.59
3SU1060-0JA20-0AA0-ZY13 | PUSHBUTTON, 30MM, ROUND, METAL, MATT, RED, FRONT RING FOR FLAT INSTALL., LATCHING, PUSH TO UNL | 36.59
3SU1060-0JA20-0AA0-ZY19 | PUSHBUTTON, 30MM, ROUND, METAL, MATT, RED, FRONT RING FOR FLAT INSTALL., LATCHING, PUSH TO UNL | 34.68
3SU1060-0JA30-0AA0-ZY12 | PUSHBUTTON, 30MM, ROUND, METAL, MATT, YELLOW, FRONT RING FOR FLAT INSTALL., LATCHING, PUSH TO | 36.59
3SU1060-0JA30-0AA0-ZY15 | PUSHBUTTON, 30MM, ROUND, METAL, MATT, YELLOW, FRONT RING FOR FLAT INSTALL., LATCHING, PUSH TO | 36.59
3SU1060-0JA40-0AA0-ZY13 | PUSHBUTTON, 30MM, ROUND, METAL, MATT, GREEN, FRONT RING FOR FLAT INSTALL., LATCHING, PUSH TO U | 36.59
3SU1060-0JA40-0AA0-ZY19 | PUSHBUTTON, 30MM, ROUND, METAL, MATT, GREEN, FRONT RING FOR FLAT INSTALL., LATCHING, PUSH TO U | 34.68
3SU1060-0JA50-0AA0-ZY15 | PUSHBUTTON, 30MM, ROUND, METAL, MATT, BLUE, FRONT RING FOR FLAT INSTALL., LATCHING, PUSH TO UN | 36.59
3SU1060-0JA60-0AA0 | PUSHBUTTON, 30MM, ROUND, METAL, MATT, WHITE, FRONT RING FOR FLAT INSTALL., LATCHING, PUSH TO U | 30.68
3SU1060-0JA60-0AA0-ZY13 | PUSHBUTTON, 30MM, ROUND, METAL, MATT, WHITE, FRONT RING FOR FLAT INSTALL., LATCHING, PUSH TO U | 36.59
3SU1132-0AB50-3FA0-ZY15 | ILLUMINATED PUSHBUTTON, 22MM, ROUND, PLASTIC WITH METAL FRONT RING, BLUE, FLAT BUTTON, MOMENTAR | 41.98
3SU1132-0AB60-1BA0-ZY13 | ILLUMINATED PUSHBUTTON, 22MM, ROUND, PLASTIC WITH METAL FRONT RING, WHITE, FLAT BUTTON, MOMENTA | 38.23
3SU1132-0AB60-1BA0-ZY19 | ILLUMINATED PUSHBUTTON, 22MM, ROUND, PLASTIC WITH METAL FRONT RING, WHITE, FLAT BUTTON, MOMENTA | 36.34
3SU1052-2BM00-0AA0 | SELECTOR SWITCH, CAN BE ILLUM., 22MM, ROUND, METAL, SHINY, AMBER, SHORT SELECTOR SWITCH, 3 SWIT | 9.9
3SU1052-2BM20-0AA0-ZX90 | SELECTOR SWITCH, CAN BE ILLUM., 22MM, ROUND, METAL, SHINY, RED, SHORT SELECTOR SWITCH, 3 SWITCH | 10.76
3SU1052-2BM30-0AA0 | SELECTOR SWITCH, CAN BE ILLUM., 22MM, ROUND, METAL, SHINY, YELLOW, SHORT SELECTOR SWITCH, 3 SWI | 9.9
3SU1060-0JA10-0AA0-ZY11 | PUSHBUTTON, 30MM, ROUND, METAL, MATT, BLACK, FRONT RING FOR FLAT INSTALL., LATCHING, PUSH TO U | 36.59
3SU1060-0JA10-0AA0-ZY13 | PUSHBUTTON, 30MM, ROUND, METAL, MATT, BLACK, FRONT RING FOR FLAT INSTALL., LATCHING, PUSH TO U | 36.59
3SU1060-0JA20-0AA0-ZY12 | PUSHBUTTON, 30MM, ROUND, METAL, MATT, RED, FRONT RING FOR FLAT INSTALL., LATCHING, PUSH TO UNL | 36.59
3SU1060-0JA20-0AA0-ZY15 | PUSHBUTTON, 30MM, ROUND, METAL, MATT, RED, FRONT RING FOR FLAT INSTALL., LATCHING, PUSH TO UNL | 36.59
3SU1060-0JA30-0AA0-ZY13 | PUSHBUTTON, 30MM, ROUND, METAL, MATT, YELLOW, FRONT RING FOR FLAT INSTALL., LATCHING, PUSH TO | 36.59
3SU1060-0JA30-0AA0-ZY19 | PUSHBUTTON, 30MM, ROUND, METAL, MATT, YELLOW, FRONT RING FOR FLAT INSTALL., LATCHING, PUSH TO | 34.68
3SU1060-0JA40-0AA0-ZY12 | PUSHBUTTON, 30MM, ROUND, METAL, MATT, GREEN, FRONT RING FOR FLAT INSTALL., LATCHING, PUSH TO U | 36.59
3SU1060-0JA40-0AA0-ZY15 | PUSHBUTTON, 30MM, ROUND, METAL, MATT, GREEN, FRONT RING FOR FLAT INSTALL., LATCHING, PUSH TO U | 36.59
3SU1060-0JA50-0AA0-ZY13 | PUSHBUTTON, 30MM, ROUND, METAL, MATT, BLUE, FRONT RING FOR FLAT INSTALL., LATCHING, PUSH TO UN | 36.59
3SU1060-0JA50-0AA0-ZY19 | PUSHBUTTON, 30MM, ROUND, METAL, MATT, BLUE, FRONT RING FOR FLAT INSTALL., LATCHING, PUSH TO UN | 34.68
3SU1132-0AB50-3FA0-ZY13 | ILLUMINATED PUSHBUTTON, 22MM, ROUND, PLASTIC WITH METAL FRONT RING, BLUE, FLAT BUTTON, MOMENTAR | 41.98
3SU1132-0AB50-3FA0-ZY19 | ILLUMINATED PUSHBUTTON, 22MM, ROUND, PLASTIC WITH METAL FRONT RING, BLUE, FLAT BUTTON, MOMENTAR | 40.06
3SU1132-0AB60-1BA0-ZY12 | ILLUMINATED PUSHBUTTON, 22MM, ROUND, PLASTIC WITH METAL FRONT RING, WHITE, FLAT BUTTON, MOMENTA | 38.23
3SU1132-0AB60-1BA0-ZY15 | ILLUMINATED PUSHBUTTON, 22MM, ROUND, PLASTIC WITH METAL FRONT RING, WHITE, FLAT BUTTON, MOMENTA | 38.23
3SU1132-0AB60-1FA0 | ILLUMINATED PUSHBUTTON, 22MM, ROUND, PLASTIC WITH METAL FRONT RING, WHITE, FLAT BUTTON, MOMENTA | 37.86
3SU1132-0AB60-1FA0-ZY13 | ILLUMINATED PUSHBUTTON, 22MM, ROUND, PLASTIC WITH METAL FRONT RING, WHITE, FLAT BUTTON, MOMENTA | 41.02
3SU1132-0AB60-1FA0-ZY19 | ILLUMINATED PUSHBUTTON, 22MM, ROUND, PLASTIC WITH METAL FRONT RING, WHITE, FLAT BUTTON, MOMENTA | 39.12
3SU1132-0AB60-3BA0-ZY15 | ILLUMINATED PUSHBUTTON, 22MM, ROUND, PLASTIC WITH METAL FRONT RING, WHITE, FLAT BUTTON, MOMENTA | 38.62
3SU1132-0AB60-3FA0 | ILLUMINATED PUSHBUTTON, 22MM, ROUND, PLASTIC WITH METAL FRONT RING, WHITE, FLAT BUTTON, MOMENTA | 38.8
3SU1132-0AB60-3FA0-ZY13 | ILLUMINATED PUSHBUTTON, 22MM, ROUND, PLASTIC WITH METAL FRONT RING, WHITE, FLAT BUTTON, MOMENTA | 41.98
3SU1132-0AB60-3FA0-ZY19 | ILLUMINATED PUSHBUTTON, 22MM, ROUND, PLASTIC WITH METAL FRONT RING, WHITE, FLAT BUTTON, MOMENTA | 40.06
3SU1132-0AB70-1BA0-ZX90 | ILLUMINATED PUSHBUTTON, 22MM, ROUND, PLASTIC WITH METAL FRONT RING, CLEAR, FLAT BUTTON, MOMENTA | 35.07
3SU1132-0AB70-1BA0-ZY15 | ILLUMINATED PUSHBUTTON, 22MM, ROUND, PLASTIC WITH METAL FRONT RING, CLEAR, FLAT BUTTON, MOMENTA | 38.23
3SU1132-0AB70-1FA0 | ILLUMINATED PUSHBUTTON, 22MM, ROUND, PLASTIC WITH METAL FRONT RING, CLEAR, FLAT BUTTON, MOMENTA | 37.86
3SU1132-0AB70-1FA0-ZY19 | ILLUMINATED PUSHBUTTON, 22MM, ROUND, PLASTIC WITH METAL FRONT RING, CLEAR, FLAT BUTTON, MOMENTA | 39.12
3SU1132-0AB70-3BA0-ZX90 | ILLUMINATED PUSHBUTTON, 22MM, ROUND, PLASTIC WITH METAL FRONT RING, CLEAR, FLAT BUTTON, MOMENTA | 35.44
3SU1051-6AA30-0AA0-ZY13 | INDICATOR LIGHT, 22MM, ROUND, METAL, SHINY, YELLOW, SMOOTH LENS, WITH LASER INSCRIPTION, SYMBO | 7.41
3SU1051-6AA30-0AA0-ZY15 | INDICATOR LIGHT, 22MM, ROUND, METAL, SHINY, YELLOW, SMOOTH LENS, WITH LASER INSCRIPTION, UPPER | 7.41
3SU1051-6AA30-0AA0-ZY19 | INDICATOR LIGHT, 22MM, ROUND, METAL, SHINY, YELLOW, SMOOTH LENS, WITH LASER INSCRIPTION, INSCR | 5.49
3SU1051-6AA50-0AA0-ZY12 | INDICATOR LIGHT, 22MM, ROUND, METAL, SHINY, BLUE, SMOOTH LENS, WITH LASER INSCRIPTION, LOWER C | 7.41
3SU1051-6AA50-0AA0-ZY13 | INDICATOR LIGHT, 22MM, ROUND, METAL, SHINY, BLUE, SMOOTH LENS, WITH LASER INSCRIPTION, SYMBOL | 7.41
3SU1051-6AA50-0AA0-ZY15 | INDICATOR LIGHT, 22MM, ROUND, METAL, SHINY, BLUE, SMOOTH LENS, WITH LASER INSCRIPTION, UPPER A | 7.41
3SU1051-6AA50-0AA0-ZY19 | INDICATOR LIGHT, 22MM, ROUND, METAL, SHINY, BLUE, SMOOTH LENS, WITH LASER INSCRIPTION, INSCRIP | 5.49
3SU1051-6AA70-0AA0-ZY13 | INDICATOR LIGHT, 22MM, ROUND, METAL, SHINY, CLEAR, SMOOTH LENS, WITH LASER INSCRIPTION, SYMBOL | 7.41
3SU1051-6AA70-0AA0-ZY15 | INDICATOR LIGHT, 22MM, ROUND, METAL, SHINY, CLEAR, SMOOTH LENS, WITH LASER INSCRIPTION, UPPER | 7.41
3SU1051-6AA70-0AA0-ZY19 | INDICATOR LIGHT, 22MM, ROUND, METAL, SHINY, CLEAR, SMOOTH LENS, WITH LASER INSCRIPTION, INSCRI | 5.49
3SU1052-2BC20-0AA0 | SELECTOR SWITCH, CAN BE ILLUM., 22MM, ROUND, METAL, SHINY, RED, SHORT SELECTOR SWITCH, 2 SWITCH | 9.9
3SU1052-2BC40-0AA0 | SELECTOR SWITCH, CAN BE ILLUM., 22MM, ROUND, METAL, SHINY, GREEN, SHORT SELECTOR SWITCH, 2 SWIT | 9.9
3SU1052-2BC40-0AA0-ZX90 | SELECTOR SWITCH, CAN BE ILLUM., 22MM, ROUND, METAL, SHINY, GREEN, SHORT SELECTOR SWITCH, 2 SWIT | 10.76
3SU1052-2BC60-0AA0 | SELECTOR SWITCH, CAN BE ILLUM., 22MM, ROUND, METAL, SHINY, BLACK, WHITE, SHORT SELECTOR SWITCH, | 9.9
3SU1052-2BC60-0AA0-ZX90 | SELECTOR SWITCH, CAN BE ILLUM., 22MM, ROUND, METAL, SHINY, BLACK, WHITE, SHORT SELECTOR SWITCH, | 10.76
3SU1052-2BF20-0AA0 | SELECTOR SWITCH, CAN BE ILLUM., 22MM, ROUND, METAL, SHINY, RED, SHORT SELECTOR SWITCH, 2 SWITCH | 9.9
3SU1052-2BF20-0AA0-ZX90 | SELECTOR SWITCH, CAN BE ILLUM., 22MM, ROUND, METAL, SHINY, RED, SHORT SELECTOR SWITCH, 2 SWITCH | 10.76
3SU1052-2BF60-0AA0 | SELECTOR SWITCH, CAN BE ILLUM., 22MM, ROUND, METAL, SHINY, BLACK, WHITE, SHORT SELECTOR SWITCH, | 9.9
3SU1052-2BF60-0AA0-ZX90 | SELECTOR SWITCH, CAN BE ILLUM., 22MM, ROUND, METAL, SHINY, BLACK, WHITE, SHORT SELECTOR SWITCH, | 10.76
3SU1052-2BL20-0AA0 | SELECTOR SWITCH, CAN BE ILLUM., 22MM, ROUND, METAL, SHINY, RED, SHORT SELECTOR SWITCH, 3 SWITCH | 9.9
3SU1052-2BL20-0AA0-ZX90 | SELECTOR SWITCH, CAN BE ILLUM., 22MM, ROUND, METAL, SHINY, RED, SHORT SELECTOR SWITCH, 3 SWITCH | 10.76
3SU1052-2BL40-0AA0-ZX90 | SELECTOR SWITCH, CAN BE ILLUM., 22MM, ROUND, METAL, SHINY, GREEN, SHORT SELECTOR SWITCH, 3 SWIT | 10.76
3SU1052-2CM60-0AA0 | SELECTOR SWITCH, CAN BE ILLUM., 22MM, ROUND, METAL, SHINY, BLACK, WHITE, LONG SELECTOR SWITCH, | 13.65
3SU1052-2CN60-0AA0 | SELECTOR SWITCH, CAN BE ILLUM., 22MM, ROUND, METAL, SHINY, BLACK, WHITE, LONG SELECTOR SWITCH, | 13.71
3SU1052-2CN60-0AA0-ZX90 | SELECTOR SWITCH, CAN BE ILLUM., 22MM, ROUND, METAL, SHINY, BLACK, WHITE, LONG SELECTOR SWITCH, | 14.94
3SU1052-2CP60-0AA0 | SELECTOR SWITCH, CAN BE ILLUM., 22MM, ROUND, METAL, SHINY, BLACK, WHITE, LONG SELECTOR SWITCH, | 13.71
3SU1052-2CP60-0AA0-ZX90 | SELECTOR SWITCH, CAN BE ILLUM., 22MM, ROUND, METAL, SHINY, BLACK, WHITE, LONG SELECTOR SWITCH, | 14.94
3SU1060-0JA10-0AA0-ZY19 | PUSHBUTTON, 30MM, ROUND, METAL, MATT, BLACK, FRONT RING FOR FLAT INSTALL., LATCHING, PUSH TO U | 34.68
3SU1060-0JA20-0AA0 | PUSHBUTTON, 30MM, ROUND, METAL, MATT, RED, FRONT RING FOR FLAT INSTALL., LATCHING, PUSH TO UNL | 30.68
3SU1060-0JA20-0AA0-ZX90 | PUSHBUTTON, 30MM, ROUND, METAL, MATT, RED, FRONT RING FOR FLAT INSTALL., LATCHING, PUSH TO UNL | 33.42
3SU1060-0JA20-0AA0-ZY10 | PUSHBUTTON, 30MM, ROUND, METAL, MATT, RED, FRONT RING FOR FLAT INSTALL., LATCHING, PUSH TO UNL | 36.59
3SU1060-0JA20-0AA0-ZY11 | PUSHBUTTON, 30MM, ROUND, METAL, MATT, RED, FRONT RING FOR FLAT INSTALL., LATCHING, PUSH TO UNL | 36.59
3SU1060-0JA40-0AA0 | PUSHBUTTON, 30MM, ROUND, METAL, MATT, GREEN, FRONT RING FOR FLAT INSTALL., LATCHING, PUSH TO U | 30.68
3SU1060-0JA40-0AA0-ZX90 | PUSHBUTTON, 30MM, ROUND, METAL, MATT, GREEN, FRONT RING FOR FLAT INSTALL., LATCHING, PUSH TO U | 33.42
3SU1060-0JA40-0AA0-ZY10 | PUSHBUTTON, 30MM, ROUND, METAL, MATT, GREEN, FRONT RING FOR FLAT INSTALL., LATCHING, PUSH TO U | 36.59
3SU1060-0JA40-0AA0-ZY11 | PUSHBUTTON, 30MM, ROUND, METAL, MATT, GREEN, FRONT RING FOR FLAT INSTALL., LATCHING, PUSH TO U | 36.59
3SU1060-0JA60-0AA0-ZX90 | PUSHBUTTON, 30MM, ROUND, METAL, MATT, WHITE, FRONT RING FOR FLAT INSTALL., LATCHING, PUSH TO U | 33.42
3SU1060-0JA60-0AA0-ZY10 | PUSHBUTTON, 30MM, ROUND, METAL, MATT, WHITE, FRONT RING FOR FLAT INSTALL., LATCHING, PUSH TO U | 36.59
3SU1060-0JA60-0AA0-ZY11 | PUSHBUTTON, 30MM, ROUND, METAL, MATT, WHITE, FRONT RING FOR FLAT INSTALL., LATCHING, PUSH TO U | 36.59
3SU1060-0JA60-0AA0-ZY12 | PUSHBUTTON, 30MM, ROUND, METAL, MATT, WHITE, FRONT RING FOR FLAT INSTALL., LATCHING, PUSH TO U | 36.59
3SU1132-0AB60-1FA0-ZX90 | ILLUMINATED PUSHBUTTON, 22MM, ROUND, PLASTIC WITH METAL FRONT RING, WHITE, FLAT BUTTON, MOMENTA | 37.86
3SU1132-0AB60-1FA0-ZY10 | ILLUMINATED PUSHBUTTON, 22MM, ROUND, PLASTIC WITH METAL FRONT RING, WHITE, FLAT BUTTON, MOMENTA | 41.02
3SU1132-0AB60-1FA0-ZY11 | ILLUMINATED PUSHBUTTON, 22MM, ROUND, PLASTIC WITH METAL FRONT RING, WHITE, FLAT BUTTON, MOMENTA | 41.02
3SU1132-0AB60-1FA0-ZY12 | ILLUMINATED PUSHBUTTON, 22MM, ROUND, PLASTIC WITH METAL FRONT RING, WHITE, FLAT BUTTON, MOMENTA | 41.02
3SU1132-0AB60-3FA0-ZX90 | ILLUMINATED PUSHBUTTON, 22MM, ROUND, PLASTIC WITH METAL FRONT RING, WHITE, FLAT BUTTON, MOMENTA | 38.8
3SU1132-0AB60-3FA0-ZY10 | ILLUMINATED PUSHBUTTON, 22MM, ROUND, PLASTIC WITH METAL FRONT RING, WHITE, FLAT BUTTON, MOMENTA | 41.98
3SU1132-0AB60-3FA0-ZY11 | ILLUMINATED PUSHBUTTON, 22MM, ROUND, PLASTIC WITH METAL FRONT RING, WHITE, FLAT BUTTON, MOMENTA | 41.98
3SU1132-0AB60-3FA0-ZY12 | ILLUMINATED PUSHBUTTON, 22MM, ROUND, PLASTIC WITH METAL FRONT RING, WHITE, FLAT BUTTON, MOMENTA | 41.98
3SU1132-0AB70-1FA0-ZY10 | ILLUMINATED PUSHBUTTON, 22MM, ROUND, PLASTIC WITH METAL FRONT RING, CLEAR, FLAT BUTTON, MOMENTA | 41.02
3SU1132-0AB70-1FA0-ZY11 | ILLUMINATED PUSHBUTTON, 22MM, ROUND, PLASTIC WITH METAL FRONT RING, CLEAR, FLAT BUTTON, MOMENTA | 41.02
3SU1132-0AB70-1FA0-ZY12 | ILLUMINATED PUSHBUTTON, 22MM, ROUND, PLASTIC WITH METAL FRONT RING, CLEAR, FLAT BUTTON, MOMENTA | 41.02
3SU1132-0AB70-1FA0-ZY13 | ILLUMINATED PUSHBUTTON, 22MM, ROUND, PLASTIC WITH METAL FRONT RING, CLEAR, FLAT BUTTON, MOMENTA | 41.02
3SU1132-0AB70-3FA0-ZY11 | ILLUMINATED PUSHBUTTON, 22MM, ROUND, PLASTIC WITH METAL FRONT RING, CLEAR, FLAT BUTTON, MOMENTA | 41.98
3SU1132-0AB70-3FA0-ZY12 | ILLUMINATED PUSHBUTTON, 22MM, ROUND, PLASTIC WITH METAL FRONT RING, CLEAR, FLAT BUTTON, MOMENTA | 41.98
3SU1132-0AB70-3FA0-ZY13 | ILLUMINATED PUSHBUTTON, 22MM, ROUND, PLASTIC WITH METAL FRONT RING, CLEAR, FLAT BUTTON, MOMENTA | 41.98
3SU1132-0AB70-3FA0-ZY15 | ILLUMINATED PUSHBUTTON, 22MM, ROUND, PLASTIC WITH METAL FRONT RING, CLEAR, FLAT BUTTON, MOMENTA | 41.98
3SU1133-0AB20-1FA0-ZY11 | ILLUMINATED PUSHBUTTON, 22MM, ROUND, PLASTIC WITH METAL FRONT RING, RED, FLAT BUTTON, MOMENTARY | 46.09
3SU1133-0AB20-1FA0-ZY12 | ILLUMINATED PUSHBUTTON, 22MM, ROUND, PLASTIC WITH METAL FRONT RING, RED, FLAT BUTTON, MOMENTARY | 46.09
3SU1052-2CP20-0AA0-ZX90 | SELECTOR SWITCH, CAN BE ILLUM., 22MM, ROUND, METAL, SHINY, RED, LONG SELECTOR SWITCH, 3 SWITCH | 14.94
3SU1060-0JA10-0AA0 | PUSHBUTTON, 30MM, ROUND, METAL, MATT, BLACK, FRONT RING FOR FLAT INSTALL., LATCHING, PUSH TO U | 30.68
3SU1060-0JA10-0AA0-ZX90 | PUSHBUTTON, 30MM, ROUND, METAL, MATT, BLACK, FRONT RING FOR FLAT INSTALL., LATCHING, PUSH TO U | 33.42
3SU1060-0JA10-0AA0-ZY10 | PUSHBUTTON, 30MM, ROUND, METAL, MATT, BLACK, FRONT RING FOR FLAT INSTALL., LATCHING, PUSH TO U | 36.59
3SU1060-0JA30-0AA0 | PUSHBUTTON, 30MM, ROUND, METAL, MATT, YELLOW, FRONT RING FOR FLAT INSTALL., LATCHING, PUSH TO | 30.68
3SU1060-0JA30-0AA0-ZX90 | PUSHBUTTON, 30MM, ROUND, METAL, MATT, YELLOW, FRONT RING FOR FLAT INSTALL., LATCHING, PUSH TO | 33.42
3SU1060-0JA30-0AA0-ZY10 | PUSHBUTTON, 30MM, ROUND, METAL, MATT, YELLOW, FRONT RING FOR FLAT INSTALL., LATCHING, PUSH TO | 36.59
3SU1060-0JA30-0AA0-ZY11 | PUSHBUTTON, 30MM, ROUND, METAL, MATT, YELLOW, FRONT RING FOR FLAT INSTALL., LATCHING, PUSH TO | 36.59
3SU1060-0JA50-0AA0 | PUSHBUTTON, 30MM, ROUND, METAL, MATT, BLUE, FRONT RING FOR FLAT INSTALL., LATCHING, PUSH TO UN | 30.68
3SU1060-0JA50-0AA0-ZX90 | PUSHBUTTON, 30MM, ROUND, METAL, MATT, BLUE, FRONT RING FOR FLAT INSTALL., LATCHING, PUSH TO UN | 33.42
3SU1060-0JA50-0AA0-ZY10 | PUSHBUTTON, 30MM, ROUND, METAL, MATT, BLUE, FRONT RING FOR FLAT INSTALL., LATCHING, PUSH TO UN | 36.59
3SU1060-0JA50-0AA0-ZY11 | PUSHBUTTON, 30MM, ROUND, METAL, MATT, BLUE, FRONT RING FOR FLAT INSTALL., LATCHING, PUSH TO UN | 36.59
3SU1060-0JA50-0AA0-ZY12 | PUSHBUTTON, 30MM, ROUND, METAL, MATT, BLUE, FRONT RING FOR FLAT INSTALL., LATCHING, PUSH TO UN | 36.59
3SU1132-0AB60-1BA0 | ILLUMINATED PUSHBUTTON, 22MM, ROUND, PLASTIC WITH METAL FRONT RING, WHITE, FLAT BUTTON, MOMENTA | 35.07
3SU1132-0AB60-1BA0-ZX90 | ILLUMINATED PUSHBUTTON, 22MM, ROUND, PLASTIC WITH METAL FRONT RING, WHITE, FLAT BUTTON, MOMENTA | 35.07
3SU1132-0AB60-1BA0-ZY10 | ILLUMINATED PUSHBUTTON, 22MM, ROUND, PLASTIC WITH METAL FRONT RING, WHITE, FLAT BUTTON, MOMENTA | 38.23
3SU1132-0AB60-1BA0-ZY11 | ILLUMINATED PUSHBUTTON, 22MM, ROUND, PLASTIC WITH METAL FRONT RING, WHITE, FLAT BUTTON, MOMENTA | 38.23
3SU1132-0AB60-3BA0-ZX90 | ILLUMINATED PUSHBUTTON, 22MM, ROUND, PLASTIC WITH METAL FRONT RING, WHITE, FLAT BUTTON, MOMENTA | 35.44
3SU1132-0AB60-3BA0-ZY10 | ILLUMINATED PUSHBUTTON, 22MM, ROUND, PLASTIC WITH METAL FRONT RING, WHITE, FLAT BUTTON, MOMENTA | 38.62
3SU1132-0AB60-3BA0-ZY11 | ILLUMINATED PUSHBUTTON, 22MM, ROUND, PLASTIC WITH METAL FRONT RING, WHITE, FLAT BUTTON, MOMENTA | 38.62
3SU1132-0AB60-3BA0-ZY12 | ILLUMINATED PUSHBUTTON, 22MM, ROUND, PLASTIC WITH METAL FRONT RING, WHITE, FLAT BUTTON, MOMENTA | 38.62
3SU1132-0AB70-1BA0-ZY10 | ILLUMINATED PUSHBUTTON, 22MM, ROUND, PLASTIC WITH METAL FRONT RING, CLEAR, FLAT BUTTON, MOMENTA | 38.23
3SU1132-0AB70-1BA0-ZY11 | ILLUMINATED PUSHBUTTON, 22MM, ROUND, PLASTIC WITH METAL FRONT RING, CLEAR, FLAT BUTTON, MOMENTA | 38.23
3SU1132-0AB70-1BA0-ZY12 | ILLUMINATED PUSHBUTTON, 22MM, ROUND, PLASTIC WITH METAL FRONT RING, CLEAR, FLAT BUTTON, MOMENTA | 38.23
3SU1132-0AB70-1BA0-ZY13 | ILLUMINATED PUSHBUTTON, 22MM, ROUND, PLASTIC WITH METAL FRONT RING, CLEAR, FLAT BUTTON, MOMENTA | 38.23
3SU1132-0AB70-3BA0-ZY10 | ILLUMINATED PUSHBUTTON, 22MM, ROUND, PLASTIC WITH METAL FRONT RING, CLEAR, FLAT BUTTON, MOMENTA | 38.62
3SU1132-0AB70-3BA0-ZY11 | ILLUMINATED PUSHBUTTON, 22MM, ROUND, PLASTIC WITH METAL FRONT RING, CLEAR, FLAT BUTTON, MOMENTA | 38.62
3SU1132-0AB70-3BA0-ZY12 | ILLUMINATED PUSHBUTTON, 22MM, ROUND, PLASTIC WITH METAL FRONT RING, CLEAR, FLAT BUTTON, MOMENTA | 38.62
3SU1132-0AB70-3BA0-ZY13 | ILLUMINATED PUSHBUTTON, 22MM, ROUND, PLASTIC WITH METAL FRONT RING, CLEAR, FLAT BUTTON, MOMENTA | 38.62
3SU1132-0AB60-1FA0-ZY15 | ILLUMINATED PUSHBUTTON, 22MM, ROUND, PLASTIC WITH METAL FRONT RING, WHITE, FLAT BUTTON, MOMENTA | 41.02
3SU1132-0AB60-3BA0 | ILLUMINATED PUSHBUTTON, 22MM, ROUND, PLASTIC WITH METAL FRONT RING, WHITE, FLAT BUTTON, MOMENTA | 35.44
3SU1132-0AB60-3BA0-ZY13 | ILLUMINATED PUSHBUTTON, 22MM, ROUND, PLASTIC WITH METAL FRONT RING, WHITE, FLAT BUTTON, MOMENTA | 38.62
3SU1132-0AB60-3BA0-ZY19 | ILLUMINATED PUSHBUTTON, 22MM, ROUND, PLASTIC WITH METAL FRONT RING, WHITE, FLAT BUTTON, MOMENTA | 36.71
3SU1132-0AB60-3FA0-ZY15 | ILLUMINATED PUSHBUTTON, 22MM, ROUND, PLASTIC WITH METAL FRONT RING, WHITE, FLAT BUTTON, MOMENTA | 41.98
3SU1132-0AB70-1BA0 | ILLUMINATED PUSHBUTTON, 22MM, ROUND, PLASTIC WITH METAL FRONT RING, CLEAR, FLAT BUTTON, MOMENTA | 35.07
3SU1132-0AB70-1BA0-ZY19 | ILLUMINATED PUSHBUTTON, 22MM, ROUND, PLASTIC WITH METAL FRONT RING, CLEAR, FLAT BUTTON, MOMENTA | 36.34
3SU1132-0AB70-1FA0-ZX90 | ILLUMINATED PUSHBUTTON, 22MM, ROUND, PLASTIC WITH METAL FRONT RING, CLEAR, FLAT BUTTON, MOMENTA | 37.86
3SU1132-0AB70-1FA0-ZY15 | ILLUMINATED PUSHBUTTON, 22MM, ROUND, PLASTIC WITH METAL FRONT RING, CLEAR, FLAT BUTTON, MOMENTA | 41.02
3SU1132-0AB70-3BA0 | ILLUMINATED PUSHBUTTON, 22MM, ROUND, PLASTIC WITH METAL FRONT RING, CLEAR, FLAT BUTTON, MOMENTA | 35.44
3SU1132-0AB70-3BA0-ZY19 | ILLUMINATED PUSHBUTTON, 22MM, ROUND, PLASTIC WITH METAL FRONT RING, CLEAR, FLAT BUTTON, MOMENTA | 36.71
3SU1132-0AB70-3FA0-ZX90 | ILLUMINATED PUSHBUTTON, 22MM, ROUND, PLASTIC WITH METAL FRONT RING, CLEAR, FLAT BUTTON, MOMENTA | 38.8
3SU1133-0AB20-1CA0 | ILLUMINATED PUSHBUTTON, 22MM, ROUND, PLASTIC WITH METAL FRONT RING, RED, FLAT BUTTON, MOMENTARY | 39.95
3SU1133-0AB20-1CA0-ZY10 | ILLUMINATED PUSHBUTTON, 22MM, ROUND, PLASTIC WITH METAL FRONT RING, RED, FLAT BUTTON, MOMENTARY | 43.11
3SU1133-0AB20-1CA0-ZY19 | ILLUMINATED PUSHBUTTON, 22MM, ROUND, PLASTIC WITH METAL FRONT RING, RED, FLAT BUTTON, MOMENTARY | 41.21
3SU1133-0AB20-1FA0-ZX90 | ILLUMINATED PUSHBUTTON, 22MM, ROUND, PLASTIC WITH METAL FRONT RING, RED, FLAT BUTTON, MOMENTARY | 42.92
3SU1051-0BB70-0AA0-ZY11 | ILLUMINATED PUSHBUTTON, 22MM, ROUND, METAL, SHINY, CLEAR, RAISED BUTTON, MOMENTARY CONTACT TYPE | 10.83
3SU1051-0BB70-0AA0-ZY13 | ILLUMINATED PUSHBUTTON, 22MM, ROUND, METAL, SHINY, CLEAR, RAISED BUTTON, MOMENTARY CONTACT TYPE | 10.83
3SU1051-1AA00-0AA0-ZY12 | ILLUM. MUSHROOM PUSHBUTTON, 22MM, ROUND, METAL, SHINY, AMBER, 30MM, LATCHING, PULL TO UNLATCH, | 24.62
3SU1051-1AA00-0AA0-ZY15 | ILLUM. MUSHROOM PUSHBUTTON, 22MM, ROUND, METAL, SHINY, AMBER, 30MM, LATCHING, PULL TO UNLATCH, | 24.62
3SU1051-1AA20-0AA0-ZY11 | ILLUM. MUSHROOM PUSHBUTTON, 22MM, ROUND, METAL, SHINY, RED, 30MM, LATCHING, PULL TO UNLATCH, | 24.62
3SU1051-1AA20-0AA0-ZY13 | ILLUM. MUSHROOM PUSHBUTTON, 22MM, ROUND, METAL, SHINY, RED, 30MM, LATCHING, PULL TO UNLATCH, | 24.62
3SU1051-1AA30-0AA0-ZY12 | ILLUM. MUSHROOM PUSHBUTTON, 22MM, ROUND, METAL, SHINY, YELLOW, 30MM, LATCHING, PULL TO UNLATCH | 24.62
3SU1051-1AA30-0AA0-ZY15 | ILLUM. MUSHROOM PUSHBUTTON, 22MM, ROUND, METAL, SHINY, YELLOW, 30MM, LATCHING, PULL TO UNLATCH | 24.62
3SU1051-1AA40-0AA0-ZY13 | ILLUM. MUSHROOM PUSHBUTTON, 22MM, ROUND, METAL, SHINY, GREEN, 30MM, LATCHING, PULL TO UNLATCH, | 24.62
3SU1051-1AA40-0AA0-ZY19 | ILLUM. MUSHROOM PUSHBUTTON, 22MM, ROUND, METAL, SHINY, GREEN, 30MM, LATCHING, PULL TO UNLATCH, | 22.72
3SU1051-1AA50-0AA0-ZY12 | ILLUM. MUSHROOM PUSHBUTTON, 22MM, ROUND, METAL, SHINY, BLUE, 30MM, LATCHING, PULL TO UNLATCH, | 24.62
3SU1051-1AA50-0AA0-ZY15 | ILLUM. MUSHROOM PUSHBUTTON, 22MM, ROUND, METAL, SHINY, BLUE, 30MM, LATCHING, PULL TO UNLATCH, | 24.62
3SU1051-1AA70-0AA0 | ILLUM. MUSHROOM PUSHBUTTON, 22MM, ROUND, METAL, SHINY, CLEAR, 30MM, LATCHING, PULL TO UNLATCH | 19.69
3SU1132-0AB70-3FA0 | ILLUMINATED PUSHBUTTON, 22MM, ROUND, PLASTIC WITH METAL FRONT RING, CLEAR, FLAT BUTTON, MOMENTA | 38.8
3SU1132-0AB70-3FA0-ZY10 | ILLUMINATED PUSHBUTTON, 22MM, ROUND, PLASTIC WITH METAL FRONT RING, CLEAR, FLAT BUTTON, MOMENTA | 41.98
3SU1132-0AB70-3FA0-ZY19 | ILLUMINATED PUSHBUTTON, 22MM, ROUND, PLASTIC WITH METAL FRONT RING, CLEAR, FLAT BUTTON, MOMENTA | 40.06
3SU1133-0AB20-1CA0-ZX90 | ILLUMINATED PUSHBUTTON, 22MM, ROUND, PLASTIC WITH METAL FRONT RING, RED, FLAT BUTTON, MOMENTARY | 39.95
3SU1133-0AB20-1FA0 | ILLUMINATED PUSHBUTTON, 22MM, ROUND, PLASTIC WITH METAL FRONT RING, RED, FLAT BUTTON, MOMENTARY | 42.92
3SU1133-0AB20-1FA0-ZY10 | ILLUMINATED PUSHBUTTON, 22MM, ROUND, PLASTIC WITH METAL FRONT RING, RED, FLAT BUTTON, MOMENTARY | 46.09
3SU1051-0BB70-0AA0-ZY12 | ILLUMINATED PUSHBUTTON, 22MM, ROUND, METAL, SHINY, CLEAR, RAISED BUTTON, MOMENTARY CONTACT TYPE | 10.83
3SU1051-0BB70-0AA0-ZY15 | ILLUMINATED PUSHBUTTON, 22MM, ROUND, METAL, SHINY, CLEAR, RAISED BUTTON, MOMENTARY CONTACT TYPE | 10.83
3SU1051-1AA00-0AA0-ZY11 | ILLUM. MUSHROOM PUSHBUTTON, 22MM, ROUND, METAL, SHINY, AMBER, 30MM, LATCHING, PULL TO UNLATCH, | 24.62
3SU1051-1AA00-0AA0-ZY13 | ILLUM. MUSHROOM PUSHBUTTON, 22MM, ROUND, METAL, SHINY, AMBER, 30MM, LATCHING, PULL TO UNLATCH, | 24.62
3SU1051-1AA20-0AA0-ZY12 | ILLUM. MUSHROOM PUSHBUTTON, 22MM, ROUND, METAL, SHINY, RED, 30MM, LATCHING, PULL TO UNLATCH, | 24.62
3SU1051-1AA20-0AA0-ZY15 | ILLUM. MUSHROOM PUSHBUTTON, 22MM, ROUND, METAL, SHINY, RED, 30MM, LATCHING, PULL TO UNLATCH, | 24.62
3SU1051-1AA30-0AA0-ZY13 | ILLUM. MUSHROOM PUSHBUTTON, 22MM, ROUND, METAL, SHINY, YELLOW, 30MM, LATCHING, PULL TO UNLATCH | 24.62
3SU1051-1AA30-0AA0-ZY19 | ILLUM. MUSHROOM PUSHBUTTON, 22MM, ROUND, METAL, SHINY, YELLOW, 30MM, LATCHING, PULL TO UNLATCH | 22.72
3SU1051-1AA40-0AA0-ZY12 | ILLUM. MUSHROOM PUSHBUTTON, 22MM, ROUND, METAL, SHINY, GREEN, 30MM, LATCHING, PULL TO UNLATCH, | 24.62
3SU1051-1AA40-0AA0-ZY15 | ILLUM. MUSHROOM PUSHBUTTON, 22MM, ROUND, METAL, SHINY, GREEN, 30MM, LATCHING, PULL TO UNLATCH, | 24.62
3SU1051-1AA50-0AA0-ZY13 | ILLUM. MUSHROOM PUSHBUTTON, 22MM, ROUND, METAL, SHINY, BLUE, 30MM, LATCHING, PULL TO UNLATCH, | 24.62
3SU1051-1AA50-0AA0-ZY19 | ILLUM. MUSHROOM PUSHBUTTON, 22MM, ROUND, METAL, SHINY, BLUE, 30MM, LATCHING, PULL TO UNLATCH, | 22.72
3SU1051-1AA70-0AA0-ZY15 | ILLUM. MUSHROOM PUSHBUTTON, 22MM, ROUND, METAL, SHINY, CLEAR, 30MM, LATCHING, PULL TO UNLATCH, | 24.62
3SU1051-1AD30-0AA0 | ILLUM. MUSHROOM PUSHBUTTON, 22MM, ROUND, METAL, SHINY, YELLOW, 30MM, MOMENTARY CONTACT TYPE | 10.47
3SU1051-1AD30-0AA0-ZY13 | ILLUM. MUSHROOM PUSHBUTTON, 22MM, ROUND, METAL, SHINY, YELLOW, 30MM, MOMENTARY CONTACT TYPE, W | 14.55
3SU1051-1AD30-0AA0-ZY19 | ILLUM. MUSHROOM PUSHBUTTON, 22MM, ROUND, METAL, SHINY, YELLOW, 30MM, MOMENTARY CONTACT TYPE, W | 12.66
3SU1051-1AD40-0AA0-ZY15 | ILLUM. MUSHROOM PUSHBUTTON, 22MM, ROUND, METAL, SHINY, GREEN, 30MM, MOMENTARY CONTACT TYPE, WI | 14.55
3SU1051-1AD60-0AA0 | ILLUM. MUSHROOM PUSHBUTTON, 22MM, ROUND, METAL, SHINY, WHITE, 30MM, MOMENTARY CONTACT TYPE | 10.47
3SU1051-1AD60-0AA0-ZY19 | ILLUM. MUSHROOM PUSHBUTTON, 22MM, ROUND, METAL, SHINY, WHITE, 30MM, MOMENTARY CONTACT TYPE, WI | 12.66
3SU1051-1BA00-0AA0-ZX90 | ILLUM. MUSHROOM PUSHBUTTON, 22MM, ROUND, METAL, SHINY, AMBER, 40MM, LATCHING, PULL TO UNLATCH, | 21.46
3SU1051-1BA00-0AA0-ZY15 | ILLUM. MUSHROOM PUSHBUTTON, 22MM, ROUND, METAL, SHINY, AMBER, 40MM, LATCHING, PULL TO UNLATCH, | 24.62
3SU1051-1BA20-0AA0 | ILLUM. MUSHROOM PUSHBUTTON, 22MM, ROUND, METAL, SHINY, RED, 40MM, LATCHING, PULL TO UNLATCH | 19.69
3SU1051-1BA20-0AA0-ZY19 | ILLUM. MUSHROOM PUSHBUTTON, 22MM, ROUND, METAL, SHINY, RED, 40MM, LATCHING, PULL TO UNLATCH, | 22.72
3SU1051-0BB70-0AA0 | ILLUMINATED PUSHBUTTON, 22MM, ROUND, METAL, SHINY, CLEAR, RAISED BUTTON, MOMENTARY CONTACT TYPE | 7.05
3SU1051-0BB70-0AA0-ZX90 | ILLUMINATED PUSHBUTTON, 22MM, ROUND, METAL, SHINY, CLEAR, RAISED BUTTON, MOMENTARY CONTACT TYPE | 7.67
3SU1051-0BB70-0AA0-ZY10 | ILLUMINATED PUSHBUTTON, 22MM, ROUND, METAL, SHINY, CLEAR, RAISED BUTTON, MOMENTARY CONTACT TYPE | 10.83
3SU1051-1AA00-0AA0-ZY19 | ILLUM. MUSHROOM PUSHBUTTON, 22MM, ROUND, METAL, SHINY, AMBER, 30MM, LATCHING, PULL TO UNLATCH, | 22.72
3SU1051-1AA20-0AA0 | ILLUM. MUSHROOM PUSHBUTTON, 22MM, ROUND, METAL, SHINY, RED, 30MM, LATCHING, PULL TO UNLATCH | 19.69
3SU1051-1AA20-0AA0-ZX90 | ILLUM. MUSHROOM PUSHBUTTON, 22MM, ROUND, METAL, SHINY, RED, 30MM, LATCHING, PULL TO UNLATCH, | 21.46
3SU1051-1AA20-0AA0-ZY10 | ILLUM. MUSHROOM PUSHBUTTON, 22MM, ROUND, METAL, SHINY, RED, 30MM, LATCHING, PULL TO UNLATCH, | 24.62
3SU1051-1AA40-0AA0 | ILLUM. MUSHROOM PUSHBUTTON, 22MM, ROUND, METAL, SHINY, GREEN, 30MM, LATCHING, PULL TO UNLATCH | 19.69
3SU1051-1AA40-0AA0-ZX90 | ILLUM. MUSHROOM PUSHBUTTON, 22MM, ROUND, METAL, SHINY, GREEN, 30MM, LATCHING, PULL TO UNLATCH, | 21.46
3SU1051-1AA40-0AA0-ZY10 | ILLUM. MUSHROOM PUSHBUTTON, 22MM, ROUND, METAL, SHINY, GREEN, 30MM, LATCHING, PULL TO UNLATCH, | 24.62
3SU1051-1AA40-0AA0-ZY11 | ILLUM. MUSHROOM PUSHBUTTON, 22MM, ROUND, METAL, SHINY, GREEN, 30MM, LATCHING, PULL TO UNLATCH, | 24.62
3SU1051-1AA70-0AA0-ZX90 | ILLUM. MUSHROOM PUSHBUTTON, 22MM, ROUND, METAL, SHINY, CLEAR, 30MM, LATCHING, PULL TO UNLATCH, | 21.46
3SU1051-1AA70-0AA0-ZY10 | ILLUM. MUSHROOM PUSHBUTTON, 22MM, ROUND, METAL, SHINY, CLEAR, 30MM, LATCHING, PULL TO UNLATCH, | 24.62
3SU1051-1AA70-0AA0-ZY11 | ILLUM. MUSHROOM PUSHBUTTON, 22MM, ROUND, METAL, SHINY, CLEAR, 30MM, LATCHING, PULL TO UNLATCH, | 24.62
3SU1051-1AA70-0AA0-ZY12 | ILLUM. MUSHROOM PUSHBUTTON, 22MM, ROUND, METAL, SHINY, CLEAR, 30MM, LATCHING, PULL TO UNLATCH, | 24.62
3SU1051-1AD40-0AA0-ZX90 | ILLUM. MUSHROOM PUSHBUTTON, 22MM, ROUND, METAL, SHINY, GREEN, 30MM, MOMENTARY CONTACT TYPE, Z | 11.39
3SU1051-1AD40-0AA0-ZY10 | ILLUM. MUSHROOM PUSHBUTTON, 22MM, ROUND, METAL, SHINY, GREEN, 30MM, MOMENTARY CONTACT TYPE, WI | 14.55
3SU1051-1AD40-0AA0-ZY11 | ILLUM. MUSHROOM PUSHBUTTON, 22MM, ROUND, METAL, SHINY, GREEN, 30MM, MOMENTARY CONTACT TYPE, WI | 14.55
3SU1051-1AD40-0AA0-ZY12 | ILLUM. MUSHROOM PUSHBUTTON, 22MM, ROUND, METAL, SHINY, GREEN, 30MM, MOMENTARY CONTACT TYPE, WI | 14.55
3SU1051-1BA00-0AA0-ZY10 | ILLUM. MUSHROOM PUSHBUTTON, 22MM, ROUND, METAL, SHINY, AMBER, 40MM, LATCHING, PULL TO UNLATCH, | 24.62
3SU1051-1BA00-0AA0-ZY11 | ILLUM. MUSHROOM PUSHBUTTON, 22MM, ROUND, METAL, SHINY, AMBER, 40MM, LATCHING, PULL TO UNLATCH, | 24.62
3SU1051-1BA00-0AA0-ZY12 | ILLUM. MUSHROOM PUSHBUTTON, 22MM, ROUND, METAL, SHINY, AMBER, 40MM, LATCHING, PULL TO UNLATCH, | 24.62
3SU1051-1BA00-0AA0-ZY13 | ILLUM. MUSHROOM PUSHBUTTON, 22MM, ROUND, METAL, SHINY, AMBER, 40MM, LATCHING, PULL TO UNLATCH, | 24.62
3SU1051-1BA30-0AA0-ZY11 | ILLUM. MUSHROOM PUSHBUTTON, 22MM, ROUND, METAL, SHINY, YELLOW, 40MM, LATCHING, PULL TO UNLATCH | 24.62
3SU1051-1BA30-0AA0-ZY12 | ILLUM. MUSHROOM PUSHBUTTON, 22MM, ROUND, METAL, SHINY, YELLOW, 40MM, LATCHING, PULL TO UNLATCH | 24.62
3SU1051-1BA30-0AA0-ZY13 | ILLUM. MUSHROOM PUSHBUTTON, 22MM, ROUND, METAL, SHINY, YELLOW, 40MM, LATCHING, PULL TO UNLATCH | 24.62
3SU1051-1BA30-0AA0-ZY15 | ILLUM. MUSHROOM PUSHBUTTON, 22MM, ROUND, METAL, SHINY, YELLOW, 40MM, LATCHING, PULL TO UNLATCH | 24.62
3SU1051-1BA50-0AA0-ZY11 | ILLUM. MUSHROOM PUSHBUTTON, 22MM, ROUND, METAL, SHINY, BLUE, 40MM, LATCHING, PULL TO UNLATCH, | 24.62
3SU1051-1BA50-0AA0-ZY12 | ILLUM. MUSHROOM PUSHBUTTON, 22MM, ROUND, METAL, SHINY, BLUE, 40MM, LATCHING, PULL TO UNLATCH, | 24.62
3SU1132-0AB70-3BA0-ZY15 | ILLUMINATED PUSHBUTTON, 22MM, ROUND, PLASTIC WITH METAL FRONT RING, CLEAR, FLAT BUTTON, MOMENTA | 38.62
3SU1133-0AB20-1CA0-ZY11 | ILLUMINATED PUSHBUTTON, 22MM, ROUND, PLASTIC WITH METAL FRONT RING, RED, FLAT BUTTON, MOMENTARY | 43.11
3SU1133-0AB20-1CA0-ZY12 | ILLUMINATED PUSHBUTTON, 22MM, ROUND, PLASTIC WITH METAL FRONT RING, RED, FLAT BUTTON, MOMENTARY | 43.11
3SU1133-0AB20-1CA0-ZY13 | ILLUMINATED PUSHBUTTON, 22MM, ROUND, PLASTIC WITH METAL FRONT RING, RED, FLAT BUTTON, MOMENTARY | 43.11
3SU1133-0AB20-1CA0-ZY15 | ILLUMINATED PUSHBUTTON, 22MM, ROUND, PLASTIC WITH METAL FRONT RING, RED, FLAT BUTTON, MOMENTARY | 43.11
3SU1051-0BB70-0AA0-ZY19 | ILLUMINATED PUSHBUTTON, 22MM, ROUND, METAL, SHINY, CLEAR, RAISED BUTTON, MOMENTARY CONTACT TYPE | 8.93
3SU1051-1AA00-0AA0 | ILLUM. MUSHROOM PUSHBUTTON, 22MM, ROUND, METAL, SHINY, AMBER, 30MM, LATCHING, PULL TO UNLATCH | 19.69
3SU1051-1AA00-0AA0-ZX90 | ILLUM. MUSHROOM PUSHBUTTON, 22MM, ROUND, METAL, SHINY, AMBER, 30MM, LATCHING, PULL TO UNLATCH, | 21.46
3SU1051-1AA00-0AA0-ZY10 | ILLUM. MUSHROOM PUSHBUTTON, 22MM, ROUND, METAL, SHINY, AMBER, 30MM, LATCHING, PULL TO UNLATCH, | 24.62
3SU1051-1AA20-0AA0-ZY19 | ILLUM. MUSHROOM PUSHBUTTON, 22MM, ROUND, METAL, SHINY, RED, 30MM, LATCHING, PULL TO UNLATCH, | 22.72
3SU1051-1AA30-0AA0 | ILLUM. MUSHROOM PUSHBUTTON, 22MM, ROUND, METAL, SHINY, YELLOW, 30MM, LATCHING, PULL TO UNLATCH | 19.69
3SU1051-1AA30-0AA0-ZX90 | ILLUM. MUSHROOM PUSHBUTTON, 22MM, ROUND, METAL, SHINY, YELLOW, 30MM, LATCHING, PULL TO UNLATCH | 21.46
3SU1051-1AA30-0AA0-ZY10 | ILLUM. MUSHROOM PUSHBUTTON, 22MM, ROUND, METAL, SHINY, YELLOW, 30MM, LATCHING, PULL TO UNLATCH | 24.62
3SU1051-1AA30-0AA0-ZY11 | ILLUM. MUSHROOM PUSHBUTTON, 22MM, ROUND, METAL, SHINY, YELLOW, 30MM, LATCHING, PULL TO UNLATCH | 24.62
3SU1051-1AA50-0AA0 | ILLUM. MUSHROOM PUSHBUTTON, 22MM, ROUND, METAL, SHINY, BLUE, 30MM, LATCHING, PULL TO UNLATCH | 19.69
3SU1051-1AA50-0AA0-ZX90 | ILLUM. MUSHROOM PUSHBUTTON, 22MM, ROUND, METAL, SHINY, BLUE, 30MM, LATCHING, PULL TO UNLATCH, | 21.46
3SU1051-1AA50-0AA0-ZY10 | ILLUM. MUSHROOM PUSHBUTTON, 22MM, ROUND, METAL, SHINY, BLUE, 30MM, LATCHING, PULL TO UNLATCH, | 24.62
3SU1051-1AA50-0AA0-ZY11 | ILLUM. MUSHROOM PUSHBUTTON, 22MM, ROUND, METAL, SHINY, BLUE, 30MM, LATCHING, PULL TO UNLATCH, | 24.62
3SU1051-1AD30-0AA0-ZX90 | ILLUM. MUSHROOM PUSHBUTTON, 22MM, ROUND, METAL, SHINY, YELLOW, 30MM, MOMENTARY CONTACT TYPE, Z | 11.39
3SU1051-1AD30-0AA0-ZY10 | ILLUM. MUSHROOM PUSHBUTTON, 22MM, ROUND, METAL, SHINY, YELLOW, 30MM, MOMENTARY CONTACT TYPE, W | 14.55
3SU1051-1AD30-0AA0-ZY11 | ILLUM. MUSHROOM PUSHBUTTON, 22MM, ROUND, METAL, SHINY, YELLOW, 30MM, MOMENTARY CONTACT TYPE, W | 14.55
3SU1051-1AD30-0AA0-ZY12 | ILLUM. MUSHROOM PUSHBUTTON, 22MM, ROUND, METAL, SHINY, YELLOW, 30MM, MOMENTARY CONTACT TYPE, W | 14.55
3SU1051-1AD60-0AA0-ZY10 | ILLUM. MUSHROOM PUSHBUTTON, 22MM, ROUND, METAL, SHINY, WHITE, 30MM, MOMENTARY CONTACT TYPE, WI | 14.55
3SU1051-1AD60-0AA0-ZY11 | ILLUM. MUSHROOM PUSHBUTTON, 22MM, ROUND, METAL, SHINY, WHITE, 30MM, MOMENTARY CONTACT TYPE, WI | 14.55
3SU1051-1AD60-0AA0-ZY12 | ILLUM. MUSHROOM PUSHBUTTON, 22MM, ROUND, METAL, SHINY, WHITE, 30MM, MOMENTARY CONTACT TYPE, WI | 14.55
3SU1051-1AD60-0AA0-ZY13 | ILLUM. MUSHROOM PUSHBUTTON, 22MM, ROUND, METAL, SHINY, WHITE, 30MM, MOMENTARY CONTACT TYPE, WI | 14.55
3SU1051-1BA20-0AA0-ZY10 | ILLUM. MUSHROOM PUSHBUTTON, 22MM, ROUND, METAL, SHINY, RED, 40MM, LATCHING, PULL TO UNLATCH, | 24.62
3SU1051-1BA20-0AA0-ZY11 | ILLUM. MUSHROOM PUSHBUTTON, 22MM, ROUND, METAL, SHINY, RED, 40MM, LATCHING, PULL TO UNLATCH, | 24.62
3SU1051-1BA20-0AA0-ZY12 | ILLUM. MUSHROOM PUSHBUTTON, 22MM, ROUND, METAL, SHINY, RED, 40MM, LATCHING, PULL TO UNLATCH, | 24.62
3SU1051-1BA30-0AA0-ZX90 | ILLUM. MUSHROOM PUSHBUTTON, 22MM, ROUND, METAL, SHINY, YELLOW, 40MM, LATCHING, PULL TO UNLATCH | 21.46
3SU1051-1BA40-0AA0 | ILLUM. MUSHROOM PUSHBUTTON, 22MM, ROUND, METAL, SHINY, GREEN, 40MM, LATCHING, PULL TO UNLATCH | 19.69
3SU1051-1BA40-0AA0-ZY10 | ILLUM. MUSHROOM PUSHBUTTON, 22MM, ROUND, METAL, SHINY, GREEN, 40MM, LATCHING, PULL TO UNLATCH, | 24.62
3SU1051-1BA40-0AA0-ZY19 | ILLUM. MUSHROOM PUSHBUTTON, 22MM, ROUND, METAL, SHINY, GREEN, 40MM, LATCHING, PULL TO UNLATCH, | 22.72
3SU1051-1BA50-0AA0-ZX90 | ILLUM. MUSHROOM PUSHBUTTON, 22MM, ROUND, METAL, SHINY, BLUE, 40MM, LATCHING, PULL TO UNLATCH, | 21.46
3SU1051-1BA70-0AA0 | ILLUM. MUSHROOM PUSHBUTTON, 22MM, ROUND, METAL, SHINY, CLEAR, 40MM, LATCHING, PULL TO UNLATCH | 19.69
3SU1051-1BA70-0AA0-ZY10 | ILLUM. MUSHROOM PUSHBUTTON, 22MM, ROUND, METAL, SHINY, CLEAR, 40MM, LATCHING, PULL TO UNLATCH, | 24.62
3SU1051-1BD00-0AA0-ZX90 | ILLUM. MUSHROOM PUSHBUTTON, 22MM, ROUND, METAL, SHINY, AMBER, 40MM, MOMENTARY CONTACT TYPE, Z | 11.39
3SU1051-1BD00-0AA0-ZY11 | ILLUM. MUSHROOM PUSHBUTTON, 22MM, ROUND, METAL, SHINY, AMBER, 40MM, MOMENTARY CONTACT TYPE, WI | 14.55
3SU1051-1BD30-0AA0 | ILLUM. MUSHROOM PUSHBUTTON, 22MM, ROUND, METAL, SHINY, YELLOW, 40MM, MOMENTARY CONTACT TYPE | 10.47
3SU1051-1BD30-0AA0-ZY10 | ILLUM. MUSHROOM PUSHBUTTON, 22MM, ROUND, METAL, SHINY, YELLOW, 40MM, MOMENTARY CONTACT TYPE, W | 14.55
3SU1051-1BD40-0AA0-ZX90 | ILLUM. MUSHROOM PUSHBUTTON, 22MM, ROUND, METAL, SHINY, GREEN, 40MM, MOMENTARY CONTACT TYPE, Z | 11.39
3SU1051-1BD40-0AA0-ZY11 | ILLUM. MUSHROOM PUSHBUTTON, 22MM, ROUND, METAL, SHINY, GREEN, 40MM, MOMENTARY CONTACT TYPE, WI | 14.55
3SU1051-1BD60-0AA0-ZY10 | ILLUM. MUSHROOM PUSHBUTTON, 22MM, ROUND, METAL, SHINY, WHITE, 40MM, MOMENTARY CONTACT TYPE, WI | 14.55
3SU1051-1BD60-0AA0-ZY12 | ILLUM. MUSHROOM PUSHBUTTON, 22MM, ROUND, METAL, SHINY, WHITE, 40MM, MOMENTARY CONTACT TYPE, WI | 14.55
3SU1051-1CA20-0AA0-ZX90 | ILLUM. MUSHROOM PUSHBUTTON, 22MM, ROUND, METAL, SHINY, RED, 60MM, LATCHING, PULL TO UNLATCH, | 21.46
3SU1051-1CA20-0AA0-ZY11 | ILLUM. MUSHROOM PUSHBUTTON, 22MM, ROUND, METAL, SHINY, RED, 60MM, LATCHING, PULL TO UNLATCH, | 24.62
3SU1051-1CA20-0AA0-ZY13 | ILLUM. MUSHROOM PUSHBUTTON, 22MM, ROUND, METAL, SHINY, RED, 60MM, LATCHING, PULL TO UNLATCH, | 24.62
3SU1051-1CA30-0AA0-ZY10 | ILLUM. MUSHROOM PUSHBUTTON, 22MM, ROUND, METAL, SHINY, YELLOW, 60MM, LATCHING, PULL TO UNLATCH | 24.62
3SU1051-1CA30-0AA0-ZY12 | ILLUM. MUSHROOM PUSHBUTTON, 22MM, ROUND, METAL, SHINY, YELLOW, 60MM, LATCHING, PULL TO UNLATCH | 24.62
3SU1051-1CA40-0AA0-ZY11 | ILLUM. MUSHROOM PUSHBUTTON, 22MM, ROUND, METAL, SHINY, GREEN, 60MM, LATCHING, PULL TO UNLATCH, | 24.62
3SU1051-1CA40-0AA0-ZY13 | ILLUM. MUSHROOM PUSHBUTTON, 22MM, ROUND, METAL, SHINY, GREEN, 60MM, LATCHING, PULL TO UNLATCH, | 24.62
3SU1051-1CA50-0AA0-ZY10 | ILLUM. MUSHROOM PUSHBUTTON, 22MM, ROUND, METAL, SHINY, BLUE, 60MM, LATCHING, PULL TO UNLATCH, | 24.62
3SU1051-1CA50-0AA0-ZY12 | ILLUM. MUSHROOM PUSHBUTTON, 22MM, ROUND, METAL, SHINY, BLUE, 60MM, LATCHING, PULL TO UNLATCH, | 24.62
3SU1051-1CA50-0AA0-ZY15 | ILLUM. MUSHROOM PUSHBUTTON, 22MM, ROUND, METAL, SHINY, BLUE, 60MM, LATCHING, PULL TO UNLATCH, | 24.62
3SU1051-1CA70-0AA0-ZY11 | ILLUM. MUSHROOM PUSHBUTTON, 22MM, ROUND, METAL, SHINY, CLEAR, 60MM, LATCHING, PULL TO UNLATCH, | 24.62
3SU1051-1CA70-0AA0-ZY13 | ILLUM. MUSHROOM PUSHBUTTON, 22MM, ROUND, METAL, SHINY, CLEAR, 60MM, LATCHING, PULL TO UNLATCH, | 24.62
3SU1051-1CD00-0AA0-ZY12 | ILLUM. MUSHROOM PUSHBUTTON, 22MM, ROUND, METAL, SHINY, AMBER, 60MM, MOMENTARY CONTACT TYPE, WI | 14.49
3SU1051-1CD00-0AA0-ZY15 | ILLUM. MUSHROOM PUSHBUTTON, 22MM, ROUND, METAL, SHINY, AMBER, 60MM, MOMENTARY CONTACT TYPE, WI | 14.49
3SU1051-1AA70-0AA0-ZY13 | ILLUM. MUSHROOM PUSHBUTTON, 22MM, ROUND, METAL, SHINY, CLEAR, 30MM, LATCHING, PULL TO UNLATCH, | 24.62
3SU1051-1AA70-0AA0-ZY19 | ILLUM. MUSHROOM PUSHBUTTON, 22MM, ROUND, METAL, SHINY, CLEAR, 30MM, LATCHING, PULL TO UNLATCH, | 22.72
3SU1051-1AD30-0AA0-ZY15 | ILLUM. MUSHROOM PUSHBUTTON, 22MM, ROUND, METAL, SHINY, YELLOW, 30MM, MOMENTARY CONTACT TYPE, W | 14.55
3SU1051-1AD40-0AA0 | ILLUM. MUSHROOM PUSHBUTTON, 22MM, ROUND, METAL, SHINY, GREEN, 30MM, MOMENTARY CONTACT TYPE | 10.47
3SU1051-1AD40-0AA0-ZY13 | ILLUM. MUSHROOM PUSHBUTTON, 22MM, ROUND, METAL, SHINY, GREEN, 30MM, MOMENTARY CONTACT TYPE, WI | 14.55
3SU1051-1AD40-0AA0-ZY19 | ILLUM. MUSHROOM PUSHBUTTON, 22MM, ROUND, METAL, SHINY, GREEN, 30MM, MOMENTARY CONTACT TYPE, WI | 12.66
3SU1051-1AD60-0AA0-ZX90 | ILLUM. MUSHROOM PUSHBUTTON, 22MM, ROUND, METAL, SHINY, WHITE, 30MM, MOMENTARY CONTACT TYPE, Z | 11.39
3SU1051-1AD60-0AA0-ZY15 | ILLUM. MUSHROOM PUSHBUTTON, 22MM, ROUND, METAL, SHINY, WHITE, 30MM, MOMENTARY CONTACT TYPE, WI | 14.55
3SU1051-1BA00-0AA0 | ILLUM. MUSHROOM PUSHBUTTON, 22MM, ROUND, METAL, SHINY, AMBER, 40MM, LATCHING, PULL TO UNLATCH | 19.69
3SU1051-1BA00-0AA0-ZY19 | ILLUM. MUSHROOM PUSHBUTTON, 22MM, ROUND, METAL, SHINY, AMBER, 40MM, LATCHING, PULL TO UNLATCH, | 22.72
3SU1051-1BA20-0AA0-ZX90 | ILLUM. MUSHROOM PUSHBUTTON, 22MM, ROUND, METAL, SHINY, RED, 40MM, LATCHING, PULL TO UNLATCH, | 21.46
3SU1051-1BA30-0AA0 | ILLUM. MUSHROOM PUSHBUTTON, 22MM, ROUND, METAL, SHINY, YELLOW, 40MM, LATCHING, PULL TO UNLATCH | 19.69
3SU1051-1BA30-0AA0-ZY10 | ILLUM. MUSHROOM PUSHBUTTON, 22MM, ROUND, METAL, SHINY, YELLOW, 40MM, LATCHING, PULL TO UNLATCH | 24.62
3SU1051-1BA30-0AA0-ZY19 | ILLUM. MUSHROOM PUSHBUTTON, 22MM, ROUND, METAL, SHINY, YELLOW, 40MM, LATCHING, PULL TO UNLATCH | 22.72
3SU1051-1BA40-0AA0-ZX90 | ILLUM. MUSHROOM PUSHBUTTON, 22MM, ROUND, METAL, SHINY, GREEN, 40MM, LATCHING, PULL TO UNLATCH, | 21.46
3SU1051-1BA50-0AA0 | ILLUM. MUSHROOM PUSHBUTTON, 22MM, ROUND, METAL, SHINY, BLUE, 40MM, LATCHING, PULL TO UNLATCH | 19.69
3SU1051-1BA50-0AA0-ZY10 | ILLUM. MUSHROOM PUSHBUTTON, 22MM, ROUND, METAL, SHINY, BLUE, 40MM, LATCHING, PULL TO UNLATCH, | 24.62
3SU1051-1BA70-0AA0-ZX90 | ILLUM. MUSHROOM PUSHBUTTON, 22MM, ROUND, METAL, SHINY, CLEAR, 40MM, LATCHING, PULL TO UNLATCH, | 21.46
3SU1051-1BA70-0AA0-ZY11 | ILLUM. MUSHROOM PUSHBUTTON, 22MM, ROUND, METAL, SHINY, CLEAR, 40MM, LATCHING, PULL TO UNLATCH, | 24.62
3SU1051-1BD00-0AA0 | ILLUM. MUSHROOM PUSHBUTTON, 22MM, ROUND, METAL, SHINY, AMBER, 40MM, MOMENTARY CONTACT TYPE | 10.47
3SU1051-1BD00-0AA0-ZY10 | ILLUM. MUSHROOM PUSHBUTTON, 22MM, ROUND, METAL, SHINY, AMBER, 40MM, MOMENTARY CONTACT TYPE, WI | 14.55
3SU1051-1BD30-0AA0-ZX90 | ILLUM. MUSHROOM PUSHBUTTON, 22MM, ROUND, METAL, SHINY, YELLOW, 40MM, MOMENTARY CONTACT TYPE, Z | 11.39
3SU1051-1BD30-0AA0-ZY11 | ILLUM. MUSHROOM PUSHBUTTON, 22MM, ROUND, METAL, SHINY, YELLOW, 40MM, MOMENTARY CONTACT TYPE, W | 14.55
3SU1051-1BD40-0AA0-ZY10 | ILLUM. MUSHROOM PUSHBUTTON, 22MM, ROUND, METAL, SHINY, GREEN, 40MM, MOMENTARY CONTACT TYPE, WI | 14.55
3SU1051-1BD40-0AA0-ZY12 | ILLUM. MUSHROOM PUSHBUTTON, 22MM, ROUND, METAL, SHINY, GREEN, 40MM, MOMENTARY CONTACT TYPE, WI | 14.55
3SU1051-1BD60-0AA0-ZX90 | ILLUM. MUSHROOM PUSHBUTTON, 22MM, ROUND, METAL, SHINY, WHITE, 40MM, MOMENTARY CONTACT TYPE, Z | 11.39
3SU1051-1BD60-0AA0-ZY11 | ILLUM. MUSHROOM PUSHBUTTON, 22MM, ROUND, METAL, SHINY, WHITE, 40MM, MOMENTARY CONTACT TYPE, WI | 14.55
3SU1051-1CA20-0AA0-ZY10 | ILLUM. MUSHROOM PUSHBUTTON, 22MM, ROUND, METAL, SHINY, RED, 60MM, LATCHING, PULL TO UNLATCH, | 24.62
3SU1051-1CA20-0AA0-ZY12 | ILLUM. MUSHROOM PUSHBUTTON, 22MM, ROUND, METAL, SHINY, RED, 60MM, LATCHING, PULL TO UNLATCH, | 24.62
3SU1051-1BA50-0AA0-ZY13 | ILLUM. MUSHROOM PUSHBUTTON, 22MM, ROUND, METAL, SHINY, BLUE, 40MM, LATCHING, PULL TO UNLATCH, | 24.62
3SU1051-1BA50-0AA0-ZY15 | ILLUM. MUSHROOM PUSHBUTTON, 22MM, ROUND, METAL, SHINY, BLUE, 40MM, LATCHING, PULL TO UNLATCH, | 24.62
3SU1051-1BA50-0AA0-ZY19 | ILLUM. MUSHROOM PUSHBUTTON, 22MM, ROUND, METAL, SHINY, BLUE, 40MM, LATCHING, PULL TO UNLATCH, | 22.72
3SU1051-1BD00-0AA0-ZY12 | ILLUM. MUSHROOM PUSHBUTTON, 22MM, ROUND, METAL, SHINY, AMBER, 40MM, MOMENTARY CONTACT TYPE, WI | 14.55
3SU1051-1BD00-0AA0-ZY13 | ILLUM. MUSHROOM PUSHBUTTON, 22MM, ROUND, METAL, SHINY, AMBER, 40MM, MOMENTARY CONTACT TYPE, WI | 14.55
3SU1051-1BD00-0AA0-ZY15 | ILLUM. MUSHROOM PUSHBUTTON, 22MM, ROUND, METAL, SHINY, AMBER, 40MM, MOMENTARY CONTACT TYPE, WI | 14.55
3SU1051-1BD00-0AA0-ZY19 | ILLUM. MUSHROOM PUSHBUTTON, 22MM, ROUND, METAL, SHINY, AMBER, 40MM, MOMENTARY CONTACT TYPE, WI | 12.66
3SU1051-1BD40-0AA0-ZY13 | ILLUM. MUSHROOM PUSHBUTTON, 22MM, ROUND, METAL, SHINY, GREEN, 40MM, MOMENTARY CONTACT TYPE, WI | 14.55
3SU1051-1BD40-0AA0-ZY15 | ILLUM. MUSHROOM PUSHBUTTON, 22MM, ROUND, METAL, SHINY, GREEN, 40MM, MOMENTARY CONTACT TYPE, WI | 14.55
3SU1051-1BD40-0AA0-ZY19 | ILLUM. MUSHROOM PUSHBUTTON, 22MM, ROUND, METAL, SHINY, GREEN, 40MM, MOMENTARY CONTACT TYPE, WI | 12.66
3SU1051-1BD60-0AA0 | ILLUM. MUSHROOM PUSHBUTTON, 22MM, ROUND, METAL, SHINY, WHITE, 40MM, MOMENTARY CONTACT TYPE | 10.47
3SU1051-1CA20-0AA0-ZY15 | ILLUM. MUSHROOM PUSHBUTTON, 22MM, ROUND, METAL, SHINY, RED, 60MM, LATCHING, PULL TO UNLATCH, | 24.62
3SU1051-1CA20-0AA0-ZY19 | ILLUM. MUSHROOM PUSHBUTTON, 22MM, ROUND, METAL, SHINY, RED, 60MM, LATCHING, PULL TO UNLATCH, | 22.72
3SU1051-1CA30-0AA0 | ILLUM. MUSHROOM PUSHBUTTON, 22MM, ROUND, METAL, SHINY, YELLOW, 60MM, LATCHING, PULL TO UNLATCH | 19.69
3SU1051-1CA30-0AA0-ZX90 | ILLUM. MUSHROOM PUSHBUTTON, 22MM, ROUND, METAL, SHINY, YELLOW, 60MM, LATCHING, PULL TO UNLATCH | 21.46
3SU1051-1CA40-0AA0-ZY15 | ILLUM. MUSHROOM PUSHBUTTON, 22MM, ROUND, METAL, SHINY, GREEN, 60MM, LATCHING, PULL TO UNLATCH, | 24.62
3SU1051-1CA40-0AA0-ZY19 | ILLUM. MUSHROOM PUSHBUTTON, 22MM, ROUND, METAL, SHINY, GREEN, 60MM, LATCHING, PULL TO UNLATCH, | 22.72
3SU1051-1CA50-0AA0 | ILLUM. MUSHROOM PUSHBUTTON, 22MM, ROUND, METAL, SHINY, BLUE, 60MM, LATCHING, PULL TO UNLATCH | 19.69
3SU1051-1CA50-0AA0-ZX90 | ILLUM. MUSHROOM PUSHBUTTON, 22MM, ROUND, METAL, SHINY, BLUE, 60MM, LATCHING, PULL TO UNLATCH, | 21.46
3SU1051-1CA70-0AA0-ZY19 | ILLUM. MUSHROOM PUSHBUTTON, 22MM, ROUND, METAL, SHINY, CLEAR, 60MM, LATCHING, PULL TO UNLATCH, | 22.72
3SU1051-1CD00-0AA0 | ILLUM. MUSHROOM PUSHBUTTON, 22MM, ROUND, METAL, SHINY, AMBER, 60MM, MOMENTARY CONTACT TYPE | 10.4
3SU1051-1CD00-0AA0-ZX90 | ILLUM. MUSHROOM PUSHBUTTON, 22MM, ROUND, METAL, SHINY, AMBER, 60MM, MOMENTARY CONTACT TYPE, Z | 11.33
3SU1051-1CD00-0AA0-ZY10 | ILLUM. MUSHROOM PUSHBUTTON, 22MM, ROUND, METAL, SHINY, AMBER, 60MM, MOMENTARY CONTACT TYPE, WI | 14.49
3SU1051-1CD40-0AA0 | ILLUM. MUSHROOM PUSHBUTTON, 22MM, ROUND, METAL, SHINY, GREEN, 60MM, MOMENTARY CONTACT TYPE | 10.4
3SU1051-1CD40-0AA0-ZX90 | ILLUM. MUSHROOM PUSHBUTTON, 22MM, ROUND, METAL, SHINY, GREEN, 60MM, MOMENTARY CONTACT TYPE, Z | 11.33
3SU1051-1CD40-0AA0-ZY10 | ILLUM. MUSHROOM PUSHBUTTON, 22MM, ROUND, METAL, SHINY, GREEN, 60MM, MOMENTARY CONTACT TYPE, WI | 14.49
3SU1051-1CD40-0AA0-ZY11 | ILLUM. MUSHROOM PUSHBUTTON, 22MM, ROUND, METAL, SHINY, GREEN, 60MM, MOMENTARY CONTACT TYPE, WI | 14.49
3SU1051-1EA20-0AA0 | ILLUM. MUSHROOM PUSHBUTTON, 22MM, ROUND, METAL, SHINY, RED, 40MM, 3 SWITCH POSITIONS, LATCHES | 37.79
3SU1051-1EA20-0AA0-ZX90 | ILLUM. MUSHROOM PUSHBUTTON, 22MM, ROUND, METAL, SHINY, RED, 40MM, 3 SWITCH POSITIONS, LATCHES | 41.15
3SU1051-1BA20-0AA0-ZY13 | ILLUM. MUSHROOM PUSHBUTTON, 22MM, ROUND, METAL, SHINY, RED, 40MM, LATCHING, PULL TO UNLATCH, | 24.62
3SU1051-1BA20-0AA0-ZY15 | ILLUM. MUSHROOM PUSHBUTTON, 22MM, ROUND, METAL, SHINY, RED, 40MM, LATCHING, PULL TO UNLATCH, | 24.62
3SU1051-1BA40-0AA0-ZY11 | ILLUM. MUSHROOM PUSHBUTTON, 22MM, ROUND, METAL, SHINY, GREEN, 40MM, LATCHING, PULL TO UNLATCH, | 24.62
3SU1051-1BA40-0AA0-ZY12 | ILLUM. MUSHROOM PUSHBUTTON, 22MM, ROUND, METAL, SHINY, GREEN, 40MM, LATCHING, PULL TO UNLATCH, | 24.62
3SU1051-1BA40-0AA0-ZY13 | ILLUM. MUSHROOM PUSHBUTTON, 22MM, ROUND, METAL, SHINY, GREEN, 40MM, LATCHING, PULL TO UNLATCH, | 24.62
3SU1051-1BA40-0AA0-ZY15 | ILLUM. MUSHROOM PUSHBUTTON, 22MM, ROUND, METAL, SHINY, GREEN, 40MM, LATCHING, PULL TO UNLATCH, | 24.62
3SU1051-1BA70-0AA0-ZY12 | ILLUM. MUSHROOM PUSHBUTTON, 22MM, ROUND, METAL, SHINY, CLEAR, 40MM, LATCHING, PULL TO UNLATCH, | 24.62
3SU1051-1BA70-0AA0-ZY13 | ILLUM. MUSHROOM PUSHBUTTON, 22MM, ROUND, METAL, SHINY, CLEAR, 40MM, LATCHING, PULL TO UNLATCH, | 24.62
3SU1051-1BA70-0AA0-ZY15 | ILLUM. MUSHROOM PUSHBUTTON, 22MM, ROUND, METAL, SHINY, CLEAR, 40MM, LATCHING, PULL TO UNLATCH, | 24.62
3SU1051-1BA70-0AA0-ZY19 | ILLUM. MUSHROOM PUSHBUTTON, 22MM, ROUND, METAL, SHINY, CLEAR, 40MM, LATCHING, PULL TO UNLATCH, | 22.72
3SU1051-1BD30-0AA0-ZY12 | ILLUM. MUSHROOM PUSHBUTTON, 22MM, ROUND, METAL, SHINY, YELLOW, 40MM, MOMENTARY CONTACT TYPE, W | 14.55
3SU1051-1BD30-0AA0-ZY13 | ILLUM. MUSHROOM PUSHBUTTON, 22MM, ROUND, METAL, SHINY, YELLOW, 40MM, MOMENTARY CONTACT TYPE, W | 14.55
3SU1051-1BD30-0AA0-ZY15 | ILLUM. MUSHROOM PUSHBUTTON, 22MM, ROUND, METAL, SHINY, YELLOW, 40MM, MOMENTARY CONTACT TYPE, W | 14.55
3SU1051-1BD30-0AA0-ZY19 | ILLUM. MUSHROOM PUSHBUTTON, 22MM, ROUND, METAL, SHINY, YELLOW, 40MM, MOMENTARY CONTACT TYPE, W | 12.66
3SU1051-1BD40-0AA0 | ILLUM. MUSHROOM PUSHBUTTON, 22MM, ROUND, METAL, SHINY, GREEN, 40MM, MOMENTARY CONTACT TYPE | 10.47
3SU1051-1BD60-0AA0-ZY13 | ILLUM. MUSHROOM PUSHBUTTON, 22MM, ROUND, METAL, SHINY, WHITE, 40MM, MOMENTARY CONTACT TYPE, WI | 14.55
3SU1051-1BD60-0AA0-ZY15 | ILLUM. MUSHROOM PUSHBUTTON, 22MM, ROUND, METAL, SHINY, WHITE, 40MM, MOMENTARY CONTACT TYPE, WI | 14.55
3SU1051-1BD60-0AA0-ZY19 | ILLUM. MUSHROOM PUSHBUTTON, 22MM, ROUND, METAL, SHINY, WHITE, 40MM, MOMENTARY CONTACT TYPE, WI | 12.66
3SU1051-1CA20-0AA0 | ILLUM. MUSHROOM PUSHBUTTON, 22MM, ROUND, METAL, SHINY, RED, 60MM, LATCHING, PULL TO UNLATCH | 19.69
3SU1051-1CA30-0AA0-ZY15 | ILLUM. MUSHROOM PUSHBUTTON, 22MM, ROUND, METAL, SHINY, YELLOW, 60MM, LATCHING, PULL TO UNLATCH | 24.62
3SU1051-1CA30-0AA0-ZY19 | ILLUM. MUSHROOM PUSHBUTTON, 22MM, ROUND, METAL, SHINY, YELLOW, 60MM, LATCHING, PULL TO UNLATCH | 22.72
3SU1051-1CA40-0AA0 | ILLUM. MUSHROOM PUSHBUTTON, 22MM, ROUND, METAL, SHINY, GREEN, 60MM, LATCHING, PULL TO UNLATCH | 19.69
3SU1051-1CA40-0AA0-ZX90 | ILLUM. MUSHROOM PUSHBUTTON, 22MM, ROUND, METAL, SHINY, GREEN, 60MM, LATCHING, PULL TO UNLATCH, | 21.46
3SU1051-1CA50-0AA0-ZY19 | ILLUM. MUSHROOM PUSHBUTTON, 22MM, ROUND, METAL, SHINY, BLUE, 60MM, LATCHING, PULL TO UNLATCH, | 22.72
3SU1051-1CA70-0AA0 | ILLUM. MUSHROOM PUSHBUTTON, 22MM, ROUND, METAL, SHINY, CLEAR, 60MM, LATCHING, PULL TO UNLATCH | 19.69
3SU1051-1CA70-0AA0-ZX90 | ILLUM. MUSHROOM PUSHBUTTON, 22MM, ROUND, METAL, SHINY, CLEAR, 60MM, LATCHING, PULL TO UNLATCH, | 21.46
3SU1051-1CA70-0AA0-ZY10 | ILLUM. MUSHROOM PUSHBUTTON, 22MM, ROUND, METAL, SHINY, CLEAR, 60MM, LATCHING, PULL TO UNLATCH, | 24.62
3SU1051-1CD00-0AA0-ZY19 | ILLUM. MUSHROOM PUSHBUTTON, 22MM, ROUND, METAL, SHINY, AMBER, 60MM, MOMENTARY CONTACT TYPE, WI | 12.59
3SU1051-1CD30-0AA0 | ILLUM. MUSHROOM PUSHBUTTON, 22MM, ROUND, METAL, SHINY, YELLOW, 60MM, MOMENTARY CONTACT TYPE | 10.4
3SU1051-1CA30-0AA0-ZY11 | ILLUM. MUSHROOM PUSHBUTTON, 22MM, ROUND, METAL, SHINY, YELLOW, 60MM, LATCHING, PULL TO UNLATCH | 24.62
3SU1051-1CA30-0AA0-ZY13 | ILLUM. MUSHROOM PUSHBUTTON, 22MM, ROUND, METAL, SHINY, YELLOW, 60MM, LATCHING, PULL TO UNLATCH | 24.62
3SU1051-1CA40-0AA0-ZY10 | ILLUM. MUSHROOM PUSHBUTTON, 22MM, ROUND, METAL, SHINY, GREEN, 60MM, LATCHING, PULL TO UNLATCH, | 24.62
3SU1051-1CA40-0AA0-ZY12 | ILLUM. MUSHROOM PUSHBUTTON, 22MM, ROUND, METAL, SHINY, GREEN, 60MM, LATCHING, PULL TO UNLATCH, | 24.62
3SU1051-1CA50-0AA0-ZY11 | ILLUM. MUSHROOM PUSHBUTTON, 22MM, ROUND, METAL, SHINY, BLUE, 60MM, LATCHING, PULL TO UNLATCH, | 24.62
3SU1051-1CA50-0AA0-ZY13 | ILLUM. MUSHROOM PUSHBUTTON, 22MM, ROUND, METAL, SHINY, BLUE, 60MM, LATCHING, PULL TO UNLATCH, | 24.62
3SU1051-1CA70-0AA0-ZY12 | ILLUM. MUSHROOM PUSHBUTTON, 22MM, ROUND, METAL, SHINY, CLEAR, 60MM, LATCHING, PULL TO UNLATCH, | 24.62
3SU1051-1CA70-0AA0-ZY15 | ILLUM. MUSHROOM PUSHBUTTON, 22MM, ROUND, METAL, SHINY, CLEAR, 60MM, LATCHING, PULL TO UNLATCH, | 24.62
3SU1051-1CD00-0AA0-ZY11 | ILLUM. MUSHROOM PUSHBUTTON, 22MM, ROUND, METAL, SHINY, AMBER, 60MM, MOMENTARY CONTACT TYPE, WI | 14.49
3SU1051-1CD00-0AA0-ZY13 | ILLUM. MUSHROOM PUSHBUTTON, 22MM, ROUND, METAL, SHINY, AMBER, 60MM, MOMENTARY CONTACT TYPE, WI | 14.49
3SU1051-1CD30-0AA0-ZY12 | ILLUM. MUSHROOM PUSHBUTTON, 22MM, ROUND, METAL, SHINY, YELLOW, 60MM, MOMENTARY CONTACT TYPE, W | 14.49
3SU1051-1CD30-0AA0-ZY15 | ILLUM. MUSHROOM PUSHBUTTON, 22MM, ROUND, METAL, SHINY, YELLOW, 60MM, MOMENTARY CONTACT TYPE, W | 14.49
3SU1051-1CD40-0AA0-ZY13 | ILLUM. MUSHROOM PUSHBUTTON, 22MM, ROUND, METAL, SHINY, GREEN, 60MM, MOMENTARY CONTACT TYPE, WI | 14.49
3SU1051-1CD40-0AA0-ZY19 | ILLUM. MUSHROOM PUSHBUTTON, 22MM, ROUND, METAL, SHINY, GREEN, 60MM, MOMENTARY CONTACT TYPE, WI | 12.59
3SU1051-1CD60-0AA0-ZY12 | ILLUM. MUSHROOM PUSHBUTTON, 22MM, ROUND, METAL, SHINY, WHITE, 60MM, MOMENTARY CONTACT TYPE, WI | 14.49
3SU1051-1CD60-0AA0-ZY15 | ILLUM. MUSHROOM PUSHBUTTON, 22MM, ROUND, METAL, SHINY, WHITE, 60MM, MOMENTARY CONTACT TYPE, WI | 14.49
3SU1051-1EA20-0AA0-ZY13 | ILLUM. MUSHROOM PUSHBUTTON, 22MM, ROUND, METAL, SHINY, RED, 40MM, 3 SWITCH POSITIONS, LATCHES | 44.31
3SU1051-1EA20-0AA0-ZY19 | ILLUM. MUSHROOM PUSHBUTTON, 22MM, ROUND, METAL, SHINY, RED, 40MM, 3 SWITCH POSITIONS, LATCHES | 42.41
3SU1051-1EA40-0AA0-ZY15 | ILLUM. MUSHROOM PUSHBUTTON, 22MM, ROUND, METAL, SHINY, WHITE, 40MM, 3 SWITCH POSITIONS, LATCHE | 44.31
3SU1051-1ED20-0AA0 | ILLUM. MUSHROOM PUSHBUTTON, 22MM, ROUND, METAL, SHINY, RED, 40MM, 3 SWITCH POSITIONS, AFTER PR | 34.12
3SU1051-1ED20-0AA0-ZY13 | ILLUM. MUSHROOM PUSHBUTTON, 22MM, ROUND, METAL, SHINY, RED, 40MM, 3 SWITCH POSITIONS, AFTER PR | 40.32
3SU1051-1ED20-0AA0-ZY19 | ILLUM. MUSHROOM PUSHBUTTON, 22MM, ROUND, METAL, SHINY, RED, 40MM, 3 SWITCH POSITIONS, AFTER PR | 38.43
3SU1051-1ED60-0AA0-ZY15 | ILLUM. MUSHROOM PUSHBUTTON, 22MM, ROUND, METAL, SHINY, WHITE, 40MM, 3 SWITCH POSITIONS, AFTER | 40.32
3SU1051-1GB20-0AA0 | EMERGENCY STOP MUSHR. PUSHB., CAN BE ILLUMINATED, 22MM, ROUND, METAL, SHINY, RED, 30MM, POSITI | 24.23
3SU1133-0AB30-1BA0-ZY10 | ILLUMINATED PUSHBUTTON, 22MM, ROUND, PLASTIC WITH METAL FRONT RING, YELLOW, FLAT BUTTON, MOMENT | 43.11
3SU1133-0AB30-1BA0-ZY12 | ILLUMINATED PUSHBUTTON, 22MM, ROUND, PLASTIC WITH METAL FRONT RING, YELLOW, FLAT BUTTON, MOMENT | 43.11
3SU1133-0AB30-1FA0-ZX90 | ILLUMINATED PUSHBUTTON, 22MM, ROUND, PLASTIC WITH METAL FRONT RING, YELLOW, FLAT BUTTON, MOMENT | 42.92
3SU1133-0AB30-1FA0-ZY11 | ILLUMINATED PUSHBUTTON, 22MM, ROUND, PLASTIC WITH METAL FRONT RING, YELLOW, FLAT BUTTON, MOMENT | 46.09
3SU1133-0AB30-1FA0-ZY13 | ILLUMINATED PUSHBUTTON, 22MM, ROUND, PLASTIC WITH METAL FRONT RING, YELLOW, FLAT BUTTON, MOMENT | 46.09
3SU1051-1CD30-0AA0-ZY11 | ILLUM. MUSHROOM PUSHBUTTON, 22MM, ROUND, METAL, SHINY, YELLOW, 60MM, MOMENTARY CONTACT TYPE, W | 14.49
3SU1051-1CD30-0AA0-ZY13 | ILLUM. MUSHROOM PUSHBUTTON, 22MM, ROUND, METAL, SHINY, YELLOW, 60MM, MOMENTARY CONTACT TYPE, W | 14.49
3SU1051-1CD30-0AA0-ZY19 | ILLUM. MUSHROOM PUSHBUTTON, 22MM, ROUND, METAL, SHINY, YELLOW, 60MM, MOMENTARY CONTACT TYPE, W | 12.59
3SU1051-1CD40-0AA0-ZY12 | ILLUM. MUSHROOM PUSHBUTTON, 22MM, ROUND, METAL, SHINY, GREEN, 60MM, MOMENTARY CONTACT TYPE, WI | 14.49
3SU1051-1CD40-0AA0-ZY15 | ILLUM. MUSHROOM PUSHBUTTON, 22MM, ROUND, METAL, SHINY, GREEN, 60MM, MOMENTARY CONTACT TYPE, WI | 14.49
3SU1051-1CD60-0AA0-ZY13 | ILLUM. MUSHROOM PUSHBUTTON, 22MM, ROUND, METAL, SHINY, WHITE, 60MM, MOMENTARY CONTACT TYPE, WI | 14.49
3SU1051-1CD60-0AA0-ZY19 | ILLUM. MUSHROOM PUSHBUTTON, 22MM, ROUND, METAL, SHINY, WHITE, 60MM, MOMENTARY CONTACT TYPE, WI | 12.59
3SU1051-1EA20-0AA0-ZY15 | ILLUM. MUSHROOM PUSHBUTTON, 22MM, ROUND, METAL, SHINY, RED, 40MM, 3 SWITCH POSITIONS, LATCHES | 44.31
3SU1051-1EA40-0AA0 | ILLUM. MUSHROOM PUSHBUTTON, 22MM, ROUND, METAL, SHINY, WHITE, 40MM, 3 SWITCH POSITIONS, LATCHE | 37.79
3SU1051-1EA40-0AA0-ZY13 | ILLUM. MUSHROOM PUSHBUTTON, 22MM, ROUND, METAL, SHINY, WHITE, 40MM, 3 SWITCH POSITIONS, LATCHE | 44.31
3SU1051-1EA40-0AA0-ZY19 | ILLUM. MUSHROOM PUSHBUTTON, 22MM, ROUND, METAL, SHINY, WHITE, 40MM, 3 SWITCH POSITIONS, LATCHE | 42.41
3SU1051-1ED20-0AA0-ZY15 | ILLUM. MUSHROOM PUSHBUTTON, 22MM, ROUND, METAL, SHINY, RED, 40MM, 3 SWITCH POSITIONS, AFTER PR | 40.32
3SU1051-1ED60-0AA0 | ILLUM. MUSHROOM PUSHBUTTON, 22MM, ROUND, METAL, SHINY, WHITE, 40MM, 3 SWITCH POSITIONS, AFTER | 34.12
3SU1051-1ED60-0AA0-ZY19 | ILLUM. MUSHROOM PUSHBUTTON, 22MM, ROUND, METAL, SHINY, WHITE, 40MM, 3 SWITCH POSITIONS, AFTER | 38.43
3SU1051-1GB20-0AA0-ZX90 | EMERGENCY STOP MUSHR. PUSHB., CAN BE ILLUMINATED, 22MM, ROUND, METAL, SHINY, RED, 30MM, POSITI | 25.9
3SU1133-0AB30-1BA0-ZX90 | ILLUMINATED PUSHBUTTON, 22MM, ROUND, PLASTIC WITH METAL FRONT RING, YELLOW, FLAT BUTTON, MOMENT | 39.95
3SU1133-0AB30-1BA0-ZY11 | ILLUMINATED PUSHBUTTON, 22MM, ROUND, PLASTIC WITH METAL FRONT RING, YELLOW, FLAT BUTTON, MOMENT | 43.11
3SU1133-0AB30-1FA0-ZY10 | ILLUMINATED PUSHBUTTON, 22MM, ROUND, PLASTIC WITH METAL FRONT RING, YELLOW, FLAT BUTTON, MOMENT | 46.09
3SU1133-0AB30-1FA0-ZY12 | ILLUMINATED PUSHBUTTON, 22MM, ROUND, PLASTIC WITH METAL FRONT RING, YELLOW, FLAT BUTTON, MOMENT | 46.09
3SU1133-0AB40-1BA0-ZY11 | ILLUMINATED PUSHBUTTON, 22MM, ROUND, PLASTIC WITH METAL FRONT RING, GREEN, FLAT BUTTON, MOMENTA | 43.11
3SU1133-0AB40-1BA0-ZY13 | ILLUMINATED PUSHBUTTON, 22MM, ROUND, PLASTIC WITH METAL FRONT RING, GREEN, FLAT BUTTON, MOMENTA | 43.11
3SU1133-0AB40-1FA0-ZY10 | ILLUMINATED PUSHBUTTON, 22MM, ROUND, PLASTIC WITH METAL FRONT RING, GREEN, FLAT BUTTON, MOMENTA | 46.09
3SU1133-0AB40-1FA0-ZY12 | ILLUMINATED PUSHBUTTON, 22MM, ROUND, PLASTIC WITH METAL FRONT RING, GREEN, FLAT BUTTON, MOMENTA | 46.09
3SU1133-0AB50-1BA0-ZY11 | ILLUMINATED PUSHBUTTON, 22MM, ROUND, PLASTIC WITH METAL FRONT RING, BLUE, FLAT BUTTON, MOMENTAR | 43.11
3SU1133-0AB50-1BA0-ZY13 | ILLUMINATED PUSHBUTTON, 22MM, ROUND, PLASTIC WITH METAL FRONT RING, BLUE, FLAT BUTTON, MOMENTAR | 43.11
3SU1133-0AB50-1FA0-ZY12 | ILLUMINATED PUSHBUTTON, 22MM, ROUND, PLASTIC WITH METAL FRONT RING, BLUE, FLAT BUTTON, MOMENTAR | 46.09
3SU1133-0AB50-1FA0-ZY15 | ILLUMINATED PUSHBUTTON, 22MM, ROUND, PLASTIC WITH METAL FRONT RING, BLUE, FLAT BUTTON, MOMENTAR | 46.09
3SU1133-0AB60-1BA0-ZY11 | ILLUMINATED PUSHBUTTON, 22MM, ROUND, PLASTIC WITH METAL FRONT RING, WHITE, FLAT BUTTON, MOMENTA | 43.11
3SU1133-0AB60-1BA0-ZY13 | ILLUMINATED PUSHBUTTON, 22MM, ROUND, PLASTIC WITH METAL FRONT RING, WHITE, FLAT BUTTON, MOMENTA | 43.11
3SU1051-1EA20-0AA0-ZY10 | ILLUM. MUSHROOM PUSHBUTTON, 22MM, ROUND, METAL, SHINY, RED, 40MM, 3 SWITCH POSITIONS, LATCHES | 44.31
3SU1051-1EA20-0AA0-ZY11 | ILLUM. MUSHROOM PUSHBUTTON, 22MM, ROUND, METAL, SHINY, RED, 40MM, 3 SWITCH POSITIONS, LATCHES | 44.31
3SU1051-1EA20-0AA0-ZY12 | ILLUM. MUSHROOM PUSHBUTTON, 22MM, ROUND, METAL, SHINY, RED, 40MM, 3 SWITCH POSITIONS, LATCHES | 44.31
3SU1051-1ED20-0AA0-ZX90 | ILLUM. MUSHROOM PUSHBUTTON, 22MM, ROUND, METAL, SHINY, RED, 40MM, 3 SWITCH POSITIONS, AFTER PR | 37.16
3SU1051-1ED20-0AA0-ZY10 | ILLUM. MUSHROOM PUSHBUTTON, 22MM, ROUND, METAL, SHINY, RED, 40MM, 3 SWITCH POSITIONS, AFTER PR | 40.32
3SU1051-1ED20-0AA0-ZY11 | ILLUM. MUSHROOM PUSHBUTTON, 22MM, ROUND, METAL, SHINY, RED, 40MM, 3 SWITCH POSITIONS, AFTER PR | 40.32
3SU1051-1ED20-0AA0-ZY12 | ILLUM. MUSHROOM PUSHBUTTON, 22MM, ROUND, METAL, SHINY, RED, 40MM, 3 SWITCH POSITIONS, AFTER PR | 40.32
3SU1133-0AB20-1FA0-ZY13 | ILLUMINATED PUSHBUTTON, 22MM, ROUND, PLASTIC WITH METAL FRONT RING, RED, FLAT BUTTON, MOMENTARY | 46.09
3SU1133-0AB20-1FA0-ZY15 | ILLUMINATED PUSHBUTTON, 22MM, ROUND, PLASTIC WITH METAL FRONT RING, RED, FLAT BUTTON, MOMENTARY | 46.09
3SU1133-0AB20-1FA0-ZY19 | ILLUMINATED PUSHBUTTON, 22MM, ROUND, PLASTIC WITH METAL FRONT RING, RED, FLAT BUTTON, MOMENTARY | 44.18
3SU1133-0AB30-1BA0 | ILLUMINATED PUSHBUTTON, 22MM, ROUND, PLASTIC WITH METAL FRONT RING, YELLOW, FLAT BUTTON, MOMENT | 39.95
3SU1133-0AB30-1FA0-ZY15 | ILLUMINATED PUSHBUTTON, 22MM, ROUND, PLASTIC WITH METAL FRONT RING, YELLOW, FLAT BUTTON, MOMENT | 46.09
3SU1133-0AB30-1FA0-ZY19 | ILLUMINATED PUSHBUTTON, 22MM, ROUND, PLASTIC WITH METAL FRONT RING, YELLOW, FLAT BUTTON, MOMENT | 44.18
3SU1133-0AB40-1BA0 | ILLUMINATED PUSHBUTTON, 22MM, ROUND, PLASTIC WITH METAL FRONT RING, GREEN, FLAT BUTTON, MOMENTA | 39.95
3SU1133-0AB40-1BA0-ZX90 | ILLUMINATED PUSHBUTTON, 22MM, ROUND, PLASTIC WITH METAL FRONT RING, GREEN, FLAT BUTTON, MOMENTA | 39.95
3SU1133-0AB40-1FA0-ZY15 | ILLUMINATED PUSHBUTTON, 22MM, ROUND, PLASTIC WITH METAL FRONT RING, GREEN, FLAT BUTTON, MOMENTA | 46.09
3SU1133-0AB40-1FA0-ZY19 | ILLUMINATED PUSHBUTTON, 22MM, ROUND, PLASTIC WITH METAL FRONT RING, GREEN, FLAT BUTTON, MOMENTA | 44.18
3SU1133-0AB50-1BA0 | ILLUMINATED PUSHBUTTON, 22MM, ROUND, PLASTIC WITH METAL FRONT RING, BLUE, FLAT BUTTON, MOMENTAR | 39.95
3SU1133-0AB50-1BA0-ZX90 | ILLUMINATED PUSHBUTTON, 22MM, ROUND, PLASTIC WITH METAL FRONT RING, BLUE, FLAT BUTTON, MOMENTAR | 39.95
3SU1133-0AB50-1FA0-ZY19 | ILLUMINATED PUSHBUTTON, 22MM, ROUND, PLASTIC WITH METAL FRONT RING, BLUE, FLAT BUTTON, MOMENTAR | 44.18
3SU1133-0AB60-1BA0 | ILLUMINATED PUSHBUTTON, 22MM, ROUND, PLASTIC WITH METAL FRONT RING, WHITE, FLAT BUTTON, MOMENTA | 39.95
3SU1133-0AB60-1BA0-ZX90 | ILLUMINATED PUSHBUTTON, 22MM, ROUND, PLASTIC WITH METAL FRONT RING, WHITE, FLAT BUTTON, MOMENTA | 39.95
3SU1133-0AB60-1BA0-ZY10 | ILLUMINATED PUSHBUTTON, 22MM, ROUND, PLASTIC WITH METAL FRONT RING, WHITE, FLAT BUTTON, MOMENTA | 43.11
3SU1133-0AB70-1BA0 | ILLUMINATED PUSHBUTTON, 22MM, ROUND, PLASTIC WITH METAL FRONT RING, CLEAR, FLAT BUTTON, MOMENTA | 39.95
3SU1133-0AB70-1BA0-ZX90 | ILLUMINATED PUSHBUTTON, 22MM, ROUND, PLASTIC WITH METAL FRONT RING, CLEAR, FLAT BUTTON, MOMENTA | 39.95
3SU1133-0AB70-1BA0-ZY10 | ILLUMINATED PUSHBUTTON, 22MM, ROUND, PLASTIC WITH METAL FRONT RING, CLEAR, FLAT BUTTON, MOMENTA | 43.11
3SU1133-0AB70-1BA0-ZY11 | ILLUMINATED PUSHBUTTON, 22MM, ROUND, PLASTIC WITH METAL FRONT RING, CLEAR, FLAT BUTTON, MOMENTA | 43.11
3SU1136-0AB20-1CA0 | ILLUMINATED PUSHBUTTON, 22MM, ROUND, PLASTIC WITH METAL FRONT RING, RED, FLAT BUTTON, MOMENTARY | 39.95
3SU1136-0AB20-1CA0-ZX90 | ILLUMINATED PUSHBUTTON, 22MM, ROUND, PLASTIC WITH METAL FRONT RING, RED, FLAT BUTTON, MOMENTARY | 39.95
3SU1051-1CD30-0AA0-ZX90 | ILLUM. MUSHROOM PUSHBUTTON, 22MM, ROUND, METAL, SHINY, YELLOW, 60MM, MOMENTARY CONTACT TYPE, Z | 11.33
3SU1051-1CD30-0AA0-ZY10 | ILLUM. MUSHROOM PUSHBUTTON, 22MM, ROUND, METAL, SHINY, YELLOW, 60MM, MOMENTARY CONTACT TYPE, W | 14.49
3SU1051-1CD60-0AA0 | ILLUM. MUSHROOM PUSHBUTTON, 22MM, ROUND, METAL, SHINY, WHITE, 60MM, MOMENTARY CONTACT TYPE | 10.4
3SU1051-1CD60-0AA0-ZX90 | ILLUM. MUSHROOM PUSHBUTTON, 22MM, ROUND, METAL, SHINY, WHITE, 60MM, MOMENTARY CONTACT TYPE, Z | 11.33
3SU1051-1CD60-0AA0-ZY10 | ILLUM. MUSHROOM PUSHBUTTON, 22MM, ROUND, METAL, SHINY, WHITE, 60MM, MOMENTARY CONTACT TYPE, WI | 14.49
3SU1051-1CD60-0AA0-ZY11 | ILLUM. MUSHROOM PUSHBUTTON, 22MM, ROUND, METAL, SHINY, WHITE, 60MM, MOMENTARY CONTACT TYPE, WI | 14.49
3SU1051-1EA40-0AA0-ZX90 | ILLUM. MUSHROOM PUSHBUTTON, 22MM, ROUND, METAL, SHINY, WHITE, 40MM, 3 SWITCH POSITIONS, LATCHE | 41.15
3SU1051-1EA40-0AA0-ZY10 | ILLUM. MUSHROOM PUSHBUTTON, 22MM, ROUND, METAL, SHINY, WHITE, 40MM, 3 SWITCH POSITIONS, LATCHE | 44.31
3SU1051-1EA40-0AA0-ZY11 | ILLUM. MUSHROOM PUSHBUTTON, 22MM, ROUND, METAL, SHINY, WHITE, 40MM, 3 SWITCH POSITIONS, LATCHE | 44.31
3SU1051-1EA40-0AA0-ZY12 | ILLUM. MUSHROOM PUSHBUTTON, 22MM, ROUND, METAL, SHINY, WHITE, 40MM, 3 SWITCH POSITIONS, LATCHE | 44.31
3SU1051-1ED60-0AA0-ZX90 | ILLUM. MUSHROOM PUSHBUTTON, 22MM, ROUND, METAL, SHINY, WHITE, 40MM, 3 SWITCH POSITIONS, AFTER | 37.16
3SU1051-1ED60-0AA0-ZY10 | ILLUM. MUSHROOM PUSHBUTTON, 22MM, ROUND, METAL, SHINY, WHITE, 40MM, 3 SWITCH POSITIONS, AFTER | 40.32
3SU1051-1ED60-0AA0-ZY11 | ILLUM. MUSHROOM PUSHBUTTON, 22MM, ROUND, METAL, SHINY, WHITE, 40MM, 3 SWITCH POSITIONS, AFTER | 40.32
3SU1051-1ED60-0AA0-ZY12 | ILLUM. MUSHROOM PUSHBUTTON, 22MM, ROUND, METAL, SHINY, WHITE, 40MM, 3 SWITCH POSITIONS, AFTER | 40.32
3SU1051-1ED60-0AA0-ZY13 | ILLUM. MUSHROOM PUSHBUTTON, 22MM, ROUND, METAL, SHINY, WHITE, 40MM, 3 SWITCH POSITIONS, AFTER | 40.32
3SU1133-0AB30-1BA0-ZY13 | ILLUMINATED PUSHBUTTON, 22MM, ROUND, PLASTIC WITH METAL FRONT RING, YELLOW, FLAT BUTTON, MOMENT | 43.11
3SU1133-0AB30-1BA0-ZY15 | ILLUMINATED PUSHBUTTON, 22MM, ROUND, PLASTIC WITH METAL FRONT RING, YELLOW, FLAT BUTTON, MOMENT | 43.11
3SU1133-0AB30-1BA0-ZY19 | ILLUMINATED PUSHBUTTON, 22MM, ROUND, PLASTIC WITH METAL FRONT RING, YELLOW, FLAT BUTTON, MOMENT | 41.21
3SU1133-0AB30-1FA0 | ILLUMINATED PUSHBUTTON, 22MM, ROUND, PLASTIC WITH METAL FRONT RING, YELLOW, FLAT BUTTON, MOMENT | 42.92
3SU1133-0AB40-1BA0-ZY15 | ILLUMINATED PUSHBUTTON, 22MM, ROUND, PLASTIC WITH METAL FRONT RING, GREEN, FLAT BUTTON, MOMENTA | 43.11
3SU1133-0AB40-1BA0-ZY19 | ILLUMINATED PUSHBUTTON, 22MM, ROUND, PLASTIC WITH METAL FRONT RING, GREEN, FLAT BUTTON, MOMENTA | 41.21
3SU1133-0AB40-1FA0 | ILLUMINATED PUSHBUTTON, 22MM, ROUND, PLASTIC WITH METAL FRONT RING, GREEN, FLAT BUTTON, MOMENTA | 42.92
3SU1133-0AB40-1FA0-ZX90 | ILLUMINATED PUSHBUTTON, 22MM, ROUND, PLASTIC WITH METAL FRONT RING, GREEN, FLAT BUTTON, MOMENTA | 42.92
3SU1133-0AB50-1BA0-ZY19 | ILLUMINATED PUSHBUTTON, 22MM, ROUND, PLASTIC WITH METAL FRONT RING, BLUE, FLAT BUTTON, MOMENTAR | 41.21
3SU1133-0AB50-1FA0 | ILLUMINATED PUSHBUTTON, 22MM, ROUND, PLASTIC WITH METAL FRONT RING, BLUE, FLAT BUTTON, MOMENTAR | 42.92
3SU1133-0AB50-1FA0-ZX90 | ILLUMINATED PUSHBUTTON, 22MM, ROUND, PLASTIC WITH METAL FRONT RING, BLUE, FLAT BUTTON, MOMENTAR | 42.92
3SU1133-0AB50-1FA0-ZY10 | ILLUMINATED PUSHBUTTON, 22MM, ROUND, PLASTIC WITH METAL FRONT RING, BLUE, FLAT BUTTON, MOMENTAR | 46.09
3SU1133-0AB60-1BA0-ZY19 | ILLUMINATED PUSHBUTTON, 22MM, ROUND, PLASTIC WITH METAL FRONT RING, WHITE, FLAT BUTTON, MOMENTA | 41.21
3SU1133-0AB60-1FA0 | ILLUMINATED PUSHBUTTON, 22MM, ROUND, PLASTIC WITH METAL FRONT RING, WHITE, FLAT BUTTON, MOMENTA | 42.92
3SU1133-0AB60-1FA0-ZX90 | ILLUMINATED PUSHBUTTON, 22MM, ROUND, PLASTIC WITH METAL FRONT RING, WHITE, FLAT BUTTON, MOMENTA | 42.92
3SU1133-0AB60-1FA0-ZY10 | ILLUMINATED PUSHBUTTON, 22MM, ROUND, PLASTIC WITH METAL FRONT RING, WHITE, FLAT BUTTON, MOMENTA | 46.09
3SU1133-0AB70-1FA0 | ILLUMINATED PUSHBUTTON, 22MM, ROUND, PLASTIC WITH METAL FRONT RING, CLEAR, FLAT BUTTON, MOMENTA | 42.92
3SU1133-0AB70-1FA0-ZX90 | ILLUMINATED PUSHBUTTON, 22MM, ROUND, PLASTIC WITH METAL FRONT RING, CLEAR, FLAT BUTTON, MOMENTA | 42.92
3SU1133-0AB70-1FA0-ZY10 | ILLUMINATED PUSHBUTTON, 22MM, ROUND, PLASTIC WITH METAL FRONT RING, CLEAR, FLAT BUTTON, MOMENTA | 46.09
3SU1133-0AB70-1FA0-ZY11 | ILLUMINATED PUSHBUTTON, 22MM, ROUND, PLASTIC WITH METAL FRONT RING, CLEAR, FLAT BUTTON, MOMENTA | 46.09
3SU1136-0AB20-1FA0-ZX90 | ILLUMINATED PUSHBUTTON, 22MM, ROUND, PLASTIC WITH METAL FRONT RING, RED, FLAT BUTTON, MOMENTARY | 42.92
3SU1136-0AB20-1FA0-ZY10 | ILLUMINATED PUSHBUTTON, 22MM, ROUND, PLASTIC WITH METAL FRONT RING, RED, FLAT BUTTON, MOMENTARY | 46.09
3SU1136-0AB20-1FA0-ZY11 | ILLUMINATED PUSHBUTTON, 22MM, ROUND, PLASTIC WITH METAL FRONT RING, RED, FLAT BUTTON, MOMENTARY | 46.09
3SU1136-0AB20-1FA0-ZY12 | ILLUMINATED PUSHBUTTON, 22MM, ROUND, PLASTIC WITH METAL FRONT RING, RED, FLAT BUTTON, MOMENTARY | 46.09
3SU1150-0AB30-3FA0-ZY10 | PUSHBUTTON, 22MM, ROUND, METAL, SHINY, YELLOW, FLAT BUTTON, MOMENTARY CONTACT TYPE, WITH HOLDE | 21.65
3SU1150-0AB30-3FA0-ZY11 | PUSHBUTTON, 22MM, ROUND, METAL, SHINY, YELLOW, FLAT BUTTON, MOMENTARY CONTACT TYPE, WITH HOLDE | 21.65
3SU1150-0AB30-3FA0-ZY12 | PUSHBUTTON, 22MM, ROUND, METAL, SHINY, YELLOW, FLAT BUTTON, MOMENTARY CONTACT TYPE, WITH HOLDE | 21.65
3SU1150-0AB30-3FA0-ZY13 | PUSHBUTTON, 22MM, ROUND, METAL, SHINY, YELLOW, FLAT BUTTON, MOMENTARY CONTACT TYPE, WITH HOLDE | 21.65
3SU1150-0AB30-3FA0-ZY15 | PUSHBUTTON, 22MM, ROUND, METAL, SHINY, YELLOW, FLAT BUTTON, MOMENTARY CONTACT TYPE, WITH HOLDE | 21.65
3SU1150-0AB40-1FA0-ZY11 | PUSHBUTTON, 22MM, ROUND, METAL, SHINY, GREEN, FLAT BUTTON, MOMENTARY CONTACT TYPE, WITH HOLDER | 21.08
3SU1150-0AB40-1FA0-ZY12 | PUSHBUTTON, 22MM, ROUND, METAL, SHINY, GREEN, FLAT BUTTON, MOMENTARY CONTACT TYPE, WITH HOLDER | 21.08
3SU1150-0AB40-1FA0-ZY13 | PUSHBUTTON, 22MM, ROUND, METAL, SHINY, GREEN, FLAT BUTTON, MOMENTARY CONTACT TYPE, WITH HOLDER | 21.08
3SU1150-0AB40-1FA0-ZY15 | PUSHBUTTON, 22MM, ROUND, METAL, SHINY, GREEN, FLAT BUTTON, MOMENTARY CONTACT TYPE, WITH HOLDER | 21.08
3SU1150-0AB40-3FA0-ZY12 | PUSHBUTTON, 22MM, ROUND, METAL, SHINY, GREEN, FLAT BUTTON, MOMENTARY CONTACT TYPE, WITH HOLDER | 21.65
3SU1150-0AB40-3FA0-ZY13 | PUSHBUTTON, 22MM, ROUND, METAL, SHINY, GREEN, FLAT BUTTON, MOMENTARY CONTACT TYPE, WITH HOLDER | 21.65
3SU1150-0AB40-3FA0-ZY15 | PUSHBUTTON, 22MM, ROUND, METAL, SHINY, GREEN, FLAT BUTTON, MOMENTARY CONTACT TYPE, WITH HOLDER | 21.65
3SU1150-0AB40-3FA0-ZY19 | PUSHBUTTON, 22MM, ROUND, METAL, SHINY, GREEN, FLAT BUTTON, MOMENTARY CONTACT TYPE, WITH HOLDER | 19.76
3SU1150-0AB50-1FA0-ZY13 | PUSHBUTTON, 22MM, ROUND, METAL, SHINY, BLUE, FLAT BUTTON, MOMENTARY CONTACT TYPE, WITH HOLDER, | 21.08
3SU1150-0AB50-1FA0-ZY15 | PUSHBUTTON, 22MM, ROUND, METAL, SHINY, BLUE, FLAT BUTTON, MOMENTARY CONTACT TYPE, WITH HOLDER, | 21.08
3SU1150-0AB50-1FA0-ZY19 | PUSHBUTTON, 22MM, ROUND, METAL, SHINY, BLUE, FLAT BUTTON, MOMENTARY CONTACT TYPE, WITH HOLDER, | 19.19
3SU1150-0AB50-3BA0 | PUSHBUTTON, 22MM, ROUND, METAL, SHINY, BLUE, FLAT BUTTON, MOMENTARY CONTACT TYPE, WITH HOLDER, | 13.89
3SU1150-0AB50-3FA0-ZY13 | PUSHBUTTON, 22MM, ROUND, METAL, SHINY, BLUE, FLAT BUTTON, MOMENTARY CONTACT TYPE, WITH HOLDER, | 21.65
3SU1150-0AB50-3FA0-ZY15 | PUSHBUTTON, 22MM, ROUND, METAL, SHINY, BLUE, FLAT BUTTON, MOMENTARY CONTACT TYPE, WITH HOLDER, | 21.65
3SU1133-0AB60-1FA0-ZY12 | ILLUMINATED PUSHBUTTON, 22MM, ROUND, PLASTIC WITH METAL FRONT RING, WHITE, FLAT BUTTON, MOMENTA | 46.09
3SU1133-0AB60-1FA0-ZY15 | ILLUMINATED PUSHBUTTON, 22MM, ROUND, PLASTIC WITH METAL FRONT RING, WHITE, FLAT BUTTON, MOMENTA | 46.09
3SU1133-0AB70-1BA0-ZY13 | ILLUMINATED PUSHBUTTON, 22MM, ROUND, PLASTIC WITH METAL FRONT RING, CLEAR, FLAT BUTTON, MOMENTA | 43.11
3SU1133-0AB70-1BA0-ZY19 | ILLUMINATED PUSHBUTTON, 22MM, ROUND, PLASTIC WITH METAL FRONT RING, CLEAR, FLAT BUTTON, MOMENTA | 41.21
3SU1133-0AB70-1FA0-ZY12 | ILLUMINATED PUSHBUTTON, 22MM, ROUND, PLASTIC WITH METAL FRONT RING, CLEAR, FLAT BUTTON, MOMENTA | 46.09
3SU1133-0AB70-1FA0-ZY15 | ILLUMINATED PUSHBUTTON, 22MM, ROUND, PLASTIC WITH METAL FRONT RING, CLEAR, FLAT BUTTON, MOMENTA | 46.09
3SU1136-0AB20-1CA0-ZY13 | ILLUMINATED PUSHBUTTON, 22MM, ROUND, PLASTIC WITH METAL FRONT RING, RED, FLAT BUTTON, MOMENTARY | 43.11
3SU1136-0AB20-1CA0-ZY19 | ILLUMINATED PUSHBUTTON, 22MM, ROUND, PLASTIC WITH METAL FRONT RING, RED, FLAT BUTTON, MOMENTARY | 41.21
3SU1136-0AB20-1FA0-ZY15 | ILLUMINATED PUSHBUTTON, 22MM, ROUND, PLASTIC WITH METAL FRONT RING, RED, FLAT BUTTON, MOMENTARY | 46.09
3SU1136-0AB30-1BA0 | ILLUMINATED PUSHBUTTON, 22MM, ROUND, PLASTIC WITH METAL FRONT RING, YELLOW, FLAT BUTTON, MOMENT | 39.95
3SU1150-0AB30-3BA0-ZY15 | PUSHBUTTON, 22MM, ROUND, METAL, SHINY, YELLOW, FLAT BUTTON, MOMENTARY CONTACT TYPE, WITH HOLDE | 18.3
3SU1150-0AB30-3FA0 | PUSHBUTTON, 22MM, ROUND, METAL, SHINY, YELLOW, FLAT BUTTON, MOMENTARY CONTACT TYPE, WITH HOLDE | 16.98
3SU1150-0AB30-3FA0-ZY19 | PUSHBUTTON, 22MM, ROUND, METAL, SHINY, YELLOW, FLAT BUTTON, MOMENTARY CONTACT TYPE, WITH HOLDE | 19.76
3SU1150-0AB40-1BA0-ZX90 | PUSHBUTTON, 22MM, ROUND, METAL, SHINY, GREEN, FLAT BUTTON, MOMENTARY CONTACT TYPE, WITH HOLDER | 15.07
3SU1150-0AB40-1FA0 | PUSHBUTTON, 22MM, ROUND, METAL, SHINY, GREEN, FLAT BUTTON, MOMENTARY CONTACT TYPE, WITH HOLDER | 16.47
3SU1150-0AB40-1FA0-ZY10 | PUSHBUTTON, 22MM, ROUND, METAL, SHINY, GREEN, FLAT BUTTON, MOMENTARY CONTACT TYPE, WITH HOLDER | 21.08
3SU1150-0AB40-1FA0-ZY19 | PUSHBUTTON, 22MM, ROUND, METAL, SHINY, GREEN, FLAT BUTTON, MOMENTARY CONTACT TYPE, WITH HOLDER | 19.19
3SU1150-0AB40-3BA0-ZX90 | PUSHBUTTON, 22MM, ROUND, METAL, SHINY, GREEN, FLAT BUTTON, MOMENTARY CONTACT TYPE, WITH HOLDER | 15.14
3SU1150-0AB40-3BA0-ZY11 | PUSHBUTTON, 22MM, ROUND, METAL, SHINY, GREEN, FLAT BUTTON, MOMENTARY CONTACT TYPE, WITH HOLDER | 18.3
3SU1150-0AB40-3FA0 | PUSHBUTTON, 22MM, ROUND, METAL, SHINY, GREEN, FLAT BUTTON, MOMENTARY CONTACT TYPE, WITH HOLDER | 16.98
3SU1150-0AB40-3FA0-ZY10 | PUSHBUTTON, 22MM, ROUND, METAL, SHINY, GREEN, FLAT BUTTON, MOMENTARY CONTACT TYPE, WITH HOLDER | 21.65
3SU1150-0AB50-1BA0-ZX90 | PUSHBUTTON, 22MM, ROUND, METAL, SHINY, BLUE, FLAT BUTTON, MOMENTARY CONTACT TYPE, WITH HOLDER, | 15.07
3SU1150-0AB50-1BA0-ZY11 | PUSHBUTTON, 22MM, ROUND, METAL, SHINY, BLUE, FLAT BUTTON, MOMENTARY CONTACT TYPE, WITH HOLDER, | 18.23
3SU1150-0AB50-1FA0 | PUSHBUTTON, 22MM, ROUND, METAL, SHINY, BLUE, FLAT BUTTON, MOMENTARY CONTACT TYPE, WITH HOLDER, | 16.47
3SU1150-0AB50-1FA0-ZY10 | PUSHBUTTON, 22MM, ROUND, METAL, SHINY, BLUE, FLAT BUTTON, MOMENTARY CONTACT TYPE, WITH HOLDER, | 21.08
3SU1150-0AB50-1FA0-ZY12 | PUSHBUTTON, 22MM, ROUND, METAL, SHINY, BLUE, FLAT BUTTON, MOMENTARY CONTACT TYPE, WITH HOLDER, | 21.08
3SU1150-0AB50-3BA0-ZX90 | PUSHBUTTON, 22MM, ROUND, METAL, SHINY, BLUE, FLAT BUTTON, MOMENTARY CONTACT TYPE, WITH HOLDER, | 15.14
3SU1150-0AB50-3BA0-ZY11 | PUSHBUTTON, 22MM, ROUND, METAL, SHINY, BLUE, FLAT BUTTON, MOMENTARY CONTACT TYPE, WITH HOLDER, | 18.3
3SU1150-0AB50-3FA0-ZY10 | PUSHBUTTON, 22MM, ROUND, METAL, SHINY, BLUE, FLAT BUTTON, MOMENTARY CONTACT TYPE, WITH HOLDER, | 21.65
3SU1133-0AB40-1BA0-ZY10 | ILLUMINATED PUSHBUTTON, 22MM, ROUND, PLASTIC WITH METAL FRONT RING, GREEN, FLAT BUTTON, MOMENTA | 43.11
3SU1133-0AB40-1BA0-ZY12 | ILLUMINATED PUSHBUTTON, 22MM, ROUND, PLASTIC WITH METAL FRONT RING, GREEN, FLAT BUTTON, MOMENTA | 43.11
3SU1133-0AB40-1FA0-ZY11 | ILLUMINATED PUSHBUTTON, 22MM, ROUND, PLASTIC WITH METAL FRONT RING, GREEN, FLAT BUTTON, MOMENTA | 46.09
3SU1133-0AB40-1FA0-ZY13 | ILLUMINATED PUSHBUTTON, 22MM, ROUND, PLASTIC WITH METAL FRONT RING, GREEN, FLAT BUTTON, MOMENTA | 46.09
3SU1133-0AB50-1BA0-ZY10 | ILLUMINATED PUSHBUTTON, 22MM, ROUND, PLASTIC WITH METAL FRONT RING, BLUE, FLAT BUTTON, MOMENTAR | 43.11
3SU1133-0AB50-1BA0-ZY12 | ILLUMINATED PUSHBUTTON, 22MM, ROUND, PLASTIC WITH METAL FRONT RING, BLUE, FLAT BUTTON, MOMENTAR | 43.11
3SU1133-0AB50-1BA0-ZY15 | ILLUMINATED PUSHBUTTON, 22MM, ROUND, PLASTIC WITH METAL FRONT RING, BLUE, FLAT BUTTON, MOMENTAR | 43.11
3SU1133-0AB50-1FA0-ZY11 | ILLUMINATED PUSHBUTTON, 22MM, ROUND, PLASTIC WITH METAL FRONT RING, BLUE, FLAT BUTTON, MOMENTAR | 46.09
3SU1133-0AB50-1FA0-ZY13 | ILLUMINATED PUSHBUTTON, 22MM, ROUND, PLASTIC WITH METAL FRONT RING, BLUE, FLAT BUTTON, MOMENTAR | 46.09
3SU1133-0AB60-1BA0-ZY12 | ILLUMINATED PUSHBUTTON, 22MM, ROUND, PLASTIC WITH METAL FRONT RING, WHITE, FLAT BUTTON, MOMENTA | 43.11
3SU1133-0AB60-1BA0-ZY15 | ILLUMINATED PUSHBUTTON, 22MM, ROUND, PLASTIC WITH METAL FRONT RING, WHITE, FLAT BUTTON, MOMENTA | 43.11
3SU1133-0AB60-1FA0-ZY11 | ILLUMINATED PUSHBUTTON, 22MM, ROUND, PLASTIC WITH METAL FRONT RING, WHITE, FLAT BUTTON, MOMENTA | 46.09
3SU1133-0AB60-1FA0-ZY13 | ILLUMINATED PUSHBUTTON, 22MM, ROUND, PLASTIC WITH METAL FRONT RING, WHITE, FLAT BUTTON, MOMENTA | 46.09
3SU1133-0AB60-1FA0-ZY19 | ILLUMINATED PUSHBUTTON, 22MM, ROUND, PLASTIC WITH METAL FRONT RING, WHITE, FLAT BUTTON, MOMENTA | 44.18
3SU1133-0AB70-1BA0-ZY12 | ILLUMINATED PUSHBUTTON, 22MM, ROUND, PLASTIC WITH METAL FRONT RING, CLEAR, FLAT BUTTON, MOMENTA | 43.11
3SU1133-0AB70-1BA0-ZY15 | ILLUMINATED PUSHBUTTON, 22MM, ROUND, PLASTIC WITH METAL FRONT RING, CLEAR, FLAT BUTTON, MOMENTA | 43.11
3SU1133-0AB70-1FA0-ZY13 | ILLUMINATED PUSHBUTTON, 22MM, ROUND, PLASTIC WITH METAL FRONT RING, CLEAR, FLAT BUTTON, MOMENTA | 46.09
3SU1133-0AB70-1FA0-ZY19 | ILLUMINATED PUSHBUTTON, 22MM, ROUND, PLASTIC WITH METAL FRONT RING, CLEAR, FLAT BUTTON, MOMENTA | 44.18
3SU1136-0AB20-1CA0-ZY15 | ILLUMINATED PUSHBUTTON, 22MM, ROUND, PLASTIC WITH METAL FRONT RING, RED, FLAT BUTTON, MOMENTARY | 43.11
3SU1136-0AB20-1FA0 | ILLUMINATED PUSHBUTTON, 22MM, ROUND, PLASTIC WITH METAL FRONT RING, RED, FLAT BUTTON, MOMENTARY | 42.92
3SU1136-0AB20-1FA0-ZY13 | ILLUMINATED PUSHBUTTON, 22MM, ROUND, PLASTIC WITH METAL FRONT RING, RED, FLAT BUTTON, MOMENTARY | 46.09
3SU1136-0AB20-1FA0-ZY19 | ILLUMINATED PUSHBUTTON, 22MM, ROUND, PLASTIC WITH METAL FRONT RING, RED, FLAT BUTTON, MOMENTARY | 44.18
3SU1150-0AB30-3BA0-ZY19 | PUSHBUTTON, 22MM, ROUND, METAL, SHINY, YELLOW, FLAT BUTTON, MOMENTARY CONTACT TYPE, WITH HOLDE | 16.4
3SU1150-0AB30-3FA0-ZX90 | PUSHBUTTON, 22MM, ROUND, METAL, SHINY, YELLOW, FLAT BUTTON, MOMENTARY CONTACT TYPE, WITH HOLDE | 18.49
3SU1150-0AB40-1BA0 | PUSHBUTTON, 22MM, ROUND, METAL, SHINY, GREEN, FLAT BUTTON, MOMENTARY CONTACT TYPE, WITH HOLDER | 13.82
3SU1150-0AB40-1BA0-ZY10 | PUSHBUTTON, 22MM, ROUND, METAL, SHINY, GREEN, FLAT BUTTON, MOMENTARY CONTACT TYPE, WITH HOLDER | 18.23
3SU1150-0AB40-1BA0-ZY19 | PUSHBUTTON, 22MM, ROUND, METAL, SHINY, GREEN, FLAT BUTTON, MOMENTARY CONTACT TYPE, WITH HOLDER | 16.34
3SU1150-0AB40-1FA0-ZX90 | PUSHBUTTON, 22MM, ROUND, METAL, SHINY, GREEN, FLAT BUTTON, MOMENTARY CONTACT TYPE, WITH HOLDER | 17.91
3SU1150-0AB40-3BA0 | PUSHBUTTON, 22MM, ROUND, METAL, SHINY, GREEN, FLAT BUTTON, MOMENTARY CONTACT TYPE, WITH HOLDER | 13.89
3SU1136-0AB20-1CA0-ZY10 | ILLUMINATED PUSHBUTTON, 22MM, ROUND, PLASTIC WITH METAL FRONT RING, RED, FLAT BUTTON, MOMENTARY | 43.11
3SU1136-0AB20-1CA0-ZY11 | ILLUMINATED PUSHBUTTON, 22MM, ROUND, PLASTIC WITH METAL FRONT RING, RED, FLAT BUTTON, MOMENTARY | 43.11
3SU1136-0AB20-1CA0-ZY12 | ILLUMINATED PUSHBUTTON, 22MM, ROUND, PLASTIC WITH METAL FRONT RING, RED, FLAT BUTTON, MOMENTARY | 43.11
3SU1136-0AB30-1BA0-ZX90 | ILLUMINATED PUSHBUTTON, 22MM, ROUND, PLASTIC WITH METAL FRONT RING, YELLOW, FLAT BUTTON, MOMENT | 39.95
3SU1136-0AB30-1BA0-ZY10 | ILLUMINATED PUSHBUTTON, 22MM, ROUND, PLASTIC WITH METAL FRONT RING, YELLOW, FLAT BUTTON, MOMENT | 43.11
3SU1150-0AB30-3BA0-ZY12 | PUSHBUTTON, 22MM, ROUND, METAL, SHINY, YELLOW, FLAT BUTTON, MOMENTARY CONTACT TYPE, WITH HOLDE | 18.3
3SU1150-0AB30-3BA0-ZY13 | PUSHBUTTON, 22MM, ROUND, METAL, SHINY, YELLOW, FLAT BUTTON, MOMENTARY CONTACT TYPE, WITH HOLDE | 18.3
3SU1150-0AB40-1BA0-ZY11 | PUSHBUTTON, 22MM, ROUND, METAL, SHINY, GREEN, FLAT BUTTON, MOMENTARY CONTACT TYPE, WITH HOLDER | 18.23
3SU1150-0AB40-1BA0-ZY12 | PUSHBUTTON, 22MM, ROUND, METAL, SHINY, GREEN, FLAT BUTTON, MOMENTARY CONTACT TYPE, WITH HOLDER | 18.23
3SU1150-0AB40-1BA0-ZY13 | PUSHBUTTON, 22MM, ROUND, METAL, SHINY, GREEN, FLAT BUTTON, MOMENTARY CONTACT TYPE, WITH HOLDER | 18.23
3SU1150-0AB40-1BA0-ZY15 | PUSHBUTTON, 22MM, ROUND, METAL, SHINY, GREEN, FLAT BUTTON, MOMENTARY CONTACT TYPE, WITH HOLDER | 18.23
3SU1150-0AB40-3BA0-ZY12 | PUSHBUTTON, 22MM, ROUND, METAL, SHINY, GREEN, FLAT BUTTON, MOMENTARY CONTACT TYPE, WITH HOLDER | 18.3
3SU1150-0AB40-3BA0-ZY13 | PUSHBUTTON, 22MM, ROUND, METAL, SHINY, GREEN, FLAT BUTTON, MOMENTARY CONTACT TYPE, WITH HOLDER | 18.3
3SU1150-0AB40-3BA0-ZY15 | PUSHBUTTON, 22MM, ROUND, METAL, SHINY, GREEN, FLAT BUTTON, MOMENTARY CONTACT TYPE, WITH HOLDER | 18.3
3SU1150-0AB40-3BA0-ZY19 | PUSHBUTTON, 22MM, ROUND, METAL, SHINY, GREEN, FLAT BUTTON, MOMENTARY CONTACT TYPE, WITH HOLDER | 16.4
3SU1150-0AB50-1BA0-ZY12 | PUSHBUTTON, 22MM, ROUND, METAL, SHINY, BLUE, FLAT BUTTON, MOMENTARY CONTACT TYPE, WITH HOLDER, | 18.23
3SU1150-0AB50-1BA0-ZY13 | PUSHBUTTON, 22MM, ROUND, METAL, SHINY, BLUE, FLAT BUTTON, MOMENTARY CONTACT TYPE, WITH HOLDER, | 18.23
3SU1150-0AB50-1BA0-ZY15 | PUSHBUTTON, 22MM, ROUND, METAL, SHINY, BLUE, FLAT BUTTON, MOMENTARY CONTACT TYPE, WITH HOLDER, | 18.23
3SU1150-0AB50-1BA0-ZY19 | PUSHBUTTON, 22MM, ROUND, METAL, SHINY, BLUE, FLAT BUTTON, MOMENTARY CONTACT TYPE, WITH HOLDER, | 16.34
3SU1150-0AB50-3BA0-ZY13 | PUSHBUTTON, 22MM, ROUND, METAL, SHINY, BLUE, FLAT BUTTON, MOMENTARY CONTACT TYPE, WITH HOLDER, | 18.3
3SU1150-0AB50-3BA0-ZY15 | PUSHBUTTON, 22MM, ROUND, METAL, SHINY, BLUE, FLAT BUTTON, MOMENTARY CONTACT TYPE, WITH HOLDER, | 18.3
3SU1150-0AB50-3BA0-ZY19 | PUSHBUTTON, 22MM, ROUND, METAL, SHINY, BLUE, FLAT BUTTON, MOMENTARY CONTACT TYPE, WITH HOLDER, | 16.4
3SU1150-0AB50-3FA0 | PUSHBUTTON, 22MM, ROUND, METAL, SHINY, BLUE, FLAT BUTTON, MOMENTARY CONTACT TYPE, WITH HOLDER, | 16.98
3SU1062-2DL40-0AA0-ZY12 | SELECTOR SWITCH, CAN BE ILLUM., 30MM, ROUND, METAL, MATT, GREEN, SHORT SELECTOR SWITCH, FRONT R | 35.44
3SU1062-2DL40-0AA0-ZY15 | SELECTOR SWITCH, CAN BE ILLUM., 30MM, ROUND, METAL, MATT, GREEN, SHORT SELECTOR SWITCH, FRONT R | 35.44
3SU1062-2DL40-0AA0-ZY19 | SELECTOR SWITCH, CAN BE ILLUM., 30MM, ROUND, METAL, MATT, GREEN, SHORT SELECTOR SWITCH, FRONT R | 33.55
3SU1062-2DM20-0AA0-ZY12 | SELECTOR SWITCH, CAN BE ILLUM., 30MM, ROUND, METAL, MATT, RED, SHORT SELECTOR SWITCH, FRONT RIN | 35.44
3SU1062-2DM20-0AA0-ZY15 | SELECTOR SWITCH, CAN BE ILLUM., 30MM, ROUND, METAL, MATT, RED, SHORT SELECTOR SWITCH, FRONT RIN | 35.44
3SU1062-2DM20-0AA0-ZY19 | SELECTOR SWITCH, CAN BE ILLUM., 30MM, ROUND, METAL, MATT, RED, SHORT SELECTOR SWITCH, FRONT RIN | 33.55
3SU1150-0AB40-3BA0-ZY10 | PUSHBUTTON, 22MM, ROUND, METAL, SHINY, GREEN, FLAT BUTTON, MOMENTARY CONTACT TYPE, WITH HOLDER | 18.3
3SU1150-0AB40-3FA0-ZX90 | PUSHBUTTON, 22MM, ROUND, METAL, SHINY, GREEN, FLAT BUTTON, MOMENTARY CONTACT TYPE, WITH HOLDER | 18.49
3SU1150-0AB40-3FA0-ZY11 | PUSHBUTTON, 22MM, ROUND, METAL, SHINY, GREEN, FLAT BUTTON, MOMENTARY CONTACT TYPE, WITH HOLDER | 21.65
3SU1150-0AB50-1BA0 | PUSHBUTTON, 22MM, ROUND, METAL, SHINY, BLUE, FLAT BUTTON, MOMENTARY CONTACT TYPE, WITH HOLDER, | 13.82
3SU1150-0AB50-1BA0-ZY10 | PUSHBUTTON, 22MM, ROUND, METAL, SHINY, BLUE, FLAT BUTTON, MOMENTARY CONTACT TYPE, WITH HOLDER, | 18.23
3SU1150-0AB50-1FA0-ZX90 | PUSHBUTTON, 22MM, ROUND, METAL, SHINY, BLUE, FLAT BUTTON, MOMENTARY CONTACT TYPE, WITH HOLDER, | 17.91
3SU1150-0AB50-1FA0-ZY11 | PUSHBUTTON, 22MM, ROUND, METAL, SHINY, BLUE, FLAT BUTTON, MOMENTARY CONTACT TYPE, WITH HOLDER, | 21.08
3SU1150-0AB50-3BA0-ZY10 | PUSHBUTTON, 22MM, ROUND, METAL, SHINY, BLUE, FLAT BUTTON, MOMENTARY CONTACT TYPE, WITH HOLDER, | 18.3
3SU1150-0AB50-3BA0-ZY12 | PUSHBUTTON, 22MM, ROUND, METAL, SHINY, BLUE, FLAT BUTTON, MOMENTARY CONTACT TYPE, WITH HOLDER, | 18.3
3SU1150-0AB50-3FA0-ZX90 | PUSHBUTTON, 22MM, ROUND, METAL, SHINY, BLUE, FLAT BUTTON, MOMENTARY CONTACT TYPE, WITH HOLDER, | 18.49
3SU1150-0AB50-3FA0-ZY11 | PUSHBUTTON, 22MM, ROUND, METAL, SHINY, BLUE, FLAT BUTTON, MOMENTARY CONTACT TYPE, WITH HOLDER, | 21.65
3SU1150-0AB60-1BA0-ZY10 | PUSHBUTTON, 22MM, ROUND, METAL, SHINY, WHITE, FLAT BUTTON, MOMENTARY CONTACT TYPE, WITH HOLDER | 18.23
3SU1062-2DL40-0AA0-ZY10 | SELECTOR SWITCH, CAN BE ILLUM., 30MM, ROUND, METAL, MATT, GREEN, SHORT SELECTOR SWITCH, FRONT R | 35.44
3SU1062-2DL60-0AA0-ZX90 | SELECTOR SWITCH, CAN BE ILLUM., 30MM, ROUND, METAL, MATT, BLACK, WHITE, SHORT SELECTOR SWITCH, | 32.28
3SU1062-2DL60-0AA0-ZY11 | SELECTOR SWITCH, CAN BE ILLUM., 30MM, ROUND, METAL, MATT, BLACK, WHITE, SHORT SELECTOR SWITCH, | 35.44
3SU1062-2DM20-0AA0 | SELECTOR SWITCH, CAN BE ILLUM., 30MM, ROUND, METAL, MATT, RED, SHORT SELECTOR SWITCH, FRONT RIN | 29.64
3SU1062-2DM20-0AA0-ZY10 | SELECTOR SWITCH, CAN BE ILLUM., 30MM, ROUND, METAL, MATT, RED, SHORT SELECTOR SWITCH, FRONT RIN | 35.44
3SU1062-2DM40-0AA0-ZX90 | SELECTOR SWITCH, CAN BE ILLUM., 30MM, ROUND, METAL, MATT, GREEN, SHORT SELECTOR SWITCH, FRONT R | 32.28
3SU1062-2DM40-0AA0-ZY11 | SELECTOR SWITCH, CAN BE ILLUM., 30MM, ROUND, METAL, MATT, GREEN, SHORT SELECTOR SWITCH, FRONT R | 35.44
3SU1062-2DM60-0AA0-ZY10 | SELECTOR SWITCH, CAN BE ILLUM., 30MM, ROUND, METAL, MATT, BLACK, WHITE, SHORT SELECTOR SWITCH, | 35.44
3SU1062-2DM60-0AA0-ZY12 | SELECTOR SWITCH, CAN BE ILLUM., 30MM, ROUND, METAL, MATT, BLACK, WHITE, SHORT SELECTOR SWITCH, | 35.44
3SU1062-2EC20-0AA0-ZX90 | SELECTOR SWITCH, CAN BE ILLUM., 30MM, ROUND, METAL, MATT, RED, LONG SELECTOR SWITCH, FRONT RING | 32.28
3SU1062-2EC20-0AA0-ZY11 | SELECTOR SWITCH, CAN BE ILLUM., 30MM, ROUND, METAL, MATT, RED, LONG SELECTOR SWITCH, FRONT RING | 35.44
3SU1062-2EC40-0AA0-ZY10 | SELECTOR SWITCH, CAN BE ILLUM., 30MM, ROUND, METAL, MATT, GREEN, LONG SELECTOR SWITCH, FRONT RI | 35.44
3SU1062-2EC40-0AA0-ZY12 | SELECTOR SWITCH, CAN BE ILLUM., 30MM, ROUND, METAL, MATT, GREEN, LONG SELECTOR SWITCH, FRONT RI | 35.44
3SU1062-2EC60-0AA0-ZY11 | SELECTOR SWITCH, CAN BE ILLUM., 30MM, ROUND, METAL, MATT, BLACK, WHITE, LONG SELECTOR SWITCH, F | 35.44
3SU1062-2EF20-0AA0-ZY10 | SELECTOR SWITCH, CAN BE ILLUM., 30MM, ROUND, METAL, MATT, RED, LONG SELECTOR SWITCH, FRONT RING | 35.44
3SU1062-2EF20-0AA0-ZY12 | SELECTOR SWITCH, CAN BE ILLUM., 30MM, ROUND, METAL, MATT, RED, LONG SELECTOR SWITCH, FRONT RING | 35.44
3SU1062-2EF40-0AA0-ZY11 | SELECTOR SWITCH, CAN BE ILLUM., 30MM, ROUND, METAL, MATT, GREEN, LONG SELECTOR SWITCH, FRONT RI | 35.44
3SU1150-0AB50-3FA0-ZY12 | PUSHBUTTON, 22MM, ROUND, METAL, SHINY, BLUE, FLAT BUTTON, MOMENTARY CONTACT TYPE, WITH HOLDER, | 21.65
3SU1150-0AB60-1BA0-ZX90 | PUSHBUTTON, 22MM, ROUND, METAL, SHINY, WHITE, FLAT BUTTON, MOMENTARY CONTACT TYPE, WITH HOLDER | 15.07
3SU1062-2DL40-0AA0-ZX90 | SELECTOR SWITCH, CAN BE ILLUM., 30MM, ROUND, METAL, MATT, GREEN, SHORT SELECTOR SWITCH, FRONT R | 32.28
3SU1062-2DL40-0AA0-ZY11 | SELECTOR SWITCH, CAN BE ILLUM., 30MM, ROUND, METAL, MATT, GREEN, SHORT SELECTOR SWITCH, FRONT R | 35.44
3SU1062-2DL60-0AA0 | SELECTOR SWITCH, CAN BE ILLUM., 30MM, ROUND, METAL, MATT, BLACK, WHITE, SHORT SELECTOR SWITCH, | 29.64
3SU1062-2DL60-0AA0-ZY10 | SELECTOR SWITCH, CAN BE ILLUM., 30MM, ROUND, METAL, MATT, BLACK, WHITE, SHORT SELECTOR SWITCH, | 35.44
3SU1062-2DM20-0AA0-ZX90 | SELECTOR SWITCH, CAN BE ILLUM., 30MM, ROUND, METAL, MATT, RED, SHORT SELECTOR SWITCH, FRONT RIN | 32.28
3SU1062-2DM20-0AA0-ZY11 | SELECTOR SWITCH, CAN BE ILLUM., 30MM, ROUND, METAL, MATT, RED, SHORT SELECTOR SWITCH, FRONT RIN | 35.44
3SU1062-2DM40-0AA0-ZY10 | SELECTOR SWITCH, CAN BE ILLUM., 30MM, ROUND, METAL, MATT, GREEN, SHORT SELECTOR SWITCH, FRONT R | 35.44
3SU1062-2DM40-0AA0-ZY12 | SELECTOR SWITCH, CAN BE ILLUM., 30MM, ROUND, METAL, MATT, GREEN, SHORT SELECTOR SWITCH, FRONT R | 35.44
3SU1062-2DM60-0AA0-ZX90 | SELECTOR SWITCH, CAN BE ILLUM., 30MM, ROUND, METAL, MATT, BLACK, WHITE, SHORT SELECTOR SWITCH, | 32.28
3SU1062-2DM60-0AA0-ZY11 | SELECTOR SWITCH, CAN BE ILLUM., 30MM, ROUND, METAL, MATT, BLACK, WHITE, SHORT SELECTOR SWITCH, | 35.44
3SU1062-2EC20-0AA0-ZY10 | SELECTOR SWITCH, CAN BE ILLUM., 30MM, ROUND, METAL, MATT, RED, LONG SELECTOR SWITCH, FRONT RING | 35.44
3SU1062-2EC20-0AA0-ZY12 | SELECTOR SWITCH, CAN BE ILLUM., 30MM, ROUND, METAL, MATT, RED, LONG SELECTOR SWITCH, FRONT RING | 35.44
3SU1062-2EC40-0AA0-ZY11 | SELECTOR SWITCH, CAN BE ILLUM., 30MM, ROUND, METAL, MATT, GREEN, LONG SELECTOR SWITCH, FRONT RI | 35.44
3SU1062-2EC60-0AA0-ZY10 | SELECTOR SWITCH, CAN BE ILLUM., 30MM, ROUND, METAL, MATT, BLACK, WHITE, LONG SELECTOR SWITCH, F | 35.44
3SU1062-2EC60-0AA0-ZY12 | SELECTOR SWITCH, CAN BE ILLUM., 30MM, ROUND, METAL, MATT, BLACK, WHITE, LONG SELECTOR SWITCH, F | 35.44
3SU1062-2EF20-0AA0-ZY11 | SELECTOR SWITCH, CAN BE ILLUM., 30MM, ROUND, METAL, MATT, RED, LONG SELECTOR SWITCH, FRONT RING | 35.44
3SU1062-2EF40-0AA0-ZY12 | SELECTOR SWITCH, CAN BE ILLUM., 30MM, ROUND, METAL, MATT, GREEN, LONG SELECTOR SWITCH, FRONT RI | 35.44
3SU1062-2EF40-0AA0-ZY15 | SELECTOR SWITCH, CAN BE ILLUM., 30MM, ROUND, METAL, MATT, GREEN, LONG SELECTOR SWITCH, FRONT RI | 35.44
3SU1062-2EF60-0AA0-ZY11 | SELECTOR SWITCH, CAN BE ILLUM., 30MM, ROUND, METAL, MATT, BLACK, WHITE, LONG SELECTOR SWITCH, F | 35.44
3SU1062-2EL20-0AA0-ZY12 | SELECTOR SWITCH, CAN BE ILLUM., 30MM, ROUND, METAL, MATT, RED, LONG SELECTOR SWITCH, FRONT RING | 35.44
3SU1062-2EL20-0AA0-ZY15 | SELECTOR SWITCH, CAN BE ILLUM., 30MM, ROUND, METAL, MATT, RED, LONG SELECTOR SWITCH, FRONT RING | 35.44
3SU1062-2EL40-0AA0-ZY19 | SELECTOR SWITCH, CAN BE ILLUM., 30MM, ROUND, METAL, MATT, GREEN, LONG SELECTOR SWITCH, FRONT RI | 33.55
3SU1062-2EL60-0AA0-ZY12 | SELECTOR SWITCH, CAN BE ILLUM., 30MM, ROUND, METAL, MATT, BLACK, WHITE, LONG SELECTOR SWITCH, F | 35.44
3SU1062-2EL60-0AA0-ZY15 | SELECTOR SWITCH, CAN BE ILLUM., 30MM, ROUND, METAL, MATT, BLACK, WHITE, LONG SELECTOR SWITCH, F | 35.44
3SU1062-2EM20-0AA0-ZY19 | SELECTOR SWITCH, CAN BE ILLUM., 30MM, ROUND, METAL, MATT, RED, LONG SELECTOR SWITCH, FRONT RING | 33.55
3SU1062-2EM40-0AA0-ZY15 | SELECTOR SWITCH, CAN BE ILLUM., 30MM, ROUND, METAL, MATT, GREEN, LONG SELECTOR SWITCH, FRONT RI | 35.44
3SU1062-2EM60-0AA0 | SELECTOR SWITCH, CAN BE ILLUM., 30MM, ROUND, METAL, MATT, BLACK, WHITE, LONG SELECTOR SWITCH, F | 29.64
3SU1062-2DM40-0AA0 | SELECTOR SWITCH, CAN BE ILLUM., 30MM, ROUND, METAL, MATT, GREEN, SHORT SELECTOR SWITCH, FRONT R | 29.64
3SU1062-2DM60-0AA0-ZY15 | SELECTOR SWITCH, CAN BE ILLUM., 30MM, ROUND, METAL, MATT, BLACK, WHITE, SHORT SELECTOR SWITCH, | 35.44
3SU1062-2DM60-0AA0-ZY19 | SELECTOR SWITCH, CAN BE ILLUM., 30MM, ROUND, METAL, MATT, BLACK, WHITE, SHORT SELECTOR SWITCH, | 33.55
3SU1062-2EC20-0AA0 | SELECTOR SWITCH, CAN BE ILLUM., 30MM, ROUND, METAL, MATT, RED, LONG SELECTOR SWITCH, FRONT RING | 29.64
3SU1062-2EC40-0AA0-ZY15 | SELECTOR SWITCH, CAN BE ILLUM., 30MM, ROUND, METAL, MATT, GREEN, LONG SELECTOR SWITCH, FRONT RI | 35.44
3SU1062-2EC40-0AA0-ZY19 | SELECTOR SWITCH, CAN BE ILLUM., 30MM, ROUND, METAL, MATT, GREEN, LONG SELECTOR SWITCH, FRONT RI | 33.55
3SU1062-2EC60-0AA0 | SELECTOR SWITCH, CAN BE ILLUM., 30MM, ROUND, METAL, MATT, BLACK, WHITE, LONG SELECTOR SWITCH, F | 29.64
3SU1062-2EC60-0AA0-ZX90 | SELECTOR SWITCH, CAN BE ILLUM., 30MM, ROUND, METAL, MATT, BLACK, WHITE, LONG SELECTOR SWITCH, F | 32.28
3SU1062-2EF20-0AA0-ZY15 | SELECTOR SWITCH, CAN BE ILLUM., 30MM, ROUND, METAL, MATT, RED, LONG SELECTOR SWITCH, FRONT RING | 35.44
3SU1062-2EF20-0AA0-ZY19 | SELECTOR SWITCH, CAN BE ILLUM., 30MM, ROUND, METAL, MATT, RED, LONG SELECTOR SWITCH, FRONT RING | 33.55
3SU1062-2EF40-0AA0 | SELECTOR SWITCH, CAN BE ILLUM., 30MM, ROUND, METAL, MATT, GREEN, LONG SELECTOR SWITCH, FRONT RI | 29.64
3SU1062-2EF40-0AA0-ZX90 | SELECTOR SWITCH, CAN BE ILLUM., 30MM, ROUND, METAL, MATT, GREEN, LONG SELECTOR SWITCH, FRONT RI | 32.28
3SU1062-2EF40-0AA0-ZY10 | SELECTOR SWITCH, CAN BE ILLUM., 30MM, ROUND, METAL, MATT, GREEN, LONG SELECTOR SWITCH, FRONT RI | 35.44
3SU1062-2EF60-0AA0-ZY19 | SELECTOR SWITCH, CAN BE ILLUM., 30MM, ROUND, METAL, MATT, BLACK, WHITE, LONG SELECTOR SWITCH, F | 33.55
3SU1062-2EL20-0AA0 | SELECTOR SWITCH, CAN BE ILLUM., 30MM, ROUND, METAL, MATT, RED, LONG SELECTOR SWITCH, FRONT RING | 29.64
3SU1062-2EL20-0AA0-ZX90 | SELECTOR SWITCH, CAN BE ILLUM., 30MM, ROUND, METAL, MATT, RED, LONG SELECTOR SWITCH, FRONT RING | 32.28
3SU1062-2EL20-0AA0-ZY10 | SELECTOR SWITCH, CAN BE ILLUM., 30MM, ROUND, METAL, MATT, RED, LONG SELECTOR SWITCH, FRONT RING | 35.44
3SU1062-2EL60-0AA0 | SELECTOR SWITCH, CAN BE ILLUM., 30MM, ROUND, METAL, MATT, BLACK, WHITE, LONG SELECTOR SWITCH, F | 29.64
3SU1062-2EL60-0AA0-ZX90 | SELECTOR SWITCH, CAN BE ILLUM., 30MM, ROUND, METAL, MATT, BLACK, WHITE, LONG SELECTOR SWITCH, F | 32.28
3SU1062-2EL60-0AA0-ZY10 | SELECTOR SWITCH, CAN BE ILLUM., 30MM, ROUND, METAL, MATT, BLACK, WHITE, LONG SELECTOR SWITCH, F | 35.44
3SU1062-2EL60-0AA0-ZY11 | SELECTOR SWITCH, CAN BE ILLUM., 30MM, ROUND, METAL, MATT, BLACK, WHITE, LONG SELECTOR SWITCH, F | 35.44
3SU1062-2EM40-0AA0-ZX90 | SELECTOR SWITCH, CAN BE ILLUM., 30MM, ROUND, METAL, MATT, GREEN, LONG SELECTOR SWITCH, FRONT RI | 32.28
3SU1062-2EM40-0AA0-ZY10 | SELECTOR SWITCH, CAN BE ILLUM., 30MM, ROUND, METAL, MATT, GREEN, LONG SELECTOR SWITCH, FRONT RI | 35.44
3SU1062-2EM40-0AA0-ZY11 | SELECTOR SWITCH, CAN BE ILLUM., 30MM, ROUND, METAL, MATT, GREEN, LONG SELECTOR SWITCH, FRONT RI | 35.44
3SU1062-2EM40-0AA0-ZY12 | SELECTOR SWITCH, CAN BE ILLUM., 30MM, ROUND, METAL, MATT, GREEN, LONG SELECTOR SWITCH, FRONT RI | 35.44
3SU1100-0AB10-1BA0-ZX90 | PUSHBUTTON, 22MM, ROUND, PLASTIC, BLACK, FLAT BUTTON, MOMENTARY CONTACT TYPE, WITH HOLDER 1NO | 12.72
3SU1100-0AB10-1BA0-ZY10 | PUSHBUTTON, 22MM, ROUND, PLASTIC, BLACK, FLAT BUTTON, MOMENTARY CONTACT TYPE, WITH HOLDER 1NO | 15.88
3SU1100-0AB10-1BA0-ZY11 | PUSHBUTTON, 22MM, ROUND, PLASTIC, BLACK, FLAT BUTTON, MOMENTARY CONTACT TYPE, WITH HOLDER 1NO | 15.88
3SU1100-0AB10-1BA0-ZY12 | PUSHBUTTON, 22MM, ROUND, PLASTIC, BLACK, FLAT BUTTON, MOMENTARY CONTACT TYPE, WITH HOLDER 1NO | 15.88
3SU1150-0AB50-3FA0-ZY19 | PUSHBUTTON, 22MM, ROUND, METAL, SHINY, BLUE, FLAT BUTTON, MOMENTARY CONTACT TYPE, WITH HOLDER, | 19.76
3SU1150-0AB60-1BA0 | PUSHBUTTON, 22MM, ROUND, METAL, SHINY, WHITE, FLAT BUTTON, MOMENTARY CONTACT TYPE, WITH HOLDER | 13.82
3SU1062-2DL60-0AA0-ZY12 | SELECTOR SWITCH, CAN BE ILLUM., 30MM, ROUND, METAL, MATT, BLACK, WHITE, SHORT SELECTOR SWITCH, | 35.44
3SU1062-2DL60-0AA0-ZY15 | SELECTOR SWITCH, CAN BE ILLUM., 30MM, ROUND, METAL, MATT, BLACK, WHITE, SHORT SELECTOR SWITCH, | 35.44
3SU1062-2DL60-0AA0-ZY19 | SELECTOR SWITCH, CAN BE ILLUM., 30MM, ROUND, METAL, MATT, BLACK, WHITE, SHORT SELECTOR SWITCH, | 33.55
3SU1062-2DM40-0AA0-ZY15 | SELECTOR SWITCH, CAN BE ILLUM., 30MM, ROUND, METAL, MATT, GREEN, SHORT SELECTOR SWITCH, FRONT R | 35.44
3SU1062-2DM40-0AA0-ZY19 | SELECTOR SWITCH, CAN BE ILLUM., 30MM, ROUND, METAL, MATT, GREEN, SHORT SELECTOR SWITCH, FRONT R | 33.55
3SU1062-2DM60-0AA0 | SELECTOR SWITCH, CAN BE ILLUM., 30MM, ROUND, METAL, MATT, BLACK, WHITE, SHORT SELECTOR SWITCH, | 29.64
3SU1062-2EC20-0AA0-ZY15 | SELECTOR SWITCH, CAN BE ILLUM., 30MM, ROUND, METAL, MATT, RED, LONG SELECTOR SWITCH, FRONT RING | 35.44
3SU1062-2EC20-0AA0-ZY19 | SELECTOR SWITCH, CAN BE ILLUM., 30MM, ROUND, METAL, MATT, RED, LONG SELECTOR SWITCH, FRONT RING | 33.55
3SU1062-2EC40-0AA0 | SELECTOR SWITCH, CAN BE ILLUM., 30MM, ROUND, METAL, MATT, GREEN, LONG SELECTOR SWITCH, FRONT RI | 29.64
3SU1062-2EC40-0AA0-ZX90 | SELECTOR SWITCH, CAN BE ILLUM., 30MM, ROUND, METAL, MATT, GREEN, LONG SELECTOR SWITCH, FRONT RI | 32.28
3SU1062-2EC60-0AA0-ZY15 | SELECTOR SWITCH, CAN BE ILLUM., 30MM, ROUND, METAL, MATT, BLACK, WHITE, LONG SELECTOR SWITCH, F | 35.44
3SU1062-2EC60-0AA0-ZY19 | SELECTOR SWITCH, CAN BE ILLUM., 30MM, ROUND, METAL, MATT, BLACK, WHITE, LONG SELECTOR SWITCH, F | 33.55
3SU1062-2EF20-0AA0 | SELECTOR SWITCH, CAN BE ILLUM., 30MM, ROUND, METAL, MATT, RED, LONG SELECTOR SWITCH, FRONT RING | 29.64
3SU1062-2EF20-0AA0-ZX90 | SELECTOR SWITCH, CAN BE ILLUM., 30MM, ROUND, METAL, MATT, RED, LONG SELECTOR SWITCH, FRONT RING | 32.28
3SU1062-2EF40-0AA0-ZY19 | SELECTOR SWITCH, CAN BE ILLUM., 30MM, ROUND, METAL, MATT, GREEN, LONG SELECTOR SWITCH, FRONT RI | 33.55
3SU1062-2EF60-0AA0 | SELECTOR SWITCH, CAN BE ILLUM., 30MM, ROUND, METAL, MATT, BLACK, WHITE, LONG SELECTOR SWITCH, F | 29.64
3SU1062-2EF60-0AA0-ZX90 | SELECTOR SWITCH, CAN BE ILLUM., 30MM, ROUND, METAL, MATT, BLACK, WHITE, LONG SELECTOR SWITCH, F | 32.28
3SU1062-2EF60-0AA0-ZY10 | SELECTOR SWITCH, CAN BE ILLUM., 30MM, ROUND, METAL, MATT, BLACK, WHITE, LONG SELECTOR SWITCH, F | 35.44
3SU1062-2EL40-0AA0 | SELECTOR SWITCH, CAN BE ILLUM., 30MM, ROUND, METAL, MATT, GREEN, LONG SELECTOR SWITCH, FRONT RI | 29.64
3SU1062-2EL40-0AA0-ZX90 | SELECTOR SWITCH, CAN BE ILLUM., 30MM, ROUND, METAL, MATT, GREEN, LONG SELECTOR SWITCH, FRONT RI | 32.28
3SU1062-2EL40-0AA0-ZY10 | SELECTOR SWITCH, CAN BE ILLUM., 30MM, ROUND, METAL, MATT, GREEN, LONG SELECTOR SWITCH, FRONT RI | 35.44
3SU1062-2EL40-0AA0-ZY11 | SELECTOR SWITCH, CAN BE ILLUM., 30MM, ROUND, METAL, MATT, GREEN, LONG SELECTOR SWITCH, FRONT RI | 35.44
3SU1062-2EM20-0AA0 | SELECTOR SWITCH, CAN BE ILLUM., 30MM, ROUND, METAL, MATT, RED, LONG SELECTOR SWITCH, FRONT RING | 29.64
3SU1062-2EM20-0AA0-ZX90 | SELECTOR SWITCH, CAN BE ILLUM., 30MM, ROUND, METAL, MATT, RED, LONG SELECTOR SWITCH, FRONT RING | 32.28
3SU1062-2EM20-0AA0-ZY10 | SELECTOR SWITCH, CAN BE ILLUM., 30MM, ROUND, METAL, MATT, RED, LONG SELECTOR SWITCH, FRONT RING | 35.44
3SU1062-2EM20-0AA0-ZY11 | SELECTOR SWITCH, CAN BE ILLUM., 30MM, ROUND, METAL, MATT, RED, LONG SELECTOR SWITCH, FRONT RING | 35.44
3SU1062-2EM60-0AA0-ZX90 | SELECTOR SWITCH, CAN BE ILLUM., 30MM, ROUND, METAL, MATT, BLACK, WHITE, LONG SELECTOR SWITCH, F | 32.28
3SU1062-2EF60-0AA0-ZY12 | SELECTOR SWITCH, CAN BE ILLUM., 30MM, ROUND, METAL, MATT, BLACK, WHITE, LONG SELECTOR SWITCH, F | 35.44
3SU1062-2EF60-0AA0-ZY15 | SELECTOR SWITCH, CAN BE ILLUM., 30MM, ROUND, METAL, MATT, BLACK, WHITE, LONG SELECTOR SWITCH, F | 35.44
3SU1062-2EL20-0AA0-ZY11 | SELECTOR SWITCH, CAN BE ILLUM., 30MM, ROUND, METAL, MATT, RED, LONG SELECTOR SWITCH, FRONT RING | 35.44
3SU1062-2EL20-0AA0-ZY19 | SELECTOR SWITCH, CAN BE ILLUM., 30MM, ROUND, METAL, MATT, RED, LONG SELECTOR SWITCH, FRONT RING | 33.55
3SU1062-2EL40-0AA0-ZY12 | SELECTOR SWITCH, CAN BE ILLUM., 30MM, ROUND, METAL, MATT, GREEN, LONG SELECTOR SWITCH, FRONT RI | 35.44
3SU1062-2EL40-0AA0-ZY15 | SELECTOR SWITCH, CAN BE ILLUM., 30MM, ROUND, METAL, MATT, GREEN, LONG SELECTOR SWITCH, FRONT RI | 35.44
3SU1062-2EL60-0AA0-ZY19 | SELECTOR SWITCH, CAN BE ILLUM., 30MM, ROUND, METAL, MATT, BLACK, WHITE, LONG SELECTOR SWITCH, F | 33.55
3SU1062-2EM20-0AA0-ZY12 | SELECTOR SWITCH, CAN BE ILLUM., 30MM, ROUND, METAL, MATT, RED, LONG SELECTOR SWITCH, FRONT RING | 35.44
3SU1062-2EM20-0AA0-ZY15 | SELECTOR SWITCH, CAN BE ILLUM., 30MM, ROUND, METAL, MATT, RED, LONG SELECTOR SWITCH, FRONT RING | 35.44
3SU1062-2EM40-0AA0 | SELECTOR SWITCH, CAN BE ILLUM., 30MM, ROUND, METAL, MATT, GREEN, LONG SELECTOR SWITCH, FRONT RI | 29.64
3SU1062-2EM40-0AA0-ZY19 | SELECTOR SWITCH, CAN BE ILLUM., 30MM, ROUND, METAL, MATT, GREEN, LONG SELECTOR SWITCH, FRONT RI | 33.55
3SU1062-2EM60-0AA0-ZY15 | SELECTOR SWITCH, CAN BE ILLUM., 30MM, ROUND, METAL, MATT, BLACK, WHITE, LONG SELECTOR SWITCH, F | 35.44
3SU1100-0AB10-1BA0 | PUSHBUTTON, 22MM, ROUND, PLASTIC, BLACK, FLAT BUTTON, MOMENTARY CONTACT TYPE, WITH HOLDER 1NO | 11.69
3SU1100-0AB10-1BA0-ZY19 | PUSHBUTTON, 22MM, ROUND, PLASTIC, BLACK, FLAT BUTTON, MOMENTARY CONTACT TYPE, WITH HOLDER 1NO | 13.99
3SU1100-0AB10-1CA0-ZX90 | PUSHBUTTON, 22MM, ROUND, PLASTIC, BLACK, FLAT BUTTON, MOMENTARY CONTACT TYPE, WITH HOLDER 1NC | 12.72
3SU1100-0AB10-1CA0-ZY15 | PUSHBUTTON, 22MM, ROUND, PLASTIC, BLACK, FLAT BUTTON, MOMENTARY CONTACT TYPE, WITH HOLDER 1NC | 15.88
3SU1100-0AB10-1FA0 | PUSHBUTTON, 22MM, ROUND, PLASTIC, BLACK, FLAT BUTTON, MOMENTARY CONTACT TYPE, WITH HOLDER 1NO | 14.34
3SU1100-0AB10-1FA0-ZY19 | PUSHBUTTON, 22MM, ROUND, PLASTIC, BLACK, FLAT BUTTON, MOMENTARY CONTACT TYPE, WITH HOLDER 1NO | 16.9
3SU1100-0AB10-3BA0-ZX90 | PUSHBUTTON, 22MM, ROUND, PLASTIC, BLACK, FLAT BUTTON, MOMENTARY CONTACT TYPE, WITH HOLDER 1NO | 12.92
3SU1050-5XL01-0AA0 | IKON KEY-OPERATED SWITCH, 22MM, ROUND, METAL, SHINY, LOCK NO. 360012K1, WITH 2 KEYS, 3 SWITCH P | 138
3SU1051-0AA20-0AA0 | ILLUMINATED PUSHBUTTON, 22MM, ROUND, METAL, SHINY, RED, FLAT BUTTON, LATCHING, PUSH TO UNLATCH | 10.91
3SU1051-0AA20-0AA0-ZY10 | ILLUMINATED PUSHBUTTON, 22MM, ROUND, METAL, SHINY, RED, FLAT BUTTON, LATCHING, PUSH TO UNLATCH | 15.07
3SU1051-0AA30-0AA0-ZX90 | ILLUMINATED PUSHBUTTON, 22MM, ROUND, METAL, SHINY, YELLOW, FLAT BUTTON, LATCHING, PUSH TO UNLA | 11.9
3SU1051-0AA30-0AA0-ZY11 | ILLUMINATED PUSHBUTTON, 22MM, ROUND, METAL, SHINY, YELLOW, FLAT BUTTON, LATCHING, PUSH TO UNLA | 15.07
3SU1051-0AA40-0AA0-ZY10 | ILLUMINATED PUSHBUTTON, 22MM, ROUND, METAL, SHINY, GREEN, FLAT BUTTON, LATCHING, PUSH TO UNLAT | 15.07
3SU1051-0AA40-0AA0-ZY12 | ILLUMINATED PUSHBUTTON, 22MM, ROUND, METAL, SHINY, GREEN, FLAT BUTTON, LATCHING, PUSH TO UNLAT | 15.07
3SU1051-0AA50-0AA0-ZX90 | ILLUMINATED PUSHBUTTON, 22MM, ROUND, METAL, SHINY, BLUE, FLAT BUTTON, LATCHING, PUSH TO UNLATC | 11.9
3SU1051-0AA50-0AA0-ZY11 | ILLUMINATED PUSHBUTTON, 22MM, ROUND, METAL, SHINY, BLUE, FLAT BUTTON, LATCHING, PUSH TO UNLATC | 15.07
3SU1051-0AA60-0AA0-ZY10 | ILLUMINATED PUSHBUTTON, 22MM, ROUND, METAL, SHINY, WHITE, FLAT BUTTON, LATCHING, PUSH TO UNLAT | 15.07
3SU1062-2EM60-0AA0-ZY10 | SELECTOR SWITCH, CAN BE ILLUM., 30MM, ROUND, METAL, MATT, BLACK, WHITE, LONG SELECTOR SWITCH, F | 35.44
3SU1062-2EM60-0AA0-ZY11 | SELECTOR SWITCH, CAN BE ILLUM., 30MM, ROUND, METAL, MATT, BLACK, WHITE, LONG SELECTOR SWITCH, F | 35.44
3SU1062-2EM60-0AA0-ZY12 | SELECTOR SWITCH, CAN BE ILLUM., 30MM, ROUND, METAL, MATT, BLACK, WHITE, LONG SELECTOR SWITCH, F | 35.44
3SU1100-0AB10-1CA0-ZY10 | PUSHBUTTON, 22MM, ROUND, PLASTIC, BLACK, FLAT BUTTON, MOMENTARY CONTACT TYPE, WITH HOLDER 1NC | 15.88
3SU1100-0AB10-1CA0-ZY11 | PUSHBUTTON, 22MM, ROUND, PLASTIC, BLACK, FLAT BUTTON, MOMENTARY CONTACT TYPE, WITH HOLDER 1NC | 15.88
3SU1100-0AB10-1CA0-ZY12 | PUSHBUTTON, 22MM, ROUND, PLASTIC, BLACK, FLAT BUTTON, MOMENTARY CONTACT TYPE, WITH HOLDER 1NC | 15.88
3SU1100-0AB10-1CA0-ZY13 | PUSHBUTTON, 22MM, ROUND, PLASTIC, BLACK, FLAT BUTTON, MOMENTARY CONTACT TYPE, WITH HOLDER 1NC | 15.88
3SU1100-0AB10-3BA0-ZY10 | PUSHBUTTON, 22MM, ROUND, PLASTIC, BLACK, FLAT BUTTON, MOMENTARY CONTACT TYPE, WITH HOLDER 1NO | 16.08
3SU1100-0AB10-3BA0-ZY11 | PUSHBUTTON, 22MM, ROUND, PLASTIC, BLACK, FLAT BUTTON, MOMENTARY CONTACT TYPE, WITH HOLDER 1NO | 16.08
3SU1100-0AB10-3BA0-ZY12 | PUSHBUTTON, 22MM, ROUND, PLASTIC, BLACK, FLAT BUTTON, MOMENTARY CONTACT TYPE, WITH HOLDER 1NO | 16.08
3SU1100-0AB10-3BA0-ZY13 | PUSHBUTTON, 22MM, ROUND, PLASTIC, BLACK, FLAT BUTTON, MOMENTARY CONTACT TYPE, WITH HOLDER 1NO | 16.08
3SU1100-0AB10-3BA0-ZY15 | PUSHBUTTON, 22MM, ROUND, PLASTIC, BLACK, FLAT BUTTON, MOMENTARY CONTACT TYPE, WITH HOLDER 1NO | 16.08
3SU1050-5XL11-0AA0 | IKON KEY-OPERATED SWITCH, 22MM, ROUND, METAL, SHINY, LOCK NO. 360012K1, WITH 2 KEYS, 3 SWITCH P | 138
3SU1050-5XL11-0AA0-ZX90 | IKON KEY-OPERATED SWITCH, 22MM, ROUND, METAL, SHINY, LOCK NO. 360012K1, WITH 2 KEYS, 3 SWITCH P | 138
3SU1050-5XL11-0AA0-ZY01 | IKON KEY-OPERATED SWITCH, 22MM, ROUND, METAL, SHINY, SPECIAL LOCK, WITH 2 KEYS, 3 SWITCH POSITI | 169.65
3SU1051-0AA30-0AA0-ZY13 | ILLUMINATED PUSHBUTTON, 22MM, ROUND, METAL, SHINY, YELLOW, FLAT BUTTON, LATCHING, PUSH TO UNLA | 15.07
3SU1051-0AA30-0AA0-ZY15 | ILLUMINATED PUSHBUTTON, 22MM, ROUND, METAL, SHINY, YELLOW, FLAT BUTTON, LATCHING, PUSH TO UNLA | 15.07
3SU1051-0AA30-0AA0-ZY19 | ILLUMINATED PUSHBUTTON, 22MM, ROUND, METAL, SHINY, YELLOW, FLAT BUTTON, LATCHING, PUSH TO UNLA | 13.16
3SU1051-0AA40-0AA0 | ILLUMINATED PUSHBUTTON, 22MM, ROUND, METAL, SHINY, GREEN, FLAT BUTTON, LATCHING, PUSH TO UNLAT | 10.91
3SU1051-0AA50-0AA0-ZY13 | ILLUMINATED PUSHBUTTON, 22MM, ROUND, METAL, SHINY, BLUE, FLAT BUTTON, LATCHING, PUSH TO UNLATC | 15.07
3SU1051-0AA50-0AA0-ZY15 | ILLUMINATED PUSHBUTTON, 22MM, ROUND, METAL, SHINY, BLUE, FLAT BUTTON, LATCHING, PUSH TO UNLATC | 15.07
3SU1051-0AA50-0AA0-ZY19 | ILLUMINATED PUSHBUTTON, 22MM, ROUND, METAL, SHINY, BLUE, FLAT BUTTON, LATCHING, PUSH TO UNLATC | 13.16
3SU1051-0AA60-0AA0 | ILLUMINATED PUSHBUTTON, 22MM, ROUND, METAL, SHINY, WHITE, FLAT BUTTON, LATCHING, PUSH TO UNLAT | 10.91
3SU1051-0AA70-0AA0-ZY15 | ILLUMINATED PUSHBUTTON, 22MM, ROUND, METAL, SHINY, CLEAR, FLAT BUTTON, LATCHING, PUSH TO UNLAT | 15.07
3SU1051-0AA70-0AA0-ZY19 | ILLUMINATED PUSHBUTTON, 22MM, ROUND, METAL, SHINY, CLEAR, FLAT BUTTON, LATCHING, PUSH TO UNLAT | 13.16
3SU1051-0AB00-0AA0 | ILLUMINATED PUSHBUTTON, 22MM, ROUND, METAL, SHINY, AMBER, FLAT BUTTON, MOMENTARY CONTACT TYPE | 6.45
3SU1051-0AB00-0AA0-ZX90 | ILLUMINATED PUSHBUTTON, 22MM, ROUND, METAL, SHINY, AMBER, FLAT BUTTON, MOMENTARY CONTACT TYPE, | 7.03
3SU1051-0AB20-0AA0-ZY19 | ILLUMINATED PUSHBUTTON, 22MM, ROUND, METAL, SHINY, RED, FLAT BUTTON, MOMENTARY CONTACT TYPE, W | 8.3
3SU1051-0AB30-0AA0 | ILLUMINATED PUSHBUTTON, 22MM, ROUND, METAL, SHINY, YELLOW, FLAT BUTTON, MOMENTARY CONTACT TYPE | 6.45
3SU1062-2EM60-0AA0-ZY19 | SELECTOR SWITCH, CAN BE ILLUM., 30MM, ROUND, METAL, MATT, BLACK, WHITE, LONG SELECTOR SWITCH, F | 33.55
3SU1100-0AB10-1BA0-ZY15 | PUSHBUTTON, 22MM, ROUND, PLASTIC, BLACK, FLAT BUTTON, MOMENTARY CONTACT TYPE, WITH HOLDER 1NO | 15.88
3SU1100-0AB10-1CA0 | PUSHBUTTON, 22MM, ROUND, PLASTIC, BLACK, FLAT BUTTON, MOMENTARY CONTACT TYPE, WITH HOLDER 1NC | 11.69
3SU1100-0AB10-1CA0-ZY19 | PUSHBUTTON, 22MM, ROUND, PLASTIC, BLACK, FLAT BUTTON, MOMENTARY CONTACT TYPE, WITH HOLDER 1NC | 13.99
3SU1100-0AB10-1FA0-ZX90 | PUSHBUTTON, 22MM, ROUND, PLASTIC, BLACK, FLAT BUTTON, MOMENTARY CONTACT TYPE, WITH HOLDER 1NO | 15.64
3SU1100-0AB10-1FA0-ZY15 | PUSHBUTTON, 22MM, ROUND, PLASTIC, BLACK, FLAT BUTTON, MOMENTARY CONTACT TYPE, WITH HOLDER 1NO | 18.8
3SU1100-0AB10-3BA0 | PUSHBUTTON, 22MM, ROUND, PLASTIC, BLACK, FLAT BUTTON, MOMENTARY CONTACT TYPE, WITH HOLDER 1NO | 11.86
3SU1100-0AB10-3BA0-ZY19 | PUSHBUTTON, 22MM, ROUND, PLASTIC, BLACK, FLAT BUTTON, MOMENTARY CONTACT TYPE, WITH HOLDER 1NO | 14.18
3SU1050-5XM01-0AA0-ZY01 | IKON KEY-OPERATED SWITCH, 22MM, ROUND, METAL, SHINY, SPECIAL LOCK, WITH 2 KEYS, 3 SWITCH POSITI | 169.65
3SU1051-0AA20-0AA0-ZX90 | ILLUMINATED PUSHBUTTON, 22MM, ROUND, METAL, SHINY, RED, FLAT BUTTON, LATCHING, PUSH TO UNLATCH | 11.9
3SU1051-0AA20-0AA0-ZY11 | ILLUMINATED PUSHBUTTON, 22MM, ROUND, METAL, SHINY, RED, FLAT BUTTON, LATCHING, PUSH TO UNLATCH | 15.07
3SU1051-0AA30-0AA0 | ILLUMINATED PUSHBUTTON, 22MM, ROUND, METAL, SHINY, YELLOW, FLAT BUTTON, LATCHING, PUSH TO UNLA | 10.91
3SU1051-0AA30-0AA0-ZY10 | ILLUMINATED PUSHBUTTON, 22MM, ROUND, METAL, SHINY, YELLOW, FLAT BUTTON, LATCHING, PUSH TO UNLA | 15.07
3SU1051-0AA30-0AA0-ZY12 | ILLUMINATED PUSHBUTTON, 22MM, ROUND, METAL, SHINY, YELLOW, FLAT BUTTON, LATCHING, PUSH TO UNLA | 15.07
3SU1051-0AA40-0AA0-ZX90 | ILLUMINATED PUSHBUTTON, 22MM, ROUND, METAL, SHINY, GREEN, FLAT BUTTON, LATCHING, PUSH TO UNLAT | 11.9
3SU1051-0AA40-0AA0-ZY11 | ILLUMINATED PUSHBUTTON, 22MM, ROUND, METAL, SHINY, GREEN, FLAT BUTTON, LATCHING, PUSH TO UNLAT | 15.07
3SU1051-0AA50-0AA0-ZY10 | ILLUMINATED PUSHBUTTON, 22MM, ROUND, METAL, SHINY, BLUE, FLAT BUTTON, LATCHING, PUSH TO UNLATC | 15.07
3SU1051-0AA50-0AA0-ZY12 | ILLUMINATED PUSHBUTTON, 22MM, ROUND, METAL, SHINY, BLUE, FLAT BUTTON, LATCHING, PUSH TO UNLATC | 15.07
3SU1051-0AA60-0AA0-ZX90 | ILLUMINATED PUSHBUTTON, 22MM, ROUND, METAL, SHINY, WHITE, FLAT BUTTON, LATCHING, PUSH TO UNLAT | 11.9
3SU1051-0AA60-0AA0-ZY11 | ILLUMINATED PUSHBUTTON, 22MM, ROUND, METAL, SHINY, WHITE, FLAT BUTTON, LATCHING, PUSH TO UNLAT | 15.07
3SU1051-0AA60-0AA0-ZY13 | ILLUMINATED PUSHBUTTON, 22MM, ROUND, METAL, SHINY, WHITE, FLAT BUTTON, LATCHING, PUSH TO UNLAT | 15.07
3SU1051-0AA70-0AA0-ZY10 | ILLUMINATED PUSHBUTTON, 22MM, ROUND, METAL, SHINY, CLEAR, FLAT BUTTON, LATCHING, PUSH TO UNLAT | 15.07
3SU1051-0AA70-0AA0-ZY12 | ILLUMINATED PUSHBUTTON, 22MM, ROUND, METAL, SHINY, CLEAR, FLAT BUTTON, LATCHING, PUSH TO UNLAT | 15.07
3SU1051-0AB00-0AA0-ZY11 | ILLUMINATED PUSHBUTTON, 22MM, ROUND, METAL, SHINY, AMBER, FLAT BUTTON, MOMENTARY CONTACT TYPE, | 10.19
3SU1051-0AB00-0AA0-ZY13 | ILLUMINATED PUSHBUTTON, 22MM, ROUND, METAL, SHINY, AMBER, FLAT BUTTON, MOMENTARY CONTACT TYPE, | 10.19
3SU1051-0AB20-0AA0-ZY12 | ILLUMINATED PUSHBUTTON, 22MM, ROUND, METAL, SHINY, RED, FLAT BUTTON, MOMENTARY CONTACT TYPE, W | 10.19
3SU1051-0AB20-0AA0-ZY15 | ILLUMINATED PUSHBUTTON, 22MM, ROUND, METAL, SHINY, RED, FLAT BUTTON, MOMENTARY CONTACT TYPE, W | 10.19
3SU1051-0AB30-0AA0-ZY10 | ILLUMINATED PUSHBUTTON, 22MM, ROUND, METAL, SHINY, YELLOW, FLAT BUTTON, MOMENTARY CONTACT TYPE, | 10.19
3SU1051-0AB30-0AA0-ZY12 | ILLUMINATED PUSHBUTTON, 22MM, ROUND, METAL, SHINY, YELLOW, FLAT BUTTON, MOMENTARY CONTACT TYPE, | 10.19
3SU1100-0AB10-1BA0-ZY13 | PUSHBUTTON, 22MM, ROUND, PLASTIC, BLACK, FLAT BUTTON, MOMENTARY CONTACT TYPE, WITH HOLDER 1NO | 15.88
3SU1100-0AB10-1FA0-ZY10 | PUSHBUTTON, 22MM, ROUND, PLASTIC, BLACK, FLAT BUTTON, MOMENTARY CONTACT TYPE, WITH HOLDER 1NO | 18.8
3SU1100-0AB10-1FA0-ZY11 | PUSHBUTTON, 22MM, ROUND, PLASTIC, BLACK, FLAT BUTTON, MOMENTARY CONTACT TYPE, WITH HOLDER 1NO | 18.8
3SU1100-0AB10-1FA0-ZY12 | PUSHBUTTON, 22MM, ROUND, PLASTIC, BLACK, FLAT BUTTON, MOMENTARY CONTACT TYPE, WITH HOLDER 1NO | 18.8
3SU1100-0AB10-1FA0-ZY13 | PUSHBUTTON, 22MM, ROUND, PLASTIC, BLACK, FLAT BUTTON, MOMENTARY CONTACT TYPE, WITH HOLDER 1NO | 18.8
3SU1050-5XL01-0AA0-ZX90 | IKON KEY-OPERATED SWITCH, 22MM, ROUND, METAL, SHINY, LOCK NO. 360012K1, WITH 2 KEYS, 3 SWITCH P | 138
3SU1050-5XL01-0AA0-ZY01 | IKON KEY-OPERATED SWITCH, 22MM, ROUND, METAL, SHINY, SPECIAL LOCK, WITH 2 KEYS, 3 SWITCH POSITI | 169.65
3SU1050-5XM01-0AA0 | IKON KEY-OPERATED SWITCH, 22MM, ROUND, METAL, SHINY, LOCK NO. 360012K1, WITH 2 KEYS, 3 SWITCH P | 138
3SU1050-5XM01-0AA0-ZX90 | IKON KEY-OPERATED SWITCH, 22MM, ROUND, METAL, SHINY, LOCK NO. 360012K1, WITH 2 KEYS, 3 SWITCH P | 138
3SU1051-0AA20-0AA0-ZY12 | ILLUMINATED PUSHBUTTON, 22MM, ROUND, METAL, SHINY, RED, FLAT BUTTON, LATCHING, PUSH TO UNLATCH | 15.07
3SU1051-0AA20-0AA0-ZY13 | ILLUMINATED PUSHBUTTON, 22MM, ROUND, METAL, SHINY, RED, FLAT BUTTON, LATCHING, PUSH TO UNLATCH | 15.07
3SU1051-0AA20-0AA0-ZY15 | ILLUMINATED PUSHBUTTON, 22MM, ROUND, METAL, SHINY, RED, FLAT BUTTON, LATCHING, PUSH TO UNLATCH | 15.07
3SU1051-0AA20-0AA0-ZY19 | ILLUMINATED PUSHBUTTON, 22MM, ROUND, METAL, SHINY, RED, FLAT BUTTON, LATCHING, PUSH TO UNLATCH | 13.16
3SU1051-0AA40-0AA0-ZY13 | ILLUMINATED PUSHBUTTON, 22MM, ROUND, METAL, SHINY, GREEN, FLAT BUTTON, LATCHING, PUSH TO UNLAT | 15.07
3SU1051-0AA40-0AA0-ZY15 | ILLUMINATED PUSHBUTTON, 22MM, ROUND, METAL, SHINY, GREEN, FLAT BUTTON, LATCHING, PUSH TO UNLAT | 15.07
3SU1051-0AA40-0AA0-ZY19 | ILLUMINATED PUSHBUTTON, 22MM, ROUND, METAL, SHINY, GREEN, FLAT BUTTON, LATCHING, PUSH TO UNLAT | 13.16
3SU1051-0AA50-0AA0 | ILLUMINATED PUSHBUTTON, 22MM, ROUND, METAL, SHINY, BLUE, FLAT BUTTON, LATCHING, PUSH TO UNLATC | 10.91
3SU1051-0AA60-0AA0-ZY15 | ILLUMINATED PUSHBUTTON, 22MM, ROUND, METAL, SHINY, WHITE, FLAT BUTTON, LATCHING, PUSH TO UNLAT | 15.07
3SU1051-0AA60-0AA0-ZY19 | ILLUMINATED PUSHBUTTON, 22MM, ROUND, METAL, SHINY, WHITE, FLAT BUTTON, LATCHING, PUSH TO UNLAT | 13.16
3SU1051-0AA70-0AA0 | ILLUMINATED PUSHBUTTON, 22MM, ROUND, METAL, SHINY, CLEAR, FLAT BUTTON, LATCHING, PUSH TO UNLAT | 10.91
3SU1051-0AA70-0AA0-ZX90 | ILLUMINATED PUSHBUTTON, 22MM, ROUND, METAL, SHINY, CLEAR, FLAT BUTTON, LATCHING, PUSH TO UNLAT | 11.9
3SU1051-0AB00-0AA0-ZY15 | ILLUMINATED PUSHBUTTON, 22MM, ROUND, METAL, SHINY, AMBER, FLAT BUTTON, MOMENTARY CONTACT TYPE, | 10.19
3SU1051-0AB00-0AA0-ZY19 | ILLUMINATED PUSHBUTTON, 22MM, ROUND, METAL, SHINY, AMBER, FLAT BUTTON, MOMENTARY CONTACT TYPE, | 8.3
3SU1051-0AB20-0AA0 | ILLUMINATED PUSHBUTTON, 22MM, ROUND, METAL, SHINY, RED, FLAT BUTTON, MOMENTARY CONTACT TYPE | 6.45
3SU1051-0AB20-0AA0-ZX90 | ILLUMINATED PUSHBUTTON, 22MM, ROUND, METAL, SHINY, RED, FLAT BUTTON, MOMENTARY CONTACT TYPE, Z | 7.03
3SU1051-0AB20-0AA0-ZY10 | ILLUMINATED PUSHBUTTON, 22MM, ROUND, METAL, SHINY, RED, FLAT BUTTON, MOMENTARY CONTACT TYPE, W | 10.19
3SU1051-0AB30-0AA0-ZY15 | ILLUMINATED PUSHBUTTON, 22MM, ROUND, METAL, SHINY, YELLOW, FLAT BUTTON, MOMENTARY CONTACT TYPE, | 10.19
3SU1051-0AB30-0AA0-ZY19 | ILLUMINATED PUSHBUTTON, 22MM, ROUND, METAL, SHINY, YELLOW, FLAT BUTTON, MOMENTARY CONTACT TYPE, | 8.3
3SU1051-0AB40-0AA0-ZY19 | ILLUMINATED PUSHBUTTON, 22MM, ROUND, METAL, SHINY, GREEN, FLAT BUTTON, MOMENTARY CONTACT TYPE, | 8.3
3SU1051-0AB30-0AA0-ZX90 | ILLUMINATED PUSHBUTTON, 22MM, ROUND, METAL, SHINY, YELLOW, FLAT BUTTON, MOMENTARY CONTACT TYPE, | 7.03
3SU1051-0AB40-0AA0 | ILLUMINATED PUSHBUTTON, 22MM, ROUND, METAL, SHINY, GREEN, FLAT BUTTON, MOMENTARY CONTACT TYPE | 6.45
3SU1051-0AB40-0AA0-ZX90 | ILLUMINATED PUSHBUTTON, 22MM, ROUND, METAL, SHINY, GREEN, FLAT BUTTON, MOMENTARY CONTACT TYPE, | 7.03
3SU1051-0AB40-0AA0-ZY10 | ILLUMINATED PUSHBUTTON, 22MM, ROUND, METAL, SHINY, GREEN, FLAT BUTTON, MOMENTARY CONTACT TYPE, | 10.19
3SU1051-0AB50-0AA0 | ILLUMINATED PUSHBUTTON, 22MM, ROUND, METAL, SHINY, BLUE, FLAT BUTTON, MOMENTARY CONTACT TYPE | 6.45
3SU1051-0AB50-0AA0-ZX90 | ILLUMINATED PUSHBUTTON, 22MM, ROUND, METAL, SHINY, BLUE, FLAT BUTTON, MOMENTARY CONTACT TYPE, | 7.03
3SU1051-0AB50-0AA0-ZY10 | ILLUMINATED PUSHBUTTON, 22MM, ROUND, METAL, SHINY, BLUE, FLAT BUTTON, MOMENTARY CONTACT TYPE, | 10.19
3SU1051-0AB60-0AA0 | ILLUMINATED PUSHBUTTON, 22MM, ROUND, METAL, SHINY, WHITE, FLAT BUTTON, MOMENTARY CONTACT TYPE | 6.45
3SU1051-0AB60-0AA0-ZX90 | ILLUMINATED PUSHBUTTON, 22MM, ROUND, METAL, SHINY, WHITE, FLAT BUTTON, MOMENTARY CONTACT TYPE, | 7.03
3SU1051-0AB60-0AA0-ZY10 | ILLUMINATED PUSHBUTTON, 22MM, ROUND, METAL, SHINY, WHITE, FLAT BUTTON, MOMENTARY CONTACT TYPE, | 10.19
3SU1051-0AB60-0AA0-ZY11 | ILLUMINATED PUSHBUTTON, 22MM, ROUND, METAL, SHINY, WHITE, FLAT BUTTON, MOMENTARY CONTACT TYPE, | 10.19
3SU1051-0AB70-0AA0-ZX90 | ILLUMINATED PUSHBUTTON, 22MM, ROUND, METAL, SHINY, CLEAR, FLAT BUTTON, MOMENTARY CONTACT TYPE, | 7.03
3SU1051-0AB70-0AA0-ZY10 | ILLUMINATED PUSHBUTTON, 22MM, ROUND, METAL, SHINY, CLEAR, FLAT BUTTON, MOMENTARY CONTACT TYPE, | 10.19
3SU1051-0AB70-0AA0-ZY11 | ILLUMINATED PUSHBUTTON, 22MM, ROUND, METAL, SHINY, CLEAR, FLAT BUTTON, MOMENTARY CONTACT TYPE, | 10.19
3SU1051-0AB70-0AA0-ZY12 | ILLUMINATED PUSHBUTTON, 22MM, ROUND, METAL, SHINY, CLEAR, FLAT BUTTON, MOMENTARY CONTACT TYPE, | 10.19
3SU1051-0BB20-0AA0-ZY11 | ILLUMINATED PUSHBUTTON, 22MM, ROUND, METAL, SHINY, RED, RAISED BUTTON, MOMENTARY CONTACT TYPE, | 10.83
3SU1051-0BB20-0AA0-ZY12 | ILLUMINATED PUSHBUTTON, 22MM, ROUND, METAL, SHINY, RED, RAISED BUTTON, MOMENTARY CONTACT TYPE, | 10.83
3SU1051-0BB20-0AA0-ZY13 | ILLUMINATED PUSHBUTTON, 22MM, ROUND, METAL, SHINY, RED, RAISED BUTTON, MOMENTARY CONTACT TYPE, | 10.83
3SU1051-0BB20-0AA0-ZY15 | ILLUMINATED PUSHBUTTON, 22MM, ROUND, METAL, SHINY, RED, RAISED BUTTON, MOMENTARY CONTACT TYPE, | 10.83
3SU1051-0BB20-0AA0-ZY19 | ILLUMINATED PUSHBUTTON, 22MM, ROUND, METAL, SHINY, RED, RAISED BUTTON, MOMENTARY CONTACT TYPE, | 8.93
3SU1051-0BB40-0AA0-ZY12 | ILLUMINATED PUSHBUTTON, 22MM, ROUND, METAL, SHINY, GREEN, RAISED BUTTON, MOMENTARY CONTACT TYPE | 10.83
3SU1051-0BB40-0AA0-ZY13 | ILLUMINATED PUSHBUTTON, 22MM, ROUND, METAL, SHINY, GREEN, RAISED BUTTON, MOMENTARY CONTACT TYPE | 10.83
3SU1051-0BB40-0AA0-ZY15 | ILLUMINATED PUSHBUTTON, 22MM, ROUND, METAL, SHINY, GREEN, RAISED BUTTON, MOMENTARY CONTACT TYPE | 10.83
3SU1051-0BB40-0AA0-ZY19 | ILLUMINATED PUSHBUTTON, 22MM, ROUND, METAL, SHINY, GREEN, RAISED BUTTON, MOMENTARY CONTACT TYPE | 8.93
3SU1051-0BB60-0AA0-ZY13 | ILLUMINATED PUSHBUTTON, 22MM, ROUND, METAL, SHINY, WHITE, RAISED BUTTON, MOMENTARY CONTACT TYPE | 10.83
3SU1051-0BB60-0AA0-ZY15 | ILLUMINATED PUSHBUTTON, 22MM, ROUND, METAL, SHINY, WHITE, RAISED BUTTON, MOMENTARY CONTACT TYPE | 10.83
3SU1051-0BB60-0AA0-ZY19 | ILLUMINATED PUSHBUTTON, 22MM, ROUND, METAL, SHINY, WHITE, RAISED BUTTON, MOMENTARY CONTACT TYPE | 8.93
3SU1100-0AB10-3CA0 | PUSHBUTTON, 22MM, ROUND, PLASTIC, BLACK, FLAT BUTTON, MOMENTARY CONTACT TYPE, WITH HOLDER 1NC | 11.86
3SU1100-0AB10-3FA0-ZY15 | PUSHBUTTON, 22MM, ROUND, PLASTIC, BLACK, FLAT BUTTON, MOMENTARY CONTACT TYPE, WITH HOLDER 1NO | 19.37
3SU1051-0AB40-0AA0-ZY12 | ILLUMINATED PUSHBUTTON, 22MM, ROUND, METAL, SHINY, GREEN, FLAT BUTTON, MOMENTARY CONTACT TYPE, | 10.19
3SU1051-0AB40-0AA0-ZY15 | ILLUMINATED PUSHBUTTON, 22MM, ROUND, METAL, SHINY, GREEN, FLAT BUTTON, MOMENTARY CONTACT TYPE, | 10.19
3SU1051-0AB50-0AA0-ZY12 | ILLUMINATED PUSHBUTTON, 22MM, ROUND, METAL, SHINY, BLUE, FLAT BUTTON, MOMENTARY CONTACT TYPE, | 10.19
3SU1051-0AB50-0AA0-ZY15 | ILLUMINATED PUSHBUTTON, 22MM, ROUND, METAL, SHINY, BLUE, FLAT BUTTON, MOMENTARY CONTACT TYPE, | 10.19
3SU1051-0AB60-0AA0-ZY12 | ILLUMINATED PUSHBUTTON, 22MM, ROUND, METAL, SHINY, WHITE, FLAT BUTTON, MOMENTARY CONTACT TYPE, | 10.19
3SU1051-0AB60-0AA0-ZY15 | ILLUMINATED PUSHBUTTON, 22MM, ROUND, METAL, SHINY, WHITE, FLAT BUTTON, MOMENTARY CONTACT TYPE, | 10.19
3SU1051-0AB70-0AA0-ZY15 | ILLUMINATED PUSHBUTTON, 22MM, ROUND, METAL, SHINY, CLEAR, FLAT BUTTON, MOMENTARY CONTACT TYPE, | 10.19
3SU1051-0BB00-0AA0 | ILLUMINATED PUSHBUTTON, 22MM, ROUND, METAL, SHINY, AMBER, RAISED BUTTON, MOMENTARY CONTACT TYPE | 7.05
3SU1051-0BB00-0AA0-ZY10 | ILLUMINATED PUSHBUTTON, 22MM, ROUND, METAL, SHINY, AMBER, RAISED BUTTON, MOMENTARY CONTACT TYPE | 10.83
3SU1051-0BB00-0AA0-ZY19 | ILLUMINATED PUSHBUTTON, 22MM, ROUND, METAL, SHINY, AMBER, RAISED BUTTON, MOMENTARY CONTACT TYPE | 8.93
3SU1051-0BB20-0AA0-ZX90 | ILLUMINATED PUSHBUTTON, 22MM, ROUND, METAL, SHINY, RED, RAISED BUTTON, MOMENTARY CONTACT TYPE, | 7.67
3SU1051-0BB30-0AA0 | ILLUMINATED PUSHBUTTON, 22MM, ROUND, METAL, SHINY, YELLOW, RAISED BUTTON, MOMENTARY CONTACT TYP | 7.05
3SU1051-0BB30-0AA0-ZY10 | ILLUMINATED PUSHBUTTON, 22MM, ROUND, METAL, SHINY, YELLOW, RAISED BUTTON, MOMENTARY CONTACT TYP | 10.83
3SU1051-0BB40-0AA0-ZX90 | ILLUMINATED PUSHBUTTON, 22MM, ROUND, METAL, SHINY, GREEN, RAISED BUTTON, MOMENTARY CONTACT TYPE | 7.67
3SU1051-0BB40-0AA0-ZY11 | ILLUMINATED PUSHBUTTON, 22MM, ROUND, METAL, SHINY, GREEN, RAISED BUTTON, MOMENTARY CONTACT TYPE | 10.83
3SU1051-0BB50-0AA0 | ILLUMINATED PUSHBUTTON, 22MM, ROUND, METAL, SHINY, BLUE, RAISED BUTTON, MOMENTARY CONTACT TYPE | 7.05
3SU1051-0BB50-0AA0-ZY10 | ILLUMINATED PUSHBUTTON, 22MM, ROUND, METAL, SHINY, BLUE, RAISED BUTTON, MOMENTARY CONTACT TYPE, | 10.83
3SU1051-0BB60-0AA0-ZX90 | ILLUMINATED PUSHBUTTON, 22MM, ROUND, METAL, SHINY, WHITE, RAISED BUTTON, MOMENTARY CONTACT TYPE | 7.67
3SU1051-0BB60-0AA0-ZY11 | ILLUMINATED PUSHBUTTON, 22MM, ROUND, METAL, SHINY, WHITE, RAISED BUTTON, MOMENTARY CONTACT TYPE | 10.83
3SU1100-0AB10-3CA0-ZY10 | PUSHBUTTON, 22MM, ROUND, PLASTIC, BLACK, FLAT BUTTON, MOMENTARY CONTACT TYPE, WITH HOLDER 1NC | 16.08
3SU1100-0AB10-3CA0-ZY12 | PUSHBUTTON, 22MM, ROUND, PLASTIC, BLACK, FLAT BUTTON, MOMENTARY CONTACT TYPE, WITH HOLDER 1NC | 16.08
3SU1100-0AB10-3FA0-ZX90 | PUSHBUTTON, 22MM, ROUND, PLASTIC, BLACK, FLAT BUTTON, MOMENTARY CONTACT TYPE, WITH HOLDER 1NO | 16.21
3SU1100-0AB10-3FA0-ZY11 | PUSHBUTTON, 22MM, ROUND, PLASTIC, BLACK, FLAT BUTTON, MOMENTARY CONTACT TYPE, WITH HOLDER 1NO | 19.37
3SU1100-0AB10-3FA0-ZY13 | PUSHBUTTON, 22MM, ROUND, PLASTIC, BLACK, FLAT BUTTON, MOMENTARY CONTACT TYPE, WITH HOLDER 1NO | 19.37
3SU1100-0AB20-1BA0-ZY10 | PUSHBUTTON, 22MM, ROUND, PLASTIC, RED, FLAT BUTTON, MOMENTARY CONTACT TYPE, WITH HOLDER 1NO, | 15.88
3SU1100-0AB20-1BA0-ZY12 | PUSHBUTTON, 22MM, ROUND, PLASTIC, RED, FLAT BUTTON, MOMENTARY CONTACT TYPE, WITH HOLDER 1NO, | 15.88
3SU1100-0AB20-1CA0-ZY11 | PUSHBUTTON, 22MM, ROUND, PLASTIC, RED, FLAT BUTTON, MOMENTARY CONTACT TYPE, WITH HOLDER 1NC, | 15.88
3SU1100-0AB20-1CA0-ZY13 | PUSHBUTTON, 22MM, ROUND, PLASTIC, RED, FLAT BUTTON, MOMENTARY CONTACT TYPE, WITH HOLDER 1NC, | 15.88
3SU1100-0AB20-1FA0-ZY10 | PUSHBUTTON, 22MM, ROUND, PLASTIC, RED, FLAT BUTTON, MOMENTARY CONTACT TYPE, WITH HOLDER 1NO+1 | 18.8
3SU1051-0AA60-0AA0-ZY12 | ILLUMINATED PUSHBUTTON, 22MM, ROUND, METAL, SHINY, WHITE, FLAT BUTTON, LATCHING, PUSH TO UNLAT | 15.07
3SU1051-0AA70-0AA0-ZY11 | ILLUMINATED PUSHBUTTON, 22MM, ROUND, METAL, SHINY, CLEAR, FLAT BUTTON, LATCHING, PUSH TO UNLAT | 15.07
3SU1051-0AA70-0AA0-ZY13 | ILLUMINATED PUSHBUTTON, 22MM, ROUND, METAL, SHINY, CLEAR, FLAT BUTTON, LATCHING, PUSH TO UNLAT | 15.07
3SU1051-0AB00-0AA0-ZY10 | ILLUMINATED PUSHBUTTON, 22MM, ROUND, METAL, SHINY, AMBER, FLAT BUTTON, MOMENTARY CONTACT TYPE, | 10.19
3SU1051-0AB00-0AA0-ZY12 | ILLUMINATED PUSHBUTTON, 22MM, ROUND, METAL, SHINY, AMBER, FLAT BUTTON, MOMENTARY CONTACT TYPE, | 10.19
3SU1051-0AB20-0AA0-ZY11 | ILLUMINATED PUSHBUTTON, 22MM, ROUND, METAL, SHINY, RED, FLAT BUTTON, MOMENTARY CONTACT TYPE, W | 10.19
3SU1051-0AB20-0AA0-ZY13 | ILLUMINATED PUSHBUTTON, 22MM, ROUND, METAL, SHINY, RED, FLAT BUTTON, MOMENTARY CONTACT TYPE, W | 10.19
3SU1051-0AB30-0AA0-ZY11 | ILLUMINATED PUSHBUTTON, 22MM, ROUND, METAL, SHINY, YELLOW, FLAT BUTTON, MOMENTARY CONTACT TYPE, | 10.19
3SU1051-0AB30-0AA0-ZY13 | ILLUMINATED PUSHBUTTON, 22MM, ROUND, METAL, SHINY, YELLOW, FLAT BUTTON, MOMENTARY CONTACT TYPE, | 10.19
3SU1051-0AB40-0AA0-ZY11 | ILLUMINATED PUSHBUTTON, 22MM, ROUND, METAL, SHINY, GREEN, FLAT BUTTON, MOMENTARY CONTACT TYPE, | 10.19
3SU1051-0AB40-0AA0-ZY13 | ILLUMINATED PUSHBUTTON, 22MM, ROUND, METAL, SHINY, GREEN, FLAT BUTTON, MOMENTARY CONTACT TYPE, | 10.19
3SU1051-0AB50-0AA0-ZY11 | ILLUMINATED PUSHBUTTON, 22MM, ROUND, METAL, SHINY, BLUE, FLAT BUTTON, MOMENTARY CONTACT TYPE, | 10.19
3SU1051-0AB50-0AA0-ZY13 | ILLUMINATED PUSHBUTTON, 22MM, ROUND, METAL, SHINY, BLUE, FLAT BUTTON, MOMENTARY CONTACT TYPE, | 10.19
3SU1051-0AB60-0AA0-ZY13 | ILLUMINATED PUSHBUTTON, 22MM, ROUND, METAL, SHINY, WHITE, FLAT BUTTON, MOMENTARY CONTACT TYPE, | 10.19
3SU1051-0AB60-0AA0-ZY19 | ILLUMINATED PUSHBUTTON, 22MM, ROUND, METAL, SHINY, WHITE, FLAT BUTTON, MOMENTARY CONTACT TYPE, | 8.3
3SU1051-0AB70-0AA0 | ILLUMINATED PUSHBUTTON, 22MM, ROUND, METAL, SHINY, CLEAR, FLAT BUTTON, MOMENTARY CONTACT TYPE | 6.45
3SU1051-0AB70-0AA0-ZY13 | ILLUMINATED PUSHBUTTON, 22MM, ROUND, METAL, SHINY, CLEAR, FLAT BUTTON, MOMENTARY CONTACT TYPE, | 10.19
3SU1051-0AB70-0AA0-ZY19 | ILLUMINATED PUSHBUTTON, 22MM, ROUND, METAL, SHINY, CLEAR, FLAT BUTTON, MOMENTARY CONTACT TYPE, | 8.3
3SU1051-0BB00-0AA0-ZX90 | ILLUMINATED PUSHBUTTON, 22MM, ROUND, METAL, SHINY, AMBER, RAISED BUTTON, MOMENTARY CONTACT TYPE | 7.67
3SU1051-0BB20-0AA0 | ILLUMINATED PUSHBUTTON, 22MM, ROUND, METAL, SHINY, RED, RAISED BUTTON, MOMENTARY CONTACT TYPE | 7.05
3SU1051-0BB20-0AA0-ZY10 | ILLUMINATED PUSHBUTTON, 22MM, ROUND, METAL, SHINY, RED, RAISED BUTTON, MOMENTARY CONTACT TYPE, | 10.83
3SU1051-0BB30-0AA0-ZX90 | ILLUMINATED PUSHBUTTON, 22MM, ROUND, METAL, SHINY, YELLOW, RAISED BUTTON, MOMENTARY CONTACT TYP | 7.67
3SU1051-0BB30-0AA0-ZY11 | ILLUMINATED PUSHBUTTON, 22MM, ROUND, METAL, SHINY, YELLOW, RAISED BUTTON, MOMENTARY CONTACT TYP | 10.83
3SU1051-0BB40-0AA0 | ILLUMINATED PUSHBUTTON, 22MM, ROUND, METAL, SHINY, GREEN, RAISED BUTTON, MOMENTARY CONTACT TYPE | 7.05
3SU1051-0BB40-0AA0-ZY10 | ILLUMINATED PUSHBUTTON, 22MM, ROUND, METAL, SHINY, GREEN, RAISED BUTTON, MOMENTARY CONTACT TYPE | 10.83
3SU1051-0BB50-0AA0-ZX90 | ILLUMINATED PUSHBUTTON, 22MM, ROUND, METAL, SHINY, BLUE, RAISED BUTTON, MOMENTARY CONTACT TYPE, | 7.67
3SU1051-0BB50-0AA0-ZY11 | ILLUMINATED PUSHBUTTON, 22MM, ROUND, METAL, SHINY, BLUE, RAISED BUTTON, MOMENTARY CONTACT TYPE, | 10.83
3SU1051-0BB60-0AA0-ZY10 | ILLUMINATED PUSHBUTTON, 22MM, ROUND, METAL, SHINY, WHITE, RAISED BUTTON, MOMENTARY CONTACT TYPE | 10.83
3SU1051-0BB60-0AA0-ZY12 | ILLUMINATED PUSHBUTTON, 22MM, ROUND, METAL, SHINY, WHITE, RAISED BUTTON, MOMENTARY CONTACT TYPE | 10.83
3SU1051-0AB50-0AA0-ZY19 | ILLUMINATED PUSHBUTTON, 22MM, ROUND, METAL, SHINY, BLUE, FLAT BUTTON, MOMENTARY CONTACT TYPE, | 8.3
3SU1051-0BB00-0AA0-ZY11 | ILLUMINATED PUSHBUTTON, 22MM, ROUND, METAL, SHINY, AMBER, RAISED BUTTON, MOMENTARY CONTACT TYPE | 10.83
3SU1051-0BB00-0AA0-ZY12 | ILLUMINATED PUSHBUTTON, 22MM, ROUND, METAL, SHINY, AMBER, RAISED BUTTON, MOMENTARY CONTACT TYPE | 10.83
3SU1051-0BB00-0AA0-ZY13 | ILLUMINATED PUSHBUTTON, 22MM, ROUND, METAL, SHINY, AMBER, RAISED BUTTON, MOMENTARY CONTACT TYPE | 10.83
3SU1051-0BB00-0AA0-ZY15 | ILLUMINATED PUSHBUTTON, 22MM, ROUND, METAL, SHINY, AMBER, RAISED BUTTON, MOMENTARY CONTACT TYPE | 10.83
3SU1051-0BB30-0AA0-ZY12 | ILLUMINATED PUSHBUTTON, 22MM, ROUND, METAL, SHINY, YELLOW, RAISED BUTTON, MOMENTARY CONTACT TYP | 10.83
3SU1051-0BB30-0AA0-ZY13 | ILLUMINATED PUSHBUTTON, 22MM, ROUND, METAL, SHINY, YELLOW, RAISED BUTTON, MOMENTARY CONTACT TYP | 10.83
3SU1051-0BB30-0AA0-ZY15 | ILLUMINATED PUSHBUTTON, 22MM, ROUND, METAL, SHINY, YELLOW, RAISED BUTTON, MOMENTARY CONTACT TYP | 10.83
3SU1051-0BB30-0AA0-ZY19 | ILLUMINATED PUSHBUTTON, 22MM, ROUND, METAL, SHINY, YELLOW, RAISED BUTTON, MOMENTARY CONTACT TYP | 8.93
3SU1051-0BB50-0AA0-ZY12 | ILLUMINATED PUSHBUTTON, 22MM, ROUND, METAL, SHINY, BLUE, RAISED BUTTON, MOMENTARY CONTACT TYPE, | 10.83
3SU1051-0BB50-0AA0-ZY13 | ILLUMINATED PUSHBUTTON, 22MM, ROUND, METAL, SHINY, BLUE, RAISED BUTTON, MOMENTARY CONTACT TYPE, | 10.83
3SU1051-0BB50-0AA0-ZY15 | ILLUMINATED PUSHBUTTON, 22MM, ROUND, METAL, SHINY, BLUE, RAISED BUTTON, MOMENTARY CONTACT TYPE, | 10.83
3SU1051-0BB50-0AA0-ZY19 | ILLUMINATED PUSHBUTTON, 22MM, ROUND, METAL, SHINY, BLUE, RAISED BUTTON, MOMENTARY CONTACT TYPE, | 8.93
3SU1051-0BB60-0AA0 | ILLUMINATED PUSHBUTTON, 22MM, ROUND, METAL, SHINY, WHITE, RAISED BUTTON, MOMENTARY CONTACT TYPE | 7.05
3SU1100-0AB10-3CA0-ZY13 | PUSHBUTTON, 22MM, ROUND, PLASTIC, BLACK, FLAT BUTTON, MOMENTARY CONTACT TYPE, WITH HOLDER 1NC | 16.08
3SU1100-0AB10-3CA0-ZY15 | PUSHBUTTON, 22MM, ROUND, PLASTIC, BLACK, FLAT BUTTON, MOMENTARY CONTACT TYPE, WITH HOLDER 1NC | 16.08
3SU1100-0AB10-3CA0-ZY19 | PUSHBUTTON, 22MM, ROUND, PLASTIC, BLACK, FLAT BUTTON, MOMENTARY CONTACT TYPE, WITH HOLDER 1NC | 14.18
3SU1100-0AB10-3FA0 | PUSHBUTTON, 22MM, ROUND, PLASTIC, BLACK, FLAT BUTTON, MOMENTARY CONTACT TYPE, WITH HOLDER 1NO | 14.88
3SU1100-0AB20-1BA0-ZY15 | PUSHBUTTON, 22MM, ROUND, PLASTIC, RED, FLAT BUTTON, MOMENTARY CONTACT TYPE, WITH HOLDER 1NO, | 15.88
3SU1100-0AB20-1BA0-ZY19 | PUSHBUTTON, 22MM, ROUND, PLASTIC, RED, FLAT BUTTON, MOMENTARY CONTACT TYPE, WITH HOLDER 1NO, | 13.99
3SU1100-0AB20-1CA0 | PUSHBUTTON, 22MM, ROUND, PLASTIC, RED, FLAT BUTTON, MOMENTARY CONTACT TYPE, WITH HOLDER 1NC, | 11.69
3SU1100-0AB20-1CA0-ZX90 | PUSHBUTTON, 22MM, ROUND, PLASTIC, RED, FLAT BUTTON, MOMENTARY CONTACT TYPE, WITH HOLDER 1NC, | 12.72
3SU1100-0AB20-1FA0-ZY19 | PUSHBUTTON, 22MM, ROUND, PLASTIC, RED, FLAT BUTTON, MOMENTARY CONTACT TYPE, WITH HOLDER 1NO+1 | 16.9
3SU1100-0AB20-3CA0 | PUSHBUTTON, 22MM, ROUND, PLASTIC, RED, FLAT BUTTON, MOMENTARY CONTACT TYPE, WITH HOLDER 1NC, | 11.86
3SU1100-0AB20-3CA0-ZX90 | PUSHBUTTON, 22MM, ROUND, PLASTIC, RED, FLAT BUTTON, MOMENTARY CONTACT TYPE, WITH HOLDER 1NC, | 12.92
3SU1100-0AB20-3CA0-ZY10 | PUSHBUTTON, 22MM, ROUND, PLASTIC, RED, FLAT BUTTON, MOMENTARY CONTACT TYPE, WITH HOLDER 1NC, | 16.08
3SU1100-0AB20-3FA0-ZY19 | PUSHBUTTON, 22MM, ROUND, PLASTIC, RED, FLAT BUTTON, MOMENTARY CONTACT TYPE, WITH HOLDER 1NO+1 | 17.47
3SU1100-0AB30-1BA0 | PUSHBUTTON, 22MM, ROUND, PLASTIC, YELLOW, FLAT BUTTON, MOMENTARY CONTACT TYPE, WITH HOLDER 1N | 11.69
3SU1100-0AB30-1BA0-ZX90 | PUSHBUTTON, 22MM, ROUND, PLASTIC, YELLOW, FLAT BUTTON, MOMENTARY CONTACT TYPE, WITH HOLDER 1N | 12.72
3SU1100-0AB10-3FA0-ZY19 | PUSHBUTTON, 22MM, ROUND, PLASTIC, BLACK, FLAT BUTTON, MOMENTARY CONTACT TYPE, WITH HOLDER 1NO | 17.47
3SU1100-0AB20-1BA0 | PUSHBUTTON, 22MM, ROUND, PLASTIC, RED, FLAT BUTTON, MOMENTARY CONTACT TYPE, WITH HOLDER 1NO, | 11.69
3SU1100-0AB20-1BA0-ZX90 | PUSHBUTTON, 22MM, ROUND, PLASTIC, RED, FLAT BUTTON, MOMENTARY CONTACT TYPE, WITH HOLDER 1NO, | 12.72
3SU1100-0AB20-1CA0-ZY15 | PUSHBUTTON, 22MM, ROUND, PLASTIC, RED, FLAT BUTTON, MOMENTARY CONTACT TYPE, WITH HOLDER 1NC, | 15.88
3SU1100-0AB20-1CA0-ZY19 | PUSHBUTTON, 22MM, ROUND, PLASTIC, RED, FLAT BUTTON, MOMENTARY CONTACT TYPE, WITH HOLDER 1NC, | 13.99
3SU1100-0AB20-1FA0 | PUSHBUTTON, 22MM, ROUND, PLASTIC, RED, FLAT BUTTON, MOMENTARY CONTACT TYPE, WITH HOLDER 1NO+1 | 14.34
3SU1100-0AB20-1FA0-ZX90 | PUSHBUTTON, 22MM, ROUND, PLASTIC, RED, FLAT BUTTON, MOMENTARY CONTACT TYPE, WITH HOLDER 1NO+1 | 15.64
3SU1100-0AB20-3CA0-ZY19 | PUSHBUTTON, 22MM, ROUND, PLASTIC, RED, FLAT BUTTON, MOMENTARY CONTACT TYPE, WITH HOLDER 1NC, | 14.18
3SU1100-0AB20-3FA0 | PUSHBUTTON, 22MM, ROUND, PLASTIC, RED, FLAT BUTTON, MOMENTARY CONTACT TYPE, WITH HOLDER 1NO+1 | 14.88
3SU1100-0AB20-3FA0-ZX90 | PUSHBUTTON, 22MM, ROUND, PLASTIC, RED, FLAT BUTTON, MOMENTARY CONTACT TYPE, WITH HOLDER 1NO+1 | 16.21
3SU1100-0AB20-3FA0-ZY10 | PUSHBUTTON, 22MM, ROUND, PLASTIC, RED, FLAT BUTTON, MOMENTARY CONTACT TYPE, WITH HOLDER 1NO+1 | 19.37
3SU1100-0AB30-1FA0 | PUSHBUTTON, 22MM, ROUND, PLASTIC, YELLOW, FLAT BUTTON, MOMENTARY CONTACT TYPE, WITH HOLDER 1N | 14.34
3SU1100-0AB30-1FA0-ZX90 | PUSHBUTTON, 22MM, ROUND, PLASTIC, YELLOW, FLAT BUTTON, MOMENTARY CONTACT TYPE, WITH HOLDER 1N | 15.64
3SU1100-0AB30-1FA0-ZY10 | PUSHBUTTON, 22MM, ROUND, PLASTIC, YELLOW, FLAT BUTTON, MOMENTARY CONTACT TYPE, WITH HOLDER 1N | 18.8
3SU1100-0AB30-1FA0-ZY11 | PUSHBUTTON, 22MM, ROUND, PLASTIC, YELLOW, FLAT BUTTON, MOMENTARY CONTACT TYPE, WITH HOLDER 1N | 18.8
3SU1100-0AB30-3FA0 | PUSHBUTTON, 22MM, ROUND, PLASTIC, YELLOW, FLAT BUTTON, MOMENTARY CONTACT TYPE, WITH HOLDER 1N | 14.88
3SU1100-0AB30-3FA0-ZX90 | PUSHBUTTON, 22MM, ROUND, PLASTIC, YELLOW, FLAT BUTTON, MOMENTARY CONTACT TYPE, WITH HOLDER 1N | 16.21
3SU1100-0AB30-3FA0-ZY10 | PUSHBUTTON, 22MM, ROUND, PLASTIC, YELLOW, FLAT BUTTON, MOMENTARY CONTACT TYPE, WITH HOLDER 1N | 19.37
3SU1100-0AB30-3FA0-ZY11 | PUSHBUTTON, 22MM, ROUND, PLASTIC, YELLOW, FLAT BUTTON, MOMENTARY CONTACT TYPE, WITH HOLDER 1N | 19.37
3SU1100-0AB30-3FA0-ZY12 | PUSHBUTTON, 22MM, ROUND, PLASTIC, YELLOW, FLAT BUTTON, MOMENTARY CONTACT TYPE, WITH HOLDER 1N | 19.37
3SU1130-0AB40-1BA0-ZY13 | PUSHBUTTON, 22MM, ROUND, PLASTIC WITH METAL FRONT RING, GREEN, FLAT BUTTON, MOMENTARY CONTACT T | 26.53
3SU1130-0AB40-1BA0-ZY15 | PUSHBUTTON, 22MM, ROUND, PLASTIC WITH METAL FRONT RING, GREEN, FLAT BUTTON, MOMENTARY CONTACT T | 26.53
3SU1130-0AB40-1BA0-ZY19 | PUSHBUTTON, 22MM, ROUND, PLASTIC WITH METAL FRONT RING, GREEN, FLAT BUTTON, MOMENTARY CONTACT T | 24.62
3SU1130-0AB40-1FA0 | PUSHBUTTON, 22MM, ROUND, PLASTIC WITH METAL FRONT RING, GREEN, FLAT BUTTON, MOMENTARY CONTACT T | 26.27
3SU1130-0AB40-3BA0-ZY15 | PUSHBUTTON, 22MM, ROUND, PLASTIC WITH METAL FRONT RING, GREEN, FLAT BUTTON, MOMENTARY CONTACT T | 26.64
3SU1130-0AB40-3BA0-ZY19 | PUSHBUTTON, 22MM, ROUND, PLASTIC WITH METAL FRONT RING, GREEN, FLAT BUTTON, MOMENTARY CONTACT T | 24.75
3SU1130-0AB50-1BA0 | PUSHBUTTON, 22MM, ROUND, PLASTIC WITH METAL FRONT RING, BLUE, FLAT BUTTON, MOMENTARY CONTACT TY | 23.35
3SU1130-0AB50-1BA0-ZX90 | PUSHBUTTON, 22MM, ROUND, PLASTIC WITH METAL FRONT RING, BLUE, FLAT BUTTON, MOMENTARY CONTACT TY | 23.35
3SU1130-0AB50-1FA0-ZY19 | PUSHBUTTON, 22MM, ROUND, PLASTIC WITH METAL FRONT RING, BLUE, FLAT BUTTON, MOMENTARY CONTACT TY | 27.54
3SU1130-0AB60-1BA0 | PUSHBUTTON, 22MM, ROUND, PLASTIC WITH METAL FRONT RING, WHITE, FLAT BUTTON, MOMENTARY CONTACT T | 23.35
3SU1100-0AB10-3CA0-ZX90 | PUSHBUTTON, 22MM, ROUND, PLASTIC, BLACK, FLAT BUTTON, MOMENTARY CONTACT TYPE, WITH HOLDER 1NC | 12.92
3SU1100-0AB10-3CA0-ZY11 | PUSHBUTTON, 22MM, ROUND, PLASTIC, BLACK, FLAT BUTTON, MOMENTARY CONTACT TYPE, WITH HOLDER 1NC | 16.08
3SU1100-0AB10-3FA0-ZY10 | PUSHBUTTON, 22MM, ROUND, PLASTIC, BLACK, FLAT BUTTON, MOMENTARY CONTACT TYPE, WITH HOLDER 1NO | 19.37
3SU1100-0AB10-3FA0-ZY12 | PUSHBUTTON, 22MM, ROUND, PLASTIC, BLACK, FLAT BUTTON, MOMENTARY CONTACT TYPE, WITH HOLDER 1NO | 19.37
3SU1100-0AB20-1BA0-ZY11 | PUSHBUTTON, 22MM, ROUND, PLASTIC, RED, FLAT BUTTON, MOMENTARY CONTACT TYPE, WITH HOLDER 1NO, | 15.88
3SU1100-0AB20-1BA0-ZY13 | PUSHBUTTON, 22MM, ROUND, PLASTIC, RED, FLAT BUTTON, MOMENTARY CONTACT TYPE, WITH HOLDER 1NO, | 15.88
3SU1100-0AB20-1CA0-ZY10 | PUSHBUTTON, 22MM, ROUND, PLASTIC, RED, FLAT BUTTON, MOMENTARY CONTACT TYPE, WITH HOLDER 1NC, | 15.88
3SU1100-0AB20-1CA0-ZY12 | PUSHBUTTON, 22MM, ROUND, PLASTIC, RED, FLAT BUTTON, MOMENTARY CONTACT TYPE, WITH HOLDER 1NC, | 15.88
3SU1100-0AB20-1FA0-ZY11 | PUSHBUTTON, 22MM, ROUND, PLASTIC, RED, FLAT BUTTON, MOMENTARY CONTACT TYPE, WITH HOLDER 1NO+1 | 18.8
3SU1100-0AB20-1FA0-ZY13 | PUSHBUTTON, 22MM, ROUND, PLASTIC, RED, FLAT BUTTON, MOMENTARY CONTACT TYPE, WITH HOLDER 1NO+1 | 18.8
3SU1100-0AB20-3CA0-ZY12 | PUSHBUTTON, 22MM, ROUND, PLASTIC, RED, FLAT BUTTON, MOMENTARY CONTACT TYPE, WITH HOLDER 1NC, | 16.08
3SU1100-0AB20-3CA0-ZY15 | PUSHBUTTON, 22MM, ROUND, PLASTIC, RED, FLAT BUTTON, MOMENTARY CONTACT TYPE, WITH HOLDER 1NC, | 16.08
3SU1100-0AB20-3FA0-ZY11 | PUSHBUTTON, 22MM, ROUND, PLASTIC, RED, FLAT BUTTON, MOMENTARY CONTACT TYPE, WITH HOLDER 1NO+1 | 19.37
3SU1100-0AB20-3FA0-ZY13 | PUSHBUTTON, 22MM, ROUND, PLASTIC, RED, FLAT BUTTON, MOMENTARY CONTACT TYPE, WITH HOLDER 1NO+1 | 19.37
3SU1100-0AB30-1BA0-ZY12 | PUSHBUTTON, 22MM, ROUND, PLASTIC, YELLOW, FLAT BUTTON, MOMENTARY CONTACT TYPE, WITH HOLDER 1N | 15.88
3SU1100-0AB30-1BA0-ZY15 | PUSHBUTTON, 22MM, ROUND, PLASTIC, YELLOW, FLAT BUTTON, MOMENTARY CONTACT TYPE, WITH HOLDER 1N | 15.88
3SU1100-0AB30-1FA0-ZY13 | PUSHBUTTON, 22MM, ROUND, PLASTIC, YELLOW, FLAT BUTTON, MOMENTARY CONTACT TYPE, WITH HOLDER 1N | 18.8
3SU1100-0AB30-1FA0-ZY19 | PUSHBUTTON, 22MM, ROUND, PLASTIC, YELLOW, FLAT BUTTON, MOMENTARY CONTACT TYPE, WITH HOLDER 1N | 16.9
3SU1100-0AB30-3BA0-ZY12 | PUSHBUTTON, 22MM, ROUND, PLASTIC, YELLOW, FLAT BUTTON, MOMENTARY CONTACT TYPE, WITH HOLDER 1N | 16.08
3SU1100-0AB30-3BA0-ZY15 | PUSHBUTTON, 22MM, ROUND, PLASTIC, YELLOW, FLAT BUTTON, MOMENTARY CONTACT TYPE, WITH HOLDER 1N | 16.08
3SU1100-0AB30-3FA0-ZY13 | PUSHBUTTON, 22MM, ROUND, PLASTIC, YELLOW, FLAT BUTTON, MOMENTARY CONTACT TYPE, WITH HOLDER 1N | 19.37
3SU1100-0AB30-3FA0-ZY19 | PUSHBUTTON, 22MM, ROUND, PLASTIC, YELLOW, FLAT BUTTON, MOMENTARY CONTACT TYPE, WITH HOLDER 1N | 17.47
3SU1100-0AB40-1BA0-ZY15 | PUSHBUTTON, 22MM, ROUND, PLASTIC, GREEN, FLAT BUTTON, MOMENTARY CONTACT TYPE, WITH HOLDER 1NO | 15.88
3SU1130-0AB40-1BA0-ZY12 | PUSHBUTTON, 22MM, ROUND, PLASTIC WITH METAL FRONT RING, GREEN, FLAT BUTTON, MOMENTARY CONTACT T | 26.53
3SU1130-0AB40-1FA0-ZX90 | PUSHBUTTON, 22MM, ROUND, PLASTIC WITH METAL FRONT RING, GREEN, FLAT BUTTON, MOMENTARY CONTACT T | 26.27
3SU1130-0AB40-1FA0-ZY11 | PUSHBUTTON, 22MM, ROUND, PLASTIC WITH METAL FRONT RING, GREEN, FLAT BUTTON, MOMENTARY CONTACT T | 29.43
3SU1130-0AB40-3BA0-ZY10 | PUSHBUTTON, 22MM, ROUND, PLASTIC WITH METAL FRONT RING, GREEN, FLAT BUTTON, MOMENTARY CONTACT T | 26.64
3SU1130-0AB40-3BA0-ZY12 | PUSHBUTTON, 22MM, ROUND, PLASTIC WITH METAL FRONT RING, GREEN, FLAT BUTTON, MOMENTARY CONTACT T | 26.64
3SU1130-0AB50-1BA0-ZY11 | PUSHBUTTON, 22MM, ROUND, PLASTIC WITH METAL FRONT RING, BLUE, FLAT BUTTON, MOMENTARY CONTACT TY | 26.53
3SU1100-0AB20-1FA0-ZY12 | PUSHBUTTON, 22MM, ROUND, PLASTIC, RED, FLAT BUTTON, MOMENTARY CONTACT TYPE, WITH HOLDER 1NO+1 | 18.8
3SU1100-0AB20-1FA0-ZY15 | PUSHBUTTON, 22MM, ROUND, PLASTIC, RED, FLAT BUTTON, MOMENTARY CONTACT TYPE, WITH HOLDER 1NO+1 | 18.8
3SU1100-0AB20-3CA0-ZY11 | PUSHBUTTON, 22MM, ROUND, PLASTIC, RED, FLAT BUTTON, MOMENTARY CONTACT TYPE, WITH HOLDER 1NC, | 16.08
3SU1100-0AB20-3CA0-ZY13 | PUSHBUTTON, 22MM, ROUND, PLASTIC, RED, FLAT BUTTON, MOMENTARY CONTACT TYPE, WITH HOLDER 1NC, | 16.08
3SU1100-0AB20-3FA0-ZY12 | PUSHBUTTON, 22MM, ROUND, PLASTIC, RED, FLAT BUTTON, MOMENTARY CONTACT TYPE, WITH HOLDER 1NO+1 | 19.37
3SU1100-0AB20-3FA0-ZY15 | PUSHBUTTON, 22MM, ROUND, PLASTIC, RED, FLAT BUTTON, MOMENTARY CONTACT TYPE, WITH HOLDER 1NO+1 | 19.37
3SU1100-0AB30-1BA0-ZY11 | PUSHBUTTON, 22MM, ROUND, PLASTIC, YELLOW, FLAT BUTTON, MOMENTARY CONTACT TYPE, WITH HOLDER 1N | 15.88
3SU1100-0AB30-1BA0-ZY13 | PUSHBUTTON, 22MM, ROUND, PLASTIC, YELLOW, FLAT BUTTON, MOMENTARY CONTACT TYPE, WITH HOLDER 1N | 15.88
3SU1100-0AB30-1BA0-ZY19 | PUSHBUTTON, 22MM, ROUND, PLASTIC, YELLOW, FLAT BUTTON, MOMENTARY CONTACT TYPE, WITH HOLDER 1N | 13.99
3SU1100-0AB30-1FA0-ZY12 | PUSHBUTTON, 22MM, ROUND, PLASTIC, YELLOW, FLAT BUTTON, MOMENTARY CONTACT TYPE, WITH HOLDER 1N | 18.8
3SU1100-0AB30-1FA0-ZY15 | PUSHBUTTON, 22MM, ROUND, PLASTIC, YELLOW, FLAT BUTTON, MOMENTARY CONTACT TYPE, WITH HOLDER 1N | 18.8
3SU1100-0AB30-3BA0-ZY13 | PUSHBUTTON, 22MM, ROUND, PLASTIC, YELLOW, FLAT BUTTON, MOMENTARY CONTACT TYPE, WITH HOLDER 1N | 16.08
3SU1100-0AB30-3BA0-ZY19 | PUSHBUTTON, 22MM, ROUND, PLASTIC, YELLOW, FLAT BUTTON, MOMENTARY CONTACT TYPE, WITH HOLDER 1N | 14.18
3SU1100-0AB30-3FA0-ZY15 | PUSHBUTTON, 22MM, ROUND, PLASTIC, YELLOW, FLAT BUTTON, MOMENTARY CONTACT TYPE, WITH HOLDER 1N | 19.37
3SU1100-0AB40-1BA0 | PUSHBUTTON, 22MM, ROUND, PLASTIC, GREEN, FLAT BUTTON, MOMENTARY CONTACT TYPE, WITH HOLDER 1NO | 11.69
3SU1100-0AB40-1BA0-ZY13 | PUSHBUTTON, 22MM, ROUND, PLASTIC, GREEN, FLAT BUTTON, MOMENTARY CONTACT TYPE, WITH HOLDER 1NO | 15.88
3SU1100-0AB40-1BA0-ZY19 | PUSHBUTTON, 22MM, ROUND, PLASTIC, GREEN, FLAT BUTTON, MOMENTARY CONTACT TYPE, WITH HOLDER 1NO | 13.99
3SU1130-0AB40-1FA0-ZY10 | PUSHBUTTON, 22MM, ROUND, PLASTIC WITH METAL FRONT RING, GREEN, FLAT BUTTON, MOMENTARY CONTACT T | 29.43
3SU1130-0AB40-1FA0-ZY12 | PUSHBUTTON, 22MM, ROUND, PLASTIC WITH METAL FRONT RING, GREEN, FLAT BUTTON, MOMENTARY CONTACT T | 29.43
3SU1130-0AB40-3BA0-ZY11 | PUSHBUTTON, 22MM, ROUND, PLASTIC WITH METAL FRONT RING, GREEN, FLAT BUTTON, MOMENTARY CONTACT T | 26.64
3SU1130-0AB40-3BA0-ZY13 | PUSHBUTTON, 22MM, ROUND, PLASTIC WITH METAL FRONT RING, GREEN, FLAT BUTTON, MOMENTARY CONTACT T | 26.64
3SU1130-0AB50-1BA0-ZY10 | PUSHBUTTON, 22MM, ROUND, PLASTIC WITH METAL FRONT RING, BLUE, FLAT BUTTON, MOMENTARY CONTACT TY | 26.53
3SU1130-0AB50-1BA0-ZY12 | PUSHBUTTON, 22MM, ROUND, PLASTIC WITH METAL FRONT RING, BLUE, FLAT BUTTON, MOMENTARY CONTACT TY | 26.53
3SU1130-0AB50-1FA0-ZY11 | PUSHBUTTON, 22MM, ROUND, PLASTIC WITH METAL FRONT RING, BLUE, FLAT BUTTON, MOMENTARY CONTACT TY | 29.43
3SU1130-0AB50-1FA0-ZY13 | PUSHBUTTON, 22MM, ROUND, PLASTIC WITH METAL FRONT RING, BLUE, FLAT BUTTON, MOMENTARY CONTACT TY | 29.43
3SU1130-0AB60-1BA0-ZY12 | PUSHBUTTON, 22MM, ROUND, PLASTIC WITH METAL FRONT RING, WHITE, FLAT BUTTON, MOMENTARY CONTACT T | 26.53
3SU1130-0AB60-1BA0-ZY15 | PUSHBUTTON, 22MM, ROUND, PLASTIC WITH METAL FRONT RING, WHITE, FLAT BUTTON, MOMENTARY CONTACT T | 26.53
3SU1130-0AB60-1FA0-ZY11 | PUSHBUTTON, 22MM, ROUND, PLASTIC WITH METAL FRONT RING, WHITE, FLAT BUTTON, MOMENTARY CONTACT T | 29.43
3SU1130-0AB60-1FA0-ZY13 | PUSHBUTTON, 22MM, ROUND, PLASTIC WITH METAL FRONT RING, WHITE, FLAT BUTTON, MOMENTARY CONTACT T | 29.43
3SU1100-0AB30-1BA0-ZY10 | PUSHBUTTON, 22MM, ROUND, PLASTIC, YELLOW, FLAT BUTTON, MOMENTARY CONTACT TYPE, WITH HOLDER 1N | 15.88
3SU1100-0AB30-3BA0 | PUSHBUTTON, 22MM, ROUND, PLASTIC, YELLOW, FLAT BUTTON, MOMENTARY CONTACT TYPE, WITH HOLDER 1N | 11.86
3SU1100-0AB30-3BA0-ZX90 | PUSHBUTTON, 22MM, ROUND, PLASTIC, YELLOW, FLAT BUTTON, MOMENTARY CONTACT TYPE, WITH HOLDER 1N | 12.92
3SU1100-0AB30-3BA0-ZY10 | PUSHBUTTON, 22MM, ROUND, PLASTIC, YELLOW, FLAT BUTTON, MOMENTARY CONTACT TYPE, WITH HOLDER 1N | 16.08
3SU1100-0AB30-3BA0-ZY11 | PUSHBUTTON, 22MM, ROUND, PLASTIC, YELLOW, FLAT BUTTON, MOMENTARY CONTACT TYPE, WITH HOLDER 1N | 16.08
3SU1100-0AB40-1BA0-ZX90 | PUSHBUTTON, 22MM, ROUND, PLASTIC, GREEN, FLAT BUTTON, MOMENTARY CONTACT TYPE, WITH HOLDER 1NO | 12.72
3SU1100-0AB40-1BA0-ZY10 | PUSHBUTTON, 22MM, ROUND, PLASTIC, GREEN, FLAT BUTTON, MOMENTARY CONTACT TYPE, WITH HOLDER 1NO | 15.88
3SU1100-0AB40-1BA0-ZY11 | PUSHBUTTON, 22MM, ROUND, PLASTIC, GREEN, FLAT BUTTON, MOMENTARY CONTACT TYPE, WITH HOLDER 1NO | 15.88
3SU1100-0AB40-1BA0-ZY12 | PUSHBUTTON, 22MM, ROUND, PLASTIC, GREEN, FLAT BUTTON, MOMENTARY CONTACT TYPE, WITH HOLDER 1NO | 15.88
3SU1130-0AB40-1FA0-ZY13 | PUSHBUTTON, 22MM, ROUND, PLASTIC WITH METAL FRONT RING, GREEN, FLAT BUTTON, MOMENTARY CONTACT T | 29.43
3SU1130-0AB40-1FA0-ZY15 | PUSHBUTTON, 22MM, ROUND, PLASTIC WITH METAL FRONT RING, GREEN, FLAT BUTTON, MOMENTARY CONTACT T | 29.43
3SU1130-0AB40-1FA0-ZY19 | PUSHBUTTON, 22MM, ROUND, PLASTIC WITH METAL FRONT RING, GREEN, FLAT BUTTON, MOMENTARY CONTACT T | 27.54
3SU1130-0AB40-3BA0 | PUSHBUTTON, 22MM, ROUND, PLASTIC WITH METAL FRONT RING, GREEN, FLAT BUTTON, MOMENTARY CONTACT T | 23.48
3SU1130-0AB40-3BA0-ZX90 | PUSHBUTTON, 22MM, ROUND, PLASTIC WITH METAL FRONT RING, GREEN, FLAT BUTTON, MOMENTARY CONTACT T | 23.48
3SU1130-0AB50-1BA0-ZY15 | PUSHBUTTON, 22MM, ROUND, PLASTIC WITH METAL FRONT RING, BLUE, FLAT BUTTON, MOMENTARY CONTACT TY | 26.53
3SU1130-0AB50-1BA0-ZY19 | PUSHBUTTON, 22MM, ROUND, PLASTIC WITH METAL FRONT RING, BLUE, FLAT BUTTON, MOMENTARY CONTACT TY | 24.62
3SU1130-0AB50-1FA0 | PUSHBUTTON, 22MM, ROUND, PLASTIC WITH METAL FRONT RING, BLUE, FLAT BUTTON, MOMENTARY CONTACT TY | 26.27
3SU1130-0AB50-1FA0-ZX90 | PUSHBUTTON, 22MM, ROUND, PLASTIC WITH METAL FRONT RING, BLUE, FLAT BUTTON, MOMENTARY CONTACT TY | 26.27
3SU1130-0AB60-1BA0-ZY19 | PUSHBUTTON, 22MM, ROUND, PLASTIC WITH METAL FRONT RING, WHITE, FLAT BUTTON, MOMENTARY CONTACT T | 24.62
3SU1130-0AB60-1FA0 | PUSHBUTTON, 22MM, ROUND, PLASTIC WITH METAL FRONT RING, WHITE, FLAT BUTTON, MOMENTARY CONTACT T | 26.27
3SU1130-0AB60-1FA0-ZX90 | PUSHBUTTON, 22MM, ROUND, PLASTIC WITH METAL FRONT RING, WHITE, FLAT BUTTON, MOMENTARY CONTACT T | 26.27
3SU1130-0AB60-1FA0-ZY10 | PUSHBUTTON, 22MM, ROUND, PLASTIC WITH METAL FRONT RING, WHITE, FLAT BUTTON, MOMENTARY CONTACT T | 29.43
3SU1130-0BB20-1CA0 | PUSHBUTTON, 22MM, ROUND, PLASTIC WITH METAL FRONT RING, RED, RAISED BUTTON, MOMENTARY CONTACT T | 29.19
3SU1130-0BB20-1CA0-ZX90 | PUSHBUTTON, 22MM, ROUND, PLASTIC WITH METAL FRONT RING, RED, RAISED BUTTON, MOMENTARY CONTACT T | 29.19
3SU1130-0BB20-1CA0-ZY10 | PUSHBUTTON, 22MM, ROUND, PLASTIC WITH METAL FRONT RING, RED, RAISED BUTTON, MOMENTARY CONTACT T | 32.35
3SU1130-0BB20-1CA0-ZY11 | PUSHBUTTON, 22MM, ROUND, PLASTIC WITH METAL FRONT RING, RED, RAISED BUTTON, MOMENTARY CONTACT T | 32.35
3SU1130-1BA20-1FA0 | MUSHROOM PUSHBUTTON, 22MM, ROUND, PLASTIC WITH METAL FRONT RING, RED, 40MM, LATCHING, PULL TO | 68.36
3SU1130-1BA20-1FA0-ZX90 | MUSHROOM PUSHBUTTON, 22MM, ROUND, PLASTIC WITH METAL FRONT RING, RED, 40MM, LATCHING, PULL TO | 68.36
3SU1130-1BA20-1FA0-ZY10 | MUSHROOM PUSHBUTTON, 22MM, ROUND, PLASTIC WITH METAL FRONT RING, RED, 40MM, LATCHING, PULL TO | 71.54
3SU1130-0AB60-1BA0-ZX90 | PUSHBUTTON, 22MM, ROUND, PLASTIC WITH METAL FRONT RING, WHITE, FLAT BUTTON, MOMENTARY CONTACT T | 23.35
3SU1130-0AB60-1BA0-ZY10 | PUSHBUTTON, 22MM, ROUND, PLASTIC WITH METAL FRONT RING, WHITE, FLAT BUTTON, MOMENTARY CONTACT T | 26.53
3SU1130-0AB60-1FA0-ZY19 | PUSHBUTTON, 22MM, ROUND, PLASTIC WITH METAL FRONT RING, WHITE, FLAT BUTTON, MOMENTARY CONTACT T | 27.54
3SU1130-0AB60-3FA0 | PUSHBUTTON, 22MM, ROUND, PLASTIC WITH METAL FRONT RING, WHITE, FLAT BUTTON, MOMENTARY CONTACT T | 26.84
3SU1130-0AB60-3FA0-ZX90 | PUSHBUTTON, 22MM, ROUND, PLASTIC WITH METAL FRONT RING, WHITE, FLAT BUTTON, MOMENTARY CONTACT T | 26.84
3SU1130-0AB60-3FA0-ZY10 | PUSHBUTTON, 22MM, ROUND, PLASTIC WITH METAL FRONT RING, WHITE, FLAT BUTTON, MOMENTARY CONTACT T | 30
3SU1130-1BA20-1CA0 | MUSHROOM PUSHBUTTON, 22MM, ROUND, PLASTIC WITH METAL FRONT RING, RED, 40MM, LATCHING, PULL TO | 65.83
3SU1130-1BA20-1CA0-ZX90 | MUSHROOM PUSHBUTTON, 22MM, ROUND, PLASTIC WITH METAL FRONT RING, RED, 40MM, LATCHING, PULL TO | 65.83
3SU1130-1BA20-1CA0-ZY10 | MUSHROOM PUSHBUTTON, 22MM, ROUND, PLASTIC WITH METAL FRONT RING, RED, 40MM, LATCHING, PULL TO | 69.01
3SU1130-1BA20-1CA0-ZY11 | MUSHROOM PUSHBUTTON, 22MM, ROUND, PLASTIC WITH METAL FRONT RING, RED, 40MM, LATCHING, PULL TO | 69.01
3SU1130-2BF60-1BA0-ZX90 | SELECTOR SWITCH, CAN BE ILLUM., 22MM, ROUND, PLASTIC WITH METAL FRONT RING, BLACK, WHITE, SHORT | 38.05
3SU1130-2BF60-1BA0-ZY10 | SELECTOR SWITCH, CAN BE ILLUM., 22MM, ROUND, PLASTIC WITH METAL FRONT RING, BLACK, WHITE, SHORT | 41.21
3SU1130-2BF60-1BA0-ZY11 | SELECTOR SWITCH, CAN BE ILLUM., 22MM, ROUND, PLASTIC WITH METAL FRONT RING, BLACK, WHITE, SHORT | 41.21
3SU1130-2BF60-1BA0-ZY12 | SELECTOR SWITCH, CAN BE ILLUM., 22MM, ROUND, PLASTIC WITH METAL FRONT RING, BLACK, WHITE, SHORT | 41.21
3SU1130-2BF60-3BA0-ZX90 | SELECTOR SWITCH, CAN BE ILLUM., 22MM, ROUND, PLASTIC WITH METAL FRONT RING, BLACK, WHITE, SHORT | 38.17
3SU1130-2BF60-3BA0-ZY10 | SELECTOR SWITCH, CAN BE ILLUM., 22MM, ROUND, PLASTIC WITH METAL FRONT RING, BLACK, WHITE, SHORT | 41.34
3SU1130-2BF60-3BA0-ZY11 | SELECTOR SWITCH, CAN BE ILLUM., 22MM, ROUND, PLASTIC WITH METAL FRONT RING, BLACK, WHITE, SHORT | 41.34
3SU1130-2BF60-3BA0-ZY12 | SELECTOR SWITCH, CAN BE ILLUM., 22MM, ROUND, PLASTIC WITH METAL FRONT RING, BLACK, WHITE, SHORT | 41.34
3SU1130-2BL60-1LA0-ZY10 | SELECTOR SWITCH, CAN BE ILLUM., 22MM, ROUND, PLASTIC WITH METAL FRONT RING, BLACK, WHITE, SHORT | 51.65
3SU1130-2BL60-1LA0-ZY11 | SELECTOR SWITCH, CAN BE ILLUM., 22MM, ROUND, PLASTIC WITH METAL FRONT RING, BLACK, WHITE, SHORT | 51.65
3SU1130-2BL60-1LA0-ZY12 | SELECTOR SWITCH, CAN BE ILLUM., 22MM, ROUND, PLASTIC WITH METAL FRONT RING, BLACK, WHITE, SHORT | 51.65
3SU1130-2BL60-3LA0-ZY11 | SELECTOR SWITCH, CAN BE ILLUM., 22MM, ROUND, PLASTIC WITH METAL FRONT RING, BLACK, WHITE, SHORT | 52.87
3SU1130-2BL60-3LA0-ZY12 | SELECTOR SWITCH, CAN BE ILLUM., 22MM, ROUND, PLASTIC WITH METAL FRONT RING, BLACK, WHITE, SHORT | 52.87
3SU1130-2BL60-3LA0-ZY15 | SELECTOR SWITCH, CAN BE ILLUM., 22MM, ROUND, PLASTIC WITH METAL FRONT RING, BLACK, WHITE, SHORT | 52.87
3SU1130-2BM60-1LA0-ZY11 | SELECTOR SWITCH, CAN BE ILLUM., 22MM, ROUND, PLASTIC WITH METAL FRONT RING, BLACK, WHITE, SHORT | 51.65
3SU1130-2BM60-1LA0-ZY12 | SELECTOR SWITCH, CAN BE ILLUM., 22MM, ROUND, PLASTIC WITH METAL FRONT RING, BLACK, WHITE, SHORT | 51.65
3SU1130-2BM60-1LA0-ZY15 | SELECTOR SWITCH, CAN BE ILLUM., 22MM, ROUND, PLASTIC WITH METAL FRONT RING, BLACK, WHITE, SHORT | 51.65
3SU1130-2BM60-1LA0-ZY19 | SELECTOR SWITCH, CAN BE ILLUM., 22MM, ROUND, PLASTIC WITH METAL FRONT RING, BLACK, WHITE, SHORT | 49.75
3SU1130-2BM60-3NA0-ZY12 | SELECTOR SWITCH, CAN BE ILLUM., 22MM, ROUND, PLASTIC WITH METAL FRONT RING, BLACK, WHITE, SHORT | 46.09
3SU1130-0AB50-1BA0-ZY13 | PUSHBUTTON, 22MM, ROUND, PLASTIC WITH METAL FRONT RING, BLUE, FLAT BUTTON, MOMENTARY CONTACT TY | 26.53
3SU1130-0AB50-1FA0-ZY10 | PUSHBUTTON, 22MM, ROUND, PLASTIC WITH METAL FRONT RING, BLUE, FLAT BUTTON, MOMENTARY CONTACT TY | 29.43
3SU1130-0AB50-1FA0-ZY12 | PUSHBUTTON, 22MM, ROUND, PLASTIC WITH METAL FRONT RING, BLUE, FLAT BUTTON, MOMENTARY CONTACT TY | 29.43
3SU1130-0AB50-1FA0-ZY15 | PUSHBUTTON, 22MM, ROUND, PLASTIC WITH METAL FRONT RING, BLUE, FLAT BUTTON, MOMENTARY CONTACT TY | 29.43
3SU1130-0AB60-1BA0-ZY11 | PUSHBUTTON, 22MM, ROUND, PLASTIC WITH METAL FRONT RING, WHITE, FLAT BUTTON, MOMENTARY CONTACT T | 26.53
3SU1130-0AB60-1BA0-ZY13 | PUSHBUTTON, 22MM, ROUND, PLASTIC WITH METAL FRONT RING, WHITE, FLAT BUTTON, MOMENTARY CONTACT T | 26.53
3SU1130-0AB60-1FA0-ZY12 | PUSHBUTTON, 22MM, ROUND, PLASTIC WITH METAL FRONT RING, WHITE, FLAT BUTTON, MOMENTARY CONTACT T | 29.43
3SU1130-0AB60-1FA0-ZY15 | PUSHBUTTON, 22MM, ROUND, PLASTIC WITH METAL FRONT RING, WHITE, FLAT BUTTON, MOMENTARY CONTACT T | 29.43
3SU1130-0AB60-3FA0-ZY11 | PUSHBUTTON, 22MM, ROUND, PLASTIC WITH METAL FRONT RING, WHITE, FLAT BUTTON, MOMENTARY CONTACT T | 30
3SU1130-0AB60-3FA0-ZY13 | PUSHBUTTON, 22MM, ROUND, PLASTIC WITH METAL FRONT RING, WHITE, FLAT BUTTON, MOMENTARY CONTACT T | 30
3SU1130-0AB60-3FA0-ZY19 | PUSHBUTTON, 22MM, ROUND, PLASTIC WITH METAL FRONT RING, WHITE, FLAT BUTTON, MOMENTARY CONTACT T | 28.1
3SU1130-0BB20-1CA0-ZY12 | PUSHBUTTON, 22MM, ROUND, PLASTIC WITH METAL FRONT RING, RED, RAISED BUTTON, MOMENTARY CONTACT T | 32.35
3SU1130-0BB20-1CA0-ZY15 | PUSHBUTTON, 22MM, ROUND, PLASTIC WITH METAL FRONT RING, RED, RAISED BUTTON, MOMENTARY CONTACT T | 32.35
3SU1130-1BA20-1CA0-ZY13 | MUSHROOM PUSHBUTTON, 22MM, ROUND, PLASTIC WITH METAL FRONT RING, RED, 40MM, LATCHING, PULL TO | 69.01
3SU1130-1BA20-1CA0-ZY19 | MUSHROOM PUSHBUTTON, 22MM, ROUND, PLASTIC WITH METAL FRONT RING, RED, 40MM, LATCHING, PULL TO | 67.1
3SU1130-1BA20-1FA0-ZY12 | MUSHROOM PUSHBUTTON, 22MM, ROUND, PLASTIC WITH METAL FRONT RING, RED, 40MM, LATCHING, PULL TO | 71.54
3SU1130-1BA20-1FA0-ZY15 | MUSHROOM PUSHBUTTON, 22MM, ROUND, PLASTIC WITH METAL FRONT RING, RED, 40MM, LATCHING, PULL TO | 71.54
3SU1130-2BF60-1BA0 | SELECTOR SWITCH, CAN BE ILLUM., 22MM, ROUND, PLASTIC WITH METAL FRONT RING, BLACK, WHITE, SHORT | 38.05
3SU1130-2BF60-1BA0-ZY19 | SELECTOR SWITCH, CAN BE ILLUM., 22MM, ROUND, PLASTIC WITH METAL FRONT RING, BLACK, WHITE, SHORT | 39.32
3SU1130-2BF60-1MA0-ZY15 | SELECTOR SWITCH, CAN BE ILLUM., 22MM, ROUND, PLASTIC WITH METAL FRONT RING, BLACK, WHITE, SHORT | 45.83
3SU1130-2BF60-3BA0 | SELECTOR SWITCH, CAN BE ILLUM., 22MM, ROUND, PLASTIC WITH METAL FRONT RING, BLACK, WHITE, SHORT | 38.17
3SU1130-2BF60-3BA0-ZY19 | SELECTOR SWITCH, CAN BE ILLUM., 22MM, ROUND, PLASTIC WITH METAL FRONT RING, BLACK, WHITE, SHORT | 39.43
3SU1130-2BF60-3MA0-ZX90 | SELECTOR SWITCH, CAN BE ILLUM., 22MM, ROUND, PLASTIC WITH METAL FRONT RING, BLACK, WHITE, SHORT | 42.92
3SU1130-2BF60-3MA0-ZY15 | SELECTOR SWITCH, CAN BE ILLUM., 22MM, ROUND, PLASTIC WITH METAL FRONT RING, BLACK, WHITE, SHORT | 46.09
3SU1130-2BL60-1LA0 | SELECTOR SWITCH, CAN BE ILLUM., 22MM, ROUND, PLASTIC WITH METAL FRONT RING, BLACK, WHITE, SHORT | 48.49
3SU1130-2BL60-1LA0-ZY19 | SELECTOR SWITCH, CAN BE ILLUM., 22MM, ROUND, PLASTIC WITH METAL FRONT RING, BLACK, WHITE, SHORT | 49.75
3SU1130-2BL60-1NA0-ZX90 | SELECTOR SWITCH, CAN BE ILLUM., 22MM, ROUND, PLASTIC WITH METAL FRONT RING, BLACK, WHITE, SHORT | 42.67
3SU1130-2BL60-3LA0 | SELECTOR SWITCH, CAN BE ILLUM., 22MM, ROUND, PLASTIC WITH METAL FRONT RING, BLACK, WHITE, SHORT | 49.69
3SU1130-2BL60-3LA0-ZY10 | SELECTOR SWITCH, CAN BE ILLUM., 22MM, ROUND, PLASTIC WITH METAL FRONT RING, BLACK, WHITE, SHORT | 52.87
3SU1130-0AB60-3FA0-ZY12 | PUSHBUTTON, 22MM, ROUND, PLASTIC WITH METAL FRONT RING, WHITE, FLAT BUTTON, MOMENTARY CONTACT T | 30
3SU1130-0AB60-3FA0-ZY15 | PUSHBUTTON, 22MM, ROUND, PLASTIC WITH METAL FRONT RING, WHITE, FLAT BUTTON, MOMENTARY CONTACT T | 30
3SU1130-0BB20-1CA0-ZY13 | PUSHBUTTON, 22MM, ROUND, PLASTIC WITH METAL FRONT RING, RED, RAISED BUTTON, MOMENTARY CONTACT T | 32.35
3SU1130-0BB20-1CA0-ZY19 | PUSHBUTTON, 22MM, ROUND, PLASTIC WITH METAL FRONT RING, RED, RAISED BUTTON, MOMENTARY CONTACT T | 30.45
3SU1130-1BA20-1CA0-ZY12 | MUSHROOM PUSHBUTTON, 22MM, ROUND, PLASTIC WITH METAL FRONT RING, RED, 40MM, LATCHING, PULL TO | 69.01
3SU1130-1BA20-1CA0-ZY15 | MUSHROOM PUSHBUTTON, 22MM, ROUND, PLASTIC WITH METAL FRONT RING, RED, 40MM, LATCHING, PULL TO | 69.01
3SU1130-1BA20-1FA0-ZY13 | MUSHROOM PUSHBUTTON, 22MM, ROUND, PLASTIC WITH METAL FRONT RING, RED, 40MM, LATCHING, PULL TO | 71.54
3SU1130-1BA20-1FA0-ZY19 | MUSHROOM PUSHBUTTON, 22MM, ROUND, PLASTIC WITH METAL FRONT RING, RED, 40MM, LATCHING, PULL TO | 69.64
3SU1130-2BF60-1BA0-ZY15 | SELECTOR SWITCH, CAN BE ILLUM., 22MM, ROUND, PLASTIC WITH METAL FRONT RING, BLACK, WHITE, SHORT | 41.21
3SU1130-2BF60-1MA0 | SELECTOR SWITCH, CAN BE ILLUM., 22MM, ROUND, PLASTIC WITH METAL FRONT RING, BLACK, WHITE, SHORT | 42.67
3SU1130-2BF60-1MA0-ZY19 | SELECTOR SWITCH, CAN BE ILLUM., 22MM, ROUND, PLASTIC WITH METAL FRONT RING, BLACK, WHITE, SHORT | 43.94
3SU1130-2BF60-3BA0-ZY15 | SELECTOR SWITCH, CAN BE ILLUM., 22MM, ROUND, PLASTIC WITH METAL FRONT RING, BLACK, WHITE, SHORT | 41.34
3SU1130-2BF60-3MA0 | SELECTOR SWITCH, CAN BE ILLUM., 22MM, ROUND, PLASTIC WITH METAL FRONT RING, BLACK, WHITE, SHORT | 42.92
3SU1130-2BF60-3MA0-ZY19 | SELECTOR SWITCH, CAN BE ILLUM., 22MM, ROUND, PLASTIC WITH METAL FRONT RING, BLACK, WHITE, SHORT | 44.18
3SU1130-2BL60-1LA0-ZX90 | SELECTOR SWITCH, CAN BE ILLUM., 22MM, ROUND, PLASTIC WITH METAL FRONT RING, BLACK, WHITE, SHORT | 48.49
3SU1130-2BL60-1LA0-ZY15 | SELECTOR SWITCH, CAN BE ILLUM., 22MM, ROUND, PLASTIC WITH METAL FRONT RING, BLACK, WHITE, SHORT | 51.65
3SU1130-2BL60-1NA0 | SELECTOR SWITCH, CAN BE ILLUM., 22MM, ROUND, PLASTIC WITH METAL FRONT RING, BLACK, WHITE, SHORT | 42.67
3SU1130-2BL60-1NA0-ZY19 | SELECTOR SWITCH, CAN BE ILLUM., 22MM, ROUND, PLASTIC WITH METAL FRONT RING, BLACK, WHITE, SHORT | 43.94
3SU1130-2BL60-3LA0-ZX90 | SELECTOR SWITCH, CAN BE ILLUM., 22MM, ROUND, PLASTIC WITH METAL FRONT RING, BLACK, WHITE, SHORT | 49.69
3SU1130-2BL60-3NA0 | SELECTOR SWITCH, CAN BE ILLUM., 22MM, ROUND, PLASTIC WITH METAL FRONT RING, BLACK, WHITE, SHORT | 42.92
3SU1130-2BL60-3NA0-ZY10 | SELECTOR SWITCH, CAN BE ILLUM., 22MM, ROUND, PLASTIC WITH METAL FRONT RING, BLACK, WHITE, SHORT | 46.09
3SU1130-2BL60-3NA0-ZY19 | SELECTOR SWITCH, CAN BE ILLUM., 22MM, ROUND, PLASTIC WITH METAL FRONT RING, BLACK, WHITE, SHORT | 44.18
3SU1130-2BM60-1LA0-ZX90 | SELECTOR SWITCH, CAN BE ILLUM., 22MM, ROUND, PLASTIC WITH METAL FRONT RING, BLACK, WHITE, SHORT | 48.49
3SU1130-2BM60-1NA0 | SELECTOR SWITCH, CAN BE ILLUM., 22MM, ROUND, PLASTIC WITH METAL FRONT RING, BLACK, WHITE, SHORT | 42.67
3SU1130-2BM60-1NA0-ZY10 | SELECTOR SWITCH, CAN BE ILLUM., 22MM, ROUND, PLASTIC WITH METAL FRONT RING, BLACK, WHITE, SHORT | 45.83
3SU1130-2BM60-3NA0-ZX90 | SELECTOR SWITCH, CAN BE ILLUM., 22MM, ROUND, PLASTIC WITH METAL FRONT RING, BLACK, WHITE, SHORT | 42.92
3SU1130-2BM60-3NA0-ZY11 | SELECTOR SWITCH, CAN BE ILLUM., 22MM, ROUND, PLASTIC WITH METAL FRONT RING, BLACK, WHITE, SHORT | 46.09
3SU1130-4BF11-1BA0 | RONIS KEY-OPERATED SWITCH, 22MM, ROUND, PLASTIC WITH METAL FRONT RING, LOCK NO. SB30, WITH 2 KEY | 79.77
3SU1130-4BF11-1BA0-ZY11 | RONIS KEY-OPERATED SWITCH, 22MM, ROUND, PLASTIC WITH METAL FRONT RING, LOCK NO. SB30, WITH 2 KEY | 82.93
3SU1130-2BM60-3NA0-ZY15 | SELECTOR SWITCH, CAN BE ILLUM., 22MM, ROUND, PLASTIC WITH METAL FRONT RING, BLACK, WHITE, SHORT | 46.09
3SU1130-2BM60-3NA0-ZY19 | SELECTOR SWITCH, CAN BE ILLUM., 22MM, ROUND, PLASTIC WITH METAL FRONT RING, BLACK, WHITE, SHORT | 44.18
3SU1130-4BF11-1FA0-ZY11 | RONIS KEY-OPERATED SWITCH, 22MM, ROUND, PLASTIC WITH METAL FRONT RING, LOCK NO. SB30, WITH 2 KEY | 85.46
3SU1130-4BF11-1FA0-ZY12 | RONIS KEY-OPERATED SWITCH, 22MM, ROUND, PLASTIC WITH METAL FRONT RING, LOCK NO. SB30, WITH 2 KEY | 85.46
3SU1130-4BF11-1FA0-ZY15 | RONIS KEY-OPERATED SWITCH, 22MM, ROUND, PLASTIC WITH METAL FRONT RING, LOCK NO. SB30, WITH 2 KEY | 85.46
3SU1130-4BL11-1NA0-ZY10 | RONIS KEY-OPERATED SWITCH, 22MM, ROUND, PLASTIC WITH METAL FRONT RING, LOCK NO. SB30, WITH 2 KEY | 91.8
3SU1130-4BL11-1NA0-ZY11 | RONIS KEY-OPERATED SWITCH, 22MM, ROUND, PLASTIC WITH METAL FRONT RING, LOCK NO. SB30, WITH 2 KEY | 91.8
3SU1130-4BL11-1NA0-ZY12 | RONIS KEY-OPERATED SWITCH, 22MM, ROUND, PLASTIC WITH METAL FRONT RING, LOCK NO. SB30, WITH 2 KEY | 91.8
3SU1132-0AB20-1CA0-ZY10 | ILLUMINATED PUSHBUTTON, 22MM, ROUND, PLASTIC WITH METAL FRONT RING, RED, FLAT BUTTON, MOMENTARY | 38.23
3SU1132-0AB20-1CA0-ZY11 | ILLUMINATED PUSHBUTTON, 22MM, ROUND, PLASTIC WITH METAL FRONT RING, RED, FLAT BUTTON, MOMENTARY | 38.23
3SU1132-0AB20-1CA0-ZY12 | ILLUMINATED PUSHBUTTON, 22MM, ROUND, PLASTIC WITH METAL FRONT RING, RED, FLAT BUTTON, MOMENTARY | 38.23
3SU1132-0AB20-1CA0-ZY13 | ILLUMINATED PUSHBUTTON, 22MM, ROUND, PLASTIC WITH METAL FRONT RING, RED, FLAT BUTTON, MOMENTARY | 38.23
3SU1132-0AB20-1CA0-ZY15 | ILLUMINATED PUSHBUTTON, 22MM, ROUND, PLASTIC WITH METAL FRONT RING, RED, FLAT BUTTON, MOMENTARY | 38.23
3SU1132-0AB20-3CA0-ZY11 | ILLUMINATED PUSHBUTTON, 22MM, ROUND, PLASTIC WITH METAL FRONT RING, RED, FLAT BUTTON, MOMENTARY | 38.62
3SU1132-0AB20-3CA0-ZY12 | ILLUMINATED PUSHBUTTON, 22MM, ROUND, PLASTIC WITH METAL FRONT RING, RED, FLAT BUTTON, MOMENTARY | 38.62
3SU1132-0AB20-3CA0-ZY13 | ILLUMINATED PUSHBUTTON, 22MM, ROUND, PLASTIC WITH METAL FRONT RING, RED, FLAT BUTTON, MOMENTARY | 38.62
3SU1132-0AB20-3CA0-ZY15 | ILLUMINATED PUSHBUTTON, 22MM, ROUND, PLASTIC WITH METAL FRONT RING, RED, FLAT BUTTON, MOMENTARY | 38.62
3SU1132-0AB30-1BA0-ZY12 | ILLUMINATED PUSHBUTTON, 22MM, ROUND, PLASTIC WITH METAL FRONT RING, YELLOW, FLAT BUTTON, MOMENT | 38.23
3SU1132-0AB30-1BA0-ZY13 | ILLUMINATED PUSHBUTTON, 22MM, ROUND, PLASTIC WITH METAL FRONT RING, YELLOW, FLAT BUTTON, MOMENT | 38.23
3SU1132-0AB30-1BA0-ZY15 | ILLUMINATED PUSHBUTTON, 22MM, ROUND, PLASTIC WITH METAL FRONT RING, YELLOW, FLAT BUTTON, MOMENT | 38.23
3SU1132-0AB30-1BA0-ZY19 | ILLUMINATED PUSHBUTTON, 22MM, ROUND, PLASTIC WITH METAL FRONT RING, YELLOW, FLAT BUTTON, MOMENT | 36.34
3SU1900-0AE16-0AG0 | LABELING PLATE SNAP-ON OR SELF-ADHESIVE FOR LABEL HOLDER, LABEL SIZE 27 X 27MM, LABEL BLACK, LET | 1.37
3SU1900-0AE16-0AH0 | LABELING PLATE SNAP-ON OR SELF-ADHESIVE FOR LABEL HOLDER, LABEL SIZE 27 X 27MM, LABEL BLACK, LET | 1.37
3SU1900-0AE16-0AJ0 | LABELING PLATE SNAP-ON OR SELF-ADHESIVE FOR LABEL HOLDER, LABEL SIZE 27 X 27MM, LABEL BLACK, LET | 1.37
3SU1900-0AE16-0AK0 | LABELING PLATE SNAP-ON OR SELF-ADHESIVE FOR LABEL HOLDER, LABEL SIZE 27 X 27MM, LABEL BLACK, LET | 1.37
3SU1900-0AE16-0AL0 | LABELING PLATE SNAP-ON OR SELF-ADHESIVE FOR LABEL HOLDER, LABEL SIZE 27 X 27MM, LABEL BLACK, LET | 1.37
3SU1900-0AE16-0DT0 | LABELING PLATE SNAP-ON OR SELF-ADHESIVE FOR LABEL HOLDER, LABEL SIZE 27 X 27MM, LABEL BLACK, LET | 1.37
3SU1900-0AE16-0GA0 | LABELING PLATE SNAP-ON OR SELF-ADHESIVE FOR LABEL HOLDER, LABEL SIZE 27 X 27MM, LABEL BLACK, LET | 1.37
3SU1900-0AE16-0GB0 | LABELING PLATE SNAP-ON OR SELF-ADHESIVE FOR LABEL HOLDER, LABEL SIZE 27 X 27MM, LABEL BLACK, LET | 1.37
3SU1130-2BL60-3LA0-ZY19 | SELECTOR SWITCH, CAN BE ILLUM., 22MM, ROUND, PLASTIC WITH METAL FRONT RING, BLACK, WHITE, SHORT | 50.95
3SU1130-2BL60-3NA0-ZX90 | SELECTOR SWITCH, CAN BE ILLUM., 22MM, ROUND, PLASTIC WITH METAL FRONT RING, BLACK, WHITE, SHORT | 42.92
3SU1130-2BM60-1LA0 | SELECTOR SWITCH, CAN BE ILLUM., 22MM, ROUND, PLASTIC WITH METAL FRONT RING, BLACK, WHITE, SHORT | 48.49
3SU1130-2BM60-1LA0-ZY10 | SELECTOR SWITCH, CAN BE ILLUM., 22MM, ROUND, PLASTIC WITH METAL FRONT RING, BLACK, WHITE, SHORT | 51.65
3SU1130-2BM60-1NA0-ZX90 | SELECTOR SWITCH, CAN BE ILLUM., 22MM, ROUND, PLASTIC WITH METAL FRONT RING, BLACK, WHITE, SHORT | 42.67
3SU1130-2BM60-1NA0-ZY11 | SELECTOR SWITCH, CAN BE ILLUM., 22MM, ROUND, PLASTIC WITH METAL FRONT RING, BLACK, WHITE, SHORT | 45.83
3SU1130-2BM60-3NA0 | SELECTOR SWITCH, CAN BE ILLUM., 22MM, ROUND, PLASTIC WITH METAL FRONT RING, BLACK, WHITE, SHORT | 42.92
3SU1130-2BM60-3NA0-ZY10 | SELECTOR SWITCH, CAN BE ILLUM., 22MM, ROUND, PLASTIC WITH METAL FRONT RING, BLACK, WHITE, SHORT | 46.09
3SU1130-4BF11-1BA0-ZX90 | RONIS KEY-OPERATED SWITCH, 22MM, ROUND, PLASTIC WITH METAL FRONT RING, LOCK NO. SB30, WITH 2 KEY | 79.77
3SU1130-4BF11-1BA0-ZY10 | RONIS KEY-OPERATED SWITCH, 22MM, ROUND, PLASTIC WITH METAL FRONT RING, LOCK NO. SB30, WITH 2 KEY | 82.93
3SU1130-4BF11-1FA0-ZX90 | RONIS KEY-OPERATED SWITCH, 22MM, ROUND, PLASTIC WITH METAL FRONT RING, LOCK NO. SB30, WITH 2 KEY | 82.3
3SU1130-4BF11-1FA0-ZY10 | RONIS KEY-OPERATED SWITCH, 22MM, ROUND, PLASTIC WITH METAL FRONT RING, LOCK NO. SB30, WITH 2 KEY | 85.46
3SU1130-4BF11-1FA0-ZY19 | RONIS KEY-OPERATED SWITCH, 22MM, ROUND, PLASTIC WITH METAL FRONT RING, LOCK NO. SB30, WITH 2 KEY | 83.56
3SU1130-4BF11-3BA0-ZX90 | RONIS KEY-OPERATED SWITCH, 22MM, ROUND, PLASTIC WITH METAL FRONT RING, LOCK NO. SB30, WITH 2 KEY | 80.4
3SU1130-4BF11-3BA0-ZY19 | RONIS KEY-OPERATED SWITCH, 22MM, ROUND, PLASTIC WITH METAL FRONT RING, LOCK NO. SB30, WITH 2 KEY | 81.67
3SU1130-4BL11-1NA0-ZX90 | RONIS KEY-OPERATED SWITCH, 22MM, ROUND, PLASTIC WITH METAL FRONT RING, LOCK NO. SB30, WITH 2 KEY | 88.62
3SU1130-4BL11-1NA0-ZY19 | RONIS KEY-OPERATED SWITCH, 22MM, ROUND, PLASTIC WITH METAL FRONT RING, LOCK NO. SB30, WITH 2 KEY | 89.9
3SU1132-0AB20-1BA0-ZX90 | ILLUMINATED PUSHBUTTON, 22MM, ROUND, PLASTIC WITH METAL FRONT RING, RED, FLAT BUTTON, MOMENTARY | 35.07
3SU1132-0AB20-1BA0-ZY15 | ILLUMINATED PUSHBUTTON, 22MM, ROUND, PLASTIC WITH METAL FRONT RING, RED, FLAT BUTTON, MOMENTARY | 38.23
3SU1132-0AB20-1CA0 | ILLUMINATED PUSHBUTTON, 22MM, ROUND, PLASTIC WITH METAL FRONT RING, RED, FLAT BUTTON, MOMENTARY | 35.07
3SU1132-0AB20-1CA0-ZY19 | ILLUMINATED PUSHBUTTON, 22MM, ROUND, PLASTIC WITH METAL FRONT RING, RED, FLAT BUTTON, MOMENTARY | 36.34
3SU1132-0AB20-1FA0-ZX90 | ILLUMINATED PUSHBUTTON, 22MM, ROUND, PLASTIC WITH METAL FRONT RING, RED, FLAT BUTTON, MOMENTARY | 37.86
3SU1132-0AB20-3CA0 | ILLUMINATED PUSHBUTTON, 22MM, ROUND, PLASTIC WITH METAL FRONT RING, RED, FLAT BUTTON, MOMENTARY | 35.44
3SU1132-0AB20-3CA0-ZY10 | ILLUMINATED PUSHBUTTON, 22MM, ROUND, PLASTIC WITH METAL FRONT RING, RED, FLAT BUTTON, MOMENTARY | 38.62
3SU1132-0AB20-3CA0-ZY19 | ILLUMINATED PUSHBUTTON, 22MM, ROUND, PLASTIC WITH METAL FRONT RING, RED, FLAT BUTTON, MOMENTARY | 36.71
3SU1132-0AB20-3FA0-ZX90 | ILLUMINATED PUSHBUTTON, 22MM, ROUND, PLASTIC WITH METAL FRONT RING, RED, FLAT BUTTON, MOMENTARY | 38.8
3SU1132-0AB30-1BA0 | ILLUMINATED PUSHBUTTON, 22MM, ROUND, PLASTIC WITH METAL FRONT RING, YELLOW, FLAT BUTTON, MOMENT | 35.07
3SU1132-0AB30-1BA0-ZY10 | ILLUMINATED PUSHBUTTON, 22MM, ROUND, PLASTIC WITH METAL FRONT RING, YELLOW, FLAT BUTTON, MOMENT | 38.23
3SU1132-0AB30-1FA0-ZX90 | ILLUMINATED PUSHBUTTON, 22MM, ROUND, PLASTIC WITH METAL FRONT RING, YELLOW, FLAT BUTTON, MOMENT | 37.86
3SU1130-4BF11-1FA0 | RONIS KEY-OPERATED SWITCH, 22MM, ROUND, PLASTIC WITH METAL FRONT RING, LOCK NO. SB30, WITH 2 KEY | 82.3
3SU1130-4BF11-3BA0 | RONIS KEY-OPERATED SWITCH, 22MM, ROUND, PLASTIC WITH METAL FRONT RING, LOCK NO. SB30, WITH 2 KEY | 80.4
3SU1130-4BF11-3BA0-ZY15 | RONIS KEY-OPERATED SWITCH, 22MM, ROUND, PLASTIC WITH METAL FRONT RING, LOCK NO. SB30, WITH 2 KEY | 83.56
3SU1130-4BL11-1NA0 | RONIS KEY-OPERATED SWITCH, 22MM, ROUND, PLASTIC WITH METAL FRONT RING, LOCK NO. SB30, WITH 2 KEY | 88.62
3SU1130-4BL11-1NA0-ZY15 | RONIS KEY-OPERATED SWITCH, 22MM, ROUND, PLASTIC WITH METAL FRONT RING, LOCK NO. SB30, WITH 2 KEY | 91.8
3SU1132-0AB20-1BA0 | ILLUMINATED PUSHBUTTON, 22MM, ROUND, PLASTIC WITH METAL FRONT RING, RED, FLAT BUTTON, MOMENTARY | 35.07
3SU1132-0AB20-1BA0-ZY19 | ILLUMINATED PUSHBUTTON, 22MM, ROUND, PLASTIC WITH METAL FRONT RING, RED, FLAT BUTTON, MOMENTARY | 36.34
3SU1132-0AB20-1CA0-ZX90 | ILLUMINATED PUSHBUTTON, 22MM, ROUND, PLASTIC WITH METAL FRONT RING, RED, FLAT BUTTON, MOMENTARY | 35.07
3SU1132-0AB20-1FA0 | ILLUMINATED PUSHBUTTON, 22MM, ROUND, PLASTIC WITH METAL FRONT RING, RED, FLAT BUTTON, MOMENTARY | 37.86
3SU1132-0AB20-1FA0-ZY10 | ILLUMINATED PUSHBUTTON, 22MM, ROUND, PLASTIC WITH METAL FRONT RING, RED, FLAT BUTTON, MOMENTARY | 41.02
3SU1132-0AB20-1FA0-ZY19 | ILLUMINATED PUSHBUTTON, 22MM, ROUND, PLASTIC WITH METAL FRONT RING, RED, FLAT BUTTON, MOMENTARY | 39.12
3SU1132-0AB20-3CA0-ZX90 | ILLUMINATED PUSHBUTTON, 22MM, ROUND, PLASTIC WITH METAL FRONT RING, RED, FLAT BUTTON, MOMENTARY | 35.44
3SU1132-0AB20-3FA0 | ILLUMINATED PUSHBUTTON, 22MM, ROUND, PLASTIC WITH METAL FRONT RING, RED, FLAT BUTTON, MOMENTARY | 38.8
3SU1132-0AB20-3FA0-ZY10 | ILLUMINATED PUSHBUTTON, 22MM, ROUND, PLASTIC WITH METAL FRONT RING, RED, FLAT BUTTON, MOMENTARY | 41.98
3SU1132-0AB30-1BA0-ZX90 | ILLUMINATED PUSHBUTTON, 22MM, ROUND, PLASTIC WITH METAL FRONT RING, YELLOW, FLAT BUTTON, MOMENT | 35.07
3SU1132-0AB30-1BA0-ZY11 | ILLUMINATED PUSHBUTTON, 22MM, ROUND, PLASTIC WITH METAL FRONT RING, YELLOW, FLAT BUTTON, MOMENT | 38.23
3SU1132-0AB30-1FA0 | ILLUMINATED PUSHBUTTON, 22MM, ROUND, PLASTIC WITH METAL FRONT RING, YELLOW, FLAT BUTTON, MOMENT | 37.86
3SU1132-0AB30-1FA0-ZY10 | ILLUMINATED PUSHBUTTON, 22MM, ROUND, PLASTIC WITH METAL FRONT RING, YELLOW, FLAT BUTTON, MOMENT | 41.02
3SU1900-0AE16-0AD0 | LABELING PLATE SNAP-ON OR SELF-ADHESIVE FOR LABEL HOLDER, LABEL SIZE 27 X 27MM, LABEL BLACK, LET | 1.37
3SU1900-0AE16-0AF0 | LABELING PLATE SNAP-ON OR SELF-ADHESIVE FOR LABEL HOLDER, LABEL SIZE 27 X 27MM, LABEL BLACK, LET | 1.37
3SU1900-0AE16-0AQ0 | LABELING PLATE SNAP-ON OR SELF-ADHESIVE FOR LABEL HOLDER, LABEL SIZE 27 X 27MM, LABEL BLACK, LET | 1.37
3SU1900-0AE16-0DB0 | LABELING PLATE SNAP-ON OR SELF-ADHESIVE FOR LABEL HOLDER, LABEL SIZE 27 X 27MM, LABEL BLACK, LET | 1.37
3SU1900-0AE16-0DM0 | LABELING PLATE SNAP-ON OR SELF-ADHESIVE FOR LABEL HOLDER, LABEL SIZE 27 X 27MM, LABEL BLACK, LET | 1.37
3SU1900-0AE16-0DP0 | LABELING PLATE SNAP-ON OR SELF-ADHESIVE FOR LABEL HOLDER, LABEL SIZE 27 X 27MM, LABEL BLACK, LET | 1.37
3SU1900-0AE16-0GM0 | LABELING PLATE SNAP-ON OR SELF-ADHESIVE FOR LABEL HOLDER, LABEL SIZE 27 X 27MM, LABEL BLACK, LET | 1.37
3SU1900-0AE16-0GS0 | LABELING PLATE SNAP-ON OR SELF-ADHESIVE FOR LABEL HOLDER, LABEL SIZE 27 X 27MM, LABEL BLACK, LET | 1.37
3SU1900-0AF16-0AB0 | LABELING PLATE SELF-ADHESIVE FOR ENCLOSURE, LABEL SIZE 22 X 22MM, LABEL BLACK, LETTERING WHITE, | 2.95
3SU1900-0AF16-0AD0 | LABELING PLATE SELF-ADHESIVE FOR ENCLOSURE, LABEL SIZE 22 X 22MM, LABEL BLACK, LETTERING WHITE, | 2.95
3SU1900-0AF16-0AJ0 | LABELING PLATE SELF-ADHESIVE FOR ENCLOSURE, LABEL SIZE 22 X 22MM, LABEL BLACK, LETTERING WHITE, | 2.95
3SU1900-0AF16-0AL0 | LABELING PLATE SELF-ADHESIVE FOR ENCLOSURE, LABEL SIZE 22 X 22MM, LABEL BLACK, LETTERING WHITE, | 2.95
3SU1130-1BA20-1FA0-ZY11 | MUSHROOM PUSHBUTTON, 22MM, ROUND, PLASTIC WITH METAL FRONT RING, RED, 40MM, LATCHING, PULL TO | 71.54
3SU1130-2BF60-1MA0-ZX90 | SELECTOR SWITCH, CAN BE ILLUM., 22MM, ROUND, PLASTIC WITH METAL FRONT RING, BLACK, WHITE, SHORT | 42.67
3SU1130-2BF60-1MA0-ZY10 | SELECTOR SWITCH, CAN BE ILLUM., 22MM, ROUND, PLASTIC WITH METAL FRONT RING, BLACK, WHITE, SHORT | 45.83
3SU1130-2BF60-1MA0-ZY11 | SELECTOR SWITCH, CAN BE ILLUM., 22MM, ROUND, PLASTIC WITH METAL FRONT RING, BLACK, WHITE, SHORT | 45.83
3SU1130-2BF60-1MA0-ZY12 | SELECTOR SWITCH, CAN BE ILLUM., 22MM, ROUND, PLASTIC WITH METAL FRONT RING, BLACK, WHITE, SHORT | 45.83
3SU1130-2BF60-3MA0-ZY10 | SELECTOR SWITCH, CAN BE ILLUM., 22MM, ROUND, PLASTIC WITH METAL FRONT RING, BLACK, WHITE, SHORT | 46.09
3SU1130-2BF60-3MA0-ZY11 | SELECTOR SWITCH, CAN BE ILLUM., 22MM, ROUND, PLASTIC WITH METAL FRONT RING, BLACK, WHITE, SHORT | 46.09
3SU1130-2BF60-3MA0-ZY12 | SELECTOR SWITCH, CAN BE ILLUM., 22MM, ROUND, PLASTIC WITH METAL FRONT RING, BLACK, WHITE, SHORT | 46.09
3SU1130-2BL60-1NA0-ZY10 | SELECTOR SWITCH, CAN BE ILLUM., 22MM, ROUND, PLASTIC WITH METAL FRONT RING, BLACK, WHITE, SHORT | 45.83
3SU1130-2BL60-1NA0-ZY11 | SELECTOR SWITCH, CAN BE ILLUM., 22MM, ROUND, PLASTIC WITH METAL FRONT RING, BLACK, WHITE, SHORT | 45.83
3SU1130-2BL60-1NA0-ZY12 | SELECTOR SWITCH, CAN BE ILLUM., 22MM, ROUND, PLASTIC WITH METAL FRONT RING, BLACK, WHITE, SHORT | 45.83
3SU1130-2BL60-1NA0-ZY15 | SELECTOR SWITCH, CAN BE ILLUM., 22MM, ROUND, PLASTIC WITH METAL FRONT RING, BLACK, WHITE, SHORT | 45.83
3SU1130-2BL60-3NA0-ZY11 | SELECTOR SWITCH, CAN BE ILLUM., 22MM, ROUND, PLASTIC WITH METAL FRONT RING, BLACK, WHITE, SHORT | 46.09
3SU1130-2BL60-3NA0-ZY12 | SELECTOR SWITCH, CAN BE ILLUM., 22MM, ROUND, PLASTIC WITH METAL FRONT RING, BLACK, WHITE, SHORT | 46.09
3SU1130-2BL60-3NA0-ZY15 | SELECTOR SWITCH, CAN BE ILLUM., 22MM, ROUND, PLASTIC WITH METAL FRONT RING, BLACK, WHITE, SHORT | 46.09
3SU1130-2BM60-1NA0-ZY12 | SELECTOR SWITCH, CAN BE ILLUM., 22MM, ROUND, PLASTIC WITH METAL FRONT RING, BLACK, WHITE, SHORT | 45.83
3SU1130-2BM60-1NA0-ZY15 | SELECTOR SWITCH, CAN BE ILLUM., 22MM, ROUND, PLASTIC WITH METAL FRONT RING, BLACK, WHITE, SHORT | 45.83
3SU1130-2BM60-1NA0-ZY19 | SELECTOR SWITCH, CAN BE ILLUM., 22MM, ROUND, PLASTIC WITH METAL FRONT RING, BLACK, WHITE, SHORT | 43.94
3SU1130-4BF11-1BA0-ZY12 | RONIS KEY-OPERATED SWITCH, 22MM, ROUND, PLASTIC WITH METAL FRONT RING, LOCK NO. SB30, WITH 2 KEY | 82.93
3SU1130-4BF11-1BA0-ZY15 | RONIS KEY-OPERATED SWITCH, 22MM, ROUND, PLASTIC WITH METAL FRONT RING, LOCK NO. SB30, WITH 2 KEY | 82.93
3SU1130-4BF11-1BA0-ZY19 | RONIS KEY-OPERATED SWITCH, 22MM, ROUND, PLASTIC WITH METAL FRONT RING, LOCK NO. SB30, WITH 2 KEY | 81.03
3SU1130-4BF11-3BA0-ZY10 | RONIS KEY-OPERATED SWITCH, 22MM, ROUND, PLASTIC WITH METAL FRONT RING, LOCK NO. SB30, WITH 2 KEY | 83.56
3SU1130-4BF11-3BA0-ZY11 | RONIS KEY-OPERATED SWITCH, 22MM, ROUND, PLASTIC WITH METAL FRONT RING, LOCK NO. SB30, WITH 2 KEY | 83.56
3SU1130-4BF11-3BA0-ZY12 | RONIS KEY-OPERATED SWITCH, 22MM, ROUND, PLASTIC WITH METAL FRONT RING, LOCK NO. SB30, WITH 2 KEY | 83.56
3SU1132-0AB20-1BA0-ZY10 | ILLUMINATED PUSHBUTTON, 22MM, ROUND, PLASTIC WITH METAL FRONT RING, RED, FLAT BUTTON, MOMENTARY | 38.23
3SU1132-0AB20-1BA0-ZY11 | ILLUMINATED PUSHBUTTON, 22MM, ROUND, PLASTIC WITH METAL FRONT RING, RED, FLAT BUTTON, MOMENTARY | 38.23
3SU1132-0AB20-1BA0-ZY12 | ILLUMINATED PUSHBUTTON, 22MM, ROUND, PLASTIC WITH METAL FRONT RING, RED, FLAT BUTTON, MOMENTARY | 38.23
3SU1132-0AB20-1BA0-ZY13 | ILLUMINATED PUSHBUTTON, 22MM, ROUND, PLASTIC WITH METAL FRONT RING, RED, FLAT BUTTON, MOMENTARY | 38.23
3SU1132-0AB20-1FA0-ZY11 | ILLUMINATED PUSHBUTTON, 22MM, ROUND, PLASTIC WITH METAL FRONT RING, RED, FLAT BUTTON, MOMENTARY | 41.02
3SU1900-0AE16-0GC0 | LABELING PLATE SNAP-ON OR SELF-ADHESIVE FOR LABEL HOLDER, LABEL SIZE 27 X 27MM, LABEL BLACK, LET | 1.37
3SU1900-0AF16-0AE0 | LABELING PLATE SELF-ADHESIVE FOR ENCLOSURE, LABEL SIZE 22 X 22MM, LABEL BLACK, LETTERING WHITE, | 2.95
3SU1900-0AF16-0AF0 | LABELING PLATE SELF-ADHESIVE FOR ENCLOSURE, LABEL SIZE 22 X 22MM, LABEL BLACK, LETTERING WHITE, | 2.95
3SU1900-0AF16-0AG0 | LABELING PLATE SELF-ADHESIVE FOR ENCLOSURE, LABEL SIZE 22 X 22MM, LABEL BLACK, LETTERING WHITE, | 2.95
3SU1900-0AF16-0AH0 | LABELING PLATE SELF-ADHESIVE FOR ENCLOSURE, LABEL SIZE 22 X 22MM, LABEL BLACK, LETTERING WHITE, | 2.95
3SU1900-0AF16-0DM0 | LABELING PLATE SELF-ADHESIVE FOR ENCLOSURE, LABEL SIZE 22 X 22MM, LABEL BLACK, LETTERING WHITE, | 2.95
3SU1900-0AF16-0DN0 | LABELING PLATE SELF-ADHESIVE FOR ENCLOSURE, LABEL SIZE 22 X 22MM, LABEL BLACK, LETTERING WHITE, | 2.95
3SU1900-0AF16-0DP0 | LABELING PLATE SELF-ADHESIVE FOR ENCLOSURE, LABEL SIZE 22 X 22MM, LABEL BLACK, LETTERING WHITE, | 2.95
3SU1900-0AF16-0DQ0 | LABELING PLATE SELF-ADHESIVE FOR ENCLOSURE, LABEL SIZE 22 X 22MM, LABEL BLACK, LETTERING WHITE, | 2.95
3SU1900-0AF16-0GB0 | LABELING PLATE SELF-ADHESIVE FOR ENCLOSURE, LABEL SIZE 22 X 22MM, LABEL BLACK, LETTERING WHITE, | 2.95
3SU1900-0AF16-0GC0 | LABELING PLATE SELF-ADHESIVE FOR ENCLOSURE, LABEL SIZE 22 X 22MM, LABEL BLACK, LETTERING WHITE, | 2.95
3SU1900-0AF16-0GD0 | LABELING PLATE SELF-ADHESIVE FOR ENCLOSURE, LABEL SIZE 22 X 22MM, LABEL BLACK, LETTERING WHITE, | 2.95
3SU1900-0AF16-0GF0 | LABELING PLATE SELF-ADHESIVE FOR ENCLOSURE, LABEL SIZE 22 X 22MM, LABEL BLACK, LETTERING WHITE, | 2.95
3SU1900-0AF16-0GG0 | LABELING PLATE SELF-ADHESIVE FOR ENCLOSURE, LABEL SIZE 22 X 22MM, LABEL BLACK, LETTERING WHITE, | 2.95
3SU1900-0AF16-0QA0 | LABELING PLATE SELF-ADHESIVE FOR ENCLOSURE, LABEL SIZE 22 X 22MM, LABEL BLACK, LETTERING WHITE, | 2.95
3SU1900-0AF16-0QB0 | LABELING PLATE SELF-ADHESIVE FOR ENCLOSURE, LABEL SIZE 22 X 22MM, LABEL BLACK, LETTERING WHITE, | 2.95
3SU1900-0AF16-0QC0 | LABELING PLATE SELF-ADHESIVE FOR ENCLOSURE, LABEL SIZE 22 X 22MM, LABEL BLACK, LETTERING WHITE, | 2.95
3SU1900-0AF81-0AC0 | LABELING PLATE SELF-ADHESIVE FOR ENCLOSURE, LABEL SIZE 22 X 22MM, LABEL SILVER, LETTERING BLACK, | 2.8
3SU1900-0AF81-0AD0 | LABELING PLATE SELF-ADHESIVE FOR ENCLOSURE, LABEL SIZE 22 X 22MM, LABEL SILVER, LETTERING BLACK, | 2.8
3SU1900-0AF81-0AE0 | LABELING PLATE SELF-ADHESIVE FOR ENCLOSURE, LABEL SIZE 22 X 22MM, LABEL SILVER, LETTERING BLACK, | 2.8
3SU1900-0AF81-0AF0 | LABELING PLATE SELF-ADHESIVE FOR ENCLOSURE, LABEL SIZE 22 X 22MM, LABEL SILVER, LETTERING BLACK, | 2.8
3SU1900-0AF81-0DD0 | LABELING PLATE SELF-ADHESIVE FOR ENCLOSURE, LABEL SIZE 22 X 22MM, LABEL SILVER, LETTERING BLACK, | 2.8
3SU1900-0AF81-0DS0 | LABELING PLATE SELF-ADHESIVE FOR ENCLOSURE, LABEL SIZE 22 X 22MM, LABEL SILVER, LETTERING BLACK, | 2.8
3SU1900-0AF81-0DT0 | LABELING PLATE SELF-ADHESIVE FOR ENCLOSURE, LABEL SIZE 22 X 22MM, LABEL SILVER, LETTERING BLACK, | 2.8
3SU1900-0AF81-0DU0 | LABELING PLATE SELF-ADHESIVE FOR ENCLOSURE, LABEL SIZE 22 X 22MM, LABEL SILVER, LETTERING BLACK, | 2.8
3SU1900-0AF81-0DV0 | LABELING PLATE SELF-ADHESIVE FOR ENCLOSURE, LABEL SIZE 22 X 22MM, LABEL SILVER, LETTERING BLACK, | 2.8
3SU1900-0AJ10-0AA0 | LABEL HOLDER, FLAT, FRAME WITH ROUNDED BOTTOM, BLACK, FOR LABELING PLATE 27MM X 27MM | 0.99
3SU1900-0AK10-0AA0 | LABEL HOLDER, FOR TWIN PUSHBUTTON, FLAT, BLACK, FOR LABELING PLATE 12.5MM X 27MM | 1.03
3SU1900-0AL10-0AA0 | LABEL HOLDER FOR COORDINATE SWITCH, 2 SWITCH POSITIONS, BLACK, FOR LABELING PLATES FOR LABEL SI | 4.59
3SU1900-0AM10-0AA0 | LABEL HOLDER FOR COORDINATE SWITCH, 4 SWITCH POSITIONS, BLACK, FOR LABELING PLATES FOR LABEL SI | 7.81
3SU1132-0AB30-1FA0-ZY11 | ILLUMINATED PUSHBUTTON, 22MM, ROUND, PLASTIC WITH METAL FRONT RING, YELLOW, FLAT BUTTON, MOMENT | 41.02
3SU1900-0AE16-0AC0 | LABELING PLATE SNAP-ON OR SELF-ADHESIVE FOR LABEL HOLDER, LABEL SIZE 27 X 27MM, LABEL BLACK, LET | 1.37
3SU1900-0AE16-0AE0 | LABELING PLATE SNAP-ON OR SELF-ADHESIVE FOR LABEL HOLDER, LABEL SIZE 27 X 27MM, LABEL BLACK, LET | 1.37
3SU1900-0AE16-0AP0 | LABELING PLATE SNAP-ON OR SELF-ADHESIVE FOR LABEL HOLDER, LABEL SIZE 27 X 27MM, LABEL BLACK, LET | 1.37
3SU1900-0AE16-0DA0 | LABELING PLATE SNAP-ON OR SELF-ADHESIVE FOR LABEL HOLDER, LABEL SIZE 27 X 27MM, LABEL BLACK, LET | 1.37
3SU1900-0AE16-0DN0 | LABELING PLATE SNAP-ON OR SELF-ADHESIVE FOR LABEL HOLDER, LABEL SIZE 27 X 27MM, LABEL BLACK, LET | 1.37
3SU1900-0AE16-0DS0 | LABELING PLATE SNAP-ON OR SELF-ADHESIVE FOR LABEL HOLDER, LABEL SIZE 27 X 27MM, LABEL BLACK, LET | 1.37
3SU1900-0AE16-0GD0 | LABELING PLATE SNAP-ON OR SELF-ADHESIVE FOR LABEL HOLDER, LABEL SIZE 27 X 27MM, LABEL BLACK, LET | 1.37
3SU1900-0AE16-0GN0 | LABELING PLATE SNAP-ON OR SELF-ADHESIVE FOR LABEL HOLDER, LABEL SIZE 27 X 27MM, LABEL BLACK, LET | 1.37
3SU1900-0AE16-0GT0 | LABELING PLATE SNAP-ON OR SELF-ADHESIVE FOR LABEL HOLDER, LABEL SIZE 27 X 27MM, LABEL BLACK, LET | 1.37
3SU1900-0AF16-0AA0 | LABELING PLATE SELF-ADHESIVE FOR ENCLOSURE, LABEL SIZE 22 X 22MM, LABEL BLACK, LETTERING WHITE, | 1.16
3SU1900-0AF16-0AC0 | LABELING PLATE SELF-ADHESIVE FOR ENCLOSURE, LABEL SIZE 22 X 22MM, LABEL BLACK, LETTERING WHITE, | 2.95
3SU1900-0AF16-0AK0 | LABELING PLATE SELF-ADHESIVE FOR ENCLOSURE, LABEL SIZE 22 X 22MM, LABEL BLACK, LETTERING WHITE, | 2.95
3SU1900-0AF16-0AM0 | LABELING PLATE SELF-ADHESIVE FOR ENCLOSURE, LABEL SIZE 22 X 22MM, LABEL BLACK, LETTERING WHITE, | 2.95
3SU1900-0AF16-0AS0 | LABELING PLATE SELF-ADHESIVE FOR ENCLOSURE, LABEL SIZE 22 X 22MM, LABEL BLACK, LETTERING WHITE, | 2.95
3SU1900-0AF16-0DJ0 | LABELING PLATE SELF-ADHESIVE FOR ENCLOSURE, LABEL SIZE 22 X 22MM, LABEL BLACK, LETTERING WHITE, | 2.95
3SU1900-0AF16-0DL0 | LABELING PLATE SELF-ADHESIVE FOR ENCLOSURE, LABEL SIZE 22 X 22MM, LABEL BLACK, LETTERING WHITE, | 2.95
3SU1900-0AF16-0DR0 | LABELING PLATE SELF-ADHESIVE FOR ENCLOSURE, LABEL SIZE 22 X 22MM, LABEL BLACK, LETTERING WHITE, | 2.95
3SU1900-0AF16-0DT0 | LABELING PLATE SELF-ADHESIVE FOR ENCLOSURE, LABEL SIZE 22 X 22MM, LABEL BLACK, LETTERING WHITE, | 2.95
3SU1900-0AF16-0EE0 | LABELING PLATE SELF-ADHESIVE FOR ENCLOSURE, LABEL SIZE 22 X 22MM, LABEL BLACK, LETTERING WHITE, | 2.95
3SU1900-0AF16-0GA0 | LABELING PLATE SELF-ADHESIVE FOR ENCLOSURE, LABEL SIZE 22 X 22MM, LABEL BLACK, LETTERING WHITE, | 2.95
3SU1900-0AF16-0GJ0 | LABELING PLATE SELF-ADHESIVE FOR ENCLOSURE, LABEL SIZE 22 X 22MM, LABEL BLACK, LETTERING WHITE, | 2.95
3SU1900-0AF16-0GL0 | LABELING PLATE SELF-ADHESIVE FOR ENCLOSURE, LABEL SIZE 22 X 22MM, LABEL BLACK, LETTERING WHITE, | 2.95
3SU1900-0AF16-0GT0 | LABELING PLATE SELF-ADHESIVE FOR ENCLOSURE, LABEL SIZE 22 X 22MM, LABEL BLACK, LETTERING WHITE, | 2.95
3SU1900-0AF16-0GV0 | LABELING PLATE SELF-ADHESIVE FOR ENCLOSURE, LABEL SIZE 22 X 22MM, LABEL BLACK, LETTERING WHITE, | 2.95
3SU1900-0AF16-0QG0 | LABELING PLATE SELF-ADHESIVE FOR ENCLOSURE, LABEL SIZE 22 X 22MM, LABEL BLACK, LETTERING WHITE, | 2.95
3SU1900-0AF16-0QP0 | LABELING PLATE SELF-ADHESIVE FOR ENCLOSURE, LABEL SIZE 22 X 22MM, LABEL BLACK, LETTERING WHITE, | 2.95
3SU1900-0AF16-0RY0 | LABELING PLATE SELF-ADHESIVE FOR ENCLOSURE, LABEL SIZE 22 X 22MM, LABEL BLACK, LETTERING WHITE, | 2.95
3SU1900-0AF81-0AB0 | LABELING PLATE SELF-ADHESIVE FOR ENCLOSURE, LABEL SIZE 22 X 22MM, LABEL SILVER, LETTERING BLACK, | 2.8
3SU1900-0AF81-0AG0 | LABELING PLATE SELF-ADHESIVE FOR ENCLOSURE, LABEL SIZE 22 X 22MM, LABEL SILVER, LETTERING BLACK, | 2.8
3SU1900-0AF16-0DA0 | LABELING PLATE SELF-ADHESIVE FOR ENCLOSURE, LABEL SIZE 22 X 22MM, LABEL BLACK, LETTERING WHITE, | 2.95
3SU1900-0AF16-0DK0 | LABELING PLATE SELF-ADHESIVE FOR ENCLOSURE, LABEL SIZE 22 X 22MM, LABEL BLACK, LETTERING WHITE, | 2.95
3SU1900-0AF16-0DS0 | LABELING PLATE SELF-ADHESIVE FOR ENCLOSURE, LABEL SIZE 22 X 22MM, LABEL BLACK, LETTERING WHITE, | 2.95
3SU1900-0AF16-0DU0 | LABELING PLATE SELF-ADHESIVE FOR ENCLOSURE, LABEL SIZE 22 X 22MM, LABEL BLACK, LETTERING WHITE, | 2.95
3SU1900-0AF16-0EC0 | LABELING PLATE SELF-ADHESIVE FOR ENCLOSURE, LABEL SIZE 22 X 22MM, LABEL BLACK, LETTERING WHITE, | 2.95
3SU1900-0AF16-0EF0 | LABELING PLATE SELF-ADHESIVE FOR ENCLOSURE, LABEL SIZE 22 X 22MM, LABEL BLACK, LETTERING WHITE, | 2.95
3SU1900-0AF16-0GH0 | LABELING PLATE SELF-ADHESIVE FOR ENCLOSURE, LABEL SIZE 22 X 22MM, LABEL BLACK, LETTERING WHITE, | 2.95
3SU1900-0AF16-0GK0 | LABELING PLATE SELF-ADHESIVE FOR ENCLOSURE, LABEL SIZE 22 X 22MM, LABEL BLACK, LETTERING WHITE, | 2.95
3SU1900-0AF16-0GU0 | LABELING PLATE SELF-ADHESIVE FOR ENCLOSURE, LABEL SIZE 22 X 22MM, LABEL BLACK, LETTERING WHITE, | 2.95
3SU1900-0AF16-0GW0 | LABELING PLATE SELF-ADHESIVE FOR ENCLOSURE, LABEL SIZE 22 X 22MM, LABEL BLACK, LETTERING WHITE, | 2.95
3SU1900-0AF16-0QD0 | LABELING PLATE SELF-ADHESIVE FOR ENCLOSURE, LABEL SIZE 22 X 22MM, LABEL BLACK, LETTERING WHITE, | 2.95
3SU1900-0AF16-0QK0 | LABELING PLATE SELF-ADHESIVE FOR ENCLOSURE, LABEL SIZE 22 X 22MM, LABEL BLACK, LETTERING WHITE, | 2.95
3SU1900-0AF16-0RX0 | LABELING PLATE SELF-ADHESIVE FOR ENCLOSURE, LABEL SIZE 22 X 22MM, LABEL BLACK, LETTERING WHITE, | 2.95
3SU1900-0AF81-0AA0 | LABELING PLATE SELF-ADHESIVE FOR ENCLOSURE, LABEL SIZE 22 X 22MM, LABEL SILVER, LETTERING BLACK, | 1.1
3SU1900-0AF81-0AH0 | LABELING PLATE SELF-ADHESIVE FOR ENCLOSURE, LABEL SIZE 22 X 22MM, LABEL SILVER, LETTERING BLACK, | 2.8
3SU1900-0AF81-0AK0 | LABELING PLATE SELF-ADHESIVE FOR ENCLOSURE, LABEL SIZE 22 X 22MM, LABEL SILVER, LETTERING BLACK, | 2.8
3SU1900-0AF81-0AQ0 | LABELING PLATE SELF-ADHESIVE FOR ENCLOSURE, LABEL SIZE 22 X 22MM, LABEL SILVER, LETTERING BLACK, | 2.8
3SU1900-0AF81-0AS0 | LABELING PLATE SELF-ADHESIVE FOR ENCLOSURE, LABEL SIZE 22 X 22MM, LABEL SILVER, LETTERING BLACK, | 2.8
3SU1900-0AF81-0DW0 | LABELING PLATE SELF-ADHESIVE FOR ENCLOSURE, LABEL SIZE 22 X 22MM, LABEL SILVER, LETTERING BLACK, | 2.8
3SU1900-0AF81-0QB0 | LABELING PLATE SELF-ADHESIVE FOR ENCLOSURE, LABEL SIZE 22 X 22MM, LABEL SILVER, LETTERING BLACK, | 2.8
3SU1900-0AF81-0QR0 | LABELING PLATE SELF-ADHESIVE FOR ENCLOSURE, LABEL SIZE 22 X 22MM, LABEL SILVER, LETTERING BLACK, | 2.8
3SU1900-0AH10-0AA0 | LABEL HOLDER, FLAT, FRAME WITH ROUNDED BOTTOM, BLACK, FOR LABELING PLATE 17.5MM X 27MM | 0.99
3SU1900-0AN10-0AA0 | LABEL HOLDER, FRAME WITH SQUARE BOTTOM, BLACK, FOR LABELING PLATE 12.5MM X 27MM | 0.99
3SU1900-0AQ10-0AA0 | LABEL HOLDER, FRAME WITH SQUARE BOTTOM, BLACK, FOR LABELING PLATE 27MM X 27MM | 0.99
3SU1900-0AS10-0AA0 | LABEL HOLDER, FLAT, FRAME WITH ROUNDED BOTTOM, BLACK, FOR LABELING PLATE 17.5MM X 27MM | 0.99
3SU1900-0BB31-0AA0 | BACKING PLATE FOR EM. STOP, YELLOW, WITHOUT INSCRIPTION, EXTERNAL DIAMETER 75MM, INTERNAL DIAMET | 6.35
3SU1900-0BB31-0AT0 | BACKING PLATE FOR EM. STOP, YELLOW, WITH INSCRIPTION: NOT-HALT, EXTERNAL DIAMETER 75MM, INTERNA | 7.94
3SU1900-0BC31-0LA0 | ROUND BACKING PLATE, FOR EM. STOP MUSH. PUSHBUTTON, YELLOW, SELF-ADHESIVE, EXTERNAL DIAMETER 75M | 4.8
3SU1900-0BC31-0NB0 | ROUND BACKING PLATE, FOR EM. STOP MUSH. PUSHBUTTON, YELLOW, SELF-ADHESIVE, EXTERNAL DIAMETER 75M | 5.38
3SU1900-0BG16-0RT0 | LABELING PLATE FOR POTENTIOMETER, LABEL BLACK, LETTERING WHITE, WITH INSCRIPTION: 0 TO 9 | 5.82
3SU1132-0AB20-1FA0-ZY12 | ILLUMINATED PUSHBUTTON, 22MM, ROUND, PLASTIC WITH METAL FRONT RING, RED, FLAT BUTTON, MOMENTARY | 41.02
3SU1132-0AB20-1FA0-ZY13 | ILLUMINATED PUSHBUTTON, 22MM, ROUND, PLASTIC WITH METAL FRONT RING, RED, FLAT BUTTON, MOMENTARY | 41.02
3SU1132-0AB20-1FA0-ZY15 | ILLUMINATED PUSHBUTTON, 22MM, ROUND, PLASTIC WITH METAL FRONT RING, RED, FLAT BUTTON, MOMENTARY | 41.02
3SU1132-0AB20-3FA0-ZY11 | ILLUMINATED PUSHBUTTON, 22MM, ROUND, PLASTIC WITH METAL FRONT RING, RED, FLAT BUTTON, MOMENTARY | 41.98
3SU1132-0AB20-3FA0-ZY12 | ILLUMINATED PUSHBUTTON, 22MM, ROUND, PLASTIC WITH METAL FRONT RING, RED, FLAT BUTTON, MOMENTARY | 41.98
3SU1132-0AB20-3FA0-ZY13 | ILLUMINATED PUSHBUTTON, 22MM, ROUND, PLASTIC WITH METAL FRONT RING, RED, FLAT BUTTON, MOMENTARY | 41.98
3SU1132-0AB20-3FA0-ZY15 | ILLUMINATED PUSHBUTTON, 22MM, ROUND, PLASTIC WITH METAL FRONT RING, RED, FLAT BUTTON, MOMENTARY | 41.98
3SU1132-0AB20-3FA0-ZY19 | ILLUMINATED PUSHBUTTON, 22MM, ROUND, PLASTIC WITH METAL FRONT RING, RED, FLAT BUTTON, MOMENTARY | 40.06
3SU1132-0AB30-1FA0-ZY12 | ILLUMINATED PUSHBUTTON, 22MM, ROUND, PLASTIC WITH METAL FRONT RING, YELLOW, FLAT BUTTON, MOMENT | 41.02
3TF6833-8DF4-ZB01 | CONTACTOR SIZE 14, 3-POLE AC-3, 335KW, 400/380V (1000V) AUXILIARY SWITCH 33 (3NO+3NC) W.3TC44174A | 4551.52
3SU1900-0AE16-0AA0 | LABELING PLATE SNAP-ON OR SELF-ADHESIVE FOR LABEL HOLDER, LABEL SIZE 27 X 27MM, LABEL BLACK, LET | 1.16
3SU1900-0AE16-0AB0 | LABELING PLATE SNAP-ON OR SELF-ADHESIVE FOR LABEL HOLDER, LABEL SIZE 27 X 27MM, LABEL BLACK, LET | 1.37
3SU1900-0AE16-0DC0 | LABELING PLATE SNAP-ON OR SELF-ADHESIVE FOR LABEL HOLDER, LABEL SIZE 27 X 27MM, LABEL BLACK, LET | 1.37
3SU1900-0AE16-0DJ0 | LABELING PLATE SNAP-ON OR SELF-ADHESIVE FOR LABEL HOLDER, LABEL SIZE 27 X 27MM, LABEL BLACK, LET | 1.37
3SU1900-0AE16-0DK0 | LABELING PLATE SNAP-ON OR SELF-ADHESIVE FOR LABEL HOLDER, LABEL SIZE 27 X 27MM, LABEL BLACK, LET | 1.37
3SU1900-0AE16-0DL0 | LABELING PLATE SNAP-ON OR SELF-ADHESIVE FOR LABEL HOLDER, LABEL SIZE 27 X 27MM, LABEL BLACK, LET | 1.37
3SU1900-0AE16-0GU0 | LABELING PLATE SNAP-ON OR SELF-ADHESIVE FOR LABEL HOLDER, LABEL SIZE 27 X 27MM, LABEL BLACK, LET | 1.37
3SU1900-0AE16-0QG0 | LABELING PLATE SNAP-ON OR SELF-ADHESIVE FOR LABEL HOLDER, LABEL SIZE 27 X 27MM, LABEL BLACK, LET | 1.37
3SU1900-0AE16-0QR0 | LABELING PLATE SNAP-ON OR SELF-ADHESIVE FOR LABEL HOLDER, LABEL SIZE 27 X 27MM, LABEL BLACK, LET | 1.37
3SU1900-0AE81-0AA0 | LABELING PLATE SNAP-ON OR SELF-ADHESIVE FOR LABEL HOLDER, LABEL SIZE 27 X 27MM, LABEL SILVER, LE | 1.1
3SU1900-0AF16-0AN0 | LABELING PLATE SELF-ADHESIVE FOR ENCLOSURE, LABEL SIZE 22 X 22MM, LABEL BLACK, LETTERING WHITE, | 2.95
3SU1900-0AF16-0AP0 | LABELING PLATE SELF-ADHESIVE FOR ENCLOSURE, LABEL SIZE 22 X 22MM, LABEL BLACK, LETTERING WHITE, | 2.95
3SU1900-0AF16-0AQ0 | LABELING PLATE SELF-ADHESIVE FOR ENCLOSURE, LABEL SIZE 22 X 22MM, LABEL BLACK, LETTERING WHITE, | 2.95
3SU1900-0AF16-0AR0 | LABELING PLATE SELF-ADHESIVE FOR ENCLOSURE, LABEL SIZE 22 X 22MM, LABEL BLACK, LETTERING WHITE, | 2.95
3SU1900-0AF16-0DV0 | LABELING PLATE SELF-ADHESIVE FOR ENCLOSURE, LABEL SIZE 22 X 22MM, LABEL BLACK, LETTERING WHITE, | 2.95
3SU1900-0AF16-0DW0 | LABELING PLATE SELF-ADHESIVE FOR ENCLOSURE, LABEL SIZE 22 X 22MM, LABEL BLACK, LETTERING WHITE, | 2.95
3SU1900-0AF16-0DX0 | LABELING PLATE SELF-ADHESIVE FOR ENCLOSURE, LABEL SIZE 22 X 22MM, LABEL BLACK, LETTERING WHITE, | 2.95
3SU1900-0AF16-0EB0 | LABELING PLATE SELF-ADHESIVE FOR ENCLOSURE, LABEL SIZE 22 X 22MM, LABEL BLACK, LETTERING WHITE, | 2.95
3SU1900-0AF16-0GM0 | LABELING PLATE SELF-ADHESIVE FOR ENCLOSURE, LABEL SIZE 22 X 22MM, LABEL BLACK, LETTERING WHITE, | 2.95
3SU1900-0AF16-0GN0 | LABELING PLATE SELF-ADHESIVE FOR ENCLOSURE, LABEL SIZE 22 X 22MM, LABEL BLACK, LETTERING WHITE, | 2.95
3SU1900-0BC31-0AS0 | ROUND BACKING PLATE FOR EM. STOP MUSH. PUSHBUTTON, YELLOW, SELF-ADHESIVE, EXTERNAL DIAMETER 75MM | 4.8
3SU1900-0BC31-0AT0 | ROUND BACKING PLATE, FOR EM. STOP MUSH. PUSHBUTTON, YELLOW, SELF-ADHESIVE, EXTERNAL DIAMETER 75M | 4.8
3SU1900-0BC31-0DA0 | ROUND BACKING PLATE, FOR EM. STOP MUSH. PUSHBUTTON, YELLOW, SELF-ADHESIVE, EXTERNAL DIAMETER 75M | 4.8
3SU1900-0BC31-0GQ0 | ROUND BACKING PLATE, FOR EM. STOP MUSH. PUSHBUTTON, YELLOW, SELF-ADHESIVE, EXTERNAL DIAMETER 75M | 4.8
3SU1900-0BL61-0AA0 | LABELING PLATES FOR PRINTING AND STICKING ONTO LABEL HOLDERS, LABEL SIZE 27 X 27MM, WHITE, WITH | 0.51
3SU1900-0BM61-0AA0 | LABELING PLATES FOR PRINTING AND STICKING ONTO ENCLOSURES, LABEL SIZE 22 X 22MM, WHITE, WITHOUT | 0.51
3SU1900-0DA10-0AA0 | SEALABLE CAP FOR PUSHBUTTON, FLAT, BLACK | 3.26
3SU1900-0DA70-0AA0 | SEALABLE CAP FOR PUSHBUTTON, FLAT, CLEAR | 3.26
3SU1900-0EB10-0AA0 | DUST COVER FOR KEY-OPERATED SWITCH CES, BKS, IKON, RONIS AND O.M.R., WITH AND WITHOUT KEY MONITO | 2.43
3SU1900-0EC10-0AA0 | PROTECTION FOR SENSOR SWITCH, BLACK | 62.17
3SU1900-0EL10-0AA0 | SEALABLE CAP FOR RAISED BUTTON, RAISED FRONT RING, CASTELLATED BLACK | 3.68
3SU1900-0EL70-0AA0 | SEALABLE CAP FOR RAISED BUTTON, RAISED FRONT RING, CASTELLATED CLEAR | 3.68
3SU1900-0FA10-0AA0 | SEALING PLUG FOR SPARE ROUND COMMAND POINTS, PLASTIC, BLACK | 3.92
3SU1900-0FS20-0AA0-ZY13 | BUTTON, RAISED, RED, FOR PUSHBUTTON, WITH LASER INSCRIPTION, SYMBOL NUMBER ACC. TO, ISO7000 OR | 6.97
3SU1900-0FS20-0AA0-ZY15 | BUTTON, RAISED, RED, FOR PUSHBUTTON, WITH LASER INSCRIPTION, UPPER AND LOWER CASE SPELLING ALW. | 6.97
3SU1900-0FS20-0AA0-ZY19 | BUTTON, RAISED, RED, FOR PUSHBUTTON, WITH LASER INSCRIPTION, INSCRIPTION OR SYMBOL ACC. TO ORDE | 5.11
3SU1900-0FS30-0AA0 | RAISED BUTTON, YELLOW, FOR PUSHBUTTON | 3.5
3SU1900-0FT10-0AA0 | FLAT BUTTON, BLACK, FOR PUSHBUTTON | 0.93
3SU1900-0FT10-0AA0-ZY10 | BUTTON, FLAT, BLACK, FOR PUSHBUTTON, WITH LASER INSCRIPTION, UPPER AND LOWER CASE SPELLING ALW. | 4.73
3SU1900-0FT10-0AA0-ZY11 | BUTTON, FLAT, BLACK, FOR PUSHBUTTON, WITH LASER INSCRIPTION, UPPER CASE SPELLING | 4.73
3SU1900-0FT10-0AA0-ZY12 | BUTTON, FLAT, BLACK, FOR PUSHBUTTON, WITH LASER INSCRIPTION, LOWER CASE SPELLING | 4.73
3SU1900-0FT30-0AA0-ZY11 | BUTTON, FLAT, YELLOW, FOR PUSHBUTTON, WITH LASER INSCRIPTION, UPPER CASE SPELLING | 4.73
3SU1900-0FT30-0AA0-ZY12 | BUTTON, FLAT, YELLOW, FOR PUSHBUTTON, WITH LASER INSCRIPTION, LOWER CASE SPELLING | 4.73
3SU1900-0FT30-0AA0-ZY13 | BUTTON, FLAT, YELLOW, FOR PUSHBUTTON, WITH LASER INSCRIPTION, SYMBOL NUMBER ACC. TO, ISO7000 OR | 4.73
3SU1900-0FT30-0AA0-ZY15 | BUTTON, FLAT, YELLOW, FOR PUSHBUTTON, WITH LASER INSCRIPTION, UPPER AND LOWER CASE SPELLING ALW | 4.73
3SU1900-0FT30-0AA0-ZY19 | BUTTON, FLAT, YELLOW, FOR PUSHBUTTON, WITH LASER INSCRIPTION, INSCRIPTION OR SYMBOL ACC. TO ORD | 2.51
3SU1900-0FT50-0AA0-ZY15 | BUTTON, FLAT, BLUE, FOR PUSHBUTTON, WITH LASER INSCRIPTION, UPPER AND LOWER CASE SPELLING ALW. | 4.73
3SU1900-0FT50-0AA0-ZY19 | BUTTON, FLAT, BLUE, FOR PUSHBUTTON, WITH LASER INSCRIPTION, INSCRIPTION OR SYMBOL ACC. TO ORDER | 2.51
3SU1900-0FT60-0AA0 | FLAT BUTTON, WHITE, FOR PUSHBUTTON | 0.93
3SU1060-0JA60-0AA0-ZY15 | PUSHBUTTON, 30MM, ROUND, METAL, MATT, WHITE, FRONT RING FOR FLAT INSTALL., LATCHING, PUSH TO U | 36.59
3SU1060-0JB20-0AA0-ZY12 | PUSHBUTTON, 30MM, ROUND, METAL, MATT, RED, FRONT RING FOR FLAT INSTALL., MOMENTARY CONTACT TYPE | 26.71
3SU1060-0JB20-0AA0-ZY13 | PUSHBUTTON, 30MM, ROUND, METAL, MATT, RED, FRONT RING FOR FLAT INSTALL., MOMENTARY CONTACT TYPE | 26.71
3SU1060-0JB20-0AA0-ZY15 | PUSHBUTTON, 30MM, ROUND, METAL, MATT, RED, FRONT RING FOR FLAT INSTALL., MOMENTARY CONTACT TYPE | 26.71
3SU1900-0AF81-0AJ0 | LABELING PLATE SELF-ADHESIVE FOR ENCLOSURE, LABEL SIZE 22 X 22MM, LABEL SILVER, LETTERING BLACK, | 2.8
3SU1900-0AF81-0AR0 | LABELING PLATE SELF-ADHESIVE FOR ENCLOSURE, LABEL SIZE 22 X 22MM, LABEL SILVER, LETTERING BLACK, | 2.8
3SU1900-0AF81-0AT0 | LABELING PLATE SELF-ADHESIVE FOR ENCLOSURE, LABEL SIZE 22 X 22MM, LABEL SILVER, LETTERING BLACK, | 2.8
3SU1900-0AF81-0QA0 | LABELING PLATE SELF-ADHESIVE FOR ENCLOSURE, LABEL SIZE 22 X 22MM, LABEL SILVER, LETTERING BLACK, | 2.8
3SU1900-0AF81-0QC0 | LABELING PLATE SELF-ADHESIVE FOR ENCLOSURE, LABEL SIZE 22 X 22MM, LABEL SILVER, LETTERING BLACK, | 2.8
3SU1900-0AF81-0QQ0 | LABELING PLATE SELF-ADHESIVE FOR ENCLOSURE, LABEL SIZE 22 X 22MM, LABEL SILVER, LETTERING BLACK, | 2.8
3SU1900-0AG10-0AA0 | LABEL HOLDER, FLAT, FRAME WITH ROUNDED BOTTOM, BLACK, FOR LABELING PLATE 12.5MM X 27MM | 0.99
3SU1900-0AP10-0AA0 | LABEL HOLDER, FRAME WITH SQUARE BOTTOM, BLACK, FOR LABELING PLATE 17.5MM X 27MM | 0.99
3SU1900-0AR10-0AA0 | LABEL HOLDER, FLAT, FRAME WITH ROUNDED BOTTOM, BLACK, FOR LABELING PLATE 12.5MM X 27MM | 0.99
3SU1900-0BB31-0AS0 | BACKING PLATE FOR EM. STOP, YELLOW, WITH INSCRIPTION: NOT-AUS, EXTERNAL DIAMETER 75MM, INTERNAL | 7.94
3SU1900-0BC31-0AA0 | ROUND BACKING PLATE, FOR EM. STOP MUSH. PUSHBUTTON, YELLOW, SELF-ADHESIVE, EXTERNAL DIAMETER 75M | 4.8
3SU1900-0BC31-0JA0 | ROUND BACKING PLATE, FOR EM. STOP MUSH. PUSHBUTTON, YELLOW, SELF-ADHESIVE, EXTERNAL DIAMETER 75M | 4.8
3SU1900-0BC31-0MA0 | ROUND BACKING PLATE, FOR EM. STOP MUSH. PUSHBUTTON, YELLOW, SELF-ADHESIVE, EXTERNAL DIAMETER 75M | 5.38
3SU1900-0BG16-0RU0 | LABELING PLATE FOR POTENTIOMETER, LABEL BLACK, LETTERING WHITE, WITH INSCRIPTION: WITH GRAPHIC S | 5.82
3SU1900-0BJ61-0AA0 | LABELING PLATES FOR PRINTING AND STICKING ONTO LABEL HOLDERS, LABEL SIZE 12.5 X 27MM, WHITE, WI | 0.51
3SU1900-0DC70-0AA0 | PROTECTIVE SILICONE CAP FOR RAISED BUTTON, CLEAR | 4.33
3SU1900-0DE70-0AA0 | PROTECTIVE SILICONE CAP FOR MUSHROOM PUSHBUTTON, 40MM, CLEAR | 30.45
3SU1900-0DW10-0AA0 | PROTECTIVE COLLAR FOR PUSHBUTTON, SHORT SELECTOR SWITCH, 360 DEG., BLACK, PLASTIC | 5.09
3SU1900-0DY80-0AA0 | PROTECTIVE COLLAR FOR EM. STOP MUSHROOM PUSHBUTTON, WITHOUT OR WITH RONIS LOCK, GRAY, PLASTIC | 12.25
3SU1900-0FA10-0AA0-ZX90 | SEALING PLUG FOR SPARE ROUND COMMAND POINTS, PLASTIC, BLACK, Z = 50X PACK | 4.28
3SU1900-0FS10-0AA0-ZY10 | BUTTON, RAISED, BLACK, FOR PUSHBUTTON, WITH LASER INSCRIPTION, UPPER AND LOWER CASE SPELLING AL | 6.97
3SU1900-0FS20-0AA0-ZY10 | BUTTON, RAISED, RED, FOR PUSHBUTTON, WITH LASER INSCRIPTION, UPPER AND LOWER CASE SPELLING ALW. | 6.97
3SU1900-0FS20-0AA0-ZY12 | BUTTON, RAISED, RED, FOR PUSHBUTTON, WITH LASER INSCRIPTION, LOWER CASE SPELLING | 6.97
3SU1900-0FS30-0AA0-ZY10 | BUTTON, RAISED, YELLOW, FOR PUSHBUTTON, WITH LASER INSCRIPTION, UPPER AND LOWER CASE SPELLING A | 6.97
3SU1900-0FS30-0AA0-ZY12 | BUTTON, RAISED, YELLOW, FOR PUSHBUTTON, WITH LASER INSCRIPTION, LOWER CASE SPELLING | 6.97
3SU1900-0FS40-0AA0-ZY12 | BUTTON, RAISED, GREEN, FOR PUSHBUTTON, WITH LASER INSCRIPTION, LOWER CASE SPELLING | 6.97
3SU1900-0FS40-0AA0-ZY15 | BUTTON, RAISED, GREEN, FOR PUSHBUTTON, WITH LASER INSCRIPTION, UPPER AND LOWER CASE SPELLING AL | 6.97
3SU1900-0FT10-0AA0-ZY15 | BUTTON, FLAT, BLACK, FOR PUSHBUTTON, WITH LASER INSCRIPTION, UPPER AND LOWER CASE SPELLING ALW. | 4.73
3SU1900-0FT20-0AA0 | FLAT BUTTON, RED, FOR PUSHBUTTON | 0.93
3SU1900-0FT20-0AA0-ZY15 | BUTTON, FLAT, RED, FOR PUSHBUTTON, WITH LASER INSCRIPTION, UPPER AND LOWER CASE SPELLING ALW. U | 4.73
3SU1900-0FT30-0AA0 | FLAT BUTTON, YELLOW, FOR PUSHBUTTON | 0.93
3SU1900-0FT40-0AA0 | FLAT BUTTON, GREEN, FOR PUSHBUTTON | 0.93
3SU1900-0BH60-0AA0 | INSERT LABELS FOR PRINTING FOR ILLUMINATED PUSHBUTTON, MILKY, WITHOUT INSCRIPTION, FOR SELF-INSC | 0.59
3SU1900-0BK61-0AA0 | LABELING PLATES FOR PRINTING AND SNAPPING ONTO LABEL HOLDERS, LABEL SIZE 17.5 X 27MM, WHITE, WI | 0.48
3SU1900-0DB70-0AA0 | PROTECTIVE SILICONE CAP FOR FLAT BUTTON, CLEAR | 3.92
3SU1900-0DD70-0AA0 | PROTECTIVE SILICONE CAP FOR SHORT SELECTOR SWITCH, CLEAR | 3.92
3SU1900-0DY30-0AA0 | PROTECTIVE COLLAR FOR EM. STOP MUSHROOM PUSHBUTTON, WITHOUT OR WITH RONIS LOCK, YELLOW, PLASTIC | 9.56
3SU1900-0EA30-0AA0 | PROTECTIVE COLLAR FOR EM. STOP MUSHROOM PUSHBUTTON, SEMI-INDUSTRY, 360 DEG., YELLOW, PLASTIC | 11.96
3SU1900-0FS10-0AA0 | RAISED BUTTON, BLACK, FOR PUSHBUTTON | 3.5
3SU1900-0FS10-0AA0-ZY11 | BUTTON, RAISED, BLACK, FOR PUSHBUTTON, WITH LASER INSCRIPTION, UPPER CASE SPELLING | 6.97
3SU1900-0FS20-0AA0 | RAISED BUTTON, RED, FOR PUSHBUTTON | 3.5
3SU1900-0FS20-0AA0-ZY11 | BUTTON, RAISED, RED, FOR PUSHBUTTON, WITH LASER INSCRIPTION, UPPER CASE SPELLING | 6.97
3SU1900-0FS30-0AA0-ZY11 | BUTTON, RAISED, YELLOW, FOR PUSHBUTTON, WITH LASER INSCRIPTION, UPPER CASE SPELLING | 6.97
3SU1900-0FS30-0AA0-ZY13 | BUTTON, RAISED, YELLOW, FOR PUSHBUTTON, WITH LASER INSCRIPTION, SYMBOL NUMBER ACC. TO, ISO7000 | 6.97
3SU1900-0FS40-0AA0-ZY13 | BUTTON, RAISED, GREEN, FOR PUSHBUTTON, WITH LASER INSCRIPTION, SYMBOL NUMBER ACC. TO, ISO7000 O | 6.97
3SU1900-0FS40-0AA0-ZY19 | BUTTON, RAISED, GREEN, FOR PUSHBUTTON, WITH LASER INSCRIPTION, INSCRIPTION OR SYMBOL ACC. TO OR | 5.11
3SU1900-0FT10-0AA0-ZY13 | BUTTON, FLAT, BLACK, FOR PUSHBUTTON, WITH LASER INSCRIPTION, SYMBOL NUMBER ACC. TO, ISO7000 OR | 4.73
3SU1900-0FT10-0AA0-ZY19 | BUTTON, FLAT, BLACK, FOR PUSHBUTTON, WITH LASER INSCRIPTION, INSCRIPTION OR SYMBOL ACC. TO ORDE | 2.51
3SU1900-0FT20-0AA0-ZY19 | BUTTON, FLAT, RED, FOR PUSHBUTTON, WITH LASER INSCRIPTION, INSCRIPTION OR SYMBOL ACC. TO ORDER | 2.51
3SU1900-0FT30-0AA0-ZY10 | BUTTON, FLAT, YELLOW, FOR PUSHBUTTON, WITH LASER INSCRIPTION, UPPER AND LOWER CASE SPELLING ALW | 4.73
3SU1900-0FT40-0AA0-ZY10 | BUTTON, FLAT, GREEN, FOR PUSHBUTTON, WITH LASER INSCRIPTION, UPPER AND LOWER CASE SPELLING ALW. | 4.73
3SU1900-0FT40-0AA0-ZY12 | BUTTON, FLAT, GREEN, FOR PUSHBUTTON, WITH LASER INSCRIPTION, LOWER CASE SPELLING | 4.73
3SU1900-0FT50-0AA0-ZY10 | BUTTON, FLAT, BLUE, FOR PUSHBUTTON, WITH LASER INSCRIPTION, UPPER AND LOWER CASE SPELLING ALW. | 4.73
3SU1900-0FT50-0AA0-ZY12 | BUTTON, FLAT, BLUE, FOR PUSHBUTTON, WITH LASER INSCRIPTION, LOWER CASE SPELLING | 4.73
3SU1060-0JB10-0AA0 | PUSHBUTTON, 30MM, ROUND, METAL, MATT, BLACK, FRONT RING FOR FLAT INSTALL., MOMENTARY CONTACT TY | 21.64
3SU1060-0JB10-0AA0-ZY10 | PUSHBUTTON, 30MM, ROUND, METAL, MATT, BLACK, FRONT RING FOR FLAT INSTALL., MOMENTARY CONTACT TY | 26.71
3SU1060-0JB20-0AA0-ZX90 | PUSHBUTTON, 30MM, ROUND, METAL, MATT, RED, FRONT RING FOR FLAT INSTALL., MOMENTARY CONTACT TYPE | 23.55
3SU1060-0JB20-0AA0-ZY11 | PUSHBUTTON, 30MM, ROUND, METAL, MATT, RED, FRONT RING FOR FLAT INSTALL., MOMENTARY CONTACT TYPE | 26.71
3SU1060-0JB30-0AA0 | PUSHBUTTON, 30MM, ROUND, METAL, MATT, YELLOW, FRONT RING FOR FLAT INSTALL., MOMENTARY CONTACT T | 21.64
3SU1060-0JB30-0AA0-ZY10 | PUSHBUTTON, 30MM, ROUND, METAL, MATT, YELLOW, FRONT RING FOR FLAT INSTALL., MOMENTARY CONTACT T | 26.71
3SU1060-0JB40-0AA0-ZX90 | PUSHBUTTON, 30MM, ROUND, METAL, MATT, GREEN, FRONT RING FOR FLAT INSTALL., MOMENTARY CONTACT TY | 23.55
3SU1060-0JB40-0AA0-ZY11 | PUSHBUTTON, 30MM, ROUND, METAL, MATT, GREEN, FRONT RING FOR FLAT INSTALL., MOMENTARY CONTACT TY | 26.71
3SU1060-0JB50-0AA0-ZY10 | PUSHBUTTON, 30MM, ROUND, METAL, MATT, BLUE, FRONT RING FOR FLAT INSTALL., MOMENTARY CONTACT TYP | 26.71
3SU1900-0AF16-0GQ0 | LABELING PLATE SELF-ADHESIVE FOR ENCLOSURE, LABEL SIZE 22 X 22MM, LABEL BLACK, LETTERING WHITE, | 2.95
3SU1900-0AF16-0GS0 | LABELING PLATE SELF-ADHESIVE FOR ENCLOSURE, LABEL SIZE 22 X 22MM, LABEL BLACK, LETTERING WHITE, | 2.95
3SU1900-0AF16-0QQ0 | LABELING PLATE SELF-ADHESIVE FOR ENCLOSURE, LABEL SIZE 22 X 22MM, LABEL BLACK, LETTERING WHITE, | 2.95
3SU1900-0AF16-0QR0 | LABELING PLATE SELF-ADHESIVE FOR ENCLOSURE, LABEL SIZE 22 X 22MM, LABEL BLACK, LETTERING WHITE, | 2.95
3SU1900-0AF16-0RD0 | LABELING PLATE SELF-ADHESIVE FOR ENCLOSURE, LABEL SIZE 22 X 22MM, LABEL BLACK, LETTERING WHITE, | 2.95
3SU1900-0AF16-0RV0 | LABELING PLATE SELF-ADHESIVE FOR ENCLOSURE, LABEL SIZE 22 X 22MM, LABEL BLACK, LETTERING WHITE, | 2.95
3SU1900-0AF16-0RW0 | LABELING PLATE SELF-ADHESIVE FOR ENCLOSURE, LABEL SIZE 22 X 22MM, LABEL BLACK, LETTERING WHITE, | 2.95
3SU1900-0AF81-0AL0 | LABELING PLATE SELF-ADHESIVE FOR ENCLOSURE, LABEL SIZE 22 X 22MM, LABEL SILVER, LETTERING BLACK, | 2.8
3SU1900-0AF81-0AM0 | LABELING PLATE SELF-ADHESIVE FOR ENCLOSURE, LABEL SIZE 22 X 22MM, LABEL SILVER, LETTERING BLACK, | 2.8
3SU1900-0AF81-0AN0 | LABELING PLATE SELF-ADHESIVE FOR ENCLOSURE, LABEL SIZE 22 X 22MM, LABEL SILVER, LETTERING BLACK, | 2.8
3SU1900-0AF81-0AP0 | LABELING PLATE SELF-ADHESIVE FOR ENCLOSURE, LABEL SIZE 22 X 22MM, LABEL SILVER, LETTERING BLACK, | 2.8
3SU1900-0AF81-0QD0 | LABELING PLATE SELF-ADHESIVE FOR ENCLOSURE, LABEL SIZE 22 X 22MM, LABEL SILVER, LETTERING BLACK, | 2.8
3SU1900-0AF81-0QG0 | LABELING PLATE SELF-ADHESIVE FOR ENCLOSURE, LABEL SIZE 22 X 22MM, LABEL SILVER, LETTERING BLACK, | 2.8
3SU1900-0AF81-0QK0 | LABELING PLATE SELF-ADHESIVE FOR ENCLOSURE, LABEL SIZE 22 X 22MM, LABEL SILVER, LETTERING BLACK, | 2.8
3SU1900-0AF81-0QP0 | LABELING PLATE SELF-ADHESIVE FOR ENCLOSURE, LABEL SIZE 22 X 22MM, LABEL SILVER, LETTERING BLACK, | 2.8
3SU1900-0AT10-0AA0 | LABEL HOLDER, FLAT, FRAME WITH ROUNDED BOTTOM, BLACK, FOR LABELING PLATE 27MM X 27MM | 0.99
3SU1900-0AX10-0AA0 | SINGLE FRAME FOR SQUARE DESIGN, BLACK | 2.43
3SU1900-0AY61-0AA0 | LABELING PLATE, WHITE, WITHOUT INSCRIPTION, FOR SUPPORTING DUST RESISTANCE, FOR CONTACT BLOCKS | 0.8
3SU1900-0BA31-0AA0 | BACKING PLATE FOR EM. STOP, YELLOW, WITHOUT INSCRIPTION, EXTERNAL DIAMETER 45MM, INTERNAL DIAMET | 5.25
3SU1900-0BE31-0AA0 | BACKING PLATE FOR EM. STOP MUSH. PUSHBUTTON IN ENCLOSURE, YELLOW, WITHOUT INSCRIPTION, SELF-ADH | 5.09
3SU1900-0BE31-0AS0 | BACKING PLATE FOR EM. STOP MUSH. PUSHBUTTON IN ENCLOSURE, YELLOW, WITH INSCRIPTION: NOT-AUS, S | 6.22
3SU1900-0BF31-0AA0 | BACKING PLATE FOR EM. STOP MUSH. PUSHBUTTON IN ENCLOSURE, YELLOW, WITHOUT INSCRIPTION, SELF-ADH | 5.06
3SU1900-0BG16-0AA0 | LABELING PLATE FOR POTENTIOMETER, LABEL BLACK, WITHOUT INSCRIPTION | 5.82
3SU1900-0DF70-0AA0 | PROTECTIVE SILICONE CAP FOR EM. STOP MUSH. PUSHB., 40MM, CLEAR | 17.75
3SU1900-0DG70-0AA0 | PROTECTIVE SILICONE CAP FOR FLAT TWIN PUSHBUTTON, CLEAR | 4.7
3SU1900-0DH70-0AA0 | PROTECTIVE SILICONE CAP FOR RAISED TWIN PUSHBUTTON, CLEAR | 4.7
3SU1900-0DJ10-0AA0 | SUN COLLAR, BLACK, FOR ILLUMINATED PUSHBUTTON | 1.88
3SU1900-0FS10-0AA0-ZY12 | BUTTON, RAISED, BLACK, FOR PUSHBUTTON, WITH LASER INSCRIPTION, LOWER CASE SPELLING | 6.97
3SU1900-0FS10-0AA0-ZY13 | BUTTON, RAISED, BLACK, FOR PUSHBUTTON, WITH LASER INSCRIPTION, SYMBOL NUMBER ACC. TO, ISO7000 O | 6.97
3SU1900-0FS10-0AA0-ZY15 | BUTTON, RAISED, BLACK, FOR PUSHBUTTON, WITH LASER INSCRIPTION, UPPER AND LOWER CASE SPELLING AL | 6.97
3SU1900-0FS10-0AA0-ZY19 | BUTTON, RAISED, BLACK, FOR PUSHBUTTON, WITH LASER INSCRIPTION, INSCRIPTION OR SYMBOL ACC. TO OR | 5.11
3SU1900-0FS30-0AA0-ZY15 | BUTTON, RAISED, YELLOW, FOR PUSHBUTTON, WITH LASER INSCRIPTION, UPPER AND LOWER CASE SPELLING A | 6.97
3SU1060-0JB20-0AA0-ZY19 | PUSHBUTTON, 30MM, ROUND, METAL, MATT, RED, FRONT RING FOR FLAT INSTALL., MOMENTARY CONTACT TYPE | 24.81
3SU1060-0JB40-0AA0-ZY13 | PUSHBUTTON, 30MM, ROUND, METAL, MATT, GREEN, FRONT RING FOR FLAT INSTALL., MOMENTARY CONTACT TY | 26.71
3SU1060-0JB40-0AA0-ZY15 | PUSHBUTTON, 30MM, ROUND, METAL, MATT, GREEN, FRONT RING FOR FLAT INSTALL., MOMENTARY CONTACT TY | 26.71
3SU1060-0JB40-0AA0-ZY19 | PUSHBUTTON, 30MM, ROUND, METAL, MATT, GREEN, FRONT RING FOR FLAT INSTALL., MOMENTARY CONTACT TY | 24.81
3SU1060-0JB50-0AA0 | PUSHBUTTON, 30MM, ROUND, METAL, MATT, BLUE, FRONT RING FOR FLAT INSTALL., MOMENTARY CONTACT TYP | 21.64
3SU1060-0JB60-0AA0-ZY13 | PUSHBUTTON, 30MM, ROUND, METAL, MATT, WHITE, FRONT RING FOR FLAT INSTALL., MOMENTARY CONTACT TY | 26.71
3SU1060-0JB60-0AA0-ZY15 | PUSHBUTTON, 30MM, ROUND, METAL, MATT, WHITE, FRONT RING FOR FLAT INSTALL., MOMENTARY CONTACT TY | 26.71
3SU1060-0JB60-0AA0-ZY19 | PUSHBUTTON, 30MM, ROUND, METAL, MATT, WHITE, FRONT RING FOR FLAT INSTALL., MOMENTARY CONTACT TY | 24.81
3SU1060-4LC01-0AA0 | RONIS KEY-OPERATED SWITCH, 30MM, ROUND, METAL, MATT, FRONT RING FOR FLAT INSTALL., LOCK NO. SB30 | 53.66
3SU1060-4LF11-0AA0-ZY12 | RONIS KEY-OPERATED SWITCH, 30MM, ROUND, METAL, MATT, FRONT RING FOR FLAT INSTALL., LOCK NO. SB30 | 61.6
3SU1060-4LF11-0AA0-ZY15 | RONIS KEY-OPERATED SWITCH, 30MM, ROUND, METAL, MATT, FRONT RING FOR FLAT INSTALL., LOCK NO. SB30 | 61.6
3SU1060-4LF11-0AA0-ZY19 | RONIS KEY-OPERATED SWITCH, 30MM, ROUND, METAL, MATT, FRONT RING FOR FLAT INSTALL., LOCK NO. SB30 | 59.69
3SU1060-4LL11-0AA0-ZY11 | RONIS KEY-OPERATED SWITCH, 30MM, ROUND, METAL, MATT, FRONT RING FOR FLAT INSTALL., LOCK NO. SB30 | 64.57
3SU1060-4LL11-0AA0-ZY12 | RONIS KEY-OPERATED SWITCH, 30MM, ROUND, METAL, MATT, FRONT RING FOR FLAT INSTALL., LOCK NO. SB30 | 64.57
3SU1060-4LL11-0AA0-ZY15 | RONIS KEY-OPERATED SWITCH, 30MM, ROUND, METAL, MATT, FRONT RING FOR PLANE INSTALL., LOCK NO. SB3 | 64.57
3SU1061-0JA30-0AA0-ZY11 | ILLUMINATED PUSHBUTTON, 30MM, ROUND, METAL, MATT, YELLOW, FRONT RING FOR FLAT INSTALL., LATCHIN | 40.39
3SU1061-0JA30-0AA0-ZY12 | ILLUMINATED PUSHBUTTON, 30MM, ROUND, METAL, MATT, YELLOW, FRONT RING FOR FLAT INSTALL., LATCHIN | 40.39
3SU1061-0JA30-0AA0-ZY13 | ILLUMINATED PUSHBUTTON, 30MM, ROUND, METAL, MATT, YELLOW, FRONT RING FOR FLAT INSTALL., LATCHIN | 40.39
3SU1061-0JA30-0AA0-ZY15 | ILLUMINATED PUSHBUTTON, 30MM, ROUND, METAL, MATT, YELLOW, FRONT RING FOR FLAT INSTALL., LATCHIN | 40.39
3SU1061-0JA30-0AA0-ZY19 | ILLUMINATED PUSHBUTTON, 30MM, ROUND, METAL, MATT, YELLOW, FRONT RING FOR FLAT INSTALL., LATCHIN | 38.49
3SU1061-0JA50-0AA0-ZY12 | ILLUMINATED PUSHBUTTON, 30MM, ROUND, METAL, MATT, BLUE, FRONT RING FOR FLAT INSTALL., LATCHING, | 40.39
3SU1061-0JA50-0AA0-ZY13 | ILLUMINATED PUSHBUTTON, 30MM, ROUND, METAL, MATT, BLUE, FRONT RING FOR FLAT INSTALL., LATCHING, | 40.39
3SU1061-0JA50-0AA0-ZY15 | ILLUMINATED PUSHBUTTON, 30MM, ROUND, METAL, MATT, BLUE, FRONT RING FOR FLAT INSTALL., LATCHING, | 40.39
3SU1061-0JA50-0AA0-ZY19 | ILLUMINATED PUSHBUTTON, 30MM, ROUND, METAL, MATT, BLUE, FRONT RING FOR FLAT INSTALL., LATCHING, | 38.49
3SU1061-0JB20-0AA0-ZY13 | ILLUMINATED PUSHBUTTON, 30MM, ROUND, METAL, MATT, RED, FRONT RING FOR FLAT INSTALL., MOMENTARY | 31.39
3SU1061-0JB20-0AA0-ZY15 | ILLUMINATED PUSHBUTTON, 30MM, ROUND, METAL, MATT, RED, FRONT RING FOR FLAT INSTALL., MOMENTARY | 31.39
3SU1061-0JB20-0AA0-ZY19 | ILLUMINATED PUSHBUTTON, 30MM, ROUND, METAL, MATT, RED, FRONT RING FOR FLAT INSTALL., MOMENTARY | 29.5
3SU1061-0JB30-0AA0 | ILLUMINATED PUSHBUTTON, 30MM, ROUND, METAL, MATT, YELLOW, FRONT RING FOR FLAT INSTALL., MOMENTA | 25.91
3SU1061-0JB40-0AA0-ZY15 | ILLUMINATED PUSHBUTTON, 30MM, ROUND, METAL, MATT, GREEN, FRONT RING FOR FLAT INSTALL., MOMENTAR | 31.39
3SU1900-0FT40-0AA0-ZY11 | BUTTON, FLAT, GREEN, FOR PUSHBUTTON, WITH LASER INSCRIPTION, UPPER CASE SPELLING | 4.73
3SU1900-0FT50-0AA0-ZY11 | BUTTON, FLAT, BLUE, FOR PUSHBUTTON, WITH LASER INSCRIPTION, UPPER CASE SPELLING | 4.73
3SU1900-0FT50-0AA0-ZY13 | BUTTON, FLAT, BLUE, FOR PUSHBUTTON, WITH LASER INSCRIPTION, SYMBOL NUMBER ACC. TO, ISO7000 OR I | 4.73
3SU1060-0JA60-0AA0-ZY19 | PUSHBUTTON, 30MM, ROUND, METAL, MATT, WHITE, FRONT RING FOR FLAT INSTALL., LATCHING, PUSH TO U | 34.68
3SU1060-0JB10-0AA0-ZX90 | PUSHBUTTON, 30MM, ROUND, METAL, MATT, BLACK, FRONT RING FOR FLAT INSTALL., MOMENTARY CONTACT TY | 23.55
3SU1060-0JB10-0AA0-ZY11 | PUSHBUTTON, 30MM, ROUND, METAL, MATT, BLACK, FRONT RING FOR FLAT INSTALL., MOMENTARY CONTACT TY | 26.71
3SU1060-0JB20-0AA0 | PUSHBUTTON, 30MM, ROUND, METAL, MATT, RED, FRONT RING FOR FLAT INSTALL., MOMENTARY CONTACT TYPE | 21.64
3SU1060-0JB20-0AA0-ZY10 | PUSHBUTTON, 30MM, ROUND, METAL, MATT, RED, FRONT RING FOR FLAT INSTALL., MOMENTARY CONTACT TYPE | 26.71
3SU1060-0JB30-0AA0-ZX90 | PUSHBUTTON, 30MM, ROUND, METAL, MATT, YELLOW, FRONT RING FOR FLAT INSTALL., MOMENTARY CONTACT T | 23.55
3SU1060-0JB30-0AA0-ZY11 | PUSHBUTTON, 30MM, ROUND, METAL, MATT, YELLOW, FRONT RING FOR FLAT INSTALL., MOMENTARY CONTACT T | 26.71
3SU1060-0JB40-0AA0 | PUSHBUTTON, 30MM, ROUND, METAL, MATT, GREEN, FRONT RING FOR FLAT INSTALL., MOMENTARY CONTACT TY | 21.64
3SU1060-0JB40-0AA0-ZY10 | PUSHBUTTON, 30MM, ROUND, METAL, MATT, GREEN, FRONT RING FOR FLAT INSTALL., MOMENTARY CONTACT TY | 26.71
3SU1060-0JB40-0AA0-ZY12 | PUSHBUTTON, 30MM, ROUND, METAL, MATT, GREEN, FRONT RING FOR FLAT INSTALL., MOMENTARY CONTACT TY | 26.71
3SU1060-0JB50-0AA0-ZX90 | PUSHBUTTON, 30MM, ROUND, METAL, MATT, BLUE, FRONT RING FOR FLAT INSTALL., MOMENTARY CONTACT TYP | 23.55
3SU1060-0JB50-0AA0-ZY11 | PUSHBUTTON, 30MM, ROUND, METAL, MATT, BLUE, FRONT RING FOR FLAT INSTALL., MOMENTARY CONTACT TYP | 26.71
3SU1060-0JB60-0AA0-ZY10 | PUSHBUTTON, 30MM, ROUND, METAL, MATT, WHITE, FRONT RING FOR FLAT INSTALL., MOMENTARY CONTACT TY | 26.71
3SU1060-0JB60-0AA0-ZY12 | PUSHBUTTON, 30MM, ROUND, METAL, MATT, WHITE, FRONT RING FOR FLAT INSTALL., MOMENTARY CONTACT TY | 26.71
3SU1060-4LC01-0AA0-ZX90 | RONIS KEY-OPERATED SWITCH, 30MM, ROUND, METAL, MATT, FRONT RING FOR FLAT INSTALL., LOCK NO. SB30 | 58.43
3SU1060-4LC01-0AA0-ZY10 | RONIS KEY-OPERATED SWITCH, 30MM, ROUND, METAL, MATT, FRONT RING FOR FLAT INSTALL., LOCK NO. SB30 | 61.6
3SU1060-4LC01-0AA0-ZY12 | RONIS KEY-OPERATED SWITCH, 30MM, ROUND, METAL, MATT, FRONT RING FOR FLAT INSTALL., LOCK NO. SB30 | 61.6
3SU1060-4LF11-0AA0-ZX90 | RONIS KEY-OPERATED SWITCH, 30MM, ROUND, METAL, MATT, FRONT RING FOR FLAT INSTALL., LOCK NO. SB30 | 58.43
3SU1060-4LF11-0AA0-ZY10 | RONIS KEY-OPERATED SWITCH, 30MM, ROUND, METAL, MATT, FRONT RING FOR FLAT INSTALL., LOCK NO. SB30 | 61.6
3SU1060-4LF21-0AA0-ZX90 | RONIS KEY-OPERATED SWITCH, 30MM, ROUND, METAL, MATT, FRONT RING FOR FLAT INSTALL., LOCK NO. SB30 | 58.43
3SU1060-4LF21-0AA0-ZY10 | RONIS KEY-OPERATED SWITCH, 30MM, ROUND, METAL, MATT, FRONT RING FOR FLAT INSTALL., LOCK NO. SB30 | 61.6
3SU1060-4LL11-0AA0-ZX90 | RONIS KEY-OPERATED SWITCH, 30MM, ROUND, METAL, MATT, FRONT RING FOR FLAT INSTALL., LOCK NO. SB30 | 61.34
3SU1060-4LL11-0AA0-ZY10 | RONIS KEY-OPERATED SWITCH, 30MM, ROUND, METAL, MATT, FRONT RING FOR FLAT INSTALL., LOCK NO. SB30 | 64.57
3SU1060-4LL11-0AA0-ZY19 | RONIS KEY-OPERATED SWITCH, 30MM, ROUND, METAL, MATT, FRONT RING FOR FLAT INSTALL., LOCK NO. SB30 | 62.61
3SU1061-0JA20-0AA0-ZX90 | ILLUMINATED PUSHBUTTON, 30MM, ROUND, METAL, MATT, RED, FRONT RING FOR FLAT INSTALL., LATCHING, | 37.23
3SU1061-0JA30-0AA0 | ILLUMINATED PUSHBUTTON, 30MM, ROUND, METAL, MATT, YELLOW, FRONT RING FOR FLAT INSTALL., LATCHIN | 34.16
3SU1060-0JB50-0AA0-ZY12 | PUSHBUTTON, 30MM, ROUND, METAL, MATT, BLUE, FRONT RING FOR FLAT INSTALL., MOMENTARY CONTACT TYP | 26.71
3SU1060-0JB60-0AA0-ZX90 | PUSHBUTTON, 30MM, ROUND, METAL, MATT, WHITE, FRONT RING FOR FLAT INSTALL., MOMENTARY CONTACT TY | 23.55
3SU1060-0JB60-0AA0-ZY11 | PUSHBUTTON, 30MM, ROUND, METAL, MATT, WHITE, FRONT RING FOR FLAT INSTALL., MOMENTARY CONTACT TY | 26.71
3SU1060-4LC01-0AA0-ZY01 | RONIS KEY-OPERATED SWITCH, 30MM, ROUND, METAL, MATT, FRONT RING FOR FLAT INSTALL., SPECIAL LOCK, | 89.9
3SU1060-4LC01-0AA0-ZY11 | RONIS KEY-OPERATED SWITCH, 30MM, ROUND, METAL, MATT, FRONT RING FOR FLAT INSTALL., LOCK NO. SB30 | 61.6
3SU1060-4LF11-0AA0-ZY01 | RONIS KEY-OPERATED SWITCH, 30MM, ROUND, METAL, MATT, FRONT RING FOR FLAT INSTALL., SPECIAL LOCK, | 89.9
3SU1060-4LF11-0AA0-ZY11 | RONIS KEY-OPERATED SWITCH, 30MM, ROUND, METAL, MATT, FRONT RING FOR FLAT INSTALL., LOCK NO. SB30 | 61.6
3SU1060-4LF21-0AA0 | RONIS KEY-OPERATED SWITCH, 30MM, ROUND, METAL, MATT, FRONT RING FOR FLAT INSTALL., LOCK NO. SB30 | 53.66
3SU1060-4LF21-0AA0-ZY01 | RONIS KEY-OPERATED SWITCH, 30MM, ROUND, METAL, MATT, FRONT RING FOR FLAT INSTALL., SPECIAL LOCK, | 89.9
3SU1060-4LL11-0AA0 | RONIS KEY-OPERATED SWITCH, 30MM, ROUND, METAL, MATT, FRONT RING FOR FLAT INSTALL., LOCK NO. SB30 | 56.32
3SU1060-4LL11-0AA0-ZY01 | RONIS KEY-OPERATED SWITCH, 30MM, ROUND, METAL, MATT, FRONT RING FOR FLAT INSTALL., SPECIAL LOCK, | 93.06
3SU1061-0JA20-0AA0 | ILLUMINATED PUSHBUTTON, 30MM, ROUND, METAL, MATT, RED, FRONT RING FOR FLAT INSTALL., LATCHING, | 34.16
3SU1061-0JA20-0AA0-ZY10 | ILLUMINATED PUSHBUTTON, 30MM, ROUND, METAL, MATT, RED, FRONT RING FOR FLAT INSTALL., LATCHING, | 40.39
3SU1061-0JA20-0AA0-ZY19 | ILLUMINATED PUSHBUTTON, 30MM, ROUND, METAL, MATT, RED, FRONT RING FOR FLAT INSTALL., LATCHING, | 38.49
3SU1061-0JA30-0AA0-ZX90 | ILLUMINATED PUSHBUTTON, 30MM, ROUND, METAL, MATT, YELLOW, FRONT RING FOR FLAT INSTALL., LATCHIN | 37.23
3SU1061-0JA40-0AA0 | ILLUMINATED PUSHBUTTON, 30MM, ROUND, METAL, MATT, GREEN, FRONT RING FOR FLAT INSTALL., LATCHING | 34.16
3SU1061-0JA40-0AA0-ZY10 | ILLUMINATED PUSHBUTTON, 30MM, ROUND, METAL, MATT, GREEN, FRONT RING FOR FLAT INSTALL., LATCHING | 40.39
3SU1061-0JA50-0AA0-ZX90 | ILLUMINATED PUSHBUTTON, 30MM, ROUND, METAL, MATT, BLUE, FRONT RING FOR FLAT INSTALL., LATCHING, | 37.23
3SU1061-0JA50-0AA0-ZY11 | ILLUMINATED PUSHBUTTON, 30MM, ROUND, METAL, MATT, BLUE, FRONT RING FOR FLAT INSTALL., LATCHING, | 40.39
3SU1061-0JA70-0AA0 | ILLUMINATED PUSHBUTTON, 30MM, ROUND, METAL, MATT, CLEAR, FRONT RING FOR FLAT INSTALL., LATCHING | 34.16
3SU1061-0JA70-0AA0-ZY10 | ILLUMINATED PUSHBUTTON, 30MM, ROUND, METAL, MATT, CLEAR, FRONT RING FOR FLAT INSTALL., LATCHING | 40.39
3SU1061-0JA70-0AA0-ZY12 | ILLUMINATED PUSHBUTTON, 30MM, ROUND, METAL, MATT, CLEAR, FRONT RING FOR FLAT INSTALL., LATCHING | 40.39
3SU1061-0JB20-0AA0-ZX90 | ILLUMINATED PUSHBUTTON, 30MM, ROUND, METAL, MATT, RED, FRONT RING FOR FLAT INSTALL., MOMENTARY | 28.23
3SU1061-0JB20-0AA0-ZY11 | ILLUMINATED PUSHBUTTON, 30MM, ROUND, METAL, MATT, RED, FRONT RING FOR FLAT INSTALL., MOMENTARY | 31.39
3SU1061-0JB30-0AA0-ZY10 | ILLUMINATED PUSHBUTTON, 30MM, ROUND, METAL, MATT, YELLOW, FRONT RING FOR FLAT INSTALL., MOMENTA | 31.39
3SU1061-0JB30-0AA0-ZY12 | ILLUMINATED PUSHBUTTON, 30MM, ROUND, METAL, MATT, YELLOW, FRONT RING FOR FLAT INSTALL., MOMENTA | 31.39
3SU1061-0JB40-0AA0-ZX90 | ILLUMINATED PUSHBUTTON, 30MM, ROUND, METAL, MATT, GREEN, FRONT RING FOR FLAT INSTALL., MOMENTAR | 28.23
3SU1061-0JB40-0AA0-ZY11 | ILLUMINATED PUSHBUTTON, 30MM, ROUND, METAL, MATT, GREEN, FRONT RING FOR FLAT INSTALL., MOMENTAR | 31.39
3SU1061-0JB40-0AA0-ZY13 | ILLUMINATED PUSHBUTTON, 30MM, ROUND, METAL, MATT, GREEN, FRONT RING FOR FLAT INSTALL., MOMENTAR | 31.39
3SU1900-0FS30-0AA0-ZY19 | BUTTON, RAISED, YELLOW, FOR PUSHBUTTON, WITH LASER INSCRIPTION, INSCRIPTION OR SYMBOL ACC. TO O | 5.11
3SU1900-0FS40-0AA0 | RAISED BUTTON, GREEN, FOR PUSHBUTTON | 3.5
3SU1900-0FS40-0AA0-ZY10 | BUTTON, RAISED, GREEN, FOR PUSHBUTTON, WITH LASER INSCRIPTION, UPPER AND LOWER CASE SPELLING AL | 6.97
3SU1900-0FS40-0AA0-ZY11 | BUTTON, RAISED, GREEN, FOR PUSHBUTTON, WITH LASER INSCRIPTION, UPPER CASE SPELLING | 6.97
3SU1900-0FT20-0AA0-ZY10 | BUTTON, FLAT, RED, FOR PUSHBUTTON, WITH LASER INSCRIPTION, UPPER AND LOWER CASE SPELLING ALW. U | 4.73
3SU1900-0FT20-0AA0-ZY11 | BUTTON, FLAT, RED, FOR PUSHBUTTON, WITH LASER INSCRIPTION, UPPER CASE SPELLING | 4.73
3SU1900-0FT20-0AA0-ZY12 | BUTTON, FLAT, RED, FOR PUSHBUTTON, WITH LASER INSCRIPTION, LOWER CASE SPELLING | 4.73
3SU1900-0FT20-0AA0-ZY13 | BUTTON, FLAT, RED, FOR PUSHBUTTON, WITH LASER INSCRIPTION, SYMBOL NUMBER ACC. TO, ISO7000 OR IE | 4.73
3SU1900-0FT40-0AA0-ZY13 | BUTTON, FLAT, GREEN, FOR PUSHBUTTON, WITH LASER INSCRIPTION, SYMBOL NUMBER ACC. TO, ISO7000 OR | 4.73
3SU1900-0FT40-0AA0-ZY15 | BUTTON, FLAT, GREEN, FOR PUSHBUTTON, WITH LASER INSCRIPTION, UPPER AND LOWER CASE SPELLING ALW. | 4.73
3SU1900-0FT40-0AA0-ZY19 | BUTTON, FLAT, GREEN, FOR PUSHBUTTON, WITH LASER INSCRIPTION, INSCRIPTION OR SYMBOL ACC. TO ORDE | 2.51
3SU1900-0FT50-0AA0 | FLAT BUTTON, BLUE, FOR PUSHBUTTON | 0.93
3SU1060-0JB10-0AA0-ZY12 | PUSHBUTTON, 30MM, ROUND, METAL, MATT, BLACK, FRONT RING FOR FLAT INSTALL., MOMENTARY CONTACT TY | 26.71
3SU1060-0JB10-0AA0-ZY13 | PUSHBUTTON, 30MM, ROUND, METAL, MATT, BLACK, FRONT RING FOR FLAT INSTALL., MOMENTARY CONTACT TY | 26.71
3SU1060-0JB10-0AA0-ZY15 | PUSHBUTTON, 30MM, ROUND, METAL, MATT, BLACK, FRONT RING FOR FLAT INSTALL., MOMENTARY CONTACT TY | 26.71
3SU1060-0JB10-0AA0-ZY19 | PUSHBUTTON, 30MM, ROUND, METAL, MATT, BLACK, FRONT RING FOR FLAT INSTALL., MOMENTARY CONTACT TY | 24.81
3SU1060-0JB30-0AA0-ZY12 | PUSHBUTTON, 30MM, ROUND, METAL, MATT, YELLOW, FRONT RING FOR FLAT INSTALL., MOMENTARY CONTACT T | 26.71
3SU1060-0JB30-0AA0-ZY13 | PUSHBUTTON, 30MM, ROUND, METAL, MATT, YELLOW, FRONT RING FOR FLAT INSTALL., MOMENTARY CONTACT T | 26.71
3SU1060-0JB30-0AA0-ZY15 | PUSHBUTTON, 30MM, ROUND, METAL, MATT, YELLOW, FRONT RING FOR FLAT INSTALL., MOMENTARY CONTACT T | 26.71
3SU1060-0JB30-0AA0-ZY19 | PUSHBUTTON, 30MM, ROUND, METAL, MATT, YELLOW, FRONT RING FOR FLAT INSTALL., MOMENTARY CONTACT T | 24.81
3SU1060-0JB50-0AA0-ZY13 | PUSHBUTTON, 30MM, ROUND, METAL, MATT, BLUE, FRONT RING FOR FLAT INSTALL., MOMENTARY CONTACT TYP | 26.71
3SU1060-0JB50-0AA0-ZY15 | PUSHBUTTON, 30MM, ROUND, METAL, MATT, BLUE, FRONT RING FOR FLAT INSTALL., MOMENTARY CONTACT TYP | 26.71
3SU1060-0JB50-0AA0-ZY19 | PUSHBUTTON, 30MM, ROUND, METAL, MATT, BLUE, FRONT RING FOR FLAT INSTALL., MOMENTARY CONTACT TYP | 24.81
3SU1060-0JB60-0AA0 | PUSHBUTTON, 30MM, ROUND, METAL, MATT, WHITE, FRONT RING FOR FLAT INSTALL., MOMENTARY CONTACT TY | 21.64
3SU1060-4LC01-0AA0-ZY15 | RONIS KEY-OPERATED SWITCH, 30MM, ROUND, METAL, MATT, FRONT RING FOR FLAT INSTALL., LOCK NO. SB30 | 61.6
3SU1060-4LC01-0AA0-ZY19 | RONIS KEY-OPERATED SWITCH, 30MM, ROUND, METAL, MATT, FRONT RING FOR FLAT INSTALL., LOCK NO. SB30 | 59.69
3SU1060-4LF11-0AA0 | RONIS KEY-OPERATED SWITCH, 30MM, ROUND, METAL, MATT, FRONT RING FOR FLAT INSTALL., LOCK NO. SB30 | 53.66
3SU1060-4LF21-0AA0-ZY11 | RONIS KEY-OPERATED SWITCH, 30MM, ROUND, METAL, MATT, FRONT RING FOR FLAT INSTALL., LOCK NO. SB30 | 61.6
3SU1060-4LF21-0AA0-ZY12 | RONIS KEY-OPERATED SWITCH, 30MM, ROUND, METAL, MATT, FRONT RING FOR FLAT INSTALL., LOCK NO. SB30 | 61.6
3SU1060-4LF21-0AA0-ZY15 | RONIS KEY-OPERATED SWITCH, 30MM, ROUND, METAL, MATT, FRONT RING FOR FLAT INSTALL., LOCK NO. SB30 | 61.6
3SU1061-0JB40-0AA0-ZY19 | ILLUMINATED PUSHBUTTON, 30MM, ROUND, METAL, MATT, GREEN, FRONT RING FOR FLAT INSTALL., MOMENTAR | 29.5
3SU1061-0JB50-0AA0 | ILLUMINATED PUSHBUTTON, 30MM, ROUND, METAL, MATT, BLUE, FRONT RING FOR FLAT INSTALL., MOMENTARY | 25.91
3SU1061-0JB50-0AA0-ZX90 | ILLUMINATED PUSHBUTTON, 30MM, ROUND, METAL, MATT, BLUE, FRONT RING FOR FLAT INSTALL., MOMENTARY | 28.23
3SU1061-0JB70-0AA0-ZY15 | ILLUMINATED PUSHBUTTON, 30MM, ROUND, METAL, MATT, CLEAR, FRONT RING FOR FLAT INSTALL., MOMENTAR | 31.39
3SU1061-0JB70-0AA0-ZY19 | ILLUMINATED PUSHBUTTON, 30MM, ROUND, METAL, MATT, CLEAR, FRONT RING FOR FLAT INSTALL., MOMENTAR | 29.5
3SU1061-0JD20-0AA0 | INDICATOR LIGHT, 30MM, ROUND, METAL, MATT, RED, FRONT RING FOR FLAT INSTALL., | 25.91
3SU1061-0JD20-0AA0-ZX90 | INDICATOR LIGHT, 30MM, ROUND, METAL, MATT, RED, FRONT RING FOR FLAT INSTALL., Z = 50X PACK | 28.23
3SU1061-0JD30-0AA0-ZY19 | INDICATOR LIGHT, 30MM, ROUND, METAL, MATT, YELLOW, FRONT RING FOR FLAT INSTALL., WITH LASER INS | 29.5
3SU1061-0JD40-0AA0 | INDICATOR LIGHT, 30MM, ROUND, METAL, MATT, GREEN, FRONT RING FOR FLAT INSTALL., | 25.91
3SU1061-0JD40-0AA0-ZX90 | INDICATOR LIGHT, 30MM, ROUND, METAL, MATT, GREEN, FRONT RING FOR FLAT INSTALL., Z = 50X PACK | 28.23
3SU1061-0JD40-0AA0-ZY10 | INDICATOR LIGHT, 30MM, ROUND, METAL, MATT, GREEN, FRONT RING FOR FLAT INSTALL., WITH LASER INSC | 31.39
3SU1061-0JD70-0AA0 | INDICATOR LIGHT, 30MM, ROUND, METAL, MATT, CLEAR, FRONT RING FOR FLAT INSTALL., | 25.91
3SU1061-0JD70-0AA0-ZX90 | INDICATOR LIGHT, 30MM, ROUND, METAL, MATT, CLEAR, FRONT RING FOR FLAT INSTALL., Z = 50X PACK | 28.23
3SU1061-0JD70-0AA0-ZY10 | INDICATOR LIGHT, 30MM, ROUND, METAL, MATT, CLEAR, FRONT RING FOR FLAT INSTALL., WITH LASER INSC | 31.39
3SU1061-0JD70-0AA0-ZY11 | INDICATOR LIGHT, 30MM, ROUND, METAL, MATT, CLEAR, FRONT RING FOR FLAT INSTALL., WITH LASER INSC | 31.39
3SU1062-2DC40-0AA0 | SELECTOR SWITCH, CAN BE ILLUM., 30MM, ROUND, METAL, MATT, GREEN, SHORT SELECTOR SWITCH, FRONT R | 29.64
3SU1062-2DC40-0AA0-ZX90 | SELECTOR SWITCH, CAN BE ILLUM., 30MM, ROUND, METAL, MATT, GREEN, SHORT SELECTOR SWITCH, FRONT R | 32.28
3SU1062-2DC40-0AA0-ZY10 | SELECTOR SWITCH, CAN BE ILLUM., 30MM, ROUND, METAL, MATT, GREEN, SHORT SELECTOR SWITCH, FRONT R | 35.44
3SU1062-2DC40-0AA0-ZY11 | SELECTOR SWITCH, CAN BE ILLUM., 30MM, ROUND, METAL, MATT, GREEN, SHORT SELECTOR SWITCH, FRONT R | 35.44
3SU1062-2DC40-0AA0-ZY12 | SELECTOR SWITCH, CAN BE ILLUM., 30MM, ROUND, METAL, MATT, GREEN, SHORT SELECTOR SWITCH, FRONT R | 35.44
3SU1062-2DF20-0AA0-ZX90 | SELECTOR SWITCH, CAN BE ILLUM., 30MM, ROUND, METAL, MATT, RED, SHORT SELECTOR SWITCH, FRONT RIN | 32.28
3SU1062-2DF20-0AA0-ZY10 | SELECTOR SWITCH, CAN BE ILLUM., 30MM, ROUND, METAL, MATT, RED, SHORT SELECTOR SWITCH, FRONT RIN | 35.44
3SU1062-2DF20-0AA0-ZY11 | SELECTOR SWITCH, CAN BE ILLUM., 30MM, ROUND, METAL, MATT, RED, SHORT SELECTOR SWITCH, FRONT RIN | 35.44
3SU1062-2DF20-0AA0-ZY12 | SELECTOR SWITCH, CAN BE ILLUM., 30MM, ROUND, METAL, MATT, RED, SHORT SELECTOR SWITCH, FRONT RIN | 35.44
3SU1062-2DF60-0AA0-ZY10 | SELECTOR SWITCH, CAN BE ILLUM., 30MM, ROUND, METAL, MATT, BLACK, WHITE, SHORT SELECTOR SWITCH, | 35.44
3SU1062-2DF60-0AA0-ZY11 | SELECTOR SWITCH, CAN BE ILLUM., 30MM, ROUND, METAL, MATT, BLACK, WHITE, SHORT SELECTOR SWITCH, | 35.44
3SU1062-2DF60-0AA0-ZY12 | SELECTOR SWITCH, CAN BE ILLUM., 30MM, ROUND, METAL, MATT, BLACK, WHITE, SHORT SELECTOR SWITCH, | 35.44
3SU1156-0AB40-1FA0-ZY15 | ILLUMINATED PUSHBUTTON, 22MM, ROUND, METAL, SHINY, GREEN, FLAT BUTTON, MOMENTARY CONTACT TYPE, | 34.68
3SU1156-0AB40-1FA0-ZY19 | ILLUMINATED PUSHBUTTON, 22MM, ROUND, METAL, SHINY, GREEN, FLAT BUTTON, MOMENTARY CONTACT TYPE, | 32.79
3SU1156-0AB40-3BA0 | ILLUMINATED PUSHBUTTON, 22MM, ROUND, METAL, SHINY, GREEN, FLAT BUTTON, MOMENTARY CONTACT TYPE, | 27.55
3SU1061-0JA30-0AA0-ZY10 | ILLUMINATED PUSHBUTTON, 30MM, ROUND, METAL, MATT, YELLOW, FRONT RING FOR FLAT INSTALL., LATCHIN | 40.39
3SU1061-0JA40-0AA0-ZX90 | ILLUMINATED PUSHBUTTON, 30MM, ROUND, METAL, MATT, GREEN, FRONT RING FOR FLAT INSTALL., LATCHING | 37.23
3SU1061-0JA40-0AA0-ZY11 | ILLUMINATED PUSHBUTTON, 30MM, ROUND, METAL, MATT, GREEN, FRONT RING FOR FLAT INSTALL., LATCHING | 40.39
3SU1061-0JA50-0AA0 | ILLUMINATED PUSHBUTTON, 30MM, ROUND, METAL, MATT, BLUE, FRONT RING FOR FLAT INSTALL., LATCHING, | 34.16
3SU1061-0JA50-0AA0-ZY10 | ILLUMINATED PUSHBUTTON, 30MM, ROUND, METAL, MATT, BLUE, FRONT RING FOR FLAT INSTALL., LATCHING, | 40.39
3SU1061-0JA70-0AA0-ZX90 | ILLUMINATED PUSHBUTTON, 30MM, ROUND, METAL, MATT, CLEAR, FRONT RING FOR FLAT INSTALL., LATCHING | 37.23
3SU1061-0JA70-0AA0-ZY11 | ILLUMINATED PUSHBUTTON, 30MM, ROUND, METAL, MATT, CLEAR, FRONT RING FOR FLAT INSTALL., LATCHING | 40.39
3SU1061-0JB20-0AA0-ZY10 | ILLUMINATED PUSHBUTTON, 30MM, ROUND, METAL, MATT, RED, FRONT RING FOR FLAT INSTALL., MOMENTARY | 31.39
3SU1061-0JB20-0AA0-ZY12 | ILLUMINATED PUSHBUTTON, 30MM, ROUND, METAL, MATT, RED, FRONT RING FOR FLAT INSTALL., MOMENTARY | 31.39
3SU1061-0JB30-0AA0-ZX90 | ILLUMINATED PUSHBUTTON, 30MM, ROUND, METAL, MATT, YELLOW, FRONT RING FOR FLAT INSTALL., MOMENTA | 28.23
3SU1061-0JB30-0AA0-ZY11 | ILLUMINATED PUSHBUTTON, 30MM, ROUND, METAL, MATT, YELLOW, FRONT RING FOR FLAT INSTALL., MOMENTA | 31.39
3SU1061-0JB40-0AA0-ZY10 | ILLUMINATED PUSHBUTTON, 30MM, ROUND, METAL, MATT, GREEN, FRONT RING FOR FLAT INSTALL., MOMENTAR | 31.39
3SU1061-0JB40-0AA0-ZY12 | ILLUMINATED PUSHBUTTON, 30MM, ROUND, METAL, MATT, GREEN, FRONT RING FOR FLAT INSTALL., MOMENTAR | 31.39
3SU1061-0JB50-0AA0-ZY11 | ILLUMINATED PUSHBUTTON, 30MM, ROUND, METAL, MATT, BLUE, FRONT RING FOR FLAT INSTALL., MOMENTARY | 31.39
3SU1061-0JB50-0AA0-ZY13 | ILLUMINATED PUSHBUTTON, 30MM, ROUND, METAL, MATT, BLUE, FRONT RING FOR FLAT INSTALL., MOMENTARY | 31.39
3SU1061-0JB70-0AA0-ZY10 | ILLUMINATED PUSHBUTTON, 30MM, ROUND, METAL, MATT, CLEAR, FRONT RING FOR FLAT INSTALL., MOMENTAR | 31.39
3SU1061-0JB70-0AA0-ZY12 | ILLUMINATED PUSHBUTTON, 30MM, ROUND, METAL, MATT, CLEAR, FRONT RING FOR FLAT INSTALL., MOMENTAR | 31.39
3SU1061-0JD20-0AA0-ZY11 | INDICATOR LIGHT, 30MM, ROUND, METAL, MATT, RED, FRONT RING FOR FLAT INSTALL., WITH LASER INSCRI | 31.39
3SU1061-0JD20-0AA0-ZY13 | INDICATOR LIGHT, 30MM, ROUND, METAL, MATT, RED, FRONT RING FOR FLAT INSTALL., WITH LASER INSCRI | 31.39
3SU1061-0JD30-0AA0-ZY12 | INDICATOR LIGHT, 30MM, ROUND, METAL, MATT, YELLOW, FRONT RING FOR FLAT INSTALL., WITH LASER INS | 31.39
3SU1061-0JD30-0AA0-ZY15 | INDICATOR LIGHT, 30MM, ROUND, METAL, MATT, YELLOW, FRONT RING FOR FLAT INSTALL., WITH LASER INS | 31.39
3SU1061-0JD40-0AA0-ZY11 | INDICATOR LIGHT, 30MM, ROUND, METAL, MATT, GREEN, FRONT RING FOR FLAT INSTALL., WITH LASER INSC | 31.39
3SU1061-0JD40-0AA0-ZY13 | INDICATOR LIGHT, 30MM, ROUND, METAL, MATT, GREEN, FRONT RING FOR FLAT INSTALL., WITH LASER INSC | 31.39
3SU1061-0JD50-0AA0-ZY12 | INDICATOR LIGHT, 30MM, ROUND, METAL, MATT, BLUE, FRONT RING FOR FLAT INSTALL., WITH LASER INSCR | 31.39
3SU1061-0JD50-0AA0-ZY15 | INDICATOR LIGHT, 30MM, ROUND, METAL, MATT, BLUE, FRONT RING FOR FLAT INSTALL., WITH LASER INSCR | 31.39
3SU1061-0JD70-0AA0-ZY13 | INDICATOR LIGHT, 30MM, ROUND, METAL, MATT, CLEAR, FRONT RING FOR FLAT INSTALL., WITH LASER INSC | 31.39
3SU1061-0JD70-0AA0-ZY19 | INDICATOR LIGHT, 30MM, ROUND, METAL, MATT, CLEAR, FRONT RING FOR FLAT INSTALL., WITH LASER INSC | 29.5
3SU1062-2DC20-0AA0-ZY12 | SELECTOR SWITCH, CAN BE ILLUM., 30MM, ROUND, METAL, MATT, RED, SHORT SELECTOR SWITCH, FRONT RIN | 35.44
3SU1062-2DC20-0AA0-ZY15 | SELECTOR SWITCH, CAN BE ILLUM., 30MM, ROUND, METAL, MATT, RED, SHORT SELECTOR SWITCH, FRONT RIN | 35.44
3SU1061-0JB50-0AA0-ZY10 | ILLUMINATED PUSHBUTTON, 30MM, ROUND, METAL, MATT, BLUE, FRONT RING FOR FLAT INSTALL., MOMENTARY | 31.39
3SU1061-0JB50-0AA0-ZY12 | ILLUMINATED PUSHBUTTON, 30MM, ROUND, METAL, MATT, BLUE, FRONT RING FOR FLAT INSTALL., MOMENTARY | 31.39
3SU1061-0JB70-0AA0-ZY11 | ILLUMINATED PUSHBUTTON, 30MM, ROUND, METAL, MATT, CLEAR, FRONT RING FOR FLAT INSTALL., MOMENTAR | 31.39
3SU1061-0JB70-0AA0-ZY13 | ILLUMINATED PUSHBUTTON, 30MM, ROUND, METAL, MATT, CLEAR, FRONT RING FOR FLAT INSTALL., MOMENTAR | 31.39
3SU1061-0JD20-0AA0-ZY10 | INDICATOR LIGHT, 30MM, ROUND, METAL, MATT, RED, FRONT RING FOR FLAT INSTALL., WITH LASER INSCRI | 31.39
3SU1061-0JD20-0AA0-ZY12 | INDICATOR LIGHT, 30MM, ROUND, METAL, MATT, RED, FRONT RING FOR FLAT INSTALL., WITH LASER INSCRI | 31.39
3SU1061-0JD20-0AA0-ZY15 | INDICATOR LIGHT, 30MM, ROUND, METAL, MATT, RED, FRONT RING FOR FLAT INSTALL., WITH LASER INSCRI | 31.39
3SU1061-0JD30-0AA0-ZY11 | INDICATOR LIGHT, 30MM, ROUND, METAL, MATT, YELLOW, FRONT RING FOR FLAT INSTALL., WITH LASER INS | 31.39
3SU1061-0JD30-0AA0-ZY13 | INDICATOR LIGHT, 30MM, ROUND, METAL, MATT, YELLOW, FRONT RING FOR FLAT INSTALL., WITH LASER INS | 31.39
3SU1061-0JD40-0AA0-ZY12 | INDICATOR LIGHT, 30MM, ROUND, METAL, MATT, GREEN, FRONT RING FOR FLAT INSTALL., WITH LASER INSC | 31.39
3SU1061-0JD40-0AA0-ZY15 | INDICATOR LIGHT, 30MM, ROUND, METAL, MATT, GREEN, FRONT RING FOR FLAT INSTALL., WITH LASER INSC | 31.39
3SU1061-0JD50-0AA0-ZY13 | INDICATOR LIGHT, 30MM, ROUND, METAL, MATT, BLUE, FRONT RING FOR FLAT INSTALL., WITH LASER INSCR | 31.39
3SU1061-0JD50-0AA0-ZY19 | INDICATOR LIGHT, 30MM, ROUND, METAL, MATT, BLUE, FRONT RING FOR FLAT INSTALL., WITH LASER INSCR | 29.5
3SU1061-0JD70-0AA0-ZY12 | INDICATOR LIGHT, 30MM, ROUND, METAL, MATT, CLEAR, FRONT RING FOR FLAT INSTALL., WITH LASER INSC | 31.39
3SU1061-0JD70-0AA0-ZY15 | INDICATOR LIGHT, 30MM, ROUND, METAL, MATT, CLEAR, FRONT RING FOR FLAT INSTALL., WITH LASER INSC | 31.39
3SU1062-2DC20-0AA0-ZY19 | SELECTOR SWITCH, CAN BE ILLUM., 30MM, ROUND, METAL, MATT, RED, SHORT SELECTOR SWITCH, FRONT RIN | 33.55
3SU1062-2DC40-0AA0-ZY15 | SELECTOR SWITCH, CAN BE ILLUM., 30MM, ROUND, METAL, MATT, GREEN, SHORT SELECTOR SWITCH, FRONT R | 35.44
3SU1062-2DC60-0AA0 | SELECTOR SWITCH, CAN BE ILLUM., 30MM, ROUND, METAL, MATT, BLACK, WHITE, SHORT SELECTOR SWITCH, | 29.64
3SU1062-2DC60-0AA0-ZY19 | SELECTOR SWITCH, CAN BE ILLUM., 30MM, ROUND, METAL, MATT, BLACK, WHITE, SHORT SELECTOR SWITCH, | 33.55
3SU1062-2DF20-0AA0-ZY15 | SELECTOR SWITCH, CAN BE ILLUM., 30MM, ROUND, METAL, MATT, RED, SHORT SELECTOR SWITCH, FRONT RIN | 35.44
3SU1062-2DF40-0AA0 | SELECTOR SWITCH, CAN BE ILLUM., 30MM, ROUND, METAL, MATT, GREEN, SHORT SELECTOR SWITCH, FRONT R | 29.64
3SU1062-2DF40-0AA0-ZY19 | SELECTOR SWITCH, CAN BE ILLUM., 30MM, ROUND, METAL, MATT, GREEN, SHORT SELECTOR SWITCH, FRONT R | 33.55
3SU1062-2DF60-0AA0-ZX90 | SELECTOR SWITCH, CAN BE ILLUM., 30MM, ROUND, METAL, MATT, BLACK, WHITE, SHORT SELECTOR SWITCH, | 32.28
3SU1062-2DF60-0AA0-ZY15 | SELECTOR SWITCH, CAN BE ILLUM., 30MM, ROUND, METAL, MATT, BLACK, WHITE, SHORT SELECTOR SWITCH, | 35.44
3SU1062-2DL20-0AA0 | SELECTOR SWITCH, CAN BE ILLUM., 30MM, ROUND, METAL, MATT, RED, SHORT SELECTOR SWITCH, FRONT RIN | 29.64
3SU1062-2DL20-0AA0-ZY19 | SELECTOR SWITCH, CAN BE ILLUM., 30MM, ROUND, METAL, MATT, RED, SHORT SELECTOR SWITCH, FRONT RIN | 33.55
3SU1062-2DL40-0AA0 | SELECTOR SWITCH, CAN BE ILLUM., 30MM, ROUND, METAL, MATT, GREEN, SHORT SELECTOR SWITCH, FRONT R | 29.64
3SU1156-0AB40-3BA0-ZY11 | ILLUMINATED PUSHBUTTON, 22MM, ROUND, METAL, SHINY, GREEN, FLAT BUTTON, MOMENTARY CONTACT TYPE, | 33.18
3SU1156-0AB40-3BA0-ZY13 | ILLUMINATED PUSHBUTTON, 22MM, ROUND, METAL, SHINY, GREEN, FLAT BUTTON, MOMENTARY CONTACT TYPE, | 33.18
3SU1060-4LF21-0AA0-ZY19 | RONIS KEY-OPERATED SWITCH, 30MM, ROUND, METAL, MATT, FRONT RING FOR FLAT INSTALL., LOCK NO. SB30 | 59.69
3SU1061-0JA20-0AA0-ZY11 | ILLUMINATED PUSHBUTTON, 30MM, ROUND, METAL, MATT, RED, FRONT RING FOR FLAT INSTALL., LATCHING, | 40.39
3SU1061-0JA20-0AA0-ZY12 | ILLUMINATED PUSHBUTTON, 30MM, ROUND, METAL, MATT, RED, FRONT RING FOR FLAT INSTALL., LATCHING, | 40.39
3SU1061-0JA20-0AA0-ZY13 | ILLUMINATED PUSHBUTTON, 30MM, ROUND, METAL, MATT, RED, FRONT RING FOR FLAT INSTALL., LATCHING, | 40.39
3SU1061-0JA20-0AA0-ZY15 | ILLUMINATED PUSHBUTTON, 30MM, ROUND, METAL, MATT, RED, FRONT RING FOR FLAT INSTALL., LATCHING, | 40.39
3SU1061-0JA40-0AA0-ZY12 | ILLUMINATED PUSHBUTTON, 30MM, ROUND, METAL, MATT, GREEN, FRONT RING FOR FLAT INSTALL., LATCHING | 40.39
3SU1061-0JA40-0AA0-ZY13 | ILLUMINATED PUSHBUTTON, 30MM, ROUND, METAL, MATT, GREEN, FRONT RING FOR FLAT INSTALL., LATCHING | 40.39
3SU1061-0JA40-0AA0-ZY15 | ILLUMINATED PUSHBUTTON, 30MM, ROUND, METAL, MATT, GREEN, FRONT RING FOR FLAT INSTALL., LATCHING | 40.39
3SU1061-0JA40-0AA0-ZY19 | ILLUMINATED PUSHBUTTON, 30MM, ROUND, METAL, MATT, GREEN, FRONT RING FOR FLAT INSTALL., LATCHING | 38.49
3SU1061-0JA70-0AA0-ZY13 | ILLUMINATED PUSHBUTTON, 30MM, ROUND, METAL, MATT, CLEAR, FRONT RING FOR FLAT INSTALL., LATCHING | 40.39
3SU1061-0JA70-0AA0-ZY15 | ILLUMINATED PUSHBUTTON, 30MM, ROUND, METAL, MATT, CLEAR, FRONT RING FOR FLAT INSTALL., LATCHING | 40.39
3SU1061-0JA70-0AA0-ZY19 | ILLUMINATED PUSHBUTTON, 30MM, ROUND, METAL, MATT, CLEAR, FRONT RING FOR FLAT INSTALL., LATCHING | 38.49
3SU1061-0JB20-0AA0 | ILLUMINATED PUSHBUTTON, 30MM, ROUND, METAL, MATT, RED, FRONT RING FOR FLAT INSTALL., MOMENTARY | 25.91
3SU1061-0JB30-0AA0-ZY13 | ILLUMINATED PUSHBUTTON, 30MM, ROUND, METAL, MATT, YELLOW, FRONT RING FOR FLAT INSTALL., MOMENTA | 31.39
3SU1061-0JB30-0AA0-ZY15 | ILLUMINATED PUSHBUTTON, 30MM, ROUND, METAL, MATT, YELLOW, FRONT RING FOR FLAT INSTALL., MOMENTA | 31.39
3SU1061-0JB30-0AA0-ZY19 | ILLUMINATED PUSHBUTTON, 30MM, ROUND, METAL, MATT, YELLOW, FRONT RING FOR FLAT INSTALL., MOMENTA | 29.5
3SU1061-0JB40-0AA0 | ILLUMINATED PUSHBUTTON, 30MM, ROUND, METAL, MATT, GREEN, FRONT RING FOR FLAT INSTALL., MOMENTAR | 25.91
3SU1061-0JB50-0AA0-ZY15 | ILLUMINATED PUSHBUTTON, 30MM, ROUND, METAL, MATT, BLUE, FRONT RING FOR FLAT INSTALL., MOMENTARY | 31.39
3SU1061-0JB50-0AA0-ZY19 | ILLUMINATED PUSHBUTTON, 30MM, ROUND, METAL, MATT, BLUE, FRONT RING FOR FLAT INSTALL., MOMENTARY | 29.5
3SU1061-0JB70-0AA0 | ILLUMINATED PUSHBUTTON, 30MM, ROUND, METAL, MATT, CLEAR, FRONT RING FOR FLAT INSTALL., MOMENTAR | 25.91
3SU1061-0JB70-0AA0-ZX90 | ILLUMINATED PUSHBUTTON, 30MM, ROUND, METAL, MATT, CLEAR, FRONT RING FOR FLAT INSTALL., MOMENTAR | 28.23
3SU1061-0JD20-0AA0-ZY19 | INDICATOR LIGHT, 30MM, ROUND, METAL, MATT, RED, FRONT RING FOR FLAT INSTALL., WITH LASER INSCRI | 29.5
3SU1061-0JD30-0AA0 | INDICATOR LIGHT, 30MM, ROUND, METAL, MATT, YELLOW, FRONT RING FOR FLAT INSTALL., | 25.91
3SU1061-0JD30-0AA0-ZX90 | INDICATOR LIGHT, 30MM, ROUND, METAL, MATT, YELLOW, FRONT RING FOR FLAT INSTALL., Z = 50X PACK | 28.23
3SU1061-0JD30-0AA0-ZY10 | INDICATOR LIGHT, 30MM, ROUND, METAL, MATT, YELLOW, FRONT RING FOR FLAT INSTALL., WITH LASER INS | 31.39
3SU1061-0JD40-0AA0-ZY19 | INDICATOR LIGHT, 30MM, ROUND, METAL, MATT, GREEN, FRONT RING FOR FLAT INSTALL., WITH LASER INSC | 29.5
3SU1061-0JD50-0AA0 | INDICATOR LIGHT, 30MM, ROUND, METAL, MATT, BLUE, FRONT RING FOR FLAT INSTALL., | 25.91
3SU1061-0JD50-0AA0-ZX90 | INDICATOR LIGHT, 30MM, ROUND, METAL, MATT, BLUE, FRONT RING FOR FLAT INSTALL., Z = 50X PACK | 28.23
3SU1061-0JD50-0AA0-ZY10 | INDICATOR LIGHT, 30MM, ROUND, METAL, MATT, BLUE, FRONT RING FOR FLAT INSTALL., WITH LASER INSCR | 31.39
3SU1156-0AB40-3BA0-ZX90 | ILLUMINATED PUSHBUTTON, 22MM, ROUND, METAL, SHINY, GREEN, FLAT BUTTON, MOMENTARY CONTACT TYPE, | 30
3SU1156-0AB40-3FA0-ZY15 | ILLUMINATED PUSHBUTTON, 22MM, ROUND, METAL, SHINY, GREEN, FLAT BUTTON, MOMENTARY CONTACT TYPE, | 36.59
3SU1156-0AB40-3FA0-ZY19 | ILLUMINATED PUSHBUTTON, 22MM, ROUND, METAL, SHINY, GREEN, FLAT BUTTON, MOMENTARY CONTACT TYPE, | 34.68
3SU1156-0AB50-1BA0 | ILLUMINATED PUSHBUTTON, 22MM, ROUND, METAL, SHINY, BLUE, FLAT BUTTON, MOMENTARY CONTACT TYPE, | 26.32
3SU1156-0AB50-1BA0-ZX90 | ILLUMINATED PUSHBUTTON, 22MM, ROUND, METAL, SHINY, BLUE, FLAT BUTTON, MOMENTARY CONTACT TYPE, | 28.67
3SU1156-0AB50-1FA0-ZY19 | ILLUMINATED PUSHBUTTON, 22MM, ROUND, METAL, SHINY, BLUE, FLAT BUTTON, MOMENTARY CONTACT TYPE, | 32.79
3SU1156-0AB50-3BA0 | ILLUMINATED PUSHBUTTON, 22MM, ROUND, METAL, SHINY, BLUE, FLAT BUTTON, MOMENTARY CONTACT TYPE, | 27.55
3SU1156-0AB50-3BA0-ZX90 | ILLUMINATED PUSHBUTTON, 22MM, ROUND, METAL, SHINY, BLUE, FLAT BUTTON, MOMENTARY CONTACT TYPE, | 30
3SU1156-0AB50-3BA0-ZY10 | ILLUMINATED PUSHBUTTON, 22MM, ROUND, METAL, SHINY, BLUE, FLAT BUTTON, MOMENTARY CONTACT TYPE, | 33.18
3SU1156-0AB60-1BA0 | ILLUMINATED PUSHBUTTON, 22MM, ROUND, METAL, SHINY, WHITE, FLAT BUTTON, MOMENTARY CONTACT TYPE, | 26.32
3SU1156-0AB60-1BA0-ZX90 | ILLUMINATED PUSHBUTTON, 22MM, ROUND, METAL, SHINY, WHITE, FLAT BUTTON, MOMENTARY CONTACT TYPE, | 28.67
3SU1156-0AB60-1BA0-ZY10 | ILLUMINATED PUSHBUTTON, 22MM, ROUND, METAL, SHINY, WHITE, FLAT BUTTON, MOMENTARY CONTACT TYPE, | 31.85
3SU1156-0AB60-1BA0-ZY11 | ILLUMINATED PUSHBUTTON, 22MM, ROUND, METAL, SHINY, WHITE, FLAT BUTTON, MOMENTARY CONTACT TYPE, | 31.85
3SU1156-0AB60-3BA0 | ILLUMINATED PUSHBUTTON, 22MM, ROUND, METAL, SHINY, WHITE, FLAT BUTTON, MOMENTARY CONTACT TYPE, | 27.55
3SU1156-0AB60-3BA0-ZX90 | ILLUMINATED PUSHBUTTON, 22MM, ROUND, METAL, SHINY, WHITE, FLAT BUTTON, MOMENTARY CONTACT TYPE, | 30
3SU1156-0AB60-3BA0-ZY10 | ILLUMINATED PUSHBUTTON, 22MM, ROUND, METAL, SHINY, WHITE, FLAT BUTTON, MOMENTARY CONTACT TYPE, | 33.18
3SU1156-0AB60-3BA0-ZY11 | ILLUMINATED PUSHBUTTON, 22MM, ROUND, METAL, SHINY, WHITE, FLAT BUTTON, MOMENTARY CONTACT TYPE, | 33.18
3SU1156-0AB60-3BA0-ZY12 | ILLUMINATED PUSHBUTTON, 22MM, ROUND, METAL, SHINY, WHITE, FLAT BUTTON, MOMENTARY CONTACT TYPE, | 33.18
3SU1156-0AB70-1BA0-ZX90 | ILLUMINATED PUSHBUTTON, 22MM, ROUND, METAL, SHINY, CLEAR, FLAT BUTTON, MOMENTARY CONTACT TYPE, | 28.67
3SU1106-0AB50-3FA0-ZY12 | ILLUMINATED PUSHBUTTON, 22MM, ROUND, PLASTIC, BLUE, FLAT BUTTON, MOMENTARY CONTACT TYPE, WITH | 34.75
3SU1106-0AB50-3FA0-ZY13 | ILLUMINATED PUSHBUTTON, 22MM, ROUND, PLASTIC, BLUE, FLAT BUTTON, MOMENTARY CONTACT TYPE, WITH | 34.75
3SU1106-0AB50-3FA0-ZY15 | ILLUMINATED PUSHBUTTON, 22MM, ROUND, PLASTIC, BLUE, FLAT BUTTON, MOMENTARY CONTACT TYPE, WITH | 34.75
3SU1106-0AB60-1FA0-ZY12 | ILLUMINATED PUSHBUTTON, 22MM, ROUND, PLASTIC, WHITE, FLAT BUTTON, MOMENTARY CONTACT TYPE, WITH | 32.92
3SU1106-0AB60-1FA0-ZY13 | ILLUMINATED PUSHBUTTON, 22MM, ROUND, PLASTIC, WHITE, FLAT BUTTON, MOMENTARY CONTACT TYPE, WITH | 32.92
3SU1106-0AB60-1FA0-ZY15 | ILLUMINATED PUSHBUTTON, 22MM, ROUND, PLASTIC, WHITE, FLAT BUTTON, MOMENTARY CONTACT TYPE, WITH | 32.92
3SU1106-0AB60-1FA0-ZY19 | ILLUMINATED PUSHBUTTON, 22MM, ROUND, PLASTIC, WHITE, FLAT BUTTON, MOMENTARY CONTACT TYPE, WITH | 31.02
3SU1106-0AB60-3FA0-ZY13 | ILLUMINATED PUSHBUTTON, 22MM, ROUND, PLASTIC, WHITE, FLAT BUTTON, MOMENTARY CONTACT TYPE, WITH | 34.75
3SU1106-0AB60-3FA0-ZY15 | ILLUMINATED PUSHBUTTON, 22MM, ROUND, PLASTIC, WHITE, FLAT BUTTON, MOMENTARY CONTACT TYPE, WITH | 34.75
3SU1106-0AB60-3FA0-ZY19 | ILLUMINATED PUSHBUTTON, 22MM, ROUND, PLASTIC, WHITE, FLAT BUTTON, MOMENTARY CONTACT TYPE, WITH | 32.85
3SU1062-2DC40-0AA0-ZY19 | SELECTOR SWITCH, CAN BE ILLUM., 30MM, ROUND, METAL, MATT, GREEN, SHORT SELECTOR SWITCH, FRONT R | 33.55
3SU1062-2DC60-0AA0-ZY15 | SELECTOR SWITCH, CAN BE ILLUM., 30MM, ROUND, METAL, MATT, BLACK, WHITE, SHORT SELECTOR SWITCH, | 35.44
3SU1062-2DF20-0AA0 | SELECTOR SWITCH, CAN BE ILLUM., 30MM, ROUND, METAL, MATT, RED, SHORT SELECTOR SWITCH, FRONT RIN | 29.64
3SU1062-2DF20-0AA0-ZY19 | SELECTOR SWITCH, CAN BE ILLUM., 30MM, ROUND, METAL, MATT, RED, SHORT SELECTOR SWITCH, FRONT RIN | 33.55
3SU1062-2DF40-0AA0-ZX90 | SELECTOR SWITCH, CAN BE ILLUM., 30MM, ROUND, METAL, MATT, GREEN, SHORT SELECTOR SWITCH, FRONT R | 32.28
3SU1062-2DF40-0AA0-ZY15 | SELECTOR SWITCH, CAN BE ILLUM., 30MM, ROUND, METAL, MATT, GREEN, SHORT SELECTOR SWITCH, FRONT R | 35.44
3SU1062-2DF60-0AA0 | SELECTOR SWITCH, CAN BE ILLUM., 30MM, ROUND, METAL, MATT, BLACK, WHITE, SHORT SELECTOR SWITCH, | 29.64
3SU1062-2DF60-0AA0-ZY19 | SELECTOR SWITCH, CAN BE ILLUM., 30MM, ROUND, METAL, MATT, BLACK, WHITE, SHORT SELECTOR SWITCH, | 33.55
3SU1062-2DL20-0AA0-ZX90 | SELECTOR SWITCH, CAN BE ILLUM., 30MM, ROUND, METAL, MATT, RED, SHORT SELECTOR SWITCH, FRONT RIN | 32.28
3SU1062-2DL20-0AA0-ZY15 | SELECTOR SWITCH, CAN BE ILLUM., 30MM, ROUND, METAL, MATT, RED, SHORT SELECTOR SWITCH, FRONT RIN | 35.44
3SU1062-2DL30-0AA0 | SELECTOR SWITCH, CAN BE ILLUM., 30MM, ROUND, METAL, MATT, YELLOW, SHORT SELECTOR SWITCH, FRONT | 29.64
3SU1156-0AB40-1FA0-ZY13 | ILLUMINATED PUSHBUTTON, 22MM, ROUND, METAL, SHINY, GREEN, FLAT BUTTON, MOMENTARY CONTACT TYPE, | 34.68
3SU1156-0AB40-3BA0-ZY10 | ILLUMINATED PUSHBUTTON, 22MM, ROUND, METAL, SHINY, GREEN, FLAT BUTTON, MOMENTARY CONTACT TYPE, | 33.18
3SU1156-0AB40-3BA0-ZY12 | ILLUMINATED PUSHBUTTON, 22MM, ROUND, METAL, SHINY, GREEN, FLAT BUTTON, MOMENTARY CONTACT TYPE, | 33.18
3SU1156-0AB40-3FA0-ZY11 | ILLUMINATED PUSHBUTTON, 22MM, ROUND, METAL, SHINY, GREEN, FLAT BUTTON, MOMENTARY CONTACT TYPE, | 36.59
3SU1156-0AB40-3FA0-ZY13 | ILLUMINATED PUSHBUTTON, 22MM, ROUND, METAL, SHINY, GREEN, FLAT BUTTON, MOMENTARY CONTACT TYPE, | 36.59
3SU1156-0AB50-1BA0-ZY10 | ILLUMINATED PUSHBUTTON, 22MM, ROUND, METAL, SHINY, BLUE, FLAT BUTTON, MOMENTARY CONTACT TYPE, | 31.85
3SU1156-0AB50-1BA0-ZY12 | ILLUMINATED PUSHBUTTON, 22MM, ROUND, METAL, SHINY, BLUE, FLAT BUTTON, MOMENTARY CONTACT TYPE, | 31.85
3SU1156-0AB50-1BA0-ZY15 | ILLUMINATED PUSHBUTTON, 22MM, ROUND, METAL, SHINY, BLUE, FLAT BUTTON, MOMENTARY CONTACT TYPE, | 31.85
3SU1156-0AB50-1FA0-ZY11 | ILLUMINATED PUSHBUTTON, 22MM, ROUND, METAL, SHINY, BLUE, FLAT BUTTON, MOMENTARY CONTACT TYPE, | 34.68
3SU1156-0AB50-1FA0-ZY13 | ILLUMINATED PUSHBUTTON, 22MM, ROUND, METAL, SHINY, BLUE, FLAT BUTTON, MOMENTARY CONTACT TYPE, | 34.68
3SU1156-0AB50-3BA0-ZY12 | ILLUMINATED PUSHBUTTON, 22MM, ROUND, METAL, SHINY, BLUE, FLAT BUTTON, MOMENTARY CONTACT TYPE, | 33.18
3SU1156-0AB50-3BA0-ZY15 | ILLUMINATED PUSHBUTTON, 22MM, ROUND, METAL, SHINY, BLUE, FLAT BUTTON, MOMENTARY CONTACT TYPE, | 33.18
3SU1156-0AB50-3FA0-ZY13 | ILLUMINATED PUSHBUTTON, 22MM, ROUND, METAL, SHINY, BLUE, FLAT BUTTON, MOMENTARY CONTACT TYPE, | 36.59
3SU1156-0AB50-3FA0-ZY19 | ILLUMINATED PUSHBUTTON, 22MM, ROUND, METAL, SHINY, BLUE, FLAT BUTTON, MOMENTARY CONTACT TYPE, | 34.68
3SU1156-0AB60-1BA0-ZY12 | ILLUMINATED PUSHBUTTON, 22MM, ROUND, METAL, SHINY, WHITE, FLAT BUTTON, MOMENTARY CONTACT TYPE, | 31.85
3SU1156-0AB60-1BA0-ZY15 | ILLUMINATED PUSHBUTTON, 22MM, ROUND, METAL, SHINY, WHITE, FLAT BUTTON, MOMENTARY CONTACT TYPE, | 31.85
3SU1156-0AB60-1FA0-ZY13 | ILLUMINATED PUSHBUTTON, 22MM, ROUND, METAL, SHINY, WHITE, FLAT BUTTON, MOMENTARY CONTACT TYPE, | 34.68
3SU1156-0AB60-1FA0-ZY19 | ILLUMINATED PUSHBUTTON, 22MM, ROUND, METAL, SHINY, WHITE, FLAT BUTTON, MOMENTARY CONTACT TYPE, | 32.79
3SU1156-0AB40-3FA0-ZY10 | ILLUMINATED PUSHBUTTON, 22MM, ROUND, METAL, SHINY, GREEN, FLAT BUTTON, MOMENTARY CONTACT TYPE, | 36.59
3SU1156-0AB40-3FA0-ZY12 | ILLUMINATED PUSHBUTTON, 22MM, ROUND, METAL, SHINY, GREEN, FLAT BUTTON, MOMENTARY CONTACT TYPE, | 36.59
3SU1156-0AB50-1BA0-ZY11 | ILLUMINATED PUSHBUTTON, 22MM, ROUND, METAL, SHINY, BLUE, FLAT BUTTON, MOMENTARY CONTACT TYPE, | 31.85
3SU1156-0AB50-1BA0-ZY13 | ILLUMINATED PUSHBUTTON, 22MM, ROUND, METAL, SHINY, BLUE, FLAT BUTTON, MOMENTARY CONTACT TYPE, | 31.85
3SU1156-0AB50-1FA0-ZY12 | ILLUMINATED PUSHBUTTON, 22MM, ROUND, METAL, SHINY, BLUE, FLAT BUTTON, MOMENTARY CONTACT TYPE, | 34.68
3SU1156-0AB50-1FA0-ZY15 | ILLUMINATED PUSHBUTTON, 22MM, ROUND, METAL, SHINY, BLUE, FLAT BUTTON, MOMENTARY CONTACT TYPE, | 34.68
3SU1156-0AB50-3BA0-ZY11 | ILLUMINATED PUSHBUTTON, 22MM, ROUND, METAL, SHINY, BLUE, FLAT BUTTON, MOMENTARY CONTACT TYPE, | 33.18
3SU1156-0AB50-3BA0-ZY13 | ILLUMINATED PUSHBUTTON, 22MM, ROUND, METAL, SHINY, BLUE, FLAT BUTTON, MOMENTARY CONTACT TYPE, | 33.18
3SU1156-0AB50-3FA0-ZY12 | ILLUMINATED PUSHBUTTON, 22MM, ROUND, METAL, SHINY, BLUE, FLAT BUTTON, MOMENTARY CONTACT TYPE, | 36.59
3SU1156-0AB50-3FA0-ZY15 | ILLUMINATED PUSHBUTTON, 22MM, ROUND, METAL, SHINY, BLUE, FLAT BUTTON, MOMENTARY CONTACT TYPE, | 36.59
3SU1156-0AB60-1BA0-ZY13 | ILLUMINATED PUSHBUTTON, 22MM, ROUND, METAL, SHINY, WHITE, FLAT BUTTON, MOMENTARY CONTACT TYPE, | 31.85
3SU1156-0AB60-1BA0-ZY19 | ILLUMINATED PUSHBUTTON, 22MM, ROUND, METAL, SHINY, WHITE, FLAT BUTTON, MOMENTARY CONTACT TYPE, | 29.95
3SU1156-0AB60-1FA0-ZY12 | ILLUMINATED PUSHBUTTON, 22MM, ROUND, METAL, SHINY, WHITE, FLAT BUTTON, MOMENTARY CONTACT TYPE, | 34.68
3SU1156-0AB60-1FA0-ZY15 | ILLUMINATED PUSHBUTTON, 22MM, ROUND, METAL, SHINY, WHITE, FLAT BUTTON, MOMENTARY CONTACT TYPE, | 34.68
3SU1156-0AB60-3BA0-ZY13 | ILLUMINATED PUSHBUTTON, 22MM, ROUND, METAL, SHINY, WHITE, FLAT BUTTON, MOMENTARY CONTACT TYPE, | 33.18
3SU1156-0AB60-3BA0-ZY19 | ILLUMINATED PUSHBUTTON, 22MM, ROUND, METAL, SHINY, WHITE, FLAT BUTTON, MOMENTARY CONTACT TYPE, | 31.28
3SU1156-0AB60-3FA0-ZY15 | ILLUMINATED PUSHBUTTON, 22MM, ROUND, METAL, SHINY, WHITE, FLAT BUTTON, MOMENTARY CONTACT TYPE, | 36.59
3SU1156-0AB70-1BA0 | ILLUMINATED PUSHBUTTON, 22MM, ROUND, METAL, SHINY, CLEAR, FLAT BUTTON, MOMENTARY CONTACT TYPE, | 26.32
3SU1106-0AB50-3FA0-ZY19 | ILLUMINATED PUSHBUTTON, 22MM, ROUND, PLASTIC, BLUE, FLAT BUTTON, MOMENTARY CONTACT TYPE, WITH | 32.85
3SU1106-0AB60-1BA0-ZX90 | ILLUMINATED PUSHBUTTON, 22MM, ROUND, PLASTIC, WHITE, FLAT BUTTON, MOMENTARY CONTACT TYPE, WITH | 26.77
3SU1106-0AB60-1FA0 | ILLUMINATED PUSHBUTTON, 22MM, ROUND, PLASTIC, WHITE, FLAT BUTTON, MOMENTARY CONTACT TYPE, WITH | 27.34
3SU1106-0AB60-1FA0-ZY10 | ILLUMINATED PUSHBUTTON, 22MM, ROUND, PLASTIC, WHITE, FLAT BUTTON, MOMENTARY CONTACT TYPE, WITH | 32.92
3SU1106-0AB60-3BA0-ZX90 | ILLUMINATED PUSHBUTTON, 22MM, ROUND, PLASTIC, WHITE, FLAT BUTTON, MOMENTARY CONTACT TYPE, WITH | 28.23
3SU1106-0AB60-3BA0-ZY11 | ILLUMINATED PUSHBUTTON, 22MM, ROUND, PLASTIC, WHITE, FLAT BUTTON, MOMENTARY CONTACT TYPE, WITH | 31.39
3SU1106-0AB60-3FA0 | ILLUMINATED PUSHBUTTON, 22MM, ROUND, PLASTIC, WHITE, FLAT BUTTON, MOMENTARY CONTACT TYPE, WITH | 28.99
3SU1106-0AB60-3FA0-ZY10 | ILLUMINATED PUSHBUTTON, 22MM, ROUND, PLASTIC, WHITE, FLAT BUTTON, MOMENTARY CONTACT TYPE, WITH | 34.75
3SU1106-0AB60-3FA0-ZY12 | ILLUMINATED PUSHBUTTON, 22MM, ROUND, PLASTIC, WHITE, FLAT BUTTON, MOMENTARY CONTACT TYPE, WITH | 34.75
3SU1106-0AB70-1BA0-ZX90 | ILLUMINATED PUSHBUTTON, 22MM, ROUND, PLASTIC, CLEAR, FLAT BUTTON, MOMENTARY CONTACT TYPE, WITH | 26.77
3SU1106-0AB70-1BA0-ZY11 | ILLUMINATED PUSHBUTTON, 22MM, ROUND, PLASTIC, CLEAR, FLAT BUTTON, MOMENTARY CONTACT TYPE, WITH | 29.95
3SU1061-0JD50-0AA0-ZY11 | INDICATOR LIGHT, 30MM, ROUND, METAL, MATT, BLUE, FRONT RING FOR FLAT INSTALL., WITH LASER INSCR | 31.39
3SU1062-2DC20-0AA0 | SELECTOR SWITCH, CAN BE ILLUM., 30MM, ROUND, METAL, MATT, RED, SHORT SELECTOR SWITCH, FRONT RIN | 29.64
3SU1062-2DC20-0AA0-ZX90 | SELECTOR SWITCH, CAN BE ILLUM., 30MM, ROUND, METAL, MATT, RED, SHORT SELECTOR SWITCH, FRONT RIN | 32.28
3SU1062-2DC20-0AA0-ZY10 | SELECTOR SWITCH, CAN BE ILLUM., 30MM, ROUND, METAL, MATT, RED, SHORT SELECTOR SWITCH, FRONT RIN | 35.44
3SU1062-2DC20-0AA0-ZY11 | SELECTOR SWITCH, CAN BE ILLUM., 30MM, ROUND, METAL, MATT, RED, SHORT SELECTOR SWITCH, FRONT RIN | 35.44
3SU1062-2DC60-0AA0-ZX90 | SELECTOR SWITCH, CAN BE ILLUM., 30MM, ROUND, METAL, MATT, BLACK, WHITE, SHORT SELECTOR SWITCH, | 32.28
3SU1062-2DC60-0AA0-ZY10 | SELECTOR SWITCH, CAN BE ILLUM., 30MM, ROUND, METAL, MATT, BLACK, WHITE, SHORT SELECTOR SWITCH, | 35.44
3SU1062-2DC60-0AA0-ZY11 | SELECTOR SWITCH, CAN BE ILLUM., 30MM, ROUND, METAL, MATT, BLACK, WHITE, SHORT SELECTOR SWITCH, | 35.44
3SU1062-2DC60-0AA0-ZY12 | SELECTOR SWITCH, CAN BE ILLUM., 30MM, ROUND, METAL, MATT, BLACK, WHITE, SHORT SELECTOR SWITCH, | 35.44
3SU1062-2DF40-0AA0-ZY10 | SELECTOR SWITCH, CAN BE ILLUM., 30MM, ROUND, METAL, MATT, GREEN, SHORT SELECTOR SWITCH, FRONT R | 35.44
3SU1062-2DF40-0AA0-ZY11 | SELECTOR SWITCH, CAN BE ILLUM., 30MM, ROUND, METAL, MATT, GREEN, SHORT SELECTOR SWITCH, FRONT R | 35.44
3SU1062-2DF40-0AA0-ZY12 | SELECTOR SWITCH, CAN BE ILLUM., 30MM, ROUND, METAL, MATT, GREEN, SHORT SELECTOR SWITCH, FRONT R | 35.44
3SU1062-2DL20-0AA0-ZY10 | SELECTOR SWITCH, CAN BE ILLUM., 30MM, ROUND, METAL, MATT, RED, SHORT SELECTOR SWITCH, FRONT RIN | 35.44
3SU1062-2DL20-0AA0-ZY11 | SELECTOR SWITCH, CAN BE ILLUM., 30MM, ROUND, METAL, MATT, RED, SHORT SELECTOR SWITCH, FRONT RIN | 35.44
3SU1062-2DL20-0AA0-ZY12 | SELECTOR SWITCH, CAN BE ILLUM., 30MM, ROUND, METAL, MATT, RED, SHORT SELECTOR SWITCH, FRONT RIN | 35.44
3SU1156-0AB40-3BA0-ZY15 | ILLUMINATED PUSHBUTTON, 22MM, ROUND, METAL, SHINY, GREEN, FLAT BUTTON, MOMENTARY CONTACT TYPE, | 33.18
3SU1156-0AB40-3BA0-ZY19 | ILLUMINATED PUSHBUTTON, 22MM, ROUND, METAL, SHINY, GREEN, FLAT BUTTON, MOMENTARY CONTACT TYPE, | 31.28
3SU1156-0AB40-3FA0 | ILLUMINATED PUSHBUTTON, 22MM, ROUND, METAL, SHINY, GREEN, FLAT BUTTON, MOMENTARY CONTACT TYPE, | 30.68
3SU1156-0AB40-3FA0-ZX90 | ILLUMINATED PUSHBUTTON, 22MM, ROUND, METAL, SHINY, GREEN, FLAT BUTTON, MOMENTARY CONTACT TYPE, | 33.42
3SU1156-0AB50-1BA0-ZY19 | ILLUMINATED PUSHBUTTON, 22MM, ROUND, METAL, SHINY, BLUE, FLAT BUTTON, MOMENTARY CONTACT TYPE, | 29.95
3SU1156-0AB50-1FA0 | ILLUMINATED PUSHBUTTON, 22MM, ROUND, METAL, SHINY, BLUE, FLAT BUTTON, MOMENTARY CONTACT TYPE, | 28.95
3SU1156-0AB50-1FA0-ZX90 | ILLUMINATED PUSHBUTTON, 22MM, ROUND, METAL, SHINY, BLUE, FLAT BUTTON, MOMENTARY CONTACT TYPE, | 31.52
3SU1156-0AB50-1FA0-ZY10 | ILLUMINATED PUSHBUTTON, 22MM, ROUND, METAL, SHINY, BLUE, FLAT BUTTON, MOMENTARY CONTACT TYPE, | 34.68
3SU1156-0AB50-3BA0-ZY19 | ILLUMINATED PUSHBUTTON, 22MM, ROUND, METAL, SHINY, BLUE, FLAT BUTTON, MOMENTARY CONTACT TYPE, | 31.28
3SU1156-0AB50-3FA0 | ILLUMINATED PUSHBUTTON, 22MM, ROUND, METAL, SHINY, BLUE, FLAT BUTTON, MOMENTARY CONTACT TYPE, | 30.68
3SU1156-0AB50-3FA0-ZX90 | ILLUMINATED PUSHBUTTON, 22MM, ROUND, METAL, SHINY, BLUE, FLAT BUTTON, MOMENTARY CONTACT TYPE, | 33.42
3SU1156-0AB50-3FA0-ZY10 | ILLUMINATED PUSHBUTTON, 22MM, ROUND, METAL, SHINY, BLUE, FLAT BUTTON, MOMENTARY CONTACT TYPE, | 36.59
3SU1156-0AB50-3FA0-ZY11 | ILLUMINATED PUSHBUTTON, 22MM, ROUND, METAL, SHINY, BLUE, FLAT BUTTON, MOMENTARY CONTACT TYPE, | 36.59
3SU1156-0AB60-1FA0 | ILLUMINATED PUSHBUTTON, 22MM, ROUND, METAL, SHINY, WHITE, FLAT BUTTON, MOMENTARY CONTACT TYPE, | 28.95
3SU1106-0AB70-1BA0 | ILLUMINATED PUSHBUTTON, 22MM, ROUND, PLASTIC, CLEAR, FLAT BUTTON, MOMENTARY CONTACT TYPE, WITH | 24.59
3SU1106-0AB70-1FA0-ZY13 | ILLUMINATED PUSHBUTTON, 22MM, ROUND, PLASTIC, CLEAR, FLAT BUTTON, MOMENTARY CONTACT TYPE, WITH | 32.92
3SU1106-0AB70-1FA0-ZY15 | ILLUMINATED PUSHBUTTON, 22MM, ROUND, PLASTIC, CLEAR, FLAT BUTTON, MOMENTARY CONTACT TYPE, WITH | 32.92
3SU1106-0AB70-1FA0-ZY19 | ILLUMINATED PUSHBUTTON, 22MM, ROUND, PLASTIC, CLEAR, FLAT BUTTON, MOMENTARY CONTACT TYPE, WITH | 31.02
3SU1106-0AB70-3BA0 | ILLUMINATED PUSHBUTTON, 22MM, ROUND, PLASTIC, CLEAR, FLAT BUTTON, MOMENTARY CONTACT TYPE, WITH | 25.91
3SU1106-0AB70-3FA0-ZY15 | ILLUMINATED PUSHBUTTON, 22MM, ROUND, PLASTIC, CLEAR, FLAT BUTTON, MOMENTARY CONTACT TYPE, WITH | 34.75
3SU1106-0AB70-3FA0-ZY19 | ILLUMINATED PUSHBUTTON, 22MM, ROUND, PLASTIC, CLEAR, FLAT BUTTON, MOMENTARY CONTACT TYPE, WITH | 32.85
3SU1106-6AA00-1AA0 | INDICATOR LIGHT, 22MM, ROUND, PLASTIC, AMBER, SMOOTH LENS, WITH HOLDER, LED MODULE, WITH INTE | 18.04
3SU1106-6AA00-1AA0-ZX90 | INDICATOR LIGHT, 22MM, ROUND, PLASTIC, AMBER, SMOOTH LENS, WITH HOLDER, LED MODULE, WITH INTE | 19.63
3SU1106-6AA20-1AA0-ZY19 | INDICATOR LIGHT, 22MM, ROUND, PLASTIC, RED, SMOOTH LENS, WITH HOLDER, LED MODULE, WITH INTEGR | 20.89
3SU1106-6AA20-3AA0 | INDICATOR LIGHT, 22MM, ROUND, PLASTIC, RED, SMOOTH LENS, WITH HOLDER, LED MODULE, WITH INTEGR | 19.2
3SU1106-6AA20-3AA0-ZX90 | INDICATOR LIGHT, 22MM, ROUND, PLASTIC, RED, SMOOTH LENS, WITH HOLDER, LED MODULE, WITH INTEGR | 20.89
3SU1106-6AA20-3AA0-ZY10 | INDICATOR LIGHT, 22MM, ROUND, PLASTIC, RED, SMOOTH LENS, WITH HOLDER, LED MODULE, WITH INTEGR | 24.05
3SU1106-6AA30-1AA0-ZY19 | INDICATOR LIGHT, 22MM, ROUND, PLASTIC, YELLOW, SMOOTH LENS, WITH HOLDER, LED MODULE, WITH INT | 20.89
3SU1106-6AA30-3AA0 | INDICATOR LIGHT, 22MM, ROUND, PLASTIC, YELLOW, SMOOTH LENS, WITH HOLDER, LED MODULE, WITH INT | 19.2
3SU1106-6AA30-3AA0-ZX90 | INDICATOR LIGHT, 22MM, ROUND, PLASTIC, YELLOW, SMOOTH LENS, WITH HOLDER, LED MODULE, WITH INT | 20.89
3SU1106-6AA30-3AA0-ZY10 | INDICATOR LIGHT, 22MM, ROUND, PLASTIC, YELLOW, SMOOTH LENS, WITH HOLDER, LED MODULE, WITH INT | 24.05
3SU1106-6AA30-3AA0-ZY11 | INDICATOR LIGHT, 22MM, ROUND, PLASTIC, YELLOW, SMOOTH LENS, WITH HOLDER, LED MODULE, WITH INT | 24.05
3SU1106-6AA40-3AA0 | INDICATOR LIGHT, 22MM, ROUND, PLASTIC, GREEN, SMOOTH LENS, WITH HOLDER, LED MODULE, WITH INTE | 19.2
3SU1106-6AA40-3AA0-ZX90 | INDICATOR LIGHT, 22MM, ROUND, PLASTIC, GREEN, SMOOTH LENS, WITH HOLDER, LED MODULE, WITH INTE | 20.89
3SU1106-6AA40-3AA0-ZY10 | INDICATOR LIGHT, 22MM, ROUND, PLASTIC, GREEN, SMOOTH LENS, WITH HOLDER, LED MODULE, WITH INTE | 24.05
3SU1106-6AA40-3AA0-ZY11 | INDICATOR LIGHT, 22MM, ROUND, PLASTIC, GREEN, SMOOTH LENS, WITH HOLDER, LED MODULE, WITH INTE | 24.05
3SU1106-6AA50-3AA0-ZX90 | INDICATOR LIGHT, 22MM, ROUND, PLASTIC, BLUE, SMOOTH LENS, WITH HOLDER, LED MODULE, WITH INTEG | 20.89
3SU1106-6AA50-3AA0-ZY10 | INDICATOR LIGHT, 22MM, ROUND, PLASTIC, BLUE, SMOOTH LENS, WITH HOLDER, LED MODULE, WITH INTEG | 24.05
3SU1106-6AA50-3AA0-ZY11 | INDICATOR LIGHT, 22MM, ROUND, PLASTIC, BLUE, SMOOTH LENS, WITH HOLDER, LED MODULE, WITH INTEG | 24.05
3SU1106-6AA50-3AA0-ZY12 | INDICATOR LIGHT, 22MM, ROUND, PLASTIC, BLUE, SMOOTH LENS, WITH HOLDER, LED MODULE, WITH INTEG | 24.05
3SU1106-6AA60-3AA0-ZY10 | INDICATOR LIGHT, 22MM, ROUND, PLASTIC, WHITE, SMOOTH LENS, WITH HOLDER, LED MODULE, WITH INTE | 24.05
3SU1106-6AA60-3AA0-ZY11 | INDICATOR LIGHT, 22MM, ROUND, PLASTIC, WHITE, SMOOTH LENS, WITH HOLDER, LED MODULE, WITH INTE | 24.05
3SU1106-6AA60-3AA0-ZY12 | INDICATOR LIGHT, 22MM, ROUND, PLASTIC, WHITE, SMOOTH LENS, WITH HOLDER, LED MODULE, WITH INTE | 24.05
3SU1106-6AA60-3AA0-ZY13 | INDICATOR LIGHT, 22MM, ROUND, PLASTIC, WHITE, SMOOTH LENS, WITH HOLDER, LED MODULE, WITH INTE | 24.05
3SU1156-0AB60-3BA0-ZY15 | ILLUMINATED PUSHBUTTON, 22MM, ROUND, METAL, SHINY, WHITE, FLAT BUTTON, MOMENTARY CONTACT TYPE, | 33.18
3SU1156-0AB60-3FA0 | ILLUMINATED PUSHBUTTON, 22MM, ROUND, METAL, SHINY, WHITE, FLAT BUTTON, MOMENTARY CONTACT TYPE, | 30.68
3SU1156-0AB60-3FA0-ZY13 | ILLUMINATED PUSHBUTTON, 22MM, ROUND, METAL, SHINY, WHITE, FLAT BUTTON, MOMENTARY CONTACT TYPE, | 36.59
3SU1156-0AB60-3FA0-ZY19 | ILLUMINATED PUSHBUTTON, 22MM, ROUND, METAL, SHINY, WHITE, FLAT BUTTON, MOMENTARY CONTACT TYPE, | 34.68
3SU1106-0AB60-1BA0 | ILLUMINATED PUSHBUTTON, 22MM, ROUND, PLASTIC, WHITE, FLAT BUTTON, MOMENTARY CONTACT TYPE, WITH | 24.59
3SU1106-0AB60-1BA0-ZY10 | ILLUMINATED PUSHBUTTON, 22MM, ROUND, PLASTIC, WHITE, FLAT BUTTON, MOMENTARY CONTACT TYPE, WITH | 29.95
3SU1106-0AB60-1FA0-ZX90 | ILLUMINATED PUSHBUTTON, 22MM, ROUND, PLASTIC, WHITE, FLAT BUTTON, MOMENTARY CONTACT TYPE, WITH | 29.76
3SU1106-0AB60-1FA0-ZY11 | ILLUMINATED PUSHBUTTON, 22MM, ROUND, PLASTIC, WHITE, FLAT BUTTON, MOMENTARY CONTACT TYPE, WITH | 32.92
3SU1106-0AB60-3BA0 | ILLUMINATED PUSHBUTTON, 22MM, ROUND, PLASTIC, WHITE, FLAT BUTTON, MOMENTARY CONTACT TYPE, WITH | 25.91
3SU1106-0AB60-3BA0-ZY10 | ILLUMINATED PUSHBUTTON, 22MM, ROUND, PLASTIC, WHITE, FLAT BUTTON, MOMENTARY CONTACT TYPE, WITH | 31.39
3SU1106-0AB60-3FA0-ZX90 | ILLUMINATED PUSHBUTTON, 22MM, ROUND, PLASTIC, WHITE, FLAT BUTTON, MOMENTARY CONTACT TYPE, WITH | 31.59
3SU1106-0AB60-3FA0-ZY11 | ILLUMINATED PUSHBUTTON, 22MM, ROUND, PLASTIC, WHITE, FLAT BUTTON, MOMENTARY CONTACT TYPE, WITH | 34.75
3SU1106-0AB70-1BA0-ZY10 | ILLUMINATED PUSHBUTTON, 22MM, ROUND, PLASTIC, CLEAR, FLAT BUTTON, MOMENTARY CONTACT TYPE, WITH | 29.95
3SU1106-0AB70-1BA0-ZY12 | ILLUMINATED PUSHBUTTON, 22MM, ROUND, PLASTIC, CLEAR, FLAT BUTTON, MOMENTARY CONTACT TYPE, WITH | 29.95
3SU1106-0AB70-1FA0-ZX90 | ILLUMINATED PUSHBUTTON, 22MM, ROUND, PLASTIC, CLEAR, FLAT BUTTON, MOMENTARY CONTACT TYPE, WITH | 29.76
3SU1106-0AB70-1FA0-ZY11 | ILLUMINATED PUSHBUTTON, 22MM, ROUND, PLASTIC, CLEAR, FLAT BUTTON, MOMENTARY CONTACT TYPE, WITH | 32.92
3SU1106-0AB70-3BA0-ZY10 | ILLUMINATED PUSHBUTTON, 22MM, ROUND, PLASTIC, CLEAR, FLAT BUTTON, MOMENTARY CONTACT TYPE, WITH | 31.39
3SU1106-0AB70-3BA0-ZY12 | ILLUMINATED PUSHBUTTON, 22MM, ROUND, PLASTIC, CLEAR, FLAT BUTTON, MOMENTARY CONTACT TYPE, WITH | 31.39
3SU1106-0AB70-3FA0-ZY11 | ILLUMINATED PUSHBUTTON, 22MM, ROUND, PLASTIC, CLEAR, FLAT BUTTON, MOMENTARY CONTACT TYPE, WITH | 34.75
3SU1106-0AB70-3FA0-ZY13 | ILLUMINATED PUSHBUTTON, 22MM, ROUND, PLASTIC, CLEAR, FLAT BUTTON, MOMENTARY CONTACT TYPE, WITH | 34.75
3SU1106-6AA00-1AA0-ZY10 | INDICATOR LIGHT, 22MM, ROUND, PLASTIC, AMBER, SMOOTH LENS, WITH HOLDER, LED MODULE, WITH INTE | 22.79
3SU1106-6AA00-1AA0-ZY12 | INDICATOR LIGHT, 22MM, ROUND, PLASTIC, AMBER, SMOOTH LENS, WITH HOLDER, LED MODULE, WITH INTE | 22.79
3SU1106-6AA20-1AA0-ZY11 | INDICATOR LIGHT, 22MM, ROUND, PLASTIC, RED, SMOOTH LENS, WITH HOLDER, LED MODULE, WITH INTEGR | 22.79
3SU1106-6AA20-1AA0-ZY13 | INDICATOR LIGHT, 22MM, ROUND, PLASTIC, RED, SMOOTH LENS, WITH HOLDER, LED MODULE, WITH INTEGR | 22.79
3SU1106-6AA20-3AA0-ZY12 | INDICATOR LIGHT, 22MM, ROUND, PLASTIC, RED, SMOOTH LENS, WITH HOLDER, LED MODULE, WITH INTEGR | 24.05
3SU1106-6AA20-3AA0-ZY15 | INDICATOR LIGHT, 22MM, ROUND, PLASTIC, RED, SMOOTH LENS, WITH HOLDER, LED MODULE, WITH INTEGR | 24.05
3SU1106-6AA30-1AA0-ZY11 | INDICATOR LIGHT, 22MM, ROUND, PLASTIC, YELLOW, SMOOTH LENS, WITH HOLDER, LED MODULE, WITH INT | 22.79
3SU1106-6AA30-1AA0-ZY13 | INDICATOR LIGHT, 22MM, ROUND, PLASTIC, YELLOW, SMOOTH LENS, WITH HOLDER, LED MODULE, WITH INT | 22.79
3SU1106-6AA30-3AA0-ZY12 | INDICATOR LIGHT, 22MM, ROUND, PLASTIC, YELLOW, SMOOTH LENS, WITH HOLDER, LED MODULE, WITH INT | 24.05
3SU1106-0AB70-1FA0-ZY10 | ILLUMINATED PUSHBUTTON, 22MM, ROUND, PLASTIC, CLEAR, FLAT BUTTON, MOMENTARY CONTACT TYPE, WITH | 32.92
3SU1106-0AB70-1FA0-ZY12 | ILLUMINATED PUSHBUTTON, 22MM, ROUND, PLASTIC, CLEAR, FLAT BUTTON, MOMENTARY CONTACT TYPE, WITH | 32.92
3SU1106-0AB70-3BA0-ZX90 | ILLUMINATED PUSHBUTTON, 22MM, ROUND, PLASTIC, CLEAR, FLAT BUTTON, MOMENTARY CONTACT TYPE, WITH | 28.23
3SU1106-0AB70-3BA0-ZY11 | ILLUMINATED PUSHBUTTON, 22MM, ROUND, PLASTIC, CLEAR, FLAT BUTTON, MOMENTARY CONTACT TYPE, WITH | 31.39
3SU1106-0AB70-3BA0-ZY13 | ILLUMINATED PUSHBUTTON, 22MM, ROUND, PLASTIC, CLEAR, FLAT BUTTON, MOMENTARY CONTACT TYPE, WITH | 31.39
3SU1106-0AB70-3FA0-ZY10 | ILLUMINATED PUSHBUTTON, 22MM, ROUND, PLASTIC, CLEAR, FLAT BUTTON, MOMENTARY CONTACT TYPE, WITH | 34.75
3SU1106-0AB70-3FA0-ZY12 | ILLUMINATED PUSHBUTTON, 22MM, ROUND, PLASTIC, CLEAR, FLAT BUTTON, MOMENTARY CONTACT TYPE, WITH | 34.75
3SU1106-6AA00-1AA0-ZY11 | INDICATOR LIGHT, 22MM, ROUND, PLASTIC, AMBER, SMOOTH LENS, WITH HOLDER, LED MODULE, WITH INTE | 22.79
3SU1106-6AA00-1AA0-ZY13 | INDICATOR LIGHT, 22MM, ROUND, PLASTIC, AMBER, SMOOTH LENS, WITH HOLDER, LED MODULE, WITH INTE | 22.79
3SU1106-6AA20-1AA0-ZY12 | INDICATOR LIGHT, 22MM, ROUND, PLASTIC, RED, SMOOTH LENS, WITH HOLDER, LED MODULE, WITH INTEGR | 22.79
3SU1106-6AA20-1AA0-ZY15 | INDICATOR LIGHT, 22MM, ROUND, PLASTIC, RED, SMOOTH LENS, WITH HOLDER, LED MODULE, WITH INTEGR | 22.79
3SU1106-6AA20-3AA0-ZY11 | INDICATOR LIGHT, 22MM, ROUND, PLASTIC, RED, SMOOTH LENS, WITH HOLDER, LED MODULE, WITH INTEGR | 24.05
3SU1106-6AA20-3AA0-ZY13 | INDICATOR LIGHT, 22MM, ROUND, PLASTIC, RED, SMOOTH LENS, WITH HOLDER, LED MODULE, WITH INTEGR | 24.05
3SU1106-6AA30-1AA0-ZY12 | INDICATOR LIGHT, 22MM, ROUND, PLASTIC, YELLOW, SMOOTH LENS, WITH HOLDER, LED MODULE, WITH INT | 22.79
3SU1106-6AA30-1AA0-ZY15 | INDICATOR LIGHT, 22MM, ROUND, PLASTIC, YELLOW, SMOOTH LENS, WITH HOLDER, LED MODULE, WITH INT | 22.79
3SU1106-6AA30-3AA0-ZY13 | INDICATOR LIGHT, 22MM, ROUND, PLASTIC, YELLOW, SMOOTH LENS, WITH HOLDER, LED MODULE, WITH INT | 24.05
3SU1106-6AA30-3AA0-ZY19 | INDICATOR LIGHT, 22MM, ROUND, PLASTIC, YELLOW, SMOOTH LENS, WITH HOLDER, LED MODULE, WITH INT | 22.15
3SU1106-6AA40-1AA0-ZY12 | INDICATOR LIGHT, 22MM, ROUND, PLASTIC, GREEN, SMOOTH LENS, WITH HOLDER, LED MODULE, WITH INTE | 22.79
3SU1106-6AA40-1AA0-ZY15 | INDICATOR LIGHT, 22MM, ROUND, PLASTIC, GREEN, SMOOTH LENS, WITH HOLDER, LED MODULE, WITH INTE | 22.79
3SU1106-6AA40-3AA0-ZY13 | INDICATOR LIGHT, 22MM, ROUND, PLASTIC, GREEN, SMOOTH LENS, WITH HOLDER, LED MODULE, WITH INTE | 24.05
3SU1106-6AA40-3AA0-ZY19 | INDICATOR LIGHT, 22MM, ROUND, PLASTIC, GREEN, SMOOTH LENS, WITH HOLDER, LED MODULE, WITH INTE | 22.15
3SU1106-6AA50-1AA0-ZY15 | INDICATOR LIGHT, 22MM, ROUND, PLASTIC, BLUE, SMOOTH LENS, WITH HOLDER, LED MODULE, WITH INTEG | 22.79
3SU1106-6AA50-3AA0 | INDICATOR LIGHT, 22MM, ROUND, PLASTIC, BLUE, SMOOTH LENS, WITH HOLDER, LED MODULE, WITH INTEG | 19.2
3SU1106-6AA50-3AA0-ZY13 | INDICATOR LIGHT, 22MM, ROUND, PLASTIC, BLUE, SMOOTH LENS, WITH HOLDER, LED MODULE, WITH INTEG | 24.05
3SU1106-6AA50-3AA0-ZY19 | INDICATOR LIGHT, 22MM, ROUND, PLASTIC, BLUE, SMOOTH LENS, WITH HOLDER, LED MODULE, WITH INTEG | 22.15
3SU1106-6AA60-1AA0-ZY15 | INDICATOR LIGHT, 22MM, ROUND, PLASTIC, WHITE, SMOOTH LENS, WITH HOLDER, LED MODULE, WITH INTE | 22.79
3SU1106-6AA60-3AA0 | INDICATOR LIGHT, 22MM, ROUND, PLASTIC, WHITE, SMOOTH LENS, WITH HOLDER, LED MODULE, WITH INTE | 19.2
3SU1106-6AA60-3AA0-ZY19 | INDICATOR LIGHT, 22MM, ROUND, PLASTIC, WHITE, SMOOTH LENS, WITH HOLDER, LED MODULE, WITH INTE | 22.15
3SU1106-6AA70-1AA0-ZX90 | INDICATOR LIGHT, 22MM, ROUND, PLASTIC, CLEAR, SMOOTH LENS, WITH HOLDER, LED MODULE, WITH INTE | 19.63
3SU1156-0AB60-1FA0-ZX90 | ILLUMINATED PUSHBUTTON, 22MM, ROUND, METAL, SHINY, WHITE, FLAT BUTTON, MOMENTARY CONTACT TYPE, | 31.52
3SU1156-0AB60-1FA0-ZY10 | ILLUMINATED PUSHBUTTON, 22MM, ROUND, METAL, SHINY, WHITE, FLAT BUTTON, MOMENTARY CONTACT TYPE, | 34.68
3SU1156-0AB60-1FA0-ZY11 | ILLUMINATED PUSHBUTTON, 22MM, ROUND, METAL, SHINY, WHITE, FLAT BUTTON, MOMENTARY CONTACT TYPE, | 34.68
3SU1156-0AB60-3FA0-ZX90 | ILLUMINATED PUSHBUTTON, 22MM, ROUND, METAL, SHINY, WHITE, FLAT BUTTON, MOMENTARY CONTACT TYPE, | 33.42
3SU1156-0AB60-3FA0-ZY10 | ILLUMINATED PUSHBUTTON, 22MM, ROUND, METAL, SHINY, WHITE, FLAT BUTTON, MOMENTARY CONTACT TYPE, | 36.59
3SU1156-0AB60-3FA0-ZY11 | ILLUMINATED PUSHBUTTON, 22MM, ROUND, METAL, SHINY, WHITE, FLAT BUTTON, MOMENTARY CONTACT TYPE, | 36.59
3SU1156-0AB60-3FA0-ZY12 | ILLUMINATED PUSHBUTTON, 22MM, ROUND, METAL, SHINY, WHITE, FLAT BUTTON, MOMENTARY CONTACT TYPE, | 36.59
3SU1106-0AB60-1BA0-ZY11 | ILLUMINATED PUSHBUTTON, 22MM, ROUND, PLASTIC, WHITE, FLAT BUTTON, MOMENTARY CONTACT TYPE, WITH | 29.95
3SU1106-0AB60-1BA0-ZY12 | ILLUMINATED PUSHBUTTON, 22MM, ROUND, PLASTIC, WHITE, FLAT BUTTON, MOMENTARY CONTACT TYPE, WITH | 29.95
3SU1106-0AB60-1BA0-ZY13 | ILLUMINATED PUSHBUTTON, 22MM, ROUND, PLASTIC, WHITE, FLAT BUTTON, MOMENTARY CONTACT TYPE, WITH | 29.95
3SU1106-0AB60-1BA0-ZY15 | ILLUMINATED PUSHBUTTON, 22MM, ROUND, PLASTIC, WHITE, FLAT BUTTON, MOMENTARY CONTACT TYPE, WITH | 29.95
3SU1106-0AB60-1BA0-ZY19 | ILLUMINATED PUSHBUTTON, 22MM, ROUND, PLASTIC, WHITE, FLAT BUTTON, MOMENTARY CONTACT TYPE, WITH | 28.04
3SU1106-0AB60-3BA0-ZY12 | ILLUMINATED PUSHBUTTON, 22MM, ROUND, PLASTIC, WHITE, FLAT BUTTON, MOMENTARY CONTACT TYPE, WITH | 31.39
3SU1106-0AB60-3BA0-ZY13 | ILLUMINATED PUSHBUTTON, 22MM, ROUND, PLASTIC, WHITE, FLAT BUTTON, MOMENTARY CONTACT TYPE, WITH | 31.39
3SU1106-0AB60-3BA0-ZY15 | ILLUMINATED PUSHBUTTON, 22MM, ROUND, PLASTIC, WHITE, FLAT BUTTON, MOMENTARY CONTACT TYPE, WITH | 31.39
3SU1106-0AB60-3BA0-ZY19 | ILLUMINATED PUSHBUTTON, 22MM, ROUND, PLASTIC, WHITE, FLAT BUTTON, MOMENTARY CONTACT TYPE, WITH | 29.5
3SU1106-0AB70-1BA0-ZY13 | ILLUMINATED PUSHBUTTON, 22MM, ROUND, PLASTIC, CLEAR, FLAT BUTTON, MOMENTARY CONTACT TYPE, WITH | 29.95
3SU1106-0AB70-1BA0-ZY15 | ILLUMINATED PUSHBUTTON, 22MM, ROUND, PLASTIC, CLEAR, FLAT BUTTON, MOMENTARY CONTACT TYPE, WITH | 29.95
3SU1106-0AB70-1BA0-ZY19 | ILLUMINATED PUSHBUTTON, 22MM, ROUND, PLASTIC, CLEAR, FLAT BUTTON, MOMENTARY CONTACT TYPE, WITH | 28.04
3SU1106-0AB70-1FA0 | ILLUMINATED PUSHBUTTON, 22MM, ROUND, PLASTIC, CLEAR, FLAT BUTTON, MOMENTARY CONTACT TYPE, WITH | 27.34
3SU1106-0AB70-3BA0-ZY15 | ILLUMINATED PUSHBUTTON, 22MM, ROUND, PLASTIC, CLEAR, FLAT BUTTON, MOMENTARY CONTACT TYPE, WITH | 31.39
3SU1106-0AB70-3BA0-ZY19 | ILLUMINATED PUSHBUTTON, 22MM, ROUND, PLASTIC, CLEAR, FLAT BUTTON, MOMENTARY CONTACT TYPE, WITH | 29.5
3SU1106-0AB70-3FA0 | ILLUMINATED PUSHBUTTON, 22MM, ROUND, PLASTIC, CLEAR, FLAT BUTTON, MOMENTARY CONTACT TYPE, WITH | 28.99
3SU1106-0AB70-3FA0-ZX90 | ILLUMINATED PUSHBUTTON, 22MM, ROUND, PLASTIC, CLEAR, FLAT BUTTON, MOMENTARY CONTACT TYPE, WITH | 31.59
3SU1106-6AA00-1AA0-ZY15 | INDICATOR LIGHT, 22MM, ROUND, PLASTIC, AMBER, SMOOTH LENS, WITH HOLDER, LED MODULE, WITH INTE | 22.79
3SU1106-6AA00-1AA0-ZY19 | INDICATOR LIGHT, 22MM, ROUND, PLASTIC, AMBER, SMOOTH LENS, WITH HOLDER, LED MODULE, WITH INTE | 20.89
3SU1106-6AA20-1AA0 | INDICATOR LIGHT, 22MM, ROUND, PLASTIC, RED, SMOOTH LENS, WITH HOLDER, LED MODULE, WITH INTEGR | 18.04
3SU1106-6AA20-1AA0-ZX90 | INDICATOR LIGHT, 22MM, ROUND, PLASTIC, RED, SMOOTH LENS, WITH HOLDER, LED MODULE, WITH INTEGR | 19.63
3SU1106-6AA20-1AA0-ZY10 | INDICATOR LIGHT, 22MM, ROUND, PLASTIC, RED, SMOOTH LENS, WITH HOLDER, LED MODULE, WITH INTEGR | 22.79
3SU1106-6AA20-3AA0-ZY19 | INDICATOR LIGHT, 22MM, ROUND, PLASTIC, RED, SMOOTH LENS, WITH HOLDER, LED MODULE, WITH INTEGR | 22.15
3SU1106-6AA30-1AA0 | INDICATOR LIGHT, 22MM, ROUND, PLASTIC, YELLOW, SMOOTH LENS, WITH HOLDER, LED MODULE, WITH INT | 18.04
3SU1106-6AA30-1AA0-ZX90 | INDICATOR LIGHT, 22MM, ROUND, PLASTIC, YELLOW, SMOOTH LENS, WITH HOLDER, LED MODULE, WITH INT | 19.63
3SU1106-6AA30-1AA0-ZY10 | INDICATOR LIGHT, 22MM, ROUND, PLASTIC, YELLOW, SMOOTH LENS, WITH HOLDER, LED MODULE, WITH INT | 22.79
3SU1106-6AA40-1AA0 | INDICATOR LIGHT, 22MM, ROUND, PLASTIC, GREEN, SMOOTH LENS, WITH HOLDER, LED MODULE, WITH INTE | 18.04
3SU1106-6AA40-1AA0-ZX90 | INDICATOR LIGHT, 22MM, ROUND, PLASTIC, GREEN, SMOOTH LENS, WITH HOLDER, LED MODULE, WITH INTE | 19.63
3SU1106-6AA40-1AA0-ZY10 | INDICATOR LIGHT, 22MM, ROUND, PLASTIC, GREEN, SMOOTH LENS, WITH HOLDER, LED MODULE, WITH INTE | 22.79
3SU1106-6AA40-1AA0-ZY11 | INDICATOR LIGHT, 22MM, ROUND, PLASTIC, GREEN, SMOOTH LENS, WITH HOLDER, LED MODULE, WITH INTE | 22.79
3SU1106-6AA50-1AA0 | INDICATOR LIGHT, 22MM, ROUND, PLASTIC, BLUE, SMOOTH LENS, WITH HOLDER, LED MODULE, WITH INTEG | 18.04
3SU1106-6AA50-1AA0-ZX90 | INDICATOR LIGHT, 22MM, ROUND, PLASTIC, BLUE, SMOOTH LENS, WITH HOLDER, LED MODULE, WITH INTEG | 19.63
3SU1106-6AA50-1AA0-ZY10 | INDICATOR LIGHT, 22MM, ROUND, PLASTIC, BLUE, SMOOTH LENS, WITH HOLDER, LED MODULE, WITH INTEG | 22.79
3SU1106-6AA50-1AA0-ZY11 | INDICATOR LIGHT, 22MM, ROUND, PLASTIC, BLUE, SMOOTH LENS, WITH HOLDER, LED MODULE, WITH INTEG | 22.79
3SU1106-6AA50-1AA0-ZY12 | INDICATOR LIGHT, 22MM, ROUND, PLASTIC, BLUE, SMOOTH LENS, WITH HOLDER, LED MODULE, WITH INTEG | 22.79
3SU1106-6AA60-1AA0-ZX90 | INDICATOR LIGHT, 22MM, ROUND, PLASTIC, WHITE, SMOOTH LENS, WITH HOLDER, LED MODULE, WITH INTE | 19.63
3SU1106-6AA60-1AA0-ZY10 | INDICATOR LIGHT, 22MM, ROUND, PLASTIC, WHITE, SMOOTH LENS, WITH HOLDER, LED MODULE, WITH INTE | 22.79
3SU1106-6AA60-1AA0-ZY11 | INDICATOR LIGHT, 22MM, ROUND, PLASTIC, WHITE, SMOOTH LENS, WITH HOLDER, LED MODULE, WITH INTE | 22.79
3SU1106-6AA60-1AA0-ZY12 | INDICATOR LIGHT, 22MM, ROUND, PLASTIC, WHITE, SMOOTH LENS, WITH HOLDER, LED MODULE, WITH INTE | 22.79
3SU1106-6AA70-1AA0-ZY10 | INDICATOR LIGHT, 22MM, ROUND, PLASTIC, CLEAR, SMOOTH LENS, WITH HOLDER, LED MODULE, WITH INTE | 22.79
3SU1106-6AA70-1AA0-ZY11 | INDICATOR LIGHT, 22MM, ROUND, PLASTIC, CLEAR, SMOOTH LENS, WITH HOLDER, LED MODULE, WITH INTE | 22.79
3SU1106-6AA70-1AA0-ZY12 | INDICATOR LIGHT, 22MM, ROUND, PLASTIC, CLEAR, SMOOTH LENS, WITH HOLDER, LED MODULE, WITH INTE | 22.79
3SU1106-6AA70-1AA0-ZY13 | INDICATOR LIGHT, 22MM, ROUND, PLASTIC, CLEAR, SMOOTH LENS, WITH HOLDER, LED MODULE, WITH INTE | 22.79
3SU1130-0AB10-1BA0-ZY11 | PUSHBUTTON, 22MM, ROUND, PLASTIC WITH METAL FRONT RING, BLACK, FLAT BUTTON, MOMENTARY CONTACT T | 26.53
3SU1130-0AB10-1BA0-ZY12 | PUSHBUTTON, 22MM, ROUND, PLASTIC WITH METAL FRONT RING, BLACK, FLAT BUTTON, MOMENTARY CONTACT T | 26.53
3SU1130-0AB10-1BA0-ZY13 | PUSHBUTTON, 22MM, ROUND, PLASTIC WITH METAL FRONT RING, BLACK, FLAT BUTTON, MOMENTARY CONTACT T | 26.53
3SU1130-0AB10-1BA0-ZY15 | PUSHBUTTON, 22MM, ROUND, PLASTIC WITH METAL FRONT RING, BLACK, FLAT BUTTON, MOMENTARY CONTACT T | 26.53
3SU1130-0AB10-1FA0-ZY11 | PUSHBUTTON, 22MM, ROUND, PLASTIC WITH METAL FRONT RING, BLACK, FLAT BUTTON, MOMENTARY CONTACT T | 29.43
3SU1130-0AB10-1FA0-ZY12 | PUSHBUTTON, 22MM, ROUND, PLASTIC WITH METAL FRONT RING, BLACK, FLAT BUTTON, MOMENTARY CONTACT T | 29.43
3SU1130-0AB10-1FA0-ZY13 | PUSHBUTTON, 22MM, ROUND, PLASTIC WITH METAL FRONT RING, BLACK, FLAT BUTTON, MOMENTARY CONTACT T | 29.43
3SU1130-0AB10-1FA0-ZY15 | PUSHBUTTON, 22MM, ROUND, PLASTIC WITH METAL FRONT RING, BLACK, FLAT BUTTON, MOMENTARY CONTACT T | 29.43
3SU1106-6AA70-3AA0-ZY10 | INDICATOR LIGHT, 22MM, ROUND, PLASTIC, CLEAR, SMOOTH LENS, WITH HOLDER, LED MODULE, WITH INTE | 24.05
3SU1106-6AA70-3AA0-ZY11 | INDICATOR LIGHT, 22MM, ROUND, PLASTIC, CLEAR, SMOOTH LENS, WITH HOLDER, LED MODULE, WITH INTE | 24.05
3SU1106-6AA70-3AA0-ZY12 | INDICATOR LIGHT, 22MM, ROUND, PLASTIC, CLEAR, SMOOTH LENS, WITH HOLDER, LED MODULE, WITH INTE | 24.05
3SU1106-6AA70-3AA0-ZY13 | INDICATOR LIGHT, 22MM, ROUND, PLASTIC, CLEAR, SMOOTH LENS, WITH HOLDER, LED MODULE, WITH INTE | 24.05
3SU1130-0AB10-1CA0-ZY11 | PUSHBUTTON, 22MM, ROUND, PLASTIC WITH METAL FRONT RING, BLACK, FLAT BUTTON, MOMENTARY CONTACT T | 26.53
3SU1130-0AB10-1CA0-ZY12 | PUSHBUTTON, 22MM, ROUND, PLASTIC WITH METAL FRONT RING, BLACK, FLAT BUTTON, MOMENTARY CONTACT T | 26.53
3SU1130-0AB10-1CA0-ZY13 | PUSHBUTTON, 22MM, ROUND, PLASTIC WITH METAL FRONT RING, BLACK, FLAT BUTTON, MOMENTARY CONTACT T | 26.53
3SU1130-0AB10-1CA0-ZY15 | PUSHBUTTON, 22MM, ROUND, PLASTIC WITH METAL FRONT RING, BLACK, FLAT BUTTON, MOMENTARY CONTACT T | 26.53
3SU1130-0AB10-3BA0-ZY12 | PUSHBUTTON, 22MM, ROUND, PLASTIC WITH METAL FRONT RING, BLACK, FLAT BUTTON, MOMENTARY CONTACT T | 26.64
3SU1130-0AB10-3BA0-ZY13 | PUSHBUTTON, 22MM, ROUND, PLASTIC WITH METAL FRONT RING, BLACK, FLAT BUTTON, MOMENTARY CONTACT T | 26.64
3SU1130-0AB10-3BA0-ZY15 | PUSHBUTTON, 22MM, ROUND, PLASTIC WITH METAL FRONT RING, BLACK, FLAT BUTTON, MOMENTARY CONTACT T | 26.64
3SU1130-0AB10-3BA0-ZY19 | PUSHBUTTON, 22MM, ROUND, PLASTIC WITH METAL FRONT RING, BLACK, FLAT BUTTON, MOMENTARY CONTACT T | 24.75
3SU1130-0AB20-1BA0-ZY12 | PUSHBUTTON, 22MM, ROUND, PLASTIC WITH METAL FRONT RING, RED, FLAT BUTTON, MOMENTARY CONTACT TYP | 26.53
3SU1130-0AB20-1BA0-ZY13 | PUSHBUTTON, 22MM, ROUND, PLASTIC WITH METAL FRONT RING, RED, FLAT BUTTON, MOMENTARY CONTACT TYP | 26.53
3SU1130-0AB20-1BA0-ZY15 | PUSHBUTTON, 22MM, ROUND, PLASTIC WITH METAL FRONT RING, RED, FLAT BUTTON, MOMENTARY CONTACT TYP | 26.53
3SU1130-0AB20-1BA0-ZY19 | PUSHBUTTON, 22MM, ROUND, PLASTIC WITH METAL FRONT RING, RED, FLAT BUTTON, MOMENTARY CONTACT TYP | 24.62
3SU1130-0AB20-1CA0 | PUSHBUTTON, 22MM, ROUND, PLASTIC WITH METAL FRONT RING, RED, FLAT BUTTON, MOMENTARY CONTACT TYP | 23.35
3SU1130-0AB20-1FA0-ZY13 | PUSHBUTTON, 22MM, ROUND, PLASTIC WITH METAL FRONT RING, RED, FLAT BUTTON, MOMENTARY CONTACT TYP | 29.43
3SU1130-0AB20-1FA0-ZY15 | PUSHBUTTON, 22MM, ROUND, PLASTIC WITH METAL FRONT RING, RED, FLAT BUTTON, MOMENTARY CONTACT TYP | 29.43
3SU1130-0AB20-1FA0-ZY19 | PUSHBUTTON, 22MM, ROUND, PLASTIC WITH METAL FRONT RING, RED, FLAT BUTTON, MOMENTARY CONTACT TYP | 27.54
3SU1130-0AB20-3CA0 | PUSHBUTTON, 22MM, ROUND, PLASTIC WITH METAL FRONT RING, RED, FLAT BUTTON, MOMENTARY CONTACT TYP | 23.48
3SU1130-0AB30-1BA0-ZY15 | PUSHBUTTON, 22MM, ROUND, PLASTIC WITH METAL FRONT RING, YELLOW, FLAT BUTTON, MOMENTARY CONTACT | 26.53
3SU1130-0AB30-1BA0-ZY19 | PUSHBUTTON, 22MM, ROUND, PLASTIC WITH METAL FRONT RING, YELLOW, FLAT BUTTON, MOMENTARY CONTACT | 24.62
3SU1130-0AB30-1FA0 | PUSHBUTTON, 22MM, ROUND, PLASTIC WITH METAL FRONT RING, YELLOW, FLAT BUTTON, MOMENTARY CONTACT | 26.27
3SU1130-0AB30-1FA0-ZX90 | PUSHBUTTON, 22MM, ROUND, PLASTIC WITH METAL FRONT RING, YELLOW, FLAT BUTTON, MOMENTARY CONTACT | 26.27
3SU1153-0AB60-1BA0-ZX90 | ILLUMINATED PUSHBUTTON, 22MM, ROUND, METAL, SHINY, WHITE, FLAT BUTTON, MOMENTARY CONTACT TYPE, | 28.67
3SU1153-0AB60-1BA0-ZY10 | ILLUMINATED PUSHBUTTON, 22MM, ROUND, METAL, SHINY, WHITE, FLAT BUTTON, MOMENTARY CONTACT TYPE, | 31.85
3SU1153-0AB60-1BA0-ZY11 | ILLUMINATED PUSHBUTTON, 22MM, ROUND, METAL, SHINY, WHITE, FLAT BUTTON, MOMENTARY CONTACT TYPE, | 31.85
3SU1153-0AB60-1BA0-ZY12 | ILLUMINATED PUSHBUTTON, 22MM, ROUND, METAL, SHINY, WHITE, FLAT BUTTON, MOMENTARY CONTACT TYPE, | 31.85
3SU1106-6AA30-3AA0-ZY15 | INDICATOR LIGHT, 22MM, ROUND, PLASTIC, YELLOW, SMOOTH LENS, WITH HOLDER, LED MODULE, WITH INT | 24.05
3SU1106-6AA40-1AA0-ZY13 | INDICATOR LIGHT, 22MM, ROUND, PLASTIC, GREEN, SMOOTH LENS, WITH HOLDER, LED MODULE, WITH INTE | 22.79
3SU1106-6AA40-1AA0-ZY19 | INDICATOR LIGHT, 22MM, ROUND, PLASTIC, GREEN, SMOOTH LENS, WITH HOLDER, LED MODULE, WITH INTE | 20.89
3SU1106-6AA40-3AA0-ZY12 | INDICATOR LIGHT, 22MM, ROUND, PLASTIC, GREEN, SMOOTH LENS, WITH HOLDER, LED MODULE, WITH INTE | 24.05
3SU1106-6AA40-3AA0-ZY15 | INDICATOR LIGHT, 22MM, ROUND, PLASTIC, GREEN, SMOOTH LENS, WITH HOLDER, LED MODULE, WITH INTE | 24.05
3SU1106-6AA50-1AA0-ZY13 | INDICATOR LIGHT, 22MM, ROUND, PLASTIC, BLUE, SMOOTH LENS, WITH HOLDER, LED MODULE, WITH INTEG | 22.79
3SU1106-6AA50-1AA0-ZY19 | INDICATOR LIGHT, 22MM, ROUND, PLASTIC, BLUE, SMOOTH LENS, WITH HOLDER, LED MODULE, WITH INTEG | 20.89
3SU1106-6AA50-3AA0-ZY15 | INDICATOR LIGHT, 22MM, ROUND, PLASTIC, BLUE, SMOOTH LENS, WITH HOLDER, LED MODULE, WITH INTEG | 24.05
3SU1106-6AA60-1AA0 | INDICATOR LIGHT, 22MM, ROUND, PLASTIC, WHITE, SMOOTH LENS, WITH HOLDER, LED MODULE, WITH INTE | 18.04
3SU1106-6AA60-1AA0-ZY13 | INDICATOR LIGHT, 22MM, ROUND, PLASTIC, WHITE, SMOOTH LENS, WITH HOLDER, LED MODULE, WITH INTE | 22.79
3SU1106-6AA60-1AA0-ZY19 | INDICATOR LIGHT, 22MM, ROUND, PLASTIC, WHITE, SMOOTH LENS, WITH HOLDER, LED MODULE, WITH INTE | 20.89
3SU1106-6AA60-3AA0-ZX90 | INDICATOR LIGHT, 22MM, ROUND, PLASTIC, WHITE, SMOOTH LENS, WITH HOLDER, LED MODULE, WITH INTE | 20.89
3SU1106-6AA60-3AA0-ZY15 | INDICATOR LIGHT, 22MM, ROUND, PLASTIC, WHITE, SMOOTH LENS, WITH HOLDER, LED MODULE, WITH INTE | 24.05
3SU1106-6AA70-1AA0 | INDICATOR LIGHT, 22MM, ROUND, PLASTIC, CLEAR, SMOOTH LENS, WITH HOLDER, LED MODULE, WITH INTE | 18.04
3SU1106-6AA70-1AA0-ZY19 | INDICATOR LIGHT, 22MM, ROUND, PLASTIC, CLEAR, SMOOTH LENS, WITH HOLDER, LED MODULE, WITH INTE | 20.89
3SU1106-6AA70-3AA0-ZX90 | INDICATOR LIGHT, 22MM, ROUND, PLASTIC, CLEAR, SMOOTH LENS, WITH HOLDER, LED MODULE, WITH INTE | 20.89
3SU1106-6AA70-3AA0-ZY15 | INDICATOR LIGHT, 22MM, ROUND, PLASTIC, CLEAR, SMOOTH LENS, WITH HOLDER, LED MODULE, WITH INTE | 24.05
3SU1130-0AB10-1BA0 | PUSHBUTTON, 22MM, ROUND, PLASTIC WITH METAL FRONT RING, BLACK, FLAT BUTTON, MOMENTARY CONTACT T | 23.35
3SU1130-0AB10-1BA0-ZY10 | PUSHBUTTON, 22MM, ROUND, PLASTIC WITH METAL FRONT RING, BLACK, FLAT BUTTON, MOMENTARY CONTACT T | 26.53
3SU1130-0AB10-1BA0-ZY19 | PUSHBUTTON, 22MM, ROUND, PLASTIC WITH METAL FRONT RING, BLACK, FLAT BUTTON, MOMENTARY CONTACT T | 24.62
3SU1130-0AB10-1CA0-ZX90 | PUSHBUTTON, 22MM, ROUND, PLASTIC WITH METAL FRONT RING, BLACK, FLAT BUTTON, MOMENTARY CONTACT T | 23.35
3SU1130-0AB10-1FA0 | PUSHBUTTON, 22MM, ROUND, PLASTIC WITH METAL FRONT RING, BLACK, FLAT BUTTON, MOMENTARY CONTACT T | 26.27
3SU1130-0AB10-1FA0-ZY10 | PUSHBUTTON, 22MM, ROUND, PLASTIC WITH METAL FRONT RING, BLACK, FLAT BUTTON, MOMENTARY CONTACT T | 29.43
3SU1130-0AB10-3BA0-ZX90 | PUSHBUTTON, 22MM, ROUND, PLASTIC WITH METAL FRONT RING, BLACK, FLAT BUTTON, MOMENTARY CONTACT T | 23.48
3SU1130-0AB10-3BA0-ZY11 | PUSHBUTTON, 22MM, ROUND, PLASTIC WITH METAL FRONT RING, BLACK, FLAT BUTTON, MOMENTARY CONTACT T | 26.64
3SU1130-0AB10-3FA0 | PUSHBUTTON, 22MM, ROUND, PLASTIC WITH METAL FRONT RING, BLACK, FLAT BUTTON, MOMENTARY CONTACT T | 26.84
3SU1130-0AB10-3FA0-ZY10 | PUSHBUTTON, 22MM, ROUND, PLASTIC WITH METAL FRONT RING, BLACK, FLAT BUTTON, MOMENTARY CONTACT T | 30
3SU1130-0AB20-1BA0-ZX90 | PUSHBUTTON, 22MM, ROUND, PLASTIC WITH METAL FRONT RING, RED, FLAT BUTTON, MOMENTARY CONTACT TYP | 23.35
3SU1130-0AB20-1BA0-ZY11 | PUSHBUTTON, 22MM, ROUND, PLASTIC WITH METAL FRONT RING, RED, FLAT BUTTON, MOMENTARY CONTACT TYP | 26.53
3SU1106-6AA70-1AA0-ZY15 | INDICATOR LIGHT, 22MM, ROUND, PLASTIC, CLEAR, SMOOTH LENS, WITH HOLDER, LED MODULE, WITH INTE | 22.79
3SU1106-6AA70-3AA0 | INDICATOR LIGHT, 22MM, ROUND, PLASTIC, CLEAR, SMOOTH LENS, WITH HOLDER, LED MODULE, WITH INTE | 19.2
3SU1106-6AA70-3AA0-ZY19 | INDICATOR LIGHT, 22MM, ROUND, PLASTIC, CLEAR, SMOOTH LENS, WITH HOLDER, LED MODULE, WITH INTE | 22.15
3SU1130-0AB10-1BA0-ZX90 | PUSHBUTTON, 22MM, ROUND, PLASTIC WITH METAL FRONT RING, BLACK, FLAT BUTTON, MOMENTARY CONTACT T | 23.35
3SU1130-0AB10-1CA0 | PUSHBUTTON, 22MM, ROUND, PLASTIC WITH METAL FRONT RING, BLACK, FLAT BUTTON, MOMENTARY CONTACT T | 23.35
3SU1130-0AB10-1CA0-ZY10 | PUSHBUTTON, 22MM, ROUND, PLASTIC WITH METAL FRONT RING, BLACK, FLAT BUTTON, MOMENTARY CONTACT T | 26.53
3SU1130-0AB10-1CA0-ZY19 | PUSHBUTTON, 22MM, ROUND, PLASTIC WITH METAL FRONT RING, BLACK, FLAT BUTTON, MOMENTARY CONTACT T | 24.62
3SU1130-0AB10-1FA0-ZX90 | PUSHBUTTON, 22MM, ROUND, PLASTIC WITH METAL FRONT RING, BLACK, FLAT BUTTON, MOMENTARY CONTACT T | 26.27
3SU1130-0AB10-3BA0 | PUSHBUTTON, 22MM, ROUND, PLASTIC WITH METAL FRONT RING, BLACK, FLAT BUTTON, MOMENTARY CONTACT T | 23.48
3SU1130-0AB10-3BA0-ZY10 | PUSHBUTTON, 22MM, ROUND, PLASTIC WITH METAL FRONT RING, BLACK, FLAT BUTTON, MOMENTARY CONTACT T | 26.64
3SU1130-0AB10-3FA0-ZX90 | PUSHBUTTON, 22MM, ROUND, PLASTIC WITH METAL FRONT RING, BLACK, FLAT BUTTON, MOMENTARY CONTACT T | 26.84
3SU1130-0AB10-3FA0-ZY11 | PUSHBUTTON, 22MM, ROUND, PLASTIC WITH METAL FRONT RING, BLACK, FLAT BUTTON, MOMENTARY CONTACT T | 30
3SU1130-0AB20-1BA0 | PUSHBUTTON, 22MM, ROUND, PLASTIC WITH METAL FRONT RING, RED, FLAT BUTTON, MOMENTARY CONTACT TYP | 23.35
3SU1130-0AB20-1BA0-ZY10 | PUSHBUTTON, 22MM, ROUND, PLASTIC WITH METAL FRONT RING, RED, FLAT BUTTON, MOMENTARY CONTACT TYP | 26.53
3SU1130-0AB20-1CA0-ZX90 | PUSHBUTTON, 22MM, ROUND, PLASTIC WITH METAL FRONT RING, RED, FLAT BUTTON, MOMENTARY CONTACT TYP | 23.35
3SU1130-0AB20-1CA0-ZY11 | PUSHBUTTON, 22MM, ROUND, PLASTIC WITH METAL FRONT RING, RED, FLAT BUTTON, MOMENTARY CONTACT TYP | 26.53
3SU1130-0AB20-1FA0-ZY10 | PUSHBUTTON, 22MM, ROUND, PLASTIC WITH METAL FRONT RING, RED, FLAT BUTTON, MOMENTARY CONTACT TYP | 29.43
3SU1130-0AB20-1FA0-ZY12 | PUSHBUTTON, 22MM, ROUND, PLASTIC WITH METAL FRONT RING, RED, FLAT BUTTON, MOMENTARY CONTACT TYP | 29.43
3SU1130-0AB20-3CA0-ZX90 | PUSHBUTTON, 22MM, ROUND, PLASTIC WITH METAL FRONT RING, RED, FLAT BUTTON, MOMENTARY CONTACT TYP | 23.48
3SU1130-0AB20-3CA0-ZY11 | PUSHBUTTON, 22MM, ROUND, PLASTIC WITH METAL FRONT RING, RED, FLAT BUTTON, MOMENTARY CONTACT TYP | 26.64
3SU1130-0AB30-1BA0-ZY10 | PUSHBUTTON, 22MM, ROUND, PLASTIC WITH METAL FRONT RING, YELLOW, FLAT BUTTON, MOMENTARY CONTACT | 26.53
3SU1130-0AB30-1BA0-ZY12 | PUSHBUTTON, 22MM, ROUND, PLASTIC WITH METAL FRONT RING, YELLOW, FLAT BUTTON, MOMENTARY CONTACT | 26.53
3SU1130-0AB30-1FA0-ZY11 | PUSHBUTTON, 22MM, ROUND, PLASTIC WITH METAL FRONT RING, YELLOW, FLAT BUTTON, MOMENTARY CONTACT | 29.43
3SU1130-0AB30-1FA0-ZY13 | PUSHBUTTON, 22MM, ROUND, PLASTIC WITH METAL FRONT RING, YELLOW, FLAT BUTTON, MOMENTARY CONTACT | 29.43
3SU1130-0AB40-1BA0-ZY10 | PUSHBUTTON, 22MM, ROUND, PLASTIC WITH METAL FRONT RING, GREEN, FLAT BUTTON, MOMENTARY CONTACT T | 26.53
3SU1153-0AB50-3FA0-ZY15 | ILLUMINATED PUSHBUTTON, 22MM, ROUND, METAL, SHINY, BLUE, FLAT BUTTON, MOMENTARY CONTACT TYPE, | 36.59
3SU1153-0AB60-1BA0 | ILLUMINATED PUSHBUTTON, 22MM, ROUND, METAL, SHINY, WHITE, FLAT BUTTON, MOMENTARY CONTACT TYPE, | 26.32
3SU1153-0AB60-1BA0-ZY13 | ILLUMINATED PUSHBUTTON, 22MM, ROUND, METAL, SHINY, WHITE, FLAT BUTTON, MOMENTARY CONTACT TYPE, | 31.85
3SU1153-0AB60-1BA0-ZY19 | ILLUMINATED PUSHBUTTON, 22MM, ROUND, METAL, SHINY, WHITE, FLAT BUTTON, MOMENTARY CONTACT TYPE, | 29.95
3SU1130-0AB10-1FA0-ZY19 | PUSHBUTTON, 22MM, ROUND, PLASTIC WITH METAL FRONT RING, BLACK, FLAT BUTTON, MOMENTARY CONTACT T | 27.54
3SU1130-0AB10-3FA0-ZY12 | PUSHBUTTON, 22MM, ROUND, PLASTIC WITH METAL FRONT RING, BLACK, FLAT BUTTON, MOMENTARY CONTACT T | 30
3SU1130-0AB10-3FA0-ZY13 | PUSHBUTTON, 22MM, ROUND, PLASTIC WITH METAL FRONT RING, BLACK, FLAT BUTTON, MOMENTARY CONTACT T | 30
3SU1130-0AB10-3FA0-ZY15 | PUSHBUTTON, 22MM, ROUND, PLASTIC WITH METAL FRONT RING, BLACK, FLAT BUTTON, MOMENTARY CONTACT T | 30
3SU1130-0AB10-3FA0-ZY19 | PUSHBUTTON, 22MM, ROUND, PLASTIC WITH METAL FRONT RING, BLACK, FLAT BUTTON, MOMENTARY CONTACT T | 28.1
3SU1130-0AB20-1CA0-ZY13 | PUSHBUTTON, 22MM, ROUND, PLASTIC WITH METAL FRONT RING, RED, FLAT BUTTON, MOMENTARY CONTACT TYP | 26.53
3SU1130-0AB20-1CA0-ZY15 | PUSHBUTTON, 22MM, ROUND, PLASTIC WITH METAL FRONT RING, RED, FLAT BUTTON, MOMENTARY CONTACT TYP | 26.53
3SU1130-0AB20-1CA0-ZY19 | PUSHBUTTON, 22MM, ROUND, PLASTIC WITH METAL FRONT RING, RED, FLAT BUTTON, MOMENTARY CONTACT TYP | 24.62
3SU1130-0AB20-1FA0 | PUSHBUTTON, 22MM, ROUND, PLASTIC WITH METAL FRONT RING, RED, FLAT BUTTON, MOMENTARY CONTACT TYP | 26.27
3SU1130-0AB20-3CA0-ZY13 | PUSHBUTTON, 22MM, ROUND, PLASTIC WITH METAL FRONT RING, RED, FLAT BUTTON, MOMENTARY CONTACT TYP | 26.64
3SU1130-0AB20-3CA0-ZY15 | PUSHBUTTON, 22MM, ROUND, PLASTIC WITH METAL FRONT RING, RED, FLAT BUTTON, MOMENTARY CONTACT TYP | 26.64
3SU1130-0AB20-3CA0-ZY19 | PUSHBUTTON, 22MM, ROUND, PLASTIC WITH METAL FRONT RING, RED, FLAT BUTTON, MOMENTARY CONTACT TYP | 24.75
3SU1130-0AB30-1BA0 | PUSHBUTTON, 22MM, ROUND, PLASTIC WITH METAL FRONT RING, YELLOW, FLAT BUTTON, MOMENTARY CONTACT | 23.35
3SU1130-0AB30-1BA0-ZX90 | PUSHBUTTON, 22MM, ROUND, PLASTIC WITH METAL FRONT RING, YELLOW, FLAT BUTTON, MOMENTARY CONTACT | 23.35
3SU1130-0AB30-1FA0-ZY15 | PUSHBUTTON, 22MM, ROUND, PLASTIC WITH METAL FRONT RING, YELLOW, FLAT BUTTON, MOMENTARY CONTACT | 29.43
3SU1130-0AB30-1FA0-ZY19 | PUSHBUTTON, 22MM, ROUND, PLASTIC WITH METAL FRONT RING, YELLOW, FLAT BUTTON, MOMENTARY CONTACT | 27.54
3SU1130-0AB40-1BA0 | PUSHBUTTON, 22MM, ROUND, PLASTIC WITH METAL FRONT RING, GREEN, FLAT BUTTON, MOMENTARY CONTACT T | 23.35
3SU1130-0AB40-1BA0-ZX90 | PUSHBUTTON, 22MM, ROUND, PLASTIC WITH METAL FRONT RING, GREEN, FLAT BUTTON, MOMENTARY CONTACT T | 23.35
3SU1153-0AB60-1FA0-ZX90 | ILLUMINATED PUSHBUTTON, 22MM, ROUND, METAL, SHINY, WHITE, FLAT BUTTON, MOMENTARY CONTACT TYPE, | 31.52
3SU1153-0AB60-1FA0-ZY10 | ILLUMINATED PUSHBUTTON, 22MM, ROUND, METAL, SHINY, WHITE, FLAT BUTTON, MOMENTARY CONTACT TYPE, | 34.68
3SU1153-0AB60-1FA0-ZY11 | ILLUMINATED PUSHBUTTON, 22MM, ROUND, METAL, SHINY, WHITE, FLAT BUTTON, MOMENTARY CONTACT TYPE, | 34.68
3SU1153-0AB60-1FA0-ZY12 | ILLUMINATED PUSHBUTTON, 22MM, ROUND, METAL, SHINY, WHITE, FLAT BUTTON, MOMENTARY CONTACT TYPE, | 34.68
3SU1153-0AB60-3FA0-ZY10 | ILLUMINATED PUSHBUTTON, 22MM, ROUND, METAL, SHINY, WHITE, FLAT BUTTON, MOMENTARY CONTACT TYPE, | 36.59
3SU1153-0AB60-3FA0-ZY11 | ILLUMINATED PUSHBUTTON, 22MM, ROUND, METAL, SHINY, WHITE, FLAT BUTTON, MOMENTARY CONTACT TYPE, | 36.59
3SU1153-0AB60-3FA0-ZY12 | ILLUMINATED PUSHBUTTON, 22MM, ROUND, METAL, SHINY, WHITE, FLAT BUTTON, MOMENTARY CONTACT TYPE, | 36.59
3SU1153-0AB60-3FA0-ZY13 | ILLUMINATED PUSHBUTTON, 22MM, ROUND, METAL, SHINY, WHITE, FLAT BUTTON, MOMENTARY CONTACT TYPE, | 36.59
3SU1153-0AB70-1FA0-ZY10 | ILLUMINATED PUSHBUTTON, 22MM, ROUND, METAL, SHINY, CLEAR, FLAT BUTTON, MOMENTARY CONTACT TYPE, | 34.68
3SU1153-0AB70-1FA0-ZY11 | ILLUMINATED PUSHBUTTON, 22MM, ROUND, METAL, SHINY, CLEAR, FLAT BUTTON, MOMENTARY CONTACT TYPE, | 34.68
3SU1153-0AB70-1FA0-ZY12 | ILLUMINATED PUSHBUTTON, 22MM, ROUND, METAL, SHINY, CLEAR, FLAT BUTTON, MOMENTARY CONTACT TYPE, | 34.68
3SU1153-0AB60-3BA0-ZX90 | ILLUMINATED PUSHBUTTON, 22MM, ROUND, METAL, SHINY, WHITE, FLAT BUTTON, MOMENTARY CONTACT TYPE, | 30
3SU1153-0AB60-3BA0-ZY10 | ILLUMINATED PUSHBUTTON, 22MM, ROUND, METAL, SHINY, WHITE, FLAT BUTTON, MOMENTARY CONTACT TYPE, | 33.18
3SU1153-0AB60-3BA0-ZY11 | ILLUMINATED PUSHBUTTON, 22MM, ROUND, METAL, SHINY, WHITE, FLAT BUTTON, MOMENTARY CONTACT TYPE, | 33.18
3SU1153-0AB60-3BA0-ZY12 | ILLUMINATED PUSHBUTTON, 22MM, ROUND, METAL, SHINY, WHITE, FLAT BUTTON, MOMENTARY CONTACT TYPE, | 33.18
3SU1153-0AB70-1BA0-ZY10 | ILLUMINATED PUSHBUTTON, 22MM, ROUND, METAL, SHINY, CLEAR, FLAT BUTTON, MOMENTARY CONTACT TYPE, | 31.85
3SU1153-0AB70-1BA0-ZY11 | ILLUMINATED PUSHBUTTON, 22MM, ROUND, METAL, SHINY, CLEAR, FLAT BUTTON, MOMENTARY CONTACT TYPE, | 31.85
3SU1153-0AB70-1BA0-ZY12 | ILLUMINATED PUSHBUTTON, 22MM, ROUND, METAL, SHINY, CLEAR, FLAT BUTTON, MOMENTARY CONTACT TYPE, | 31.85
3SU1153-0AB70-1BA0-ZY13 | ILLUMINATED PUSHBUTTON, 22MM, ROUND, METAL, SHINY, CLEAR, FLAT BUTTON, MOMENTARY CONTACT TYPE, | 31.85
3SU1153-0AB70-3BA0-ZY11 | ILLUMINATED PUSHBUTTON, 22MM, ROUND, METAL, SHINY, CLEAR, FLAT BUTTON, MOMENTARY CONTACT TYPE, | 33.18
3SU1153-0AB70-3BA0-ZY12 | ILLUMINATED PUSHBUTTON, 22MM, ROUND, METAL, SHINY, CLEAR, FLAT BUTTON, MOMENTARY CONTACT TYPE, | 33.18
3SU1153-0AB70-3BA0-ZY13 | ILLUMINATED PUSHBUTTON, 22MM, ROUND, METAL, SHINY, CLEAR, FLAT BUTTON, MOMENTARY CONTACT TYPE, | 33.18
3SU1153-0AB70-3BA0-ZY15 | ILLUMINATED PUSHBUTTON, 22MM, ROUND, METAL, SHINY, CLEAR, FLAT BUTTON, MOMENTARY CONTACT TYPE, | 33.18
3SU1153-6AA00-1AA0-ZY11 | INDICATOR LIGHT, 22MM, ROUND, METAL, SHINY, AMBER, SMOOTH LENS, WITH HOLDER, LED MODULE, WITH | 24.37
3SU1153-6AA00-1AA0-ZY12 | INDICATOR LIGHT, 22MM, ROUND, METAL, SHINY, AMBER, SMOOTH LENS, WITH HOLDER, LED MODULE, WITH | 24.37
3SU1153-6AA00-1AA0-ZY13 | INDICATOR LIGHT, 22MM, ROUND, METAL, SHINY, AMBER, SMOOTH LENS, WITH HOLDER, LED MODULE, WITH | 24.37
3SU1153-6AA00-1AA0-ZY15 | INDICATOR LIGHT, 22MM, ROUND, METAL, SHINY, AMBER, SMOOTH LENS, WITH HOLDER, LED MODULE, WITH | 24.37
3SU1153-6AA00-1AA0-ZY19 | INDICATOR LIGHT, 22MM, ROUND, METAL, SHINY, AMBER, SMOOTH LENS, WITH HOLDER, LED MODULE, WITH | 22.48
3SU1153-6AA20-3AA0-ZY12 | INDICATOR LIGHT, 22MM, ROUND, METAL, SHINY, RED, SMOOTH LENS, WITH HOLDER, LED MODULE, WITH I | 25.64
3SU1153-6AA20-3AA0-ZY13 | INDICATOR LIGHT, 22MM, ROUND, METAL, SHINY, RED, SMOOTH LENS, WITH HOLDER, LED MODULE, WITH I | 25.64
3SU1153-6AA20-3AA0-ZY15 | INDICATOR LIGHT, 22MM, ROUND, METAL, SHINY, RED, SMOOTH LENS, WITH HOLDER, LED MODULE, WITH I | 25.64
3SU1153-6AA20-3AA0-ZY19 | INDICATOR LIGHT, 22MM, ROUND, METAL, SHINY, RED, SMOOTH LENS, WITH HOLDER, LED MODULE, WITH I | 23.74
3SU1153-6AA30-3AA0-ZY13 | INDICATOR LIGHT, 22MM, ROUND, METAL, SHINY, YELLOW, SMOOTH LENS, WITH HOLDER, LED MODULE, WIT | 25.64
3SU1153-6AA30-3AA0-ZY15 | INDICATOR LIGHT, 22MM, ROUND, METAL, SHINY, YELLOW, SMOOTH LENS, WITH HOLDER, LED MODULE, WIT | 25.64
3SU1153-6AA30-3AA0-ZY19 | INDICATOR LIGHT, 22MM, ROUND, METAL, SHINY, YELLOW, SMOOTH LENS, WITH HOLDER, LED MODULE, WIT | 23.74
3SU1153-6AA40-1AA0 | INDICATOR LIGHT, 22MM, ROUND, METAL, SHINY, GREEN, SMOOTH LENS, WITH HOLDER, LED MODULE, WITH | 19.48
3SU1153-6AA40-3AA0-ZY15 | INDICATOR LIGHT, 22MM, ROUND, METAL, SHINY, GREEN, SMOOTH LENS, WITH HOLDER, LED MODULE, WITH | 25.64
3SU1153-6AA40-3AA0-ZY19 | INDICATOR LIGHT, 22MM, ROUND, METAL, SHINY, GREEN, SMOOTH LENS, WITH HOLDER, LED MODULE, WITH | 23.74
3SU1153-6AA50-1AA0 | INDICATOR LIGHT, 22MM, ROUND, METAL, SHINY, BLUE, SMOOTH LENS, WITH HOLDER, LED MODULE, WITH | 19.48
3SU1153-6AA50-1AA0-ZX90 | INDICATOR LIGHT, 22MM, ROUND, METAL, SHINY, BLUE, SMOOTH LENS, WITH HOLDER, LED MODULE, WITH | 21.21
3SU1130-0AB20-1CA0-ZY10 | PUSHBUTTON, 22MM, ROUND, PLASTIC WITH METAL FRONT RING, RED, FLAT BUTTON, MOMENTARY CONTACT TYP | 26.53
3SU1130-0AB20-1CA0-ZY12 | PUSHBUTTON, 22MM, ROUND, PLASTIC WITH METAL FRONT RING, RED, FLAT BUTTON, MOMENTARY CONTACT TYP | 26.53
3SU1130-0AB20-1FA0-ZX90 | PUSHBUTTON, 22MM, ROUND, PLASTIC WITH METAL FRONT RING, RED, FLAT BUTTON, MOMENTARY CONTACT TYP | 26.27
3SU1130-0AB20-1FA0-ZY11 | PUSHBUTTON, 22MM, ROUND, PLASTIC WITH METAL FRONT RING, RED, FLAT BUTTON, MOMENTARY CONTACT TYP | 29.43
3SU1130-0AB20-3CA0-ZY10 | PUSHBUTTON, 22MM, ROUND, PLASTIC WITH METAL FRONT RING, RED, FLAT BUTTON, MOMENTARY CONTACT TYP | 26.64
3SU1130-0AB20-3CA0-ZY12 | PUSHBUTTON, 22MM, ROUND, PLASTIC WITH METAL FRONT RING, RED, FLAT BUTTON, MOMENTARY CONTACT TYP | 26.64
3SU1130-0AB30-1BA0-ZY11 | PUSHBUTTON, 22MM, ROUND, PLASTIC WITH METAL FRONT RING, YELLOW, FLAT BUTTON, MOMENTARY CONTACT | 26.53
3SU1130-0AB30-1BA0-ZY13 | PUSHBUTTON, 22MM, ROUND, PLASTIC WITH METAL FRONT RING, YELLOW, FLAT BUTTON, MOMENTARY CONTACT | 26.53
3SU1130-0AB30-1FA0-ZY10 | PUSHBUTTON, 22MM, ROUND, PLASTIC WITH METAL FRONT RING, YELLOW, FLAT BUTTON, MOMENTARY CONTACT | 29.43
3SU1130-0AB30-1FA0-ZY12 | PUSHBUTTON, 22MM, ROUND, PLASTIC WITH METAL FRONT RING, YELLOW, FLAT BUTTON, MOMENTARY CONTACT | 29.43
3SU1130-0AB40-1BA0-ZY11 | PUSHBUTTON, 22MM, ROUND, PLASTIC WITH METAL FRONT RING, GREEN, FLAT BUTTON, MOMENTARY CONTACT T | 26.53
3SU1153-0AB50-3FA0-ZY19 | ILLUMINATED PUSHBUTTON, 22MM, ROUND, METAL, SHINY, BLUE, FLAT BUTTON, MOMENTARY CONTACT TYPE, | 34.68
3SU1153-0AB60-1BA0-ZY15 | ILLUMINATED PUSHBUTTON, 22MM, ROUND, METAL, SHINY, WHITE, FLAT BUTTON, MOMENTARY CONTACT TYPE, | 31.85
3SU1153-0AB60-1FA0 | ILLUMINATED PUSHBUTTON, 22MM, ROUND, METAL, SHINY, WHITE, FLAT BUTTON, MOMENTARY CONTACT TYPE, | 28.95
3SU1153-0AB60-1FA0-ZY13 | ILLUMINATED PUSHBUTTON, 22MM, ROUND, METAL, SHINY, WHITE, FLAT BUTTON, MOMENTARY CONTACT TYPE, | 34.68
3SU1153-0AB60-1FA0-ZY19 | ILLUMINATED PUSHBUTTON, 22MM, ROUND, METAL, SHINY, WHITE, FLAT BUTTON, MOMENTARY CONTACT TYPE, | 32.79
3SU1153-0AB60-3BA0-ZY15 | ILLUMINATED PUSHBUTTON, 22MM, ROUND, METAL, SHINY, WHITE, FLAT BUTTON, MOMENTARY CONTACT TYPE, | 33.18
3SU1153-0AB60-3FA0 | ILLUMINATED PUSHBUTTON, 22MM, ROUND, METAL, SHINY, WHITE, FLAT BUTTON, MOMENTARY CONTACT TYPE, | 30.68
3SU1153-0AB60-3FA0-ZY19 | ILLUMINATED PUSHBUTTON, 22MM, ROUND, METAL, SHINY, WHITE, FLAT BUTTON, MOMENTARY CONTACT TYPE, | 34.68
3SU1153-0AB70-1BA0-ZX90 | ILLUMINATED PUSHBUTTON, 22MM, ROUND, METAL, SHINY, CLEAR, FLAT BUTTON, MOMENTARY CONTACT TYPE, | 28.67
3SU1153-0AB70-1BA0-ZY15 | ILLUMINATED PUSHBUTTON, 22MM, ROUND, METAL, SHINY, CLEAR, FLAT BUTTON, MOMENTARY CONTACT TYPE, | 31.85
3SU1153-0AB70-1FA0 | ILLUMINATED PUSHBUTTON, 22MM, ROUND, METAL, SHINY, CLEAR, FLAT BUTTON, MOMENTARY CONTACT TYPE, | 28.95
3SU1153-0AB70-1FA0-ZY19 | ILLUMINATED PUSHBUTTON, 22MM, ROUND, METAL, SHINY, CLEAR, FLAT BUTTON, MOMENTARY CONTACT TYPE, | 32.79
3SU1153-0AB70-3BA0-ZX90 | ILLUMINATED PUSHBUTTON, 22MM, ROUND, METAL, SHINY, CLEAR, FLAT BUTTON, MOMENTARY CONTACT TYPE, | 30
3SU1153-0AB70-3FA0 | ILLUMINATED PUSHBUTTON, 22MM, ROUND, METAL, SHINY, CLEAR, FLAT BUTTON, MOMENTARY CONTACT TYPE, | 30.68
3SU1153-0AB70-3FA0-ZY10 | ILLUMINATED PUSHBUTTON, 22MM, ROUND, METAL, SHINY, CLEAR, FLAT BUTTON, MOMENTARY CONTACT TYPE, | 36.59
3SU1153-0AB70-3FA0-ZY19 | ILLUMINATED PUSHBUTTON, 22MM, ROUND, METAL, SHINY, CLEAR, FLAT BUTTON, MOMENTARY CONTACT TYPE, | 34.68
3SU1153-6AA00-1AA0-ZX90 | INDICATOR LIGHT, 22MM, ROUND, METAL, SHINY, AMBER, SMOOTH LENS, WITH HOLDER, LED MODULE, WITH | 21.21
3SU1153-6AA20-1AA0 | INDICATOR LIGHT, 22MM, ROUND, METAL, SHINY, RED, SMOOTH LENS, WITH HOLDER, LED MODULE, WITH I | 19.48
3SU1153-0AB60-1FA0-ZY15 | ILLUMINATED PUSHBUTTON, 22MM, ROUND, METAL, SHINY, WHITE, FLAT BUTTON, MOMENTARY CONTACT TYPE, | 34.68
3SU1153-0AB60-3BA0 | ILLUMINATED PUSHBUTTON, 22MM, ROUND, METAL, SHINY, WHITE, FLAT BUTTON, MOMENTARY CONTACT TYPE, | 27.55
3SU1153-0AB60-3BA0-ZY13 | ILLUMINATED PUSHBUTTON, 22MM, ROUND, METAL, SHINY, WHITE, FLAT BUTTON, MOMENTARY CONTACT TYPE, | 33.18
3SU1153-0AB60-3BA0-ZY19 | ILLUMINATED PUSHBUTTON, 22MM, ROUND, METAL, SHINY, WHITE, FLAT BUTTON, MOMENTARY CONTACT TYPE, | 31.28
3SU1153-0AB60-3FA0-ZX90 | ILLUMINATED PUSHBUTTON, 22MM, ROUND, METAL, SHINY, WHITE, FLAT BUTTON, MOMENTARY CONTACT TYPE, | 33.42
3SU1153-0AB60-3FA0-ZY15 | ILLUMINATED PUSHBUTTON, 22MM, ROUND, METAL, SHINY, WHITE, FLAT BUTTON, MOMENTARY CONTACT TYPE, | 36.59
3SU1153-0AB70-1BA0 | ILLUMINATED PUSHBUTTON, 22MM, ROUND, METAL, SHINY, CLEAR, FLAT BUTTON, MOMENTARY CONTACT TYPE, | 26.32
3SU1153-0AB70-1BA0-ZY19 | ILLUMINATED PUSHBUTTON, 22MM, ROUND, METAL, SHINY, CLEAR, FLAT BUTTON, MOMENTARY CONTACT TYPE, | 29.95
3SU1153-0AB70-1FA0-ZX90 | ILLUMINATED PUSHBUTTON, 22MM, ROUND, METAL, SHINY, CLEAR, FLAT BUTTON, MOMENTARY CONTACT TYPE, | 31.52
3SU1153-0AB70-1FA0-ZY15 | ILLUMINATED PUSHBUTTON, 22MM, ROUND, METAL, SHINY, CLEAR, FLAT BUTTON, MOMENTARY CONTACT TYPE, | 34.68
3SU1153-0AB70-3BA0 | ILLUMINATED PUSHBUTTON, 22MM, ROUND, METAL, SHINY, CLEAR, FLAT BUTTON, MOMENTARY CONTACT TYPE, | 27.55
3SU1153-0AB70-3BA0-ZY10 | ILLUMINATED PUSHBUTTON, 22MM, ROUND, METAL, SHINY, CLEAR, FLAT BUTTON, MOMENTARY CONTACT TYPE, | 33.18
3SU1153-0AB70-3BA0-ZY19 | ILLUMINATED PUSHBUTTON, 22MM, ROUND, METAL, SHINY, CLEAR, FLAT BUTTON, MOMENTARY CONTACT TYPE, | 31.28
3SU1153-0AB70-3FA0-ZX90 | ILLUMINATED PUSHBUTTON, 22MM, ROUND, METAL, SHINY, CLEAR, FLAT BUTTON, MOMENTARY CONTACT TYPE, | 33.42
3SU1153-6AA00-1AA0 | INDICATOR LIGHT, 22MM, ROUND, METAL, SHINY, AMBER, SMOOTH LENS, WITH HOLDER, LED MODULE, WITH | 19.48
3SU1153-6AA00-1AA0-ZY10 | INDICATOR LIGHT, 22MM, ROUND, METAL, SHINY, AMBER, SMOOTH LENS, WITH HOLDER, LED MODULE, WITH | 24.37
3SU1153-6AA20-1AA0-ZX90 | INDICATOR LIGHT, 22MM, ROUND, METAL, SHINY, RED, SMOOTH LENS, WITH HOLDER, LED MODULE, WITH I | 21.21
3SU1153-6AA20-1AA0-ZY11 | INDICATOR LIGHT, 22MM, ROUND, METAL, SHINY, RED, SMOOTH LENS, WITH HOLDER, LED MODULE, WITH I | 24.37
3SU1153-6AA20-3AA0 | INDICATOR LIGHT, 22MM, ROUND, METAL, SHINY, RED, SMOOTH LENS, WITH HOLDER, LED MODULE, WITH I | 20.63
3SU1153-6AA20-3AA0-ZY10 | INDICATOR LIGHT, 22MM, ROUND, METAL, SHINY, RED, SMOOTH LENS, WITH HOLDER, LED MODULE, WITH I | 25.64
3SU1153-6AA30-1AA0-ZX90 | INDICATOR LIGHT, 22MM, ROUND, METAL, SHINY, YELLOW, SMOOTH LENS, WITH HOLDER, LED MODULE, WIT | 21.21
3SU1153-6AA30-1AA0-ZY11 | INDICATOR LIGHT, 22MM, ROUND, METAL, SHINY, YELLOW, SMOOTH LENS, WITH HOLDER, LED MODULE, WIT | 24.37
3SU1153-6AA30-3AA0-ZY10 | INDICATOR LIGHT, 22MM, ROUND, METAL, SHINY, YELLOW, SMOOTH LENS, WITH HOLDER, LED MODULE, WIT | 25.64
3SU1153-6AA30-3AA0-ZY12 | INDICATOR LIGHT, 22MM, ROUND, METAL, SHINY, YELLOW, SMOOTH LENS, WITH HOLDER, LED MODULE, WIT | 25.64
3SU1153-6AA40-1AA0-ZX90 | INDICATOR LIGHT, 22MM, ROUND, METAL, SHINY, GREEN, SMOOTH LENS, WITH HOLDER, LED MODULE, WITH | 21.21
3SU1153-6AA40-1AA0-ZY11 | INDICATOR LIGHT, 22MM, ROUND, METAL, SHINY, GREEN, SMOOTH LENS, WITH HOLDER, LED MODULE, WITH | 24.37
3SU1153-6AA40-3AA0-ZY10 | INDICATOR LIGHT, 22MM, ROUND, METAL, SHINY, GREEN, SMOOTH LENS, WITH HOLDER, LED MODULE, WITH | 25.64
3SU1153-6AA40-3AA0-ZY12 | INDICATOR LIGHT, 22MM, ROUND, METAL, SHINY, GREEN, SMOOTH LENS, WITH HOLDER, LED MODULE, WITH | 25.64
3SU1153-6AA50-1AA0-ZY11 | INDICATOR LIGHT, 22MM, ROUND, METAL, SHINY, BLUE, SMOOTH LENS, WITH HOLDER, LED MODULE, WITH | 24.37
3SU1153-0AB70-1FA0-ZY13 | ILLUMINATED PUSHBUTTON, 22MM, ROUND, METAL, SHINY, CLEAR, FLAT BUTTON, MOMENTARY CONTACT TYPE, | 34.68
3SU1153-0AB70-3FA0-ZY11 | ILLUMINATED PUSHBUTTON, 22MM, ROUND, METAL, SHINY, CLEAR, FLAT BUTTON, MOMENTARY CONTACT TYPE, | 36.59
3SU1153-0AB70-3FA0-ZY12 | ILLUMINATED PUSHBUTTON, 22MM, ROUND, METAL, SHINY, CLEAR, FLAT BUTTON, MOMENTARY CONTACT TYPE, | 36.59
3SU1153-0AB70-3FA0-ZY13 | ILLUMINATED PUSHBUTTON, 22MM, ROUND, METAL, SHINY, CLEAR, FLAT BUTTON, MOMENTARY CONTACT TYPE, | 36.59
3SU1153-0AB70-3FA0-ZY15 | ILLUMINATED PUSHBUTTON, 22MM, ROUND, METAL, SHINY, CLEAR, FLAT BUTTON, MOMENTARY CONTACT TYPE, | 36.59
3SU1153-6AA20-1AA0-ZY12 | INDICATOR LIGHT, 22MM, ROUND, METAL, SHINY, RED, SMOOTH LENS, WITH HOLDER, LED MODULE, WITH I | 24.37
3SU1153-6AA20-1AA0-ZY13 | INDICATOR LIGHT, 22MM, ROUND, METAL, SHINY, RED, SMOOTH LENS, WITH HOLDER, LED MODULE, WITH I | 24.37
3SU1153-6AA20-1AA0-ZY15 | INDICATOR LIGHT, 22MM, ROUND, METAL, SHINY, RED, SMOOTH LENS, WITH HOLDER, LED MODULE, WITH I | 24.37
3SU1153-6AA20-1AA0-ZY19 | INDICATOR LIGHT, 22MM, ROUND, METAL, SHINY, RED, SMOOTH LENS, WITH HOLDER, LED MODULE, WITH I | 22.48
3SU1153-6AA30-1AA0-ZY12 | INDICATOR LIGHT, 22MM, ROUND, METAL, SHINY, YELLOW, SMOOTH LENS, WITH HOLDER, LED MODULE, WIT | 24.37
3SU1153-6AA30-1AA0-ZY13 | INDICATOR LIGHT, 22MM, ROUND, METAL, SHINY, YELLOW, SMOOTH LENS, WITH HOLDER, LED MODULE, WIT | 24.37
3SU1153-6AA30-1AA0-ZY15 | INDICATOR LIGHT, 22MM, ROUND, METAL, SHINY, YELLOW, SMOOTH LENS, WITH HOLDER, LED MODULE, WIT | 24.37
3SU1153-6AA30-1AA0-ZY19 | INDICATOR LIGHT, 22MM, ROUND, METAL, SHINY, YELLOW, SMOOTH LENS, WITH HOLDER, LED MODULE, WIT | 22.48
3SU1153-6AA30-3AA0 | INDICATOR LIGHT, 22MM, ROUND, METAL, SHINY, YELLOW, SMOOTH LENS, WITH HOLDER, LED MODULE, WIT | 20.63
3SU1153-6AA40-1AA0-ZY13 | INDICATOR LIGHT, 22MM, ROUND, METAL, SHINY, GREEN, SMOOTH LENS, WITH HOLDER, LED MODULE, WITH | 24.37
3SU1153-6AA40-1AA0-ZY15 | INDICATOR LIGHT, 22MM, ROUND, METAL, SHINY, GREEN, SMOOTH LENS, WITH HOLDER, LED MODULE, WITH | 24.37
3SU1153-6AA40-1AA0-ZY19 | INDICATOR LIGHT, 22MM, ROUND, METAL, SHINY, GREEN, SMOOTH LENS, WITH HOLDER, LED MODULE, WITH | 22.48
3SU1153-6AA40-3AA0 | INDICATOR LIGHT, 22MM, ROUND, METAL, SHINY, GREEN, SMOOTH LENS, WITH HOLDER, LED MODULE, WITH | 20.63
3SU1153-6AA50-1AA0-ZY15 | INDICATOR LIGHT, 22MM, ROUND, METAL, SHINY, BLUE, SMOOTH LENS, WITH HOLDER, LED MODULE, WITH | 24.37
3SU1153-6AA50-1AA0-ZY19 | INDICATOR LIGHT, 22MM, ROUND, METAL, SHINY, BLUE, SMOOTH LENS, WITH HOLDER, LED MODULE, WITH | 22.48
3SU1153-6AA50-3AA0 | INDICATOR LIGHT, 22MM, ROUND, METAL, SHINY, BLUE, SMOOTH LENS, WITH HOLDER, LED MODULE, WITH | 20.63
3SU1153-6AA50-3AA0-ZX90 | INDICATOR LIGHT, 22MM, ROUND, METAL, SHINY, BLUE, SMOOTH LENS, WITH HOLDER, LED MODULE, WITH | 22.48
3SU1153-6AA60-1AA0-ZY19 | INDICATOR LIGHT, 22MM, ROUND, METAL, SHINY, WHITE, SMOOTH LENS, WITH HOLDER, LED MODULE, WITH | 22.48
3SU1153-6AA60-3AA0 | INDICATOR LIGHT, 22MM, ROUND, METAL, SHINY, WHITE, SMOOTH LENS, WITH HOLDER, LED MODULE, WITH | 20.63
3SU1153-6AA60-3AA0-ZX90 | INDICATOR LIGHT, 22MM, ROUND, METAL, SHINY, WHITE, SMOOTH LENS, WITH HOLDER, LED MODULE, WITH | 22.48
3SU1153-6AA60-3AA0-ZY10 | INDICATOR LIGHT, 22MM, ROUND, METAL, SHINY, WHITE, SMOOTH LENS, WITH HOLDER, LED MODULE, WITH | 25.64
3SU1153-6AA70-1AA0-ZY19 | INDICATOR LIGHT, 22MM, ROUND, METAL, SHINY, CLEAR, SMOOTH LENS, WITH HOLDER, LED MODULE, WITH | 22.48
3SU1153-6AA70-3AA0 | INDICATOR LIGHT, 22MM, ROUND, METAL, SHINY, CLEAR, SMOOTH LENS, WITH HOLDER, LED MODULE, WITH | 20.63
3SU1153-6AA70-3AA0-ZX90 | INDICATOR LIGHT, 22MM, ROUND, METAL, SHINY, CLEAR, SMOOTH LENS, WITH HOLDER, LED MODULE, WITH | 22.48
3SU1153-6AA70-3AA0-ZY10 | INDICATOR LIGHT, 22MM, ROUND, METAL, SHINY, CLEAR, SMOOTH LENS, WITH HOLDER, LED MODULE, WITH | 25.64
3SU1153-6AA50-3AA0-ZY15 | INDICATOR LIGHT, 22MM, ROUND, METAL, SHINY, BLUE, SMOOTH LENS, WITH HOLDER, LED MODULE, WITH | 25.64
3SU1153-6AA50-3AA0-ZY19 | INDICATOR LIGHT, 22MM, ROUND, METAL, SHINY, BLUE, SMOOTH LENS, WITH HOLDER, LED MODULE, WITH | 23.74
3SU1153-6AA60-1AA0 | INDICATOR LIGHT, 22MM, ROUND, METAL, SHINY, WHITE, SMOOTH LENS, WITH HOLDER, LED MODULE, WITH | 19.48
3SU1153-6AA60-1AA0-ZX90 | INDICATOR LIGHT, 22MM, ROUND, METAL, SHINY, WHITE, SMOOTH LENS, WITH HOLDER, LED MODULE, WITH | 21.21
3SU1153-6AA60-3AA0-ZY19 | INDICATOR LIGHT, 22MM, ROUND, METAL, SHINY, WHITE, SMOOTH LENS, WITH HOLDER, LED MODULE, WITH | 23.74
3SU1153-6AA70-1AA0 | INDICATOR LIGHT, 22MM, ROUND, METAL, SHINY, CLEAR, SMOOTH LENS, WITH HOLDER, LED MODULE, WITH | 19.48
3SU1153-6AA70-1AA0-ZX90 | INDICATOR LIGHT, 22MM, ROUND, METAL, SHINY, CLEAR, SMOOTH LENS, WITH HOLDER, LED MODULE, WITH | 21.21
3SU1153-6AA70-1AA0-ZY10 | INDICATOR LIGHT, 22MM, ROUND, METAL, SHINY, CLEAR, SMOOTH LENS, WITH HOLDER, LED MODULE, WITH | 24.37
3SU1156-0AB00-1BA0 | ILLUMINATED PUSHBUTTON, 22MM, ROUND, METAL, SHINY, AMBER, FLAT BUTTON, MOMENTARY CONTACT TYPE, | 26.32
3SU1156-0AB00-1BA0-ZX90 | ILLUMINATED PUSHBUTTON, 22MM, ROUND, METAL, SHINY, AMBER FLAT BUTTON, MOMENTARY CONTACT TYPE, | 28.67
3SU1156-0AB00-1BA0-ZY10 | ILLUMINATED PUSHBUTTON, 22MM, ROUND, METAL, SHINY, AMBER, FLAT BUTTON, MOMENTARY CONTACT TYPE, | 31.85
3SU1156-0AB00-1BA0-ZY11 | ILLUMINATED PUSHBUTTON, 22MM, ROUND, METAL, SHINY, AMBER, FLAT BUTTON, MOMENTARY CONTACT TYPE, | 31.85
3SU1156-0AB20-1CA0 | ILLUMINATED PUSHBUTTON, 22MM, ROUND, METAL, SHINY, RED, FLAT BUTTON, MOMENTARY CONTACT TYPE, W | 26.32
3SU1156-0AB20-1CA0-ZX90 | ILLUMINATED PUSHBUTTON, 22MM, ROUND, METAL, SHINY, RED, FLAT BUTTON, MOMENTARY CONTACT TYPE, W | 28.67
3SU1156-0AB20-1CA0-ZY10 | ILLUMINATED PUSHBUTTON, 22MM, ROUND, METAL, SHINY, RED, FLAT BUTTON, MOMENTARY CONTACT TYPE, W | 31.85
3SU1156-0AB20-1CA0-ZY11 | ILLUMINATED PUSHBUTTON, 22MM, ROUND, METAL, SHINY, RED, FLAT BUTTON, MOMENTARY CONTACT TYPE, W | 31.85
3SU1156-0AB20-1CA0-ZY12 | ILLUMINATED PUSHBUTTON, 22MM, ROUND, METAL, SHINY, RED, FLAT BUTTON, MOMENTARY CONTACT TYPE, W | 31.85
3SU1156-0AB20-3CA0-ZX90 | ILLUMINATED PUSHBUTTON, 22MM, ROUND, METAL, SHINY, RED, FLAT BUTTON, MOMENTARY CONTACT TYPE, W | 30
3SU1156-0AB20-3CA0-ZY10 | ILLUMINATED PUSHBUTTON, 22MM, ROUND, METAL, SHINY, RED, FLAT BUTTON, MOMENTARY CONTACT TYPE, W | 33.18
3SU1156-0AB20-3CA0-ZY11 | ILLUMINATED PUSHBUTTON, 22MM, ROUND, METAL, SHINY, RED, FLAT BUTTON, MOMENTARY CONTACT TYPE, W | 33.18
3SU1156-0AB20-3CA0-ZY12 | ILLUMINATED PUSHBUTTON, 22MM, ROUND, METAL, SHINY, RED, FLAT BUTTON, MOMENTARY CONTACT TYPE, W | 33.18
3SU1156-0AB30-1BA0-ZY10 | ILLUMINATED PUSHBUTTON, 22MM, ROUND, METAL, SHINY, YELLOW, FLAT BUTTON, MOMENTARY CONTACT TYPE, | 31.85
3SU1156-0AB30-1BA0-ZY11 | ILLUMINATED PUSHBUTTON, 22MM, ROUND, METAL, SHINY, YELLOW, FLAT BUTTON, MOMENTARY CONTACT TYPE, | 31.85
3SU1156-0AB30-1BA0-ZY12 | ILLUMINATED PUSHBUTTON, 22MM, ROUND, METAL, SHINY, YELLOW, FLAT BUTTON, MOMENTARY CONTACT TYPE, | 31.85
3SU1156-0AB30-1BA0-ZY13 | ILLUMINATED PUSHBUTTON, 22MM, ROUND, METAL, SHINY, YELLOW, FLAT BUTTON, MOMENTARY CONTACT TYPE, | 31.85
3SU1156-0AB30-3BA0-ZY11 | ILLUMINATED PUSHBUTTON, 22MM, ROUND, METAL, SHINY, YELLOW, FLAT BUTTON, MOMENTARY CONTACT TYPE, | 33.18
3SU1156-0AB30-3BA0-ZY12 | ILLUMINATED PUSHBUTTON, 22MM, ROUND, METAL, SHINY, YELLOW, FLAT BUTTON, MOMENTARY CONTACT TYPE, | 33.18
3SU1156-0AB30-3BA0-ZY13 | ILLUMINATED PUSHBUTTON, 22MM, ROUND, METAL, SHINY, YELLOW, FLAT BUTTON, MOMENTARY CONTACT TYPE, | 33.18
3SU1156-0AB30-3BA0-ZY15 | ILLUMINATED PUSHBUTTON, 22MM, ROUND, METAL, SHINY, YELLOW, FLAT BUTTON, MOMENTARY CONTACT TYPE, | 33.18
3SU1153-6AA20-1AA0-ZY10 | INDICATOR LIGHT, 22MM, ROUND, METAL, SHINY, RED, SMOOTH LENS, WITH HOLDER, LED MODULE, WITH I | 24.37
3SU1153-6AA20-3AA0-ZX90 | INDICATOR LIGHT, 22MM, ROUND, METAL, SHINY, RED, SMOOTH LENS, WITH HOLDER, LED MODULE, WITH I | 22.48
3SU1153-6AA20-3AA0-ZY11 | INDICATOR LIGHT, 22MM, ROUND, METAL, SHINY, RED, SMOOTH LENS, WITH HOLDER, LED MODULE, WITH I | 25.64
3SU1153-6AA30-1AA0 | INDICATOR LIGHT, 22MM, ROUND, METAL, SHINY, YELLOW, SMOOTH LENS, WITH HOLDER, LED MODULE, WIT | 19.48
3SU1153-6AA30-1AA0-ZY10 | INDICATOR LIGHT, 22MM, ROUND, METAL, SHINY, YELLOW, SMOOTH LENS, WITH HOLDER, LED MODULE, WIT | 24.37
3SU1153-6AA30-3AA0-ZX90 | INDICATOR LIGHT, 22MM, ROUND, METAL, SHINY, YELLOW, SMOOTH LENS, WITH HOLDER, LED MODULE, WIT | 22.48
3SU1153-6AA30-3AA0-ZY11 | INDICATOR LIGHT, 22MM, ROUND, METAL, SHINY, YELLOW, SMOOTH LENS, WITH HOLDER, LED MODULE, WIT | 25.64
3SU1153-6AA40-1AA0-ZY10 | INDICATOR LIGHT, 22MM, ROUND, METAL, SHINY, GREEN, SMOOTH LENS, WITH HOLDER, LED MODULE, WITH | 24.37
3SU1153-6AA40-1AA0-ZY12 | INDICATOR LIGHT, 22MM, ROUND, METAL, SHINY, GREEN, SMOOTH LENS, WITH HOLDER, LED MODULE, WITH | 24.37
3SU1153-6AA40-3AA0-ZX90 | INDICATOR LIGHT, 22MM, ROUND, METAL, SHINY, GREEN, SMOOTH LENS, WITH HOLDER, LED MODULE, WITH | 22.48
3SU1153-6AA40-3AA0-ZY11 | INDICATOR LIGHT, 22MM, ROUND, METAL, SHINY, GREEN, SMOOTH LENS, WITH HOLDER, LED MODULE, WITH | 25.64
3SU1153-6AA40-3AA0-ZY13 | INDICATOR LIGHT, 22MM, ROUND, METAL, SHINY, GREEN, SMOOTH LENS, WITH HOLDER, LED MODULE, WITH | 25.64
3SU1153-6AA50-1AA0-ZY10 | INDICATOR LIGHT, 22MM, ROUND, METAL, SHINY, BLUE, SMOOTH LENS, WITH HOLDER, LED MODULE, WITH | 24.37
3SU1153-6AA50-1AA0-ZY12 | INDICATOR LIGHT, 22MM, ROUND, METAL, SHINY, BLUE, SMOOTH LENS, WITH HOLDER, LED MODULE, WITH | 24.37
3SU1153-6AA50-3AA0-ZY11 | INDICATOR LIGHT, 22MM, ROUND, METAL, SHINY, BLUE, SMOOTH LENS, WITH HOLDER, LED MODULE, WITH | 25.64
3SU1153-6AA50-3AA0-ZY13 | INDICATOR LIGHT, 22MM, ROUND, METAL, SHINY, BLUE, SMOOTH LENS, WITH HOLDER, LED MODULE, WITH | 25.64
3SU1153-6AA60-1AA0-ZY10 | INDICATOR LIGHT, 22MM, ROUND, METAL, SHINY, WHITE, SMOOTH LENS, WITH HOLDER, LED MODULE, WITH | 24.37
3SU1153-6AA60-1AA0-ZY12 | INDICATOR LIGHT, 22MM, ROUND, METAL, SHINY, WHITE, SMOOTH LENS, WITH HOLDER, LED MODULE, WITH | 24.37
3SU1153-6AA60-1AA0-ZY15 | INDICATOR LIGHT, 22MM, ROUND, METAL, SHINY, WHITE, SMOOTH LENS, WITH HOLDER, LED MODULE, WITH | 24.37
3SU1153-6AA60-3AA0-ZY11 | INDICATOR LIGHT, 22MM, ROUND, METAL, SHINY, WHITE, SMOOTH LENS, WITH HOLDER, LED MODULE, WITH | 25.64
3SU1153-6AA60-3AA0-ZY13 | INDICATOR LIGHT, 22MM, ROUND, METAL, SHINY, WHITE, SMOOTH LENS, WITH HOLDER, LED MODULE, WITH | 25.64
3SU1153-6AA70-1AA0-ZY12 | INDICATOR LIGHT, 22MM, ROUND, METAL, SHINY, CLEAR, SMOOTH LENS, WITH HOLDER, LED MODULE, WITH | 24.37
3SU1153-6AA70-1AA0-ZY15 | INDICATOR LIGHT, 22MM, ROUND, METAL, SHINY, CLEAR, SMOOTH LENS, WITH HOLDER, LED MODULE, WITH | 24.37
3SU1153-6AA70-3AA0-ZY11 | INDICATOR LIGHT, 22MM, ROUND, METAL, SHINY, CLEAR, SMOOTH LENS, WITH HOLDER, LED MODULE, WITH | 25.64
3SU1153-6AA70-3AA0-ZY13 | INDICATOR LIGHT, 22MM, ROUND, METAL, SHINY, CLEAR, SMOOTH LENS, WITH HOLDER, LED MODULE, WITH | 25.64
3SU1153-6AA70-3AA0-ZY19 | INDICATOR LIGHT, 22MM, ROUND, METAL, SHINY, CLEAR, SMOOTH LENS, WITH HOLDER, LED MODULE, WITH | 23.74
3SU1156-0AB00-1BA0-ZY12 | ILLUMINATED PUSHBUTTON, 22MM, ROUND, METAL, SHINY, AMBER, FLAT BUTTON, MOMENTARY CONTACT TYPE, | 31.85
3SU1156-0AB00-1BA0-ZY15 | ILLUMINATED PUSHBUTTON, 22MM, ROUND, METAL, SHINY, AMBER, FLAT BUTTON, MOMENTARY CONTACT TYPE, | 31.85
3SU1156-0AB00-1FA0-ZY13 | ILLUMINATED PUSHBUTTON, 22MM, ROUND, METAL, SHINY, AMBER, FLAT BUTTON, MOMENTARY CONTACT TYPE, | 34.68
3SU1153-6AA50-1AA0-ZY13 | INDICATOR LIGHT, 22MM, ROUND, METAL, SHINY, BLUE, SMOOTH LENS, WITH HOLDER, LED MODULE, WITH | 24.37
3SU1153-6AA50-3AA0-ZY10 | INDICATOR LIGHT, 22MM, ROUND, METAL, SHINY, BLUE, SMOOTH LENS, WITH HOLDER, LED MODULE, WITH | 25.64
3SU1153-6AA50-3AA0-ZY12 | INDICATOR LIGHT, 22MM, ROUND, METAL, SHINY, BLUE, SMOOTH LENS, WITH HOLDER, LED MODULE, WITH | 25.64
3SU1153-6AA60-1AA0-ZY11 | INDICATOR LIGHT, 22MM, ROUND, METAL, SHINY, WHITE, SMOOTH LENS, WITH HOLDER, LED MODULE, WITH | 24.37
3SU1153-6AA60-1AA0-ZY13 | INDICATOR LIGHT, 22MM, ROUND, METAL, SHINY, WHITE, SMOOTH LENS, WITH HOLDER, LED MODULE, WITH | 24.37
3SU1153-6AA60-3AA0-ZY12 | INDICATOR LIGHT, 22MM, ROUND, METAL, SHINY, WHITE, SMOOTH LENS, WITH HOLDER, LED MODULE, WITH | 25.64
3SU1153-6AA60-3AA0-ZY15 | INDICATOR LIGHT, 22MM, ROUND, METAL, SHINY, WHITE, SMOOTH LENS, WITH HOLDER, LED MODULE, WITH | 25.64
3SU1153-6AA70-1AA0-ZY11 | INDICATOR LIGHT, 22MM, ROUND, METAL, SHINY, CLEAR, SMOOTH LENS, WITH HOLDER, LED MODULE, WITH | 24.37
3SU1153-6AA70-1AA0-ZY13 | INDICATOR LIGHT, 22MM, ROUND, METAL, SHINY, CLEAR, SMOOTH LENS, WITH HOLDER, LED MODULE, WITH | 24.37
3SU1153-6AA70-3AA0-ZY12 | INDICATOR LIGHT, 22MM, ROUND, METAL, SHINY, CLEAR, SMOOTH LENS, WITH HOLDER, LED MODULE, WITH | 25.64
3SU1153-6AA70-3AA0-ZY15 | INDICATOR LIGHT, 22MM, ROUND, METAL, SHINY, CLEAR, SMOOTH LENS, WITH HOLDER, LED MODULE, WITH | 25.64
3SU1156-0AB00-1BA0-ZY13 | ILLUMINATED PUSHBUTTON, 22MM, ROUND, METAL, SHINY, AMBER, FLAT BUTTON, MOMENTARY CONTACT TYPE, | 31.85
3SU1156-0AB00-1BA0-ZY19 | ILLUMINATED PUSHBUTTON, 22MM, ROUND, METAL, SHINY, AMBER, FLAT BUTTON, MOMENTARY CONTACT TYPE, | 29.95
3SU1156-0AB00-1FA0-ZY12 | ILLUMINATED PUSHBUTTON, 22MM, ROUND, METAL, SHINY, AMBER, FLAT BUTTON, MOMENTARY CONTACT TYPE, | 34.68
3SU1156-0AB00-1FA0-ZY15 | ILLUMINATED PUSHBUTTON, 22MM, ROUND, METAL, SHINY, AMBER, FLAT BUTTON, MOMENTARY CONTACT TYPE, | 34.68
3SU1156-0AB20-1CA0-ZY13 | ILLUMINATED PUSHBUTTON, 22MM, ROUND, METAL, SHINY, RED, FLAT BUTTON, MOMENTARY CONTACT TYPE, W | 31.85
3SU1156-0AB20-1CA0-ZY19 | ILLUMINATED PUSHBUTTON, 22MM, ROUND, METAL, SHINY, RED, FLAT BUTTON, MOMENTARY CONTACT TYPE, W | 29.95
3SU1156-0AB20-1FA0-ZY15 | ILLUMINATED PUSHBUTTON, 22MM, ROUND, METAL, SHINY, RED, FLAT BUTTON, MOMENTARY CONTACT TYPE, W | 34.68
3SU1156-0AB20-3CA0 | ILLUMINATED PUSHBUTTON, 22MM, ROUND, METAL, SHINY, RED, FLAT BUTTON, MOMENTARY CONTACT TYPE, W | 27.55
3SU1156-0AB20-3CA0-ZY13 | ILLUMINATED PUSHBUTTON, 22MM, ROUND, METAL, SHINY, RED, FLAT BUTTON, MOMENTARY CONTACT TYPE, W | 33.18
3SU1156-0AB20-3CA0-ZY19 | ILLUMINATED PUSHBUTTON, 22MM, ROUND, METAL, SHINY, RED, FLAT BUTTON, MOMENTARY CONTACT TYPE, W | 31.28
3SU1156-0AB20-3FA0-ZY15 | ILLUMINATED PUSHBUTTON, 22MM, ROUND, METAL, SHINY, RED, FLAT BUTTON, MOMENTARY CONTACT TYPE, W | 36.59
3SU1156-0AB30-1BA0 | ILLUMINATED PUSHBUTTON, 22MM, ROUND, METAL, SHINY, YELLOW, FLAT BUTTON, MOMENTARY CONTACT TYPE, | 26.32
3SU1156-0AB30-1BA0-ZY19 | ILLUMINATED PUSHBUTTON, 22MM, ROUND, METAL, SHINY, YELLOW, FLAT BUTTON, MOMENTARY CONTACT TYPE, | 29.95
3SU1156-0AB30-1FA0-ZX90 | ILLUMINATED PUSHBUTTON, 22MM, ROUND, METAL, SHINY, YELLOW, FLAT BUTTON, MOMENTARY CONTACT TYPE, | 31.52
3SU1156-0AB30-1FA0-ZY15 | ILLUMINATED PUSHBUTTON, 22MM, ROUND, METAL, SHINY, YELLOW, FLAT BUTTON, MOMENTARY CONTACT TYPE, | 34.68
3SU1156-0AB30-3BA0 | ILLUMINATED PUSHBUTTON, 22MM, ROUND, METAL, SHINY, YELLOW, FLAT BUTTON, MOMENTARY CONTACT TYPE, | 27.55
3SU1156-0AB30-3BA0-ZY10 | ILLUMINATED PUSHBUTTON, 22MM, ROUND, METAL, SHINY, YELLOW, FLAT BUTTON, MOMENTARY CONTACT TYPE, | 33.18
3SU1156-0AB30-3BA0-ZY19 | ILLUMINATED PUSHBUTTON, 22MM, ROUND, METAL, SHINY, YELLOW, FLAT BUTTON, MOMENTARY CONTACT TYPE, | 31.28
3SU1156-0AB00-1FA0 | ILLUMINATED PUSHBUTTON, 22MM, ROUND, METAL, SHINY, AMBER, FLAT BUTTON, MOMENTARY CONTACT TYPE, | 28.95
3SU1156-0AB00-1FA0-ZX90 | ILLUMINATED PUSHBUTTON, 22MM, ROUND, METAL, SHINY, AMBER FLAT BUTTON, MOMENTARY CONTACT TYPE, | 31.52
3SU1156-0AB00-1FA0-ZY10 | ILLUMINATED PUSHBUTTON, 22MM, ROUND, METAL, SHINY, AMBER, FLAT BUTTON, MOMENTARY CONTACT TYPE, | 34.68
3SU1156-0AB00-1FA0-ZY11 | ILLUMINATED PUSHBUTTON, 22MM, ROUND, METAL, SHINY, AMBER, FLAT BUTTON, MOMENTARY CONTACT TYPE, | 34.68
3SU1156-0AB20-1FA0-ZX90 | ILLUMINATED PUSHBUTTON, 22MM, ROUND, METAL, SHINY, RED, FLAT BUTTON, MOMENTARY CONTACT TYPE, W | 31.52
3SU1156-0AB20-1FA0-ZY10 | ILLUMINATED PUSHBUTTON, 22MM, ROUND, METAL, SHINY, RED, FLAT BUTTON, MOMENTARY CONTACT TYPE, W | 34.68
3SU1156-0AB20-1FA0-ZY11 | ILLUMINATED PUSHBUTTON, 22MM, ROUND, METAL, SHINY, RED, FLAT BUTTON, MOMENTARY CONTACT TYPE, W | 34.68
3SU1156-0AB20-1FA0-ZY12 | ILLUMINATED PUSHBUTTON, 22MM, ROUND, METAL, SHINY, RED, FLAT BUTTON, MOMENTARY CONTACT TYPE, W | 34.68
3SU1156-0AB20-3FA0-ZX90 | ILLUMINATED PUSHBUTTON, 22MM, ROUND, METAL, SHINY, RED, FLAT BUTTON, MOMENTARY CONTACT TYPE, W | 33.42
3SU1156-0AB20-3FA0-ZY10 | ILLUMINATED PUSHBUTTON, 22MM, ROUND, METAL, SHINY, RED, FLAT BUTTON, MOMENTARY CONTACT TYPE, W | 36.59
3SU1156-0AB20-3FA0-ZY11 | ILLUMINATED PUSHBUTTON, 22MM, ROUND, METAL, SHINY, RED, FLAT BUTTON, MOMENTARY CONTACT TYPE, W | 36.59
3SU1156-0AB20-3FA0-ZY12 | ILLUMINATED PUSHBUTTON, 22MM, ROUND, METAL, SHINY, RED, FLAT BUTTON, MOMENTARY CONTACT TYPE, W | 36.59
3SU1156-0AB20-3FA0-ZY13 | ILLUMINATED PUSHBUTTON, 22MM, ROUND, METAL, SHINY, RED, FLAT BUTTON, MOMENTARY CONTACT TYPE, W | 36.59
3SU1156-0AB30-1FA0-ZY10 | ILLUMINATED PUSHBUTTON, 22MM, ROUND, METAL, SHINY, YELLOW, FLAT BUTTON, MOMENTARY CONTACT TYPE, | 34.68
3SU1156-0AB30-1FA0-ZY11 | ILLUMINATED PUSHBUTTON, 22MM, ROUND, METAL, SHINY, YELLOW, FLAT BUTTON, MOMENTARY CONTACT TYPE, | 34.68
3SU1156-0AB30-1FA0-ZY12 | ILLUMINATED PUSHBUTTON, 22MM, ROUND, METAL, SHINY, YELLOW, FLAT BUTTON, MOMENTARY CONTACT TYPE, | 34.68
3SU1156-0AB30-1FA0-ZY13 | ILLUMINATED PUSHBUTTON, 22MM, ROUND, METAL, SHINY, YELLOW, FLAT BUTTON, MOMENTARY CONTACT TYPE, | 34.68
3SU1156-0AB30-3FA0-ZY11 | ILLUMINATED PUSHBUTTON, 22MM, ROUND, METAL, SHINY, YELLOW, FLAT BUTTON, MOMENTARY CONTACT TYPE, | 36.59
3SU1156-0AB30-3FA0-ZY12 | ILLUMINATED PUSHBUTTON, 22MM, ROUND, METAL, SHINY, YELLOW, FLAT BUTTON, MOMENTARY CONTACT TYPE, | 36.59
3SU1156-0AB30-3FA0-ZY13 | ILLUMINATED PUSHBUTTON, 22MM, ROUND, METAL, SHINY, YELLOW, FLAT BUTTON, MOMENTARY CONTACT TYPE, | 36.59
3SU1156-0AB30-3FA0-ZY15 | ILLUMINATED PUSHBUTTON, 22MM, ROUND, METAL, SHINY, YELLOW, FLAT BUTTON, MOMENTARY CONTACT TYPE, | 36.59
3SU1156-0AB40-1FA0-ZY12 | ILLUMINATED PUSHBUTTON, 22MM, ROUND, METAL, SHINY, GREEN, FLAT BUTTON, MOMENTARY CONTACT TYPE, | 34.68
3SU1156-0AB70-1BA0-ZY10 | ILLUMINATED PUSHBUTTON, 22MM, ROUND, METAL, SHINY, CLEAR, FLAT BUTTON, MOMENTARY CONTACT TYPE, | 31.85
3SU1156-0AB70-1BA0-ZY11 | ILLUMINATED PUSHBUTTON, 22MM, ROUND, METAL, SHINY, CLEAR, FLAT BUTTON, MOMENTARY CONTACT TYPE, | 31.85
3SU1156-0AB70-1BA0-ZY12 | ILLUMINATED PUSHBUTTON, 22MM, ROUND, METAL, SHINY, CLEAR, FLAT BUTTON, MOMENTARY CONTACT TYPE, | 31.85
3SU1156-0AB70-3BA0-ZX90 | ILLUMINATED PUSHBUTTON, 22MM, ROUND, METAL, SHINY, CLEAR, FLAT BUTTON, MOMENTARY CONTACT TYPE, | 30
3SU1156-0AB70-3BA0-ZY10 | ILLUMINATED PUSHBUTTON, 22MM, ROUND, METAL, SHINY, CLEAR, FLAT BUTTON, MOMENTARY CONTACT TYPE, | 33.18
3SU1156-0AB70-3BA0-ZY11 | ILLUMINATED PUSHBUTTON, 22MM, ROUND, METAL, SHINY, CLEAR, FLAT BUTTON, MOMENTARY CONTACT TYPE, | 33.18
3SU1156-0AB70-3BA0-ZY12 | ILLUMINATED PUSHBUTTON, 22MM, ROUND, METAL, SHINY, CLEAR, FLAT BUTTON, MOMENTARY CONTACT TYPE, | 33.18
3SU1156-0AB40-1BA0-ZY11 | ILLUMINATED PUSHBUTTON, 22MM, ROUND, METAL, SHINY, GREEN, FLAT BUTTON, MOMENTARY CONTACT TYPE, | 31.85
3SU1156-0AB40-1BA0-ZY12 | ILLUMINATED PUSHBUTTON, 22MM, ROUND, METAL, SHINY, GREEN, FLAT BUTTON, MOMENTARY CONTACT TYPE, | 31.85
3SU1156-0AB40-1BA0-ZY13 | ILLUMINATED PUSHBUTTON, 22MM, ROUND, METAL, SHINY, GREEN, FLAT BUTTON, MOMENTARY CONTACT TYPE, | 31.85
3SU1156-0AB40-1BA0-ZY15 | ILLUMINATED PUSHBUTTON, 22MM, ROUND, METAL, SHINY, GREEN, FLAT BUTTON, MOMENTARY CONTACT TYPE, | 31.85
3SU1156-0AB70-1FA0-ZX90 | ILLUMINATED PUSHBUTTON, 22MM, ROUND, METAL, SHINY, CLEAR, FLAT BUTTON, MOMENTARY CONTACT TYPE, | 31.52
3SU1156-0AB70-1FA0-ZY10 | ILLUMINATED PUSHBUTTON, 22MM, ROUND, METAL, SHINY, CLEAR, FLAT BUTTON, MOMENTARY CONTACT TYPE, | 34.68
3SU1156-0AB70-1FA0-ZY11 | ILLUMINATED PUSHBUTTON, 22MM, ROUND, METAL, SHINY, CLEAR, FLAT BUTTON, MOMENTARY CONTACT TYPE, | 34.68
3SU1156-0AB70-1FA0-ZY12 | ILLUMINATED PUSHBUTTON, 22MM, ROUND, METAL, SHINY, CLEAR, FLAT BUTTON, MOMENTARY CONTACT TYPE, | 34.68
3SU1156-0AB70-3FA0-ZY10 | ILLUMINATED PUSHBUTTON, 22MM, ROUND, METAL, SHINY, CLEAR, FLAT BUTTON, MOMENTARY CONTACT TYPE, | 36.59
3SU1156-0AB70-3FA0-ZY11 | ILLUMINATED PUSHBUTTON, 22MM, ROUND, METAL, SHINY, CLEAR, FLAT BUTTON, MOMENTARY CONTACT TYPE, | 36.59
3SU1156-0AB70-3FA0-ZY12 | ILLUMINATED PUSHBUTTON, 22MM, ROUND, METAL, SHINY, CLEAR, FLAT BUTTON, MOMENTARY CONTACT TYPE, | 36.59
3SU1156-0AB70-3FA0-ZY13 | ILLUMINATED PUSHBUTTON, 22MM, ROUND, METAL, SHINY, CLEAR, FLAT BUTTON, MOMENTARY CONTACT TYPE, | 36.59
3SU1156-6AA20-3AA0-ZY10 | INDICATOR LIGHT, 22MM, ROUND, METAL, SHINY, RED, SMOOTH LENS, WITH HOLDER, LED MODULE, WITH I | 25.64
3SU1156-6AA20-3AA0-ZY11 | INDICATOR LIGHT, 22MM, ROUND, METAL, SHINY, RED, SMOOTH LENS, WITH HOLDER, LED MODULE, WITH I | 25.64
3SU1156-6AA20-3AA0-ZY12 | INDICATOR LIGHT, 22MM, ROUND, METAL, SHINY, RED, SMOOTH LENS, WITH HOLDER, LED MODULE, WITH I | 25.64
3SU1156-6AA20-3AA0-ZY13 | INDICATOR LIGHT, 22MM, ROUND, METAL, SHINY, RED, SMOOTH LENS, WITH HOLDER, LED MODULE, WITH I | 25.64
3SU1156-6AA20-3AA0-ZY15 | INDICATOR LIGHT, 22MM, ROUND, METAL, SHINY, RED, SMOOTH LENS, WITH HOLDER, LED MODULE, WITH I | 25.64
3SU1156-6AA30-3AA0-ZY11 | INDICATOR LIGHT, 22MM, ROUND, METAL, SHINY, YELLOW, SMOOTH LENS, WITH HOLDER, LED MODULE, WIT | 25.64
3SU1156-6AA30-3AA0-ZY12 | INDICATOR LIGHT, 22MM, ROUND, METAL, SHINY, YELLOW, SMOOTH LENS, WITH HOLDER, LED MODULE, WIT | 25.64
3SU1156-6AA30-3AA0-ZY13 | INDICATOR LIGHT, 22MM, ROUND, METAL, SHINY, YELLOW, SMOOTH LENS, WITH HOLDER, LED MODULE, WIT | 25.64
3SU1156-6AA30-3AA0-ZY15 | INDICATOR LIGHT, 22MM, ROUND, METAL, SHINY, YELLOW, SMOOTH LENS, WITH HOLDER, LED MODULE, WIT | 25.64
3SU1156-6AA40-3AA0-ZY12 | INDICATOR LIGHT, 22MM, ROUND, METAL, SHINY, GREEN, SMOOTH LENS, WITH HOLDER, LED MODULE, WITH | 25.64
3SU1156-6AA40-3AA0-ZY13 | INDICATOR LIGHT, 22MM, ROUND, METAL, SHINY, GREEN, SMOOTH LENS, WITH HOLDER, LED MODULE, WITH | 25.64
3SU1156-6AA40-3AA0-ZY15 | INDICATOR LIGHT, 22MM, ROUND, METAL, SHINY, GREEN, SMOOTH LENS, WITH HOLDER, LED MODULE, WITH | 25.64
3SU1156-6AA40-3AA0-ZY19 | INDICATOR LIGHT, 22MM, ROUND, METAL, SHINY, GREEN, SMOOTH LENS, WITH HOLDER, LED MODULE, WITH | 23.74
3SU1156-6AA50-3AA0-ZY12 | INDICATOR LIGHT, 22MM, ROUND, METAL, SHINY, BLUE, SMOOTH LENS, WITH HOLDER, LED MODULE, WITH | 25.64
3SU1156-6AA50-3AA0-ZY13 | INDICATOR LIGHT, 22MM, ROUND, METAL, SHINY, BLUE, SMOOTH LENS, WITH HOLDER, LED MODULE, WITH | 25.64
3SU1152-0AB70-1FA0-ZY19 | ILLUMINATED PUSHBUTTON, 22MM, ROUND, METAL, SHINY, CLEAR, FLAT BUTTON, MOMENTARY CONTACT TYPE, | 27.79
3SU1152-0AB70-3BA0 | ILLUMINATED PUSHBUTTON, 22MM, ROUND, METAL, SHINY, CLEAR, FLAT BUTTON, MOMENTARY CONTACT TYPE, | 22.15
3SU1156-0AB00-1FA0-ZY19 | ILLUMINATED PUSHBUTTON, 22MM, ROUND, METAL, SHINY, AMBER, FLAT BUTTON, MOMENTARY CONTACT TYPE, | 32.79
3SU1156-0AB20-1CA0-ZY15 | ILLUMINATED PUSHBUTTON, 22MM, ROUND, METAL, SHINY, RED, FLAT BUTTON, MOMENTARY CONTACT TYPE, W | 31.85
3SU1156-0AB20-1FA0 | ILLUMINATED PUSHBUTTON, 22MM, ROUND, METAL, SHINY, RED, FLAT BUTTON, MOMENTARY CONTACT TYPE, W | 28.95
3SU1156-0AB20-1FA0-ZY13 | ILLUMINATED PUSHBUTTON, 22MM, ROUND, METAL, SHINY, RED, FLAT BUTTON, MOMENTARY CONTACT TYPE, W | 34.68
3SU1156-0AB20-1FA0-ZY19 | ILLUMINATED PUSHBUTTON, 22MM, ROUND, METAL, SHINY, RED, FLAT BUTTON, MOMENTARY CONTACT TYPE, W | 32.79
3SU1156-0AB20-3CA0-ZY15 | ILLUMINATED PUSHBUTTON, 22MM, ROUND, METAL, SHINY, RED, FLAT BUTTON, MOMENTARY CONTACT TYPE, W | 33.18
3SU1156-0AB20-3FA0 | ILLUMINATED PUSHBUTTON, 22MM, ROUND, METAL, SHINY, RED, FLAT BUTTON, MOMENTARY CONTACT TYPE, W | 30.68
3SU1156-0AB20-3FA0-ZY19 | ILLUMINATED PUSHBUTTON, 22MM, ROUND, METAL, SHINY, RED, FLAT BUTTON, MOMENTARY CONTACT TYPE, W | 34.68
3SU1156-0AB30-1BA0-ZX90 | ILLUMINATED PUSHBUTTON, 22MM, ROUND, METAL, SHINY, YELLOW, FLAT BUTTON, MOMENTARY CONTACT TYPE, | 28.67
3SU1156-0AB30-1BA0-ZY15 | ILLUMINATED PUSHBUTTON, 22MM, ROUND, METAL, SHINY, YELLOW, FLAT BUTTON, MOMENTARY CONTACT TYPE, | 31.85
3SU1156-0AB30-1FA0 | ILLUMINATED PUSHBUTTON, 22MM, ROUND, METAL, SHINY, YELLOW, FLAT BUTTON, MOMENTARY CONTACT TYPE, | 28.95
3SU1156-0AB30-1FA0-ZY19 | ILLUMINATED PUSHBUTTON, 22MM, ROUND, METAL, SHINY, YELLOW, FLAT BUTTON, MOMENTARY CONTACT TYPE, | 32.79
3SU1156-0AB30-3BA0-ZX90 | ILLUMINATED PUSHBUTTON, 22MM, ROUND, METAL, SHINY, YELLOW, FLAT BUTTON, MOMENTARY CONTACT TYPE, | 30
3SU1156-0AB30-3FA0 | ILLUMINATED PUSHBUTTON, 22MM, ROUND, METAL, SHINY, YELLOW, FLAT BUTTON, MOMENTARY CONTACT TYPE, | 30.68
3SU1156-0AB30-3FA0-ZY10 | ILLUMINATED PUSHBUTTON, 22MM, ROUND, METAL, SHINY, YELLOW, FLAT BUTTON, MOMENTARY CONTACT TYPE, | 36.59
3SU1156-0AB30-3FA0-ZY19 | ILLUMINATED PUSHBUTTON, 22MM, ROUND, METAL, SHINY, YELLOW, FLAT BUTTON, MOMENTARY CONTACT TYPE, | 34.68
3SU1156-0AB40-1BA0-ZX90 | ILLUMINATED PUSHBUTTON, 22MM, ROUND, METAL, SHINY, GREEN, FLAT BUTTON, MOMENTARY CONTACT TYPE, | 28.67
3SU1156-0AB40-1FA0 | ILLUMINATED PUSHBUTTON, 22MM, ROUND, METAL, SHINY, GREEN, FLAT BUTTON, MOMENTARY CONTACT TYPE, | 28.95
3SU1156-0AB40-1FA0-ZY10 | ILLUMINATED PUSHBUTTON, 22MM, ROUND, METAL, SHINY, GREEN, FLAT BUTTON, MOMENTARY CONTACT TYPE, | 34.68
3SU1156-0AB70-1BA0-ZY15 | ILLUMINATED PUSHBUTTON, 22MM, ROUND, METAL, SHINY, CLEAR, FLAT BUTTON, MOMENTARY CONTACT TYPE, | 31.85
3SU1156-0AB70-1FA0 | ILLUMINATED PUSHBUTTON, 22MM, ROUND, METAL, SHINY, CLEAR, FLAT BUTTON, MOMENTARY CONTACT TYPE, | 28.95
3SU1156-0AB70-1FA0-ZY13 | ILLUMINATED PUSHBUTTON, 22MM, ROUND, METAL, SHINY, CLEAR, FLAT BUTTON, MOMENTARY CONTACT TYPE, | 34.68
3SU1156-0AB70-1FA0-ZY19 | ILLUMINATED PUSHBUTTON, 22MM, ROUND, METAL, SHINY, CLEAR, FLAT BUTTON, MOMENTARY CONTACT TYPE, | 32.79
3SU1156-0AB70-3BA0-ZY15 | ILLUMINATED PUSHBUTTON, 22MM, ROUND, METAL, SHINY, CLEAR, FLAT BUTTON, MOMENTARY CONTACT TYPE, | 33.18
3SU1156-0AB70-3FA0 | ILLUMINATED PUSHBUTTON, 22MM, ROUND, METAL, SHINY, CLEAR, FLAT BUTTON, MOMENTARY CONTACT TYPE, | 30.68
3SU1156-0AB70-3FA0-ZY19 | ILLUMINATED PUSHBUTTON, 22MM, ROUND, METAL, SHINY, CLEAR, FLAT BUTTON, MOMENTARY CONTACT TYPE, | 34.68
3SU1156-6AA20-1AA0-ZX90 | INDICATOR LIGHT, 22MM, ROUND, METAL, SHINY, RED, SMOOTH LENS, WITH HOLDER, LED MODULE, WITH I | 21.21
3SU1156-6AA20-1AA0-ZY15 | INDICATOR LIGHT, 22MM, ROUND, METAL, SHINY, RED, SMOOTH LENS, WITH HOLDER, LED MODULE, WITH I | 24.37
3SU1156-6AA20-3AA0 | INDICATOR LIGHT, 22MM, ROUND, METAL, SHINY, RED, SMOOTH LENS, WITH HOLDER, LED MODULE, WITH I | 20.63
3SU1156-0AB30-3FA0-ZX90 | ILLUMINATED PUSHBUTTON, 22MM, ROUND, METAL, SHINY, YELLOW, FLAT BUTTON, MOMENTARY CONTACT TYPE, | 33.42
3SU1156-0AB40-1BA0 | ILLUMINATED PUSHBUTTON, 22MM, ROUND, METAL, SHINY, GREEN, FLAT BUTTON, MOMENTARY CONTACT TYPE, | 26.32
3SU1156-0AB40-1BA0-ZY10 | ILLUMINATED PUSHBUTTON, 22MM, ROUND, METAL, SHINY, GREEN, FLAT BUTTON, MOMENTARY CONTACT TYPE, | 31.85
3SU1156-0AB40-1BA0-ZY19 | ILLUMINATED PUSHBUTTON, 22MM, ROUND, METAL, SHINY, GREEN, FLAT BUTTON, MOMENTARY CONTACT TYPE, | 29.95
3SU1156-0AB40-1FA0-ZX90 | ILLUMINATED PUSHBUTTON, 22MM, ROUND, METAL, SHINY, GREEN, FLAT BUTTON, MOMENTARY CONTACT TYPE, | 31.52
3SU1156-0AB40-1FA0-ZY11 | ILLUMINATED PUSHBUTTON, 22MM, ROUND, METAL, SHINY, GREEN, FLAT BUTTON, MOMENTARY CONTACT TYPE, | 34.68
3SU1156-0AB70-1BA0-ZY13 | ILLUMINATED PUSHBUTTON, 22MM, ROUND, METAL, SHINY, CLEAR, FLAT BUTTON, MOMENTARY CONTACT TYPE, | 31.85
3SU1156-0AB70-1BA0-ZY19 | ILLUMINATED PUSHBUTTON, 22MM, ROUND, METAL, SHINY, CLEAR, FLAT BUTTON, MOMENTARY CONTACT TYPE, | 29.95
3SU1156-0AB70-1FA0-ZY15 | ILLUMINATED PUSHBUTTON, 22MM, ROUND, METAL, SHINY, CLEAR, FLAT BUTTON, MOMENTARY CONTACT TYPE, | 34.68
3SU1156-0AB70-3BA0 | ILLUMINATED PUSHBUTTON, 22MM, ROUND, METAL, SHINY, CLEAR, FLAT BUTTON, MOMENTARY CONTACT TYPE, | 27.55
3SU1156-0AB70-3BA0-ZY13 | ILLUMINATED PUSHBUTTON, 22MM, ROUND, METAL, SHINY, CLEAR, FLAT BUTTON, MOMENTARY CONTACT TYPE, | 33.18
3SU1156-0AB70-3BA0-ZY19 | ILLUMINATED PUSHBUTTON, 22MM, ROUND, METAL, SHINY, CLEAR, FLAT BUTTON, MOMENTARY CONTACT TYPE, | 31.28
3SU1156-0AB70-3FA0-ZX90 | ILLUMINATED PUSHBUTTON, 22MM, ROUND, METAL, SHINY, CLEAR, FLAT BUTTON, MOMENTARY CONTACT TYPE, | 33.42
3SU1156-0AB70-3FA0-ZY15 | ILLUMINATED PUSHBUTTON, 22MM, ROUND, METAL, SHINY, CLEAR, FLAT BUTTON, MOMENTARY CONTACT TYPE, | 36.59
3SU1156-6AA20-1AA0 | INDICATOR LIGHT, 22MM, ROUND, METAL, SHINY, RED, SMOOTH LENS, WITH HOLDER, LED MODULE, WITH I | 19.48
3SU1156-6AA20-1AA0-ZY19 | INDICATOR LIGHT, 22MM, ROUND, METAL, SHINY, RED, SMOOTH LENS, WITH HOLDER, LED MODULE, WITH I | 22.48
3SU1156-6AA20-3AA0-ZX90 | INDICATOR LIGHT, 22MM, ROUND, METAL, SHINY, RED, SMOOTH LENS, WITH HOLDER, LED MODULE, WITH I | 22.48
3SU1156-6AA30-1AA0 | INDICATOR LIGHT, 22MM, ROUND, METAL, SHINY, YELLOW, SMOOTH LENS, WITH HOLDER, LED MODULE, WIT | 19.48
3SU1156-6AA30-1AA0-ZY10 | INDICATOR LIGHT, 22MM, ROUND, METAL, SHINY, YELLOW, SMOOTH LENS, WITH HOLDER, LED MODULE, WIT | 24.37
3SU1156-6AA30-1AA0-ZY19 | INDICATOR LIGHT, 22MM, ROUND, METAL, SHINY, YELLOW, SMOOTH LENS, WITH HOLDER, LED MODULE, WIT | 22.48
3SU1156-6AA30-3AA0-ZX90 | INDICATOR LIGHT, 22MM, ROUND, METAL, SHINY, YELLOW, SMOOTH LENS, WITH HOLDER, LED MODULE, WIT | 22.48
3SU1156-6AA40-1AA0 | INDICATOR LIGHT, 22MM, ROUND, METAL, SHINY, GREEN, SMOOTH LENS, WITH HOLDER, LED MODULE, WITH | 19.48
3SU1156-6AA40-1AA0-ZY10 | INDICATOR LIGHT, 22MM, ROUND, METAL, SHINY, GREEN, SMOOTH LENS, WITH HOLDER, LED MODULE, WITH | 24.37
3SU1156-6AA40-3AA0-ZX90 | INDICATOR LIGHT, 22MM, ROUND, METAL, SHINY, GREEN, SMOOTH LENS, WITH HOLDER, LED MODULE, WITH | 22.48
3SU1156-6AA40-3AA0-ZY11 | INDICATOR LIGHT, 22MM, ROUND, METAL, SHINY, GREEN, SMOOTH LENS, WITH HOLDER, LED MODULE, WITH | 25.64
3SU1156-6AA50-1AA0 | INDICATOR LIGHT, 22MM, ROUND, METAL, SHINY, BLUE, SMOOTH LENS, WITH HOLDER, LED MODULE, WITH | 19.48
3SU1156-6AA50-1AA0-ZY10 | INDICATOR LIGHT, 22MM, ROUND, METAL, SHINY, BLUE, SMOOTH LENS, WITH HOLDER, LED MODULE, WITH | 24.37
3SU1156-6AA50-3AA0-ZX90 | INDICATOR LIGHT, 22MM, ROUND, METAL, SHINY, BLUE, SMOOTH LENS, WITH HOLDER, LED MODULE, WITH | 22.48
3SU1156-6AA50-3AA0-ZY11 | INDICATOR LIGHT, 22MM, ROUND, METAL, SHINY, BLUE, SMOOTH LENS, WITH HOLDER, LED MODULE, WITH | 25.64
3SU1156-6AA20-1AA0-ZY10 | INDICATOR LIGHT, 22MM, ROUND, METAL, SHINY, RED, SMOOTH LENS, WITH HOLDER, LED MODULE, WITH I | 24.37
3SU1156-6AA20-1AA0-ZY11 | INDICATOR LIGHT, 22MM, ROUND, METAL, SHINY, RED, SMOOTH LENS, WITH HOLDER, LED MODULE, WITH I | 24.37
3SU1156-6AA20-1AA0-ZY12 | INDICATOR LIGHT, 22MM, ROUND, METAL, SHINY, RED, SMOOTH LENS, WITH HOLDER, LED MODULE, WITH I | 24.37
3SU1156-6AA20-1AA0-ZY13 | INDICATOR LIGHT, 22MM, ROUND, METAL, SHINY, RED, SMOOTH LENS, WITH HOLDER, LED MODULE, WITH I | 24.37
3SU1156-6AA30-1AA0-ZY11 | INDICATOR LIGHT, 22MM, ROUND, METAL, SHINY, YELLOW, SMOOTH LENS, WITH HOLDER, LED MODULE, WIT | 24.37
3SU1156-6AA30-1AA0-ZY12 | INDICATOR LIGHT, 22MM, ROUND, METAL, SHINY, YELLOW, SMOOTH LENS, WITH HOLDER, LED MODULE, WIT | 24.37
3SU1156-6AA30-1AA0-ZY13 | INDICATOR LIGHT, 22MM, ROUND, METAL, SHINY, YELLOW, SMOOTH LENS, WITH HOLDER, LED MODULE, WIT | 24.37
3SU1156-6AA30-1AA0-ZY15 | INDICATOR LIGHT, 22MM, ROUND, METAL, SHINY, YELLOW, SMOOTH LENS, WITH HOLDER, LED MODULE, WIT | 24.37
3SU1156-6AA40-1AA0-ZY11 | INDICATOR LIGHT, 22MM, ROUND, METAL, SHINY, GREEN, SMOOTH LENS, WITH HOLDER, LED MODULE, WITH | 24.37
3SU1156-6AA40-1AA0-ZY12 | INDICATOR LIGHT, 22MM, ROUND, METAL, SHINY, GREEN, SMOOTH LENS, WITH HOLDER, LED MODULE, WITH | 24.37
3SU1156-6AA40-1AA0-ZY13 | INDICATOR LIGHT, 22MM, ROUND, METAL, SHINY, GREEN, SMOOTH LENS, WITH HOLDER, LED MODULE, WITH | 24.37
3SU1156-6AA40-1AA0-ZY15 | INDICATOR LIGHT, 22MM, ROUND, METAL, SHINY, GREEN, SMOOTH LENS, WITH HOLDER, LED MODULE, WITH | 24.37
3SU1156-6AA40-1AA0-ZY19 | INDICATOR LIGHT, 22MM, ROUND, METAL, SHINY, GREEN, SMOOTH LENS, WITH HOLDER, LED MODULE, WITH | 22.48
3SU1156-6AA50-1AA0-ZY12 | INDICATOR LIGHT, 22MM, ROUND, METAL, SHINY, BLUE, SMOOTH LENS, WITH HOLDER, LED MODULE, WITH | 24.37
3SU1156-6AA50-1AA0-ZY13 | INDICATOR LIGHT, 22MM, ROUND, METAL, SHINY, BLUE, SMOOTH LENS, WITH HOLDER, LED MODULE, WITH | 24.37
3SU1156-6AA50-1AA0-ZY15 | INDICATOR LIGHT, 22MM, ROUND, METAL, SHINY, BLUE, SMOOTH LENS, WITH HOLDER, LED MODULE, WITH | 24.37
3SU1156-6AA50-1AA0-ZY19 | INDICATOR LIGHT, 22MM, ROUND, METAL, SHINY, BLUE, SMOOTH LENS, WITH HOLDER, LED MODULE, WITH | 22.48
3SU1152-0AB70-3BA0-ZY15 | ILLUMINATED PUSHBUTTON, 22MM, ROUND, METAL, SHINY, CLEAR, FLAT BUTTON, MOMENTARY CONTACT TYPE, | 27.28
3SU1152-0AB70-3BA0-ZY19 | ILLUMINATED PUSHBUTTON, 22MM, ROUND, METAL, SHINY, CLEAR, FLAT BUTTON, MOMENTARY CONTACT TYPE, | 25.38
3SU1152-0AB70-3FA0 | ILLUMINATED PUSHBUTTON, 22MM, ROUND, METAL, SHINY, CLEAR, FLAT BUTTON, MOMENTARY CONTACT TYPE, | 25.22
3SU1152-0AB70-3FA0-ZX90 | ILLUMINATED PUSHBUTTON, 22MM, ROUND, METAL, SHINY, CLEAR, FLAT BUTTON, MOMENTARY CONTACT TYPE, | 27.47
3SU1152-6AA00-1AA0-ZY19 | INDICATOR LIGHT, 22MM, ROUND, METAL, SHINY, AMBER, SMOOTH LENS, WITH HOLDER, LED MODULE, WITH | 17.47
3SU1152-6AA20-1AA0 | INDICATOR LIGHT, 22MM, ROUND, METAL, SHINY, RED, SMOOTH LENS, WITH HOLDER, LED MODULE, WITH I | 14.88
3SU1152-6AA20-1AA0-ZX90 | INDICATOR LIGHT, 22MM, ROUND, METAL, SHINY, RED, SMOOTH LENS, WITH HOLDER, LED MODULE, WITH I | 16.21
3SU1152-6AA20-1AA0-ZY10 | INDICATOR LIGHT, 22MM, ROUND, METAL, SHINY, RED, SMOOTH LENS, WITH HOLDER, LED MODULE, WITH I | 19.37
3SU1152-6AA20-3AA0-ZY19 | INDICATOR LIGHT, 22MM, ROUND, METAL, SHINY, RED, SMOOTH LENS, WITH HOLDER, LED MODULE, WITH I | 17.8
3SU1152-6AA30-1AA0 | INDICATOR LIGHT, 22MM, ROUND, METAL, SHINY, YELLOW, SMOOTH LENS, WITH HOLDER, LED MODULE, WIT | 14.88
3SU1152-6AA30-1AA0-ZX90 | INDICATOR LIGHT, 22MM, ROUND, METAL, SHINY, YELLOW, SMOOTH LENS, WITH HOLDER, LED MODULE, WIT | 16.21
3SU1152-6AA30-1AA0-ZY10 | INDICATOR LIGHT, 22MM, ROUND, METAL, SHINY, YELLOW, SMOOTH LENS, WITH HOLDER, LED MODULE, WIT | 19.37
3SU1152-0AB70-3BA0-ZX90 | ILLUMINATED PUSHBUTTON, 22MM, ROUND, METAL, SHINY, CLEAR, FLAT BUTTON, MOMENTARY CONTACT TYPE, | 24.12
3SU1152-0AB70-3FA0-ZY15 | ILLUMINATED PUSHBUTTON, 22MM, ROUND, METAL, SHINY, CLEAR, FLAT BUTTON, MOMENTARY CONTACT TYPE, | 30.65
3SU1152-0AB70-3FA0-ZY19 | ILLUMINATED PUSHBUTTON, 22MM, ROUND, METAL, SHINY, CLEAR, FLAT BUTTON, MOMENTARY CONTACT TYPE, | 28.73
3SU1152-6AA00-1AA0 | INDICATOR LIGHT, 22MM, ROUND, METAL, SHINY, AMBER, SMOOTH LENS, WITH HOLDER, LED MODULE, WITH | 14.88
3SU1152-6AA00-1AA0-ZX90 | INDICATOR LIGHT, 22MM, ROUND, METAL, SHINY, AMBER, SMOOTH LENS, WITH HOLDER, LED MODULE, WITH | 16.21
3SU1152-6AA20-1AA0-ZY19 | INDICATOR LIGHT, 22MM, ROUND, METAL, SHINY, RED, SMOOTH LENS, WITH HOLDER, LED MODULE, WITH I | 17.47
3SU1152-6AA20-3AA0 | INDICATOR LIGHT, 22MM, ROUND, METAL, SHINY, RED, SMOOTH LENS, WITH HOLDER, LED MODULE, WITH I | 15.17
3SU1152-6AA20-3AA0-ZX90 | INDICATOR LIGHT, 22MM, ROUND, METAL, SHINY, RED, SMOOTH LENS, WITH HOLDER, LED MODULE, WITH I | 16.51
3SU1152-6AA20-3AA0-ZY10 | INDICATOR LIGHT, 22MM, ROUND, METAL, SHINY, RED, SMOOTH LENS, WITH HOLDER, LED MODULE, WITH I | 19.69
3SU1152-6AA30-3AA0 | INDICATOR LIGHT, 22MM, ROUND, METAL, SHINY, YELLOW, SMOOTH LENS, WITH HOLDER, LED MODULE, WIT | 15.17
3SU1152-6AA30-3AA0-ZX90 | INDICATOR LIGHT, 22MM, ROUND, METAL, SHINY, YELLOW, SMOOTH LENS, WITH HOLDER, LED MODULE, WIT | 16.51
3SU1152-6AA30-3AA0-ZY10 | INDICATOR LIGHT, 22MM, ROUND, METAL, SHINY, YELLOW, SMOOTH LENS, WITH HOLDER, LED MODULE, WIT | 19.69
3SU1152-6AA30-3AA0-ZY11 | INDICATOR LIGHT, 22MM, ROUND, METAL, SHINY, YELLOW, SMOOTH LENS, WITH HOLDER, LED MODULE, WIT | 19.69
3SU1152-6AA40-3AA0 | INDICATOR LIGHT, 22MM, ROUND, METAL, SHINY, GREEN, SMOOTH LENS, WITH HOLDER, LED MODULE, WITH | 15.17
3SU1152-6AA40-3AA0-ZX90 | INDICATOR LIGHT, 22MM, ROUND, METAL, SHINY, GREEN, SMOOTH LENS, WITH HOLDER, LED MODULE, WITH | 16.51
3SU1152-6AA40-3AA0-ZY10 | INDICATOR LIGHT, 22MM, ROUND, METAL, SHINY, GREEN, SMOOTH LENS, WITH HOLDER, LED MODULE, WITH | 19.69
3SU1152-6AA40-3AA0-ZY11 | INDICATOR LIGHT, 22MM, ROUND, METAL, SHINY, GREEN, SMOOTH LENS, WITH HOLDER, LED MODULE, WITH | 19.69
3SU1152-6AA40-3AA0-ZY12 | INDICATOR LIGHT, 22MM, ROUND, METAL, SHINY, GREEN, SMOOTH LENS, WITH HOLDER, LED MODULE, WITH | 19.69
3SU1152-6AA50-3AA0-ZX90 | INDICATOR LIGHT, 22MM, ROUND, METAL, SHINY, BLUE, SMOOTH LENS, WITH HOLDER, LED MODULE, WITH | 16.51
3SU1152-6AA50-3AA0-ZY10 | INDICATOR LIGHT, 22MM, ROUND, METAL, SHINY, BLUE, SMOOTH LENS, WITH HOLDER, LED MODULE, WITH | 19.69
3SU1152-6AA50-3AA0-ZY11 | INDICATOR LIGHT, 22MM, ROUND, METAL, SHINY, BLUE, SMOOTH LENS, WITH HOLDER, LED MODULE, WITH | 19.69
3SU1152-6AA50-3AA0-ZY12 | INDICATOR LIGHT, 22MM, ROUND, METAL, SHINY, BLUE, SMOOTH LENS, WITH HOLDER, LED MODULE, WITH | 19.69
3SU1152-6AA60-3AA0-ZY10 | INDICATOR LIGHT, 22MM, ROUND, METAL, SHINY, WHITE, SMOOTH LENS, WITH HOLDER, LED MODULE, WITH | 19.69
3SU1152-6AA60-3AA0-ZY11 | INDICATOR LIGHT, 22MM, ROUND, METAL, SHINY, WHITE, SMOOTH LENS, WITH HOLDER, LED MODULE, WITH | 19.69
3SU1152-6AA60-3AA0-ZY12 | INDICATOR LIGHT, 22MM, ROUND, METAL, SHINY, WHITE, SMOOTH LENS, WITH HOLDER, LED MODULE, WITH | 19.69
3SU1152-6AA60-3AA0-ZY13 | INDICATOR LIGHT, 22MM, ROUND, METAL, SHINY, WHITE, SMOOTH LENS, WITH HOLDER, LED MODULE, WITH | 19.69
3SU1152-6AA70-3AA0-ZY10 | INDICATOR LIGHT, 22MM, ROUND, METAL, SHINY, CLEAR, SMOOTH LENS, WITH HOLDER, LED MODULE, WITH | 19.69
3SU1152-6AA70-3AA0-ZY11 | INDICATOR LIGHT, 22MM, ROUND, METAL, SHINY, CLEAR, SMOOTH LENS, WITH HOLDER, LED MODULE, WITH | 19.69
3SU1152-6AA70-3AA0-ZY12 | INDICATOR LIGHT, 22MM, ROUND, METAL, SHINY, CLEAR, SMOOTH LENS, WITH HOLDER, LED MODULE, WITH | 19.69
3SU1152-6AA70-3AA0-ZY13 | INDICATOR LIGHT, 22MM, ROUND, METAL, SHINY, CLEAR, SMOOTH LENS, WITH HOLDER, LED MODULE, WITH | 19.69
3SU1156-6AA20-3AA0-ZY19 | INDICATOR LIGHT, 22MM, ROUND, METAL, SHINY, RED, SMOOTH LENS, WITH HOLDER, LED MODULE, WITH I | 23.74
3SU1156-6AA30-1AA0-ZX90 | INDICATOR LIGHT, 22MM, ROUND, METAL, SHINY, YELLOW, SMOOTH LENS, WITH HOLDER, LED MODULE, WIT | 21.21
3SU1156-6AA30-3AA0 | INDICATOR LIGHT, 22MM, ROUND, METAL, SHINY, YELLOW, SMOOTH LENS, WITH HOLDER, LED MODULE, WIT | 20.63
3SU1156-6AA30-3AA0-ZY10 | INDICATOR LIGHT, 22MM, ROUND, METAL, SHINY, YELLOW, SMOOTH LENS, WITH HOLDER, LED MODULE, WIT | 25.64
3SU1156-6AA30-3AA0-ZY19 | INDICATOR LIGHT, 22MM, ROUND, METAL, SHINY, YELLOW, SMOOTH LENS, WITH HOLDER, LED MODULE, WIT | 23.74
3SU1156-6AA40-1AA0-ZX90 | INDICATOR LIGHT, 22MM, ROUND, METAL, SHINY, GREEN, SMOOTH LENS, WITH HOLDER, LED MODULE, WITH | 21.21
3SU1156-6AA40-3AA0 | INDICATOR LIGHT, 22MM, ROUND, METAL, SHINY, GREEN, SMOOTH LENS, WITH HOLDER, LED MODULE, WITH | 20.63
3SU1156-6AA40-3AA0-ZY10 | INDICATOR LIGHT, 22MM, ROUND, METAL, SHINY, GREEN, SMOOTH LENS, WITH HOLDER, LED MODULE, WITH | 25.64
3SU1156-6AA50-1AA0-ZX90 | INDICATOR LIGHT, 22MM, ROUND, METAL, SHINY, BLUE, SMOOTH LENS, WITH HOLDER, LED MODULE, WITH | 21.21
3SU1156-6AA50-1AA0-ZY11 | INDICATOR LIGHT, 22MM, ROUND, METAL, SHINY, BLUE, SMOOTH LENS, WITH HOLDER, LED MODULE, WITH | 24.37
3SU1156-6AA50-3AA0 | INDICATOR LIGHT, 22MM, ROUND, METAL, SHINY, BLUE, SMOOTH LENS, WITH HOLDER, LED MODULE, WITH | 20.63
3SU1156-6AA50-3AA0-ZY10 | INDICATOR LIGHT, 22MM, ROUND, METAL, SHINY, BLUE, SMOOTH LENS, WITH HOLDER, LED MODULE, WITH | 25.64
3SU1152-0AB70-3BA0-ZY10 | ILLUMINATED PUSHBUTTON, 22MM, ROUND, METAL, SHINY, CLEAR, FLAT BUTTON, MOMENTARY CONTACT TYPE, | 27.28
3SU1152-0AB70-3BA0-ZY12 | ILLUMINATED PUSHBUTTON, 22MM, ROUND, METAL, SHINY, CLEAR, FLAT BUTTON, MOMENTARY CONTACT TYPE, | 27.28
3SU1152-0AB70-3FA0-ZY11 | ILLUMINATED PUSHBUTTON, 22MM, ROUND, METAL, SHINY, CLEAR, FLAT BUTTON, MOMENTARY CONTACT TYPE, | 30.65
3SU1152-0AB70-3FA0-ZY13 | ILLUMINATED PUSHBUTTON, 22MM, ROUND, METAL, SHINY, CLEAR, FLAT BUTTON, MOMENTARY CONTACT TYPE, | 30.65
3SU1152-6AA00-1AA0-ZY10 | INDICATOR LIGHT, 22MM, ROUND, METAL, SHINY, AMBER, SMOOTH LENS, WITH HOLDER, LED MODULE, WITH | 19.37
3SU1152-6AA00-1AA0-ZY12 | INDICATOR LIGHT, 22MM, ROUND, METAL, SHINY, AMBER, SMOOTH LENS, WITH HOLDER, LED MODULE, WITH | 19.37
3SU1152-6AA00-1AA0-ZY15 | INDICATOR LIGHT, 22MM, ROUND, METAL, SHINY, AMBER, SMOOTH LENS, WITH HOLDER, LED MODULE, WITH | 19.37
3SU1152-6AA20-1AA0-ZY11 | INDICATOR LIGHT, 22MM, ROUND, METAL, SHINY, RED, SMOOTH LENS, WITH HOLDER, LED MODULE, WITH I | 19.37
3SU1152-6AA20-1AA0-ZY13 | INDICATOR LIGHT, 22MM, ROUND, METAL, SHINY, RED, SMOOTH LENS, WITH HOLDER, LED MODULE, WITH I | 19.37
3SU1152-6AA20-3AA0-ZY12 | INDICATOR LIGHT, 22MM, ROUND, METAL, SHINY, RED, SMOOTH LENS, WITH HOLDER, LED MODULE, WITH I | 19.69
3SU1152-6AA20-3AA0-ZY15 | INDICATOR LIGHT, 22MM, ROUND, METAL, SHINY, RED, SMOOTH LENS, WITH HOLDER, LED MODULE, WITH I | 19.69
3SU1152-6AA30-1AA0-ZY11 | INDICATOR LIGHT, 22MM, ROUND, METAL, SHINY, YELLOW, SMOOTH LENS, WITH HOLDER, LED MODULE, WIT | 19.37
3SU1152-6AA30-1AA0-ZY13 | INDICATOR LIGHT, 22MM, ROUND, METAL, SHINY, YELLOW, SMOOTH LENS, WITH HOLDER, LED MODULE, WIT | 19.37
3SU1152-6AA30-1AA0-ZY19 | INDICATOR LIGHT, 22MM, ROUND, METAL, SHINY, YELLOW, SMOOTH LENS, WITH HOLDER, LED MODULE, WIT | 17.47
3SU1152-6AA30-3AA0-ZY12 | INDICATOR LIGHT, 22MM, ROUND, METAL, SHINY, YELLOW, SMOOTH LENS, WITH HOLDER, LED MODULE, WIT | 19.69
3SU1152-6AA30-3AA0-ZY15 | INDICATOR LIGHT, 22MM, ROUND, METAL, SHINY, YELLOW, SMOOTH LENS, WITH HOLDER, LED MODULE, WIT | 19.69
3SU1152-6AA40-1AA0-ZY13 | INDICATOR LIGHT, 22MM, ROUND, METAL, SHINY, GREEN, SMOOTH LENS, WITH HOLDER, LED MODULE, WITH | 19.37
3SU1152-0AB70-3BA0-ZY11 | ILLUMINATED PUSHBUTTON, 22MM, ROUND, METAL, SHINY, CLEAR, FLAT BUTTON, MOMENTARY CONTACT TYPE, | 27.28
3SU1152-0AB70-3BA0-ZY13 | ILLUMINATED PUSHBUTTON, 22MM, ROUND, METAL, SHINY, CLEAR, FLAT BUTTON, MOMENTARY CONTACT TYPE, | 27.28
3SU1152-0AB70-3FA0-ZY10 | ILLUMINATED PUSHBUTTON, 22MM, ROUND, METAL, SHINY, CLEAR, FLAT BUTTON, MOMENTARY CONTACT TYPE, | 30.65
3SU1152-0AB70-3FA0-ZY12 | ILLUMINATED PUSHBUTTON, 22MM, ROUND, METAL, SHINY, CLEAR, FLAT BUTTON, MOMENTARY CONTACT TYPE, | 30.65
3SU1152-6AA00-1AA0-ZY11 | INDICATOR LIGHT, 22MM, ROUND, METAL, SHINY, AMBER, SMOOTH LENS, WITH HOLDER, LED MODULE, WITH | 19.37
3SU1152-6AA00-1AA0-ZY13 | INDICATOR LIGHT, 22MM, ROUND, METAL, SHINY, AMBER, SMOOTH LENS, WITH HOLDER, LED MODULE, WITH | 19.37
3SU1152-6AA20-1AA0-ZY12 | INDICATOR LIGHT, 22MM, ROUND, METAL, SHINY, RED, SMOOTH LENS, WITH HOLDER, LED MODULE, WITH I | 19.37
3SU1152-6AA20-1AA0-ZY15 | INDICATOR LIGHT, 22MM, ROUND, METAL, SHINY, RED, SMOOTH LENS, WITH HOLDER, LED MODULE, WITH I | 19.37
3SU1152-6AA20-3AA0-ZY11 | INDICATOR LIGHT, 22MM, ROUND, METAL, SHINY, RED, SMOOTH LENS, WITH HOLDER, LED MODULE, WITH I | 19.69
3SU1152-6AA20-3AA0-ZY13 | INDICATOR LIGHT, 22MM, ROUND, METAL, SHINY, RED, SMOOTH LENS, WITH HOLDER, LED MODULE, WITH I | 19.69
3SU1152-6AA30-1AA0-ZY12 | INDICATOR LIGHT, 22MM, ROUND, METAL, SHINY, YELLOW, SMOOTH LENS, WITH HOLDER, LED MODULE, WIT | 19.37
3SU1152-6AA30-1AA0-ZY15 | INDICATOR LIGHT, 22MM, ROUND, METAL, SHINY, YELLOW, SMOOTH LENS, WITH HOLDER, LED MODULE, WIT | 19.37
3SU1152-6AA30-3AA0-ZY13 | INDICATOR LIGHT, 22MM, ROUND, METAL, SHINY, YELLOW, SMOOTH LENS, WITH HOLDER, LED MODULE, WIT | 19.69
3SU1152-6AA30-3AA0-ZY19 | INDICATOR LIGHT, 22MM, ROUND, METAL, SHINY, YELLOW, SMOOTH LENS, WITH HOLDER, LED MODULE, WIT | 17.8
3SU1152-6AA40-1AA0-ZY12 | INDICATOR LIGHT, 22MM, ROUND, METAL, SHINY, GREEN, SMOOTH LENS, WITH HOLDER, LED MODULE, WITH | 19.37
3SU1152-6AA40-1AA0-ZY15 | INDICATOR LIGHT, 22MM, ROUND, METAL, SHINY, GREEN, SMOOTH LENS, WITH HOLDER, LED MODULE, WITH | 19.37
3SU1152-6AA40-3AA0-ZY13 | INDICATOR LIGHT, 22MM, ROUND, METAL, SHINY, GREEN, SMOOTH LENS, WITH HOLDER, LED MODULE, WITH | 19.69
3SU1152-6AA40-3AA0-ZY19 | INDICATOR LIGHT, 22MM, ROUND, METAL, SHINY, GREEN, SMOOTH LENS, WITH HOLDER, LED MODULE, WITH | 17.8
3SU1152-6AA50-1AA0-ZY15 | INDICATOR LIGHT, 22MM, ROUND, METAL, SHINY, BLUE, SMOOTH LENS, WITH HOLDER, LED MODULE, WITH | 19.37
3SU1152-6AA50-3AA0 | INDICATOR LIGHT, 22MM, ROUND, METAL, SHINY, BLUE, SMOOTH LENS, WITH HOLDER, LED MODULE, WITH | 15.17
3SU1152-6AA50-3AA0-ZY13 | INDICATOR LIGHT, 22MM, ROUND, METAL, SHINY, BLUE, SMOOTH LENS, WITH HOLDER, LED MODULE, WITH | 19.69
3SU1152-6AA50-3AA0-ZY19 | INDICATOR LIGHT, 22MM, ROUND, METAL, SHINY, BLUE, SMOOTH LENS, WITH HOLDER, LED MODULE, WITH | 17.8
3SU1152-6AA60-1AA0-ZY15 | INDICATOR LIGHT, 22MM, ROUND, METAL, SHINY, WHITE, SMOOTH LENS, WITH HOLDER, LED MODULE, WITH | 19.37
3SU1152-6AA60-3AA0 | INDICATOR LIGHT, 22MM, ROUND, METAL, SHINY, WHITE, SMOOTH LENS, WITH HOLDER, LED MODULE, WITH | 15.17
3SU1152-6AA60-3AA0-ZY19 | INDICATOR LIGHT, 22MM, ROUND, METAL, SHINY, WHITE, SMOOTH LENS, WITH HOLDER, LED MODULE, WITH | 17.8
3SU1152-6AA70-1AA0-ZX90 | INDICATOR LIGHT, 22MM, ROUND, METAL, SHINY, CLEAR, SMOOTH LENS, WITH HOLDER, LED MODULE, WITH | 16.21
3SU1152-6AA70-1AA0-ZY15 | INDICATOR LIGHT, 22MM, ROUND, METAL, SHINY, CLEAR, SMOOTH LENS, WITH HOLDER, LED MODULE, WITH | 19.37
3SU1152-6AA70-3AA0 | INDICATOR LIGHT, 22MM, ROUND, METAL, SHINY, CLEAR, SMOOTH LENS, WITH HOLDER, LED MODULE, WITH | 15.17
3SU1152-6AA70-3AA0-ZY19 | INDICATOR LIGHT, 22MM, ROUND, METAL, SHINY, CLEAR, SMOOTH LENS, WITH HOLDER, LED MODULE, WITH | 17.8
3SU1152-6AA40-1AA0 | INDICATOR LIGHT, 22MM, ROUND, METAL, SHINY, GREEN, SMOOTH LENS, WITH HOLDER, LED MODULE, WITH | 14.88
3SU1152-6AA40-1AA0-ZX90 | INDICATOR LIGHT, 22MM, ROUND, METAL, SHINY, GREEN, SMOOTH LENS, WITH HOLDER, LED MODULE, WITH | 16.21
3SU1152-6AA40-1AA0-ZY10 | INDICATOR LIGHT, 22MM, ROUND, METAL, SHINY, GREEN, SMOOTH LENS, WITH HOLDER, LED MODULE, WITH | 19.37
3SU1152-6AA40-1AA0-ZY11 | INDICATOR LIGHT, 22MM, ROUND, METAL, SHINY, GREEN, SMOOTH LENS, WITH HOLDER, LED MODULE, WITH | 19.37
3SU1152-6AA50-1AA0-ZX90 | INDICATOR LIGHT, 22MM, ROUND, METAL, SHINY, BLUE, SMOOTH LENS, WITH HOLDER, LED MODULE, WITH | 16.21
3SU1152-6AA50-1AA0-ZY10 | INDICATOR LIGHT, 22MM, ROUND, METAL, SHINY, BLUE, SMOOTH LENS, WITH HOLDER, LED MODULE, WITH | 19.37
3SU1152-6AA50-1AA0-ZY11 | INDICATOR LIGHT, 22MM, ROUND, METAL, SHINY, BLUE, SMOOTH LENS, WITH HOLDER, LED MODULE, WITH | 19.37
3SU1152-6AA50-1AA0-ZY12 | INDICATOR LIGHT, 22MM, ROUND, METAL, SHINY, BLUE, SMOOTH LENS, WITH HOLDER, LED MODULE, WITH | 19.37
3SU1152-6AA60-1AA0-ZX90 | INDICATOR LIGHT, 22MM, ROUND, METAL, SHINY, WHITE, SMOOTH LENS, WITH HOLDER, LED MODULE, WITH | 16.21
3SU1152-6AA60-1AA0-ZY10 | INDICATOR LIGHT, 22MM, ROUND, METAL, SHINY, WHITE, SMOOTH LENS, WITH HOLDER, LED MODULE, WITH | 19.37
3SU1152-6AA60-1AA0-ZY11 | INDICATOR LIGHT, 22MM, ROUND, METAL, SHINY, WHITE, SMOOTH LENS, WITH HOLDER, LED MODULE, WITH | 19.37
3SU1152-6AA60-1AA0-ZY12 | INDICATOR LIGHT, 22MM, ROUND, METAL, SHINY, WHITE, SMOOTH LENS, WITH HOLDER, LED MODULE, WITH | 19.37
3SU1152-6AA60-1AA0-ZY13 | INDICATOR LIGHT, 22MM, ROUND, METAL, SHINY, WHITE, SMOOTH LENS, WITH HOLDER, LED MODULE, WITH | 19.37
3SU1152-6AA70-1AA0-ZY10 | INDICATOR LIGHT, 22MM, ROUND, METAL, SHINY, CLEAR, SMOOTH LENS, WITH HOLDER, LED MODULE, WITH | 19.37
3SU1152-6AA70-1AA0-ZY11 | INDICATOR LIGHT, 22MM, ROUND, METAL, SHINY, CLEAR, SMOOTH LENS, WITH HOLDER, LED MODULE, WITH | 19.37
3SU1152-6AA70-1AA0-ZY12 | INDICATOR LIGHT, 22MM, ROUND, METAL, SHINY, CLEAR, SMOOTH LENS, WITH HOLDER, LED MODULE, WITH | 19.37
3SU1152-6AA70-1AA0-ZY13 | INDICATOR LIGHT, 22MM, ROUND, METAL, SHINY, CLEAR, SMOOTH LENS, WITH HOLDER, LED MODULE, WITH | 19.37
3SU1153-0AB00-1BA0-ZY11 | ILLUMINATED PUSHBUTTON, 22MM, ROUND, METAL, SHINY, AMBER, FLAT BUTTON, MOMENTARY CONTACT TYPE, | 31.85
3SU1153-0AB00-1BA0-ZY12 | ILLUMINATED PUSHBUTTON, 22MM, ROUND, METAL, SHINY, AMBER, FLAT BUTTON, MOMENTARY CONTACT TYPE, | 31.85
3SU1153-0AB00-1BA0-ZY13 | ILLUMINATED PUSHBUTTON, 22MM, ROUND, METAL, SHINY, AMBER, FLAT BUTTON, MOMENTARY CONTACT TYPE, | 31.85
3SU1153-0AB00-1BA0-ZY15 | ILLUMINATED PUSHBUTTON, 22MM, ROUND, METAL, SHINY, AMBER, FLAT BUTTON, MOMENTARY CONTACT TYPE, | 31.85
3SU1153-0AB20-1CA0-ZY12 | ILLUMINATED PUSHBUTTON, 22MM, ROUND, METAL, SHINY, RED, FLAT BUTTON, MOMENTARY CONTACT TYPE, W | 31.85
3SU1153-0AB20-1CA0-ZY13 | ILLUMINATED PUSHBUTTON, 22MM, ROUND, METAL, SHINY, RED, FLAT BUTTON, MOMENTARY CONTACT TYPE, W | 31.85
3SU1153-0AB20-1CA0-ZY15 | ILLUMINATED PUSHBUTTON, 22MM, ROUND, METAL, SHINY, RED, FLAT BUTTON, MOMENTARY CONTACT TYPE, W | 31.85
3SU1153-0AB20-1CA0-ZY19 | ILLUMINATED PUSHBUTTON, 22MM, ROUND, METAL, SHINY, RED, FLAT BUTTON, MOMENTARY CONTACT TYPE, W | 29.95
3SU1153-0AB20-3CA0-ZY12 | ILLUMINATED PUSHBUTTON, 22MM, ROUND, METAL, SHINY, RED, FLAT BUTTON, MOMENTARY CONTACT TYPE, W | 33.18
3SU1153-0AB20-3CA0-ZY13 | ILLUMINATED PUSHBUTTON, 22MM, ROUND, METAL, SHINY, RED, FLAT BUTTON, MOMENTARY CONTACT TYPE, W | 33.18
3SU1153-0AB20-3CA0-ZY15 | ILLUMINATED PUSHBUTTON, 22MM, ROUND, METAL, SHINY, RED, FLAT BUTTON, MOMENTARY CONTACT TYPE, W | 33.18
3SU1153-0AB20-3CA0-ZY19 | ILLUMINATED PUSHBUTTON, 22MM, ROUND, METAL, SHINY, RED, FLAT BUTTON, MOMENTARY CONTACT TYPE, W | 31.28
3SU1152-6AA70-3AA0-ZY15 | INDICATOR LIGHT, 22MM, ROUND, METAL, SHINY, CLEAR, SMOOTH LENS, WITH HOLDER, LED MODULE, WITH | 19.69
3SU1153-0AB00-1FA0-ZY11 | ILLUMINATED PUSHBUTTON, 22MM, ROUND, METAL, SHINY, AMBER, FLAT BUTTON, MOMENTARY CONTACT TYPE, | 34.68
3SU1153-0AB00-1FA0-ZY12 | ILLUMINATED PUSHBUTTON, 22MM, ROUND, METAL, SHINY, AMBER, FLAT BUTTON, MOMENTARY CONTACT TYPE, | 34.68
3SU1153-0AB00-1FA0-ZY13 | ILLUMINATED PUSHBUTTON, 22MM, ROUND, METAL, SHINY, AMBER, FLAT BUTTON, MOMENTARY CONTACT TYPE, | 34.68
3SU1153-0AB00-1FA0-ZY15 | ILLUMINATED PUSHBUTTON, 22MM, ROUND, METAL, SHINY, AMBER, FLAT BUTTON, MOMENTARY CONTACT TYPE, | 34.68
3SU1153-0AB20-1FA0-ZY12 | ILLUMINATED PUSHBUTTON, 22MM, ROUND, METAL, SHINY, RED, FLAT BUTTON, MOMENTARY CONTACT TYPE, W | 34.68
3SU1153-0AB20-1FA0-ZY13 | ILLUMINATED PUSHBUTTON, 22MM, ROUND, METAL, SHINY, RED, FLAT BUTTON, MOMENTARY CONTACT TYPE, W | 34.68
3SU1153-0AB20-1FA0-ZY15 | ILLUMINATED PUSHBUTTON, 22MM, ROUND, METAL, SHINY, RED, FLAT BUTTON, MOMENTARY CONTACT TYPE, W | 34.68
3SU1153-0AB20-1FA0-ZY19 | ILLUMINATED PUSHBUTTON, 22MM, ROUND, METAL, SHINY, RED, FLAT BUTTON, MOMENTARY CONTACT TYPE, W | 32.79
3SU1153-0AB20-3FA0-ZY13 | ILLUMINATED PUSHBUTTON, 22MM, ROUND, METAL, SHINY, RED, FLAT BUTTON, MOMENTARY CONTACT TYPE, W | 36.59
3SU1153-0AB20-3FA0-ZY15 | ILLUMINATED PUSHBUTTON, 22MM, ROUND, METAL, SHINY, RED, FLAT BUTTON, MOMENTARY CONTACT TYPE, W | 36.59
3SU1153-0AB20-3FA0-ZY19 | ILLUMINATED PUSHBUTTON, 22MM, ROUND, METAL, SHINY, RED, FLAT BUTTON, MOMENTARY CONTACT TYPE, W | 34.68
3SU1153-0AB30-1BA0 | ILLUMINATED PUSHBUTTON, 22MM, ROUND, METAL, SHINY, YELLOW, FLAT BUTTON, MOMENTARY CONTACT TYPE, | 26.32
3SU1153-0AB30-1FA0-ZY13 | ILLUMINATED PUSHBUTTON, 22MM, ROUND, METAL, SHINY, YELLOW, FLAT BUTTON, MOMENTARY CONTACT TYPE, | 34.68
3SU1153-0AB30-1FA0-ZY15 | ILLUMINATED PUSHBUTTON, 22MM, ROUND, METAL, SHINY, YELLOW, FLAT BUTTON, MOMENTARY CONTACT TYPE, | 34.68
3SU1153-0AB30-1FA0-ZY19 | ILLUMINATED PUSHBUTTON, 22MM, ROUND, METAL, SHINY, YELLOW, FLAT BUTTON, MOMENTARY CONTACT TYPE, | 32.79
3SU1153-0AB30-3BA0 | ILLUMINATED PUSHBUTTON, 22MM, ROUND, METAL, SHINY, YELLOW, FLAT BUTTON, MOMENTARY CONTACT TYPE, | 27.55
3SU1153-0AB30-3BA0-ZX90 | ILLUMINATED PUSHBUTTON, 22MM, ROUND, METAL, SHINY, YELLOW, FLAT BUTTON, MOMENTARY CONTACT TYPE, | 30
3SU1153-0AB30-3FA0-ZY15 | ILLUMINATED PUSHBUTTON, 22MM, ROUND, METAL, SHINY, YELLOW, FLAT BUTTON, MOMENTARY CONTACT TYPE, | 36.59
3SU1153-0AB30-3FA0-ZY19 | ILLUMINATED PUSHBUTTON, 22MM, ROUND, METAL, SHINY, YELLOW, FLAT BUTTON, MOMENTARY CONTACT TYPE, | 34.68
3SU1153-0AB40-1BA0 | ILLUMINATED PUSHBUTTON, 22MM, ROUND, METAL, SHINY, GREEN, FLAT BUTTON, MOMENTARY CONTACT TYPE, | 26.32
3SU1153-0AB40-1BA0-ZX90 | ILLUMINATED PUSHBUTTON, 22MM, ROUND, METAL, SHINY, GREEN, FLAT BUTTON, MOMENTARY CONTACT TYPE, | 28.67
3SU1153-0AB40-1FA0-ZY19 | ILLUMINATED PUSHBUTTON, 22MM, ROUND, METAL, SHINY, GREEN, FLAT BUTTON, MOMENTARY CONTACT TYPE, | 32.79
3SU1153-0AB40-3BA0 | ILLUMINATED PUSHBUTTON, 22MM, ROUND, METAL, SHINY, GREEN, FLAT BUTTON, MOMENTARY CONTACT TYPE, | 27.55
3SU1153-0AB40-3BA0-ZX90 | ILLUMINATED PUSHBUTTON, 22MM, ROUND, METAL, SHINY, GREEN, FLAT BUTTON, MOMENTARY CONTACT TYPE, | 30
3SU1153-0AB40-3BA0-ZY10 | ILLUMINATED PUSHBUTTON, 22MM, ROUND, METAL, SHINY, GREEN, FLAT BUTTON, MOMENTARY CONTACT TYPE, | 33.18
3SU1153-0AB40-3FA0-ZY19 | ILLUMINATED PUSHBUTTON, 22MM, ROUND, METAL, SHINY, GREEN, FLAT BUTTON, MOMENTARY CONTACT TYPE, | 34.68
3SU1153-0AB50-1BA0 | ILLUMINATED PUSHBUTTON, 22MM, ROUND, METAL, SHINY, BLUE, FLAT BUTTON, MOMENTARY CONTACT TYPE, | 26.32
3SU1153-0AB50-1BA0-ZX90 | ILLUMINATED PUSHBUTTON, 22MM, ROUND, METAL, SHINY, BLUE, FLAT BUTTON, MOMENTARY CONTACT TYPE, | 28.67
3SU1152-6AA40-1AA0-ZY19 | INDICATOR LIGHT, 22MM, ROUND, METAL, SHINY, GREEN, SMOOTH LENS, WITH HOLDER, LED MODULE, WITH | 17.47
3SU1152-6AA40-3AA0-ZY15 | INDICATOR LIGHT, 22MM, ROUND, METAL, SHINY, GREEN, SMOOTH LENS, WITH HOLDER, LED MODULE, WITH | 19.69
3SU1152-6AA50-1AA0 | INDICATOR LIGHT, 22MM, ROUND, METAL, SHINY, BLUE, SMOOTH LENS, WITH HOLDER, LED MODULE, WITH | 14.88
3SU1152-6AA50-1AA0-ZY13 | INDICATOR LIGHT, 22MM, ROUND, METAL, SHINY, BLUE, SMOOTH LENS, WITH HOLDER, LED MODULE, WITH | 19.37
3SU1152-6AA50-1AA0-ZY19 | INDICATOR LIGHT, 22MM, ROUND, METAL, SHINY, BLUE, SMOOTH LENS, WITH HOLDER, LED MODULE, WITH | 17.47
3SU1152-6AA50-3AA0-ZY15 | INDICATOR LIGHT, 22MM, ROUND, METAL, SHINY, BLUE, SMOOTH LENS, WITH HOLDER, LED MODULE, WITH | 19.69
3SU1152-6AA60-1AA0 | INDICATOR LIGHT, 22MM, ROUND, METAL, SHINY, WHITE, SMOOTH LENS, WITH HOLDER, LED MODULE, WITH | 14.88
3SU1152-6AA60-1AA0-ZY19 | INDICATOR LIGHT, 22MM, ROUND, METAL, SHINY, WHITE, SMOOTH LENS, WITH HOLDER, LED MODULE, WITH | 17.47
3SU1152-6AA60-3AA0-ZX90 | INDICATOR LIGHT, 22MM, ROUND, METAL, SHINY, WHITE, SMOOTH LENS, WITH HOLDER, LED MODULE, WITH | 16.51
3SU1152-6AA60-3AA0-ZY15 | INDICATOR LIGHT, 22MM, ROUND, METAL, SHINY, WHITE, SMOOTH LENS, WITH HOLDER, LED MODULE, WITH | 19.69
3SU1152-6AA70-1AA0 | INDICATOR LIGHT, 22MM, ROUND, METAL, SHINY, CLEAR, SMOOTH LENS, WITH HOLDER, LED MODULE, WITH | 14.88
3SU1152-6AA70-1AA0-ZY19 | INDICATOR LIGHT, 22MM, ROUND, METAL, SHINY, CLEAR, SMOOTH LENS, WITH HOLDER, LED MODULE, WITH | 17.47
3SU1152-6AA70-3AA0-ZX90 | INDICATOR LIGHT, 22MM, ROUND, METAL, SHINY, CLEAR, SMOOTH LENS, WITH HOLDER, LED MODULE, WITH | 16.51
3SU1153-0AB00-1BA0 | ILLUMINATED PUSHBUTTON, 22MM, ROUND, METAL, SHINY, AMBER, FLAT BUTTON, MOMENTARY CONTACT TYPE, | 26.32
3SU1153-0AB00-1BA0-ZY10 | ILLUMINATED PUSHBUTTON, 22MM, ROUND, METAL, SHINY, AMBER, FLAT BUTTON, MOMENTARY CONTACT TYPE, | 31.85
3SU1153-0AB00-1BA0-ZY19 | ILLUMINATED PUSHBUTTON, 22MM, ROUND, METAL, SHINY, AMBER, FLAT BUTTON, MOMENTARY CONTACT TYPE, | 29.95
3SU1153-0AB00-1FA0-ZX90 | ILLUMINATED PUSHBUTTON, 22MM, ROUND, METAL, SHINY, AMBER, FLAT BUTTON, MOMENTARY CONTACT TYPE, | 31.52
3SU1153-0AB20-1CA0 | ILLUMINATED PUSHBUTTON, 22MM, ROUND, METAL, SHINY, RED, FLAT BUTTON, MOMENTARY CONTACT TYPE, W | 26.32
3SU1153-0AB20-1CA0-ZY10 | ILLUMINATED PUSHBUTTON, 22MM, ROUND, METAL, SHINY, RED, FLAT BUTTON, MOMENTARY CONTACT TYPE, W | 31.85
3SU1153-0AB20-1FA0-ZX90 | ILLUMINATED PUSHBUTTON, 22MM, ROUND, METAL, SHINY, RED, FLAT BUTTON, MOMENTARY CONTACT TYPE, W | 31.52
3SU1153-0AB20-1FA0-ZY11 | ILLUMINATED PUSHBUTTON, 22MM, ROUND, METAL, SHINY, RED, FLAT BUTTON, MOMENTARY CONTACT TYPE, W | 34.68
3SU1153-0AB20-3CA0 | ILLUMINATED PUSHBUTTON, 22MM, ROUND, METAL, SHINY, RED, FLAT BUTTON, MOMENTARY CONTACT TYPE, W | 27.55
3SU1153-0AB20-3CA0-ZY10 | ILLUMINATED PUSHBUTTON, 22MM, ROUND, METAL, SHINY, RED, FLAT BUTTON, MOMENTARY CONTACT TYPE, W | 33.18
3SU1153-0AB20-3FA0-ZX90 | ILLUMINATED PUSHBUTTON, 22MM, ROUND, METAL, SHINY, RED, FLAT BUTTON, MOMENTARY CONTACT TYPE, W | 33.42
3SU1153-0AB20-3FA0-ZY11 | ILLUMINATED PUSHBUTTON, 22MM, ROUND, METAL, SHINY, RED, FLAT BUTTON, MOMENTARY CONTACT TYPE, W | 36.59
3SU1153-0AB30-1BA0-ZY10 | ILLUMINATED PUSHBUTTON, 22MM, ROUND, METAL, SHINY, YELLOW, FLAT BUTTON, MOMENTARY CONTACT TYPE, | 31.85
3SU1153-0AB30-1BA0-ZY12 | ILLUMINATED PUSHBUTTON, 22MM, ROUND, METAL, SHINY, YELLOW, FLAT BUTTON, MOMENTARY CONTACT TYPE, | 31.85
3SU1153-0AB30-1FA0-ZX90 | ILLUMINATED PUSHBUTTON, 22MM, ROUND, METAL, SHINY, YELLOW, FLAT BUTTON, MOMENTARY CONTACT TYPE, | 31.52
3SU1153-0AB30-1FA0-ZY11 | ILLUMINATED PUSHBUTTON, 22MM, ROUND, METAL, SHINY, YELLOW, FLAT BUTTON, MOMENTARY CONTACT TYPE, | 34.68
3SU1153-0AB00-1BA0-ZX90 | ILLUMINATED PUSHBUTTON, 22MM, ROUND, METAL, SHINY, AMBER, FLAT BUTTON, MOMENTARY CONTACT TYPE, | 28.67
3SU1153-0AB00-1FA0 | ILLUMINATED PUSHBUTTON, 22MM, ROUND, METAL, SHINY, AMBER, FLAT BUTTON, MOMENTARY CONTACT TYPE, | 28.95
3SU1153-0AB00-1FA0-ZY10 | ILLUMINATED PUSHBUTTON, 22MM, ROUND, METAL, SHINY, AMBER, FLAT BUTTON, MOMENTARY CONTACT TYPE, | 34.68
3SU1153-0AB00-1FA0-ZY19 | ILLUMINATED PUSHBUTTON, 22MM, ROUND, METAL, SHINY, AMBER, FLAT BUTTON, MOMENTARY CONTACT TYPE, | 32.79
3SU1153-0AB20-1CA0-ZX90 | ILLUMINATED PUSHBUTTON, 22MM, ROUND, METAL, SHINY, RED, FLAT BUTTON, MOMENTARY CONTACT TYPE, W | 28.67
3SU1153-0AB20-1CA0-ZY11 | ILLUMINATED PUSHBUTTON, 22MM, ROUND, METAL, SHINY, RED, FLAT BUTTON, MOMENTARY CONTACT TYPE, W | 31.85
3SU1153-0AB20-1FA0 | ILLUMINATED PUSHBUTTON, 22MM, ROUND, METAL, SHINY, RED, FLAT BUTTON, MOMENTARY CONTACT TYPE, W | 28.95
3SU1153-0AB20-1FA0-ZY10 | ILLUMINATED PUSHBUTTON, 22MM, ROUND, METAL, SHINY, RED, FLAT BUTTON, MOMENTARY CONTACT TYPE, W | 34.68
3SU1153-0AB20-3CA0-ZX90 | ILLUMINATED PUSHBUTTON, 22MM, ROUND, METAL, SHINY, RED, FLAT BUTTON, MOMENTARY CONTACT TYPE, W | 30
3SU1153-0AB20-3CA0-ZY11 | ILLUMINATED PUSHBUTTON, 22MM, ROUND, METAL, SHINY, RED, FLAT BUTTON, MOMENTARY CONTACT TYPE, W | 33.18
3SU1153-0AB20-3FA0 | ILLUMINATED PUSHBUTTON, 22MM, ROUND, METAL, SHINY, RED, FLAT BUTTON, MOMENTARY CONTACT TYPE, W | 30.68
3SU1153-0AB20-3FA0-ZY10 | ILLUMINATED PUSHBUTTON, 22MM, ROUND, METAL, SHINY, RED, FLAT BUTTON, MOMENTARY CONTACT TYPE, W | 36.59
3SU1153-0AB20-3FA0-ZY12 | ILLUMINATED PUSHBUTTON, 22MM, ROUND, METAL, SHINY, RED, FLAT BUTTON, MOMENTARY CONTACT TYPE, W | 36.59
3SU1153-0AB30-1BA0-ZX90 | ILLUMINATED PUSHBUTTON, 22MM, ROUND, METAL, SHINY, YELLOW, FLAT BUTTON, MOMENTARY CONTACT TYPE, | 28.67
3SU1153-0AB30-1BA0-ZY11 | ILLUMINATED PUSHBUTTON, 22MM, ROUND, METAL, SHINY, YELLOW, FLAT BUTTON, MOMENTARY CONTACT TYPE, | 31.85
3SU1153-0AB30-1FA0-ZY10 | ILLUMINATED PUSHBUTTON, 22MM, ROUND, METAL, SHINY, YELLOW, FLAT BUTTON, MOMENTARY CONTACT TYPE, | 34.68
3SU1153-0AB30-1FA0-ZY12 | ILLUMINATED PUSHBUTTON, 22MM, ROUND, METAL, SHINY, YELLOW, FLAT BUTTON, MOMENTARY CONTACT TYPE, | 34.68
3SU1153-0AB30-3BA0-ZY11 | ILLUMINATED PUSHBUTTON, 22MM, ROUND, METAL, SHINY, YELLOW, FLAT BUTTON, MOMENTARY CONTACT TYPE, | 33.18
3SU1153-0AB30-3BA0-ZY13 | ILLUMINATED PUSHBUTTON, 22MM, ROUND, METAL, SHINY, YELLOW, FLAT BUTTON, MOMENTARY CONTACT TYPE, | 33.18
3SU1153-0AB30-3FA0-ZY10 | ILLUMINATED PUSHBUTTON, 22MM, ROUND, METAL, SHINY, YELLOW, FLAT BUTTON, MOMENTARY CONTACT TYPE, | 36.59
3SU1153-0AB30-3FA0-ZY12 | ILLUMINATED PUSHBUTTON, 22MM, ROUND, METAL, SHINY, YELLOW, FLAT BUTTON, MOMENTARY CONTACT TYPE, | 36.59
3SU1153-0AB40-1BA0-ZY11 | ILLUMINATED PUSHBUTTON, 22MM, ROUND, METAL, SHINY, GREEN, FLAT BUTTON, MOMENTARY CONTACT TYPE, | 31.85
3SU1153-0AB40-1BA0-ZY13 | ILLUMINATED PUSHBUTTON, 22MM, ROUND, METAL, SHINY, GREEN, FLAT BUTTON, MOMENTARY CONTACT TYPE, | 31.85
3SU1153-0AB40-1FA0-ZY12 | ILLUMINATED PUSHBUTTON, 22MM, ROUND, METAL, SHINY, GREEN, FLAT BUTTON, MOMENTARY CONTACT TYPE, | 34.68
3SU1153-0AB40-1FA0-ZY15 | ILLUMINATED PUSHBUTTON, 22MM, ROUND, METAL, SHINY, GREEN, FLAT BUTTON, MOMENTARY CONTACT TYPE, | 34.68
3SU1153-0AB40-3BA0-ZY11 | ILLUMINATED PUSHBUTTON, 22MM, ROUND, METAL, SHINY, GREEN, FLAT BUTTON, MOMENTARY CONTACT TYPE, | 33.18
3SU1153-0AB40-3BA0-ZY13 | ILLUMINATED PUSHBUTTON, 22MM, ROUND, METAL, SHINY, GREEN, FLAT BUTTON, MOMENTARY CONTACT TYPE, | 33.18
3SU1153-0AB40-3FA0-ZY12 | ILLUMINATED PUSHBUTTON, 22MM, ROUND, METAL, SHINY, GREEN, FLAT BUTTON, MOMENTARY CONTACT TYPE, | 36.59
3SU1153-0AB40-3FA0-ZY15 | ILLUMINATED PUSHBUTTON, 22MM, ROUND, METAL, SHINY, GREEN, FLAT BUTTON, MOMENTARY CONTACT TYPE, | 36.59
3SU1153-0AB30-1BA0-ZY13 | ILLUMINATED PUSHBUTTON, 22MM, ROUND, METAL, SHINY, YELLOW, FLAT BUTTON, MOMENTARY CONTACT TYPE, | 31.85
3SU1153-0AB30-1BA0-ZY15 | ILLUMINATED PUSHBUTTON, 22MM, ROUND, METAL, SHINY, YELLOW, FLAT BUTTON, MOMENTARY CONTACT TYPE, | 31.85
3SU1153-0AB30-1BA0-ZY19 | ILLUMINATED PUSHBUTTON, 22MM, ROUND, METAL, SHINY, YELLOW, FLAT BUTTON, MOMENTARY CONTACT TYPE, | 29.95
3SU1153-0AB30-1FA0 | ILLUMINATED PUSHBUTTON, 22MM, ROUND, METAL, SHINY, YELLOW, FLAT BUTTON, MOMENTARY CONTACT TYPE, | 28.95
3SU1153-0AB30-3BA0-ZY15 | ILLUMINATED PUSHBUTTON, 22MM, ROUND, METAL, SHINY, YELLOW, FLAT BUTTON, MOMENTARY CONTACT TYPE, | 33.18
3SU1153-0AB30-3BA0-ZY19 | ILLUMINATED PUSHBUTTON, 22MM, ROUND, METAL, SHINY, YELLOW, FLAT BUTTON, MOMENTARY CONTACT TYPE, | 31.28
3SU1153-0AB30-3FA0 | ILLUMINATED PUSHBUTTON, 22MM, ROUND, METAL, SHINY, YELLOW, FLAT BUTTON, MOMENTARY CONTACT TYPE, | 30.68
3SU1153-0AB30-3FA0-ZX90 | ILLUMINATED PUSHBUTTON, 22MM, ROUND, METAL, SHINY, YELLOW, FLAT BUTTON, MOMENTARY CONTACT TYPE, | 33.42
3SU1153-0AB40-1BA0-ZY15 | ILLUMINATED PUSHBUTTON, 22MM, ROUND, METAL, SHINY, GREEN, FLAT BUTTON, MOMENTARY CONTACT TYPE, | 31.85
3SU1153-0AB40-1BA0-ZY19 | ILLUMINATED PUSHBUTTON, 22MM, ROUND, METAL, SHINY, GREEN, FLAT BUTTON, MOMENTARY CONTACT TYPE, | 29.95
3SU1153-0AB40-1FA0 | ILLUMINATED PUSHBUTTON, 22MM, ROUND, METAL, SHINY, GREEN, FLAT BUTTON, MOMENTARY CONTACT TYPE, | 28.95
3SU1153-0AB40-1FA0-ZX90 | ILLUMINATED PUSHBUTTON, 22MM, ROUND, METAL, SHINY, GREEN, FLAT BUTTON, MOMENTARY CONTACT TYPE, | 31.52
3SU1153-0AB40-1FA0-ZY10 | ILLUMINATED PUSHBUTTON, 22MM, ROUND, METAL, SHINY, GREEN, FLAT BUTTON, MOMENTARY CONTACT TYPE, | 34.68
3SU1153-0AB40-3BA0-ZY19 | ILLUMINATED PUSHBUTTON, 22MM, ROUND, METAL, SHINY, GREEN, FLAT BUTTON, MOMENTARY CONTACT TYPE, | 31.28
3SU1153-0AB40-3FA0 | ILLUMINATED PUSHBUTTON, 22MM, ROUND, METAL, SHINY, GREEN, FLAT BUTTON, MOMENTARY CONTACT TYPE, | 30.68
3SU1153-0AB40-3FA0-ZX90 | ILLUMINATED PUSHBUTTON, 22MM, ROUND, METAL, SHINY, GREEN, FLAT BUTTON, MOMENTARY CONTACT TYPE, | 33.42
3SU1153-0AB40-3FA0-ZY10 | ILLUMINATED PUSHBUTTON, 22MM, ROUND, METAL, SHINY, GREEN, FLAT BUTTON, MOMENTARY CONTACT TYPE, | 36.59
3SU1153-0AB50-1FA0 | ILLUMINATED PUSHBUTTON, 22MM, ROUND, METAL, SHINY, BLUE, FLAT BUTTON, MOMENTARY CONTACT TYPE, | 28.95
3SU1153-0AB50-1FA0-ZX90 | ILLUMINATED PUSHBUTTON, 22MM, ROUND, METAL, SHINY, BLUE, FLAT BUTTON, MOMENTARY CONTACT TYPE, | 31.52
3SU1153-0AB50-1FA0-ZY10 | ILLUMINATED PUSHBUTTON, 22MM, ROUND, METAL, SHINY, BLUE, FLAT BUTTON, MOMENTARY CONTACT TYPE, | 34.68
3SU1153-0AB50-1FA0-ZY11 | ILLUMINATED PUSHBUTTON, 22MM, ROUND, METAL, SHINY, BLUE, FLAT BUTTON, MOMENTARY CONTACT TYPE, | 34.68
3SU1153-0AB50-3FA0-ZX90 | ILLUMINATED PUSHBUTTON, 22MM, ROUND, METAL, SHINY, BLUE, FLAT BUTTON, MOMENTARY CONTACT TYPE, | 33.42
3SU1153-0AB50-3FA0-ZY10 | ILLUMINATED PUSHBUTTON, 22MM, ROUND, METAL, SHINY, BLUE, FLAT BUTTON, MOMENTARY CONTACT TYPE, | 36.59
3SU1153-0AB50-3FA0-ZY11 | ILLUMINATED PUSHBUTTON, 22MM, ROUND, METAL, SHINY, BLUE, FLAT BUTTON, MOMENTARY CONTACT TYPE, | 36.59
3SU1153-0AB50-3FA0-ZY12 | ILLUMINATED PUSHBUTTON, 22MM, ROUND, METAL, SHINY, BLUE, FLAT BUTTON, MOMENTARY CONTACT TYPE, | 36.59
3SU1156-6AA60-3AA0-ZX90 | INDICATOR LIGHT, 22MM, ROUND, METAL, SHINY, WHITE, SMOOTH LENS, WITH HOLDER, LED MODULE, WITH | 22.48
3SU1156-6AA60-3AA0-ZY10 | INDICATOR LIGHT, 22MM, ROUND, METAL, SHINY, WHITE, SMOOTH LENS, WITH HOLDER, LED MODULE, WITH | 25.64
3SU1156-6AA60-3AA0-ZY11 | INDICATOR LIGHT, 22MM, ROUND, METAL, SHINY, WHITE, SMOOTH LENS, WITH HOLDER, LED MODULE, WITH | 25.64
3SU1156-6AA60-3AA0-ZY12 | INDICATOR LIGHT, 22MM, ROUND, METAL, SHINY, WHITE, SMOOTH LENS, WITH HOLDER, LED MODULE, WITH | 25.64
3SU1153-0AB50-1BA0-ZY10 | ILLUMINATED PUSHBUTTON, 22MM, ROUND, METAL, SHINY, BLUE, FLAT BUTTON, MOMENTARY CONTACT TYPE, | 31.85
3SU1153-0AB50-1BA0-ZY11 | ILLUMINATED PUSHBUTTON, 22MM, ROUND, METAL, SHINY, BLUE, FLAT BUTTON, MOMENTARY CONTACT TYPE, | 31.85
3SU1153-0AB50-3BA0 | ILLUMINATED PUSHBUTTON, 22MM, ROUND, METAL, SHINY, BLUE, FLAT BUTTON, MOMENTARY CONTACT TYPE, | 27.55
3SU1153-0AB50-3BA0-ZX90 | ILLUMINATED PUSHBUTTON, 22MM, ROUND, METAL, SHINY, BLUE, FLAT BUTTON, MOMENTARY CONTACT TYPE, | 30
3SU1153-0AB50-3BA0-ZY10 | ILLUMINATED PUSHBUTTON, 22MM, ROUND, METAL, SHINY, BLUE, FLAT BUTTON, MOMENTARY CONTACT TYPE, | 33.18
3SU1153-0AB50-3BA0-ZY11 | ILLUMINATED PUSHBUTTON, 22MM, ROUND, METAL, SHINY, BLUE, FLAT BUTTON, MOMENTARY CONTACT TYPE, | 33.18
3SU1156-6AA60-1AA0-ZX90 | INDICATOR LIGHT, 22MM, ROUND, METAL, SHINY, WHITE, SMOOTH LENS, WITH HOLDER, LED MODULE, WITH | 21.21
3SU1156-6AA60-1AA0-ZY10 | INDICATOR LIGHT, 22MM, ROUND, METAL, SHINY, WHITE, SMOOTH LENS, WITH HOLDER, LED MODULE, WITH | 24.37
3SU1156-6AA60-1AA0-ZY11 | INDICATOR LIGHT, 22MM, ROUND, METAL, SHINY, WHITE, SMOOTH LENS, WITH HOLDER, LED MODULE, WITH | 24.37
3SU1156-6AA60-1AA0-ZY12 | INDICATOR LIGHT, 22MM, ROUND, METAL, SHINY, WHITE, SMOOTH LENS, WITH HOLDER, LED MODULE, WITH | 24.37
3SU1156-6AA70-1AA0-ZY10 | INDICATOR LIGHT, 22MM, ROUND, METAL, SHINY, CLEAR, SMOOTH LENS, WITH HOLDER, LED MODULE, WITH | 24.37
3SU1156-6AA70-1AA0-ZY11 | INDICATOR LIGHT, 22MM, ROUND, METAL, SHINY, CLEAR, SMOOTH LENS, WITH HOLDER, LED MODULE, WITH | 24.37
3SU1156-6AA70-1AA0-ZY12 | INDICATOR LIGHT, 22MM, ROUND, METAL, SHINY, CLEAR, SMOOTH LENS, WITH HOLDER, LED MODULE, WITH | 24.37
3SU1156-6AA70-1AA0-ZY13 | INDICATOR LIGHT, 22MM, ROUND, METAL, SHINY, CLEAR, SMOOTH LENS, WITH HOLDER, LED MODULE, WITH | 24.37
3SU1200-0EB20-0AA0-ZY10 | PUSHBUTTON, COMPACT, WITH EXTENDED STROKE (12MM), 22MM, ROUND, PLASTIC, RED, FLAT BUTTON, MOME | 19.37
3SU1200-0EB20-0AA0-ZY11 | PUSHBUTTON, COMPACT, WITH EXTENDED STROKE (12MM), 22MM, ROUND, PLASTIC, RED, FLAT BUTTON, MOME | 19.37
3SU1200-0EB20-0AA0-ZY12 | PUSHBUTTON, COMPACT, WITH EXTENDED STROKE (12MM), 22MM, ROUND, PLASTIC, RED, FLAT BUTTON, MOME | 19.37
3SU1200-0EB20-0AA0-ZY13 | PUSHBUTTON, COMPACT, WITH EXTENDED STROKE (12MM), 22MM, ROUND, PLASTIC, RED, FLAT BUTTON, MOME | 19.37
3SU1200-0FB10-0AA0-ZY11 | PUSHBUTTON, COMPACT, WITH EXTENDED STROKE (12MM), 22MM, ROUND, PLASTIC, BLACK, RAISED BUTTON, | 19.37
3SU1200-0FB10-0AA0-ZY12 | PUSHBUTTON, COMPACT, WITH EXTENDED STROKE (12MM), 22MM, ROUND, PLASTIC, BLACK, RAISED BUTTON, | 19.37
3SU1200-0FB10-0AA0-ZY13 | PUSHBUTTON, COMPACT, WITH EXTENDED STROKE (12MM), 22MM, ROUND, PLASTIC, BLACK, RAISED BUTTON, | 19.37
3SU1200-0FB10-0AA0-ZY15 | PUSHBUTTON, COMPACT, WITH EXTENDED STROKE (12MM), 22MM, ROUND, PLASTIC, BLACK, RAISED BUTTON, | 19.37
3SU1200-2PR10-1AA0-ZY10 | POTENTIOMETER, COMPACT, 22MM, ROUND, PLASTIC, BLACK, 4.7K OHM, WITH HOLDER, SCREW TERMINAL, W | 70.27
3SU1200-2PR10-1AA0-ZY11 | POTENTIOMETER, COMPACT, 22MM, ROUND, PLASTIC, BLACK, 4.7K OHM, WITH HOLDER, SCREW TERMINAL, W | 70.27
3SU1200-2PR10-1AA0-ZY12 | POTENTIOMETER, COMPACT, 22MM, ROUND, PLASTIC, BLACK, 4.7K OHM, WITH HOLDER, SCREW TERMINAL, W | 70.27
3SU1200-2PT10-1AA0-ZY10 | POTENTIOMETER, COMPACT, 22MM, ROUND, PLASTIC, BLACK, 47K OHM, WITH HOLDER, SCREW TERMINAL, WI | 70.27
3SU1851-0AB00-2AB1 | ENCLOSURE FOR COMMAND DEVICES, 22MM, ROUND, ENCLOSURE MATERIAL METAL, ENCLOSURE TOP PART GRAY, 1 | 51.26
3SU1851-0AC00-2AB1 | ENCLOSURE FOR COMMAND DEVICES, 22MM, ROUND, ENCLOSURE MATERIAL METAL, ENCLOSURE TOP PART GRAY, 1 | 51.26
3SU1851-0AD00-2AB1 | ENCLOSURE FOR COMMAND DEVICES, 22MM, ROUND, ENCLOSURE MATERIAL METAL, ENCLOSURE TOP PART GRAY, 1 | 50.29
3SU1153-0AB30-3BA0-ZY10 | ILLUMINATED PUSHBUTTON, 22MM, ROUND, METAL, SHINY, YELLOW, FLAT BUTTON, MOMENTARY CONTACT TYPE, | 33.18
3SU1153-0AB30-3BA0-ZY12 | ILLUMINATED PUSHBUTTON, 22MM, ROUND, METAL, SHINY, YELLOW, FLAT BUTTON, MOMENTARY CONTACT TYPE, | 33.18
3SU1153-0AB30-3FA0-ZY11 | ILLUMINATED PUSHBUTTON, 22MM, ROUND, METAL, SHINY, YELLOW, FLAT BUTTON, MOMENTARY CONTACT TYPE, | 36.59
3SU1153-0AB30-3FA0-ZY13 | ILLUMINATED PUSHBUTTON, 22MM, ROUND, METAL, SHINY, YELLOW, FLAT BUTTON, MOMENTARY CONTACT TYPE, | 36.59
3SU1153-0AB40-1BA0-ZY10 | ILLUMINATED PUSHBUTTON, 22MM, ROUND, METAL, SHINY, GREEN, FLAT BUTTON, MOMENTARY CONTACT TYPE, | 31.85
3SU1153-0AB40-1BA0-ZY12 | ILLUMINATED PUSHBUTTON, 22MM, ROUND, METAL, SHINY, GREEN, FLAT BUTTON, MOMENTARY CONTACT TYPE, | 31.85
3SU1153-0AB40-1FA0-ZY11 | ILLUMINATED PUSHBUTTON, 22MM, ROUND, METAL, SHINY, GREEN, FLAT BUTTON, MOMENTARY CONTACT TYPE, | 34.68
3SU1153-0AB40-1FA0-ZY13 | ILLUMINATED PUSHBUTTON, 22MM, ROUND, METAL, SHINY, GREEN, FLAT BUTTON, MOMENTARY CONTACT TYPE, | 34.68
3SU1153-0AB40-3BA0-ZY12 | ILLUMINATED PUSHBUTTON, 22MM, ROUND, METAL, SHINY, GREEN, FLAT BUTTON, MOMENTARY CONTACT TYPE, | 33.18
3SU1153-0AB40-3BA0-ZY15 | ILLUMINATED PUSHBUTTON, 22MM, ROUND, METAL, SHINY, GREEN, FLAT BUTTON, MOMENTARY CONTACT TYPE, | 33.18
3SU1153-0AB40-3FA0-ZY11 | ILLUMINATED PUSHBUTTON, 22MM, ROUND, METAL, SHINY, GREEN, FLAT BUTTON, MOMENTARY CONTACT TYPE, | 36.59
3SU1153-0AB40-3FA0-ZY13 | ILLUMINATED PUSHBUTTON, 22MM, ROUND, METAL, SHINY, GREEN, FLAT BUTTON, MOMENTARY CONTACT TYPE, | 36.59
3SU1153-0AB50-1BA0-ZY12 | ILLUMINATED PUSHBUTTON, 22MM, ROUND, METAL, SHINY, BLUE, FLAT BUTTON, MOMENTARY CONTACT TYPE, | 31.85
3SU1153-0AB50-1BA0-ZY15 | ILLUMINATED PUSHBUTTON, 22MM, ROUND, METAL, SHINY, BLUE, FLAT BUTTON, MOMENTARY CONTACT TYPE, | 31.85
3SU1153-0AB50-1FA0-ZY13 | ILLUMINATED PUSHBUTTON, 22MM, ROUND, METAL, SHINY, BLUE, FLAT BUTTON, MOMENTARY CONTACT TYPE, | 34.68
3SU1153-0AB50-1FA0-ZY19 | ILLUMINATED PUSHBUTTON, 22MM, ROUND, METAL, SHINY, BLUE, FLAT BUTTON, MOMENTARY CONTACT TYPE, | 32.79
3SU1153-0AB50-3BA0-ZY12 | ILLUMINATED PUSHBUTTON, 22MM, ROUND, METAL, SHINY, BLUE, FLAT BUTTON, MOMENTARY CONTACT TYPE, | 33.18
3SU1153-0AB50-3BA0-ZY15 | ILLUMINATED PUSHBUTTON, 22MM, ROUND, METAL, SHINY, BLUE, FLAT BUTTON, MOMENTARY CONTACT TYPE, | 33.18
3SU1153-0AB50-3FA0 | ILLUMINATED PUSHBUTTON, 22MM, ROUND, METAL, SHINY, BLUE, FLAT BUTTON, MOMENTARY CONTACT TYPE, | 30.68
3SU1153-0AB50-3FA0-ZY13 | ILLUMINATED PUSHBUTTON, 22MM, ROUND, METAL, SHINY, BLUE, FLAT BUTTON, MOMENTARY CONTACT TYPE, | 36.59
3SU1156-6AA50-3AA0-ZY19 | INDICATOR LIGHT, 22MM, ROUND, METAL, SHINY, BLUE, SMOOTH LENS, WITH HOLDER, LED MODULE, WITH | 23.74
3SU1156-6AA60-1AA0-ZY15 | INDICATOR LIGHT, 22MM, ROUND, METAL, SHINY, WHITE, SMOOTH LENS, WITH HOLDER, LED MODULE, WITH | 24.37
3SU1156-6AA60-3AA0 | INDICATOR LIGHT, 22MM, ROUND, METAL, SHINY, WHITE, SMOOTH LENS, WITH HOLDER, LED MODULE, WITH | 20.63
3SU1156-6AA60-3AA0-ZY13 | INDICATOR LIGHT, 22MM, ROUND, METAL, SHINY, WHITE, SMOOTH LENS, WITH HOLDER, LED MODULE, WITH | 25.64
3SU1156-6AA60-3AA0-ZY19 | INDICATOR LIGHT, 22MM, ROUND, METAL, SHINY, WHITE, SMOOTH LENS, WITH HOLDER, LED MODULE, WITH | 23.74
3SU1156-6AA70-1AA0-ZX90 | INDICATOR LIGHT, 22MM, ROUND, METAL, SHINY, CLEAR, SMOOTH LENS, WITH HOLDER, LED MODULE, WITH | 21.21
3SU1156-6AA70-1AA0-ZY15 | INDICATOR LIGHT, 22MM, ROUND, METAL, SHINY, CLEAR, SMOOTH LENS, WITH HOLDER, LED MODULE, WITH | 24.37
3SU1156-6AA70-3AA0 | INDICATOR LIGHT, 22MM, ROUND, METAL, SHINY, CLEAR, SMOOTH LENS, WITH HOLDER, LED MODULE, WITH | 20.63
3SU1156-6AA70-3AA0-ZY19 | INDICATOR LIGHT, 22MM, ROUND, METAL, SHINY, CLEAR, SMOOTH LENS, WITH HOLDER, LED MODULE, WITH | 23.74
3SU1153-0AB50-1BA0-ZY13 | ILLUMINATED PUSHBUTTON, 22MM, ROUND, METAL, SHINY, BLUE, FLAT BUTTON, MOMENTARY CONTACT TYPE, | 31.85
3SU1153-0AB50-1BA0-ZY19 | ILLUMINATED PUSHBUTTON, 22MM, ROUND, METAL, SHINY, BLUE, FLAT BUTTON, MOMENTARY CONTACT TYPE, | 29.95
3SU1153-0AB50-1FA0-ZY12 | ILLUMINATED PUSHBUTTON, 22MM, ROUND, METAL, SHINY, BLUE, FLAT BUTTON, MOMENTARY CONTACT TYPE, | 34.68
3SU1153-0AB50-1FA0-ZY15 | ILLUMINATED PUSHBUTTON, 22MM, ROUND, METAL, SHINY, BLUE, FLAT BUTTON, MOMENTARY CONTACT TYPE, | 34.68
3SU1153-0AB50-3BA0-ZY13 | ILLUMINATED PUSHBUTTON, 22MM, ROUND, METAL, SHINY, BLUE, FLAT BUTTON, MOMENTARY CONTACT TYPE, | 33.18
3SU1153-0AB50-3BA0-ZY19 | ILLUMINATED PUSHBUTTON, 22MM, ROUND, METAL, SHINY, BLUE, FLAT BUTTON, MOMENTARY CONTACT TYPE, | 31.28
3SU1156-6AA50-3AA0-ZY15 | INDICATOR LIGHT, 22MM, ROUND, METAL, SHINY, BLUE, SMOOTH LENS, WITH HOLDER, LED MODULE, WITH | 25.64
3SU1156-6AA60-1AA0 | INDICATOR LIGHT, 22MM, ROUND, METAL, SHINY, WHITE, SMOOTH LENS, WITH HOLDER, LED MODULE, WITH | 19.48
3SU1156-6AA60-1AA0-ZY13 | INDICATOR LIGHT, 22MM, ROUND, METAL, SHINY, WHITE, SMOOTH LENS, WITH HOLDER, LED MODULE, WITH | 24.37
3SU1156-6AA60-1AA0-ZY19 | INDICATOR LIGHT, 22MM, ROUND, METAL, SHINY, WHITE, SMOOTH LENS, WITH HOLDER, LED MODULE, WITH | 22.48
3SU1156-6AA60-3AA0-ZY15 | INDICATOR LIGHT, 22MM, ROUND, METAL, SHINY, WHITE, SMOOTH LENS, WITH HOLDER, LED MODULE, WITH | 25.64
3SU1156-6AA70-1AA0 | INDICATOR LIGHT, 22MM, ROUND, METAL, SHINY, CLEAR, SMOOTH LENS, WITH HOLDER, LED MODULE, WITH | 19.48
3SU1156-6AA70-1AA0-ZY19 | INDICATOR LIGHT, 22MM, ROUND, METAL, SHINY, CLEAR, SMOOTH LENS, WITH HOLDER, LED MODULE, WITH | 22.48
3SU1156-6AA70-3AA0-ZX90 | INDICATOR LIGHT, 22MM, ROUND, METAL, SHINY, CLEAR, SMOOTH LENS, WITH HOLDER, LED MODULE, WITH | 22.48
3SU1156-6AA70-3AA0-ZY15 | INDICATOR LIGHT, 22MM, ROUND, METAL, SHINY, CLEAR, SMOOTH LENS, WITH HOLDER, LED MODULE, WITH | 25.64
3SU1200-0EB20-0AA0 | PUSHBUTTON, COMPACT, WITH EXTENDED STROKE (12MM), 22MM, ROUND, PLASTIC, RED, FLAT BUTTON, MOME | 14.88
3SU1200-0EB20-0AA0-ZY19 | PUSHBUTTON, COMPACT, WITH EXTENDED STROKE (12MM), 22MM, ROUND, PLASTIC, RED, FLAT BUTTON, MOME | 17.47
3SU1200-0EB40-0AA0-ZX90 | PUSHBUTTON, COMPACT, WITH EXTENDED STROKE (12MM), 22MM, ROUND, PLASTIC, GREEN, FLAT BUTTON, MO | 16.21
3SU1200-0FB10-0AA0 | PUSHBUTTON, COMPACT, WITH EXTENDED STROKE (12MM), 22MM, ROUND, PLASTIC, BLACK, RAISED BUTTON, | 14.88
3SU1200-0FB10-0AA0-ZY10 | PUSHBUTTON, COMPACT, WITH EXTENDED STROKE (12MM), 22MM, ROUND, PLASTIC, BLACK, RAISED BUTTON, | 19.37
3SU1200-0FB10-0AA0-ZY19 | PUSHBUTTON, COMPACT, WITH EXTENDED STROKE (12MM), 22MM, ROUND, PLASTIC, BLACK, RAISED BUTTON, | 17.47
3SU1200-1SK10-2SA0 | SENSOR SWITCH, COMPACT, 22MM, ROUND, PLASTIC, BLACK, MOMENTARY CONTACT TYPE, WITH HOLDER, OPER | 363.36
3SU1200-2PQ10-1AA0-ZY15 | POTENTIOMETER, COMPACT, 22MM, ROUND, PLASTIC, BLACK, 1K OHM, WITH HOLDER, SCREW TERMINAL, WIT | 70.27
3SU1200-2PR10-1AA0 | POTENTIOMETER, COMPACT, 22MM, ROUND, PLASTIC, BLACK, 4.7K OHM, WITH HOLDER, SCREW TERMINAL | 61.62
3SU1200-2PR10-1AA0-ZY19 | POTENTIOMETER, COMPACT, 22MM, ROUND, PLASTIC, BLACK, 4.7K OHM, WITH HOLDER, SCREW TERMINAL, W | 68.36
3SU1200-2PS10-1AA0-ZX90 | POTENTIOMETER, COMPACT, 22MM, ROUND, PLASTIC, BLACK, 10K OHM, WITH HOLDER, SCREW TERMINAL, Z | 67.1
3SU1200-2PS10-1AA0-ZY15 | POTENTIOMETER, COMPACT, 22MM, ROUND, PLASTIC, BLACK, 10K OHM, WITH HOLDER, SCREW TERMINAL, WI | 70.27
3SU1200-2PT10-1AA0 | POTENTIOMETER, COMPACT, 22MM, ROUND, PLASTIC, BLACK, 47K OHM, WITH HOLDER, SCREW TERMINAL | 61.62
3SU1851-0AE00-2AB1 | ENCLOSURE FOR COMMAND DEVICES, 22MM, ROUND, ENCLOSURE MATERIAL METAL, ENCLOSURE TOP PART GRAY, 1 | 51.26
3SU1851-0NA00-2AC2 | ENCLOSURE FOR COMMAND DEVICES, 22MM, ROUND, ENCLOSURE MATERIAL METAL, ENCLOSURE TOP PART YELLOW, | 104.89
3SU1156-6AA70-3AA0-ZY10 | INDICATOR LIGHT, 22MM, ROUND, METAL, SHINY, CLEAR, SMOOTH LENS, WITH HOLDER, LED MODULE, WITH | 25.64
3SU1156-6AA70-3AA0-ZY11 | INDICATOR LIGHT, 22MM, ROUND, METAL, SHINY, CLEAR, SMOOTH LENS, WITH HOLDER, LED MODULE, WITH | 25.64
3SU1156-6AA70-3AA0-ZY12 | INDICATOR LIGHT, 22MM, ROUND, METAL, SHINY, CLEAR, SMOOTH LENS, WITH HOLDER, LED MODULE, WITH | 25.64
3SU1156-6AA70-3AA0-ZY13 | INDICATOR LIGHT, 22MM, ROUND, METAL, SHINY, CLEAR, SMOOTH LENS, WITH HOLDER, LED MODULE, WITH | 25.64
3SU1200-0EB40-0AA0-ZY11 | PUSHBUTTON, COMPACT, WITH EXTENDED STROKE (12MM), 22MM, ROUND, PLASTIC, GREEN, FLAT BUTTON, MO | 19.37
3SU1200-0EB40-0AA0-ZY12 | PUSHBUTTON, COMPACT, WITH EXTENDED STROKE (12MM), 22MM, ROUND, PLASTIC, GREEN, FLAT BUTTON, MO | 19.37
3SU1200-0EB40-0AA0-ZY13 | PUSHBUTTON, COMPACT, WITH EXTENDED STROKE (12MM), 22MM, ROUND, PLASTIC, GREEN, FLAT BUTTON, MO | 19.37
3SU1200-0EB40-0AA0-ZY15 | PUSHBUTTON, COMPACT, WITH EXTENDED STROKE (12MM), 22MM, ROUND, PLASTIC, GREEN, FLAT BUTTON, MO | 19.37
3SU1200-2PQ10-1AA0-ZX90 | POTENTIOMETER, COMPACT, 22MM, ROUND, PLASTIC, BLACK, 1K OHM, WITH HOLDER, SCREW TERMINAL, Z = | 67.1
3SU1200-2PQ10-1AA0-ZY10 | POTENTIOMETER, COMPACT, 22MM, ROUND, PLASTIC, BLACK, 1K OHM, WITH HOLDER, SCREW TERMINAL, WIT | 70.27
3SU1200-2PQ10-1AA0-ZY11 | POTENTIOMETER, COMPACT, 22MM, ROUND, PLASTIC, BLACK, 1K OHM, WITH HOLDER, SCREW TERMINAL, WIT | 70.27
3SU1200-2PQ10-1AA0-ZY12 | POTENTIOMETER, COMPACT, 22MM, ROUND, PLASTIC, BLACK, 1K OHM, WITH HOLDER, SCREW TERMINAL, WIT | 70.27
3SU1200-2PS10-1AA0-ZY10 | POTENTIOMETER, COMPACT, 22MM, ROUND, PLASTIC, BLACK, 10K OHM, WITH HOLDER, SCREW TERMINAL, WI | 70.27
3SU1200-2PS10-1AA0-ZY11 | POTENTIOMETER, COMPACT, 22MM, ROUND, PLASTIC, BLACK, 10K OHM, WITH HOLDER, SCREW TERMINAL, WI | 70.27
3SU1200-2PS10-1AA0-ZY12 | POTENTIOMETER, COMPACT, 22MM, ROUND, PLASTIC, BLACK, 10K OHM, WITH HOLDER, SCREW TERMINAL, WI | 70.27
3SU1851-0NB00-2AC2 | ENCLOSURE FOR COMMAND DEVICES, 22MM, ROUND, ENCLOSURE MATERIAL METAL, ENCLOSURE TOP PART YELLOW, | 110.81
3SU1851-0ND00-2AC2 | ENCLOSURE FOR COMMAND DEVICES, 22MM, ROUND, ENCLOSURE MATERIAL METAL, ENCLOSURE TOP PART YELLOW, | 116.14
3SU1851-1AA00-1AA1 | ENCLOSURE FOR 4-POSITION SELECTOR SWITCH AND COORDINATE SWITCH 22MM, ROUND, ENCLOSURE MATERIAL ME | 29.25
3SU1852-0AA00-0AB1 | ENCLOSURE FOR COMMAND DEVICES, 22MM, ROUND, ENCLOSURE MATERIAL METAL, ENCLOSURE TOP PART GRAY, 2 | 35.22
3SU1900-0AB71-0AA0 | INSERT LABEL FOR ILLUMINATED PUSHBUTTON, ROUND, CLEAR, WITHOUT INSCRIPTION, FOR SELF-INSCRIPTIO | 1.2
3SU1900-0AB71-0AB0 | INSERT LABEL FOR ILLUMINATED PUSHBUTTON, ROUND, CLEAR WITH BLACK LETTERING, WITH INSCRIPTION: E | 1.2
3SU1900-0AB71-0AC0 | INSERT LABEL FOR ILLUMINATED PUSHBUTTON, ROUND, CLEAR WITH BLACK LETTERING, WITH INSCRIPTION: A | 1.2
3SU1900-0AB71-0AR0 | INSERT LABEL FOR ILLUMINATED PUSHBUTTON, ROUND, CLEAR WITH BLACK LETTERING, WITH INSCRIPTION: E | 1.2
3SU1900-0AB71-0DJ0 | INSERT LABEL FOR ILLUMINATED PUSHBUTTON, ROUND, CLEAR WITH BLACK LETTERING, WITH INSCRIPTION: O | 1.2
3SU1900-0AB71-0DK0 | INSERT LABEL FOR ILLUMINATED PUSHBUTTON, ROUND, CLEAR WITH BLACK LETTERING, WITH INSCRIPTION: O | 1.2
3SU1900-0AB71-0DL0 | INSERT LABEL FOR ILLUMINATED PUSHBUTTON, ROUND, CLEAR WITH BLACK LETTERING, WITH INSCRIPTION: U | 1.2
3SU1900-0AB71-0QA0 | INSERT LABEL FOR ILLUMINATED PUSHBUTTON, ROUND, CLEAR WITH BLACK LETTERING, WITH GRAPHIC SYMBOL: | 1.2
3SU1900-0AB71-0QB0 | INSERT LABEL FOR ILLUMINATED PUSHBUTTON, ROUND, CLEAR WITH BLACK LETTERING, WITH GRAPHIC SYMBOL: | 1.2
3SU1900-0AB71-0QC0 | INSERT LABEL FOR ILLUMINATED PUSHBUTTON, ROUND, CLEAR WITH BLACK LETTERING, WITH GRAPHIC SYMBOL: | 1.2
3SU1900-0AB71-0QD0 | INSERT LABEL FOR ILLUMINATED PUSHBUTTON, ROUND, CLEAR WITH BLACK LETTERING, WITH GRAPHIC SYMBOL: | 1.2
3SU1853-0AB00-2AB1 | ENCLOSURE FOR COMMAND DEVICES, 22MM, ROUND, ENCLOSURE MATERIAL METAL, ENCLOSURE TOP PART GRAY, 3 | 104.61
3SU1853-0AD00-2AB1 | ENCLOSURE FOR COMMAND DEVICES, 22MM, ROUND, ENCLOSURE MATERIAL METAL, ENCLOSURE TOP PART GRAY, 3 | 105.21
3SU1853-3AA00-0AA1 | TWO-HAND OPERATION CONSOLE FOR COMMAND DEVICES, 22MM, ROUND, ENCLOSURE MATERIAL METAL, ENCLOSURE | 473.11
3SU1900-0AB71-0AH0 | INSERT LABEL FOR ILLUMINATED PUSHBUTTON, ROUND, CLEAR WITH BLACK LETTERING, WITH INSCRIPTION: R | 1.2
3SU1900-0AB71-0AJ0 | INSERT LABEL FOR ILLUMINATED PUSHBUTTON, ROUND, CLEAR WITH BLACK LETTERING, WITH INSCRIPTION: L | 1.2
3SU1900-0AB71-0AK0 | INSERT LABEL FOR ILLUMINATED PUSHBUTTON, ROUND, CLEAR WITH BLACK LETTERING, WITH INSCRIPTION: H | 1.2
3SU1900-0AB71-0AL0 | INSERT LABEL FOR ILLUMINATED PUSHBUTTON, ROUND, CLEAR WITH BLACK LETTERING, WITH INSCRIPTION: Z | 1.2
3SU1900-0AB71-0DT0 | INSERT LABEL FOR ILLUMINATED PUSHBUTTON, ROUND, CLEAR WITH BLACK LETTERING, WITH INSCRIPTION: S | 1.2
3SU1900-0AB71-0DU0 | INSERT LABEL FOR ILLUMINATED PUSHBUTTON, ROUND, CLEAR WITH BLACK LETTERING, WITH INSCRIPTION: R | 1.2
3SU1900-0AB71-0DV0 | INSERT LABEL FOR ILLUMINATED PUSHBUTTON, ROUND, CLEAR WITH BLACK LETTERING, WITH INSCRIPTION: T | 1.2
3SU1900-0AB71-0DW0 | INSERT LABEL FOR ILLUMINATED PUSHBUTTON, ROUND, CLEAR WITH BLACK LETTERING, WITH INSCRIPTION: O | 1.2
3SU1900-0AB71-0QV0 | INSERT LABEL FOR ILLUMINATED PUSHBUTTON, ROUND, CLEAR WITH BLACK LETTERING, WITH GRAPHIC SYMBOL: | 1.2
3SU1900-0AB71-0QW0 | INSERT LABEL FOR ILLUMINATED PUSHBUTTON, ROUND, CLEAR WITH BLACK LETTERING, WITH GRAPHIC SYMBOL: | 1.2
3SU1900-0AB71-0QX0 | INSERT LABEL FOR ILLUMINATED PUSHBUTTON, ROUND, CLEAR WITH BLACK LETTERING, WITH GRAPHIC SYMBOL: | 1.2
3SU1900-0AB71-0QY0 | INSERT LABEL FOR ILLUMINATED PUSHBUTTON, ROUND, CLEAR WITH BLACK LETTERING, WITH GRAPHIC SYMBOL: | 1.2
3SU1900-0AB71-0RP0 | INSERT LABEL FOR ILLUMINATED PUSHBUTTON, ROUND, CLEAR WITH BLACK LETTERING, WITH GRAPHIC SYMBOL: | 1.2
3SU1900-0AB71-0RQ0 | INSERT LABEL FOR ILLUMINATED PUSHBUTTON, ROUND, CLEAR WITH BLACK LETTERING, WITH GRAPHIC SYMBOL: | 1.2
3SU1900-0AB71-0RR0 | INSERT LABEL FOR ILLUMINATED PUSHBUTTON, ROUND, CLEAR WITH BLACK LETTERING, WITH GRAPHIC SYMBOL: | 1.2
3SU1900-0AB71-0RS0 | INSERT LABEL FOR ILLUMINATED PUSHBUTTON, ROUND, CLEAR WITH BLACK LETTERING, WITH GRAPHIC SYMBOL: | 1.2
3SU1900-0AC16-0DB0 | LABELING PLATE SNAP-ON OR SELF-ADHESIVE FOR LABEL HOLDER, LABEL SIZE 12.5 X 27MM, LABEL BLACK, L | 1.27
3SU1900-0AC16-0DC0 | LABELING PLATE SNAP-ON OR SELF-ADHESIVE FOR LABEL HOLDER, LABEL SIZE 12.5 X 27MM, LABEL BLACK, L | 1.27
3SU1900-0AC16-0DD0 | LABELING PLATE SNAP-ON OR SELF-ADHESIVE FOR LABEL HOLDER, LABEL SIZE 12.5 X 27MM, LABEL BLACK, L | 1.27
3SU1900-0AC16-0DE0 | LABELING PLATE SNAP-ON OR SELF-ADHESIVE FOR LABEL HOLDER, LABEL SIZE 12.5 X 27MM, LABEL BLACK, L | 1.27
3SU1103-0AB60-3BA0-ZY13 | ILLUMINATED PUSHBUTTON, 22MM, ROUND, PLASTIC, WHITE, FLAT BUTTON, MOMENTARY CONTACT TYPE, WITH | 31.39
3SU1103-0AB60-3BA0-ZY15 | ILLUMINATED PUSHBUTTON, 22MM, ROUND, PLASTIC, WHITE, FLAT BUTTON, MOMENTARY CONTACT TYPE, WITH | 31.39
3SU1103-0AB60-3BA0-ZY19 | ILLUMINATED PUSHBUTTON, 22MM, ROUND, PLASTIC, WHITE, FLAT BUTTON, MOMENTARY CONTACT TYPE, WITH | 29.5
3SU1103-0AB60-3FA0 | ILLUMINATED PUSHBUTTON, 22MM, ROUND, PLASTIC, WHITE, FLAT BUTTON, MOMENTARY CONTACT TYPE, WITH | 28.99
3SU1103-0AB60-3FA0-ZX90 | ILLUMINATED PUSHBUTTON, 22MM, ROUND, PLASTIC, WHITE, FLAT BUTTON, MOMENTARY CONTACT TYPE, WITH | 31.59
3SU1103-0AB70-1BA0-ZY15 | ILLUMINATED PUSHBUTTON, 22MM, ROUND, PLASTIC, CLEAR, FLAT BUTTON, MOMENTARY CONTACT TYPE, WITH | 29.95
3SU1103-0AB70-1BA0-ZY19 | ILLUMINATED PUSHBUTTON, 22MM, ROUND, PLASTIC, CLEAR, FLAT BUTTON, MOMENTARY CONTACT TYPE, WITH | 28.04
3SU1200-0EB20-0AA0-ZX90 | PUSHBUTTON, COMPACT, WITH EXTENDED STROKE (12MM), 22MM, ROUND, PLASTIC, RED, FLAT BUTTON, MOME | 16.21
3SU1200-0EB20-0AA0-ZY15 | PUSHBUTTON, COMPACT, WITH EXTENDED STROKE (12MM), 22MM, ROUND, PLASTIC, RED, FLAT BUTTON, MOME | 19.37
3SU1200-0EB40-0AA0 | PUSHBUTTON, COMPACT, WITH EXTENDED STROKE (12MM), 22MM, ROUND, PLASTIC, GREEN, FLAT BUTTON, MO | 14.88
3SU1200-0EB40-0AA0-ZY10 | PUSHBUTTON, COMPACT, WITH EXTENDED STROKE (12MM), 22MM, ROUND, PLASTIC, GREEN, FLAT BUTTON, MO | 19.37
3SU1200-0EB40-0AA0-ZY19 | PUSHBUTTON, COMPACT, WITH EXTENDED STROKE (12MM), 22MM, ROUND, PLASTIC, GREEN, FLAT BUTTON, MO | 17.47
3SU1200-0FB10-0AA0-ZX90 | PUSHBUTTON, COMPACT, WITH EXTENDED STROKE (12MM), 22MM, ROUND, PLASTIC, BLACK, RAISED BUTTON, | 16.21
3SU1200-0FB20-0AA0 | PUSHBUTTON, COMPACT, WITH EXTENDED STROKE (12MM), 22MM, ROUND, PLASTIC, RED, RAISED BUTTON, MO | 14.88
3SU1200-2PQ10-1AA0 | POTENTIOMETER, COMPACT, 22MM, ROUND, PLASTIC, BLACK, 1K OHM, WITH HOLDER, SCREW TERMINAL | 61.62
3SU1200-2PQ10-1AA0-ZY19 | POTENTIOMETER, COMPACT, 22MM, ROUND, PLASTIC, BLACK, 1K OHM, WITH HOLDER, SCREW TERMINAL, WIT | 68.36
3SU1200-2PR10-1AA0-ZX90 | POTENTIOMETER, COMPACT, 22MM, ROUND, PLASTIC, BLACK, 4.7K OHM, WITH HOLDER, SCREW TERMINAL, Z | 67.1
3SU1200-2PR10-1AA0-ZY15 | POTENTIOMETER, COMPACT, 22MM, ROUND, PLASTIC, BLACK, 4.7K OHM, WITH HOLDER, SCREW TERMINAL, W | 70.27
3SU1200-2PS10-1AA0 | POTENTIOMETER, COMPACT, 22MM, ROUND, PLASTIC, BLACK, 10K OHM, WITH HOLDER, SCREW TERMINAL | 61.62
3SU1200-2PS10-1AA0-ZY19 | POTENTIOMETER, COMPACT, 22MM, ROUND, PLASTIC, BLACK, 10K OHM, WITH HOLDER, SCREW TERMINAL, WI | 68.36
3SU1200-2PT10-1AA0-ZX90 | POTENTIOMETER, COMPACT, 22MM, ROUND, PLASTIC, BLACK, 47K OHM, WITH HOLDER, SCREW TERMINAL, Z | 67.1
3SU1851-0NA00-2AA2 | ENCLOSURE FOR COMMAND DEVICES, 22MM, ROUND, ENCLOSURE MATERIAL METAL, ENCLOSURE TOP PART YELLOW, | 68.13
3SU1851-0NB00-2AA2 | ENCLOSURE FOR COMMAND DEVICES, 22MM, ROUND, ENCLOSURE MATERIAL METAL, ENCLOSURE TOP PART YELLOW, | 74.08
3SU1852-0AC00-2AB1 | ENCLOSURE FOR COMMAND DEVICES, 22MM, ROUND, ENCLOSURE MATERIAL METAL, ENCLOSURE TOP PART GRAY, 2 | 74.41
3SU1853-3NB00-1AD1 | TWO-HAND OPERATION CONSOLE FOR COMMAND DEVICES, 22MM, ROUND, ENCLOSURE MATERIAL METAL, ENCLOSURE | 564.76
3SU1900-0AB71-0AE0 | INSERT LABEL FOR ILLUMINATED PUSHBUTTON, ROUND, CLEAR WITH BLACK LETTERING, WITH INSCRIPTION: A | 1.2
3SU1900-0AB71-0AG0 | INSERT LABEL FOR ILLUMINATED PUSHBUTTON, ROUND, CLEAR WITH BLACK LETTERING, WITH INSCRIPTION: Z | 1.2
3SU1900-0AB71-0AM0 | INSERT LABEL FOR ILLUMINATED PUSHBUTTON, ROUND, CLEAR WITH BLACK LETTERING, WITH INSCRIPTION: S | 1.2
3SU1900-0AB71-0AP0 | INSERT LABEL FOR ILLUMINATED PUSHBUTTON, ROUND, CLEAR WITH BLACK LETTERING, WITH INSCRIPTION: B | 1.2
3SU1900-0AB71-0DN0 | INSERT LABEL FOR ILLUMINATED PUSHBUTTON, ROUND, CLEAR WITH BLACK LETTERING, WITH INSCRIPTION: F | 1.2
3SU1900-0AB71-0DR0 | INSERT LABEL FOR ILLUMINATED PUSHBUTTON, ROUND, CLEAR WITH BLACK LETTERING, WITH INSCRIPTION: L | 1.2
3SU1900-0AB71-0EB0 | INSERT LABEL FOR ILLUMINATED PUSHBUTTON, ROUND, CLEAR WITH BLACK LETTERING, WITH INSCRIPTION: R | 1.2
3SU1900-0AB71-0EF0 | INSERT LABEL FOR ILLUMINATED PUSHBUTTON, ROUND, CLEAR WITH BLACK LETTERING, WITH INSCRIPTION: S | 1.2
3SU1900-0AB71-0QR0 | INSERT LABEL FOR ILLUMINATED PUSHBUTTON, ROUND, CLEAR WITH BLACK LETTERING, WITH GRAPHIC SYMBOL: | 1.2
3SU1900-0AB71-0QT0 | INSERT LABEL FOR ILLUMINATED PUSHBUTTON, ROUND, CLEAR WITH BLACK LETTERING, WITH GRAPHIC SYMBOL: | 1.2
3SU1900-0AB71-0RB0 | INSERT LABEL FOR ILLUMINATED PUSHBUTTON, ROUND, CLEAR WITH BLACK LETTERING, WITH GRAPHIC SYMBOL: | 1.2
3SU1900-0AB71-0RD0 | INSERT LABEL FOR ILLUMINATED PUSHBUTTON, ROUND, CLEAR WITH BLACK LETTERING, WITH GRAPHIC SYMBOL: | 1.2
3SU1852-0AB00-2AB1 | ENCLOSURE FOR COMMAND DEVICES, 22MM, ROUND, ENCLOSURE MATERIAL METAL, ENCLOSURE TOP PART GRAY, 2 | 74.41
3SU1853-0AA00-0AB1 | ENCLOSURE FOR COMMAND DEVICES, 22MM, ROUND, ENCLOSURE MATERIAL METAL, ENCLOSURE TOP PART GRAY, 3 | 46.68
3SU1853-3NB00-1AA1 | TWO-HAND OPERATION CONSOLE FOR COMMAND DEVICES, 22MM, ROUND, ENCLOSURE MATERIAL METAL, ENCLOSURE | 539.88
3SU1854-0AA00-0AB1 | ENCLOSURE FOR COMMAND DEVICES, 22MM, ROUND, ENCLOSURE MATERIAL METAL, ENCLOSURE TOP PART GRAY, 4 | 62.2
3SU1856-0AA00-0AB1 | ENCLOSURE FOR COMMAND DEVICES, 22MM, ROUND, ENCLOSURE MATERIAL METAL, ENCLOSURE TOP PART GRAY, 6 | 80.21
3SU1900-0AB71-0AD0 | INSERT LABEL FOR ILLUMINATED PUSHBUTTON, ROUND, CLEAR WITH BLACK LETTERING, WITH INSCRIPTION: A | 1.2
3SU1900-0AB71-0AF0 | INSERT LABEL FOR ILLUMINATED PUSHBUTTON, ROUND, CLEAR WITH BLACK LETTERING, WITH INSCRIPTION: V | 1.2
3SU1900-0AB71-0AN0 | INSERT LABEL FOR ILLUMINATED PUSHBUTTON, ROUND, CLEAR WITH BLACK LETTERING, WITH INSCRIPTION: L | 1.2
3SU1900-0AB71-0AQ0 | INSERT LABEL FOR ILLUMINATED PUSHBUTTON, ROUND, CLEAR WITH BLACK LETTERING, WITH INSCRIPTION: S | 1.2
3SU1900-0AB71-0DM0 | INSERT LABEL FOR ILLUMINATED PUSHBUTTON, ROUND, CLEAR WITH BLACK LETTERING, WITH INSCRIPTION: D | 1.2
3SU1900-0AB71-0DQ0 | INSERT LABEL FOR ILLUMINATED PUSHBUTTON, ROUND, CLEAR WITH BLACK LETTERING, WITH INSCRIPTION: R | 1.2
3SU1900-0AB71-0DS0 | INSERT LABEL FOR ILLUMINATED PUSHBUTTON, ROUND, CLEAR WITH BLACK LETTERING, WITH INSCRIPTION: S | 1.2
3SU1900-0AB71-0DX0 | INSERT LABEL FOR ILLUMINATED PUSHBUTTON, ROUND, CLEAR WITH BLACK LETTERING, WITH INSCRIPTION: C | 1.2
3SU1900-0AB71-0EE0 | INSERT LABEL FOR ILLUMINATED PUSHBUTTON, ROUND, CLEAR WITH BLACK LETTERING, WITH INSCRIPTION: F | 1.2
3SU1900-0AB71-0QS0 | INSERT LABEL FOR ILLUMINATED PUSHBUTTON, ROUND, CLEAR WITH BLACK LETTERING, WITH GRAPHIC SYMBOL: | 1.2
3SU1900-0AB71-0QU0 | INSERT LABEL FOR ILLUMINATED PUSHBUTTON, ROUND, CLEAR WITH BLACK LETTERING, WITH GRAPHIC SYMBOL: | 1.2
3SU1900-0AB71-0RA0 | INSERT LABEL FOR ILLUMINATED PUSHBUTTON, ROUND, CLEAR WITH BLACK LETTERING, WITH GRAPHIC SYMBOL: | 1.2
3SU1900-0AB71-0RC0 | INSERT LABEL FOR ILLUMINATED PUSHBUTTON, ROUND, CLEAR WITH BLACK LETTERING, WITH GRAPHIC SYMBOL: | 1.2
3SU1900-0AB71-0RE0 | INSERT LABEL FOR ILLUMINATED PUSHBUTTON, ROUND, CLEAR WITH BLACK LETTERING, WITH GRAPHIC SYMBOL: | 1.2
3SU1900-0AB71-0RK0 | INSERT LABEL FOR ILLUMINATED PUSHBUTTON, ROUND, CLEAR WITH BLACK LETTERING, WITH GRAPHIC SYMBOL: | 1.2
3SU1900-0AB71-0RM0 | INSERT LABEL FOR ILLUMINATED PUSHBUTTON, ROUND, CLEAR WITH BLACK LETTERING, WITH GRAPHIC SYMBOL: | 1.2
3SU1900-0AC16-0AB0 | LABELING PLATE SNAP-ON OR SELF-ADHESIVE FOR LABEL HOLDER, LABEL SIZE 12.5 X 27MM, LABEL BLACK, L | 1.27
3SU1900-0AC16-0AD0 | LABELING PLATE SNAP-ON OR SELF-ADHESIVE FOR LABEL HOLDER, LABEL SIZE 12.5 X 27MM, LABEL BLACK, L | 1.27
3SU1900-0AC16-0AL0 | LABELING PLATE SNAP-ON OR SELF-ADHESIVE FOR LABEL HOLDER, LABEL SIZE 12.5 X 27MM, LABEL BLACK, L | 1.27
3SU1900-0AC16-0AQ0 | LABELING PLATE SNAP-ON OR SELF-ADHESIVE FOR LABEL HOLDER, LABEL SIZE 12.5 X 27MM, LABEL BLACK, L | 1.27
3SU1900-0AC16-0DF0 | LABELING PLATE SNAP-ON OR SELF-ADHESIVE FOR LABEL HOLDER, LABEL SIZE 12.5 X 27MM, LABEL BLACK, L | 1.27
3SU1900-0AC16-0DH0 | LABELING PLATE SNAP-ON OR SELF-ADHESIVE FOR LABEL HOLDER, LABEL SIZE 12.5 X 27MM, LABEL BLACK, L | 1.27
3SU1900-0AC16-0DQ0 | LABELING PLATE SNAP-ON OR SELF-ADHESIVE FOR LABEL HOLDER, LABEL SIZE 12.5 X 27MM, LABEL BLACK, L | 1.27
3SU1900-0AC16-0DS0 | LABELING PLATE SNAP-ON OR SELF-ADHESIVE FOR LABEL HOLDER, LABEL SIZE 12.5 X 27MM, LABEL BLACK, L | 1.27
3SU1103-0AB60-3FA0-ZY11 | ILLUMINATED PUSHBUTTON, 22MM, ROUND, PLASTIC, WHITE, FLAT BUTTON, MOMENTARY CONTACT TYPE, WITH | 34.75
3SU1900-0AB71-0RF0 | INSERT LABEL FOR ILLUMINATED PUSHBUTTON, ROUND, CLEAR WITH BLACK LETTERING, WITH GRAPHIC SYMBOL: | 1.2
3SU1900-0AB71-0RG0 | INSERT LABEL FOR ILLUMINATED PUSHBUTTON, ROUND, CLEAR WITH BLACK LETTERING, WITH GRAPHIC SYMBOL: | 1.2
3SU1900-0AB71-0RH0 | INSERT LABEL FOR ILLUMINATED PUSHBUTTON, ROUND, CLEAR WITH BLACK LETTERING, WITH GRAPHIC SYMBOL: | 1.2
3SU1900-0AB71-0RJ0 | INSERT LABEL FOR ILLUMINATED PUSHBUTTON, ROUND, CLEAR WITH BLACK LETTERING, WITH GRAPHIC SYMBOL: | 1.2
3SU1900-0AC16-0AE0 | LABELING PLATE SNAP-ON OR SELF-ADHESIVE FOR LABEL HOLDER, LABEL SIZE 12.5 X 27MM, LABEL BLACK, L | 1.27
3SU1900-0AC16-0AF0 | LABELING PLATE SNAP-ON OR SELF-ADHESIVE FOR LABEL HOLDER, LABEL SIZE 12.5 X 27MM, LABEL BLACK, L | 1.27
3SU1900-0AC16-0AG0 | LABELING PLATE SNAP-ON OR SELF-ADHESIVE FOR LABEL HOLDER, LABEL SIZE 12.5 X 27MM, LABEL BLACK, L | 1.27
3SU1900-0AC16-0AH0 | LABELING PLATE SNAP-ON OR SELF-ADHESIVE FOR LABEL HOLDER, LABEL SIZE 12.5 X 27MM, LABEL BLACK, L | 1.27
3SU1900-0AC16-0AJ0 | LABELING PLATE SNAP-ON OR SELF-ADHESIVE FOR LABEL HOLDER, LABEL SIZE 12.5 X 27MM, LABEL BLACK, L | 1.27
3SU1900-0AC16-0DK0 | LABELING PLATE SNAP-ON OR SELF-ADHESIVE FOR LABEL HOLDER, LABEL SIZE 12.5 X 27MM, LABEL BLACK, L | 1.27
3SU1900-0AC16-0DL0 | LABELING PLATE SNAP-ON OR SELF-ADHESIVE FOR LABEL HOLDER, LABEL SIZE 12.5 X 27MM, LABEL BLACK, L | 1.27
3SU1900-0AC16-0DM0 | LABELING PLATE SNAP-ON OR SELF-ADHESIVE FOR LABEL HOLDER, LABEL SIZE 12.5 X 27MM, LABEL BLACK, L | 1.27
3SU1900-0AC16-0DN0 | LABELING PLATE SNAP-ON OR SELF-ADHESIVE FOR LABEL HOLDER, LABEL SIZE 12.5 X 27MM, LABEL BLACK, L | 1.27
3SU1103-0AB60-3FA0-ZY15 | ILLUMINATED PUSHBUTTON, 22MM, ROUND, PLASTIC, WHITE, FLAT BUTTON, MOMENTARY CONTACT TYPE, WITH | 34.75
3SU1103-0AB60-3FA0-ZY19 | ILLUMINATED PUSHBUTTON, 22MM, ROUND, PLASTIC, WHITE, FLAT BUTTON, MOMENTARY CONTACT TYPE, WITH | 32.85
3SU1103-0AB70-1BA0 | ILLUMINATED PUSHBUTTON, 22MM, ROUND, PLASTIC, CLEAR, FLAT BUTTON, MOMENTARY CONTACT TYPE, WITH | 24.59
3SU1103-0AB70-1BA0-ZX90 | ILLUMINATED PUSHBUTTON, 22MM, ROUND, PLASTIC, CLEAR, FLAT BUTTON, MOMENTARY CONTACT TYPE, WITH | 26.77
3SU1103-0AB70-1FA0-ZY19 | ILLUMINATED PUSHBUTTON, 22MM, ROUND, PLASTIC, CLEAR, FLAT BUTTON, MOMENTARY CONTACT TYPE, WITH | 31.02
3SU1103-0AB70-3BA0 | ILLUMINATED PUSHBUTTON, 22MM, ROUND, PLASTIC, CLEAR, FLAT BUTTON, MOMENTARY CONTACT TYPE, WITH | 25.91
3SU1103-0AB70-3BA0-ZX90 | ILLUMINATED PUSHBUTTON, 22MM, ROUND, PLASTIC, CLEAR, FLAT BUTTON, MOMENTARY CONTACT TYPE, WITH | 28.23
3SU1103-0AB70-3BA0-ZY10 | ILLUMINATED PUSHBUTTON, 22MM, ROUND, PLASTIC, CLEAR, FLAT BUTTON, MOMENTARY CONTACT TYPE, WITH | 31.39
3SU1103-0AB70-3FA0-ZY19 | ILLUMINATED PUSHBUTTON, 22MM, ROUND, PLASTIC, CLEAR, FLAT BUTTON, MOMENTARY CONTACT TYPE, WITH | 32.85
3SU1103-2BF60-1BA0 | SELECTOR SWITCH, CAN BE ILLUM., 22MM, ROUND, PLASTIC, BLACK, WHITE, SHORT SELECTOR SWITCH, 2 SW | 27.79
3SU1103-2BF60-1BA0-ZX90 | SELECTOR SWITCH, CAN BE ILLUM., 22MM, ROUND, PLASTIC, BLACK, WHITE, SHORT SELECTOR SWITCH, 2 SW | 30.26
3SU1103-2BF60-1BA0-ZY10 | SELECTOR SWITCH, CAN BE ILLUM., 22MM, ROUND, PLASTIC, BLACK, WHITE, SHORT SELECTOR SWITCH, 2 SW | 33.42
3SU1103-6AA20-1AA0 | INDICATOR LIGHT, 22MM, ROUND, PLASTIC, RED, SMOOTH LENS, WITH HOLDER, LED MODULE WITH INTEGRA | 18.04
3SU1103-6AA20-1AA0-ZX90 | INDICATOR LIGHT, 22MM, ROUND, PLASTIC, RED, SMOOTH LENS, WITH HOLDER, LED MODULE WITH INTEGRA | 19.63
3SU1103-6AA20-1AA0-ZY10 | INDICATOR LIGHT, 22MM, ROUND, PLASTIC, RED, SMOOTH LENS, WITH HOLDER, LED MODULE WITH INTEGRA | 22.79
3SU1103-6AA20-1AA0-ZY11 | INDICATOR LIGHT, 22MM, ROUND, PLASTIC, RED, SMOOTH LENS, WITH HOLDER, LED MODULE WITH INTEGRA | 22.79
3SU1103-6AA30-1AA0-ZX90 | INDICATOR LIGHT, 22MM, ROUND, PLASTIC, YELLOW, SMOOTH LENS, WITH HOLDER, LED MODULE WITH INTE | 19.63
3SU1103-0AB70-1FA0 | ILLUMINATED PUSHBUTTON, 22MM, ROUND, PLASTIC, CLEAR, FLAT BUTTON, MOMENTARY CONTACT TYPE, WITH | 27.34
3SU1103-0AB70-1FA0-ZX90 | ILLUMINATED PUSHBUTTON, 22MM, ROUND, PLASTIC, CLEAR, FLAT BUTTON, MOMENTARY CONTACT TYPE, WITH | 29.76
3SU1103-0AB70-3BA0-ZY19 | ILLUMINATED PUSHBUTTON, 22MM, ROUND, PLASTIC, CLEAR, FLAT BUTTON, MOMENTARY CONTACT TYPE, WITH | 29.5
3SU1103-0AB70-3FA0 | ILLUMINATED PUSHBUTTON, 22MM, ROUND, PLASTIC, CLEAR, FLAT BUTTON, MOMENTARY CONTACT TYPE, WITH | 28.99
3SU1103-0AB70-3FA0-ZX90 | ILLUMINATED PUSHBUTTON, 22MM, ROUND, PLASTIC, CLEAR, FLAT BUTTON, MOMENTARY CONTACT TYPE, WITH | 31.59
3SU1103-0AB70-3FA0-ZY10 | ILLUMINATED PUSHBUTTON, 22MM, ROUND, PLASTIC, CLEAR, FLAT BUTTON, MOMENTARY CONTACT TYPE, WITH | 34.75
3SU1103-6AA00-1AA0 | INDICATOR LIGHT, 22MM, ROUND, PLASTIC, AMBER, SMOOTH LENS, WITH HOLDER, LED MODULE WITH INTEG | 18.04
3SU1103-6AA00-1AA0-ZX90 | INDICATOR LIGHT, 22MM, ROUND, PLASTIC, AMBER, SMOOTH LENS, WITH HOLDER, LED MODULE WITH INTEG | 19.63
3SU1103-6AA00-1AA0-ZY10 | INDICATOR LIGHT, 22MM, ROUND, PLASTIC, AMBER, SMOOTH LENS, WITH HOLDER, LED MODULE WITH INTEG | 22.79
3SU1103-6AA00-1AA0-ZY11 | INDICATOR LIGHT, 22MM, ROUND, PLASTIC, AMBER, SMOOTH LENS, WITH HOLDER, LED MODULE WITH INTEG | 22.79
3SU1103-6AA20-3AA0 | INDICATOR LIGHT, 22MM, ROUND, PLASTIC, RED, SMOOTH LENS, WITH HOLDER, LED MODULE, WITH INTEGR | 19.2
3SU1103-6AA20-3AA0-ZX90 | INDICATOR LIGHT, 22MM, ROUND, PLASTIC, RED, SMOOTH LENS, WITH HOLDER, LED MODULE, WITH INTEGR | 20.89
3SU1103-6AA20-3AA0-ZY10 | INDICATOR LIGHT, 22MM, ROUND, PLASTIC, RED, SMOOTH LENS, WITH HOLDER, LED MODULE, WITH INTEGR | 24.05
3SU1103-6AA20-3AA0-ZY11 | INDICATOR LIGHT, 22MM, ROUND, PLASTIC, RED, SMOOTH LENS, WITH HOLDER, LED MODULE, WITH INTEGR | 24.05
3SU1103-6AA30-3AA0-ZX90 | INDICATOR LIGHT, 22MM, ROUND, PLASTIC, YELLOW, SMOOTH LENS, WITH HOLDER, LED MODULE, WITH INT | 20.89
3SU1103-6AA30-3AA0-ZY10 | INDICATOR LIGHT, 22MM, ROUND, PLASTIC, YELLOW, SMOOTH LENS, WITH HOLDER, LED MODULE, WITH INT | 24.05
3SU1103-6AA30-3AA0-ZY11 | INDICATOR LIGHT, 22MM, ROUND, PLASTIC, YELLOW, SMOOTH LENS, WITH HOLDER, LED MODULE, WITH INT | 24.05
3SU1103-6AA30-3AA0-ZY12 | INDICATOR LIGHT, 22MM, ROUND, PLASTIC, YELLOW, SMOOTH LENS, WITH HOLDER, LED MODULE, WITH INT | 24.05
3SU1103-6AA40-3AA0-ZY10 | INDICATOR LIGHT, 22MM, ROUND, PLASTIC, GREEN, SMOOTH LENS, WITH HOLDER, LED MODULE, WITH INTE | 24.05
3SU1103-6AA40-3AA0-ZY11 | INDICATOR LIGHT, 22MM, ROUND, PLASTIC, GREEN, SMOOTH LENS, WITH HOLDER, LED MODULE, WITH INTE | 24.05
3SU1103-6AA40-3AA0-ZY12 | INDICATOR LIGHT, 22MM, ROUND, PLASTIC, GREEN, SMOOTH LENS, WITH HOLDER, LED MODULE, WITH INTE | 24.05
3SU1103-6AA40-3AA0-ZY13 | INDICATOR LIGHT, 22MM, ROUND, PLASTIC, GREEN, SMOOTH LENS, WITH HOLDER, LED MODULE, WITH INTE | 24.05
3SU1103-6AA50-3AA0-ZY10 | INDICATOR LIGHT, 22MM, ROUND, PLASTIC, BLUE, SMOOTH LENS, WITH HOLDER, LED MODULE, WITH INTEG | 24.05
3SU1103-6AA50-3AA0-ZY11 | INDICATOR LIGHT, 22MM, ROUND, PLASTIC, BLUE, SMOOTH LENS, WITH HOLDER, LED MODULE, WITH INTEG | 24.05
3SU1103-6AA50-3AA0-ZY12 | INDICATOR LIGHT, 22MM, ROUND, PLASTIC, BLUE, SMOOTH LENS, WITH HOLDER, LED MODULE, WITH INTEG | 24.05
3SU1103-6AA50-3AA0-ZY13 | INDICATOR LIGHT, 22MM, ROUND, PLASTIC, BLUE, SMOOTH LENS, WITH HOLDER, LED MODULE, WITH INTEG | 24.05
3SU1103-6AA50-3AA0-ZY15 | INDICATOR LIGHT, 22MM, ROUND, PLASTIC, BLUE, SMOOTH LENS, WITH HOLDER, LED MODULE, WITH INTEG | 24.05
3SU1103-6AA60-3AA0-ZY11 | INDICATOR LIGHT, 22MM, ROUND, PLASTIC, WHITE, SMOOTH LENS, WITH HOLDER, LED MODULE, WITH INTE | 24.05
3SU1103-6AA60-3AA0-ZY12 | INDICATOR LIGHT, 22MM, ROUND, PLASTIC, WHITE, SMOOTH LENS, WITH HOLDER, LED MODULE, WITH INTE | 24.05
3SU1900-0AB71-0RL0 | INSERT LABEL FOR ILLUMINATED PUSHBUTTON, ROUND, CLEAR WITH BLACK LETTERING, WITH GRAPHIC SYMBOL: | 1.2
3SU1900-0AB71-0RN0 | INSERT LABEL FOR ILLUMINATED PUSHBUTTON, ROUND, CLEAR WITH BLACK LETTERING, WITH GRAPHIC SYMBOL: | 1.2
3SU1900-0AC16-0AA0 | LABELING PLATE SNAP-ON OR SELF-ADHESIVE FOR LABEL HOLDER, LABEL SIZE 12.5 X 27MM, LABEL BLACK, L | 0.89
3SU1900-0AC16-0AC0 | LABELING PLATE SNAP-ON OR SELF-ADHESIVE FOR LABEL HOLDER, LABEL SIZE 12.5 X 27MM, LABEL BLACK, L | 1.27
3SU1900-0AC16-0AK0 | LABELING PLATE SNAP-ON OR SELF-ADHESIVE FOR LABEL HOLDER, LABEL SIZE 12.5 X 27MM, LABEL BLACK, L | 1.27
3SU1900-0AC16-0AP0 | LABELING PLATE SNAP-ON OR SELF-ADHESIVE FOR LABEL HOLDER, LABEL SIZE 12.5 X 27MM, LABEL BLACK, L | 1.27
3SU1900-0AC16-0DG0 | LABELING PLATE SNAP-ON OR SELF-ADHESIVE FOR LABEL HOLDER, LABEL SIZE 12.5 X 27MM, LABEL BLACK, L | 1.27
3SU1900-0AC16-0DJ0 | LABELING PLATE SNAP-ON OR SELF-ADHESIVE FOR LABEL HOLDER, LABEL SIZE 12.5 X 27MM, LABEL BLACK, L | 1.27
3SU1900-0AC16-0DP0 | LABELING PLATE SNAP-ON OR SELF-ADHESIVE FOR LABEL HOLDER, LABEL SIZE 12.5 X 27MM, LABEL BLACK, L | 1.27
3SU1900-0AC16-0DR0 | LABELING PLATE SNAP-ON OR SELF-ADHESIVE FOR LABEL HOLDER, LABEL SIZE 12.5 X 27MM, LABEL BLACK, L | 1.27
3SU1103-0AB60-3FA0-ZY10 | ILLUMINATED PUSHBUTTON, 22MM, ROUND, PLASTIC, WHITE, FLAT BUTTON, MOMENTARY CONTACT TYPE, WITH | 34.75
3SU1103-0AB60-3FA0-ZY12 | ILLUMINATED PUSHBUTTON, 22MM, ROUND, PLASTIC, WHITE, FLAT BUTTON, MOMENTARY CONTACT TYPE, WITH | 34.75
3SU1103-0AB70-1BA0-ZY11 | ILLUMINATED PUSHBUTTON, 22MM, ROUND, PLASTIC, CLEAR, FLAT BUTTON, MOMENTARY CONTACT TYPE, WITH | 29.95
3SU1103-0AB70-1BA0-ZY13 | ILLUMINATED PUSHBUTTON, 22MM, ROUND, PLASTIC, CLEAR, FLAT BUTTON, MOMENTARY CONTACT TYPE, WITH | 29.95
3SU1103-0AB70-1FA0-ZY10 | ILLUMINATED PUSHBUTTON, 22MM, ROUND, PLASTIC, CLEAR, FLAT BUTTON, MOMENTARY CONTACT TYPE, WITH | 32.92
3SU1103-0AB70-1FA0-ZY12 | ILLUMINATED PUSHBUTTON, 22MM, ROUND, PLASTIC, CLEAR, FLAT BUTTON, MOMENTARY CONTACT TYPE, WITH | 32.92
3SU1103-0AB70-1FA0-ZY15 | ILLUMINATED PUSHBUTTON, 22MM, ROUND, PLASTIC, CLEAR, FLAT BUTTON, MOMENTARY CONTACT TYPE, WITH | 32.92
3SU1103-0AB70-3BA0-ZY11 | ILLUMINATED PUSHBUTTON, 22MM, ROUND, PLASTIC, CLEAR, FLAT BUTTON, MOMENTARY CONTACT TYPE, WITH | 31.39
3SU1103-0AB70-3BA0-ZY13 | ILLUMINATED PUSHBUTTON, 22MM, ROUND, PLASTIC, CLEAR, FLAT BUTTON, MOMENTARY CONTACT TYPE, WITH | 31.39
3SU1103-0AB70-3FA0-ZY12 | ILLUMINATED PUSHBUTTON, 22MM, ROUND, PLASTIC, CLEAR, FLAT BUTTON, MOMENTARY CONTACT TYPE, WITH | 34.75
3SU1103-0AB70-3FA0-ZY15 | ILLUMINATED PUSHBUTTON, 22MM, ROUND, PLASTIC, CLEAR, FLAT BUTTON, MOMENTARY CONTACT TYPE, WITH | 34.75
3SU1103-2BF60-1BA0-ZY11 | SELECTOR SWITCH, CAN BE ILLUM., 22MM, ROUND, PLASTIC, BLACK, WHITE, SHORT SELECTOR SWITCH, 2 SW | 33.42
3SU1103-2BF60-1BA0-ZY19 | SELECTOR SWITCH, CAN BE ILLUM., 22MM, ROUND, PLASTIC, BLACK, WHITE, SHORT SELECTOR SWITCH, 2 SW | 31.52
3SU1103-6AA00-1AA0-ZY12 | INDICATOR LIGHT, 22MM, ROUND, PLASTIC, AMBER, SMOOTH LENS, WITH HOLDER, LED MODULE WITH INTEG | 22.79
3SU1103-6AA00-1AA0-ZY15 | INDICATOR LIGHT, 22MM, ROUND, PLASTIC, AMBER, SMOOTH LENS, WITH HOLDER, LED MODULE WITH INTEG | 22.79
3SU1103-6AA20-1AA0-ZY13 | INDICATOR LIGHT, 22MM, ROUND, PLASTIC, RED, SMOOTH LENS, WITH HOLDER, LED MODULE WITH INTEGRA | 22.79
3SU1103-6AA20-1AA0-ZY19 | INDICATOR LIGHT, 22MM, ROUND, PLASTIC, RED, SMOOTH LENS, WITH HOLDER, LED MODULE WITH INTEGRA | 20.89
3SU1103-6AA20-3AA0-ZY12 | INDICATOR LIGHT, 22MM, ROUND, PLASTIC, RED, SMOOTH LENS, WITH HOLDER, LED MODULE, WITH INTEGR | 24.05
3SU1103-6AA20-3AA0-ZY15 | INDICATOR LIGHT, 22MM, ROUND, PLASTIC, RED, SMOOTH LENS, WITH HOLDER, LED MODULE, WITH INTEGR | 24.05
3SU1103-0AB60-3FA0-ZY13 | ILLUMINATED PUSHBUTTON, 22MM, ROUND, PLASTIC, WHITE, FLAT BUTTON, MOMENTARY CONTACT TYPE, WITH | 34.75
3SU1103-0AB70-1BA0-ZY10 | ILLUMINATED PUSHBUTTON, 22MM, ROUND, PLASTIC, CLEAR, FLAT BUTTON, MOMENTARY CONTACT TYPE, WITH | 29.95
3SU1103-0AB70-1BA0-ZY12 | ILLUMINATED PUSHBUTTON, 22MM, ROUND, PLASTIC, CLEAR, FLAT BUTTON, MOMENTARY CONTACT TYPE, WITH | 29.95
3SU1103-0AB70-1FA0-ZY11 | ILLUMINATED PUSHBUTTON, 22MM, ROUND, PLASTIC, CLEAR, FLAT BUTTON, MOMENTARY CONTACT TYPE, WITH | 32.92
3SU1103-0AB70-1FA0-ZY13 | ILLUMINATED PUSHBUTTON, 22MM, ROUND, PLASTIC, CLEAR, FLAT BUTTON, MOMENTARY CONTACT TYPE, WITH | 32.92
3SU1103-0AB70-3BA0-ZY12 | ILLUMINATED PUSHBUTTON, 22MM, ROUND, PLASTIC, CLEAR, FLAT BUTTON, MOMENTARY CONTACT TYPE, WITH | 31.39
3SU1103-0AB70-3BA0-ZY15 | ILLUMINATED PUSHBUTTON, 22MM, ROUND, PLASTIC, CLEAR, FLAT BUTTON, MOMENTARY CONTACT TYPE, WITH | 31.39
3SU1103-0AB70-3FA0-ZY11 | ILLUMINATED PUSHBUTTON, 22MM, ROUND, PLASTIC, CLEAR, FLAT BUTTON, MOMENTARY CONTACT TYPE, WITH | 34.75
3SU1103-0AB70-3FA0-ZY13 | ILLUMINATED PUSHBUTTON, 22MM, ROUND, PLASTIC, CLEAR, FLAT BUTTON, MOMENTARY CONTACT TYPE, WITH | 34.75
3SU1103-2BF60-1BA0-ZY12 | SELECTOR SWITCH, ILUMM., 22MM, ROUND, PLASTIC, BLACK, WHITE, SHORT SELECTOR SWITCH, 2 SWITCH PO | 33.42
3SU1103-2BF60-1BA0-ZY15 | SELECTOR SWITCH, CAN BE ILLUM., 22MM, ROUND, PLASTIC, BLACK, WHITE, SHORT SELECTOR SWITCH, 2 SW | 33.42
3SU1103-6AA00-1AA0-ZY13 | INDICATOR LIGHT, 22MM, ROUND, PLASTIC, AMBER, SMOOTH LENS, WITH HOLDER, LED MODULE WITH INTEG | 22.79
3SU1103-6AA00-1AA0-ZY19 | INDICATOR LIGHT, 22MM, ROUND, PLASTIC, AMBER, SMOOTH LENS, WITH HOLDER, LED MODULE WITH INTEG | 20.89
3SU1103-6AA20-1AA0-ZY12 | INDICATOR LIGHT, 22MM, ROUND, PLASTIC, RED, SMOOTH LENS, WITH HOLDER, LED MODULE WITH INTEGRA | 22.79
3SU1103-6AA20-1AA0-ZY15 | INDICATOR LIGHT, 22MM, ROUND, PLASTIC, RED, SMOOTH LENS, WITH HOLDER, LED MODULE WITH INTEGRA | 22.79
3SU1103-6AA20-3AA0-ZY13 | INDICATOR LIGHT, 22MM, ROUND, PLASTIC, RED, SMOOTH LENS, WITH HOLDER, LED MODULE, WITH INTEGR | 24.05
3SU1103-6AA20-3AA0-ZY19 | INDICATOR LIGHT, 22MM, ROUND, PLASTIC, RED, SMOOTH LENS, WITH HOLDER, LED MODULE, WITH INTEGR | 22.15
3SU1103-6AA30-1AA0-ZY15 | INDICATOR LIGHT, 22MM, ROUND, PLASTIC, YELLOW, SMOOTH LENS, WITH HOLDER, LED MODULE WITH INTE | 22.79
3SU1103-6AA30-3AA0 | INDICATOR LIGHT, 22MM, ROUND, PLASTIC, YELLOW, SMOOTH LENS, WITH HOLDER, LED MODULE, WITH INT | 19.2
3SU1103-6AA30-3AA0-ZY13 | INDICATOR LIGHT, 22MM, ROUND, PLASTIC, YELLOW, SMOOTH LENS, WITH HOLDER, LED MODULE, WITH INT | 24.05
3SU1103-6AA30-3AA0-ZY19 | INDICATOR LIGHT, 22MM, ROUND, PLASTIC, YELLOW, SMOOTH LENS, WITH HOLDER, LED MODULE, WITH INT | 22.15
3SU1103-6AA40-1AA0-ZY15 | INDICATOR LIGHT, 22MM, ROUND, PLASTIC, GREEN, SMOOTH LENS, WITH HOLDER, LED MODULE WITH INTEG | 22.79
3SU1103-6AA40-3AA0 | INDICATOR LIGHT, 22MM, ROUND, PLASTIC, GREEN, SMOOTH LENS, WITH HOLDER, LED MODULE, WITH INTE | 19.2
3SU1103-6AA40-3AA0-ZY19 | INDICATOR LIGHT, 22MM, ROUND, PLASTIC, GREEN, SMOOTH LENS, WITH HOLDER, LED MODULE, WITH INTE | 22.15
3SU1103-6AA50-1AA0-ZX90 | INDICATOR LIGHT, 22MM, ROUND, PLASTIC, BLUE, SMOOTH LENS, WITH HOLDER, LED MODULE WITH INTEGR | 19.63
3SU1103-6AA50-1AA0-ZY15 | INDICATOR LIGHT, 22MM, ROUND, PLASTIC, BLUE, SMOOTH LENS, WITH HOLDER, LED MODULE WITH INTEGR | 22.79
3SU1103-6AA50-3AA0 | INDICATOR LIGHT, 22MM, ROUND, PLASTIC, BLUE, SMOOTH LENS, WITH HOLDER, LED MODULE, WITH INTEG | 19.2
3SU1103-6AA50-3AA0-ZY19 | INDICATOR LIGHT, 22MM, ROUND, PLASTIC, BLUE, SMOOTH LENS, WITH HOLDER, LED MODULE, WITH INTEG | 22.15
3SU1103-6AA60-1AA0-ZX90 | INDICATOR LIGHT, 22MM, ROUND, PLASTIC, WHITE, SMOOTH LENS, WITH HOLDER, LED MODULE WITH INTEG | 19.63
3SU1103-6AA30-1AA0-ZY10 | INDICATOR LIGHT, 22MM, ROUND, PLASTIC, YELLOW, SMOOTH LENS, WITH HOLDER, LED MODULE WITH INTE | 22.79
3SU1103-6AA30-1AA0-ZY11 | INDICATOR LIGHT, 22MM, ROUND, PLASTIC, YELLOW, SMOOTH LENS, WITH HOLDER, LED MODULE WITH INTE | 22.79
3SU1103-6AA30-1AA0-ZY12 | INDICATOR LIGHT, 22MM, ROUND, PLASTIC, YELLOW, SMOOTH LENS, WITH HOLDER, LED MODULE WITH INTE | 22.79
3SU1103-6AA40-1AA0-ZX90 | INDICATOR LIGHT, 22MM, ROUND, PLASTIC, GREEN, SMOOTH LENS, WITH HOLDER, LED MODULE WITH INTEG | 19.63
3SU1103-6AA40-1AA0-ZY10 | INDICATOR LIGHT, 22MM, ROUND, PLASTIC, GREEN, SMOOTH LENS, WITH HOLDER, LED MODULE WITH INTEG | 22.79
3SU1103-6AA40-1AA0-ZY11 | INDICATOR LIGHT, 22MM, ROUND, PLASTIC, GREEN, SMOOTH LENS, WITH HOLDER, LED MODULE WITH INTEG | 22.79
3SU1103-6AA40-1AA0-ZY12 | INDICATOR LIGHT, 22MM, ROUND, PLASTIC, GREEN, SMOOTH LENS, WITH HOLDER, LED MODULE WITH INTEG | 22.79
3SU1103-6AA40-1AA0-ZY13 | INDICATOR LIGHT, 22MM, ROUND, PLASTIC, GREEN, SMOOTH LENS, WITH HOLDER, LED MODULE WITH INTEG | 22.79
3SU1103-6AA50-1AA0-ZY10 | INDICATOR LIGHT, 22MM, ROUND, PLASTIC, BLUE, SMOOTH LENS, WITH HOLDER, LED MODULE WITH INTEGR | 22.79
3SU1103-6AA50-1AA0-ZY11 | INDICATOR LIGHT, 22MM, ROUND, PLASTIC, BLUE, SMOOTH LENS, WITH HOLDER, LED MODULE WITH INTEGR | 22.79
3SU1103-6AA50-1AA0-ZY12 | INDICATOR LIGHT, 22MM, ROUND, PLASTIC, BLUE, SMOOTH LENS, WITH HOLDER, LED MODULE WITH INTEGR | 22.79
3SU1103-6AA50-1AA0-ZY13 | INDICATOR LIGHT, 22MM, ROUND, PLASTIC, BLUE, SMOOTH LENS, WITH HOLDER, LED MODULE WITH INTEGR | 22.79
3SU1103-6AA60-1AA0-ZY11 | INDICATOR LIGHT, 22MM, ROUND, PLASTIC, WHITE, SMOOTH LENS, WITH HOLDER, LED MODULE WITH INTEG | 22.79
3SU1103-6AA60-1AA0-ZY12 | INDICATOR LIGHT, 22MM, ROUND, PLASTIC, WHITE, SMOOTH LENS, WITH HOLDER, LED MODULE WITH INTEG | 22.79
3SU1103-6AA60-1AA0-ZY13 | INDICATOR LIGHT, 22MM, ROUND, PLASTIC, WHITE, SMOOTH LENS, WITH HOLDER, LED MODULE WITH INTEG | 22.79
3SU1103-6AA60-1AA0-ZY15 | INDICATOR LIGHT, 22MM, ROUND, PLASTIC, WHITE, SMOOTH LENS, WITH HOLDER, LED MODULE WITH INTEG | 22.79
3SU1103-6AA70-1AA0-ZY12 | INDICATOR LIGHT, 22MM, ROUND, PLASTIC, CLEAR, SMOOTH LENS, WITH HOLDER, LED MODULE WITH INTEG | 22.79
3SU1103-6AA70-1AA0-ZY13 | INDICATOR LIGHT, 22MM, ROUND, PLASTIC, CLEAR, SMOOTH LENS, WITH HOLDER, LED MODULE WITH INTEG | 22.79
3SU1103-6AA70-1AA0-ZY15 | INDICATOR LIGHT, 22MM, ROUND, PLASTIC, CLEAR, SMOOTH LENS, WITH HOLDER, LED MODULE WITH INTEG | 22.79
3SU1103-6AA70-1AA0-ZY19 | INDICATOR LIGHT, 22MM, ROUND, PLASTIC, CLEAR, SMOOTH LENS, WITH HOLDER, LED MODULE WITH INTEG | 20.89
3SU1106-0AB20-1CA0-ZY12 | ILLUMINATED PUSHBUTTON, 22MM, ROUND, PLASTIC, RED, FLAT BUTTON, MOMENTARY CONTACT TYPE, WITH H | 29.95
3SU1106-0AB20-1CA0-ZY13 | ILLUMINATED PUSHBUTTON, 22MM, ROUND, PLASTIC, RED, FLAT BUTTON, MOMENTARY CONTACT TYPE, WITH H | 29.95
3SU1106-0AB20-1CA0-ZY15 | ILLUMINATED PUSHBUTTON, 22MM, ROUND, PLASTIC, RED, FLAT BUTTON, MOMENTARY CONTACT TYPE, WITH H | 29.95
3SU1106-0AB20-1CA0-ZY19 | ILLUMINATED PUSHBUTTON, 22MM, ROUND, PLASTIC, RED, FLAT BUTTON, MOMENTARY CONTACT TYPE, WITH H | 28.04
3SU1106-0AB20-3CA0-ZY13 | ILLUMINATED PUSHBUTTON, 22MM, ROUND, PLASTIC, RED, FLAT BUTTON, MOMENTARY CONTACT TYPE, WITH H | 31.39
3SU1106-0AB20-3CA0-ZY15 | ILLUMINATED PUSHBUTTON, 22MM, ROUND, PLASTIC, RED, FLAT BUTTON, MOMENTARY CONTACT TYPE, WITH H | 31.39
3SU1106-0AB20-3CA0-ZY19 | ILLUMINATED PUSHBUTTON, 22MM, ROUND, PLASTIC, RED, FLAT BUTTON, MOMENTARY CONTACT TYPE, WITH H | 29.5
3SU1106-0AB20-3FA0 | ILLUMINATED PUSHBUTTON, 22MM, ROUND, PLASTIC, RED, FLAT BUTTON, MOMENTARY CONTACT TYPE, WITH H | 28.99
3SU1106-0AB30-1BA0-ZY15 | ILLUMINATED PUSHBUTTON, 22MM, ROUND, PLASTIC, YELLOW, FLAT BUTTON, MOMENTARY CONTACT TYPE, WIT | 29.95
3SU1103-6AA60-3AA0-ZY13 | INDICATOR LIGHT, 22MM, ROUND, PLASTIC, WHITE, SMOOTH LENS, WITH HOLDER, LED MODULE, WITH INTE | 24.05
3SU1103-6AA60-3AA0-ZY15 | INDICATOR LIGHT, 22MM, ROUND, PLASTIC, WHITE, SMOOTH LENS, WITH HOLDER, LED MODULE, WITH INTE | 24.05
3SU1103-6AA70-3AA0-ZY12 | INDICATOR LIGHT, 22MM, ROUND, PLASTIC, CLEAR, SMOOTH LENS, WITH HOLDER, LED MODULE, WITH INTE | 24.05
3SU1103-6AA70-3AA0-ZY13 | INDICATOR LIGHT, 22MM, ROUND, PLASTIC, CLEAR, SMOOTH LENS, WITH HOLDER, LED MODULE, WITH INTE | 24.05
3SU1103-6AA70-3AA0-ZY15 | INDICATOR LIGHT, 22MM, ROUND, PLASTIC, CLEAR, SMOOTH LENS, WITH HOLDER, LED MODULE, WITH INTE | 24.05
3SU1103-6AA70-3AA0-ZY19 | INDICATOR LIGHT, 22MM, ROUND, PLASTIC, CLEAR, SMOOTH LENS, WITH HOLDER, LED MODULE, WITH INTE | 22.15
3SU1106-0AB20-1FA0-ZY13 | ILLUMINATED PUSHBUTTON, 22MM, ROUND, PLASTIC, RED, FLAT BUTTON, MOMENTARY CONTACT TYPE, WITH H | 32.92
3SU1106-0AB20-1FA0-ZY15 | ILLUMINATED PUSHBUTTON, 22MM, ROUND, PLASTIC, RED, FLAT BUTTON, MOMENTARY CONTACT TYPE, WITH H | 32.92
3SU1106-0AB20-1FA0-ZY19 | ILLUMINATED PUSHBUTTON, 22MM, ROUND, PLASTIC, RED, FLAT BUTTON, MOMENTARY CONTACT TYPE, WITH H | 31.02
3SU1106-0AB20-3CA0 | ILLUMINATED PUSHBUTTON, 22MM, ROUND, PLASTIC, RED, FLAT BUTTON, MOMENTARY CONTACT TYPE, WITH H | 25.91
3SU1106-0AB20-3FA0-ZY13 | ILLUMINATED PUSHBUTTON, 22MM, ROUND, PLASTIC, RED, FLAT BUTTON, MOMENTARY CONTACT TYPE, WITH H | 34.75
3SU1106-0AB20-3FA0-ZY15 | ILLUMINATED PUSHBUTTON, 22MM, ROUND, PLASTIC, RED, FLAT BUTTON, MOMENTARY CONTACT TYPE, WITH H | 34.75
3SU1106-0AB20-3FA0-ZY19 | ILLUMINATED PUSHBUTTON, 22MM, ROUND, PLASTIC, RED, FLAT BUTTON, MOMENTARY CONTACT TYPE, WITH H | 32.85
3SU1106-0AB30-1BA0 | ILLUMINATED PUSHBUTTON, 22MM, ROUND, PLASTIC, YELLOW, FLAT BUTTON, MOMENTARY CONTACT TYPE, WIT | 24.59
3SU1106-0AB30-1FA0-ZY15 | ILLUMINATED PUSHBUTTON, 22MM, ROUND, PLASTIC, YELLOW, FLAT BUTTON, MOMENTARY CONTACT TYPE, WIT | 32.92
3SU1106-0AB30-1FA0-ZY19 | ILLUMINATED PUSHBUTTON, 22MM, ROUND, PLASTIC, YELLOW, FLAT BUTTON, MOMENTARY CONTACT TYPE, WIT | 31.02
3SU1106-0AB30-3FA0 | ILLUMINATED PUSHBUTTON, 22MM, ROUND, PLASTIC, YELLOW, FLAT BUTTON, MOMENTARY CONTACT TYPE, WIT | 28.99
3SU1106-0AB30-3FA0-ZX90 | ILLUMINATED PUSHBUTTON, 22MM, ROUND, PLASTIC, YELLOW, FLAT BUTTON, MOMENTARY CONTACT TYPE, WIT | 31.59
3SU1106-0AB40-1BA0-ZY19 | ILLUMINATED PUSHBUTTON, 22MM, ROUND, PLASTIC, GREEN, FLAT BUTTON, MOMENTARY CONTACT TYPE, WITH | 28.04
3SU1106-0AB40-1FA0 | ILLUMINATED PUSHBUTTON, 22MM, ROUND, PLASTIC, GREEN, FLAT BUTTON, MOMENTARY CONTACT TYPE, WITH | 27.34
3SU1106-0AB40-1FA0-ZX90 | ILLUMINATED PUSHBUTTON, 22MM, ROUND, PLASTIC, GREEN, FLAT BUTTON, MOMENTARY CONTACT TYPE, WITH | 29.76
3SU1106-0AB40-1FA0-ZY10 | ILLUMINATED PUSHBUTTON, 22MM, ROUND, PLASTIC, GREEN, FLAT BUTTON, MOMENTARY CONTACT TYPE, WITH | 32.92
3SU1106-0AB40-3BA0-ZY19 | ILLUMINATED PUSHBUTTON, 22MM, ROUND, PLASTIC, GREEN, FLAT BUTTON, MOMENTARY CONTACT TYPE, WITH | 29.5
3SU1106-0AB40-3FA0 | ILLUMINATED PUSHBUTTON, 22MM, ROUND, PLASTIC, GREEN, FLAT BUTTON, MOMENTARY CONTACT TYPE, WITH | 28.99
3SU1106-0AB40-3FA0-ZX90 | ILLUMINATED PUSHBUTTON, 22MM, ROUND, PLASTIC, GREEN, FLAT BUTTON, MOMENTARY CONTACT TYPE, WITH | 31.59
3SU1106-0AB40-3FA0-ZY10 | ILLUMINATED PUSHBUTTON, 22MM, ROUND, PLASTIC, GREEN, FLAT BUTTON, MOMENTARY CONTACT TYPE, WITH | 34.75
3SU1106-0AB40-3FA0-ZY11 | ILLUMINATED PUSHBUTTON, 22MM, ROUND, PLASTIC, GREEN, FLAT BUTTON, MOMENTARY CONTACT TYPE, WITH | 34.75
3SU1106-0AB50-1FA0 | ILLUMINATED PUSHBUTTON, 22MM, ROUND, PLASTIC, BLUE, FLAT BUTTON, MOMENTARY CONTACT TYPE, WITH | 27.34
3SU1106-0AB50-1FA0-ZX90 | ILLUMINATED PUSHBUTTON, 22MM, ROUND, PLASTIC, BLUE, FLAT BUTTON, MOMENTARY CONTACT TYPE, WITH | 29.76
3SU1103-6AA30-1AA0 | INDICATOR LIGHT, 22MM, ROUND, PLASTIC, YELLOW, SMOOTH LENS, WITH HOLDER, LED MODULE WITH INTE | 18.04
3SU1103-6AA30-1AA0-ZY13 | INDICATOR LIGHT, 22MM, ROUND, PLASTIC, YELLOW, SMOOTH LENS, WITH HOLDER, LED MODULE WITH INTE | 22.79
3SU1103-6AA30-1AA0-ZY19 | INDICATOR LIGHT, 22MM, ROUND, PLASTIC, YELLOW, SMOOTH LENS, WITH HOLDER, LED MODULE WITH INTE | 20.89
3SU1103-6AA30-3AA0-ZY15 | INDICATOR LIGHT, 22MM, ROUND, PLASTIC, YELLOW, SMOOTH LENS, WITH HOLDER, LED MODULE, WITH INT | 24.05
3SU1103-6AA40-1AA0 | INDICATOR LIGHT, 22MM, ROUND, PLASTIC, GREEN, SMOOTH LENS, WITH HOLDER, LED MODULE WITH INTEG | 18.04
3SU1103-6AA40-1AA0-ZY19 | INDICATOR LIGHT, 22MM, ROUND, PLASTIC, GREEN, SMOOTH LENS, WITH HOLDER, LED MODULE WITH INTEG | 20.89
3SU1103-6AA40-3AA0-ZX90 | INDICATOR LIGHT, 22MM, ROUND, PLASTIC, GREEN, SMOOTH LENS, WITH HOLDER, LED MODULE, WITH INTE | 20.89
3SU1103-6AA40-3AA0-ZY15 | INDICATOR LIGHT, 22MM, ROUND, PLASTIC, GREEN, SMOOTH LENS, WITH HOLDER, LED MODULE, WITH INTE | 24.05
3SU1103-6AA50-1AA0 | INDICATOR LIGHT, 22MM, ROUND, PLASTIC, BLUE, SMOOTH LENS, WITH HOLDER, LED MODULE WITH INTEGR | 18.04
3SU1103-6AA50-1AA0-ZY19 | INDICATOR LIGHT, 22MM, ROUND, PLASTIC, BLUE, SMOOTH LENS, WITH HOLDER, LED MODULE WITH INTEGR | 20.89
3SU1103-6AA50-3AA0-ZX90 | INDICATOR LIGHT, 22MM, ROUND, PLASTIC, BLUE, SMOOTH LENS, WITH HOLDER, LED MODULE, WITH INTEG | 20.89
3SU1103-6AA60-1AA0 | INDICATOR LIGHT, 22MM, ROUND, PLASTIC, WHITE, SMOOTH LENS, WITH HOLDER, LED MODULE WITH INTEG | 18.04
3SU1103-6AA60-1AA0-ZY10 | INDICATOR LIGHT, 22MM, ROUND, PLASTIC, WHITE, SMOOTH LENS, WITH HOLDER, LED MODULE WITH INTEG | 22.79
3SU1103-6AA60-1AA0-ZY19 | INDICATOR LIGHT, 22MM, ROUND, PLASTIC, WHITE, SMOOTH LENS, WITH HOLDER, LED MODULE WITH INTEG | 20.89
3SU1103-6AA60-3AA0-ZX90 | INDICATOR LIGHT, 22MM, ROUND, PLASTIC, WHITE, SMOOTH LENS, WITH HOLDER, LED MODULE, WITH INTE | 20.89
3SU1103-6AA70-1AA0 | INDICATOR LIGHT, 22MM, ROUND, PLASTIC, CLEAR, SMOOTH LENS, WITH HOLDER, LED MODULE WITH INTEG | 18.04
3SU1103-6AA70-1AA0-ZY10 | INDICATOR LIGHT, 22MM, ROUND, PLASTIC, CLEAR, SMOOTH LENS, WITH HOLDER, LED MODULE WITH INTEG | 22.79
3SU1103-6AA70-3AA0-ZX90 | INDICATOR LIGHT, 22MM, ROUND, PLASTIC, CLEAR, SMOOTH LENS, WITH HOLDER, LED MODULE, WITH INTE | 20.89
3SU1103-6AA70-3AA0-ZY11 | INDICATOR LIGHT, 22MM, ROUND, PLASTIC, CLEAR, SMOOTH LENS, WITH HOLDER, LED MODULE, WITH INTE | 24.05
3SU1106-0AB20-1CA0 | ILLUMINATED PUSHBUTTON, 22MM, ROUND, PLASTIC, RED, FLAT BUTTON, MOMENTARY CONTACT TYPE, WITH H | 24.59
3SU1106-0AB20-1CA0-ZY10 | ILLUMINATED PUSHBUTTON, 22MM, ROUND, PLASTIC, RED, FLAT BUTTON, MOMENTARY CONTACT TYPE, WITH H | 29.95
3SU1106-0AB20-1FA0-ZX90 | ILLUMINATED PUSHBUTTON, 22MM, ROUND, PLASTIC, RED, FLAT BUTTON, MOMENTARY CONTACT TYPE, WITH H | 29.76
3SU1106-0AB20-1FA0-ZY11 | ILLUMINATED PUSHBUTTON, 22MM, ROUND, PLASTIC, RED, FLAT BUTTON, MOMENTARY CONTACT TYPE, WITH H | 32.92
3SU1106-0AB20-3CA0-ZY10 | ILLUMINATED PUSHBUTTON, 22MM, ROUND, PLASTIC, RED, FLAT BUTTON, MOMENTARY CONTACT TYPE, WITH H | 31.39
3SU1106-0AB20-3CA0-ZY12 | ILLUMINATED PUSHBUTTON, 22MM, ROUND, PLASTIC, RED, FLAT BUTTON, MOMENTARY CONTACT TYPE, WITH H | 31.39
3SU1106-0AB20-3FA0-ZX90 | ILLUMINATED PUSHBUTTON, 22MM, ROUND, PLASTIC, RED, FLAT BUTTON, MOMENTARY CONTACT TYPE, WITH H | 31.59
3SU1106-0AB20-3FA0-ZY11 | ILLUMINATED PUSHBUTTON, 22MM, ROUND, PLASTIC, RED, FLAT BUTTON, MOMENTARY CONTACT TYPE, WITH H | 34.75
3SU1106-0AB30-1BA0-ZY10 | ILLUMINATED PUSHBUTTON, 22MM, ROUND, PLASTIC, YELLOW, FLAT BUTTON, MOMENTARY CONTACT TYPE, WIT | 29.95
3SU1106-0AB30-1BA0-ZY12 | ILLUMINATED PUSHBUTTON, 22MM, ROUND, PLASTIC, YELLOW, FLAT BUTTON, MOMENTARY CONTACT TYPE, WIT | 29.95
3SU1103-6AA60-3AA0 | INDICATOR LIGHT, 22MM, ROUND, PLASTIC, WHITE, SMOOTH LENS, WITH HOLDER, LED MODULE, WITH INTE | 19.2
3SU1103-6AA60-3AA0-ZY10 | INDICATOR LIGHT, 22MM, ROUND, PLASTIC, WHITE, SMOOTH LENS, WITH HOLDER, LED MODULE, WITH INTE | 24.05
3SU1103-6AA60-3AA0-ZY19 | INDICATOR LIGHT, 22MM, ROUND, PLASTIC, WHITE, SMOOTH LENS, WITH HOLDER, LED MODULE, WITH INTE | 22.15
3SU1103-6AA70-1AA0-ZX90 | INDICATOR LIGHT, 22MM, ROUND, PLASTIC, CLEAR, SMOOTH LENS, WITH HOLDER, LED MODULE WITH INTEG | 19.63
3SU1103-6AA70-1AA0-ZY11 | INDICATOR LIGHT, 22MM, ROUND, PLASTIC, CLEAR, SMOOTH LENS, WITH HOLDER, LED MODULE WITH INTEG | 22.79
3SU1103-6AA70-3AA0 | INDICATOR LIGHT, 22MM, ROUND, PLASTIC, CLEAR, SMOOTH LENS, WITH HOLDER, LED MODULE, WITH INTE | 19.2
3SU1103-6AA70-3AA0-ZY10 | INDICATOR LIGHT, 22MM, ROUND, PLASTIC, CLEAR, SMOOTH LENS, WITH HOLDER, LED MODULE, WITH INTE | 24.05
3SU1106-0AB20-1CA0-ZX90 | ILLUMINATED PUSHBUTTON, 22MM, ROUND, PLASTIC, RED, FLAT BUTTON, MOMENTARY CONTACT TYPE, WITH H | 26.77
3SU1106-0AB20-1CA0-ZY11 | ILLUMINATED PUSHBUTTON, 22MM, ROUND, PLASTIC, RED, FLAT BUTTON, MOMENTARY CONTACT TYPE, WITH H | 29.95
3SU1106-0AB20-1FA0 | ILLUMINATED PUSHBUTTON, 22MM, ROUND, PLASTIC, RED, FLAT BUTTON, MOMENTARY CONTACT TYPE, WITH H | 27.34
3SU1106-0AB20-1FA0-ZY10 | ILLUMINATED PUSHBUTTON, 22MM, ROUND, PLASTIC, RED, FLAT BUTTON, MOMENTARY CONTACT TYPE, WITH H | 32.92
3SU1106-0AB20-1FA0-ZY12 | ILLUMINATED PUSHBUTTON, 22MM, ROUND, PLASTIC, RED, FLAT BUTTON, MOMENTARY CONTACT TYPE, WITH H | 32.92
3SU1106-0AB20-3CA0-ZX90 | ILLUMINATED PUSHBUTTON, 22MM, ROUND, PLASTIC, RED, FLAT BUTTON, MOMENTARY CONTACT TYPE, WITH H | 28.23
3SU1106-0AB20-3CA0-ZY11 | ILLUMINATED PUSHBUTTON, 22MM, ROUND, PLASTIC, RED, FLAT BUTTON, MOMENTARY CONTACT TYPE, WITH H | 31.39
3SU1106-0AB20-3FA0-ZY10 | ILLUMINATED PUSHBUTTON, 22MM, ROUND, PLASTIC, RED, FLAT BUTTON, MOMENTARY CONTACT TYPE, WITH H | 34.75
3SU1106-0AB20-3FA0-ZY12 | ILLUMINATED PUSHBUTTON, 22MM, ROUND, PLASTIC, RED, FLAT BUTTON, MOMENTARY CONTACT TYPE, WITH H | 34.75
3SU1106-0AB30-1BA0-ZX90 | ILLUMINATED PUSHBUTTON, 22MM, ROUND, PLASTIC, YELLOW, FLAT BUTTON, MOMENTARY CONTACT TYPE, WIT | 26.77
3SU1106-0AB30-1BA0-ZY11 | ILLUMINATED PUSHBUTTON, 22MM, ROUND, PLASTIC, YELLOW, FLAT BUTTON, MOMENTARY CONTACT TYPE, WIT | 29.95
3SU1106-0AB30-1BA0-ZY13 | ILLUMINATED PUSHBUTTON, 22MM, ROUND, PLASTIC, YELLOW, FLAT BUTTON, MOMENTARY CONTACT TYPE, WIT | 29.95
3SU1106-0AB30-1FA0-ZY10 | ILLUMINATED PUSHBUTTON, 22MM, ROUND, PLASTIC, YELLOW, FLAT BUTTON, MOMENTARY CONTACT TYPE, WIT | 32.92
3SU1106-0AB30-1FA0-ZY12 | ILLUMINATED PUSHBUTTON, 22MM, ROUND, PLASTIC, YELLOW, FLAT BUTTON, MOMENTARY CONTACT TYPE, WIT | 32.92
3SU1106-0AB30-3FA0-ZY11 | ILLUMINATED PUSHBUTTON, 22MM, ROUND, PLASTIC, YELLOW, FLAT BUTTON, MOMENTARY CONTACT TYPE, WIT | 34.75
3SU1106-0AB30-3FA0-ZY13 | ILLUMINATED PUSHBUTTON, 22MM, ROUND, PLASTIC, YELLOW, FLAT BUTTON, MOMENTARY CONTACT TYPE, WIT | 34.75
3SU1106-0AB40-1BA0-ZY12 | ILLUMINATED PUSHBUTTON, 22MM, ROUND, PLASTIC, GREEN, FLAT BUTTON, MOMENTARY CONTACT TYPE, WITH | 29.95
3SU1106-0AB40-1BA0-ZY15 | ILLUMINATED PUSHBUTTON, 22MM, ROUND, PLASTIC, GREEN, FLAT BUTTON, MOMENTARY CONTACT TYPE, WITH | 29.95
3SU1106-0AB40-1FA0-ZY11 | ILLUMINATED PUSHBUTTON, 22MM, ROUND, PLASTIC, GREEN, FLAT BUTTON, MOMENTARY CONTACT TYPE, WITH | 32.92
3SU1106-0AB40-1FA0-ZY13 | ILLUMINATED PUSHBUTTON, 22MM, ROUND, PLASTIC, GREEN, FLAT BUTTON, MOMENTARY CONTACT TYPE, WITH | 32.92
3SU1106-0AB40-3BA0-ZY12 | ILLUMINATED PUSHBUTTON, 22MM, ROUND, PLASTIC, GREEN, FLAT BUTTON, MOMENTARY CONTACT TYPE, WITH | 31.39
3SU1106-0AB40-3BA0-ZY15 | ILLUMINATED PUSHBUTTON, 22MM, ROUND, PLASTIC, GREEN, FLAT BUTTON, MOMENTARY CONTACT TYPE, WITH | 31.39
3SU1106-0AB30-1BA0-ZY19 | ILLUMINATED PUSHBUTTON, 22MM, ROUND, PLASTIC, YELLOW, FLAT BUTTON, MOMENTARY CONTACT TYPE, WIT | 28.04
3SU1106-0AB30-1FA0 | ILLUMINATED PUSHBUTTON, 22MM, ROUND, PLASTIC, YELLOW, FLAT BUTTON, MOMENTARY CONTACT TYPE, WIT | 27.34
3SU1106-0AB30-1FA0-ZX90 | ILLUMINATED PUSHBUTTON, 22MM, ROUND, PLASTIC, YELLOW, FLAT BUTTON, MOMENTARY CONTACT TYPE, WIT | 29.76
3SU1106-0AB30-3FA0-ZY15 | ILLUMINATED PUSHBUTTON, 22MM, ROUND, PLASTIC, YELLOW, FLAT BUTTON, MOMENTARY CONTACT TYPE, WIT | 34.75
3SU1106-0AB30-3FA0-ZY19 | ILLUMINATED PUSHBUTTON, 22MM, ROUND, PLASTIC, YELLOW, FLAT BUTTON, MOMENTARY CONTACT TYPE, WIT | 32.85
3SU1106-0AB40-1BA0 | ILLUMINATED PUSHBUTTON, 22MM, ROUND, PLASTIC, GREEN, FLAT BUTTON, MOMENTARY CONTACT TYPE, WITH | 24.59
3SU1106-0AB40-1BA0-ZX90 | ILLUMINATED PUSHBUTTON, 22MM, ROUND, PLASTIC, GREEN, FLAT BUTTON, MOMENTARY CONTACT TYPE, WITH | 26.77
3SU1106-0AB40-1BA0-ZY10 | ILLUMINATED PUSHBUTTON, 22MM, ROUND, PLASTIC, GREEN, FLAT BUTTON, MOMENTARY CONTACT TYPE, WITH | 29.95
3SU1106-0AB40-1FA0-ZY19 | ILLUMINATED PUSHBUTTON, 22MM, ROUND, PLASTIC, GREEN, FLAT BUTTON, MOMENTARY CONTACT TYPE, WITH | 31.02
3SU1106-0AB40-3BA0 | ILLUMINATED PUSHBUTTON, 22MM, ROUND, PLASTIC, GREEN, FLAT BUTTON, MOMENTARY CONTACT TYPE, WITH | 25.91
3SU1106-0AB40-3BA0-ZX90 | ILLUMINATED PUSHBUTTON, 22MM, ROUND, PLASTIC, GREEN, FLAT BUTTON, MOMENTARY CONTACT TYPE, WITH | 28.23
3SU1106-0AB40-3BA0-ZY10 | ILLUMINATED PUSHBUTTON, 22MM, ROUND, PLASTIC, GREEN, FLAT BUTTON, MOMENTARY CONTACT TYPE, WITH | 31.39
3SU1106-0AB50-1BA0 | ILLUMINATED PUSHBUTTON, 22MM, ROUND, PLASTIC, BLUE, FLAT BUTTON, MOMENTARY CONTACT TYPE, WITH | 24.59
3SU1106-0AB50-1BA0-ZX90 | ILLUMINATED PUSHBUTTON, 22MM, ROUND, PLASTIC, BLUE, FLAT BUTTON, MOMENTARY CONTACT TYPE, WITH | 26.77
3SU1106-0AB50-1BA0-ZY10 | ILLUMINATED PUSHBUTTON, 22MM, ROUND, PLASTIC, BLUE, FLAT BUTTON, MOMENTARY CONTACT TYPE, WITH | 29.95
3SU1106-0AB50-1BA0-ZY11 | ILLUMINATED PUSHBUTTON, 22MM, ROUND, PLASTIC, BLUE, FLAT BUTTON, MOMENTARY CONTACT TYPE, WITH | 29.95
3SU1106-0AB50-3FA0 | ILLUMINATED PUSHBUTTON, 22MM, ROUND, PLASTIC, BLUE, FLAT BUTTON, MOMENTARY CONTACT TYPE, WITH | 28.99
3SU1106-0AB50-3FA0-ZX90 | ILLUMINATED PUSHBUTTON, 22MM, ROUND, PLASTIC, BLUE, FLAT BUTTON, MOMENTARY CONTACT TYPE, WITH | 31.59
3SU1106-0AB50-3FA0-ZY10 | ILLUMINATED PUSHBUTTON, 22MM, ROUND, PLASTIC, BLUE, FLAT BUTTON, MOMENTARY CONTACT TYPE, WITH | 34.75
3SU1106-0AB50-3FA0-ZY11 | ILLUMINATED PUSHBUTTON, 22MM, ROUND, PLASTIC, BLUE, FLAT BUTTON, MOMENTARY CONTACT TYPE, WITH | 34.75
3SU1900-0AC16-0DT0 | LABELING PLATE SNAP-ON OR SELF-ADHESIVE FOR LABEL HOLDER, LABEL SIZE 12.5 X 27MM, LABEL BLACK, L | 1.27
3SU1900-0AC16-0GD0 | LABELING PLATE SNAP-ON OR SELF-ADHESIVE FOR LABEL HOLDER, LABEL SIZE 12.5 X 27MM, LABEL BLACK, L | 1.27
3SU1900-0AC16-0GE0 | LABELING PLATE SNAP-ON OR SELF-ADHESIVE FOR LABEL HOLDER, LABEL SIZE 12.5 X 27MM, LABEL BLACK, L | 1.27
3SU1900-0AC16-0GF0 | LABELING PLATE SNAP-ON OR SELF-ADHESIVE FOR LABEL HOLDER, LABEL SIZE 12.5 X 27MM, LABEL BLACK, L | 1.27
3SU1900-0AC16-0GG0 | LABELING PLATE SNAP-ON OR SELF-ADHESIVE FOR LABEL HOLDER, LABEL SIZE 12.5 X 27MM, LABEL BLACK, L | 1.27
3SU1900-0AC16-0QA0 | LABELING PLATE SNAP-ON OR SELF-ADHESIVE FOR LABEL HOLDER, LABEL SIZE 12.5 X 27MM, LABEL BLACK, L | 1.27
3SU1900-0AC16-0QB0 | LABELING PLATE SNAP-ON OR SELF-ADHESIVE FOR LABEL HOLDER, LABEL SIZE 12.5 X 27MM, LABEL BLACK, L | 1.27
3SU1900-0AC16-0QG0 | LABELING PLATE SNAP-ON OR SELF-ADHESIVE FOR LABEL HOLDER, LABEL SIZE 12.5 X 27MM, LABEL BLACK, L | 1.27
3SU1900-0AC16-0QJ0 | LABELING PLATE SNAP-ON OR SELF-ADHESIVE FOR LABEL HOLDER, LABEL SIZE 12.5 X 27MM, LABEL BLACK, L | 1.27
3SU1106-0AB50-1FA0-ZY10 | ILLUMINATED PUSHBUTTON, 22MM, ROUND, PLASTIC, BLUE, FLAT BUTTON, MOMENTARY CONTACT TYPE, WITH | 32.92
3SU1106-0AB50-1FA0-ZY11 | ILLUMINATED PUSHBUTTON, 22MM, ROUND, PLASTIC, BLUE, FLAT BUTTON, MOMENTARY CONTACT TYPE, WITH | 32.92
3SU1900-0AC16-0DY0 | LABELING PLATE SNAP-ON OR SELF-ADHESIVE FOR LABEL HOLDER, LABEL SIZE 12.5 X 27MM, LABEL BLACK, L | 1.27
3SU1900-0AC16-0EA0 | LABELING PLATE SNAP-ON OR SELF-ADHESIVE FOR LABEL HOLDER, LABEL SIZE 12.5 X 27MM, LABEL BLACK, L | 1.27
3SU1900-0AC16-0EB0 | LABELING PLATE SNAP-ON OR SELF-ADHESIVE FOR LABEL HOLDER, LABEL SIZE 12.5 X 27MM, LABEL BLACK, L | 1.27
3SU1900-0AC16-0EC0 | LABELING PLATE SNAP-ON OR SELF-ADHESIVE FOR LABEL HOLDER, LABEL SIZE 12.5 X 27MM, LABEL BLACK, L | 1.27
3SU1900-0AC16-0GN0 | LABELING PLATE SNAP-ON OR SELF-ADHESIVE FOR LABEL HOLDER, LABEL SIZE 12.5 X 27MM, LABEL BLACK, L | 1.27
3SU1900-0AC16-0GP0 | LABELING PLATE SNAP-ON OR SELF-ADHESIVE FOR LABEL HOLDER, LABEL SIZE 12.5 X 27MM, LABEL BLACK, L | 1.27
3SU1900-0AC16-0GQ0 | LABELING PLATE SNAP-ON OR SELF-ADHESIVE FOR LABEL HOLDER, LABEL SIZE 12.5 X 27MM, LABEL BLACK, L | 1.27
3SU1900-0AC16-0GR0 | LABELING PLATE SNAP-ON OR SELF-ADHESIVE FOR LABEL HOLDER, LABEL SIZE 12.5 X 27MM, LABEL BLACK, L | 1.27
3SU1900-0AC81-0AC0 | LABELING PLATE SNAP-ON OR SELF-ADHESIVE FOR LABEL HOLDER, LABEL SIZE 12.5 X 27MM, LABEL SILVER, | 1.2
3SU1900-0AC81-0AD0 | LABELING PLATE SNAP-ON OR SELF-ADHESIVE FOR LABEL HOLDER, LABEL SIZE 12.5 X 27MM, LABEL SILVER, | 1.2
3SU1900-0AC81-0AE0 | LABELING PLATE SNAP-ON OR SELF-ADHESIVE FOR LABEL HOLDER, LABEL SIZE 12.5 X 27MM, LABEL SILVER, | 1.2
3SU1900-0AC81-0AF0 | LABELING PLATE SNAP-ON OR SELF-ADHESIVE FOR LABEL HOLDER, LABEL SIZE 12.5 X 27MM, LABEL SILVER, | 1.2
3SU1900-0AC81-0DJ0 | LABELING PLATE SNAP-ON OR SELF-ADHESIVE FOR LABEL HOLDER, LABEL SIZE 12.5 X 27MM, LABEL SILVER, | 1.2
3SU1900-0AC81-0DK0 | LABELING PLATE SNAP-ON OR SELF-ADHESIVE FOR LABEL HOLDER, LABEL SIZE 12.5 X 27MM, LABEL SILVER, | 1.2
3SU1900-0AC81-0DL0 | LABELING PLATE SNAP-ON OR SELF-ADHESIVE FOR LABEL HOLDER, LABEL SIZE 12.5 X 27MM, LABEL SILVER, | 1.2
3SU1900-0AC81-0DM0 | LABELING PLATE SNAP-ON OR SELF-ADHESIVE FOR LABEL HOLDER, LABEL SIZE 12.5 X 27MM, LABEL SILVER, | 1.2
3SU1900-0AC81-0QB0 | LABELING PLATE SNAP-ON OR SELF-ADHESIVE FOR LABEL HOLDER, LABEL SIZE 12.5 X 27MM, LABEL SILVER, | 1.2
3SU1900-0AC81-0QC0 | LABELING PLATE SNAP-ON OR SELF-ADHESIVE FOR LABEL HOLDER, LABEL SIZE 12.5 X 27MM, LABEL SILVER, | 1.2
3SU1900-0AC81-0QD0 | LABELING PLATE SNAP-ON OR SELF-ADHESIVE FOR LABEL HOLDER, LABEL SIZE 12.5 X 27MM, LABEL SILVER, | 1.2
3SU1900-0AC81-0QG0 | LABELING PLATE SNAP-ON OR SELF-ADHESIVE FOR LABEL HOLDER, LABEL SIZE 12.5 X 27MM, LABEL SILVER, | 1.2
3SU1900-0AD16-0AL0 | LABELING PLATE SNAP-ON OR SELF-ADHESIVE FOR LABEL HOLDER, LABEL SIZE 17.5 X 27MM, LABEL BLACK, L | 1.27
3SU1900-0AD16-0AP0 | LABELING PLATE SNAP-ON OR SELF-ADHESIVE FOR LABEL HOLDER, LABEL SIZE 17.5 X 27MM, LABEL BLACK, L | 1.27
3SU1900-0AD16-0AQ0 | LABELING PLATE SNAP-ON OR SELF-ADHESIVE FOR LABEL HOLDER, LABEL SIZE 17.5 X 27MM, LABEL BLACK, L | 1.27
3SU1900-0AD16-0DB0 | LABELING PLATE SNAP-ON OR SELF-ADHESIVE FOR LABEL HOLDER, LABEL SIZE 17.5 X 27MM, LABEL BLACK, L | 1.27
3SU1900-0AD16-0DC0 | LABELING PLATE SNAP-ON OR SELF-ADHESIVE FOR LABEL HOLDER, LABEL SIZE 17.5 X 27MM, LABEL BLACK, L | 1.27
3SU1900-0AD16-0EB0 | LABELING PLATE SNAP-ON OR SELF-ADHESIVE FOR LABEL HOLDER, LABEL SIZE 17.5 X 27MM, LABEL BLACK, L | 1.27
3SU1900-0AD16-0EC0 | LABELING PLATE SNAP-ON OR SELF-ADHESIVE FOR LABEL HOLDER, LABEL SIZE 17.5 X 27MM, LABEL BLACK, L | 1.27
3SU1900-0AD16-0GA0 | LABELING PLATE SNAP-ON OR SELF-ADHESIVE FOR LABEL HOLDER, LABEL SIZE 17.5 X 27MM, LABEL BLACK, L | 1.27
3SU1106-0AB30-1FA0-ZY11 | ILLUMINATED PUSHBUTTON, 22MM, ROUND, PLASTIC, YELLOW, FLAT BUTTON, MOMENTARY CONTACT TYPE, WIT | 32.92
3SU1106-0AB30-1FA0-ZY13 | ILLUMINATED PUSHBUTTON, 22MM, ROUND, PLASTIC, YELLOW, FLAT BUTTON, MOMENTARY CONTACT TYPE, WIT | 32.92
3SU1106-0AB30-3FA0-ZY10 | ILLUMINATED PUSHBUTTON, 22MM, ROUND, PLASTIC, YELLOW, FLAT BUTTON, MOMENTARY CONTACT TYPE, WIT | 34.75
3SU1106-0AB30-3FA0-ZY12 | ILLUMINATED PUSHBUTTON, 22MM, ROUND, PLASTIC, YELLOW, FLAT BUTTON, MOMENTARY CONTACT TYPE, WIT | 34.75
3SU1106-0AB40-1BA0-ZY11 | ILLUMINATED PUSHBUTTON, 22MM, ROUND, PLASTIC, GREEN, FLAT BUTTON, MOMENTARY CONTACT TYPE, WITH | 29.95
3SU1106-0AB40-1BA0-ZY13 | ILLUMINATED PUSHBUTTON, 22MM, ROUND, PLASTIC, GREEN, FLAT BUTTON, MOMENTARY CONTACT TYPE, WITH | 29.95
3SU1106-0AB40-1FA0-ZY12 | ILLUMINATED PUSHBUTTON, 22MM, ROUND, PLASTIC, GREEN, FLAT BUTTON, MOMENTARY CONTACT TYPE, WITH | 32.92
3SU1106-0AB40-1FA0-ZY15 | ILLUMINATED PUSHBUTTON, 22MM, ROUND, PLASTIC, GREEN, FLAT BUTTON, MOMENTARY CONTACT TYPE, WITH | 32.92
3SU1106-0AB40-3BA0-ZY11 | ILLUMINATED PUSHBUTTON, 22MM, ROUND, PLASTIC, GREEN, FLAT BUTTON, MOMENTARY CONTACT TYPE, WITH | 31.39
3SU1106-0AB40-3BA0-ZY13 | ILLUMINATED PUSHBUTTON, 22MM, ROUND, PLASTIC, GREEN, FLAT BUTTON, MOMENTARY CONTACT TYPE, WITH | 31.39
3SU1106-0AB40-3FA0-ZY12 | ILLUMINATED PUSHBUTTON, 22MM, ROUND, PLASTIC, GREEN, FLAT BUTTON, MOMENTARY CONTACT TYPE, WITH | 34.75
3SU1106-0AB40-3FA0-ZY15 | ILLUMINATED PUSHBUTTON, 22MM, ROUND, PLASTIC, GREEN, FLAT BUTTON, MOMENTARY CONTACT TYPE, WITH | 34.75
3SU1106-0AB50-1BA0-ZY13 | ILLUMINATED PUSHBUTTON, 22MM, ROUND, PLASTIC, BLUE, FLAT BUTTON, MOMENTARY CONTACT TYPE, WITH | 29.95
3SU1106-0AB50-1BA0-ZY19 | ILLUMINATED PUSHBUTTON, 22MM, ROUND, PLASTIC, BLUE, FLAT BUTTON, MOMENTARY CONTACT TYPE, WITH | 28.04
3SU1106-0AB50-1FA0-ZY12 | ILLUMINATED PUSHBUTTON, 22MM, ROUND, PLASTIC, BLUE, FLAT BUTTON, MOMENTARY CONTACT TYPE, WITH | 32.92
3SU1106-0AB50-1FA0-ZY15 | ILLUMINATED PUSHBUTTON, 22MM, ROUND, PLASTIC, BLUE, FLAT BUTTON, MOMENTARY CONTACT TYPE, WITH | 32.92
3SU1900-0AC16-0DU0 | LABELING PLATE SNAP-ON OR SELF-ADHESIVE FOR LABEL HOLDER, LABEL SIZE 12.5 X 27MM, LABEL BLACK, L | 1.27
3SU1900-0AC16-0DW0 | LABELING PLATE SNAP-ON OR SELF-ADHESIVE FOR LABEL HOLDER, LABEL SIZE 12.5 X 27MM, LABEL BLACK, L | 1.27
3SU1900-0AC16-0GA0 | LABELING PLATE SNAP-ON OR SELF-ADHESIVE FOR LABEL HOLDER, LABEL SIZE 12.5 X 27MM, LABEL BLACK, L | 1.27
3SU1900-0AC16-0GC0 | LABELING PLATE SNAP-ON OR SELF-ADHESIVE FOR LABEL HOLDER, LABEL SIZE 12.5 X 27MM, LABEL BLACK, L | 1.27
3SU1900-0AC16-0GH0 | LABELING PLATE SNAP-ON OR SELF-ADHESIVE FOR LABEL HOLDER, LABEL SIZE 12.5 X 27MM, LABEL BLACK, L | 1.27
3SU1900-0AC16-0GK0 | LABELING PLATE SNAP-ON OR SELF-ADHESIVE FOR LABEL HOLDER, LABEL SIZE 12.5 X 27MM, LABEL BLACK, L | 1.27
3SU1900-0AC16-0GM0 | LABELING PLATE SNAP-ON OR SELF-ADHESIVE FOR LABEL HOLDER, LABEL SIZE 12.5 X 27MM, LABEL BLACK, L | 1.27
3SU1900-0AC16-0GS0 | LABELING PLATE SNAP-ON OR SELF-ADHESIVE FOR LABEL HOLDER, LABEL SIZE 12.5 X 27MM, LABEL BLACK, L | 1.27
3SU1900-0AC16-0GU0 | LABELING PLATE SNAP-ON OR SELF-ADHESIVE FOR LABEL HOLDER, LABEL SIZE 12.5 X 27MM, LABEL BLACK, L | 1.27
3SU1900-0AC26-0AA0 | LABELING PLATE SNAP-ON OR SELF-ADHESIVE FOR LABEL HOLDER, LABEL SIZE 12.5 X 27MM, LABEL RED, LET | 3.52
3SU1900-0AC81-0AB0 | LABELING PLATE SNAP-ON OR SELF-ADHESIVE FOR LABEL HOLDER, LABEL SIZE 12.5 X 27MM, LABEL SILVER, | 1.2
3SU1900-0AC81-0AG0 | LABELING PLATE SNAP-ON OR SELF-ADHESIVE FOR LABEL HOLDER, LABEL SIZE 12.5 X 27MM, LABEL SILVER, | 1.2
3SU1900-0AC81-0AJ0 | LABELING PLATE SNAP-ON OR SELF-ADHESIVE FOR LABEL HOLDER, LABEL SIZE 12.5 X 27MM, LABEL SILVER, | 1.2
3SU1106-0AB40-3FA0-ZY13 | ILLUMINATED PUSHBUTTON, 22MM, ROUND, PLASTIC, GREEN, FLAT BUTTON, MOMENTARY CONTACT TYPE, WITH | 34.75
3SU1106-0AB40-3FA0-ZY19 | ILLUMINATED PUSHBUTTON, 22MM, ROUND, PLASTIC, GREEN, FLAT BUTTON, MOMENTARY CONTACT TYPE, WITH | 32.85
3SU1106-0AB50-1BA0-ZY12 | ILLUMINATED PUSHBUTTON, 22MM, ROUND, PLASTIC, BLUE, FLAT BUTTON, MOMENTARY CONTACT TYPE, WITH | 29.95
3SU1106-0AB50-1BA0-ZY15 | ILLUMINATED PUSHBUTTON, 22MM, ROUND, PLASTIC, BLUE, FLAT BUTTON, MOMENTARY CONTACT TYPE, WITH | 29.95
3SU1106-0AB50-1FA0-ZY13 | ILLUMINATED PUSHBUTTON, 22MM, ROUND, PLASTIC, BLUE, FLAT BUTTON, MOMENTARY CONTACT TYPE, WITH | 32.92
3SU1106-0AB50-1FA0-ZY19 | ILLUMINATED PUSHBUTTON, 22MM, ROUND, PLASTIC, BLUE, FLAT BUTTON, MOMENTARY CONTACT TYPE, WITH | 31.02
3SU1900-0AC16-0DV0 | LABELING PLATE SNAP-ON OR SELF-ADHESIVE FOR LABEL HOLDER, LABEL SIZE 12.5 X 27MM, LABEL BLACK, L | 1.27
3SU1900-0AC16-0DX0 | LABELING PLATE SNAP-ON OR SELF-ADHESIVE FOR LABEL HOLDER, LABEL SIZE 12.5 X 27MM, LABEL BLACK, L | 1.27
3SU1900-0AC16-0ED0 | LABELING PLATE SNAP-ON OR SELF-ADHESIVE FOR LABEL HOLDER, LABEL SIZE 12.5 X 27MM, LABEL BLACK, L | 1.27
3SU1900-0AC16-0GB0 | LABELING PLATE SNAP-ON OR SELF-ADHESIVE FOR LABEL HOLDER, LABEL SIZE 12.5 X 27MM, LABEL BLACK, L | 1.27
3SU1900-0AC16-0GJ0 | LABELING PLATE SNAP-ON OR SELF-ADHESIVE FOR LABEL HOLDER, LABEL SIZE 12.5 X 27MM, LABEL BLACK, L | 1.27
3SU1900-0AC16-0GL0 | LABELING PLATE SNAP-ON OR SELF-ADHESIVE FOR LABEL HOLDER, LABEL SIZE 12.5 X 27MM, LABEL BLACK, L | 1.27
3SU1900-0AC16-0GT0 | LABELING PLATE SNAP-ON OR SELF-ADHESIVE FOR LABEL HOLDER, LABEL SIZE 12.5 X 27MM, LABEL BLACK, L | 1.27
3SU1900-0AC16-0GV0 | LABELING PLATE SNAP-ON OR SELF-ADHESIVE FOR LABEL HOLDER, LABEL SIZE 12.5 X 27MM, LABEL BLACK, L | 1.27
3SU1900-0AC16-0QS0 | LABELING PLATE SNAP-ON OR SELF-ADHESIVE FOR LABEL HOLDER, LABEL SIZE 12.5 X 27MM, LABEL BLACK, L | 1.27
3SU1900-0AC81-0AA0 | LABELING PLATE SNAP-ON OR SELF-ADHESIVE FOR LABEL HOLDER, LABEL SIZE 12.5 X 27MM, LABEL SILVER, | 0.82
3SU1900-0AC81-0AH0 | LABELING PLATE SNAP-ON OR SELF-ADHESIVE FOR LABEL HOLDER, LABEL SIZE 12.5 X 27MM, LABEL SILVER, | 1.2
3SU1900-0AC81-0AK0 | LABELING PLATE SNAP-ON OR SELF-ADHESIVE FOR LABEL HOLDER, LABEL SIZE 12.5 X 27MM, LABEL SILVER, | 1.2
3SU1900-0AC81-0DB0 | LABELING PLATE SNAP-ON OR SELF-ADHESIVE FOR LABEL HOLDER, LABEL SIZE 12.5 X 27MM, LABEL SILVER, | 1.2
3SU1900-0AC81-0DD0 | LABELING PLATE SNAP-ON OR SELF-ADHESIVE FOR LABEL HOLDER, LABEL SIZE 12.5 X 27MM, LABEL SILVER, | 1.2
3SU1900-0AC81-0DS0 | LABELING PLATE SNAP-ON OR SELF-ADHESIVE FOR LABEL HOLDER, LABEL SIZE 12.5 X 27MM, LABEL SILVER, | 1.2
3SU1900-0AC81-0DU0 | LABELING PLATE SNAP-ON OR SELF-ADHESIVE FOR LABEL HOLDER, LABEL SIZE 12.5 X 27MM, LABEL SILVER, | 1.2
3SU1900-0AC81-0EC0 | LABELING PLATE SNAP-ON OR SELF-ADHESIVE FOR LABEL HOLDER, LABEL SIZE 12.5 X 27MM, LABEL SILVER, | 1.2
3SU1900-0AC81-0EF0 | LABELING PLATE SNAP-ON OR SELF-ADHESIVE FOR LABEL HOLDER, LABEL SIZE 12.5 X 27MM, LABEL SILVER, | 1.2
3SU1900-0AC81-0QL0 | LABELING PLATE SNAP-ON OR SELF-ADHESIVE FOR LABEL HOLDER, LABEL SIZE 12.5 X 27MM, LABEL SILVER, | 1.2
3SU1900-0AC81-0QS0 | LABELING PLATE SNAP-ON OR SELF-ADHESIVE FOR LABEL HOLDER, LABEL SIZE 12.5 X 27MM, LABEL SILVER, | 1.2
3SU1900-0AD16-0AE0 | LABELING PLATE SNAP-ON OR SELF-ADHESIVE FOR LABEL HOLDER, LABEL SIZE 17.5 X 27MM, LABEL BLACK, L | 1.27
3SU1900-0AD16-0AG0 | LABELING PLATE SNAP-ON OR SELF-ADHESIVE FOR LABEL HOLDER, LABEL SIZE 17.5 X 27MM, LABEL BLACK, L | 1.27
3SU1900-0AD16-0DJ0 | LABELING PLATE SNAP-ON OR SELF-ADHESIVE FOR LABEL HOLDER, LABEL SIZE 17.5 X 27MM, LABEL BLACK, L | 1.27
3SU1900-0AD16-0DL0 | LABELING PLATE SNAP-ON OR SELF-ADHESIVE FOR LABEL HOLDER, LABEL SIZE 17.5 X 27MM, LABEL BLACK, L | 1.27
3SU1900-0AC81-0AM0 | LABELING PLATE SNAP-ON OR SELF-ADHESIVE FOR LABEL HOLDER, LABEL SIZE 12.5 X 27MM, LABEL SILVER, | 1.2
3SU1900-0AC81-0AN0 | LABELING PLATE SNAP-ON OR SELF-ADHESIVE FOR LABEL HOLDER, LABEL SIZE 12.5 X 27MM, LABEL SILVER, | 1.2
3SU1900-0AC81-0AP0 | LABELING PLATE SNAP-ON OR SELF-ADHESIVE FOR LABEL HOLDER, LABEL SIZE 12.5 X 27MM, LABEL SILVER, | 1.2
3SU1900-0AC81-0AQ0 | LABELING PLATE SNAP-ON OR SELF-ADHESIVE FOR LABEL HOLDER, LABEL SIZE 12.5 X 27MM, LABEL SILVER, | 1.2
3SU1900-0AC81-0DW0 | LABELING PLATE SNAP-ON OR SELF-ADHESIVE FOR LABEL HOLDER, LABEL SIZE 12.5 X 27MM, LABEL SILVER, | 1.2
3SU1900-0AC81-0DX0 | LABELING PLATE SNAP-ON OR SELF-ADHESIVE FOR LABEL HOLDER, LABEL SIZE 12.5 X 27MM, LABEL SILVER, | 1.2
3SU1900-0AC81-0DY0 | LABELING PLATE SNAP-ON OR SELF-ADHESIVE FOR LABEL HOLDER, LABEL SIZE 12.5 X 27MM, LABEL SILVER, | 1.2
3SU1900-0AC81-0EA0 | LABELING PLATE SNAP-ON OR SELF-ADHESIVE FOR LABEL HOLDER, LABEL SIZE 12.5 X 27MM, LABEL SILVER, | 1.2
3SU1900-0AC81-0EB0 | LABELING PLATE SNAP-ON OR SELF-ADHESIVE FOR LABEL HOLDER, LABEL SIZE 12.5 X 27MM, LABEL SILVER, | 1.2
3SU1900-0AD16-0AA0 | LABELING PLATE SNAP-ON OR SELF-ADHESIVE FOR LABEL HOLDER, LABEL SIZE 17.5 X 27MM, LABEL BLACK, L | 0.89
3SU1900-0AD16-0AB0 | LABELING PLATE SNAP-ON OR SELF-ADHESIVE FOR LABEL HOLDER, LABEL SIZE 17.5 X 27MM, LABEL BLACK, L | 1.27
3SU1900-0AD16-0AC0 | LABELING PLATE SNAP-ON OR SELF-ADHESIVE FOR LABEL HOLDER, LABEL SIZE 17.5 X 27MM, LABEL BLACK, L | 1.27
3SU1900-0AD16-0AD0 | LABELING PLATE SNAP-ON OR SELF-ADHESIVE FOR LABEL HOLDER, LABEL SIZE 17.5 X 27MM, LABEL BLACK, L | 1.27
3SU1900-0AD16-0DN0 | LABELING PLATE SNAP-ON OR SELF-ADHESIVE FOR LABEL HOLDER, LABEL SIZE 17.5 X 27MM, LABEL BLACK, L | 1.27
3SU1900-0AD16-0DP0 | LABELING PLATE SNAP-ON OR SELF-ADHESIVE FOR LABEL HOLDER, LABEL SIZE 17.5 X 27MM, LABEL BLACK, L | 1.27
3SU1900-0AD16-0DQ0 | LABELING PLATE SNAP-ON OR SELF-ADHESIVE FOR LABEL HOLDER, LABEL SIZE 17.5 X 27MM, LABEL BLACK, L | 1.27
3SU1900-0AD16-0DS0 | LABELING PLATE SNAP-ON OR SELF-ADHESIVE FOR LABEL HOLDER, LABEL SIZE 17.5 X 27MM, LABEL BLACK, L | 1.27
3SU1900-0AD16-0GS0 | LABELING PLATE SNAP-ON OR SELF-ADHESIVE FOR LABEL HOLDER, LABEL SIZE 17.5 X 27MM, LABEL BLACK, L | 1.27
3SU1900-0AD16-0GT0 | LABELING PLATE SNAP-ON OR SELF-ADHESIVE FOR LABEL HOLDER, LABEL SIZE 17.5 X 27MM, LABEL BLACK, L | 1.27
3SU1900-0AD16-0GU0 | LABELING PLATE SNAP-ON OR SELF-ADHESIVE FOR LABEL HOLDER, LABEL SIZE 17.5 X 27MM, LABEL BLACK, L | 1.27
3SU1900-0AD16-0GV0 | LABELING PLATE SNAP-ON OR SELF-ADHESIVE FOR LABEL HOLDER, LABEL SIZE 17.5 X 27MM, LABEL BLACK, L | 1.27
3SU1900-0AD16-0QA0 | LABELING PLATE SNAP-ON OR SELF-ADHESIVE FOR LABEL HOLDER, LABEL SIZE 17.5 X 27MM, LABEL BLACK, L | 1.27
3SU1900-0AD81-0AH0 | LABELING PLATE SNAP-ON OR SELF-ADHESIVE FOR LABEL HOLDER, LABEL SIZE 17.5 X 27MM, LABEL SILVER, | 1.2
3SU1900-0AD81-0AK0 | LABELING PLATE SNAP-ON OR SELF-ADHESIVE FOR LABEL HOLDER, LABEL SIZE 17.5 X 27MM, LABEL SILVER, | 1.2
3SU1900-0AD81-0AL0 | LABELING PLATE SNAP-ON OR SELF-ADHESIVE FOR LABEL HOLDER, LABEL SIZE 17.5 X 27MM, LABEL SILVER, | 1.2
3SU1900-0AD81-0AP0 | LABELING PLATE SNAP-ON OR SELF-ADHESIVE FOR LABEL HOLDER, LABEL SIZE 17.5 X 27MM, LABEL SILVER, | 1.2
3SU1900-0AD81-0QK0 | LABELING PLATE SNAP-ON OR SELF-ADHESIVE FOR LABEL HOLDER, LABEL SIZE 17.5 X 27MM, LABEL SILVER, | 1.2
3SU1900-0AD81-0QL0 | LABELING PLATE SNAP-ON OR SELF-ADHESIVE FOR LABEL HOLDER, LABEL SIZE 17.5 X 27MM, LABEL SILVER, | 1.2
3SU1900-0AD81-0QR0 | LABELING PLATE SNAP-ON OR SELF-ADHESIVE FOR LABEL HOLDER, LABEL SIZE 17.5 X 27MM, LABEL SILVER, | 1.2
3SU1900-0AD81-0QS0 | LABELING PLATE SNAP-ON OR SELF-ADHESIVE FOR LABEL HOLDER, LABEL SIZE 17.5 X 27MM, LABEL SILVER, | 1.2
3SU1900-0AD16-0GB0 | LABELING PLATE SNAP-ON OR SELF-ADHESIVE FOR LABEL HOLDER, LABEL SIZE 17.5 X 27MM, LABEL BLACK, L | 1.27
3SU1900-0AD70-0AA0 | LABELING PLATE SNAP-ON OR SELF-ADHESIVE FOR LABEL HOLDER, LABEL SIZE 17.5 X 27MM, TRANSPARENT, | 0.93
3SU1900-0AD81-0AA0 | LABELING PLATE SNAP-ON OR SELF-ADHESIVE FOR LABEL HOLDER, LABEL SIZE 17.5 X 27MM, LABEL SILVER, | 0.82
3SU1900-0AD81-0AB0 | LABELING PLATE SNAP-ON OR SELF-ADHESIVE FOR LABEL HOLDER, LABEL SIZE 17.5 X 27MM, LABEL SILVER, | 1.2
3SU1900-0AD81-0AC0 | LABELING PLATE SNAP-ON OR SELF-ADHESIVE FOR LABEL HOLDER, LABEL SIZE 17.5 X 27MM, LABEL SILVER, | 1.2
3SU1900-0AD81-0DS0 | LABELING PLATE SNAP-ON OR SELF-ADHESIVE FOR LABEL HOLDER, LABEL SIZE 17.5 X 27MM, LABEL SILVER, | 1.2
3SU1900-0AD81-0DT0 | LABELING PLATE SNAP-ON OR SELF-ADHESIVE FOR LABEL HOLDER, LABEL SIZE 17.5 X 27MM, LABEL SILVER, | 1.2
3SU1900-0AD81-0DU0 | LABELING PLATE SNAP-ON OR SELF-ADHESIVE FOR LABEL HOLDER, LABEL SIZE 17.5 X 27MM, LABEL SILVER, | 1.2
3SU1900-0AD81-0DY0 | LABELING PLATE SNAP-ON OR SELF-ADHESIVE FOR LABEL HOLDER, LABEL SIZE 17.5 X 27MM, LABEL SILVER, | 1.2
3SU1900-0FT60-0AA0-ZY15 | BUTTON, FLAT, WHITE, FOR PUSHBUTTON, WITH LASER INSCRIPTION, UPPER AND LOWER CASE SPELLING ALW. | 4.73
3SU1900-0FT60-0AA0-ZY19 | BUTTON, FLAT, WHITE, FOR PUSHBUTTON, WITH LASER INSCRIPTION, INSCRIPTION OR SYMBOL ACC. TO ORDE | 2.51
3SU1900-0FU60-0AA0 | ID KEY ID-GROUP INDIVIDUAL, WHITE | 19.77
3SU1900-0FV40-0AA0 | ID KEY ID-GROUP1, GREEN | 19.77
3SU1150-4BF01-3PA0-ZY11 | RONIS KEY-OPERATED SWITCH, 22MM, ROUND, METAL, SHINY, LOCK NO. SB30, WITH 2 KEYS, 2 SWITCH POSI | 43.05
3SU1150-4BF01-3PA0-ZY12 | RONIS KEY-OPERATED SWITCH, 22MM, ROUND, METAL, SHINY, LOCK NO. SB30, WITH 2 KEYS, 2 SWITCH POSI | 43.05
3SU1150-4BF01-3PA0-ZY15 | RONIS KEY-OPERATED SWITCH, 22MM, ROUND, METAL, SHINY, LOCK NO. SB30, WITH 2 KEYS, 2 SWITCH POSI | 43.05
3SU1150-4BF11-1FA0-ZY10 | RONIS KEY-OPERATED SWITCH, 22MM, ROUND, METAL, SHINY, LOCK NO. SB30, WITH 2 KEYS, 2 SWITCH POSI | 41.21
3SU1150-4BF11-1FA0-ZY11 | RONIS KEY-OPERATED SWITCH, 22MM, ROUND, METAL, SHINY, LOCK NO. SB30, WITH 2 KEYS, 2 SWITCH POSI | 41.21
3SU1150-4BF11-1FA0-ZY12 | RONIS KEY-OPERATED SWITCH, 22MM, ROUND, METAL, SHINY, LOCK NO. SB30, WITH 2 KEYS, 2 SWITCH POSI | 41.21
3SU1150-4BF11-3FA0-ZX90 | RONIS KEY-OPERATED SWITCH, 22MM, ROUND, METAL, SHINY, LOCK NO. SB30, WITH 2 KEYS, 2 SWITCH POSI | 38.62
3SU1150-4BF11-3FA0-ZY10 | RONIS KEY-OPERATED SWITCH, 22MM, ROUND, METAL, SHINY, LOCK NO. SB30, WITH 2 KEYS, 2 SWITCH POSI | 41.78
3SU1150-4BF11-3FA0-ZY11 | RONIS KEY-OPERATED SWITCH, 22MM, ROUND, METAL, SHINY, LOCK NO. SB30, WITH 2 KEYS, 2 SWITCH POSI | 41.78
3SU1152-0AB00-1FA0-ZX90 | ILLUMINATED PUSHBUTTON, 22MM, ROUND, METAL, SHINY, AMBER, FLAT BUTTON, MOMENTARY CONTACT TYPE, | 26.53
3SU1152-0AB00-1FA0-ZY10 | ILLUMINATED PUSHBUTTON, 22MM, ROUND, METAL, SHINY, AMBER, FLAT BUTTON, MOMENTARY CONTACT TYPE, | 29.69
3SU1152-0AB00-1FA0-ZY11 | ILLUMINATED PUSHBUTTON, 22MM, ROUND, METAL, SHINY, AMBER, FLAT BUTTON, MOMENTARY CONTACT TYPE, | 29.69
3SU1152-0AB00-1FA0-ZY12 | ILLUMINATED PUSHBUTTON, 22MM, ROUND, METAL, SHINY, AMBER, FLAT BUTTON, MOMENTARY CONTACT TYPE, | 29.69
3SU1152-0AB20-1FA0-ZY10 | ILLUMINATED PUSHBUTTON, 22MM, ROUND, METAL, SHINY, RED, FLAT BUTTON, MOMENTARY CONTACT TYPE, W | 29.69
3SU1152-0AB20-1FA0-ZY11 | ILLUMINATED PUSHBUTTON, 22MM, ROUND, METAL, SHINY, RED, FLAT BUTTON, MOMENTARY CONTACT TYPE, W | 29.69
3SU1152-0AB20-1FA0-ZY12 | ILLUMINATED PUSHBUTTON, 22MM, ROUND, METAL, SHINY, RED, FLAT BUTTON, MOMENTARY CONTACT TYPE, W | 29.69
3SU1152-0AB20-1FA0-ZY13 | ILLUMINATED PUSHBUTTON, 22MM, ROUND, METAL, SHINY, RED, FLAT BUTTON, MOMENTARY CONTACT TYPE, W | 29.69
3SU1900-0AC81-0AL0 | LABELING PLATE SNAP-ON OR SELF-ADHESIVE FOR LABEL HOLDER, LABEL SIZE 12.5 X 27MM, LABEL SILVER, | 1.2
3SU1900-0AC81-0AR0 | LABELING PLATE SNAP-ON OR SELF-ADHESIVE FOR LABEL HOLDER, LABEL SIZE 12.5 X 27MM, LABEL SILVER, | 1.2
3SU1900-0AC81-0DC0 | LABELING PLATE SNAP-ON OR SELF-ADHESIVE FOR LABEL HOLDER, LABEL SIZE 12.5 X 27MM, LABEL SILVER, | 1.2
3SU1900-0AC81-0DT0 | LABELING PLATE SNAP-ON OR SELF-ADHESIVE FOR LABEL HOLDER, LABEL SIZE 12.5 X 27MM, LABEL SILVER, | 1.2
3SU1900-0AC81-0DV0 | LABELING PLATE SNAP-ON OR SELF-ADHESIVE FOR LABEL HOLDER, LABEL SIZE 12.5 X 27MM, LABEL SILVER, | 1.2
3SU1900-0AC81-0EE0 | LABELING PLATE SNAP-ON OR SELF-ADHESIVE FOR LABEL HOLDER, LABEL SIZE 12.5 X 27MM, LABEL SILVER, | 1.2
3SU1900-0AC81-0QA0 | LABELING PLATE SNAP-ON OR SELF-ADHESIVE FOR LABEL HOLDER, LABEL SIZE 12.5 X 27MM, LABEL SILVER, | 1.2
3SU1900-0AC81-0QK0 | LABELING PLATE SNAP-ON OR SELF-ADHESIVE FOR LABEL HOLDER, LABEL SIZE 12.5 X 27MM, LABEL SILVER, | 1.2
3SU1900-0AC81-0QR0 | LABELING PLATE SNAP-ON OR SELF-ADHESIVE FOR LABEL HOLDER, LABEL SIZE 12.5 X 27MM, LABEL SILVER, | 1.2
3SU1900-0AD16-0AF0 | LABELING PLATE SNAP-ON OR SELF-ADHESIVE FOR LABEL HOLDER, LABEL SIZE 17.5 X 27MM, LABEL BLACK, L | 1.27
3SU1900-0AD16-0AK0 | LABELING PLATE SNAP-ON OR SELF-ADHESIVE FOR LABEL HOLDER, LABEL SIZE 17.5 X 27MM, LABEL BLACK, L | 1.27
3SU1900-0AD16-0DK0 | LABELING PLATE SNAP-ON OR SELF-ADHESIVE FOR LABEL HOLDER, LABEL SIZE 17.5 X 27MM, LABEL BLACK, L | 1.27
3SU1900-0AD16-0DM0 | LABELING PLATE SNAP-ON OR SELF-ADHESIVE FOR LABEL HOLDER, LABEL SIZE 17.5 X 27MM, LABEL BLACK, L | 1.27
3SU1900-0AD16-0DT0 | LABELING PLATE SNAP-ON OR SELF-ADHESIVE FOR LABEL HOLDER, LABEL SIZE 17.5 X 27MM, LABEL BLACK, L | 1.27
3SU1900-0AD16-0DX0 | LABELING PLATE SNAP-ON OR SELF-ADHESIVE FOR LABEL HOLDER, LABEL SIZE 17.5 X 27MM, LABEL BLACK, L | 1.27
3SU1900-0AD16-0GH0 | LABELING PLATE SNAP-ON OR SELF-ADHESIVE FOR LABEL HOLDER, LABEL SIZE 17.5 X 27MM, LABEL BLACK, L | 1.27
3SU1900-0AD16-0GN0 | LABELING PLATE SNAP-ON OR SELF-ADHESIVE FOR LABEL HOLDER, LABEL SIZE 17.5 X 27MM, LABEL BLACK, L | 1.27
3SU1900-0AD16-0QG0 | LABELING PLATE SNAP-ON OR SELF-ADHESIVE FOR LABEL HOLDER, LABEL SIZE 17.5 X 27MM, LABEL BLACK, L | 1.27
3SU1900-0AD16-0QS0 | LABELING PLATE SNAP-ON OR SELF-ADHESIVE FOR LABEL HOLDER, LABEL SIZE 17.5 X 27MM, LABEL BLACK, L | 1.27
3SU1900-0AD81-0AD0 | LABELING PLATE SNAP-ON OR SELF-ADHESIVE FOR LABEL HOLDER, LABEL SIZE 17.5 X 27MM, LABEL SILVER, | 1.2
3SU1900-0AD81-0AF0 | LABELING PLATE SNAP-ON OR SELF-ADHESIVE FOR LABEL HOLDER, LABEL SIZE 17.5 X 27MM, LABEL SILVER, | 1.2
3SU1900-0AD81-0DB0 | LABELING PLATE SNAP-ON OR SELF-ADHESIVE FOR LABEL HOLDER, LABEL SIZE 17.5 X 27MM, LABEL SILVER, | 1.2
3SU1900-0AD81-0DJ0 | LABELING PLATE SNAP-ON OR SELF-ADHESIVE FOR LABEL HOLDER, LABEL SIZE 17.5 X 27MM, LABEL SILVER, | 1.2
3SU1900-0AD81-0QA0 | LABELING PLATE SNAP-ON OR SELF-ADHESIVE FOR LABEL HOLDER, LABEL SIZE 17.5 X 27MM, LABEL SILVER, | 1.2
3SU1900-0AD81-0QG0 | LABELING PLATE SNAP-ON OR SELF-ADHESIVE FOR LABEL HOLDER, LABEL SIZE 17.5 X 27MM, LABEL SILVER, | 1.2
3SU1900-0FT60-0AA0-ZY10 | BUTTON, FLAT, WHITE, FOR PUSHBUTTON, WITH LASER INSCRIPTION, UPPER AND LOWER CASE SPELLING ALW. | 4.73
3SU1900-0FT60-0AA0-ZY12 | BUTTON, FLAT, WHITE, FOR PUSHBUTTON, WITH LASER INSCRIPTION, LOWER CASE SPELLING | 4.73
3SU1150-2BM60-1NA0-ZX90 | SELECTOR SWITCH, CAN BE ILLUM., 22MM, ROUND, METAL, SHINY, BLACK, WHITE, SHORT SELECTOR SWITCH, | 24.57
3SU1150-2BM60-3LA0 | SELECTOR SWITCH, CAN BE ILLUM., 22MM, ROUND, METAL, SHINY, BLACK, WHITE, SHORT SELECTOR SWITCH, | 28.95
3SU1150-2BM60-3NA0-ZX90 | SELECTOR SWITCH, CAN BE ILLUM., 22MM, ROUND, METAL, SHINY, BLACK, WHITE, SHORT SELECTOR SWITCH, | 24.81
3SU1900-0AD16-0DW0 | LABELING PLATE SNAP-ON OR SELF-ADHESIVE FOR LABEL HOLDER, LABEL SIZE 17.5 X 27MM, LABEL BLACK, L | 1.27
3SU1900-0AD16-0EA0 | LABELING PLATE SNAP-ON OR SELF-ADHESIVE FOR LABEL HOLDER, LABEL SIZE 17.5 X 27MM, LABEL BLACK, L | 1.27
3SU1900-0AD16-0GG0 | LABELING PLATE SNAP-ON OR SELF-ADHESIVE FOR LABEL HOLDER, LABEL SIZE 17.5 X 27MM, LABEL BLACK, L | 1.27
3SU1900-0AD16-0GM0 | LABELING PLATE SNAP-ON OR SELF-ADHESIVE FOR LABEL HOLDER, LABEL SIZE 17.5 X 27MM, LABEL BLACK, L | 1.27
3SU1900-0AD16-0QB0 | LABELING PLATE SNAP-ON OR SELF-ADHESIVE FOR LABEL HOLDER, LABEL SIZE 17.5 X 27MM, LABEL BLACK, L | 1.27
3SU1900-0AD16-0QR0 | LABELING PLATE SNAP-ON OR SELF-ADHESIVE FOR LABEL HOLDER, LABEL SIZE 17.5 X 27MM, LABEL BLACK, L | 1.27
3SU1900-0AD81-0AE0 | LABELING PLATE SNAP-ON OR SELF-ADHESIVE FOR LABEL HOLDER, LABEL SIZE 17.5 X 27MM, LABEL SILVER, | 1.2
3SU1900-0AD81-0AG0 | LABELING PLATE SNAP-ON OR SELF-ADHESIVE FOR LABEL HOLDER, LABEL SIZE 17.5 X 27MM, LABEL SILVER, | 1.2
3SU1900-0AD81-0AQ0 | LABELING PLATE SNAP-ON OR SELF-ADHESIVE FOR LABEL HOLDER, LABEL SIZE 17.5 X 27MM, LABEL SILVER, | 1.2
3SU1900-0AD81-0DD0 | LABELING PLATE SNAP-ON OR SELF-ADHESIVE FOR LABEL HOLDER, LABEL SIZE 17.5 X 27MM, LABEL SILVER, | 1.2
3SU1900-0AD81-0DK0 | LABELING PLATE SNAP-ON OR SELF-ADHESIVE FOR LABEL HOLDER, LABEL SIZE 17.5 X 27MM, LABEL SILVER, | 1.2
3SU1900-0AD81-0EC0 | LABELING PLATE SNAP-ON OR SELF-ADHESIVE FOR LABEL HOLDER, LABEL SIZE 17.5 X 27MM, LABEL SILVER, | 1.2
3SU1900-0AD81-0QB0 | LABELING PLATE SNAP-ON OR SELF-ADHESIVE FOR LABEL HOLDER, LABEL SIZE 17.5 X 27MM, LABEL SILVER, | 1.2
3SU1900-0FT60-0AA0-ZY11 | BUTTON, FLAT, WHITE, FOR PUSHBUTTON, WITH LASER INSCRIPTION, UPPER CASE SPELLING | 4.73
3SU1900-0FT60-0AA0-ZY13 | BUTTON, FLAT, WHITE, FOR PUSHBUTTON, WITH LASER INSCRIPTION, SYMBOL NUMBER ACC. TO, ISO7000 OR | 4.73
3SU1150-2BM60-1NA0 | SELECTOR SWITCH, CAN BE ILLUM., 22MM, ROUND, METAL, SHINY, BLACK, WHITE, SHORT SELECTOR SWITCH, | 22.54
3SU1150-2BM60-3LA0-ZX90 | SELECTOR SWITCH, CAN BE ILLUM., 22MM, ROUND, METAL, SHINY, BLACK, WHITE, SHORT SELECTOR SWITCH, | 31.52
3SU1150-2BM60-3NA0 | SELECTOR SWITCH, CAN BE ILLUM., 22MM, ROUND, METAL, SHINY, BLACK, WHITE, SHORT SELECTOR SWITCH, | 22.79
3SU1150-4BF01-3PA0-ZX90 | RONIS KEY-OPERATED SWITCH, 22MM, ROUND, METAL, SHINY, LOCK NO. SB30, WITH 2 KEYS, 2 SWITCH POSI | 39.88
3SU1150-4BF01-3PA0-ZY10 | RONIS KEY-OPERATED SWITCH, 22MM, ROUND, METAL, SHINY, LOCK NO. SB30, WITH 2 KEYS, 2 SWITCH POSI | 43.05
3SU1150-4BF01-3PA0-ZY19 | RONIS KEY-OPERATED SWITCH, 22MM, ROUND, METAL, SHINY, LOCK NO. SB30, WITH 2 KEYS, 2 SWITCH POSI | 41.15
3SU1150-4BF11-1BA0-ZX90 | RONIS KEY-OPERATED SWITCH, 22MM, ROUND, METAL, SHINY, LOCK NO. SB30, WITH 2 KEYS, 2 SWITCH POSI | 35.14
3SU1150-4BF11-1BA0-ZY19 | RONIS KEY-OPERATED SWITCH, 22MM, ROUND, METAL, SHINY, LOCK NO. SB30, WITH 2 KEYS, 2 SWITCH POSI | 36.4
3SU1150-4BF11-1FA0-ZX90 | RONIS KEY-OPERATED SWITCH, 22MM, ROUND, METAL, SHINY, LOCK NO. SB30, WITH 2 KEYS, 2 SWITCH POSI | 38.05
3SU1150-4BF11-1FA0-ZY19 | RONIS KEY-OPERATED SWITCH, 22MM, ROUND, METAL, SHINY, LOCK NO. SB30, WITH 2 KEYS, 2 SWITCH POSI | 39.32
3SU1150-4BF11-3BA0-ZX90 | RONIS KEY-OPERATED SWITCH, 22MM, ROUND, METAL, SHINY, LOCK NO. SB30, WITH 2 KEYS, 2 SWITCH POSI | 35.27
3SU1150-4BF11-3BA0-ZY19 | RONIS KEY-OPERATED SWITCH, 22MM, ROUND, METAL, SHINY, LOCK NO. SB30, WITH 2 KEYS, 2 SWITCH POSI | 36.53
3SU1150-4BF11-3FA0-ZY19 | RONIS KEY-OPERATED SWITCH, 22MM, ROUND, METAL, SHINY, LOCK NO. SB30, WITH 2 KEYS, 2 SWITCH POSI | 39.88
3SU1152-0AB00-1BA0-ZY15 | ILLUMINATED PUSHBUTTON, 22MM, ROUND, METAL, SHINY, AMBER, FLAT BUTTON, MOMENTARY CONTACT TYPE, | 26.77
3SU1152-0AB00-1FA0 | ILLUMINATED PUSHBUTTON, 22MM, ROUND, METAL, SHINY, AMBER, FLAT BUTTON, MOMENTARY CONTACT TYPE, | 24.33
3SU1152-0AB20-3FA0-ZY10 | ILLUMINATED PUSHBUTTON, 22MM, ROUND, METAL, SHINY, RED, FLAT BUTTON, MOMENTARY CONTACT TYPE, W | 30.65
3SU1152-0AB20-3FA0-ZY11 | ILLUMINATED PUSHBUTTON, 22MM, ROUND, METAL, SHINY, RED, FLAT BUTTON, MOMENTARY CONTACT TYPE, W | 30.65
3SU1152-0AB20-3FA0-ZY12 | ILLUMINATED PUSHBUTTON, 22MM, ROUND, METAL, SHINY, RED, FLAT BUTTON, MOMENTARY CONTACT TYPE, W | 30.65
3SU1152-0AB20-3FA0-ZY13 | ILLUMINATED PUSHBUTTON, 22MM, ROUND, METAL, SHINY, RED, FLAT BUTTON, MOMENTARY CONTACT TYPE, W | 30.65
3SU1152-0AB30-1FA0-ZY11 | ILLUMINATED PUSHBUTTON, 22MM, ROUND, METAL, SHINY, YELLOW, FLAT BUTTON, MOMENTARY CONTACT TYPE, | 29.69
3SU1152-0AB30-1FA0-ZY12 | ILLUMINATED PUSHBUTTON, 22MM, ROUND, METAL, SHINY, YELLOW, FLAT BUTTON, MOMENTARY CONTACT TYPE, | 29.69
3SU1152-0AB30-1FA0-ZY13 | ILLUMINATED PUSHBUTTON, 22MM, ROUND, METAL, SHINY, YELLOW, FLAT BUTTON, MOMENTARY CONTACT TYPE, | 29.69
3SU1152-0AB30-1FA0-ZY15 | ILLUMINATED PUSHBUTTON, 22MM, ROUND, METAL, SHINY, YELLOW, FLAT BUTTON, MOMENTARY CONTACT TYPE, | 29.69
3SU1152-0AB30-3FA0-ZY12 | ILLUMINATED PUSHBUTTON, 22MM, ROUND, METAL, SHINY, YELLOW, FLAT BUTTON, MOMENTARY CONTACT TYPE, | 30.65
3SU1152-0AB30-3FA0-ZY13 | ILLUMINATED PUSHBUTTON, 22MM, ROUND, METAL, SHINY, YELLOW, FLAT BUTTON, MOMENTARY CONTACT TYPE, | 30.65
3SU1152-0AB30-3FA0-ZY15 | ILLUMINATED PUSHBUTTON, 22MM, ROUND, METAL, SHINY, YELLOW, FLAT BUTTON, MOMENTARY CONTACT TYPE, | 30.65
3SU1152-0AB30-3FA0-ZY19 | ILLUMINATED PUSHBUTTON, 22MM, ROUND, METAL, SHINY, YELLOW, FLAT BUTTON, MOMENTARY CONTACT TYPE, | 28.73
3SU1152-0AB40-1FA0-ZY12 | ILLUMINATED PUSHBUTTON, 22MM, ROUND, METAL, SHINY, GREEN, FLAT BUTTON, MOMENTARY CONTACT TYPE, | 29.69
3SU1152-0AB40-1FA0-ZY13 | ILLUMINATED PUSHBUTTON, 22MM, ROUND, METAL, SHINY, GREEN, FLAT BUTTON, MOMENTARY CONTACT TYPE, | 29.69
3SU1152-0AB40-1FA0-ZY15 | ILLUMINATED PUSHBUTTON, 22MM, ROUND, METAL, SHINY, GREEN, FLAT BUTTON, MOMENTARY CONTACT TYPE, | 29.69
3SU1152-0AB40-1FA0-ZY19 | ILLUMINATED PUSHBUTTON, 22MM, ROUND, METAL, SHINY, GREEN, FLAT BUTTON, MOMENTARY CONTACT TYPE, | 27.79
3SU1152-0AB40-3BA0 | ILLUMINATED PUSHBUTTON, 22MM, ROUND, METAL, SHINY, GREEN, FLAT BUTTON, MOMENTARY CONTACT TYPE, | 22.15
3SU1152-0AB40-3FA0-ZY13 | ILLUMINATED PUSHBUTTON, 22MM, ROUND, METAL, SHINY, GREEN, FLAT BUTTON, MOMENTARY CONTACT TYPE, | 30.65
3SU1152-0AB40-3FA0-ZY15 | ILLUMINATED PUSHBUTTON, 22MM, ROUND, METAL, SHINY, GREEN, FLAT BUTTON, MOMENTARY CONTACT TYPE, | 30.65
3SU1152-0AB40-3FA0-ZY19 | ILLUMINATED PUSHBUTTON, 22MM, ROUND, METAL, SHINY, GREEN, FLAT BUTTON, MOMENTARY CONTACT TYPE, | 28.73
3SU1152-0AB50-1BA0 | ILLUMINATED PUSHBUTTON, 22MM, ROUND, METAL, SHINY, BLUE, FLAT BUTTON, MOMENTARY CONTACT TYPE, | 21.67
3SU1152-0AB50-1FA0-ZY15 | ILLUMINATED PUSHBUTTON, 22MM, ROUND, METAL, SHINY, BLUE, FLAT BUTTON, MOMENTARY CONTACT TYPE, | 29.69
3SU1152-0AB50-1FA0-ZY19 | ILLUMINATED PUSHBUTTON, 22MM, ROUND, METAL, SHINY, BLUE, FLAT BUTTON, MOMENTARY CONTACT TYPE, | 27.79
3SU1152-0AB50-3BA0 | ILLUMINATED PUSHBUTTON, 22MM, ROUND, METAL, SHINY, BLUE, FLAT BUTTON, MOMENTARY CONTACT TYPE, | 22.15
3SU1152-0AB50-3BA0-ZX90 | ILLUMINATED PUSHBUTTON, 22MM, ROUND, METAL, SHINY, BLUE, FLAT BUTTON, MOMENTARY CONTACT TYPE, | 24.12
3SU1152-0AB50-3FA0-ZY19 | ILLUMINATED PUSHBUTTON, 22MM, ROUND, METAL, SHINY, BLUE, FLAT BUTTON, MOMENTARY CONTACT TYPE, | 28.73
3SU1152-0AB60-1BA0 | ILLUMINATED PUSHBUTTON, 22MM, ROUND, METAL, SHINY, WHITE, FLAT BUTTON, MOMENTARY CONTACT TYPE, | 21.67
3SU1152-0AB60-1BA0-ZX90 | ILLUMINATED PUSHBUTTON, 22MM, ROUND, METAL, SHINY, WHITE, FLAT BUTTON, MOMENTARY CONTACT TYPE, | 23.61
3SU1152-0AB60-1BA0-ZY10 | ILLUMINATED PUSHBUTTON, 22MM, ROUND, METAL, SHINY, WHITE, FLAT BUTTON, MOMENTARY CONTACT TYPE, | 26.77
3SU1150-4BF01-3PA0 | RONIS KEY-OPERATED SWITCH, 22MM, ROUND, METAL, SHINY, LOCK NO. SB30, WITH 2 KEYS, 2 SWITCH POSI | 36.61
3SU1150-4BF11-1BA0 | RONIS KEY-OPERATED SWITCH, 22MM, ROUND, METAL, SHINY, LOCK NO. SB30, WITH 2 KEYS, 2 SWITCH POSI | 32.24
3SU1150-4BF11-1BA0-ZY15 | RONIS KEY-OPERATED SWITCH, 22MM, ROUND, METAL, SHINY, LOCK NO. SB30, WITH 2 KEYS, 2 SWITCH POSI | 38.3
3SU1150-4BF11-1FA0 | RONIS KEY-OPERATED SWITCH, 22MM, ROUND, METAL, SHINY, LOCK NO. SB30, WITH 2 KEYS, 2 SWITCH POSI | 34.94
3SU1150-4BF11-1FA0-ZY15 | RONIS KEY-OPERATED SWITCH, 22MM, ROUND, METAL, SHINY, LOCK NO. SB30, WITH 2 KEYS, 2 SWITCH POSI | 41.21
3SU1150-4BF11-3BA0 | RONIS KEY-OPERATED SWITCH, 22MM, ROUND, METAL, SHINY, LOCK NO. SB30, WITH 2 KEYS, 2 SWITCH POSI | 32.36
3SU1150-4BF11-3BA0-ZY15 | RONIS KEY-OPERATED SWITCH, 22MM, ROUND, METAL, SHINY, LOCK NO. SB30, WITH 2 KEYS, 2 SWITCH POSI | 38.43
3SU1150-4BF11-3FA0 | RONIS KEY-OPERATED SWITCH, 22MM, ROUND, METAL, SHINY, LOCK NO. SB30, WITH 2 KEYS, 2 SWITCH POSI | 35.44
3SU1150-4BF11-3FA0-ZY12 | RONIS KEY-OPERATED SWITCH, 22MM, ROUND, METAL, SHINY, LOCK NO. SB30, WITH 2 KEYS, 2 SWITCH POSI | 41.78
3SU1150-4BF11-3FA0-ZY15 | RONIS KEY-OPERATED SWITCH, 22MM, ROUND, METAL, SHINY, LOCK NO. SB30, WITH 2 KEYS, 2 SWITCH POSI | 41.78
3SU1152-0AB00-1BA0-ZY13 | ILLUMINATED PUSHBUTTON, 22MM, ROUND, METAL, SHINY, AMBER, FLAT BUTTON, MOMENTARY CONTACT TYPE, | 26.77
3SU1152-0AB00-1BA0-ZY19 | ILLUMINATED PUSHBUTTON, 22MM, ROUND, METAL, SHINY, AMBER, FLAT BUTTON, MOMENTARY CONTACT TYPE, | 24.88
3SU1152-0AB00-1FA0-ZY15 | ILLUMINATED PUSHBUTTON, 22MM, ROUND, METAL, SHINY, AMBER, FLAT BUTTON, MOMENTARY CONTACT TYPE, | 29.69
3SU1152-0AB20-1CA0 | ILLUMINATED PUSHBUTTON, 22MM, ROUND, METAL, SHINY, RED, FLAT BUTTON, MOMENTARY CONTACT TYPE, W | 21.67
3SU1152-0AB20-1CA0-ZY13 | ILLUMINATED PUSHBUTTON, 22MM, ROUND, METAL, SHINY, RED, FLAT BUTTON, MOMENTARY CONTACT TYPE, W | 26.77
3SU1152-0AB20-1CA0-ZY19 | ILLUMINATED PUSHBUTTON, 22MM, ROUND, METAL, SHINY, RED, FLAT BUTTON, MOMENTARY CONTACT TYPE, W | 24.88
3SU1152-0AB20-1FA0-ZX90 | ILLUMINATED PUSHBUTTON, 22MM, ROUND, METAL, SHINY, RED, FLAT BUTTON, MOMENTARY CONTACT TYPE, W | 26.53
3SU1152-0AB20-1FA0-ZY15 | ILLUMINATED PUSHBUTTON, 22MM, ROUND, METAL, SHINY, RED, FLAT BUTTON, MOMENTARY CONTACT TYPE, W | 29.69
3SU1152-0AB20-3CA0 | ILLUMINATED PUSHBUTTON, 22MM, ROUND, METAL, SHINY, RED, FLAT BUTTON, MOMENTARY CONTACT TYPE, W | 22.15
3SU1152-0AB20-3CA0-ZY19 | ILLUMINATED PUSHBUTTON, 22MM, ROUND, METAL, SHINY, RED, FLAT BUTTON, MOMENTARY CONTACT TYPE, W | 25.38
3SU1152-0AB20-3FA0-ZX90 | ILLUMINATED PUSHBUTTON, 22MM, ROUND, METAL, SHINY, RED, FLAT BUTTON, MOMENTARY CONTACT TYPE, W | 27.47
3SU1152-0AB20-3FA0-ZY15 | ILLUMINATED PUSHBUTTON, 22MM, ROUND, METAL, SHINY, RED, FLAT BUTTON, MOMENTARY CONTACT TYPE, W | 30.65
3SU1152-0AB30-1BA0 | ILLUMINATED PUSHBUTTON, 22MM, ROUND, METAL, SHINY, YELLOW, FLAT BUTTON, MOMENTARY CONTACT TYPE, | 21.67
3SU1152-0AB30-1BA0-ZY10 | ILLUMINATED PUSHBUTTON, 22MM, ROUND, METAL, SHINY, YELLOW, FLAT BUTTON, MOMENTARY CONTACT TYPE, | 26.77
3SU1152-0AB30-1BA0-ZY19 | ILLUMINATED PUSHBUTTON, 22MM, ROUND, METAL, SHINY, YELLOW, FLAT BUTTON, MOMENTARY CONTACT TYPE, | 24.88
3SU1152-0AB30-1FA0-ZX90 | ILLUMINATED PUSHBUTTON, 22MM, ROUND, METAL, SHINY, YELLOW, FLAT BUTTON, MOMENTARY CONTACT TYPE, | 26.53
3SU1152-0AB30-3BA0 | ILLUMINATED PUSHBUTTON, 22MM, ROUND, METAL, SHINY, YELLOW, FLAT BUTTON, MOMENTARY CONTACT TYPE, | 22.15
3SU1152-0AB30-3BA0-ZY10 | ILLUMINATED PUSHBUTTON, 22MM, ROUND, METAL, SHINY, YELLOW, FLAT BUTTON, MOMENTARY CONTACT TYPE, | 27.28
3SU1152-0AB30-3BA0-ZY19 | ILLUMINATED PUSHBUTTON, 22MM, ROUND, METAL, SHINY, YELLOW, FLAT BUTTON, MOMENTARY CONTACT TYPE, | 25.38
3SU1152-0AB00-1FA0-ZY13 | ILLUMINATED PUSHBUTTON, 22MM, ROUND, METAL, SHINY, AMBER, FLAT BUTTON, MOMENTARY CONTACT TYPE, | 29.69
3SU1152-0AB00-1FA0-ZY19 | ILLUMINATED PUSHBUTTON, 22MM, ROUND, METAL, SHINY, AMBER, FLAT BUTTON, MOMENTARY CONTACT TYPE, | 27.79
3SU1152-0AB20-1CA0-ZY15 | ILLUMINATED PUSHBUTTON, 22MM, ROUND, METAL, SHINY, RED, FLAT BUTTON, MOMENTARY CONTACT TYPE, W | 26.77
3SU1152-0AB20-1FA0 | ILLUMINATED PUSHBUTTON, 22MM, ROUND, METAL, SHINY, RED, FLAT BUTTON, MOMENTARY CONTACT TYPE, W | 24.33
3SU1152-0AB20-1FA0-ZY19 | ILLUMINATED PUSHBUTTON, 22MM, ROUND, METAL, SHINY, RED, FLAT BUTTON, MOMENTARY CONTACT TYPE, W | 27.79
3SU1152-0AB20-3CA0-ZX90 | ILLUMINATED PUSHBUTTON, 22MM, ROUND, METAL, SHINY, RED, FLAT BUTTON, MOMENTARY CONTACT TYPE, W | 24.12
3SU1152-0AB20-3CA0-ZY15 | ILLUMINATED PUSHBUTTON, 22MM, ROUND, METAL, SHINY, RED, FLAT BUTTON, MOMENTARY CONTACT TYPE, W | 27.28
3SU1152-0AB20-3FA0 | ILLUMINATED PUSHBUTTON, 22MM, ROUND, METAL, SHINY, RED, FLAT BUTTON, MOMENTARY CONTACT TYPE, W | 25.22
3SU1152-0AB20-3FA0-ZY19 | ILLUMINATED PUSHBUTTON, 22MM, ROUND, METAL, SHINY, RED, FLAT BUTTON, MOMENTARY CONTACT TYPE, W | 28.73
3SU1152-0AB30-1BA0-ZX90 | ILLUMINATED PUSHBUTTON, 22MM, ROUND, METAL, SHINY, YELLOW, FLAT BUTTON, MOMENTARY CONTACT TYPE, | 23.61
3SU1152-0AB30-1FA0 | ILLUMINATED PUSHBUTTON, 22MM, ROUND, METAL, SHINY, YELLOW, FLAT BUTTON, MOMENTARY CONTACT TYPE, | 24.33
3SU1152-0AB30-1FA0-ZY10 | ILLUMINATED PUSHBUTTON, 22MM, ROUND, METAL, SHINY, YELLOW, FLAT BUTTON, MOMENTARY CONTACT TYPE, | 29.69
3SU1152-0AB30-1FA0-ZY19 | ILLUMINATED PUSHBUTTON, 22MM, ROUND, METAL, SHINY, YELLOW, FLAT BUTTON, MOMENTARY CONTACT TYPE, | 27.79
3SU1152-0AB30-3BA0-ZX90 | ILLUMINATED PUSHBUTTON, 22MM, ROUND, METAL, SHINY, YELLOW, FLAT BUTTON, MOMENTARY CONTACT TYPE, | 24.12
3SU1152-0AB30-3FA0 | ILLUMINATED PUSHBUTTON, 22MM, ROUND, METAL, SHINY, YELLOW, FLAT BUTTON, MOMENTARY CONTACT TYPE, | 25.22
3SU1152-0AB30-3FA0-ZY10 | ILLUMINATED PUSHBUTTON, 22MM, ROUND, METAL, SHINY, YELLOW, FLAT BUTTON, MOMENTARY CONTACT TYPE, | 30.65
3SU1152-0AB40-1BA0-ZX90 | ILLUMINATED PUSHBUTTON, 22MM, ROUND, METAL, SHINY, GREEN, FLAT BUTTON, MOMENTARY CONTACT TYPE, | 23.61
3SU1152-0AB40-1BA0-ZY11 | ILLUMINATED PUSHBUTTON, 22MM, ROUND, METAL, SHINY, GREEN, FLAT BUTTON, MOMENTARY CONTACT TYPE, | 26.77
3SU1152-0AB40-1FA0 | ILLUMINATED PUSHBUTTON, 22MM, ROUND, METAL, SHINY, GREEN, FLAT BUTTON, MOMENTARY CONTACT TYPE, | 24.33
3SU1152-0AB40-1FA0-ZY10 | ILLUMINATED PUSHBUTTON, 22MM, ROUND, METAL, SHINY, GREEN, FLAT BUTTON, MOMENTARY CONTACT TYPE, | 29.69
3SU1152-0AB40-3BA0-ZX90 | ILLUMINATED PUSHBUTTON, 22MM, ROUND, METAL, SHINY, GREEN, FLAT BUTTON, MOMENTARY CONTACT TYPE, | 24.12
3SU1152-0AB40-3BA0-ZY11 | ILLUMINATED PUSHBUTTON, 22MM, ROUND, METAL, SHINY, GREEN, FLAT BUTTON, MOMENTARY CONTACT TYPE, | 27.28
3SU1152-0AB40-3FA0-ZY10 | ILLUMINATED PUSHBUTTON, 22MM, ROUND, METAL, SHINY, GREEN, FLAT BUTTON, MOMENTARY CONTACT TYPE, | 30.65
3SU1152-0AB40-3FA0-ZY12 | ILLUMINATED PUSHBUTTON, 22MM, ROUND, METAL, SHINY, GREEN, FLAT BUTTON, MOMENTARY CONTACT TYPE, | 30.65
3SU1152-0AB50-1BA0-ZX90 | ILLUMINATED PUSHBUTTON, 22MM, ROUND, METAL, SHINY, BLUE, FLAT BUTTON, MOMENTARY CONTACT TYPE, | 23.61
3SU1152-0AB50-1BA0-ZY11 | ILLUMINATED PUSHBUTTON, 22MM, ROUND, METAL, SHINY, BLUE, FLAT BUTTON, MOMENTARY CONTACT TYPE, | 26.77
3SU1152-0AB50-1FA0-ZY10 | ILLUMINATED PUSHBUTTON, 22MM, ROUND, METAL, SHINY, BLUE, FLAT BUTTON, MOMENTARY CONTACT TYPE, | 29.69
3SU1152-0AB50-1FA0-ZY12 | ILLUMINATED PUSHBUTTON, 22MM, ROUND, METAL, SHINY, BLUE, FLAT BUTTON, MOMENTARY CONTACT TYPE, | 29.69
3SU1152-0AB50-3BA0-ZY11 | ILLUMINATED PUSHBUTTON, 22MM, ROUND, METAL, SHINY, BLUE, FLAT BUTTON, MOMENTARY CONTACT TYPE, | 27.28
3SU1150-4BF11-1BA0-ZY10 | RONIS KEY-OPERATED SWITCH, 22MM, ROUND, METAL, SHINY, LOCK NO. SB30, WITH 2 KEYS, 2 SWITCH POSI | 38.3
3SU1150-4BF11-1BA0-ZY11 | RONIS KEY-OPERATED SWITCH, 22MM, ROUND, METAL, SHINY, LOCK NO. SB30, WITH 2 KEYS, 2 SWITCH POSI | 38.3
3SU1150-4BF11-1BA0-ZY12 | RONIS KEY-OPERATED SWITCH, 22MM, ROUND, METAL, SHINY, LOCK NO. SB30, WITH 2 KEYS, 2 SWITCH POSI | 38.3
3SU1150-4BF11-3BA0-ZY10 | RONIS KEY-OPERATED SWITCH, 22MM, ROUND, METAL, SHINY, LOCK NO. SB30, WITH 2 KEYS, 2 SWITCH POSI | 38.43
3SU1150-4BF11-3BA0-ZY11 | RONIS KEY-OPERATED SWITCH, 22MM, ROUND, METAL, SHINY, LOCK NO. SB30, WITH 2 KEYS, 2 SWITCH POSI | 38.43
3SU1150-4BF11-3BA0-ZY12 | RONIS KEY-OPERATED SWITCH, 22MM, ROUND, METAL, SHINY, LOCK NO. SB30, WITH 2 KEYS, 2 SWITCH POSI | 38.43
3SU1152-0AB00-1BA0 | ILLUMINATED PUSHBUTTON, 22MM, ROUND, METAL, SHINY, AMBER, FLAT BUTTON, MOMENTARY CONTACT TYPE, | 21.67
3SU1152-0AB00-1BA0-ZX90 | ILLUMINATED PUSHBUTTON, 22MM, ROUND, METAL, SHINY, AMBER, FLAT BUTTON, MOMENTARY CONTACT TYPE, | 23.61
3SU1152-0AB00-1BA0-ZY10 | ILLUMINATED PUSHBUTTON, 22MM, ROUND, METAL, SHINY, AMBER, FLAT BUTTON, MOMENTARY CONTACT TYPE, | 26.77
3SU1152-0AB00-1BA0-ZY11 | ILLUMINATED PUSHBUTTON, 22MM, ROUND, METAL, SHINY, AMBER, FLAT BUTTON, MOMENTARY CONTACT TYPE, | 26.77
3SU1152-0AB00-1BA0-ZY12 | ILLUMINATED PUSHBUTTON, 22MM, ROUND, METAL, SHINY, AMBER, FLAT BUTTON, MOMENTARY CONTACT TYPE, | 26.77
3SU1152-0AB20-1CA0-ZX90 | ILLUMINATED PUSHBUTTON, 22MM, ROUND, METAL, SHINY, RED, FLAT BUTTON, MOMENTARY CONTACT TYPE, W | 23.61
3SU1152-0AB20-1CA0-ZY10 | ILLUMINATED PUSHBUTTON, 22MM, ROUND, METAL, SHINY, RED, FLAT BUTTON, MOMENTARY CONTACT TYPE, W | 26.77
3SU1152-0AB20-1CA0-ZY11 | ILLUMINATED PUSHBUTTON, 22MM, ROUND, METAL, SHINY, RED, FLAT BUTTON, MOMENTARY CONTACT TYPE, W | 26.77
3SU1152-0AB20-1CA0-ZY12 | ILLUMINATED PUSHBUTTON, 22MM, ROUND, METAL, SHINY, RED, FLAT BUTTON, MOMENTARY CONTACT TYPE, W | 26.77
3SU1152-0AB20-3CA0-ZY10 | ILLUMINATED PUSHBUTTON, 22MM, ROUND, METAL, SHINY, RED, FLAT BUTTON, MOMENTARY CONTACT TYPE, W | 27.28
3SU1152-0AB20-3CA0-ZY11 | ILLUMINATED PUSHBUTTON, 22MM, ROUND, METAL, SHINY, RED, FLAT BUTTON, MOMENTARY CONTACT TYPE, W | 27.28
3SU1152-0AB20-3CA0-ZY12 | ILLUMINATED PUSHBUTTON, 22MM, ROUND, METAL, SHINY, RED, FLAT BUTTON, MOMENTARY CONTACT TYPE, W | 27.28
3SU1152-0AB20-3CA0-ZY13 | ILLUMINATED PUSHBUTTON, 22MM, ROUND, METAL, SHINY, RED, FLAT BUTTON, MOMENTARY CONTACT TYPE, W | 27.28
3SU1152-0AB30-1BA0-ZY11 | ILLUMINATED PUSHBUTTON, 22MM, ROUND, METAL, SHINY, YELLOW, FLAT BUTTON, MOMENTARY CONTACT TYPE, | 26.77
3SU1152-0AB30-1BA0-ZY12 | ILLUMINATED PUSHBUTTON, 22MM, ROUND, METAL, SHINY, YELLOW, FLAT BUTTON, MOMENTARY CONTACT TYPE, | 26.77
3SU1152-0AB30-1BA0-ZY13 | ILLUMINATED PUSHBUTTON, 22MM, ROUND, METAL, SHINY, YELLOW, FLAT BUTTON, MOMENTARY CONTACT TYPE, | 26.77
3SU1152-0AB30-1BA0-ZY15 | ILLUMINATED PUSHBUTTON, 22MM, ROUND, METAL, SHINY, YELLOW, FLAT BUTTON, MOMENTARY CONTACT TYPE, | 26.77
3SU1152-0AB30-3BA0-ZY11 | ILLUMINATED PUSHBUTTON, 22MM, ROUND, METAL, SHINY, YELLOW, FLAT BUTTON, MOMENTARY CONTACT TYPE, | 27.28
3SU1152-0AB30-3BA0-ZY12 | ILLUMINATED PUSHBUTTON, 22MM, ROUND, METAL, SHINY, YELLOW, FLAT BUTTON, MOMENTARY CONTACT TYPE, | 27.28
3SU1152-0AB30-3BA0-ZY13 | ILLUMINATED PUSHBUTTON, 22MM, ROUND, METAL, SHINY, YELLOW, FLAT BUTTON, MOMENTARY CONTACT TYPE, | 27.28
3SU1152-0AB30-3BA0-ZY15 | ILLUMINATED PUSHBUTTON, 22MM, ROUND, METAL, SHINY, YELLOW, FLAT BUTTON, MOMENTARY CONTACT TYPE, | 27.28
3SU1152-0AB40-1BA0-ZY12 | ILLUMINATED PUSHBUTTON, 22MM, ROUND, METAL, SHINY, GREEN, FLAT BUTTON, MOMENTARY CONTACT TYPE, | 26.77
3SU1152-0AB40-1BA0-ZY13 | ILLUMINATED PUSHBUTTON, 22MM, ROUND, METAL, SHINY, GREEN, FLAT BUTTON, MOMENTARY CONTACT TYPE, | 26.77
3SU1152-0AB30-3FA0-ZX90 | ILLUMINATED PUSHBUTTON, 22MM, ROUND, METAL, SHINY, YELLOW, FLAT BUTTON, MOMENTARY CONTACT TYPE, | 27.47
3SU1152-0AB30-3FA0-ZY11 | ILLUMINATED PUSHBUTTON, 22MM, ROUND, METAL, SHINY, YELLOW, FLAT BUTTON, MOMENTARY CONTACT TYPE, | 30.65
3SU1152-0AB40-1BA0 | ILLUMINATED PUSHBUTTON, 22MM, ROUND, METAL, SHINY, GREEN, FLAT BUTTON, MOMENTARY CONTACT TYPE, | 21.67
3SU1152-0AB40-1BA0-ZY10 | ILLUMINATED PUSHBUTTON, 22MM, ROUND, METAL, SHINY, GREEN, FLAT BUTTON, MOMENTARY CONTACT TYPE, | 26.77
3SU1152-0AB40-1FA0-ZX90 | ILLUMINATED PUSHBUTTON, 22MM, ROUND, METAL, SHINY, GREEN, FLAT BUTTON, MOMENTARY CONTACT TYPE, | 26.53
3SU1152-0AB40-1FA0-ZY11 | ILLUMINATED PUSHBUTTON, 22MM, ROUND, METAL, SHINY, GREEN, FLAT BUTTON, MOMENTARY CONTACT TYPE, | 29.69
3SU1152-0AB40-3BA0-ZY10 | ILLUMINATED PUSHBUTTON, 22MM, ROUND, METAL, SHINY, GREEN, FLAT BUTTON, MOMENTARY CONTACT TYPE, | 27.28
3SU1152-0AB40-3BA0-ZY12 | ILLUMINATED PUSHBUTTON, 22MM, ROUND, METAL, SHINY, GREEN, FLAT BUTTON, MOMENTARY CONTACT TYPE, | 27.28
3SU1152-0AB40-3FA0-ZX90 | ILLUMINATED PUSHBUTTON, 22MM, ROUND, METAL, SHINY, GREEN, FLAT BUTTON, MOMENTARY CONTACT TYPE, | 27.47
3SU1152-0AB40-3FA0-ZY11 | ILLUMINATED PUSHBUTTON, 22MM, ROUND, METAL, SHINY, GREEN, FLAT BUTTON, MOMENTARY CONTACT TYPE, | 30.65
3SU1152-0AB50-1BA0-ZY10 | ILLUMINATED PUSHBUTTON, 22MM, ROUND, METAL, SHINY, BLUE, FLAT BUTTON, MOMENTARY CONTACT TYPE, | 26.77
3SU1152-0AB50-1BA0-ZY12 | ILLUMINATED PUSHBUTTON, 22MM, ROUND, METAL, SHINY, BLUE, FLAT BUTTON, MOMENTARY CONTACT TYPE, | 26.77
3SU1152-0AB50-1FA0-ZY11 | ILLUMINATED PUSHBUTTON, 22MM, ROUND, METAL, SHINY, BLUE, FLAT BUTTON, MOMENTARY CONTACT TYPE, | 29.69
3SU1152-0AB50-1FA0-ZY13 | ILLUMINATED PUSHBUTTON, 22MM, ROUND, METAL, SHINY, BLUE, FLAT BUTTON, MOMENTARY CONTACT TYPE, | 29.69
3SU1152-0AB50-3BA0-ZY10 | ILLUMINATED PUSHBUTTON, 22MM, ROUND, METAL, SHINY, BLUE, FLAT BUTTON, MOMENTARY CONTACT TYPE, | 27.28
3SU1152-0AB50-3BA0-ZY12 | ILLUMINATED PUSHBUTTON, 22MM, ROUND, METAL, SHINY, BLUE, FLAT BUTTON, MOMENTARY CONTACT TYPE, | 27.28
3SU1152-0AB50-3FA0-ZY11 | ILLUMINATED PUSHBUTTON, 22MM, ROUND, METAL, SHINY, BLUE, FLAT BUTTON, MOMENTARY CONTACT TYPE, | 30.65
3SU1152-0AB50-3FA0-ZY13 | ILLUMINATED PUSHBUTTON, 22MM, ROUND, METAL, SHINY, BLUE, FLAT BUTTON, MOMENTARY CONTACT TYPE, | 30.65
3SU1152-0AB60-1BA0-ZY12 | ILLUMINATED PUSHBUTTON, 22MM, ROUND, METAL, SHINY, WHITE, FLAT BUTTON, MOMENTARY CONTACT TYPE, | 26.77
3SU1152-0AB60-1BA0-ZY15 | ILLUMINATED PUSHBUTTON, 22MM, ROUND, METAL, SHINY, WHITE, FLAT BUTTON, MOMENTARY CONTACT TYPE, | 26.77
3SU1152-0AB60-1FA0-ZY11 | ILLUMINATED PUSHBUTTON, 22MM, ROUND, METAL, SHINY, WHITE, FLAT BUTTON, MOMENTARY CONTACT TYPE, | 29.69
3SU1152-0AB60-1FA0-ZY13 | ILLUMINATED PUSHBUTTON, 22MM, ROUND, METAL, SHINY, WHITE, FLAT BUTTON, MOMENTARY CONTACT TYPE, | 29.69
3SU1152-0AB60-3BA0-ZY12 | ILLUMINATED PUSHBUTTON, 22MM, ROUND, METAL, SHINY, WHITE, FLAT BUTTON, MOMENTARY CONTACT TYPE, | 27.28
3SU1152-0AB60-3BA0-ZY15 | ILLUMINATED PUSHBUTTON, 22MM, ROUND, METAL, SHINY, WHITE, FLAT BUTTON, MOMENTARY CONTACT TYPE, | 27.28
3SU1152-0AB60-3FA0-ZY13 | ILLUMINATED PUSHBUTTON, 22MM, ROUND, METAL, SHINY, WHITE, FLAT BUTTON, MOMENTARY CONTACT TYPE, | 30.65
3SU1152-0AB60-3FA0-ZY19 | ILLUMINATED PUSHBUTTON, 22MM, ROUND, METAL, SHINY, WHITE, FLAT BUTTON, MOMENTARY CONTACT TYPE, | 28.73
3SU1152-0AB70-1BA0-ZY12 | ILLUMINATED PUSHBUTTON, 22MM, ROUND, METAL, SHINY, CLEAR, FLAT BUTTON, MOMENTARY CONTACT TYPE, | 26.77
3SU1152-0AB70-1BA0-ZY15 | ILLUMINATED PUSHBUTTON, 22MM, ROUND, METAL, SHINY, CLEAR, FLAT BUTTON, MOMENTARY CONTACT TYPE, | 26.77
3SU1152-0AB70-1FA0-ZY13 | ILLUMINATED PUSHBUTTON, 22MM, ROUND, METAL, SHINY, CLEAR, FLAT BUTTON, MOMENTARY CONTACT TYPE, | 29.69
3SU1152-0AB50-3BA0-ZY13 | ILLUMINATED PUSHBUTTON, 22MM, ROUND, METAL, SHINY, BLUE, FLAT BUTTON, MOMENTARY CONTACT TYPE, | 27.28
3SU1152-0AB50-3FA0-ZY10 | ILLUMINATED PUSHBUTTON, 22MM, ROUND, METAL, SHINY, BLUE, FLAT BUTTON, MOMENTARY CONTACT TYPE, | 30.65
3SU1152-0AB50-3FA0-ZY12 | ILLUMINATED PUSHBUTTON, 22MM, ROUND, METAL, SHINY, BLUE, FLAT BUTTON, MOMENTARY CONTACT TYPE, | 30.65
3SU1152-0AB50-3FA0-ZY15 | ILLUMINATED PUSHBUTTON, 22MM, ROUND, METAL, SHINY, BLUE, FLAT BUTTON, MOMENTARY CONTACT TYPE, | 30.65
3SU1152-0AB60-1BA0-ZY11 | ILLUMINATED PUSHBUTTON, 22MM, ROUND, METAL, SHINY, WHITE, FLAT BUTTON, MOMENTARY CONTACT TYPE, | 26.77
3SU1152-0AB60-1BA0-ZY13 | ILLUMINATED PUSHBUTTON, 22MM, ROUND, METAL, SHINY, WHITE, FLAT BUTTON, MOMENTARY CONTACT TYPE, | 26.77
3SU1152-0AB60-1FA0-ZY12 | ILLUMINATED PUSHBUTTON, 22MM, ROUND, METAL, SHINY, WHITE, FLAT BUTTON, MOMENTARY CONTACT TYPE, | 29.69
3SU1152-0AB60-1FA0-ZY15 | ILLUMINATED PUSHBUTTON, 22MM, ROUND, METAL, SHINY, WHITE, FLAT BUTTON, MOMENTARY CONTACT TYPE, | 29.69
3SU1152-0AB60-3BA0-ZY11 | ILLUMINATED PUSHBUTTON, 22MM, ROUND, METAL, SHINY, WHITE, FLAT BUTTON, MOMENTARY CONTACT TYPE, | 27.28
3SU1152-0AB60-3BA0-ZY13 | ILLUMINATED PUSHBUTTON, 22MM, ROUND, METAL, SHINY, WHITE, FLAT BUTTON, MOMENTARY CONTACT TYPE, | 27.28
3SU1152-0AB60-3BA0-ZY19 | ILLUMINATED PUSHBUTTON, 22MM, ROUND, METAL, SHINY, WHITE, FLAT BUTTON, MOMENTARY CONTACT TYPE, | 25.38
3SU1152-0AB60-3FA0-ZY12 | ILLUMINATED PUSHBUTTON, 22MM, ROUND, METAL, SHINY, WHITE, FLAT BUTTON, MOMENTARY CONTACT TYPE, | 30.65
3SU1152-0AB60-3FA0-ZY15 | ILLUMINATED PUSHBUTTON, 22MM, ROUND, METAL, SHINY, WHITE, FLAT BUTTON, MOMENTARY CONTACT TYPE, | 30.65
3SU1152-0AB70-1BA0-ZY13 | ILLUMINATED PUSHBUTTON, 22MM, ROUND, METAL, SHINY, CLEAR, FLAT BUTTON, MOMENTARY CONTACT TYPE, | 26.77
3SU1152-0AB70-1BA0-ZY19 | ILLUMINATED PUSHBUTTON, 22MM, ROUND, METAL, SHINY, CLEAR, FLAT BUTTON, MOMENTARY CONTACT TYPE, | 24.88
3SU1152-0AB70-1FA0-ZY12 | ILLUMINATED PUSHBUTTON, 22MM, ROUND, METAL, SHINY, CLEAR, FLAT BUTTON, MOMENTARY CONTACT TYPE, | 29.69
3SU1152-0AB70-1FA0-ZY15 | ILLUMINATED PUSHBUTTON, 22MM, ROUND, METAL, SHINY, CLEAR, FLAT BUTTON, MOMENTARY CONTACT TYPE, | 29.69
5TD5500-2KK | CORAL, IRIS, MEGA PILOT LIGHT INCLUDING LAMP WITH SPARE METALLIC GRID WITH CLAWS | 40.73
5TD5501-2KK | IRIS,MEGA, DOUBLE PUSH BUTTON WITH METALLIC GRID 10A 250V AC CLAWS | 27.54
3SU1400-1AA10-1DA0-ZX90 | CONTACT MODULE WITH 2 CONTACT ELEMENTS, 2NO, SCREW TERMINAL, FOR FRONT PLATE MOUNTING, Z = 150X | 10.39
3SU1400-1AA10-1HA0 | CONTACT MODULE WITH 1 CONTACT ELEMENT, 1NC, INSTALLATION MONITORING CONT., SCREW TERMINAL, FOR | 10.23
3SU1400-1AA10-3BA0 | CONTACT MODULE WITH 1 CONTACT ELEMENT, 1NO, SPRING-TYPE TERMINAL, FOR FRONT PLATE MOUNTING | 4.33
3SU1400-1AA10-3EA0-ZX90 | CONTACT MODULE WITH 2 CONTACT ELEMENTS, 2NC, SPRING-TYPE TERMINAL, FOR FRONT PLATE MOUNTING, Z | 10.76
3SU1400-1AA10-3FA0-ZX90 | CONTACT MODULE WITH 2 CONTACT ELEMENTS, 1NO+1NC, SPRING-TYPE TERMINAL, FOR FRONT PLATE MOUNTING, | 8.1
3SU1400-1EA10-2AA0 | AS-INTERFACE MODULE, 2 SAFE INPUTS, BLACK, 4-POLE CONNECTOR WITH SCREW TERMINAL AND 4-POLE CONN | 236.57
3SU1400-1EC10-2AA0 | AS-INTERFACE MODULE, 2 SAFE INPUTS, 1 OUTPUT, BLACK, 4-POLE CONNECTOR WITH SCREW TERMINAL, 2-POL | 247.57
3SU1400-2AA10-1BA0 | CONTACT MODULE WITH 1 CONTACT ELEMENT, 1NO, SCREW TERMINAL, FOR BASE MOUNTING | 5.15
3SU1400-2AA10-1CA0 | CONTACT MODULE WITH 1 CONTACT ELEMENT, 1NC, SCREW TERMINAL, FOR BASE MOUNTING | 5.15
3SU1400-2EA10-6AA0 | AS-INTERFACE MODULE, 2 SAFE INPUTS, BLACK, PUSH-IN + PLUG FOR INPUT/OUTPUT, FOR BASE MOUNTING | 104.61
3SU1400-2EK10-6AA0 | AS-INTERFACE MODULE, 4 INPUTS AND 4 OUTPUTS, BLACK, PUSH-IN + PLUG FOR INPUT/OUTPUT, FOR FLOOR | 152.26
3SU1152-0AB60-1FA0-ZY19 | ILLUMINATED PUSHBUTTON, 22MM, ROUND, METAL, SHINY, WHITE, FLAT BUTTON, MOMENTARY CONTACT TYPE, | 27.79
3SU1152-0AB60-3BA0 | ILLUMINATED PUSHBUTTON, 22MM, ROUND, METAL, SHINY, WHITE, FLAT BUTTON, MOMENTARY CONTACT TYPE, | 22.15
3SU1152-0AB60-3BA0-ZX90 | ILLUMINATED PUSHBUTTON, 22MM, ROUND, METAL, SHINY, WHITE, FLAT BUTTON, MOMENTARY CONTACT TYPE, | 24.12
3SU1152-0AB60-3BA0-ZY10 | ILLUMINATED PUSHBUTTON, 22MM, ROUND, METAL, SHINY, WHITE, FLAT BUTTON, MOMENTARY CONTACT TYPE, | 27.28
3SU1152-0AB70-1BA0 | ILLUMINATED PUSHBUTTON, 22MM, ROUND, METAL, SHINY, CLEAR, FLAT BUTTON, MOMENTARY CONTACT TYPE, | 21.67
3SU1152-0AB70-1BA0-ZX90 | ILLUMINATED PUSHBUTTON, 22MM, ROUND, METAL, SHINY, CLEAR, FLAT BUTTON, MOMENTARY CONTACT TYPE, | 23.61
3SU1152-0AB70-1BA0-ZY10 | ILLUMINATED PUSHBUTTON, 22MM, ROUND, METAL, SHINY, CLEAR, FLAT BUTTON, MOMENTARY CONTACT TYPE, | 26.77
3SU1152-0AB70-1BA0-ZY11 | ILLUMINATED PUSHBUTTON, 22MM, ROUND, METAL, SHINY, CLEAR, FLAT BUTTON, MOMENTARY CONTACT TYPE, | 26.77
5TD5500-5KK | IRIS,MEGA DOUBLE PUSH BUTTON WITH METALLIC GRID 10A 250V AC CLAWS | 31.23
5TD5500-6KK | IRIS,MEGA PUSH BUTTON WITH METALLIC GRID 10A 250V AC CLAWS | 19.72
5TD5500-8KK | IRIS,MEGA PUSH BUTTON WITH METALLIC GRID 10A 250V AC WITHOUT CLAWS | 17.73
5TD5501-0KK | IRIS,MEGA,CORAL DOUBLE PUSH BUTTON FOR BLINDS WITH ELECTRICAL INTERLOCKING DEVICE WITH SPARE MET | 41.25
3SU1400-1AA10-3BA0-ZX90 | CONTACT MODULE WITH 1 CONTACT ELEMENT, 1NO, SPRING-TYPE TERMINAL, FOR FRONT PLATE MOUNTING, Z = | 4.73
3SU1400-1AA10-3CA0 | CONTACT MODULE WITH 1 CONTACT ELEMENT, 1NC, SPRING-TYPE TERMINAL, FOR FRONT PLATE MOUNTING | 4.33
3SU1400-1AA10-3CA0-ZX90 | CONTACT MODULE WITH 1 CONTACT ELEMENT, 1NC, SPRING-TYPE TERMINAL, FOR FRONT PLATE MOUNTING, Z = | 4.73
3SU1400-1AA10-3DA0 | CONTACT MODULE WITH 2 CONTACT ELEMENTS, 2NO, SPRING-TYPE TERMINAL, FOR FRONT PLATE MOUNTING | 9.9
3SU1400-1AA10-3DA0-ZX90 | CONTACT MODULE WITH 2 CONTACT ELEMENTS, 2NO, SPRING-TYPE TERMINAL, FOR FRONT PLATE MOUNTING, Z | 10.76
3SU1400-1EJ10-6AA0 | AS-INTERFACE MODULE, 4 INPUTS AND 3 OUTPUTS, BLACK, PUSH-IN + PLUG FOR INPUT/OUTPUT, FOR FRONT | 163.92
3SU1400-1EK10-6AA0 | AS-INTERFACE MODULE, 4 INPUTS AND 4 OUTPUTS, BLACK, PUSH-IN + PLUG FOR INPUT/OUTPUT, FOR FRONT | 154.05
3SU1400-1GC10-1AA0 | ELECTRONIC MODULE FOR ID KEY-OPERATED SWITCH, BLACK, OPERATING VOLTAGE 24V DC, GROUP-ID, SCREW | 135.42
3SU1400-1GD10-1AA0 | ELECTRONIC MODULE FOR ID KEY-OPERATED SWITCH, BLACK, OPERATING VOLTAGE 24V DC, IO-LINK, SCREW T | 180.19
3SU1400-2HK10-6AA0 | ELECTRONIC MODULE FOR IO-LINK, BLACK, 8 INPUTS / OUTPUTS, 6DI/2DQ, PUSH-IN, FOR FLOOR MOUNTING | 114.52
3SU1400-2HL10-6AA0 | ELECTRONIC MODULE FOR IO-LINK, BLACK, 8 INPUTS / OUTPUTS, FREELY PROGRAMMABLE, PREADJUSTEMENT | 114.52
3SU1400-2HM10-6AA0 | ELECTRONIC MODULE FOR IO-LINK, BLACK, 8 INPUTS / OUTPUTS, 4DI/4DQ, PUSH-IN, FOR FLOOR MOUNTING | 114.52
3SU1400-2HN10-6AA0 | ELECTRONIC MODULE FOR IO-LINK, BLACK, 8 INPUTS / OUTPUTS, 2DI/6DQ, PUSH-IN, FOR FLOOR MOUNTING | 114.52
3SU1401-1BB50-3AA0 | LED MODULE WITH INTEGRATED LED 24V AC/DC, BLUE, SPRING-TYPE TERMINAL, FOR FRONT PLATE MOUNTING | 7.08
3SU1401-1BB60-1AA0 | LED MODULE WITH INTEGRATED LED 24V AC/DC, WHITE, SCREW TERMINAL, FOR FRONT PLATE MOUNTING | 6.79
3SU1401-1BC60-3AA0 | LED MODULE WITH INTEGRATED LED 110V AC, WHITE, SPRING-TYPE TERMINAL, FOR FRONT PLATE MOUNTING | 12.56
3SU1401-1BF00-1AA0 | LED MODULE WITH INTEGRATED LED 230V AC, AMBER, SCREW TERMINAL, FOR FRONT PLATE MOUNTING | 11.39
3SU1401-1BF00-3AA0 | LED MODULE WITH INTEGRATED LED 230V AC, AMBER, SPRING-TYPE TERMINAL, FOR FRONT PLATE MOUNTING | 12.56
3SU1401-1BF20-1AA0 | LED MODULE WITH INTEGRATED LED 230V AC, RED, SCREW TERMINAL, FOR FRONT PLATE MOUNTING | 11.39
3SU1152-0AB40-1BA0-ZY15 | ILLUMINATED PUSHBUTTON, 22MM, ROUND, METAL, SHINY, GREEN, FLAT BUTTON, MOMENTARY CONTACT TYPE, | 26.77
3SU1152-0AB40-1BA0-ZY19 | ILLUMINATED PUSHBUTTON, 22MM, ROUND, METAL, SHINY, GREEN, FLAT BUTTON, MOMENTARY CONTACT TYPE, | 24.88
3SU1152-0AB40-3BA0-ZY13 | ILLUMINATED PUSHBUTTON, 22MM, ROUND, METAL, SHINY, GREEN, FLAT BUTTON, MOMENTARY CONTACT TYPE, | 27.28
3SU1152-0AB40-3BA0-ZY15 | ILLUMINATED PUSHBUTTON, 22MM, ROUND, METAL, SHINY, GREEN, FLAT BUTTON, MOMENTARY CONTACT TYPE, | 27.28
3SU1152-0AB40-3BA0-ZY19 | ILLUMINATED PUSHBUTTON, 22MM, ROUND, METAL, SHINY, GREEN, FLAT BUTTON, MOMENTARY CONTACT TYPE, | 25.38
3SU1152-0AB40-3FA0 | ILLUMINATED PUSHBUTTON, 22MM, ROUND, METAL, SHINY, GREEN, FLAT BUTTON, MOMENTARY CONTACT TYPE, | 25.22
3SU1152-0AB50-1BA0-ZY13 | ILLUMINATED PUSHBUTTON, 22MM, ROUND, METAL, SHINY, BLUE, FLAT BUTTON, MOMENTARY CONTACT TYPE, | 26.77
3SU1152-0AB50-1BA0-ZY15 | ILLUMINATED PUSHBUTTON, 22MM, ROUND, METAL, SHINY, BLUE, FLAT BUTTON, MOMENTARY CONTACT TYPE, | 26.77
3SU1152-0AB50-1BA0-ZY19 | ILLUMINATED PUSHBUTTON, 22MM, ROUND, METAL, SHINY, BLUE, FLAT BUTTON, MOMENTARY CONTACT TYPE, | 24.88
3SU1152-0AB50-1FA0 | ILLUMINATED PUSHBUTTON, 22MM, ROUND, METAL, SHINY, BLUE, FLAT BUTTON, MOMENTARY CONTACT TYPE, | 24.33
3SU1152-0AB50-1FA0-ZX90 | ILLUMINATED PUSHBUTTON, 22MM, ROUND, METAL, SHINY, BLUE, FLAT BUTTON, MOMENTARY CONTACT TYPE, | 26.53
3SU1152-0AB50-3BA0-ZY15 | ILLUMINATED PUSHBUTTON, 22MM, ROUND, METAL, SHINY, BLUE, FLAT BUTTON, MOMENTARY CONTACT TYPE, | 27.28
3SU1152-0AB50-3BA0-ZY19 | ILLUMINATED PUSHBUTTON, 22MM, ROUND, METAL, SHINY, BLUE, FLAT BUTTON, MOMENTARY CONTACT TYPE, | 25.38
3SU1152-0AB50-3FA0 | ILLUMINATED PUSHBUTTON, 22MM, ROUND, METAL, SHINY, BLUE, FLAT BUTTON, MOMENTARY CONTACT TYPE, | 25.22
3SU1152-0AB50-3FA0-ZX90 | ILLUMINATED PUSHBUTTON, 22MM, ROUND, METAL, SHINY, BLUE, FLAT BUTTON, MOMENTARY CONTACT TYPE, | 27.47
3SU1152-0AB60-1BA0-ZY19 | ILLUMINATED PUSHBUTTON, 22MM, ROUND, METAL, SHINY, WHITE, FLAT BUTTON, MOMENTARY CONTACT TYPE, | 24.88
3SU1152-0AB60-1FA0 | ILLUMINATED PUSHBUTTON, 22MM, ROUND, METAL, SHINY, WHITE, FLAT BUTTON, MOMENTARY CONTACT TYPE, | 24.33
3SU1152-0AB60-1FA0-ZX90 | ILLUMINATED PUSHBUTTON, 22MM, ROUND, METAL, SHINY, WHITE, FLAT BUTTON, MOMENTARY CONTACT TYPE, | 26.53
3SU1152-0AB60-1FA0-ZY10 | ILLUMINATED PUSHBUTTON, 22MM, ROUND, METAL, SHINY, WHITE, FLAT BUTTON, MOMENTARY CONTACT TYPE, | 29.69
3SU1152-0AB60-3FA0 | ILLUMINATED PUSHBUTTON, 22MM, ROUND, METAL, SHINY, WHITE, FLAT BUTTON, MOMENTARY CONTACT TYPE, | 25.22
3SU1152-0AB60-3FA0-ZX90 | ILLUMINATED PUSHBUTTON, 22MM, ROUND, METAL, SHINY, WHITE, FLAT BUTTON, MOMENTARY CONTACT TYPE, | 27.47
3SU1152-0AB60-3FA0-ZY10 | ILLUMINATED PUSHBUTTON, 22MM, ROUND, METAL, SHINY, WHITE, FLAT BUTTON, MOMENTARY CONTACT TYPE, | 30.65
3SU1152-0AB60-3FA0-ZY11 | ILLUMINATED PUSHBUTTON, 22MM, ROUND, METAL, SHINY, WHITE, FLAT BUTTON, MOMENTARY CONTACT TYPE, | 30.65
3SU1152-0AB70-1FA0 | ILLUMINATED PUSHBUTTON, 22MM, ROUND, METAL, SHINY, CLEAR, FLAT BUTTON, MOMENTARY CONTACT TYPE, | 24.33
3SU1152-0AB70-1FA0-ZX90 | ILLUMINATED PUSHBUTTON, 22MM, ROUND, METAL, SHINY, CLEAR, FLAT BUTTON, MOMENTARY CONTACT TYPE, | 26.53
3SU1152-0AB70-1FA0-ZY10 | ILLUMINATED PUSHBUTTON, 22MM, ROUND, METAL, SHINY, CLEAR, FLAT BUTTON, MOMENTARY CONTACT TYPE, | 29.69
3SU1152-0AB70-1FA0-ZY11 | ILLUMINATED PUSHBUTTON, 22MM, ROUND, METAL, SHINY, CLEAR, FLAT BUTTON, MOMENTARY CONTACT TYPE, | 29.69
3SU1400-1AA10-1EA0-ZX90 | CONTACT MODULE WITH 2 CONTACT ELEMENTS, 2NC, SCREW TERMINAL, FOR FRONT PLATE MOUNTING, Z = 150X | 10.39
3SU1400-1AA10-1FA0 | CONTACT MODULE WITH 2 CONTACT ELEMENTS, 1NO+1NC, SCREW TERMINAL, FOR FRONT PLATE MOUNTING | 6.86
3SU1401-1BG30-1AA0 | LED MODULE WITH INTEGRATED LED 6-24V AC/DC YELLOW, SCREW TERMINAL, FOR FRONT PLATE MOUNTING | 7.73
3SU1401-1BG30-3AA0 | LED MODULE WITH INTEGRATED LED 6-24V AC/DC YELLOW, SPRING-TYPE TERMINAL, FOR FRONT PLATE MOUNTIN | 8.2
3SU1401-1BG40-1AA0 | LED MODULE WITH INTEGRATED LED 6-24V AC/DC GREEN, SCREW TERMINAL, FOR FRONT PLATE MOUNTING | 7.73
3SU1401-1BG40-3AA0 | LED MODULE WITH INTEGRATED LED 6-24V AC/DC GREEN, SPRING-TYPE TERMINAL, FOR FRONT PLATE MOUNTING | 8.2
3SU1401-1BH50-3AA0 | LED MODULE WITH INTEGRATED LED, 24-240V AC/DC, BLUE, SPRING-TYPE TERMINAL, FOR FRONT PLATE MOUN | 14.59
3SU1401-1BH60-1AA0 | LED MODULE WITH INTEGRATED LED, 24-240V AC/DC, WHITE, SCREW TERMINAL, FOR FRONT PLATE MOUNTING | 13.82
3SU1401-1BH60-3AA0 | LED MODULE WITH INTEGRATED LED, 24-240V AC/DC, WHITE, SPRING-TYPE TERMINAL, FOR FRONT PLATE MOU | 14.59
3SU1401-1EE20-2AA0 | AS-INTERFACE MODULE, 2 SAFE INPUTS, 1 LED, RED, 4-POLE CONNECTOR WITH SCREW TERMINAL AND 4-POLE | 247.57
3SU1401-2BB40-3AA0 | LED MODULE WITH INTEGRATED LED 24V AC/DC, GREEN, SPRING-TYPE TERMINAL, FOR BASE MOUNTING | 7.57
3SU1401-2BB50-1AA0 | LED MODULE WITH INTEGRATED LED 24V AC/DC, BLUE, SCREW TERMINAL, FOR BASE MOUNTING | 7.05
3SU1401-2BB50-3AA0 | LED MODULE WITH INTEGRATED LED 24V AC/DC, BLUE, SPRING-TYPE TERMINAL, FOR BASE MOUNTING | 7.57
3SU1401-2BB60-1AA0 | LED MODULE WITH INTEGRATED LED 24V AC/DC, WHITE, SCREW TERMINAL, FOR BASE MOUNTING | 7.05
3SU1401-2BC60-1AA0 | LED MODULE WITH INTEGRATED LED 110V AC, WHITE, SCREW TERMINAL, FOR BASE MOUNTING | 13.22
3SU1401-2BC60-3AA0 | LED MODULE WITH INTEGRATED LED 110V AC, WHITE, SPRING-TYPE TERMINAL, FOR BASE MOUNTING | 12.85
3SU1401-2BF00-1AA0 | LED MODULE WITH INTEGRATED LED 230V AC, AMBER, SCREW TERMINAL, FOR BASE MOUNTING | 13.22
3SU1401-2BF00-3AA0 | LED MODULE WITH INTEGRATED LED 230V AC, AMBER, SPRING-TYPE TERMINAL, FOR BASE MOUNTING | 12.85
3SU1401-2BG20-3AA0 | LED MODULE WITH INTEGRATED LED 6-24V AC/DC RED, SPRING-TYPE TERMINAL, FOR BASE MOUNTING | 8.59
3SU1401-2BG30-1AA0 | LED MODULE WITH INTEGRATED LED 6-24V AC/DC YELLOW, SCREW TERMINAL, FOR BASE MOUNTING | 8.02
3SU1401-2BG30-3AA0 | LED MODULE WITH INTEGRATED LED 6-24V AC/DC YELLOW, SPRING-TYPE TERMINAL, FOR BASE MOUNTING | 8.59
3SU1401-2BG40-1AA0 | LED MODULE WITH INTEGRATED LED 6-24V AC/DC GREEN, SCREW TERMINAL, FOR BASE MOUNTING | 8.02
3SU1401-2BH40-3AA0 | LED MODULE WITH INTEGRATED LED, 24-240V AC/DC, GREEN, SPRING-TYPE TERMINAL, FOR BASE MOUNTING | 15.64
3SU1401-2BH50-1AA0 | LED MODULE WITH INTEGRATED LED, 24-240V AC/DC, BLUE, SCREW TERMINAL, FOR BASE MOUNTING | 15.74
3SU1401-2BH50-3AA0 | LED MODULE WITH INTEGRATED LED, 24-240V AC/DC, BLUE, SPRING-TYPE TERMINAL, FOR BASE MOUNTING | 15.64
3SU1401-2BH60-1AA0 | LED MODULE WITH INTEGRATED LED, 24-240V AC/DC, WHITE, SCREW TERMINAL, FOR BASE MOUNTING | 15.74
3SU1401-2BH60-3AA0 | LED MODULE WITH INTEGRATED LED, 24-240V AC/DC, WHITE, SPRING-TYPE TERMINAL, FOR BASE MOUNTING | 15.64
3SU1500-1AA10-1LA0 | HOLDER FOR 3 MODULES, PLASTIC, 1NO+1NC, 1NO+1NC, SCREW TERMINAL | 18.95
3SU1500-1AA10-1NA0 | HOLDER FOR 3 MODULES, PLASTIC, 1NO, 1NO, SCREW TERMINAL | 10.47
3SU1501-1AG00-1BA0 | HOLDER FOR 3 MODULES, PLASTIC, 1NO, LED MODULE, AMBER, 6-24V AC/DC, SCREW TERMINAL | 14.02
3SU1501-1AG00-1CA0 | HOLDER FOR 3 MODULES, PLASTIC, 1NC, LED MODULE, AMBER, 6-24V AC/DC, SCREW TERMINAL | 14.02
3SU1501-1AG40-1BA0 | HOLDER FOR 3 MODULES, PLASTIC, 1NO, LED MODULE, GREEN, 6-24V AC/DC, SCREW TERMINAL | 14.02
3SU1501-1AG40-1CA0 | HOLDER FOR 3 MODULES, PLASTIC, 1NC, LED MODULE, GREEN, 6-24V AC/DC, SCREW TERMINAL | 14.02
3SU1501-1AG40-1FA0 | HOLDER FOR 3 MODULES, PLASTIC, 1NO+1NC, LED MODULE, GREEN, 6-24V AC/DC, SCREW TERMINAL | 18.25
3SU1400-1AA10-1EA0 | CONTACT MODULE WITH 2 CONTACT ELEMENTS, 2NC, SCREW TERMINAL, FOR FRONT PLATE MOUNTING | 9.55
3SU1400-1AA10-1GA0-ZX90 | CONTACT MODULE WITH 2 CONTACT ELEMENTS, 1NO LEADING+1NC LAGGING, SCREW TERMINAL, FOR FRONT PLATE | 10.39
3SU1400-1AA10-1HA0-ZX90 | CONTACT MODULE WITH 1 CONTACT ELEMENT, 1NC, INSTALLATION MONITORING CONT., SCREW TERMINAL, FOR | 11.13
3SU1400-1AA10-3EA0 | CONTACT MODULE WITH 2 CONTACT ELEMENTS, 2NC, SPRING-TYPE TERMINAL, FOR FRONT PLATE MOUNTING | 9.9
3SU1400-1AA10-3FA0 | CONTACT MODULE WITH 2 CONTACT ELEMENTS, 1NO+1NC, SPRING-TYPE TERMINAL, FOR FRONT PLATE MOUNTING | 7.42
3SU1400-1EA10-4AA0 | AS-INTERFACE MODULE, 2 SAFE INPUTS, BLACK, INSULATION DISPLACEMENT METHOD, FOR FRONT PLATE MOUNT | 236.57
3SU1400-1EC10-4AA0 | AS-INTERFACE MODULE, 2 SAFE INPUTS, 1 OUTPUT, BLACK, INSULATION DISPL. METHOD AND 2-POLE CONNECT | 247.57
3SU1400-1HL10-6AA0 | ELECTRONIC MODULE FOR IO-LINK, BLACK, 8 INPUTS / OUTPUTS, FREELY PROGRAMMABLE, PREADJUSTEMENT | 115.68
3SU1400-2AA10-1BA0-ZX90 | CONTACT MODULE WITH 1 CONTACT ELEMENT, 1NO, SCREW TERMINAL, FOR BASE MOUNTING, Z = 150X PACK | 5.61
3SU1400-2CK10-1AA0 | LED TEST MODULE OPERATING VOLTAGE 12-240VAC/DC, SCREW TERMINAL, FOR FLOOR MOUNTING | 6.22
3SU1400-2EJ10-6AA0 | AS-INTERFACE MODULE, A/B SLAVE, 4 INPUTS AND 3 OUTPUTS, BLACK, PUSH-IN + PLUG FOR INPUT/OUTPUT, | 163.92
3SU1401-1BB20-1AA0 | LED MODULE WITH INTEGRATED LED 24V AC/DC, RED, SCREW TERMINAL, FOR FRONT PLATE MOUNTING | 6.79
3SU1401-1BB30-3AA0 | LED MODULE WITH INTEGRATED LED 24V AC/DC, YELLOW, SPRING-TYPE TERMINAL, FOR FRONT PLATE MOUNTING | 7.08
3SU1401-1BB50-1AA0 | LED MODULE WITH INTEGRATED LED 24V AC/DC, BLUE, SCREW TERMINAL, FOR FRONT PLATE MOUNTING | 6.79
3SU1401-1BB60-3AA0 | LED MODULE WITH INTEGRATED LED 24V AC/DC, WHITE, SPRING-TYPE TERMINAL, FOR FRONT PLATE MOUNTING | 7.08
3SU1401-1BC00-3AA0 | LED MODULE WITH INTEGRATED LED 110V AC, AMBER, SPRING-TYPE TERMINAL, FOR FRONT PLATE MOUNTING | 12.56
3SU1401-1BC50-1AA0 | LED MODULE WITH INTEGRATED LED 110V AC, BLUE, SCREW TERMINAL, FOR FRONT PLATE MOUNTING | 11.39
3SU1401-1BC60-1AA0 | LED MODULE WITH INTEGRATED LED 110V AC, WHITE, SCREW TERMINAL, FOR FRONT PLATE MOUNTING | 11.39
3SU1401-1BF20-3AA0 | LED MODULE WITH INTEGRATED LED 230V AC, RED, SPRING-TYPE TERMINAL, FOR FRONT PLATE MOUNTING | 12.56
3SU1401-1BF30-3AA0 | LED MODULE WITH INTEGRATED LED 230V AC, YELLOW, SPRING-TYPE TERMINAL, FOR FRONT PLATE MOUNTING | 12.56
3SU1401-1BF40-3AA0 | LED MODULE WITH INTEGRATED LED 230V AC, GREEN, SPRING-TYPE TERMINAL, FOR FRONT PLATE MOUNTING | 12.56
3SU1401-1BG00-1AA0 | LED MODULE WITH INTEGRATED LED 6-24V AC/DC AMBER, SCREW TERMINAL, FOR FRONT PLATE MOUNTING | 7.73
3SU1401-1BG20-1AA0 | LED MODULE WITH INTEGRATED LED 6-24V AC/DC RED, SCREW TERMINAL, FOR FRONT PLATE MOUNTING | 7.73
3SU1401-1BG50-3AA0 | LED MODULE WITH INTEGRATED LED 6-24V AC/DC BLUE, SPRING-TYPE TERMINAL, FOR FRONT PLATE MOUNTING | 8.2
3SU1401-1BG60-3AA0 | LED MODULE WITH INTEGRATED LED 6-24V AC/DC WHITE, SPRING-TYPE TERMINAL, FOR FRONT PLATE MOUNTING | 8.2
3SU1401-1BH30-1AA0 | LED MODULE WITH INTEGRATED LED, 24-240V AC/DC, YELLOW, SCREW TERMINAL, FOR FRONT PLATE MOUNTING | 13.82
3SU1401-1BH40-1AA0 | LED MODULE WITH INTEGRATED LED, 24-240V AC/DC, GREEN, SCREW TERMINAL, FOR FRONT PLATE MOUNTING | 13.82
3SU1401-1BH50-1AA0 | LED MODULE WITH INTEGRATED LED, 24-240V AC/DC, BLUE, SCREW TERMINAL, FOR FRONT PLATE MOUNTING | 13.82
3SU1401-1EE20-4AA0 | AS-INTERFACE MODULE, 2 SAFE INPUTS, 1 LED, RED, SPRING-TYPE TERMINAL AND INSULATION DISPLACEMENT | 247.57
3SU1401-2BB30-3AA0 | LED MODULE WITH INTEGRATED LED 24V AC/DC, YELLOW, SPRING-TYPE TERMINAL, FOR BASE MOUNTING | 7.57
3SU1401-1BB00-1AA0 | LED MODULE WITH INTEGRATED LED 24V AC/DC, AMBER, SCREW TERMINAL, FOR FRONT PLATE MOUNTING | 6.79
3SU1401-1BB00-3AA0 | LED MODULE WITH INTEGRATED LED 24V AC/DC, AMBER, SPRING-TYPE TERMINAL, FOR FRONT PLATE MOUNTING | 7.08
3SU1401-1BB40-1AA0 | LED MODULE WITH INTEGRATED LED 24V AC/DC, GREEN, SCREW TERMINAL, FOR FRONT PLATE MOUNTING | 6.79
3SU1401-1BB40-3AA0 | LED MODULE WITH INTEGRATED LED 24V AC/DC, GREEN, SPRING-TYPE TERMINAL, FOR FRONT PLATE MOUNTING | 7.08
3SU1401-1BC00-1AA0 | LED MODULE WITH INTEGRATED LED 110V AC, AMBER, SCREW TERMINAL, FOR FRONT PLATE MOUNTING | 11.39
3SU1401-1BC20-1AA0 | LED MODULE WITH INTEGRATED LED 110V AC, RED, SCREW TERMINAL, FOR FRONT PLATE MOUNTING | 11.39
3SU1401-1BC40-3AA0 | LED MODULE WITH INTEGRATED LED 110V AC, GREEN, SPRING-TYPE TERMINAL, FOR FRONT PLATE MOUNTING | 12.56
3SU1401-1BC50-3AA0 | LED MODULE WITH INTEGRATED LED 110V AC, BLUE, SPRING-TYPE TERMINAL, FOR FRONT PLATE MOUNTING | 12.56
3SU1401-1BF30-1AA0 | LED MODULE WITH INTEGRATED LED 230V AC, YELLOW, SCREW TERMINAL, FOR FRONT PLATE MOUNTING | 11.39
3SU1401-1BF40-1AA0 | LED MODULE WITH INTEGRATED LED 230V AC, GREEN, SCREW TERMINAL, FOR FRONT PLATE MOUNTING | 11.39
3SU1401-1BG00-3AA0 | LED MODULE WITH INTEGRATED LED 6-24V AC/DC AMBER, SPRING-TYPE TERMINAL, FOR FRONT PLATE MOUNTING | 8.2
3SU1401-1BG20-3AA0 | LED MODULE WITH INTEGRATED LED 6-24V AC/DC RED, SPRING-TYPE TERMINAL, FOR FRONT PLATE MOUNTING | 8.2
3SU1401-1BG50-1AA0 | LED MODULE WITH INTEGRATED LED 6-24V AC/DC BLUE, SCREW TERMINAL, FOR FRONT PLATE MOUNTING | 7.73
3SU1401-1BG60-1AA0 | LED MODULE WITH INTEGRATED LED 6-24V AC/DC WHITE, SCREW TERMINAL, FOR FRONT PLATE MOUNTING | 7.73
3SU1401-1BH30-3AA0 | LED MODULE WITH INTEGRATED LED, 24-240V AC/DC, YELLOW, SPRING-TYPE TERMINAL, FOR FRONT PLATE MO | 14.59
3SU1401-1BH40-3AA0 | LED MODULE WITH INTEGRATED LED, 24-240V AC/DC, GREEN, SPRING-TYPE TERMINAL, FOR FRONT PLATE MOU | 14.59
3SU1401-2BB00-1AA0 | LED MODULE WITH INTEGRATED LED 24V AC/DC, AMBER, SCREW TERMINAL, FOR BASE MOUNTING | 7.05
3SU1401-2BB00-3AA0 | LED MODULE WITH INTEGRATED LED 24V AC/DC, AMBER, SPRING-TYPE TERMINAL, FOR BASE MOUNTING | 7.57
3SU1401-2BB40-1AA0 | LED MODULE WITH INTEGRATED LED 24V AC/DC, GREEN, SCREW TERMINAL, FOR BASE MOUNTING | 7.05
3SU1401-2BC00-1AA0 | LED MODULE WITH INTEGRATED LED 110V AC, AMBER, SCREW TERMINAL, FOR BASE MOUNTING | 13.22
3SU1401-2BC40-3AA0 | LED MODULE WITH INTEGRATED LED 110V AC, GREEN, SPRING-TYPE TERMINAL, FOR BASE MOUNTING | 12.85
3SU1401-2BC50-3AA0 | LED MODULE WITH INTEGRATED LED 110V AC, BLUE, SPRING-TYPE TERMINAL, FOR BASE MOUNTING | 12.85
3SU1401-2BF20-1AA0 | LED MODULE WITH INTEGRATED LED 230V AC, RED, SCREW TERMINAL, FOR BASE MOUNTING | 13.22
3SU1401-2BF30-1AA0 | LED MODULE WITH INTEGRATED LED 230V AC, YELLOW, SCREW TERMINAL, FOR BASE MOUNTING | 13.22
3SU1401-2BF60-3AA0 | LED MODULE WITH INTEGRATED LED 230V AC, WHITE, SPRING-TYPE TERMINAL, FOR BASE MOUNTING | 12.85
3SU1401-2BG00-3AA0 | LED MODULE WITH INTEGRATED LED 6-24V AC/DC AMBER, SPRING-TYPE TERMINAL, FOR BASE MOUNTING | 8.59
3SU1401-2BG50-1AA0 | LED MODULE WITH INTEGRATED LED 6-24V AC/DC BLUE, SCREW TERMINAL, FOR BASE MOUNTING | 8.02
3SU1401-2BG60-1AA0 | LED MODULE WITH INTEGRATED LED 6-24V AC/DC WHITE, SCREW TERMINAL, FOR BASE MOUNTING | 8.02
3SU1401-2BH20-3AA0 | LED MODULE WITH INTEGRATED LED, 24-240V AC/DC, RED, SPRING-TYPE TERMINAL, FOR BASE MOUNTING | 15.64
3SU1401-2BH30-3AA0 | LED MODULE WITH INTEGRATED LED, 24-240V AC/DC, YELLOW, SPRING-TYPE TERMINAL, FOR BASE MOUNTING | 15.64
3SU1401-2EE20-6AA0 | AS-INTERFACE MODULE, 2 SAFE INPUTS, 1 LED, RED, PUSH-IN, FOR BASE MOUNTING | 104.61
3SU1401-3BA20-5AA0 | LED MODULE WITH INTEGRATED LED, RED, SOLDER TERMINAL, FOR PCB MOUNTING | 16.09
3SU1400-1AA10-1FA0-ZX90 | CONTACT MODULE WITH 2 CONTACT ELEMENTS, 1NO+1NC, SCREW TERMINAL, FOR FRONT PLATE MOUNTING, Z = | 7.47
3SU1400-1AA10-1GA0 | CONTACT MODULE WITH 2 CONTACT ELEMENTS, 1NO LEADING+1NC LAGGING, SCREW TERMINAL, FOR FRONT PLATE | 9.55
3SU1400-1AA10-3GA0 | CONTACT MODULE WITH 2 CONTACT ELEMENTS, 1NO LEADING+1NC LAGGING, SPRING-TYPE TERMINAL, FOR FRONT | 9.9
3SU1400-1AA10-3GA0-ZX90 | CONTACT MODULE WITH 2 CONTACT ELEMENTS, 1NO LEADING+1NC LAGGING, SPRING-TYPE TERMINAL, FOR FRONT | 10.76
3SU1400-1AA10-3HA0 | CONTACT MODULE WITH 1 CONTACT ELEMENT, 1NC, INSTALLATION MONITORING CON., SPRING-TYPE TERMINAL, | 10.05
3SU1400-1CK10-1AA0 | LED TEST MODULE OPERA. VOLTAGE 12-240V AC/DC, SCREW TERMINALS, FOR FRONT PLATE MOUNTING | 10.47
3SU1400-2AA10-1CA0-ZX90 | CONTACT MODULE WITH 1 CONTACT ELEMENT, 1NC, SCREW TERMINAL, FOR BASE MOUNTING, Z = 150X PACK | 5.61
3SU1400-2AA10-3BA0 | CONTACT MODULE WITH 1 CONTACT ELEMENT, 1NO, SPRING-TYPE TERMINAL, FOR BASE MOUNTING | 5.19
3SU1400-2AA10-3BA0-ZX90 | CONTACT MODULE WITH 1 CONTACT ELEMENT, 1NO, SPRING-TYPE TERMINAL, FOR BASE MOUNTING, Z = 150X P | 5.67
3SU1400-2AA10-3CA0 | CONTACT MODULE WITH 1 CONTACT ELEMENT, 1NC, SPRING-TYPE TERMINAL, FOR BASE MOUNTING | 5.19
3SU1400-2AA10-3CA0-ZX90 | CONTACT MODULE WITH 1 CONTACT ELEMENT, 1NC, SPRING-TYPE TERMINAL, FOR BASE MOUNTING, Z = 150X P | 5.67
3SU1401-1BB20-3AA0 | LED MODULE WITH INTEGRATED LED 24V AC/DC, RED, SPRING-TYPE TERMINAL, FOR FRONT PLATE MOUNTING | 7.08
3SU1401-1BB30-1AA0 | LED MODULE WITH INTEGRATED LED 24V AC/DC, YELLOW, SCREW TERMINAL, FOR FRONT PLATE MOUNTING | 6.79
3SU1401-1BC20-3AA0 | LED MODULE WITH INTEGRATED LED 110V AC, RED, SPRING-TYPE TERMINAL, FOR FRONT PLATE MOUNTING | 12.56
3SU1401-1BC30-1AA0 | LED MODULE WITH INTEGRATED LED 110V AC, YELLOW, SCREW TERMINAL, FOR FRONT PLATE MOUNTING | 11.39
3SU1401-1BC30-3AA0 | LED MODULE WITH INTEGRATED LED 110V AC, YELLOW, SPRING-TYPE TERMINAL, FOR FRONT PLATE MOUNTING | 12.56
3SU1401-1BC40-1AA0 | LED MODULE WITH INTEGRATED LED 110V AC, GREEN, SCREW TERMINAL, FOR FRONT PLATE MOUNTING | 11.39
3SU1401-1BF50-1AA0 | LED MODULE WITH INTEGRATED LED 230V AC, BLUE, SCREW TERMINAL, FOR FRONT PLATE MOUNTING | 11.39
3SU1401-1BF50-3AA0 | LED MODULE WITH INTEGRATED LED 230V AC, BLUE, SPRING-TYPE TERMINAL, FOR FRONT PLATE MOUNTING | 12.56
3SU1401-1BF60-1AA0 | LED MODULE WITH INTEGRATED LED 230V AC, WHITE, SCREW TERMINAL, FOR FRONT PLATE MOUNTING | 11.39
3SU1401-1BF60-3AA0 | LED MODULE WITH INTEGRATED LED 230V AC, WHITE, SPRING-TYPE TERMINAL, FOR FRONT PLATE MOUNTING | 12.56
3SU1401-1BH00-1AA0 | LED MODULE WITH INTEGRATED LED, 24-240V AC/DC, AMBER, SCREW TERMINAL, FOR FRONT PLATE MOUNTING | 13.82
3SU1401-1BH00-3AA0 | LED MODULE WITH INTEGRATED LED, 24-240V AC/DC, AMBER, SPRING-TYPE TERMINAL, FOR FRONT PLATE MOU | 14.59
3SU1401-1BH20-1AA0 | LED MODULE WITH INTEGRATED LED, 24-240V AC/DC, RED, SCREW TERMINAL, FOR FRONT PLATE MOUNTING | 13.82
3SU1401-1BH20-3AA0 | LED MODULE WITH INTEGRATED LED, 24-240V AC/DC, RED, SPRING-TYPE TERMINAL, FOR FRONT PLATE MOUNT | 14.59
3SU1401-2BB20-1AA0 | LED MODULE WITH INTEGRATED LED 24V AC/DC, RED, SCREW TERMINAL, FOR BASE MOUNTING | 7.05
3SU1401-2BB20-3AA0 | LED MODULE WITH INTEGRATED LED 24V AC/DC, RED, SPRING-TYPE TERMINAL, FOR BASE MOUNTING | 7.57
3SU1401-2BB30-1AA0 | LED MODULE WITH INTEGRATED LED 24V AC/DC, YELLOW, SCREW TERMINAL, FOR BASE MOUNTING | 7.05
3SU1401-2BC20-1AA0 | LED MODULE WITH INTEGRATED LED 110V AC, RED, SCREW TERMINAL, FOR BASE MOUNTING | 13.22
3SU1401-2BC20-3AA0 | LED MODULE WITH INTEGRATED LED 110V AC, RED, SPRING-TYPE TERMINAL, FOR BASE MOUNTING | 12.85
3SU1401-2BC30-1AA0 | LED MODULE WITH INTEGRATED LED 110V AC, YELLOW, SCREW TERMINAL, FOR BASE MOUNTING | 13.22
3SU1401-2BB60-3AA0 | LED MODULE WITH INTEGRATED LED 24V AC/DC, WHITE, SPRING-TYPE TERMINAL, FOR BASE MOUNTING | 7.57
3SU1401-2BC00-3AA0 | LED MODULE WITH INTEGRATED LED 110V AC, AMBER, SPRING-TYPE TERMINAL, FOR BASE MOUNTING | 12.85
3SU1401-2BC40-1AA0 | LED MODULE WITH INTEGRATED LED 110V AC, GREEN, SCREW TERMINAL, FOR BASE MOUNTING | 13.22
3SU1401-2BC50-1AA0 | LED MODULE WITH INTEGRATED LED 110V AC, BLUE, SCREW TERMINAL, FOR BASE MOUNTING | 13.22
3SU1401-2BF20-3AA0 | LED MODULE WITH INTEGRATED LED 230V AC, RED, SPRING-TYPE TERMINAL, FOR BASE MOUNTING | 12.85
3SU1401-2BF30-3AA0 | LED MODULE WITH INTEGRATED LED 230V AC, YELLOW, SPRING-TYPE TERMINAL, FOR BASE MOUNTING | 12.85
3SU1401-2BG00-1AA0 | LED MODULE WITH INTEGRATED LED 6-24V AC/DC AMBER, SCREW TERMINAL, FOR BASE MOUNTING | 8.02
3SU1401-2BG20-1AA0 | LED MODULE WITH INTEGRATED LED 6-24V AC/DC RED, SCREW TERMINAL, FOR BASE MOUNTING | 8.02
3SU1401-2BG40-3AA0 | LED MODULE WITH INTEGRATED LED 6-24V AC/DC GREEN, SPRING-TYPE TERMINAL, FOR BASE MOUNTING | 8.59
3SU1401-2BG50-3AA0 | LED MODULE WITH INTEGRATED LED 6-24V AC/DC BLUE, SPRING-TYPE TERMINAL, FOR BASE MOUNTING | 8.59
3SU1401-2BH30-1AA0 | LED MODULE WITH INTEGRATED LED, 24-240V AC/DC, YELLOW, SCREW TERMINAL, FOR BASE MOUNTING | 15.74
3SU1401-2BH40-1AA0 | LED MODULE WITH INTEGRATED LED, 24-240V AC/DC, GREEN, SCREW TERMINAL, FOR BASE MOUNTING | 15.74
3SU1401-3BA00-5AA0 | LED MODULE WITH INTEGRATED LED, AMBER, SOLDER TERMINAL, FOR PCB MOUNTING | 16.09
3SU1401-3BA30-5AA0 | LED MODULE WITH INTEGRATED LED, YELLOW, SOLDER TERMINAL, FOR PCB MOUNTING | 16.09
3SU1500-0AA10-0AA0-ZX90 | HOLDER FOR 3 MODULES, PLASTIC, Z = 100X PACK | 2.22
3SU1500-1AA10-1CA0 | HOLDER FOR 3 MODULES, PLASTIC, 1NC, SCREW TERMINAL | 6.27
3SU1501-1AG00-1LA0 | HOLDER FOR 3 MODULES, PLASTIC, 1NO+1NC, 1NO+1NC, LED MODULE, AMBER, 6-24V AC/DC, SCREW TERMINAL | 26.68
3SU1501-1AG20-1BA0 | HOLDER FOR 3 MODULES, PLASTIC, 1NO, LED MODULE, RED, 6-24V AC/DC, SCREW TERMINAL | 14.02
3SU1501-1AG30-1FA0 | HOLDER FOR 3 MODULES, PLASTIC, 1NO+1NC, LED MOD., YELLOW, 6-24V AC/DC, SCREW TERMINAL | 18.25
3SU1501-1AG30-1NA0 | HOLDER FOR 3 MODULES, PLASTIC, 1NO, 1NO, LED MOD., YELLOW, 6-24V AC/DC, SCREW TERMINAL | 18.25
3SU1501-1AG40-1NA0 | HOLDER FOR 3 MODULES, PLASTIC, 1NO, 1NO, LED MODULE, GREEN, 6-24V AC/DC, SCREW TERMINAL | 18.25
3SU1501-1AG50-1CA0 | HOLDER FOR 3 MODULES, PLASTIC, 1NC, LED MODULE, BLUE, 6-24V AC/DC, SCREW TERMINAL | 14.02
3SU1501-1AG60-1LA0 | HOLDER FOR 3 MODULES, PLASTIC, 1NO+1NC, 1NO+1NC, LED MODULE, WHITE, 6-24V AC/DC, SCREW TERMINAL | 26.68
3SU1550-0AA10-0AA0 | HOLDER FOR 3 MODULES, METAL | 2.93
3SU1801-0AA00-0AA2 | ENCLOSURE FOR COMMAND DEVICES, 22MM, ROUND, ENCLOSURE MATERIAL PLASTIC, ENCLOSURE TOP PART YELLOW | 10.13
3SU1801-0AA00-0AB2 | ENCLOSURE FOR COMMAND DEVICES,22MM, ROUND, ENCLOSURE MATERIAL PLASTIC, ENCLOSURE TOP PART YELLOW, | 11.3
3SU1801-0AE00-2AB1 | ENCLOSURE FOR COMMAND DEVICES, 22MM, ROUND, ENCLOSURE MATERIAL PLASTIC, ENCLOSURE TOP PART GRAY, | 29.19
3SU1801-0NA00-2AC2 | ENCLOSURE FOR COMMAND DEVICES, 22MM, ROUND, ENCLOSURE MATERIAL PLASTIC, ENCLOSURE TOP PART YELLOW | 61.63
3SU1802-0AB10-4HB1 | AS-INTERFACE ENCLOSURE FOR COMMAND DEVICES, 22MM, ROUND, ENCLOSURE MATERIAL PLASTIC, ENCLOSURE TO | 224.35
3SU1802-0AC10-4HB1 | AS-INTERFACE ENCLOSURE FOR COMMAND DEVICES, 22MM, ROUND, ENCLOSURE MATERIAL PLASTIC, ENCLOSURE TO | 224.35
3SU1803-3AA00-0AA1 | TWO-HAND OPERATION CONSOLE FOR COMMAND DEVICES, 22MM, ROUND, ENCLOSURE MATERIAL PLASTIC, ENCLOSUR | 227.85
3SU1804-0AA00-0AB1 | ENCLOSURE FOR COMMAND DEVICES, 22MM, ROUND, ENCLOSURE MATERIAL PLASTIC, ENCLOSURE TOP PART GRAY, | 18.25
3SU1851-0AA00-0AC1 | ENCLOSURE FOR COMMAND DEVICES, 22MM, ROUND, ENCLOSURE MATERIAL METAL, ENCLOSURE TOP PART GRAY, W | 103.46
3SU1501-1AG40-1LA0 | HOLDER FOR 3 MODULES, PLASTIC, 1NO+1NC, 1NO+1NC, LED MODULE, GREEN, 6-24V AC/DC, SCREW TERMINAL | 26.68
3SU1550-1AA10-1BA0 | HOLDER FOR 3 MODULES, METAL, 1NO, SCREW TERMINAL | 7.15
3SU1550-1AA10-1CA0 | HOLDER FOR 3 MODULES, METAL, 1NC, SCREW TERMINAL | 7.15
3SU1550-1AA10-1FA0 | HOLDER FOR 3 MODULES, METAL, 1NO+1NC, SCREW TERMINAL | 11.39
3SU1550-1AA10-1LA0 | HOLDER FOR 3 MODULES, METAL, 1NO+1NC, 1NO+1NC, SCREW TERMINAL | 19.84
3SU1801-0NB10-4HB2 | AS-INTERFACE ENCLOSURE FOR COMMAND DEVICES, 22MM, ROUND, ENCLOSURE MATERIAL PLASTIC, ENCLOSURE TO | 176.01
3SU1801-1AA00-1AA1 | ENCLOSURE FOR 4-POSITION SELECTOR SWITCH, ID KEY SWITCH AND COORDINATE SWITCH 22MM, ROUND, ENCLO | 10.13
3SU1802-0AA00-0AB1 | ENCLOSURE FOR COMMAND DEVICES, 22MM, ROUND, ENCLOSURE MATERIAL PLASTIC, ENCLOSURE TOP PART GRAY, | 12.95
3SU1802-0AA00-0AB2 | ENCLOSURE FOR COMMAND DEVICES,22MM, ROUND, ENCLOSURE MATERIAL PLASTIC, ENCLOSURE TOP PART YELLOW, | 13.32
3SU1802-0AB00-2AB1 | ENCLOSURE FOR COMMAND DEVICES, 22MM, ROUND, ENCLOSURE MATERIAL PLASTIC, ENCLOSURE TOP PART GRAY, | 45.78
3SU1806-0AA00-0AB1 | ENCLOSURE FOR COMMAND DEVICES, 22MM, ROUND, ENCLOSURE MATERIAL PLASTIC, ENCLOSURE TOP PART GRAY, | 25.78
3SU1851-0AA00-0AA2 | ENCLOSURE FOR COMMAND DEVICES, 22MM, ROUND, ENCLOSURE MATERIAL METAL, ENCLOSURE TOP PART YELLOW, | 33.79
3SU1851-0AA00-0AB1 | ENCLOSURE FOR COMMAND DEVICES, 22MM, ROUND, ENCLOSURE MATERIAL METAL, ENCLOSURE TOP PART GRAY, 1 | 29.29
3SU1851-0AA00-0AB2 | ENCLOSURE FOR COMMAND DEVICES,22MM, ROUND, ENCLOSURE MATERIAL METAL, ENCLOSURE TOP PART YELLOW, | 33.79
3SU1150-0AB60-1FA0-ZY13 | PUSHBUTTON, 22MM, ROUND, METAL, SHINY, WHITE, FLAT BUTTON, MOMENTARY CONTACT TYPE, WITH HOLDER | 21.08
3SU1150-0AB60-1FA0-ZY15 | PUSHBUTTON, 22MM, ROUND, METAL, SHINY, WHITE, FLAT BUTTON, MOMENTARY CONTACT TYPE, WITH HOLDER | 21.08
3SU1150-0AB60-1FA0-ZY19 | PUSHBUTTON, 22MM, ROUND, METAL, SHINY, WHITE, FLAT BUTTON, MOMENTARY CONTACT TYPE, WITH HOLDER | 19.19
3SU1150-0AB60-3BA0 | PUSHBUTTON, 22MM, ROUND, METAL, SHINY, WHITE, FLAT BUTTON, MOMENTARY CONTACT TYPE, WITH HOLDER | 13.89
3SU1150-0AB60-3FA0-ZY13 | PUSHBUTTON, 22MM, ROUND, METAL, SHINY, WHITE, FLAT BUTTON, MOMENTARY CONTACT TYPE, WITH HOLDER | 21.65
3SU1150-0AB60-3FA0-ZY15 | PUSHBUTTON, 22MM, ROUND, METAL, SHINY, WHITE, FLAT BUTTON, MOMENTARY CONTACT TYPE, WITH HOLDER | 21.65
3SU1150-0AB60-3FA0-ZY19 | PUSHBUTTON, 22MM, ROUND, METAL, SHINY, WHITE, FLAT BUTTON, MOMENTARY CONTACT TYPE, WITH HOLDER | 19.76
3SU1150-0AB70-1BA0 | PUSHBUTTON, 22MM, ROUND, METAL, SHINY, CLEAR, FLAT BUTTON, MOMENTARY CONTACT TYPE, WITH HOLDER | 13.82
3SU1150-0AB70-1BA0-ZX90 | PUSHBUTTON, 22MM, ROUND, METAL, SHINY, CLEAR, FLAT BUTTON, MOMENTARY CONTACT TYPE, WITH HOLDER | 15.07
3SU1150-0AB70-1FA0-ZY15 | PUSHBUTTON, 22MM, ROUND, METAL, SHINY, CLEAR, FLAT BUTTON, MOMENTARY CONTACT TYPE, WITH HOLDER | 21.08
3SU1150-0AB70-1FA0-ZY19 | PUSHBUTTON, 22MM, ROUND, METAL, SHINY, CLEAR, FLAT BUTTON, MOMENTARY CONTACT TYPE, WITH HOLDER | 19.19
3SU1150-0BB10-1BA0 | PUSHBUTTON, 22MM, ROUND, METAL, SHINY, BLACK, RAISED BUTTON, MOMENTARY CONTACT TYPE, WITH HOLD | 15.51
3SU1150-0BB10-1BA0-ZX90 | PUSHBUTTON, 22MM, ROUND, METAL, SHINY, BLACK, RAISED BUTTON, MOMENTARY CONTACT TYPE, WITH HOLD | 16.9
3SU1150-0BB10-1CA0-ZY19 | PUSHBUTTON, 22MM, ROUND, METAL, SHINY, BLACK, RAISED BUTTON, MOMENTARY CONTACT TYPE, WITH HOLD | 18.17
3SU1150-0BB10-1FA0 | PUSHBUTTON, 22MM, ROUND, METAL, SHINY, BLACK, RAISED BUTTON, MOMENTARY CONTACT TYPE, WITH HOLD | 18.15
3SU1150-0BB10-1FA0-ZX90 | PUSHBUTTON, 22MM, ROUND, METAL, SHINY, BLACK, RAISED BUTTON, MOMENTARY CONTACT TYPE, WITH HOLD | 19.76
3SU1150-0BB10-1FA0-ZY10 | PUSHBUTTON, 22MM, ROUND, METAL, SHINY, BLACK, RAISED BUTTON, MOMENTARY CONTACT TYPE, WITH HOLD | 22.92
3SU1500-1AA10-1BA0 | HOLDER FOR 3 MODULES, PLASTIC, 1NO, SCREW TERMINAL | 6.27
3SU1500-1AA10-1FA0 | HOLDER FOR 3 MODULES, PLASTIC, 1NO+1NC, SCREW TERMINAL | 10.47
3SU1501-1AG00-1FA0 | HOLDER FOR 3 MODULES, PLASTIC, 1NO+1NC, LED MODULE, AMBER, 6-24V AC/DC, SCREW TERMINAL | 18.25
3SU1501-1AG00-1NA0 | HOLDER FOR 3 MODULES, PLASTIC, 1NO, 1NO, LED MODULE, AMBER, 6-24V AC/DC, SCREW TERMINAL | 18.25
3SU1501-1AG20-1CA0 | HOLDER FOR 3 MODULES, PLASTIC, 1NC, LED MODULE, RED, 6-24V AC/DC, SCREW TERMINAL | 14.02
3SU1501-1AG30-1CA0 | HOLDER FOR 3 MODULES, PLASTIC, 1NC, LED MOD., YELLOW, 6-24V AC/DC, SCREW TERMINAL | 14.02
3SU1501-1AG30-1LA0 | HOLDER FOR 3 MODULES, PLASTIC, 1NO+1NC, 1NO+1NC, LED MOD., YELLOW, 6-24V AC/DC, SCREW TERMINAL | 26.68
3SU1501-1AG50-1BA0 | HOLDER FOR 3 MODULES, PLASTIC, 1NO, LED MODULE, BLUE, 6-24V AC/DC, SCREW TERMINAL | 14.02
3SU1501-1AG50-1FA0 | HOLDER FOR 3 MODULES, PLASTIC, 1NO+1NC, LED MODULE, BLUE, 6-24V AC/DC, SCREW TERMINAL | 18.25
3SU1501-1AG60-1FA0 | HOLDER FOR 3 MODULES, PLASTIC, 1NO+1NC, LED MODULE, WHITE, 6-24V AC/DC, SCREW TERMINAL | 18.25
3SU1501-1AG60-1NA0 | HOLDER FOR 3 MODULES, PLASTIC, 1NO, 1NO, LED MODULE, WHITE, 6-24V AC/DC, SCREW TERMINAL | 17.26
3SU1550-0AA10-0AA0-ZX90 | HOLDER FOR 3 MODULES, METAL, Z = 100X PACK | 3.21
3SU1550-1AA10-1NA0 | HOLDER FOR 3 MODULES, METAL, 1NO, 1NO, SCREW TERMINAL | 11.39
3SU1801-0AA00-0AB1 | ENCLOSURE FOR COMMAND DEVICES, 22MM, ROUND, ENCLOSURE MATERIAL PLASTIC, ENCLOSURE TOP PART GRAY, | 10.13
3SU1801-0NA00-2AA2 | ENCLOSURE FOR COMMAND DEVICES, 22MM, ROUND, ENCLOSURE MATERIAL PLASTIC, ENCLOSURE TOP PART YELLOW | 44.67
3SU1801-0NB00-2AC2 | ENCLOSURE FOR COMMAND DEVICES, 22MM, ROUND, ENCLOSURE MATERIAL PLASTIC, ENCLOSURE TOP PART YELLOW | 63.42
3SU1802-0AC00-2AB1 | ENCLOSURE FOR COMMAND DEVICES, 22MM, ROUND, ENCLOSURE MATERIAL PLASTIC, ENCLOSURE TOP PART GRAY, | 45.78
3SU1802-0NB00-2AB2 | ENCLOSURE FOR COMMAND DEVICES, 22MM, ROUND, ENCLOSURE MATERIAL PLASTIC, ENCLOSURE TOP PART YELLOW | 66.37
3SU1803-0AD00-2AB1 | ENCLOSURE FOR COMMAND DEVICES, 22MM, ROUND, ENCLOSURE MATERIAL PLASTIC, ENCLOSURE TOP PART GRAY, | 63.37
3SU1803-3NB00-1AE1 | TWO-HAND OPERATION CONSOLE FOR COMMAND DEVICES, 22MM, ROUND, ENCLOSURE MATERIAL PLASTIC, ENCLOSUR | 252.45
3SU1851-0AA00-0AC2 | ENCLOSURE FOR COMMAND DEVICES, 22MM, ROUND, ENCLOSURE MATERIAL METAL, ENCLOSURE TOP PART YELLOW, | 66.25
3SU1150-0AB60-1BA0-ZY11 | PUSHBUTTON, 22MM, ROUND, METAL, SHINY, WHITE, FLAT BUTTON, MOMENTARY CONTACT TYPE, WITH HOLDER | 18.23
3SU1150-0AB60-1FA0-ZY10 | PUSHBUTTON, 22MM, ROUND, METAL, SHINY, WHITE, FLAT BUTTON, MOMENTARY CONTACT TYPE, WITH HOLDER | 21.08
3SU1150-0AB60-1FA0-ZY12 | PUSHBUTTON, 22MM, ROUND, METAL, SHINY, WHITE, FLAT BUTTON, MOMENTARY CONTACT TYPE, WITH HOLDER | 21.08
3SU1150-0AB60-3BA0-ZX90 | PUSHBUTTON, 22MM, ROUND, METAL, SHINY, WHITE, FLAT BUTTON, MOMENTARY CONTACT TYPE, WITH HOLDER | 15.14
3SU1150-0AB60-3BA0-ZY11 | PUSHBUTTON, 22MM, ROUND, METAL, SHINY, WHITE, FLAT BUTTON, MOMENTARY CONTACT TYPE, WITH HOLDER | 18.3
3SU1150-0AB60-3FA0-ZY10 | PUSHBUTTON, 22MM, ROUND, METAL, SHINY, WHITE, FLAT BUTTON, MOMENTARY CONTACT TYPE, WITH HOLDER | 21.65
3SU1150-0AB60-3FA0-ZY12 | PUSHBUTTON, 22MM, ROUND, METAL, SHINY, WHITE, FLAT BUTTON, MOMENTARY CONTACT TYPE, WITH HOLDER | 21.65
3SU1150-0AB70-1BA0-ZY11 | PUSHBUTTON, 22MM, ROUND, METAL, SHINY, CLEAR, FLAT BUTTON, MOMENTARY CONTACT TYPE, WITH HOLDER | 18.23
3SU1150-0AB70-1BA0-ZY13 | PUSHBUTTON, 22MM, ROUND, METAL, SHINY, CLEAR, FLAT BUTTON, MOMENTARY CONTACT TYPE, WITH HOLDER | 18.23
3SU1150-0AB70-1FA0-ZY10 | PUSHBUTTON, 22MM, ROUND, METAL, SHINY, CLEAR, FLAT BUTTON, MOMENTARY CONTACT TYPE, WITH HOLDER | 21.08
3SU1401-2BC30-3AA0 | LED MODULE WITH INTEGRATED LED 110V AC, YELLOW, SPRING-TYPE TERMINAL, FOR BASE MOUNTING | 12.85
3SU1401-2BF40-1AA0 | LED MODULE WITH INTEGRATED LED 230V AC, GREEN, SCREW TERMINAL, FOR BASE MOUNTING | 13.22
3SU1401-2BF40-3AA0 | LED MODULE WITH INTEGRATED LED 230V AC, GREEN, SPRING-TYPE TERMINAL, FOR BASE MOUNTING | 12.85
3SU1401-2BF50-1AA0 | LED MODULE WITH INTEGRATED LED 230V AC, BLUE, SCREW TERMINAL, FOR BASE MOUNTING | 13.22
3SU1401-2BF50-3AA0 | LED MODULE WITH INTEGRATED LED 230V AC, BLUE, SPRING-TYPE TERMINAL, FOR BASE MOUNTING | 12.85
3SU1401-2BF60-1AA0 | LED MODULE WITH INTEGRATED LED 230V AC, WHITE, SCREW TERMINAL, FOR BASE MOUNTING | 13.22
3SU1401-2BG60-3AA0 | LED MODULE WITH INTEGRATED LED 6-24V AC/DC WHITE, SPRING-TYPE TERMINAL, FOR BASE MOUNTING | 8.59
3SU1401-2BH00-1AA0 | LED MODULE WITH INTEGRATED LED, 24-240V AC/DC, AMBER, SCREW TERMINAL, FOR BASE MOUNTING | 15.74
3SU1401-2BH00-3AA0 | LED MODULE WITH INTEGRATED LED, 24-240V AC/DC, AMBER, SPRING-TYPE TERMINAL, FOR BASE MOUNTING | 15.64
3SU1401-2BH20-1AA0 | LED MODULE WITH INTEGRATED LED, 24-240V AC/DC, RED, SCREW TERMINAL, FOR BASE MOUNTING | 15.74
3SU1401-3BA40-5AA0 | LED MODULE WITH INTEGRATED LED, GREEN, SOLDER TERMINAL, FOR PCB MOUNTING | 16.09
3SU1401-3BA50-5AA0 | LED MODULE WITH INTEGRATED LED, BLUE, SOLDER TERMINAL, FOR PCB MOUNTING | 16.09
3SU1401-3BA60-5AA0 | LED MODULE WITH INTEGRATED LED, WHITE, SOLDER TERMINAL, FOR PCB MOUNTING | 16.09
3SU1500-0AA10-0AA0 | HOLDER FOR 3 MODULES, PLASTIC | 2.04
3SU1501-1AG20-1FA0 | HOLDER FOR 3 MODULES, PLASTIC, 1NO+1NC, LED MODULE, RED, 6-24V AC/DC, SCREW TERMINAL | 18.25
3SU1501-1AG20-1LA0 | HOLDER FOR 3 MODULES, PLASTIC, 1NO+1NC, 1NO+1NC, LED MODULE, RED, 6-24V AC/DC, SCREW TERMINAL | 26.68
3SU1501-1AG20-1NA0 | HOLDER FOR 3 MODULES, PLASTIC, 1NO, 1NO, LED MODULE, RED, 6-24V AC/DC, SCREW TERMINAL | 18.25
3SU1501-1AG30-1BA0 | HOLDER FOR 3 MODULES, PLASTIC, 1NO, LED MOD., YELLOW, 6-24V AC/DC, SCREW TERMINAL | 14.02
3SU1501-1AG50-1LA0 | HOLDER FOR 3 MODULES, PLASTIC, 1NO+1NC, 1NO+1NC, LED MODULE, BLUE, 6-24V AC/DC, SCREW TERMINAL | 26.68
3SU1501-1AG50-1NA0 | HOLDER FOR 3 MODULES, PLASTIC, 1NO, 1NO, LED MODULE, BLUE, 6-24V AC/DC, SCREW TERMINAL | 18.25
3SU1501-1AG60-1BA0 | HOLDER FOR 3 MODULES, PLASTIC, 1NO, LED MODULE, WHITE, 6-24V AC/DC, SCREW TERMINAL | 14.02
3SU1501-1AG60-1CA0 | HOLDER FOR 3 MODULES, PLASTIC, 1NC, LED MODULE, WHITE, 6-24V AC/DC, SCREW TERMINAL | 14.02
3SU1801-0AA00-0AC2 | ENCLOSURE FOR COMMAND DEVICES, 22MM, ROUND, ENCLOSURE MATERIAL PLASTIC, ENCLOSURE TOP PART YELLOW | 24.86
3SU1801-0AB00-2AB1 | ENCLOSURE FOR COMMAND DEVICES, 22MM, ROUND, ENCLOSURE MATERIAL PLASTIC, ENCLOSURE TOP PART GREY, | 29.19
3SU1801-0AC00-2AB1 | ENCLOSURE FOR COMMAND DEVICES, 22MM, ROUND, ENCLOSURE MATERIAL PLASTIC, ENCLOSURE TOP PART GRAY, | 29.19
3SU1801-0AD00-2AB1 | ENCLOSURE FOR COMMAND DEVICES, 22MM, ROUND, ENCLOSURE MATERIAL PLASTIC, ENCLOSURE TOP PART GRAY, | 29.19
3SU1803-0AA00-0AB1 | ENCLOSURE FOR COMMAND DEVICES, 22MM, ROUND, ENCLOSURE MATERIAL PLASTIC, ENCLOSURE TOP PART GRAY, | 14.34
3SU1803-0AB00-2AB1 | ENCLOSURE FOR COMMAND DEVICES, 22MM, ROUND, ENCLOSURE MATERIAL PLASTIC, ENCLOSURE TOP PART GRAY, | 62.77
3SU1803-0AB10-4HB1 | AS-INTERFACE ENCLOSURE FOR COMMAND DEVICES, 22MM, ROUND, ENCLOSURE MATERIAL PLASTIC, ENCLOSURE TO | 241.2
3SU1803-0AC00-2AB1 | ENCLOSURE FOR COMMAND DEVICES, 22MM, ROUND, ENCLOSURE MATERIAL PLASTIC, ENCLOSURE TOP PART GRAY, | 62.77
3SU1150-0AB60-1BA0-ZY12 | PUSHBUTTON, 22MM, ROUND, METAL, SHINY, WHITE, FLAT BUTTON, MOMENTARY CONTACT TYPE, WITH HOLDER | 18.23
3SU1150-0AB60-1BA0-ZY13 | PUSHBUTTON, 22MM, ROUND, METAL, SHINY, WHITE, FLAT BUTTON, MOMENTARY CONTACT TYPE, WITH HOLDER | 18.23
3SU1150-0BB20-1FA0 | PUSHBUTTON, 22MM, ROUND, METAL, SHINY, RED, RAISED BUTTON, MOMENTARY CONTACT TYPE, WITH HOLDER | 18.15
3SU1150-0BB20-1FA0-ZX90 | PUSHBUTTON, 22MM, ROUND, METAL, SHINY, RED, RAISED BUTTON, MOMENTARY CONTACT TYPE, WITH HOLDER | 19.76
3SU1150-0BB20-1FA0-ZY10 | PUSHBUTTON, 22MM, ROUND, METAL, SHINY, RED, RAISED BUTTON, MOMENTARY CONTACT TYPE, WITH HOLDER | 22.92
3SU1150-0BB20-1FA0-ZY11 | PUSHBUTTON, 22MM, ROUND, METAL, SHINY, RED, RAISED BUTTON, MOMENTARY CONTACT TYPE, WITH HOLDER | 22.92
3SU1150-0BB40-1FA0 | PUSHBUTTON, 22MM, ROUND, METAL, SHINY, GREEN, RAISED BUTTON, MOMENTARY CONTACT TYPE, WITH HOLD | 18.15
3SU1150-0BB40-1FA0-ZX90 | PUSHBUTTON, 22MM, ROUND, METAL, SHINY, GREEN, RAISED BUTTON, MOMENTARY CONTACT TYPE, WITH HOLD | 19.76
3SU1150-0BB40-1FA0-ZY10 | PUSHBUTTON, 22MM, ROUND, METAL, SHINY, GREEN, RAISED BUTTON, MOMENTARY CONTACT TYPE, WITH HOLD | 22.92
3SU1150-0BB40-1FA0-ZY11 | PUSHBUTTON, 22MM, ROUND, METAL, SHINY, GREEN, RAISED BUTTON, MOMENTARY CONTACT TYPE, WITH HOLD | 22.92
3SU1150-0BB40-1FA0-ZY12 | PUSHBUTTON, 22MM, ROUND, METAL, SHINY, GREEN, RAISED BUTTON, MOMENTARY CONTACT TYPE, WITH HOLD | 22.92
3SU1150-0BB50-1FA0-ZX90 | PUSHBUTTON, 22MM, ROUND, METAL, SHINY, BLUE, RAISED BUTTON, MOMENTARY CONTACT TYPE, WITH HOLDE | 19.76
3SU1150-0BB50-1FA0-ZY10 | PUSHBUTTON, 22MM, ROUND, METAL, SHINY, BLUE, RAISED BUTTON, MOMENTARY CONTACT TYPE, WITH HOLDE | 22.92
3SU1150-0BB50-1FA0-ZY11 | PUSHBUTTON, 22MM, ROUND, METAL, SHINY, BLUE, RAISED BUTTON, MOMENTARY CONTACT TYPE, WITH HOLDE | 22.92
3SU1150-0BB50-1FA0-ZY12 | PUSHBUTTON, 22MM, ROUND, METAL, SHINY, BLUE, RAISED BUTTON, MOMENTARY CONTACT TYPE, WITH HOLDE | 22.92
3SU1150-1BA20-1FA0-ZY10 | MUSHROOM PUSHBUTTON, 22MM, ROUND, METAL, SHINY, RED, 40MM, LATCHING, PULL TO UNLATCH, WITH HO | 36.27
3SU1150-1BA20-1FA0-ZY11 | MUSHROOM PUSHBUTTON, 22MM, ROUND, METAL, SHINY, RED, 40MM, LATCHING, PULL TO UNLATCH, WITH HO | 36.27
3SU1150-1BA20-1FA0-ZY12 | MUSHROOM PUSHBUTTON, 22MM, ROUND, METAL, SHINY, RED, 40MM, LATCHING, PULL TO UNLATCH, WITH HO | 36.27
3SU1150-1BA20-1FA0-ZY13 | MUSHROOM PUSHBUTTON, 22MM, ROUND, METAL, SHINY, RED, 40MM, LATCHING, PULL TO UNLATCH, WITH HO | 36.27
3SU1150-1BA20-3FA0-ZY10 | MUSHROOM PUSHBUTTON, 22MM, ROUND, METAL, SHINY, RED, 40MM, LATCHING, PULL TO UNLATCH, WITH HO | 36.84
3SU1150-1BA20-3FA0-ZY11 | MUSHROOM PUSHBUTTON, 22MM, ROUND, METAL, SHINY, RED, 40MM, LATCHING, PULL TO UNLATCH, WITH HO | 36.84
3SU1150-1BA20-3FA0-ZY12 | MUSHROOM PUSHBUTTON, 22MM, ROUND, METAL, SHINY, RED, 40MM, LATCHING, PULL TO UNLATCH, WITH HO | 36.84
3SU1150-1BA20-3FA0-ZY13 | MUSHROOM PUSHBUTTON, 22MM, ROUND, METAL, SHINY, RED, 40MM, LATCHING, PULL TO UNLATCH, WITH HO | 36.84
3SU1150-1BA20-3FA0-ZY15 | MUSHROOM PUSHBUTTON, 22MM, ROUND, METAL, SHINY, RED, 40MM, LATCHING, PULL TO UNLATCH, WITH HO | 36.84
3SU1150-1HA20-1CH0-ZX90 | EM. STOP MUSHROOM PUSHBUTTON, 22MM, ROUND, METAL, SHINY, RED, 40MM, LATCHING, PULL TO UNLATCH, | 36.97
3SU1150-1HA20-3FH0 | EM. STOP MUSHROOM PUSHBUTTON, 22MM, ROUND, METAL, SHINY, RED, 40MM, LATCHING, PULL TO UNLATCH, | 37.94
3SU1150-1HA20-3FH0-ZX90 | EM. STOP MUSHROOM PUSHBUTTON, 22MM, ROUND, METAL, SHINY, RED, 40MM, LATCHING, PULL TO UNLATCH, | 40.52
3SU1150-1HA20-3CH0 | EM. STOP MUSHROOM PUSHBUTTON, 22MM, ROUND, METAL, SHINY, RED, 40MM, LATCHING, PULL TO UNLATCH, | 34.73
3SU1150-1HB20-1CH0 | EM. STOP MUSHROOM PUSHBUTTON, 22MM, ROUND, METAL, SHINY, RED, 40MM, LATCHING, ROTATE TO UNLATC | 34.59
3SU1150-1HB20-1CH0-ZX90 | EM. STOP MUSHROOM PUSHBUTTON, 22MM, ROUND, METAL, SHINY, RED, 40MM, LATCHING, ROTATE TO UNLATC | 36.97
3SU1150-1HB20-3FH0 | EM. STOP MUSHROOM PUSHBUTTON, 22MM, ROUND, METAL, SHINY, RED, 40MM, LATCHING, ROTATE TO UNLATC | 37.94
3SU1150-0AB60-1FA0-ZX90 | PUSHBUTTON, 22MM, ROUND, METAL, SHINY, WHITE, FLAT BUTTON, MOMENTARY CONTACT TYPE, WITH HOLDER | 17.91
3SU1150-0AB60-1FA0-ZY11 | PUSHBUTTON, 22MM, ROUND, METAL, SHINY, WHITE, FLAT BUTTON, MOMENTARY CONTACT TYPE, WITH HOLDER | 21.08
3SU1150-0AB60-3BA0-ZY10 | PUSHBUTTON, 22MM, ROUND, METAL, SHINY, WHITE, FLAT BUTTON, MOMENTARY CONTACT TYPE, WITH HOLDER | 18.3
3SU1150-0AB60-3BA0-ZY12 | PUSHBUTTON, 22MM, ROUND, METAL, SHINY, WHITE, FLAT BUTTON, MOMENTARY CONTACT TYPE, WITH HOLDER | 18.3
3SU1150-0AB60-3FA0-ZX90 | PUSHBUTTON, 22MM, ROUND, METAL, SHINY, WHITE, FLAT BUTTON, MOMENTARY CONTACT TYPE, WITH HOLDER | 18.49
3SU1150-0AB60-3FA0-ZY11 | PUSHBUTTON, 22MM, ROUND, METAL, SHINY, WHITE, FLAT BUTTON, MOMENTARY CONTACT TYPE, WITH HOLDER | 21.65
3SU1150-0AB70-1BA0-ZY10 | PUSHBUTTON, 22MM, ROUND, METAL, SHINY, CLEAR, FLAT BUTTON, MOMENTARY CONTACT TYPE, WITH HOLDER | 18.23
3SU1150-0AB70-1BA0-ZY12 | PUSHBUTTON, 22MM, ROUND, METAL, SHINY, CLEAR, FLAT BUTTON, MOMENTARY CONTACT TYPE, WITH HOLDER | 18.23
3SU1150-0AB70-1FA0-ZY11 | PUSHBUTTON, 22MM, ROUND, METAL, SHINY, CLEAR, FLAT BUTTON, MOMENTARY CONTACT TYPE, WITH HOLDER | 21.08
3SU1150-0AB70-1FA0-ZY13 | PUSHBUTTON, 22MM, ROUND, METAL, SHINY, CLEAR, FLAT BUTTON, MOMENTARY CONTACT TYPE, WITH HOLDER | 21.08
3SU1150-0BB10-1BA0-ZY10 | PUSHBUTTON, 22MM, ROUND, METAL, SHINY, BLACK, RAISED BUTTON, MOMENTARY CONTACT TYPE, WITH HOLD | 20.06
3SU1150-0BB10-1BA0-ZY12 | PUSHBUTTON, 22MM, ROUND, METAL, SHINY, BLACK, RAISED BUTTON, MOMENTARY CONTACT TYPE, WITH HOLD | 20.06
3SU1150-0BB10-1BA0-ZY15 | PUSHBUTTON, 22MM, ROUND, METAL, SHINY, BLACK, RAISED BUTTON, MOMENTARY CONTACT TYPE, WITH HOLD | 20.06
3SU1150-0BB10-1CA0-ZY11 | PUSHBUTTON, 22MM, ROUND, METAL, SHINY, BLACK, RAISED BUTTON, MOMENTARY CONTACT TYPE, WITH HOLD | 20.06
3SU1150-0BB10-1CA0-ZY13 | PUSHBUTTON, 22MM, ROUND, METAL, SHINY, BLACK, RAISED BUTTON, MOMENTARY CONTACT TYPE, WITH HOLD | 20.06
3SU1150-0BB10-1FA0-ZY12 | PUSHBUTTON, 22MM, ROUND, METAL, SHINY, BLACK, RAISED BUTTON, MOMENTARY CONTACT TYPE, WITH HOLD | 22.92
3SU1150-0BB10-1FA0-ZY15 | PUSHBUTTON, 22MM, ROUND, METAL, SHINY, BLACK, RAISED BUTTON, MOMENTARY CONTACT TYPE, WITH HOLD | 22.92
3SU1150-0BB20-1CA0-ZY11 | PUSHBUTTON, 22MM, ROUND, METAL, SHINY, RED, RAISED BUTTON, MOMENTARY CONTACT TYPE, WITH HOLDER | 20.06
3SU1150-0BB20-1CA0-ZY13 | PUSHBUTTON, 22MM, ROUND, METAL, SHINY, RED, RAISED BUTTON, MOMENTARY CONTACT TYPE, WITH HOLDER | 20.06
3SU1150-0BB20-1CA0-ZY19 | PUSHBUTTON, 22MM, ROUND, METAL, SHINY, RED, RAISED BUTTON, MOMENTARY CONTACT TYPE, WITH HOLDER | 18.17
3SU1150-0BB20-1FA0-ZY12 | PUSHBUTTON, 22MM, ROUND, METAL, SHINY, RED, RAISED BUTTON, MOMENTARY CONTACT TYPE, WITH HOLDER | 22.92
3SU1150-0BB20-1FA0-ZY15 | PUSHBUTTON, 22MM, ROUND, METAL, SHINY, RED, RAISED BUTTON, MOMENTARY CONTACT TYPE, WITH HOLDER | 22.92
3SU1150-0BB20-3CA0-ZY13 | PUSHBUTTON, 22MM, ROUND, METAL, SHINY, RED, RAISED BUTTON, MOMENTARY CONTACT TYPE, WITH HOLDER | 20.19
3SU1150-0BB20-3CA0-ZY19 | PUSHBUTTON, 22MM, ROUND, METAL, SHINY, RED, RAISED BUTTON, MOMENTARY CONTACT TYPE, WITH HOLDER | 18.3
3SU1150-0BB40-1FA0-ZY15 | PUSHBUTTON, 22MM, ROUND, METAL, SHINY, GREEN, RAISED BUTTON, MOMENTARY CONTACT TYPE, WITH HOLD | 22.92
3SU1150-0BB50-1BA0 | PUSHBUTTON, 22MM, ROUND, METAL, SHINY, BLUE, RAISED BUTTON, MOMENTARY CONTACT TYPE, WITH HOLDE | 15.51
3SU1150-0BB50-1BA0-ZY13 | PUSHBUTTON, 22MM, ROUND, METAL, SHINY, BLUE, RAISED BUTTON, MOMENTARY CONTACT TYPE, WITH HOLDE | 20.06
3SU1150-0BB50-1BA0-ZY19 | PUSHBUTTON, 22MM, ROUND, METAL, SHINY, BLUE, RAISED BUTTON, MOMENTARY CONTACT TYPE, WITH HOLDE | 18.17
3SU1150-0BB50-1FA0-ZY15 | PUSHBUTTON, 22MM, ROUND, METAL, SHINY, BLUE, RAISED BUTTON, MOMENTARY CONTACT TYPE, WITH HOLDE | 22.92
3SU1150-0AB70-1FA0-ZY12 | PUSHBUTTON, 22MM, ROUND, METAL, SHINY, CLEAR, FLAT BUTTON, MOMENTARY CONTACT TYPE, WITH HOLDER | 21.08
3SU1150-0BB10-1BA0-ZY11 | PUSHBUTTON, 22MM, ROUND, METAL, SHINY, BLACK, RAISED BUTTON, MOMENTARY CONTACT TYPE, WITH HOLD | 20.06
3SU1150-0BB10-1BA0-ZY13 | PUSHBUTTON, 22MM, ROUND, METAL, SHINY, BLACK, RAISED BUTTON, MOMENTARY CONTACT TYPE, WITH HOLD | 20.06
3SU1150-0BB10-1CA0-ZY12 | PUSHBUTTON, 22MM, ROUND, METAL, SHINY, BLACK, RAISED BUTTON, MOMENTARY CONTACT TYPE, WITH HOLD | 20.06
3SU1150-0BB10-1CA0-ZY15 | PUSHBUTTON, 22MM, ROUND, METAL, SHINY, BLACK, RAISED BUTTON, MOMENTARY CONTACT TYPE, WITH HOLD | 20.06
3SU1150-0BB10-1FA0-ZY11 | PUSHBUTTON, 22MM, ROUND, METAL, SHINY, BLACK, RAISED BUTTON, MOMENTARY CONTACT TYPE, WITH HOLD | 22.92
3SU1150-0BB10-1FA0-ZY13 | PUSHBUTTON, 22MM, ROUND, METAL, SHINY, BLACK, RAISED BUTTON, MOMENTARY CONTACT TYPE, WITH HOLD | 22.92
3SU1150-0BB20-1CA0-ZY12 | PUSHBUTTON, 22MM, ROUND, METAL, SHINY, RED, RAISED BUTTON, MOMENTARY CONTACT TYPE, WITH HOLDER | 20.06
3SU1150-0BB20-1CA0-ZY15 | PUSHBUTTON, 22MM, ROUND, METAL, SHINY, RED, RAISED BUTTON, MOMENTARY CONTACT TYPE, WITH HOLDER | 20.06
3SU1150-0BB20-1FA0-ZY13 | PUSHBUTTON, 22MM, ROUND, METAL, SHINY, RED, RAISED BUTTON, MOMENTARY CONTACT TYPE, WITH HOLDER | 22.92
3SU1150-0BB20-1FA0-ZY19 | PUSHBUTTON, 22MM, ROUND, METAL, SHINY, RED, RAISED BUTTON, MOMENTARY CONTACT TYPE, WITH HOLDER | 21.02
3SU1150-0BB20-3CA0-ZY12 | PUSHBUTTON, 22MM, ROUND, METAL, SHINY, RED, RAISED BUTTON, MOMENTARY CONTACT TYPE, WITH HOLDER | 20.19
3SU1150-0BB20-3CA0-ZY15 | PUSHBUTTON, 22MM, ROUND, METAL, SHINY, RED, RAISED BUTTON, MOMENTARY CONTACT TYPE, WITH HOLDER | 20.19
3SU1150-0BB40-1FA0-ZY13 | PUSHBUTTON, 22MM, ROUND, METAL, SHINY, GREEN, RAISED BUTTON, MOMENTARY CONTACT TYPE, WITH HOLD | 22.92
3SU1150-0BB40-1FA0-ZY19 | PUSHBUTTON, 22MM, ROUND, METAL, SHINY, GREEN, RAISED BUTTON, MOMENTARY CONTACT TYPE, WITH HOLD | 21.02
3SU1150-0BB50-1BA0-ZY15 | PUSHBUTTON, 22MM, ROUND, METAL, SHINY, BLUE, RAISED BUTTON, MOMENTARY CONTACT TYPE, WITH HOLDE | 20.06
3SU1150-0BB50-1FA0 | PUSHBUTTON, 22MM, ROUND, METAL, SHINY, BLUE, RAISED BUTTON, MOMENTARY CONTACT TYPE, WITH HOLDE | 18.15
3SU1150-0BB50-1FA0-ZY13 | PUSHBUTTON, 22MM, ROUND, METAL, SHINY, BLUE, RAISED BUTTON, MOMENTARY CONTACT TYPE, WITH HOLDE | 22.92
3SU1150-0BB50-1FA0-ZY19 | PUSHBUTTON, 22MM, ROUND, METAL, SHINY, BLUE, RAISED BUTTON, MOMENTARY CONTACT TYPE, WITH HOLDE | 21.02
3SU1150-1BA20-1CA0-ZY15 | MUSHROOM PUSHBUTTON, 22MM, ROUND, METAL, SHINY, RED, 40MM, LATCHING, PULL TO UNLATCH, WITH HO | 33.35
3SU1150-1BA20-1FA0 | MUSHROOM PUSHBUTTON, 22MM, ROUND, METAL, SHINY, RED, 40MM, LATCHING, PULL TO UNLATCH, WITH HO | 30.4
3SU1150-1BA20-1FA0-ZY19 | MUSHROOM PUSHBUTTON, 22MM, ROUND, METAL, SHINY, RED, 40MM, LATCHING, PULL TO UNLATCH, WITH HO | 34.37
3SU1150-1BA20-3CA0-ZX90 | MUSHROOM PUSHBUTTON, 22MM, ROUND, METAL, SHINY, RED, 40MM, LATCHING, PULL TO UNLATCH, WITH HO | 30.32
3SU1150-1BA20-3CA0-ZY15 | MUSHROOM PUSHBUTTON, 22MM, ROUND, METAL, SHINY, RED, 40MM, LATCHING, PULL TO UNLATCH, WITH HO | 33.48
3SU1150-1BA20-3FA0 | MUSHROOM PUSHBUTTON, 22MM, ROUND, METAL, SHINY, RED, 40MM, LATCHING, PULL TO UNLATCH, WITH HO | 30.94
3SU1150-1BA20-3FA0-ZY19 | MUSHROOM PUSHBUTTON, 22MM, ROUND, METAL, SHINY, RED, 40MM, LATCHING, PULL TO UNLATCH, WITH HO | 34.94
3SU1150-1HA20-1CG0-ZX90 | EM. STOP MUSHROOM PUSHBUTTON, 22MM, ROUND, METAL, SHINY, RED, 40MM, LATCHING, PULL TO UNLATCH, | 36.97
3SU1150-1HA20-1FJ0 | EM. STOP MUSHROOM PUSHBUTTON, 22MM, ROUND, METAL, SHINY, RED, 40MM, LATCHING, PULL TO UNLATCH, | 37.36
3SU1150-1HA20-1CH0 | EM. STOP MUSHROOM PUSHBUTTON, 22MM, ROUND, METAL, SHINY, RED, 40MM, LATCHING, PULL TO UNLATCH, | 34.59
3SU1150-0AB60-1BA0-ZY15 | PUSHBUTTON, 22MM, ROUND, METAL, SHINY, WHITE, FLAT BUTTON, MOMENTARY CONTACT TYPE, WITH HOLDER | 18.23
3SU1150-0AB60-1BA0-ZY19 | PUSHBUTTON, 22MM, ROUND, METAL, SHINY, WHITE, FLAT BUTTON, MOMENTARY CONTACT TYPE, WITH HOLDER | 16.34
3SU1150-0AB60-1FA0 | PUSHBUTTON, 22MM, ROUND, METAL, SHINY, WHITE, FLAT BUTTON, MOMENTARY CONTACT TYPE, WITH HOLDER | 16.47
3SU1150-0AB60-3BA0-ZY13 | PUSHBUTTON, 22MM, ROUND, METAL, SHINY, WHITE, FLAT BUTTON, MOMENTARY CONTACT TYPE, WITH HOLDER | 18.3
3SU1150-0AB60-3BA0-ZY15 | PUSHBUTTON, 22MM, ROUND, METAL, SHINY, WHITE, FLAT BUTTON, MOMENTARY CONTACT TYPE, WITH HOLDER | 18.3
3SU1150-0AB60-3BA0-ZY19 | PUSHBUTTON, 22MM, ROUND, METAL, SHINY, WHITE, FLAT BUTTON, MOMENTARY CONTACT TYPE, WITH HOLDER | 16.4
3SU1150-0AB60-3FA0 | PUSHBUTTON, 22MM, ROUND, METAL, SHINY, WHITE, FLAT BUTTON, MOMENTARY CONTACT TYPE, WITH HOLDER | 16.98
3SU1150-0AB70-1BA0-ZY15 | PUSHBUTTON, 22MM, ROUND, METAL, SHINY, CLEAR, FLAT BUTTON, MOMENTARY CONTACT TYPE, WITH HOLDER | 18.23
3SU1150-0AB70-1BA0-ZY19 | PUSHBUTTON, 22MM, ROUND, METAL, SHINY, CLEAR, FLAT BUTTON, MOMENTARY CONTACT TYPE, WITH HOLDER | 16.34
3SU1150-0AB70-1FA0 | PUSHBUTTON, 22MM, ROUND, METAL, SHINY, CLEAR, FLAT BUTTON, MOMENTARY CONTACT TYPE, WITH HOLDER | 16.47
3SU1150-0AB70-1FA0-ZX90 | PUSHBUTTON, 22MM, ROUND, METAL, SHINY, CLEAR, FLAT BUTTON, MOMENTARY CONTACT TYPE, WITH HOLDER | 17.91
3SU1150-0BB10-1BA0-ZY19 | PUSHBUTTON, 22MM, ROUND, METAL, SHINY, BLACK, RAISED BUTTON, MOMENTARY CONTACT TYPE, WITH HOLD | 18.17
3SU1150-0BB10-1CA0 | PUSHBUTTON, 22MM, ROUND, METAL, SHINY, BLACK, RAISED BUTTON, MOMENTARY CONTACT TYPE, WITH HOLD | 15.51
3SU1150-0BB10-1CA0-ZX90 | PUSHBUTTON, 22MM, ROUND, METAL, SHINY, BLACK, RAISED BUTTON, MOMENTARY CONTACT TYPE, WITH HOLD | 16.9
3SU1150-0BB10-1CA0-ZY10 | PUSHBUTTON, 22MM, ROUND, METAL, SHINY, BLACK, RAISED BUTTON, MOMENTARY CONTACT TYPE, WITH HOLD | 20.06
3SU1150-0BB10-1FA0-ZY19 | PUSHBUTTON, 22MM, ROUND, METAL, SHINY, BLACK, RAISED BUTTON, MOMENTARY CONTACT TYPE, WITH HOLD | 21.02
3SU1150-0BB20-1CA0 | PUSHBUTTON, 22MM, ROUND, METAL, SHINY, RED, RAISED BUTTON, MOMENTARY CONTACT TYPE, WITH HOLDER | 15.51
3SU1150-0BB20-1CA0-ZX90 | PUSHBUTTON, 22MM, ROUND, METAL, SHINY, RED, RAISED BUTTON, MOMENTARY CONTACT TYPE, WITH HOLDER | 16.9
3SU1150-0BB20-1CA0-ZY10 | PUSHBUTTON, 22MM, ROUND, METAL, SHINY, RED, RAISED BUTTON, MOMENTARY CONTACT TYPE, WITH HOLDER | 20.06
3SU1150-0BB20-3CA0 | PUSHBUTTON, 22MM, ROUND, METAL, SHINY, RED, RAISED BUTTON, MOMENTARY CONTACT TYPE, WITH HOLDER | 15.64
3SU1150-0BB20-3CA0-ZX90 | PUSHBUTTON, 22MM, ROUND, METAL, SHINY, RED, RAISED BUTTON, MOMENTARY CONTACT TYPE, WITH HOLDER | 17.03
3SU1150-0BB20-3CA0-ZY10 | PUSHBUTTON, 22MM, ROUND, METAL, SHINY, RED, RAISED BUTTON, MOMENTARY CONTACT TYPE, WITH HOLDER | 20.19
3SU1150-0BB20-3CA0-ZY11 | PUSHBUTTON, 22MM, ROUND, METAL, SHINY, RED, RAISED BUTTON, MOMENTARY CONTACT TYPE, WITH HOLDER | 20.19
3SU1150-0BB50-1BA0-ZX90 | PUSHBUTTON, 22MM, ROUND, METAL, SHINY, BLUE, RAISED BUTTON, MOMENTARY CONTACT TYPE, WITH HOLDE | 16.9
3SU1150-0BB50-1BA0-ZY10 | PUSHBUTTON, 22MM, ROUND, METAL, SHINY, BLUE, RAISED BUTTON, MOMENTARY CONTACT TYPE, WITH HOLDE | 20.06
3SU1150-0BB50-1BA0-ZY11 | PUSHBUTTON, 22MM, ROUND, METAL, SHINY, BLUE, RAISED BUTTON, MOMENTARY CONTACT TYPE, WITH HOLDE | 20.06
3SU1150-0BB50-1BA0-ZY12 | PUSHBUTTON, 22MM, ROUND, METAL, SHINY, BLUE, RAISED BUTTON, MOMENTARY CONTACT TYPE, WITH HOLDE | 20.06
3SU1150-1BA20-1CA0-ZX90 | MUSHROOM PUSHBUTTON, 22MM, ROUND, METAL, SHINY, RED, 40MM, LATCHING, PULL TO UNLATCH, WITH HO | 30.19
3SU1150-1BA20-1CA0-ZY10 | MUSHROOM PUSHBUTTON, 22MM, ROUND, METAL, SHINY, RED, 40MM, LATCHING, PULL TO UNLATCH, WITH HO | 33.35
3SU1150-1BA20-1CA0 | MUSHROOM PUSHBUTTON, 22MM, ROUND, METAL, SHINY, RED, 40MM, LATCHING, PULL TO UNLATCH, WITH HO | 27.73
3SU1150-1BA20-1CA0-ZY19 | MUSHROOM PUSHBUTTON, 22MM, ROUND, METAL, SHINY, RED, 40MM, LATCHING, PULL TO UNLATCH, WITH HO | 31.46
3SU1150-1BA20-1FA0-ZX90 | MUSHROOM PUSHBUTTON, 22MM, ROUND, METAL, SHINY, RED, 40MM, LATCHING, PULL TO UNLATCH, WITH HO | 33.11
3SU1150-1BA20-1FA0-ZY15 | MUSHROOM PUSHBUTTON, 22MM, ROUND, METAL, SHINY, RED, 40MM, LATCHING, PULL TO UNLATCH, WITH HO | 36.27
3SU1150-1BA20-3CA0 | MUSHROOM PUSHBUTTON, 22MM, ROUND, METAL, SHINY, RED, 40MM, LATCHING, PULL TO UNLATCH, WITH HO | 27.83
3SU1150-1BA20-3CA0-ZY19 | MUSHROOM PUSHBUTTON, 22MM, ROUND, METAL, SHINY, RED, 40MM, LATCHING, PULL TO UNLATCH, WITH HO | 31.59
3SU1150-1BA20-3FA0-ZX90 | MUSHROOM PUSHBUTTON, 22MM, ROUND, METAL, SHINY, RED, 40MM, LATCHING, PULL TO UNLATCH, WITH HO | 33.68
3SU1150-1HA20-1CG0 | EM. STOP MUSHROOM PUSHBUTTON, 22MM, ROUND, METAL, SHINY, RED, 40MM, LATCHING, PULL TO UNLATCH, | 34.59
3SU1150-1HA20-1FH0-ZX90 | EM. STOP MUSHROOM PUSHBUTTON, 22MM, ROUND, METAL, SHINY, RED, 40MM, LATCHING, PULL TO UNLATCH, | 39.88
3SU1150-1HA20-1FJ0-ZX90 | EM. STOP MUSHROOM PUSHBUTTON, 22MM, ROUND, METAL, SHINY, RED, 40MM, LATCHING, PULL TO UNLATCH, | 39.88
3SU1150-1HA20-3PH0 | EM. STOP MUSHROOM PUSHBUTTON, 22MM, ROUND, METAL, SHINY, RED, 40MM, LATCHING, PULL TO UNLATCH, | 39.12
3SU1150-1HB20-1CG0 | EM. STOP MUSHROOM PUSHBUTTON, 22MM, ROUND, METAL, SHINY, RED, 40MM, LATCHING, ROTATE TO UNLATC | 34.59
3SU1150-1HB20-1FH0-ZX90 | EM. STOP MUSHROOM PUSHBUTTON, 22MM, ROUND, METAL, SHINY, RED, 40MM, LATCHING, ROTATE TO UNLATC | 39.88
3SU1150-1HB20-1FJ0-ZX90 | EM. STOP MUSHROOM PUSHBUTTON, 22MM, ROUND, METAL, SHINY, RED, 40MM, LATCHING, ROTATE TO UNLATC | 39.88
3SU1150-1HB20-3CH0 | EM. STOP MUSHROOM PUSHBUTTON, 22MM, ROUND, METAL, SHINY, RED, 40MM, LATCHING, ROTATE TO UNLATC | 34.73
3SU1150-1HB20-3PH0 | EM. STOP MUSHROOM PUSHBUTTON, 22MM, ROUND, METAL, SHINY, RED, 40MM, LATCHING, ROTATE TO UNLATC | 39.12
3SU1150-2BF60-1MA0 | SELECTOR SWITCH, CAN BE ILLUM., 22MM, ROUND, METAL, SHINY, BLACK, WHITE, SHORT SELECTOR SWITCH, | 22.54
3SU1150-2BF60-3MA0 | SELECTOR SWITCH, CAN BE ILLUM., 22MM, ROUND, METAL, SHINY, BLACK, WHITE, SHORT SELECTOR SWITCH, | 22.79
3SU1150-2BL60-1LA0-ZX90 | SELECTOR SWITCH, CAN BE ILLUM., 22MM, ROUND, METAL, SHINY, BLACK, WHITE, SHORT SELECTOR SWITCH, | 30.39
3SU1150-2BL60-1NA0 | SELECTOR SWITCH, CAN BE ILLUM., 22MM, ROUND, METAL, SHINY, BLACK, WHITE, SHORT SELECTOR SWITCH, | 22.54
3SU1150-2BL60-3LA0-ZX90 | SELECTOR SWITCH, CAN BE ILLUM., 22MM, ROUND, METAL, SHINY, BLACK, WHITE, SHORT SELECTOR SWITCH, | 31.52
3SU1150-2BL60-3NA0 | SELECTOR SWITCH, CAN BE ILLUM., 22MM, ROUND, METAL, SHINY, BLACK, WHITE, SHORT SELECTOR SWITCH, | 22.79
3SU1150-2BM60-1LA0-ZX90 | SELECTOR SWITCH, CAN BE ILLUM., 22MM, ROUND, METAL, SHINY, BLACK, WHITE, SHORT SELECTOR SWITCH, | 30.39
3SU1250-0EB40-0AA0-ZX90 | PUSHBUTTON, COMPACT, WITH EXTENDED STROKE (12MM), 22MM, ROUND, METAL, GREEN, FLAT BUTTON, MOME | 18.04
3SU1250-0EB40-0AA0-ZY11 | PUSHBUTTON, COMPACT, WITH EXTENDED STROKE (12MM), 22MM, ROUND, METAL, GREEN, FLAT BUTTON, MOME | 21.21
3SU1250-0FB10-0AA0-ZY10 | PUSHBUTTON, COMPACT, WITH EXTENDED STROKE (12MM), 22MM, ROUND, METAL, BLACK, RAISED BUTTON, MO | 21.21
3SU1250-0FB10-0AA0-ZY12 | PUSHBUTTON, COMPACT, WITH EXTENDED STROKE (12MM), 22MM, ROUND, METAL, BLACK, RAISED BUTTON, MO | 21.21
3SU1250-2PQ10-1AA0-ZX90 | POTENTIOMETER, COMPACT, 22MM, ROUND, METAL, BLACK, 1K OHM, WITH HOLDER, SCREW TERMINAL, Z = 5 | 72.17
3SU1250-2PQ10-1AA0-ZY11 | POTENTIOMETER, COMPACT, 22MM, ROUND, METAL, BLACK, 1K OHM, WITH HOLDER, SCREW TERMINAL, WITH | 75.33
3SU1150-1BA20-1CA0-ZY11 | MUSHROOM PUSHBUTTON, 22MM, ROUND, METAL, SHINY, RED, 40MM, LATCHING, PULL TO UNLATCH, WITH HO | 33.35
3SU1150-1BA20-1CA0-ZY12 | MUSHROOM PUSHBUTTON, 22MM, ROUND, METAL, SHINY, RED, 40MM, LATCHING, PULL TO UNLATCH, WITH HO | 33.35
3SU1150-1BA20-1CA0-ZY13 | MUSHROOM PUSHBUTTON, 22MM, ROUND, METAL, SHINY, RED, 40MM, LATCHING, PULL TO UNLATCH, WITH HO | 33.35
3SU1150-1BA20-3CA0-ZY10 | MUSHROOM PUSHBUTTON, 22MM, ROUND, METAL, SHINY, RED, 40MM, LATCHING, PULL TO UNLATCH, WITH HO | 33.48
3SU1150-1BA20-3CA0-ZY11 | MUSHROOM PUSHBUTTON, 22MM, ROUND, METAL, SHINY, RED, 40MM, LATCHING, PULL TO UNLATCH, WITH HO | 33.48
3SU1150-1BA20-3CA0-ZY12 | MUSHROOM PUSHBUTTON, 22MM, ROUND, METAL, SHINY, RED, 40MM, LATCHING, PULL TO UNLATCH, WITH HO | 33.48
3SU1150-1BA20-3CA0-ZY13 | MUSHROOM PUSHBUTTON, 22MM, ROUND, METAL, SHINY, RED, 40MM, LATCHING, PULL TO UNLATCH, WITH HO | 33.48
3SU1150-1HA20-1FG0 | EM. STOP MUSHROOM PUSHBUTTON, 22MM, ROUND, METAL, SHINY, RED, 40MM, LATCHING, PULL TO UNLATCH, | 37.36
3SU1150-1HA20-1FG0-ZX90 | EM. STOP MUSHROOM PUSHBUTTON, 22MM, ROUND, METAL, SHINY, RED, 40MM, LATCHING, PULL TO UNLATCH, | 39.88
3SU1150-1HA20-1FH0 | EM. STOP MUSHROOM PUSHBUTTON, 22MM, ROUND, METAL, SHINY, RED, 40MM, LATCHING, PULL TO UNLATCH, | 37.36
3SU1150-1HB20-1CJ0 | EM. STOP MUSHROOM PUSHBUTTON, 22MM, ROUND, METAL, SHINY, RED, 40MM, LATCHING, ROTATE TO UNLATC | 34.59
3SU1150-1HB20-1CJ0-ZX90 | EM. STOP MUSHROOM PUSHBUTTON, 22MM, ROUND, METAL, SHINY, RED, 40MM, LATCHING, ROTATE TO UNLATC | 36.97
3SU1150-1HB20-1FG0 | EM. STOP MUSHROOM PUSHBUTTON, 22MM, ROUND, METAL, SHINY, RED, 40MM, LATCHING, ROTATE TO UNLATC | 37.36
3SU1150-1HB20-1FG0-ZX90 | EM. STOP MUSHROOM PUSHBUTTON, 22MM, ROUND, METAL, SHINY, RED, 40MM, LATCHING, ROTATE TO UNLATC | 39.88
3SU1150-2BF60-1BA0 | SELECTOR SWITCH, CAN BE ILLUM., 22MM, ROUND, METAL, SHINY, BLACK, WHITE, SHORT SELECTOR SWITCH, | 18.31
3SU1150-2BF60-1BA0-ZX90 | SELECTOR SWITCH, CAN BE ILLUM., 22MM, ROUND, METAL, SHINY, BLACK, WHITE, SHORT SELECTOR SWITCH, | 19.93
3SU1150-2BF60-1MA0-ZX90 | SELECTOR SWITCH, CAN BE ILLUM., 22MM, ROUND, METAL, SHINY, BLACK, WHITE, SHORT SELECTOR SWITCH, | 24.57
3SU1250-0EB40-0AA0-ZY13 | PUSHBUTTON, COMPACT, WITH EXTENDED STROKE (12MM), 22MM, ROUND, METAL, GREEN, FLAT BUTTON, MOME | 21.21
3SU1250-0EB40-0AA0-ZY15 | PUSHBUTTON, COMPACT, WITH EXTENDED STROKE (12MM), 22MM, ROUND, METAL, GREEN, FLAT BUTTON, MOME | 21.21
3SU1250-0EB40-0AA0-ZY19 | PUSHBUTTON, COMPACT, WITH EXTENDED STROKE (12MM), 22MM, ROUND, METAL, GREEN, FLAT BUTTON, MOME | 19.3
3SU1250-0FB10-0AA0 | PUSHBUTTON, COMPACT, WITH EXTENDED STROKE (12MM), 22MM, ROUND, METAL, BLACK, RAISED BUTTON, MO | 16.58
3SU1250-2PQ10-1AA0-ZY15 | POTENTIOMETER, COMPACT, 22MM, ROUND, METAL, BLACK, 1K OHM, WITH HOLDER, SCREW TERMINAL, WITH | 75.33
3SU1250-2PQ10-1AA0-ZY19 | POTENTIOMETER, COMPACT, 22MM, ROUND, METAL, BLACK, 1K OHM, WITH HOLDER, SCREW TERMINAL, WITH | 73.43
3SU1250-2PR10-1AA0 | POTENTIOMETER, COMPACT, 22MM, ROUND, METAL, BLACK, 4.7K OHM, WITH HOLDER, SCREW TERMINAL | 72.17
3SU1250-2PR10-1AA0-ZX90 | POTENTIOMETER, COMPACT, 22MM, ROUND, METAL, BLACK, 4.7K OHM, WITH HOLDER, SCREW TERMINAL, Z = | 72.17
3SU1250-2PS10-1AA0-ZY15 | POTENTIOMETER, COMPACT, 22MM, ROUND, METAL, BLACK, 10K OHM, WITH HOLDER, SCREW TERMINAL, WITH | 75.33
3SU1250-2PS10-1AA0-ZY19 | POTENTIOMETER, COMPACT, 22MM, ROUND, METAL, BLACK, 10K OHM, WITH HOLDER, SCREW TERMINAL, WITH | 73.43
3SU1250-2PT10-1AA0 | POTENTIOMETER, COMPACT, 22MM, ROUND, METAL, BLACK, 47K OHM, WITH HOLDER, SCREW TERMINAL | 72.17
3SU1250-2PT10-1AA0-ZX90 | POTENTIOMETER, COMPACT, 22MM, ROUND, METAL, BLACK, 47K OHM, WITH HOLDER, SCREW TERMINAL, Z = | 72.17
3SU1250-2PU10-1AA0-ZY19 | POTENTIOMETER, COMPACT, 22MM, ROUND, METAL, BLACK, 100K OHM, WITH HOLDER, SCREW TERMINAL, WIT | 73.43
3SU1150-1HB20-3FH0-ZX90 | EM. STOP MUSHROOM PUSHBUTTON, 22MM, ROUND, METAL, SHINY, RED, 40MM, LATCHING, ROTATE TO UNLATC | 40.52
3SU1150-2BF60-1FA0-ZX90 | SELECTOR SWITCH, CAN BE ILLUM., 22MM, ROUND, METAL, SHINY, BLACK, WHITE, SHORT SELECTOR SWITCH, | 22.85
3SU1150-2BF60-3BA0-ZX90 | SELECTOR SWITCH, CAN BE ILLUM., 22MM, ROUND, METAL, SHINY, BLACK, WHITE, SHORT SELECTOR SWITCH, | 20.06
3SU1250-0EB40-0AA0 | PUSHBUTTON, COMPACT, WITH EXTENDED STROKE (12MM), 22MM, ROUND, METAL, GREEN, FLAT BUTTON, MOME | 16.58
3SU1250-0FB10-0AA0-ZY13 | PUSHBUTTON, COMPACT, WITH EXTENDED STROKE (12MM), 22MM, ROUND, METAL, BLACK, RAISED BUTTON, MO | 21.21
3SU1250-0FB10-0AA0-ZY15 | PUSHBUTTON, COMPACT, WITH EXTENDED STROKE (12MM), 22MM, ROUND, METAL, BLACK, RAISED BUTTON, MO | 21.21
3SU1250-0FB10-0AA0-ZY19 | PUSHBUTTON, COMPACT, WITH EXTENDED STROKE (12MM), 22MM, ROUND, METAL, BLACK, RAISED BUTTON, MO | 19.3
3SU1250-2PQ10-1AA0 | POTENTIOMETER, COMPACT, 22MM, ROUND, METAL, BLACK, 1K OHM, WITH HOLDER, SCREW TERMINAL | 72.17
3SU1250-2PR10-1AA0-ZY15 | POTENTIOMETER, COMPACT, 22MM, ROUND, METAL, BLACK, 4.7K OHM, WITH HOLDER, SCREW TERMINAL, WIT | 75.33
3SU1250-2PR10-1AA0-ZY19 | POTENTIOMETER, COMPACT, 22MM, ROUND, METAL, BLACK, 4.7K OHM, WITH HOLDER, SCREW TERMINAL, WIT | 73.43
3SU1250-2PS10-1AA0 | POTENTIOMETER, COMPACT, 22MM, ROUND, METAL, BLACK, 10K OHM, WITH HOLDER, SCREW TERMINAL | 72.17
3SU1250-2PS10-1AA0-ZX90 | POTENTIOMETER, COMPACT, 22MM, ROUND, METAL, BLACK, 10K OHM, WITH HOLDER, SCREW TERMINAL, Z = | 72.17
3SU1250-2PT10-1AA0-ZY19 | POTENTIOMETER, COMPACT, 22MM, ROUND, METAL, BLACK, 47K OHM, WITH HOLDER, SCREW TERMINAL, WITH | 73.43
3SU1250-2PU10-1AA0 | POTENTIOMETER, COMPACT, 22MM, ROUND, METAL, BLACK, 100K OHM, WITH HOLDER, SCREW TERMINAL | 72.17
3SU1250-2PU10-1AA0-ZX90 | POTENTIOMETER, COMPACT, 22MM, ROUND, METAL, BLACK, 100K OHM, WITH HOLDER, SCREW TERMINAL, Z = | 72.17
3SU1250-2PU10-1AA0-ZY10 | POTENTIOMETER, COMPACT, 22MM, ROUND, METAL, BLACK, 100K OHM, WITH HOLDER, SCREW TERMINAL, WIT | 75.33
3SU1250-2PV10-1AA0-ZY19 | POTENTIOMETER, COMPACT, 22MM, ROUND, METAL, BLACK, 470K OHM, WITH HOLDER, SCREW TERMINAL, WIT | 73.43
3SU1251-0EB70-0AA0-ZY12 | PUSHBUTTON, COMP., WITH EXTENDED STROKE (12MM), 22MM, ROUND, METAL, CLEAR, FLAT BUTTON, MOMENT | 21.21
3SU1251-0EB70-0AA0-ZY13 | PUSHBUTTON, COMP., WITH EXTENDED STROKE (12MM), 22MM, ROUND, METAL, CLEAR, FLAT BUTTON, MOMENT | 21.21
3SU1251-0EB70-0AA0-ZY15 | PUSHBUTTON, COMP., WITH EXTENDED STROKE (12MM), 22MM, ROUND, METAL, CLEAR, FLAT BUTTON, MOMENT | 21.21
3SU1251-0EB70-0AA0-ZY19 | PUSHBUTTON, COMP., WITH EXTENDED STROKE (12MM), 22MM, ROUND, METAL, CLEAR, FLAT BUTTON, MOMENT | 19.3
3SU1251-6AB20-1AA0-ZY13 | INDICATOR LIGHT, COMPACT, 22MM, ROUND, METAL, RED, SMOOTH LENS, WITH HOLDER, OPERATING VOLTAGE | 14.55
3SU1251-6AB20-1AA0-ZY15 | INDICATOR LIGHT, COMPACT, 22MM, ROUND, METAL, RED, SMOOTH LENS, WITH HOLDER, OPERATING VOLTAGE | 14.55
3SU1251-6AB20-1AA0-ZY19 | INDICATOR LIGHT, COMPACT, 22MM, ROUND, METAL, RED, SMOOTH LENS, WITH HOLDER, OPERATING VOLTAGE | 12.66
3SU1251-6AB30-1AA0 | INDICATOR LIGHT, COMPACT, 22MM, ROUND, METAL, YELLOW, SMOOTH LENS, WITH HOLDER, OPERATING VOLT | 11.39
3SU1251-6AB40-1AA0-ZY13 | INDICATOR LIGHT, COMPACT, 22MM, ROUND, METAL, GREEN, SMOOTH LENS, WITH HOLDER, OPERATING VOLTA | 14.55
3SU1251-6AB40-1AA0-ZY15 | INDICATOR LIGHT, COMPACT, 22MM, ROUND, METAL, GREEN, SMOOTH LENS, WITH HOLDER, OPERATING VOLTA | 14.55
3SU1251-6AB40-1AA0-ZY19 | INDICATOR LIGHT, COMPACT, 22MM, ROUND, METAL, GREEN, SMOOTH LENS, WITH HOLDER, OPERATING VOLTA | 12.66
3SU1251-6AB50-1AA0 | INDICATOR LIGHT, COMPACT, 22MM, ROUND, METAL, BLUE, SMOOTH LENS, WITH HOLDER, OPERATING VOLTAG | 11.39
3SU1250-2PR10-1AA0-ZY10 | POTENTIOMETER, COMPACT, 22MM, ROUND, METAL, BLACK, 4.7K OHM, WITH HOLDER, SCREW TERMINAL, WIT | 75.33
3SU1250-2PR10-1AA0-ZY12 | POTENTIOMETER, COMPACT, 22MM, ROUND, METAL, BLACK, 4.7K OHM, WITH HOLDER, SCREW TERMINAL, WIT | 75.33
3SU1250-2PS10-1AA0-ZY11 | POTENTIOMETER, COMPACT, 22MM, ROUND, METAL, BLACK, 10K OHM, WITH HOLDER, SCREW TERMINAL, WITH | 75.33
3SU1250-2PT10-1AA0-ZY10 | POTENTIOMETER, COMPACT, 22MM, ROUND, METAL, BLACK, 47K OHM, WITH HOLDER, SCREW TERMINAL, WITH | 75.33
3SU1250-2PT10-1AA0-ZY12 | POTENTIOMETER, COMPACT, 22MM, ROUND, METAL, BLACK, 47K OHM, WITH HOLDER, SCREW TERMINAL, WITH | 75.33
3SU1250-2PT10-1AA0-ZY15 | POTENTIOMETER, COMPACT, 22MM, ROUND, METAL, BLACK, 47K OHM, WITH HOLDER, SCREW TERMINAL, WITH | 75.33
3SU1250-2PU10-1AA0-ZY11 | POTENTIOMETER, COMPACT, 22MM, ROUND, METAL, BLACK, 100K OHM, WITH HOLDER, SCREW TERMINAL, WIT | 75.33
3SU1250-2PV10-1AA0-ZY12 | POTENTIOMETER, COMPACT, 22MM, ROUND, METAL, BLACK, 470K OHM, WITH HOLDER, SCREW TERMINAL, WIT | 75.33
3SU1250-2PV10-1AA0-ZY15 | POTENTIOMETER, COMPACT, 22MM, ROUND, METAL, BLACK, 470K OHM, WITH HOLDER, SCREW TERMINAL, WIT | 75.33
3SU1251-0EB20-0AA0-ZX90 | PUSHBUTTON, COMP., WITH EXTENDED STROKE (12MM), 22MM, ROUND, METAL, RED TRANSPARENT, FLAT BUTTO | 18.04
3SU1251-0EB20-0AA0-ZY11 | PUSHBUTTON, COMP., WITH EXTENDED STROKE (12MM), 22MM, ROUND, METAL, RED TRANSPARENT, FLAT BUTTO | 21.21
3SU1251-0EB70-0AA0 | PUSHBUTTON, COMP., WITH EXTENDED STROKE (12MM), 22MM, ROUND, METAL, CLEAR, FLAT BUTTON, MOMENT | 16.58
3SU1251-0EB70-0AA0-ZY10 | PUSHBUTTON, COMP., WITH EXTENDED STROKE (12MM), 22MM, ROUND, METAL, CLEAR, FLAT BUTTON, MOMENT | 21.21
3SU1251-6AB00-1AA0-ZX90 | INDICATOR LIGHT, COMPACT, 22MM, ROUND, METAL, AMBER, SMOOTH LENS, WITH HOLDER, OPERATING VOLTA | 11.39
3SU1251-6AB00-1AA0-ZY11 | INDICATOR LIGHT, COMPACT, 22MM, ROUND, METAL, AMBER, SMOOTH LENS, WITH HOLDER, OPERATING VOLTA | 14.55
3SU1251-6AB20-1AA0-ZY10 | INDICATOR LIGHT, COMPACT, 22MM, ROUND, METAL, RED, SMOOTH LENS, WITH HOLDER, OPERATING VOLTAGE | 14.55
3SU1251-6AB20-1AA0-ZY12 | INDICATOR LIGHT, COMPACT, 22MM, ROUND, METAL, RED, SMOOTH LENS, WITH HOLDER, OPERATING VOLTAGE | 14.55
3SU1251-6AB30-1AA0-ZX90 | INDICATOR LIGHT, COMPACT, 22MM, ROUND, METAL, YELLOW, SMOOTH LENS, WITH HOLDER, OPERATING VOLT | 11.39
3SU1251-6AB30-1AA0-ZY11 | INDICATOR LIGHT, COMPACT, 22MM, ROUND, METAL, YELLOW, SMOOTH LENS, WITH HOLDER, OPERATING VOLT | 14.55
3SU1251-6AB40-1AA0-ZY10 | INDICATOR LIGHT, COMPACT, 22MM, ROUND, METAL, GREEN, SMOOTH LENS, WITH HOLDER, OPERATING VOLTA | 14.55
3SU1251-6AB40-1AA0-ZY12 | INDICATOR LIGHT, COMPACT, 22MM, ROUND, METAL, GREEN, SMOOTH LENS, WITH HOLDER, OPERATING VOLTA | 14.55
3SU1251-6AB50-1AA0-ZY11 | INDICATOR LIGHT, COMPACT, 22MM, ROUND, METAL, BLUE, SMOOTH LENS, WITH HOLDER, OPERATING VOLTAG | 14.55
3SU1251-6AB50-1AA0-ZY13 | INDICATOR LIGHT, COMPACT, 22MM, ROUND, METAL, BLUE, SMOOTH LENS, WITH HOLDER, OPERATING VOLTAG | 14.55
3SU1251-6AB60-1AA0-ZY10 | INDICATOR LIGHT, COMPACT, 22MM, ROUND, METAL, WHITE, SMOOTH LENS, WITH HOLDER, OPERATING VOLTA | 14.55
3SU1251-6AB60-1AA0-ZY12 | INDICATOR LIGHT, COMPACT, 22MM, ROUND, METAL, WHITE, SMOOTH LENS, WITH HOLDER, OPERATING VOLTA | 14.55
3SU1251-6AB70-1AA0-ZY11 | INDICATOR LIGHT, COMPACT, 22MM, ROUND, METAL, CLEAR, SMOOTH LENS, WITH HOLDER, OPERATING VOLTA | 14.55
3SU1251-6AB70-1AA0-ZY13 | INDICATOR LIGHT, COMPACT, 22MM, ROUND, METAL, CLEAR, SMOOTH LENS, WITH HOLDER, OPERATING VOLTA | 14.55
3SU1251-6AC00-1AA0-ZY12 | INDICATOR LIGHT, COMPACT, 22MM, ROUND, METAL, AMBER, SMOOTH LENS, WITH HOLDER, OPERATING VOLTA | 19.43
3SU1251-6AC00-1AA0-ZY15 | INDICATOR LIGHT, COMPACT, 22MM, ROUND, METAL, AMBER, SMOOTH LENS, WITH HOLDER, OPERATING VOLTA | 19.43
3SU1150-1HA20-3CH0-ZX90 | EM. STOP MUSHROOM PUSHBUTTON, 22MM, ROUND, METAL, SHINY, RED, 40MM, LATCHING, PULL TO UNLATCH, | 37.1
3SU1150-1HA20-3PH0-ZX90 | EM. STOP MUSHROOM PUSHBUTTON, 22MM, ROUND, METAL, SHINY, RED, 40MM, LATCHING, PULL TO UNLATCH, | 41.78
3SU1150-1HB20-1CG0-ZX90 | EM. STOP MUSHROOM PUSHBUTTON, 22MM, ROUND, METAL, SHINY, RED, 40MM, LATCHING, ROTATE TO UNLATC | 36.97
3SU1150-1HB20-1FH0 | EM. STOP MUSHROOM PUSHBUTTON, 22MM, ROUND, METAL, SHINY, RED, 40MM, LATCHING, ROTATE TO UNLATC | 37.36
3SU1150-1HB20-1FJ0 | EM. STOP MUSHROOM PUSHBUTTON, 22MM, ROUND, METAL, SHINY, RED, 40MM, LATCHING, ROTATE TO UNLATC | 37.36
3SU1150-1HB20-3CH0-ZX90 | EM. STOP MUSHROOM PUSHBUTTON, 22MM, ROUND, METAL, SHINY, RED, 40MM, LATCHING, ROTATE TO UNLATC | 37.1
3SU1150-1HB20-3PH0-ZX90 | EM. STOP MUSHROOM PUSHBUTTON, 22MM, ROUND, METAL, SHINY, RED, 40MM, LATCHING, ROTATE TO UNLATC | 41.78
3SU1150-2BF60-1FA0 | SELECTOR SWITCH, CAN BE ILLUM., 22MM, ROUND, METAL, SHINY, BLACK, WHITE, SHORT SELECTOR SWITCH, | 20.99
3SU1150-2BF60-3BA0 | SELECTOR SWITCH, CAN BE ILLUM., 22MM, ROUND, METAL, SHINY, BLACK, WHITE, SHORT SELECTOR SWITCH, | 18.43
3SU1150-2BF60-3MA0-ZX90 | SELECTOR SWITCH, CAN BE ILLUM., 22MM, ROUND, METAL, SHINY, BLACK, WHITE, SHORT SELECTOR SWITCH, | 24.81
3SU1150-2BL60-1LA0 | SELECTOR SWITCH, CAN BE ILLUM., 22MM, ROUND, METAL, SHINY, BLACK, WHITE, SHORT SELECTOR SWITCH, | 27.89
3SU1150-2BL60-1NA0-ZX90 | SELECTOR SWITCH, CAN BE ILLUM., 22MM, ROUND, METAL, SHINY, BLACK, WHITE, SHORT SELECTOR SWITCH, | 24.57
3SU1150-2BL60-3LA0 | SELECTOR SWITCH, CAN BE ILLUM., 22MM, ROUND, METAL, SHINY, BLACK, WHITE, SHORT SELECTOR SWITCH, | 28.95
3SU1150-2BL60-3NA0-ZX90 | SELECTOR SWITCH, CAN BE ILLUM., 22MM, ROUND, METAL, SHINY, BLACK, WHITE, SHORT SELECTOR SWITCH, | 24.81
3SU1150-2BM60-1LA0 | SELECTOR SWITCH, CAN BE ILLUM., 22MM, ROUND, METAL, SHINY, BLACK, WHITE, SHORT SELECTOR SWITCH, | 27.89
3SU1250-0EB40-0AA0-ZY10 | PUSHBUTTON, COMPACT, WITH EXTENDED STROKE (12MM), 22MM, ROUND, METAL, GREEN, FLAT BUTTON, MOME | 21.21
3SU1250-0EB40-0AA0-ZY12 | PUSHBUTTON, COMPACT, WITH EXTENDED STROKE (12MM), 22MM, ROUND, METAL, GREEN, FLAT BUTTON, MOME | 21.21
3SU1250-0FB10-0AA0-ZX90 | PUSHBUTTON, COMPACT, WITH EXTENDED STROKE (12MM), 22MM, ROUND, METAL, BLACK, RAISED BUTTON, MO | 18.04
3SU1250-0FB10-0AA0-ZY11 | PUSHBUTTON, COMPACT, WITH EXTENDED STROKE (12MM), 22MM, ROUND, METAL, BLACK, RAISED BUTTON, MO | 21.21
3SU1250-2PQ10-1AA0-ZY10 | POTENTIOMETER, COMPACT, 22MM, ROUND, METAL, BLACK, 1K OHM, WITH HOLDER, SCREW TERMINAL, WITH | 75.33
3SU1250-2PQ10-1AA0-ZY12 | POTENTIOMETER, COMPACT, 22MM, ROUND, METAL, BLACK, 1K OHM, WITH HOLDER, SCREW TERMINAL, WITH | 75.33
3SU1250-2PR10-1AA0-ZY11 | POTENTIOMETER, COMPACT, 22MM, ROUND, METAL, BLACK, 4.7K OHM, WITH HOLDER, SCREW TERMINAL, WIT | 75.33
3SU1250-2PS10-1AA0-ZY10 | POTENTIOMETER, COMPACT, 22MM, ROUND, METAL, BLACK, 10K OHM, WITH HOLDER, SCREW TERMINAL, WITH | 75.33
3SU1250-2PS10-1AA0-ZY12 | POTENTIOMETER, COMPACT, 22MM, ROUND, METAL, BLACK, 10K OHM, WITH HOLDER, SCREW TERMINAL, WITH | 75.33
3SU1250-2PT10-1AA0-ZY11 | POTENTIOMETER, COMPACT, 22MM, ROUND, METAL, BLACK, 47K OHM, WITH HOLDER, SCREW TERMINAL, WITH | 75.33
3SU1250-2PU10-1AA0-ZY12 | POTENTIOMETER, COMPACT, 22MM, ROUND, METAL, BLACK, 100K OHM, WITH HOLDER, SCREW TERMINAL, WIT | 75.33
3SU1250-2PU10-1AA0-ZY15 | POTENTIOMETER, COMPACT, 22MM, ROUND, METAL, BLACK, 100K OHM, WITH HOLDER, SCREW TERMINAL, WIT | 75.33
3SU1250-2PV10-1AA0-ZY11 | POTENTIOMETER, COMPACT, 22MM, ROUND, METAL, BLACK, 470K OHM, WITH HOLDER, SCREW TERMINAL, WIT | 75.33
3SU1251-0EB20-0AA0 | PUSHBUTTON, COMP., WITH EXTENDED STROKE (12MM), 22MM, ROUND, METAL, RED TRANSPARENT, FLAT BUTTO | 16.58
3SU1250-2PV10-1AA0 | POTENTIOMETER, COMPACT, 22MM, ROUND, METAL, BLACK, 470K OHM, WITH HOLDER, SCREW TERMINAL | 72.17
3SU1250-2PV10-1AA0-ZX90 | POTENTIOMETER, COMPACT, 22MM, ROUND, METAL, BLACK, 470K OHM, WITH HOLDER, SCREW TERMINAL, Z = | 72.17
3SU1250-2PV10-1AA0-ZY10 | POTENTIOMETER, COMPACT, 22MM, ROUND, METAL, BLACK, 470K OHM, WITH HOLDER, SCREW TERMINAL, WIT | 75.33
3SU1251-0EB20-0AA0-ZY12 | PUSHBUTTON, COMP., WITH EXTENDED STROKE (12MM), 22MM, ROUND, METAL, RED TRANSPARENT, FLAT BUTTO | 21.21
3SU1251-0EB20-0AA0-ZY13 | PUSHBUTTON, COMP., WITH EXTENDED STROKE (12MM), 22MM, ROUND, METAL, RED TRANSPARENT, FLAT BUTTO | 21.21
3SU1251-0EB20-0AA0-ZY15 | PUSHBUTTON, COMP., WITH EXTENDED STROKE (12MM), 22MM, ROUND, METAL, RED TRANSPARENT, FLAT BUTTO | 21.21
3SU1251-0EB20-0AA0-ZY19 | PUSHBUTTON, COMP., WITH EXTENDED STROKE (12MM), 22MM, ROUND, METAL, RED TRANSPARENT, FLAT BUTTO | 19.3
3SU1251-6AB00-1AA0-ZY12 | INDICATOR LIGHT, COMPACT, 22MM, ROUND, METAL, AMBER, SMOOTH LENS, WITH HOLDER, OPERATING VOLTA | 14.55
3SU1251-6AB00-1AA0-ZY13 | INDICATOR LIGHT, COMPACT, 22MM, ROUND, METAL, AMBER, SMOOTH LENS, WITH HOLDER, OPERATING VOLTA | 14.55
3SU1251-6AB00-1AA0-ZY15 | INDICATOR LIGHT, COMPACT, 22MM, ROUND, METAL, AMBER, SMOOTH LENS, WITH HOLDER, OPERATING VOLTA | 14.55
3SU1251-6AB00-1AA0-ZY19 | INDICATOR LIGHT, COMPACT, 22MM, ROUND, METAL, AMBER, SMOOTH LENS, WITH HOLDER, OPERATING VOLTA | 12.66
3SU1251-6AB20-1AA0 | INDICATOR LIGHT, COMPACT, 22MM, ROUND, METAL, RED, SMOOTH LENS, WITH HOLDER, OPERATING VOLTAGE | 11.39
3SU1251-6AB30-1AA0-ZY13 | INDICATOR LIGHT, COMPACT, 22MM, ROUND, METAL, YELLOW, SMOOTH LENS, WITH HOLDER, OPERATING VOLT | 14.55
3SU1251-6AB30-1AA0-ZY15 | INDICATOR LIGHT, COMPACT, 22MM, ROUND, METAL, YELLOW, SMOOTH LENS, WITH HOLDER, OPERATING VOLT | 14.55
3SU1251-6AB30-1AA0-ZY19 | INDICATOR LIGHT, COMPACT, 22MM, ROUND, METAL, YELLOW, SMOOTH LENS, WITH HOLDER, OPERATING VOLT | 12.66
3SU1251-6AB40-1AA0 | INDICATOR LIGHT, COMPACT, 22MM, ROUND, METAL, GREEN, SMOOTH LENS, WITH HOLDER, OPERATING VOLTA | 11.39
3SU1251-6AB50-1AA0-ZY15 | INDICATOR LIGHT, COMPACT, 22MM, ROUND, METAL, BLUE, SMOOTH LENS, WITH HOLDER, OPERATING VOLTAG | 14.55
3SU1251-6AB50-1AA0-ZY19 | INDICATOR LIGHT, COMPACT, 22MM, ROUND, METAL, BLUE, SMOOTH LENS, WITH HOLDER, OPERATING VOLTAG | 12.66
3SU1251-6AB60-1AA0 | INDICATOR LIGHT, COMPACT, 22MM, ROUND, METAL, WHITE, SMOOTH LENS, WITH HOLDER, OPERATING VOLTA | 11.39
3SU1251-6AB60-1AA0-ZX90 | INDICATOR LIGHT, COMPACT, 22MM, ROUND, METAL, WHITE, SMOOTH LENS, WITH HOLDER, OPERATING VOLTA | 11.39
3SU1251-6AB70-1AA0-ZY19 | INDICATOR LIGHT, COMPACT, 22MM, ROUND, METAL, CLEAR, SMOOTH LENS, WITH HOLDER, OPERATING VOLTA | 12.66
3SU1251-6AC00-1AA0 | INDICATOR LIGHT, COMPACT, 22MM, ROUND, METAL, AMBER, SMOOTH LENS, WITH HOLDER, OPERATING VOLTA | 16.27
3SU1251-6AC00-1AA0-ZX90 | INDICATOR LIGHT, COMPACT, 22MM, ROUND, METAL, AMBER, SMOOTH LENS, WITH HOLDER, OPERATING VOLTA | 16.27
3SU1251-6AC00-1AA0-ZY10 | INDICATOR LIGHT, COMPACT, 22MM, ROUND, METAL, AMBER, SMOOTH LENS, WITH HOLDER, OPERATING VOLTA | 19.43
3SU1251-6AC20-1AA0-ZY19 | INDICATOR LIGHT, COMPACT, 22MM, ROUND, METAL, RED, SMOOTH LENS, WITH HOLDER, OPERATING VOLTAGE | 17.54
3SU1251-6AC30-1AA0 | INDICATOR LIGHT, COMPACT, 22MM, ROUND, METAL, YELLOW, SMOOTH LENS, WITH HOLDER, OPERATING VOLT | 16.27
3SU1251-6AC30-1AA0-ZX90 | INDICATOR LIGHT, COMPACT, 22MM, ROUND, METAL, YELLOW, SMOOTH LENS, WITH HOLDER, OPERATING VOLT | 16.27
3SU1251-6AC30-1AA0-ZY10 | INDICATOR LIGHT, COMPACT, 22MM, ROUND, METAL, YELLOW, SMOOTH LENS, WITH HOLDER, OPERATING VOLT | 19.43
3SU1251-6AC50-1AA0 | INDICATOR LIGHT, COMPACT, 22MM, ROUND, METAL, BLUE, SMOOTH LENS, WITH HOLDER, OPERATING VOLTAG | 16.27
3SU1251-6AC20-1AA0-ZY11 | INDICATOR LIGHT, COMPACT, 22MM, ROUND, METAL, RED, SMOOTH LENS, WITH HOLDER, OPERATING VOLTAGE | 19.43
3SU1251-6AC20-1AA0-ZY13 | INDICATOR LIGHT, COMPACT, 22MM, ROUND, METAL, RED, SMOOTH LENS, WITH HOLDER, OPERATING VOLTAGE | 19.43
3SU1251-6AC30-1AA0-ZY12 | INDICATOR LIGHT, COMPACT, 22MM, ROUND, METAL, YELLOW, SMOOTH LENS, WITH HOLDER, OPERATING VOLT | 19.43
3SU1251-6AC30-1AA0-ZY15 | INDICATOR LIGHT, COMPACT, 22MM, ROUND, METAL, YELLOW, SMOOTH LENS, WITH HOLDER, OPERATING VOLT | 19.43
3SU1251-6AC40-1AA0-ZY13 | INDICATOR LIGHT, COMPACT, 22MM, ROUND, METAL, GREEN, SMOOTH LENS, WITH HOLDER, OPERATING VOLTA | 19.43
3SU1251-6AC40-1AA0-ZY19 | INDICATOR LIGHT, COMPACT, 22MM, ROUND, METAL, GREEN, SMOOTH LENS, WITH HOLDER, OPERATING VOLTA | 17.54
3SU1251-6AC50-1AA0-ZY12 | INDICATOR LIGHT, COMPACT, 22MM, ROUND, METAL, BLUE, SMOOTH LENS, WITH HOLDER, OPERATING VOLTAG | 19.43
3SU1251-6AC50-1AA0-ZY15 | INDICATOR LIGHT, COMPACT, 22MM, ROUND, METAL, BLUE, SMOOTH LENS, WITH HOLDER, OPERATING VOLTAG | 19.43
3SU1251-6AC60-1AA0-ZY13 | INDICATOR LIGHT, COMPACT, 22MM, ROUND, METAL, WHITE, SMOOTH LENS, WITH HOLDER, OPERATING VOLTA | 19.43
3SU1251-6AC60-1AA0-ZY19 | INDICATOR LIGHT, COMPACT, 22MM, ROUND, METAL, WHITE, SMOOTH LENS, WITH HOLDER, OPERATING VOLTA | 17.54
3SU1251-6AC70-1AA0-ZY15 | INDICATOR LIGHT, COMPACT, 22MM, ROUND, METAL, CLEAR, SMOOTH LENS, WITH HOLDER, OPERATING VOLTA | 19.43
3SU1251-6AF00-1AA0 | INDICATOR LIGHT, COMPACT, 22MM, ROUND, METAL, AMBER, SMOOTH LENS, WITH HOLDER, OPERATING VOLTA | 14.55
3SU1251-6AF00-1AA0-ZY13 | INDICATOR LIGHT, COMPACT, 22MM, ROUND, METAL, AMBER, SMOOTH LENS, WITH HOLDER, OPERATING VOLTA | 17.73
3SU1251-6AF00-1AA0-ZY19 | INDICATOR LIGHT, COMPACT, 22MM, ROUND, METAL, AMBER, SMOOTH LENS, WITH HOLDER, OPERATING VOLTA | 15.83
3SU1251-6AF20-1AA0-ZY15 | INDICATOR LIGHT, COMPACT, 22MM, ROUND, METAL, RED, SMOOTH LENS, WITH HOLDER, OPERATING VOLTAGE | 17.73
3SU1251-6AF30-1AA0 | INDICATOR LIGHT, COMPACT, 22MM, ROUND, METAL, YELLOW, SMOOTH LENS, WITH HOLDER, OPERATING VOLT | 14.55
3SU1251-6AF30-1AA0-ZY19 | INDICATOR LIGHT, COMPACT, 22MM, ROUND, METAL, YELLOW, SMOOTH LENS, WITH HOLDER, OPERATING VOLT | 15.83
3SU1251-6AF40-1AA0-ZX90 | INDICATOR LIGHT, COMPACT, 22MM, ROUND, METAL, GREEN, SMOOTH LENS, WITH HOLDER, OPERATING VOLTA | 14.55
3SU1251-6AF40-1AA0-ZY15 | INDICATOR LIGHT, COMPACT, 22MM, ROUND, METAL, GREEN, SMOOTH LENS, WITH HOLDER, OPERATING VOLTA | 17.73
3SU1251-6AF50-1AA0 | INDICATOR LIGHT, COMPACT, 22MM, ROUND, METAL, BLUE, SMOOTH LENS, WITH HOLDER, OPERATING VOLTAG | 14.55
3SU1251-6AF50-1AA0-ZY19 | INDICATOR LIGHT, COMPACT, 22MM, ROUND, METAL, BLUE, SMOOTH LENS, WITH HOLDER, OPERATING VOLTAG | 15.83
3SU1251-6AF60-1AA0-ZX90 | INDICATOR LIGHT, COMPACT, 22MM, ROUND, METAL, WHITE, SMOOTH LENS, WITH HOLDER, OPERATING VOLTA | 14.55
3SU1251-6AF70-1AA0 | INDICATOR LIGHT, COMPACT, 22MM, ROUND, METAL, CLEAR, SMOOTH LENS, WITH HOLDER, OPERATING VOLTA | 14.55
3SU1251-6AF70-1AA0-ZY10 | INDICATOR LIGHT, COMPACT, 22MM, ROUND, METAL, CLEAR, SMOOTH LENS, WITH HOLDER, OPERATING VOLTA | 17.73
3SU1251-6AF70-1AA0-ZY19 | INDICATOR LIGHT, COMPACT, 22MM, ROUND, METAL, CLEAR, SMOOTH LENS, WITH HOLDER, OPERATING VOLTA | 15.83
3SU1251-6AG24-1AA0-ZX90 | INDICATOR LIGHT, COMPACT, 22MM, ROUND, METAL, CLEAR WITH RED-GREEN LED, SMOOTH LENS, WITH HOLDE | 23.81
3SU1400-1AA10-1BA0 | CONTACT MODULE WITH 1 CONTACT ELEMENT, 1NO, SCREW TERMINAL, FOR FRONT PLATE MOUNTING | 4.2
3SU1400-1AA10-1CA0 | CONTACT MODULE WITH 1 CONTACT ELEMENT, 1NC, SCREW TERMINAL, FOR FRONT PLATE MOUNTING | 4.2
6AU1320-4DS66-3AG0 | SIMOTION P320-4 S BOX WITH INTEL CORE I7 PROZESSOR; 2 X 1,7 GHZ; PROFINET-BOARD INTEGRATED; OPE | 11723.85
3SU1251-0EB20-0AA0-ZY10 | PUSHBUTTON, COMP., WITH EXTENDED STROKE (12MM), 22MM, ROUND, METAL, RED TRANSPARENT, FLAT BUTTO | 21.21
3SU1251-0EB70-0AA0-ZX90 | PUSHBUTTON, COMP., WITH EXTENDED STROKE (12MM), 22MM, ROUND, METAL, CLEAR, FLAT BUTTON, MOMENT | 18.04
3SU1251-0EB70-0AA0-ZY11 | PUSHBUTTON, COMP., WITH EXTENDED STROKE (12MM), 22MM, ROUND, METAL, CLEAR, FLAT BUTTON, MOMENT | 21.21
3SU1251-6AB00-1AA0 | INDICATOR LIGHT, COMPACT, 22MM, ROUND, METAL, AMBER, SMOOTH LENS, WITH HOLDER, OPERATING VOLTA | 11.39
3SU1251-6AB00-1AA0-ZY10 | INDICATOR LIGHT, COMPACT, 22MM, ROUND, METAL, AMBER, SMOOTH LENS, WITH HOLDER, OPERATING VOLTA | 14.55
3SU1251-6AB20-1AA0-ZX90 | INDICATOR LIGHT, COMPACT, 22MM, ROUND, METAL, RED, SMOOTH LENS, WITH HOLDER, OPERATING VOLTAGE | 11.39
3SU1251-6AB20-1AA0-ZY11 | INDICATOR LIGHT, COMPACT, 22MM, ROUND, METAL, RED, SMOOTH LENS, WITH HOLDER, OPERATING VOLTAGE | 14.55
3SU1251-6AB30-1AA0-ZY10 | INDICATOR LIGHT, COMPACT, 22MM, ROUND, METAL, YELLOW, SMOOTH LENS, WITH HOLDER, OPERATING VOLT | 14.55
3SU1251-6AB30-1AA0-ZY12 | INDICATOR LIGHT, COMPACT, 22MM, ROUND, METAL, YELLOW, SMOOTH LENS, WITH HOLDER, OPERATING VOLT | 14.55
3SU1251-6AB40-1AA0-ZX90 | INDICATOR LIGHT, COMPACT, 22MM, ROUND, METAL, GREEN, SMOOTH LENS, WITH HOLDER, OPERATING VOLTA | 11.39
3SU1251-6AB40-1AA0-ZY11 | INDICATOR LIGHT, COMPACT, 22MM, ROUND, METAL, GREEN, SMOOTH LENS, WITH HOLDER, OPERATING VOLTA | 14.55
3SU1251-6AB50-1AA0-ZY10 | INDICATOR LIGHT, COMPACT, 22MM, ROUND, METAL, BLUE, SMOOTH LENS, WITH HOLDER, OPERATING VOLTAG | 14.55
3SU1251-6AB50-1AA0-ZY12 | INDICATOR LIGHT, COMPACT, 22MM, ROUND, METAL, BLUE, SMOOTH LENS, WITH HOLDER, OPERATING VOLTAG | 14.55
3SU1251-6AB60-1AA0-ZY11 | INDICATOR LIGHT, COMPACT, 22MM, ROUND, METAL, WHITE, SMOOTH LENS, WITH HOLDER, OPERATING VOLTA | 14.55
3SU1251-6AB60-1AA0-ZY13 | INDICATOR LIGHT, COMPACT, 22MM, ROUND, METAL, WHITE, SMOOTH LENS, WITH HOLDER, OPERATING VOLTA | 14.55
3SU1251-6AB70-1AA0-ZY10 | INDICATOR LIGHT, COMPACT, 22MM, ROUND, METAL, CLEAR, SMOOTH LENS, WITH HOLDER, OPERATING VOLTA | 14.55
3SU1251-6AB70-1AA0-ZY12 | INDICATOR LIGHT, COMPACT, 22MM, ROUND, METAL, CLEAR, SMOOTH LENS, WITH HOLDER, OPERATING VOLTA | 14.55
3SU1251-6AB70-1AA0-ZY15 | INDICATOR LIGHT, COMPACT, 22MM, ROUND, METAL, CLEAR, SMOOTH LENS, WITH HOLDER, OPERATING VOLTA | 14.55
3SU1251-6AC00-1AA0-ZY11 | INDICATOR LIGHT, COMPACT, 22MM, ROUND, METAL, AMBER, SMOOTH LENS, WITH HOLDER, OPERATING VOLTA | 19.43
3SU1251-6AC00-1AA0-ZY13 | INDICATOR LIGHT, COMPACT, 22MM, ROUND, METAL, AMBER, SMOOTH LENS, WITH HOLDER, OPERATING VOLTA | 19.43
3SU1251-6AC20-1AA0-ZY12 | INDICATOR LIGHT, COMPACT, 22MM, ROUND, METAL, RED, SMOOTH LENS, WITH HOLDER, OPERATING VOLTAGE | 19.43
3SU1251-6AC20-1AA0-ZY15 | INDICATOR LIGHT, COMPACT, 22MM, ROUND, METAL, RED, SMOOTH LENS, WITH HOLDER, OPERATING VOLTAGE | 19.43
3SU1251-6AC30-1AA0-ZY11 | INDICATOR LIGHT, COMPACT, 22MM, ROUND, METAL, YELLOW, SMOOTH LENS, WITH HOLDER, OPERATING VOLT | 19.43
3SU1251-6AC30-1AA0-ZY13 | INDICATOR LIGHT, COMPACT, 22MM, ROUND, METAL, YELLOW, SMOOTH LENS, WITH HOLDER, OPERATING VOLT | 19.43
3SU1251-6AC30-1AA0-ZY19 | INDICATOR LIGHT, COMPACT, 22MM, ROUND, METAL, YELLOW, SMOOTH LENS, WITH HOLDER, OPERATING VOLT | 17.54
3SU1251-6AC40-1AA0-ZY12 | INDICATOR LIGHT, COMPACT, 22MM, ROUND, METAL, GREEN, SMOOTH LENS, WITH HOLDER, OPERATING VOLTA | 19.43
3SU1251-6AC40-1AA0-ZY15 | INDICATOR LIGHT, COMPACT, 22MM, ROUND, METAL, GREEN, SMOOTH LENS, WITH HOLDER, OPERATING VOLTA | 19.43
3SU1251-6AC50-1AA0-ZY13 | INDICATOR LIGHT, COMPACT, 22MM, ROUND, METAL, BLUE, SMOOTH LENS, WITH HOLDER, OPERATING VOLTAG | 19.43
3SU1251-6AC50-1AA0-ZY19 | INDICATOR LIGHT, COMPACT, 22MM, ROUND, METAL, BLUE, SMOOTH LENS, WITH HOLDER, OPERATING VOLTAG | 17.54
3SU1251-6AB50-1AA0-ZX90 | INDICATOR LIGHT, COMPACT, 22MM, ROUND, METAL, BLUE, SMOOTH LENS, WITH HOLDER, OPERATING VOLTAG | 11.39
3SU1251-6AB60-1AA0-ZY15 | INDICATOR LIGHT, COMPACT, 22MM, ROUND, METAL, WHITE, SMOOTH LENS, WITH HOLDER, OPERATING VOLTA | 14.55
3SU1251-6AB60-1AA0-ZY19 | INDICATOR LIGHT, COMPACT, 22MM, ROUND, METAL, WHITE, SMOOTH LENS, WITH HOLDER, OPERATING VOLTA | 12.66
3SU1251-6AB70-1AA0 | INDICATOR LIGHT, COMPACT, 22MM, ROUND, METAL, CLEAR, SMOOTH LENS, WITH HOLDER, OPERATING VOLTA | 11.39
3SU1251-6AB70-1AA0-ZX90 | INDICATOR LIGHT, COMPACT, 22MM, ROUND, METAL, CLEAR, SMOOTH LENS, WITH HOLDER, OPERATING VOLTA | 11.39
3SU1251-6AC00-1AA0-ZY19 | INDICATOR LIGHT, COMPACT, 22MM, ROUND, METAL, AMBER, SMOOTH LENS, WITH HOLDER, OPERATING VOLTA | 17.54
3SU1251-6AC20-1AA0 | INDICATOR LIGHT, COMPACT, 22MM, ROUND, METAL, RED, SMOOTH LENS, WITH HOLDER, OPERATING VOLTAGE | 16.27
3SU1251-6AC20-1AA0-ZX90 | INDICATOR LIGHT, COMPACT, 22MM, ROUND, METAL, RED, SMOOTH LENS, WITH HOLDER, OPERATING VOLTAGE | 16.27
3SU1251-6AC20-1AA0-ZY10 | INDICATOR LIGHT, COMPACT, 22MM, ROUND, METAL, RED, SMOOTH LENS, WITH HOLDER, OPERATING VOLTAGE | 19.43
3SU1251-6AC40-1AA0 | INDICATOR LIGHT, COMPACT, 22MM, ROUND, METAL, GREEN, SMOOTH LENS, WITH HOLDER, OPERATING VOLTA | 16.27
3SU1251-6AC40-1AA0-ZX90 | INDICATOR LIGHT, COMPACT, 22MM, ROUND, METAL, GREEN, SMOOTH LENS, WITH HOLDER, OPERATING VOLTA | 16.27
3SU1251-6AC40-1AA0-ZY10 | INDICATOR LIGHT, COMPACT, 22MM, ROUND, METAL, GREEN, SMOOTH LENS, WITH HOLDER, OPERATING VOLTA | 19.43
3SU1251-6AC40-1AA0-ZY11 | INDICATOR LIGHT, COMPACT, 22MM, ROUND, METAL, GREEN, SMOOTH LENS, WITH HOLDER, OPERATING VOLTA | 19.43
3SU1251-6AC60-1AA0 | INDICATOR LIGHT, COMPACT, 22MM, ROUND, METAL, WHITE, SMOOTH LENS, WITH HOLDER, OPERATING VOLTA | 16.27
3SU1251-6AC60-1AA0-ZX90 | INDICATOR LIGHT, COMPACT, 22MM, ROUND, METAL, WHITE, SMOOTH LENS, WITH HOLDER, OPERATING VOLTA | 16.27
3SU1251-6AC60-1AA0-ZY10 | INDICATOR LIGHT, COMPACT, 22MM, ROUND, METAL, WHITE, SMOOTH LENS, WITH HOLDER, OPERATING VOLTA | 19.43
3SU1251-6AC60-1AA0-ZY11 | INDICATOR LIGHT, COMPACT, 22MM, ROUND, METAL, WHITE, SMOOTH LENS, WITH HOLDER, OPERATING VOLTA | 19.43
3SU1251-6AF00-1AA0-ZX90 | INDICATOR LIGHT, COMPACT, 22MM, ROUND, METAL, AMBER, SMOOTH LENS, WITH HOLDER, OPERATING VOLTA | 14.55
3SU1251-6AF00-1AA0-ZY10 | INDICATOR LIGHT, COMPACT, 22MM, ROUND, METAL, AMBER, SMOOTH LENS, WITH HOLDER, OPERATING VOLTA | 17.73
3SU1251-6AF00-1AA0-ZY11 | INDICATOR LIGHT, COMPACT, 22MM, ROUND, METAL, AMBER, SMOOTH LENS, WITH HOLDER, OPERATING VOLTA | 17.73
3SU1251-6AF00-1AA0-ZY12 | INDICATOR LIGHT, COMPACT, 22MM, ROUND, METAL, AMBER, SMOOTH LENS, WITH HOLDER, OPERATING VOLTA | 17.73
3SU1251-6AF30-1AA0-ZY10 | INDICATOR LIGHT, COMPACT, 22MM, ROUND, METAL, YELLOW, SMOOTH LENS, WITH HOLDER, OPERATING VOLT | 17.73
3SU1251-6AF30-1AA0-ZY11 | INDICATOR LIGHT, COMPACT, 22MM, ROUND, METAL, YELLOW, SMOOTH LENS, WITH HOLDER, OPERATING VOLT | 17.73
3SU1251-6AF30-1AA0-ZY12 | INDICATOR LIGHT, COMPACT, 22MM, ROUND, METAL, YELLOW, SMOOTH LENS, WITH HOLDER, OPERATING VOLT | 17.73
3SU1251-6AF30-1AA0-ZY13 | INDICATOR LIGHT, COMPACT, 22MM, ROUND, METAL, YELLOW, SMOOTH LENS, WITH HOLDER, OPERATING VOLT | 17.73
3SU1251-6AF50-1AA0-ZY10 | INDICATOR LIGHT, COMPACT, 22MM, ROUND, METAL, BLUE, SMOOTH LENS, WITH HOLDER, OPERATING VOLTAG | 17.73
3SU1251-6AF50-1AA0-ZY11 | INDICATOR LIGHT, COMPACT, 22MM, ROUND, METAL, BLUE, SMOOTH LENS, WITH HOLDER, OPERATING VOLTAG | 17.73
3SU1251-6AF50-1AA0-ZY12 | INDICATOR LIGHT, COMPACT, 22MM, ROUND, METAL, BLUE, SMOOTH LENS, WITH HOLDER, OPERATING VOLTAG | 17.73
3SU1251-6AF50-1AA0-ZY13 | INDICATOR LIGHT, COMPACT, 22MM, ROUND, METAL, BLUE, SMOOTH LENS, WITH HOLDER, OPERATING VOLTAG | 17.73
3SU1251-6AC50-1AA0-ZX90 | INDICATOR LIGHT, COMPACT, 22MM, ROUND, METAL, BLUE, SMOOTH LENS, WITH HOLDER, OPERATING VOLTAG | 16.27
3SU1251-6AC50-1AA0-ZY10 | INDICATOR LIGHT, COMPACT, 22MM, ROUND, METAL, BLUE, SMOOTH LENS, WITH HOLDER, OPERATING VOLTAG | 19.43
3SU1251-6AC50-1AA0-ZY11 | INDICATOR LIGHT, COMPACT, 22MM, ROUND, METAL, BLUE, SMOOTH LENS, WITH HOLDER, OPERATING VOLTAG | 19.43
3SU1251-6AC70-1AA0-ZX90 | INDICATOR LIGHT, COMPACT, 22MM, ROUND, METAL, CLEAR, SMOOTH LENS, WITH HOLDER, OPERATING VOLTA | 16.27
3SU1251-6AC70-1AA0-ZY10 | INDICATOR LIGHT, COMPACT, 22MM, ROUND, METAL, CLEAR, SMOOTH LENS, WITH HOLDER, OPERATING VOLTA | 19.43
3SU1251-6AC70-1AA0-ZY11 | INDICATOR LIGHT, COMPACT, 22MM, ROUND, METAL, CLEAR, SMOOTH LENS, WITH HOLDER, OPERATING VOLTA | 19.43
3SU1251-6AC70-1AA0-ZY12 | INDICATOR LIGHT, COMPACT, 22MM, ROUND, METAL, CLEAR, SMOOTH LENS, WITH HOLDER, OPERATING VOLTA | 19.43
3SU1251-6AF20-1AA0-ZX90 | INDICATOR LIGHT, COMPACT, 22MM, ROUND, METAL, RED, SMOOTH LENS, WITH HOLDER, OPERATING VOLTAGE | 14.55
3SU1251-6AF20-1AA0-ZY10 | INDICATOR LIGHT, COMPACT, 22MM, ROUND, METAL, RED, SMOOTH LENS, WITH HOLDER, OPERATING VOLTAGE | 17.73
3SU1251-6AF20-1AA0-ZY11 | INDICATOR LIGHT, COMPACT, 22MM, ROUND, METAL, RED, SMOOTH LENS, WITH HOLDER, OPERATING VOLTAGE | 17.73
3SU1251-6AF20-1AA0-ZY12 | INDICATOR LIGHT, COMPACT, 22MM, ROUND, METAL, RED, SMOOTH LENS, WITH HOLDER, OPERATING VOLTAGE | 17.73
3SU1251-6AF20-1AA0-ZY13 | INDICATOR LIGHT, COMPACT, 22MM, ROUND, METAL, RED, SMOOTH LENS, WITH HOLDER, OPERATING VOLTAGE | 17.73
3SU1251-6AF40-1AA0-ZY10 | INDICATOR LIGHT, COMPACT, 22MM, ROUND, METAL, GREEN, SMOOTH LENS, WITH HOLDER, OPERATING VOLTA | 17.73
3SU1251-6AF40-1AA0-ZY11 | INDICATOR LIGHT, COMPACT, 22MM, ROUND, METAL, GREEN, SMOOTH LENS, WITH HOLDER, OPERATING VOLTA | 17.73
3SU1251-6AF40-1AA0-ZY12 | INDICATOR LIGHT, COMPACT, 22MM, ROUND, METAL, GREEN, SMOOTH LENS, WITH HOLDER, OPERATING VOLTA | 17.73
3SU1251-6AF40-1AA0-ZY13 | INDICATOR LIGHT, COMPACT, 22MM, ROUND, METAL, GREEN, SMOOTH LENS, WITH HOLDER, OPERATING VOLTA | 17.73
3SU1251-6AF60-1AA0-ZY11 | INDICATOR LIGHT, COMPACT, 22MM, ROUND, METAL, WHITE, SMOOTH LENS, WITH HOLDER, OPERATING VOLTA | 17.73
3SU1251-6AF60-1AA0-ZY12 | INDICATOR LIGHT, COMPACT, 22MM, ROUND, METAL, WHITE, SMOOTH LENS, WITH HOLDER, OPERATING VOLTA | 17.73
3SU1251-6AF60-1AA0-ZY13 | INDICATOR LIGHT, COMPACT, 22MM, ROUND, METAL, WHITE, SMOOTH LENS, WITH HOLDER, OPERATING VOLTA | 17.73
3SU1251-6AF60-1AA0-ZY15 | INDICATOR LIGHT, COMPACT, 22MM, ROUND, METAL, WHITE, SMOOTH LENS, WITH HOLDER, OPERATING VOLTA | 17.73
3SU1251-6AG24-1AA0-ZY11 | INDICATOR LIGHT, COMPACT, 22MM, ROUND, METAL, CLEAR WITH RED-GREEN LED, SMOOTH LENS, WITH HOLDE | 26.97
3SU1251-6AG24-1AA0-ZY12 | INDICATOR LIGHT, COMPACT, 22MM, ROUND, METAL, CLEAR WITH RED-GREEN LED, SMOOTH LENS, WITH HOLDE | 26.97
3SU1251-6AG24-1AA0-ZY13 | INDICATOR LIGHT, COMPACT, 22MM, ROUND, METAL, CLEAR WITH RED-GREEN LED, SMOOTH LENS, WITH HOLDE | 26.97
3SU1251-6AG24-1AA0-ZY15 | INDICATOR LIGHT, COMPACT, 22MM, ROUND, METAL, CLEAR WITH RED-GREEN LED, SMOOTH LENS, WITH HOLDE | 26.97
3SU1251-6AG24-1AA0-ZY19 | INDICATOR LIGHT, COMPACT, 22MM, ROUND, METAL, CLEAR WITH RED-GREEN LED, SMOOTH LENS, WITH HOLDE | 25.07
3SU1200-2PT10-1AA0-ZY12 | POTENTIOMETER, COMPACT, 22MM, ROUND, PLASTIC, BLACK, 47K OHM, WITH HOLDER, SCREW TERMINAL, WI | 70.27
3SU1200-2PT10-1AA0-ZY15 | POTENTIOMETER, COMPACT, 22MM, ROUND, PLASTIC, BLACK, 47K OHM, WITH HOLDER, SCREW TERMINAL, WI | 70.27
3SU1200-2PT10-1AA0-ZY19 | POTENTIOMETER, COMPACT, 22MM, ROUND, PLASTIC, BLACK, 47K OHM, WITH HOLDER, SCREW TERMINAL, WI | 68.36
3SU1200-2PV10-1AA0-ZY15 | POTENTIOMETER, COMPACT, 22MM, ROUND, PLASTIC, BLACK, 470K OHM, WITH HOLDER, SCREW TERMINAL, W | 70.27
3SU1200-2PT10-1AA0-ZY11 | POTENTIOMETER, COMPACT, 22MM, ROUND, PLASTIC, BLACK, 47K OHM, WITH HOLDER, SCREW TERMINAL, WI | 70.27
3SU1200-2PU10-1AA0 | POTENTIOMETER, COMPACT, 22MM, ROUND, PLASTIC, BLACK, 100K OHM, WITH HOLDER, SCREW TERMINAL | 61.62
3SU1200-2PU10-1AA0-ZY10 | POTENTIOMETER, COMPACT, 22MM, ROUND, PLASTIC, BLACK, 100K OHM, WITH HOLDER, SCREW TERMINAL, W | 70.27
3SU1200-2PU10-1AA0-ZY12 | POTENTIOMETER, COMPACT, 22MM, ROUND, PLASTIC, BLACK, 100K OHM, WITH HOLDER, SCREW TERMINAL, W | 70.27
3SU1200-2PV10-1AA0-ZX90 | POTENTIOMETER, COMPACT, 22MM, ROUND, PLASTIC, BLACK, 470K OHM, WITH HOLDER, SCREW TERMINAL, Z | 67.1
3SU1200-2PV10-1AA0-ZY11 | POTENTIOMETER, COMPACT, 22MM, ROUND, PLASTIC, BLACK, 470K OHM, WITH HOLDER, SCREW TERMINAL, W | 70.27
3SU1201-0EB20-0AA0 | PUSHBUTTON, COMP., WITH EXTENDED STROKE (12MM), 22MM, ROUND, PLASTIC, RED TRANSPARENT, FLAT BUT | 16.21
3SU1201-0EB20-0AA0-ZY13 | PUSHBUTTON, COMP:, WITH EXTENDED STROKE (12MM), 22MM, ROUND, PLASTIC, RED TRANSPARENT, FLAT BUT | 19.37
3SU1201-0EB20-0AA0-ZY19 | PUSHBUTTON, COMP., WITH EXTENDED STROKE (12MM), 22MM, ROUND, PLASTIC, RED TRANSPARENT, FLAT BUT | 17.47
3SU1201-0EB70-0AA0-ZX90 | PUSHBUTTON, COMP., WITH EXTENDED STROKE (12MM), 22MM, ROUND, PLASTIC, CLEAR, FLAT BUTTON, MOME | 16.21
3SU1201-0EB70-0AA0-ZY15 | PUSHBUTTON, COMP., WITH EXTENDED STROKE (12MM), 22MM, ROUND, PLASTIC, CLEAR, FLAT BUTTON, MOME | 19.37
3SU1201-6AB00-1AA0 | INDICATOR LIGHT, COMPACT, 22MM, ROUND, PLASTIC, AMBER, SMOOTH LENS, WITH HOLDER, OPERATING VOL | 10.96
3SU1201-6AB00-1AA0-ZY19 | INDICATOR LIGHT, COMPACT, 22MM, ROUND, PLASTIC, AMBER, SMOOTH LENS, WITH HOLDER, OPERATING VOL | 12.22
3SU1201-6AB20-1AA0-ZX90 | INDICATOR LIGHT, COMPACT, 22MM, ROUND, PLASTIC, RED, SMOOTH LENS, WITH HOLDER, OPERATING VOLTA | 10.96
3SU1201-6AB30-1AA0 | INDICATOR LIGHT, COMPACT, 22MM, ROUND, PLASTIC, YELLOW, SMOOTH LENS, WITH HOLDER, OPERATING VO | 10.96
3SU1201-6AB30-1AA0-ZY10 | INDICATOR LIGHT, COMPACT, 22MM, ROUND, PLASTIC, YELLOW, SMOOTH LENS, WITH HOLDER, OPERATING VO | 14.12
3SU1201-6AB30-1AA0-ZY19 | INDICATOR LIGHT, COMPACT, 22MM, ROUND, PLASTIC, YELLOW, SMOOTH LENS, WITH HOLDER, OPERATING VO | 12.22
3SU1201-6AB40-1AA0-ZX90 | INDICATOR LIGHT, COMPACT, 22MM, ROUND, PLASTIC, GREEN, SMOOTH LENS, WITH HOLDER, OPERATING VOL | 10.96
3SU1201-6AB50-1AA0 | INDICATOR LIGHT, COMPACT, 22MM, ROUND, PLASTIC, BLUE, SMOOTH LENS, WITH HOLDER, OPERATING VOLT | 10.96
3SU1201-6AB50-1AA0-ZY10 | INDICATOR LIGHT, COMPACT, 22MM, ROUND, PLASTIC, BLUE, SMOOTH LENS, WITH HOLDER, OPERATING VOLT | 14.12
3SU1201-6AB60-1AA0-ZX90 | INDICATOR LIGHT, COMPACT, 22MM, ROUND, PLASTIC, WHITE, SMOOTH LENS, WITH HOLDER, OPERATING VOL | 10.96
3SU1201-6AB60-1AA0-ZY11 | INDICATOR LIGHT, COMPACT, 22MM, ROUND, PLASTIC, WHITE, SMOOTH LENS, WITH HOLDER, OPERATING VOL | 14.12
3SU1201-6AB70-1AA0 | INDICATOR LIGHT, COMPACT, 22MM, ROUND, PLASTIC, CLEAR, SMOOTH LENS, WITH HOLDER, OPERATING VOL | 10.96
3SU1201-6AB70-1AA0-ZY10 | INDICATOR LIGHT, COMPACT, 22MM, ROUND, PLASTIC, CLEAR, SMOOTH LENS, WITH HOLDER, OPERATING VOL | 14.12
3SU1201-6AC00-1AA0-ZX90 | INDICATOR LIGHT, COMPACT, 22MM, ROUND, PLASTIC, AMBER, SMOOTH LENS, WITH HOLDER, OPERATING VOL | 14.81
3SU1201-6AC00-1AA0-ZY11 | INDICATOR LIGHT, COMPACT, 22MM, ROUND, PLASTIC, AMBER, SMOOTH LENS, WITH HOLDER, OPERATING VOL | 17.97
3SU1201-6AC20-1AA0-ZY10 | INDICATOR LIGHT, COMPACT, 22MM, ROUND, PLASTIC, RED, SMOOTH LENS, WITH HOLDER, OPERATING VOLTA | 17.97
3SU1201-6AC20-1AA0-ZY12 | INDICATOR LIGHT, COMPACT, 22MM, ROUND, PLASTIC, RED, SMOOTH LENS, WITH HOLDER, OPERATING VOLTA | 17.97
3SU1201-6AC30-1AA0-ZX90 | INDICATOR LIGHT, COMPACT, 22MM, ROUND, PLASTIC, YELLOW, SMOOTH LENS, WITH HOLDER, OPERATING VO | 14.81
3SU1251-6AF50-1AA0-ZY15 | INDICATOR LIGHT, COMPACT, 22MM, ROUND, METAL, BLUE, SMOOTH LENS, WITH HOLDER, OPERATING VOLTAG | 17.73
3SU1251-6AF70-1AA0-ZY11 | INDICATOR LIGHT, COMPACT, 22MM, ROUND, METAL, CLEAR, SMOOTH LENS, WITH HOLDER, OPERATING VOLTA | 17.73
3SU1251-6AF70-1AA0-ZY12 | INDICATOR LIGHT, COMPACT, 22MM, ROUND, METAL, CLEAR, SMOOTH LENS, WITH HOLDER, OPERATING VOLTA | 17.73
3SU1251-6AF70-1AA0-ZY13 | INDICATOR LIGHT, COMPACT, 22MM, ROUND, METAL, CLEAR, SMOOTH LENS, WITH HOLDER, OPERATING VOLTA | 17.73
3SU1251-6AF70-1AA0-ZY15 | INDICATOR LIGHT, COMPACT, 22MM, ROUND, METAL, CLEAR, SMOOTH LENS, WITH HOLDER, OPERATING VOLTA | 17.73
3SU1400-1AA10-1DA0 | CONTACT MODULE WITH 2 CONTACT ELEMENTS, 2NO, SCREW TERMINAL, FOR FRONT PLATE MOUNTING | 9.55
5TG1116-0 | DELTA MIRO FRAME 2-FOLD TITANIUM WHITE | 7.73
5TG1116-1 | DELTA MIRO FRAME 2-FOLD ALUMINIUM METALLIC | 12.77
5TG1116-2 | DELTA MIRO FRAME 2-FOLD CARBON METALLIC CRYSTAL GREEN | 12.77
3SU1200-2PU10-1AA0-ZY15 | POTENTIOMETER, COMPACT, 22MM, ROUND, PLASTIC, BLACK, 100K OHM, WITH HOLDER, SCREW TERMINAL, W | 70.27
3SU1200-2PU10-1AA0-ZY19 | POTENTIOMETER, COMPACT, 22MM, ROUND, PLASTIC, BLACK, 100K OHM, WITH HOLDER, SCREW TERMINAL, W | 68.36
3SU1200-2PV10-1AA0 | POTENTIOMETER, COMPACT, 22MM, ROUND, PLASTIC, BLACK, 470K OHM, WITH HOLDER, SCREW TERMINAL | 61.62
3SU1201-0EB20-0AA0-ZX90 | PUSHBUTTON, COMP., WITH EXTENDED STROKE (12MM), 22MM, ROUND, PLASTIC, RED TRANSPARENT, FLAT BUT | 16.21
3SU1201-0EB20-0AA0-ZY10 | PUSHBUTTON, COMP., WITH EXTENDED STROKE (12MM), 22MM, ROUND, PLASTIC, RED TRANSPARENT, FLAT BUT | 19.37
3SU1201-0EB20-0AA0-ZY11 | PUSHBUTTON, COMP., WITH EXTENDED STROKE (12MM), 22MM, ROUND, PLASTIC, RED TRANSPARENT, FLAT BUT | 19.37
3SU1201-0EB20-0AA0-ZY12 | PUSHBUTTON, COMP., WITH EXTENDED STROKE (12MM), 22MM, ROUND, PLASTIC, RED TRANSPARENT, FLAT BUT | 19.37
3SU1201-6AB00-1AA0-ZY10 | INDICATOR LIGHT, COMPACT, 22MM, ROUND, PLASTIC, AMBER, SMOOTH LENS, WITH HOLDER, OPERATING VOL | 14.12
3SU1201-6AB00-1AA0-ZY11 | INDICATOR LIGHT, COMPACT, 22MM, ROUND, PLASTIC, AMBER, SMOOTH LENS, WITH HOLDER, OPERATING VOL | 14.12
3SU1201-6AB00-1AA0-ZY12 | INDICATOR LIGHT, COMPACT, 22MM, ROUND, PLASTIC, AMBER, SMOOTH LENS, WITH HOLDER, OPERATING VOL | 14.12
3SU1201-6AB00-1AA0-ZY13 | INDICATOR LIGHT, COMPACT, 22MM, ROUND, PLASTIC, AMBER, SMOOTH LENS, WITH HOLDER, OPERATING VOL | 14.12
3SU1201-6AB30-1AA0-ZY11 | INDICATOR LIGHT, COMPACT, 22MM, ROUND, PLASTIC, YELLOW, SMOOTH LENS, WITH HOLDER, OPERATING VO | 14.12
3SU1201-6AB30-1AA0-ZY12 | INDICATOR LIGHT, COMPACT, 22MM, ROUND, PLASTIC, YELLOW, SMOOTH LENS, WITH HOLDER, OPERATING VO | 14.12
3SU1201-6AB30-1AA0-ZY13 | INDICATOR LIGHT, COMPACT, 22MM, ROUND, PLASTIC, YELLOW, SMOOTH LENS, WITH HOLDER, OPERATING VO | 14.12
3SU1201-6AB30-1AA0-ZY15 | INDICATOR LIGHT, COMPACT, 22MM, ROUND, PLASTIC, YELLOW, SMOOTH LENS, WITH HOLDER, OPERATING VO | 14.12
3SU1201-6AB50-1AA0-ZY11 | INDICATOR LIGHT, COMPACT, 22MM, ROUND, PLASTIC, BLUE, SMOOTH LENS, WITH HOLDER, OPERATING VOLT | 14.12
3SU1201-6AB50-1AA0-ZY12 | INDICATOR LIGHT, COMPACT, 22MM, ROUND, PLASTIC, BLUE, SMOOTH LENS, WITH HOLDER, OPERATING VOLT | 14.12
3SU1201-6AB50-1AA0-ZY13 | INDICATOR LIGHT, COMPACT, 22MM, ROUND, PLASTIC, BLUE, SMOOTH LENS, WITH HOLDER, OPERATING VOLT | 14.12
3SU1201-6AB50-1AA0-ZY15 | INDICATOR LIGHT, COMPACT, 22MM, ROUND, PLASTIC, BLUE, SMOOTH LENS, WITH HOLDER, OPERATING VOLT | 14.12
3SU1201-6AB50-1AA0-ZY19 | INDICATOR LIGHT, COMPACT, 22MM, ROUND, PLASTIC, BLUE, SMOOTH LENS, WITH HOLDER, OPERATING VOLT | 12.22
3SU1201-6AB70-1AA0-ZY12 | INDICATOR LIGHT, COMPACT, 22MM, ROUND, PLASTIC, CLEAR, SMOOTH LENS, WITH HOLDER, OPERATING VOL | 14.12
3SU1201-6AB70-1AA0-ZY13 | INDICATOR LIGHT, COMPACT, 22MM, ROUND, PLASTIC, CLEAR, SMOOTH LENS, WITH HOLDER, OPERATING VOL | 14.12
3SU1251-6AC60-1AA0-ZY12 | INDICATOR LIGHT, COMPACT, 22MM, ROUND, METAL, WHITE, SMOOTH LENS, WITH HOLDER, OPERATING VOLTA | 19.43
3SU1251-6AC60-1AA0-ZY15 | INDICATOR LIGHT, COMPACT, 22MM, ROUND, METAL, WHITE, SMOOTH LENS, WITH HOLDER, OPERATING VOLTA | 19.43
3SU1251-6AC70-1AA0 | INDICATOR LIGHT, COMPACT, 22MM, ROUND, METAL, CLEAR, SMOOTH LENS, WITH HOLDER, OPERATING VOLTA | 16.27
3SU1251-6AC70-1AA0-ZY13 | INDICATOR LIGHT, COMPACT, 22MM, ROUND, METAL, CLEAR, SMOOTH LENS, WITH HOLDER, OPERATING VOLTA | 19.43
3SU1251-6AC70-1AA0-ZY19 | INDICATOR LIGHT, COMPACT, 22MM, ROUND, METAL, CLEAR, SMOOTH LENS, WITH HOLDER, OPERATING VOLTA | 17.54
3SU1251-6AF00-1AA0-ZY15 | INDICATOR LIGHT, COMPACT, 22MM, ROUND, METAL, AMBER, SMOOTH LENS, WITH HOLDER, OPERATING VOLTA | 17.73
3SU1251-6AF20-1AA0 | INDICATOR LIGHT, COMPACT, 22MM, ROUND, METAL, RED, SMOOTH LENS, WITH HOLDER, OPERATING VOLTAGE | 14.55
3SU1251-6AF20-1AA0-ZY19 | INDICATOR LIGHT, COMPACT, 22MM, ROUND, METAL, RED, SMOOTH LENS, WITH HOLDER, OPERATING VOLTAGE | 15.83
3SU1251-6AF30-1AA0-ZX90 | INDICATOR LIGHT, COMPACT, 22MM, ROUND, METAL, YELLOW, SMOOTH LENS, WITH HOLDER, OPERATING VOLT | 14.55
3SU1251-6AF30-1AA0-ZY15 | INDICATOR LIGHT, COMPACT, 22MM, ROUND, METAL, YELLOW, SMOOTH LENS, WITH HOLDER, OPERATING VOLT | 17.73
3SU1251-6AF40-1AA0 | INDICATOR LIGHT, COMPACT, 22MM, ROUND, METAL, GREEN, SMOOTH LENS, WITH HOLDER, OPERATING VOLTA | 14.55
3SU1251-6AF40-1AA0-ZY19 | INDICATOR LIGHT, COMPACT, 22MM, ROUND, METAL, GREEN, SMOOTH LENS, WITH HOLDER, OPERATING VOLTA | 15.83
3SU1251-6AF50-1AA0-ZX90 | INDICATOR LIGHT, COMPACT, 22MM, ROUND, METAL, BLUE, SMOOTH LENS, WITH HOLDER, OPERATING VOLTAG | 14.55
3SU1251-6AF60-1AA0 | INDICATOR LIGHT, COMPACT, 22MM, ROUND, METAL, WHITE, SMOOTH LENS, WITH HOLDER, OPERATING VOLTA | 14.55
3SU1251-6AF60-1AA0-ZY10 | INDICATOR LIGHT, COMPACT, 22MM, ROUND, METAL, WHITE, SMOOTH LENS, WITH HOLDER, OPERATING VOLTA | 17.73
3SU1251-6AF60-1AA0-ZY19 | INDICATOR LIGHT, COMPACT, 22MM, ROUND, METAL, WHITE, SMOOTH LENS, WITH HOLDER, OPERATING VOLTA | 15.83
3SU1251-6AF70-1AA0-ZX90 | INDICATOR LIGHT, COMPACT, 22MM, ROUND, METAL, CLEAR, SMOOTH LENS, WITH HOLDER, OPERATING VOLTA | 14.55
3SU1251-6AG24-1AA0 | INDICATOR LIGHT, COMPACT, 22MM, ROUND, METAL, CLEAR WITH RED-GREEN LED, SMOOTH LENS, WITH HOLDE | 23.81
3SU1251-6AG24-1AA0-ZY10 | INDICATOR LIGHT, COMPACT, 22MM, ROUND, METAL, CLEAR WITH RED-GREEN LED, SMOOTH LENS, WITH HOLDE | 26.97
3SU1400-1AA10-1BA0-ZX90 | CONTACT MODULE WITH 1 CONTACT ELEMENT, 1NO, SCREW TERMINAL, FOR FRONT PLATE MOUNTING, Z = 150X | 4.6
3SU1400-1AA10-1CA0-ZX90 | CONTACT MODULE WITH 1 CONTACT ELEMENT, 1NC, SCREW TERMINAL, FOR FRONT PLATE MOUNTING, Z = 150X | 4.6
6AU1320-4DE65-3AF0 | SIMOTION P320-4 BOX WITH INTEL CORE I3 PROZESSOR; 2 X 1,6 GHZ ; PROFINET-BOARD INTEGRATED; OPER | 8730.52
3SU1200-2PU10-1AA0-ZX90 | POTENTIOMETER, COMPACT, 22MM, ROUND, PLASTIC, BLACK, 100K OHM, WITH HOLDER, SCREW TERMINAL, Z | 67.1
3SU1200-2PU10-1AA0-ZY11 | POTENTIOMETER, COMPACT, 22MM, ROUND, PLASTIC, BLACK, 100K OHM, WITH HOLDER, SCREW TERMINAL, W | 70.27
3SU1200-2PV10-1AA0-ZY10 | POTENTIOMETER, COMPACT, 22MM, ROUND, PLASTIC, BLACK, 470K OHM, WITH HOLDER, SCREW TERMINAL, W | 70.27
3SU1200-2PV10-1AA0-ZY12 | POTENTIOMETER, COMPACT, 22MM, ROUND, PLASTIC, BLACK, 470K OHM, WITH HOLDER, SCREW TERMINAL, W | 70.27
3SU1201-0EB20-0AA0-ZY15 | PUSHBUTTON, COMP., WITH EXTENDED STROKE (12MM), 22MM, ROUND, PLASTIC, RED TRANSPARENT, FLAT BUT | 19.37
3SU1201-0EB70-0AA0 | PUSHBUTTON, COMP., WITH EXTENDED STROKE (12MM), 22MM, ROUND, PLASTIC, CLEAR, FLAT BUTTON, MOME | 16.21
3SU1201-0EB70-0AA0-ZY19 | PUSHBUTTON, COMP., WITH EXTENDED STROKE (12MM), 22MM, ROUND, PLASTIC, CLEAR, FLAT BUTTON, MOME | 17.47
3SU1200-2PV10-1AA0-ZY19 | POTENTIOMETER, COMPACT, 22MM, ROUND, PLASTIC, BLACK, 470K OHM, WITH HOLDER, SCREW TERMINAL, W | 68.36
3SU1201-0EB70-0AA0-ZY10 | PUSHBUTTON, COMP., WITH EXTENDED STROKE (12MM), 22MM, ROUND, PLASTIC, CLEAR, FLAT BUTTON, MOME | 19.37
3SU1201-0EB70-0AA0-ZY11 | PUSHBUTTON, COMP., WITH EXTENDED STROKE (12MM), 22MM, ROUND, PLASTIC, CLEAR, FLAT BUTTON, MOME | 19.37
3SU1201-0EB70-0AA0-ZY12 | PUSHBUTTON, COMP., WITH EXTENDED STROKE (12MM), 22MM, ROUND, PLASTIC, CLEAR, FLAT BUTTON, MOME | 19.37
3SU1201-0EB70-0AA0-ZY13 | PUSHBUTTON, COMP., WITH EXTENDED STROKE (12MM), 22MM, ROUND, PLASTIC, CLEAR, FLAT BUTTON, MOME | 19.37
3SU1201-6AB20-1AA0-ZY10 | INDICATOR LIGHT, COMPACT, 22MM, ROUND, PLASTIC, RED, SMOOTH LENS, WITH HOLDER, OPERATING VOLTA | 14.12
3SU1201-6AB20-1AA0-ZY11 | INDICATOR LIGHT, COMPACT, 22MM, ROUND, PLASTIC, RED, SMOOTH LENS, WITH HOLDER, OPERATING VOLTA | 14.12
3SU1201-6AB20-1AA0-ZY12 | INDICATOR LIGHT, COMPACT, 22MM, ROUND, PLASTIC, RED, SMOOTH LENS, WITH HOLDER, OPERATING VOLTA | 14.12
3SU1201-6AB20-1AA0-ZY13 | INDICATOR LIGHT, COMPACT, 22MM, ROUND, PLASTIC, RED, SMOOTH LENS, WITH HOLDER, OPERATING VOLTA | 14.12
3SU1201-6AB20-1AA0-ZY15 | INDICATOR LIGHT, COMPACT, 22MM, ROUND, PLASTIC, RED, SMOOTH LENS, WITH HOLDER, OPERATING VOLTA | 14.12
3SU1201-6AB40-1AA0-ZY11 | INDICATOR LIGHT, COMPACT, 22MM, ROUND, PLASTIC, GREEN, SMOOTH LENS, WITH HOLDER, OPERATING VOL | 14.12
3SU1201-6AB40-1AA0-ZY12 | INDICATOR LIGHT, COMPACT, 22MM, ROUND, PLASTIC, GREEN, SMOOTH LENS, WITH HOLDER, OPERATING VOL | 14.12
3SU1201-6AB40-1AA0-ZY13 | INDICATOR LIGHT, COMPACT, 22MM, ROUND, PLASTIC, GREEN, SMOOTH LENS, WITH HOLDER, OPERATING VOL | 14.12
3SU1201-6AB40-1AA0-ZY15 | INDICATOR LIGHT, COMPACT, 22MM, ROUND, PLASTIC, GREEN, SMOOTH LENS, WITH HOLDER, OPERATING VOL | 14.12
3SU1201-6AB60-1AA0-ZY12 | INDICATOR LIGHT, COMPACT, 22MM, ROUND, PLASTIC, WHITE, SMOOTH LENS, WITH HOLDER, OPERATING VOL | 14.12
3SU1201-6AB60-1AA0-ZY13 | INDICATOR LIGHT, COMPACT, 22MM, ROUND, PLASTIC, WHITE, SMOOTH LENS, WITH HOLDER, OPERATING VOL | 14.12
3SU1201-6AB60-1AA0-ZY15 | INDICATOR LIGHT, COMPACT, 22MM, ROUND, PLASTIC, WHITE, SMOOTH LENS, WITH HOLDER, OPERATING VOL | 14.12
3SU1201-6AB60-1AA0-ZY19 | INDICATOR LIGHT, COMPACT, 22MM, ROUND, PLASTIC, WHITE, SMOOTH LENS, WITH HOLDER, OPERATING VOL | 12.22
3SU1201-6AC00-1AA0-ZY12 | INDICATOR LIGHT, COMPACT, 22MM, ROUND, PLASTIC, AMBER, SMOOTH LENS, WITH HOLDER, OPERATING VOL | 17.97
3SU1201-6AC00-1AA0-ZY13 | INDICATOR LIGHT, COMPACT, 22MM, ROUND, PLASTIC, AMBER, SMOOTH LENS, WITH HOLDER, OPERATING VOL | 17.97
3SU1201-6AC00-1AA0-ZY15 | INDICATOR LIGHT, COMPACT, 22MM, ROUND, PLASTIC, AMBER, SMOOTH LENS, WITH HOLDER, OPERATING VOL | 17.97
3SU1201-6AC00-1AA0-ZY19 | INDICATOR LIGHT, COMPACT, 22MM, ROUND, PLASTIC, AMBER, SMOOTH LENS, WITH HOLDER, OPERATING VOL | 16.08
3SU1201-6AC20-1AA0 | INDICATOR LIGHT, COMPACT, 22MM, ROUND, PLASTIC, RED, SMOOTH LENS, WITH HOLDER, OPERATING VOLTA | 14.81
3SU1201-6AC30-1AA0-ZY13 | INDICATOR LIGHT, COMPACT, 22MM, ROUND, PLASTIC, YELLOW, SMOOTH LENS, WITH HOLDER, OPERATING VO | 17.97
3SU1201-6AC30-1AA0-ZY15 | INDICATOR LIGHT, COMPACT, 22MM, ROUND, PLASTIC, YELLOW, SMOOTH LENS, WITH HOLDER, OPERATING VO | 17.97
3SU1201-6AC30-1AA0-ZY19 | INDICATOR LIGHT, COMPACT, 22MM, ROUND, PLASTIC, YELLOW, SMOOTH LENS, WITH HOLDER, OPERATING VO | 16.08
3SU1201-6AC40-1AA0 | INDICATOR LIGHT, COMPACT, 22MM, ROUND, PLASTIC, GREEN, SMOOTH LENS, WITH HOLDER, OPERATING VOL | 14.81
3SU1201-6AC50-1AA0-ZY15 | INDICATOR LIGHT, COMPACT, 22MM, ROUND, PLASTIC, BLUE, SMOOTH LENS, WITH HOLDER, OPERATING VOLT | 17.97
3SU1201-6AC50-1AA0-ZY19 | INDICATOR LIGHT, COMPACT, 22MM, ROUND, PLASTIC, BLUE, SMOOTH LENS, WITH HOLDER, OPERATING VOLT | 16.08
3SU1201-6AB70-1AA0-ZY15 | INDICATOR LIGHT, COMPACT, 22MM, ROUND, PLASTIC, CLEAR, SMOOTH LENS, WITH HOLDER, OPERATING VOL | 14.12
3SU1201-6AB70-1AA0-ZY19 | INDICATOR LIGHT, COMPACT, 22MM, ROUND, PLASTIC, CLEAR, SMOOTH LENS, WITH HOLDER, OPERATING VOL | 12.22
3SU1201-6AC20-1AA0-ZY13 | INDICATOR LIGHT, COMPACT, 22MM, ROUND, PLASTIC, RED, SMOOTH LENS, WITH HOLDER, OPERATING VOLTA | 17.97
3SU1201-6AC20-1AA0-ZY15 | INDICATOR LIGHT, COMPACT, 22MM, ROUND, PLASTIC, RED, SMOOTH LENS, WITH HOLDER, OPERATING VOLTA | 17.97
3SU1201-6AC20-1AA0-ZY19 | INDICATOR LIGHT, COMPACT, 22MM, ROUND, PLASTIC, RED, SMOOTH LENS, WITH HOLDER, OPERATING VOLTA | 16.08
3SU1201-6AC30-1AA0 | INDICATOR LIGHT, COMPACT, 22MM, ROUND, PLASTIC, YELLOW, SMOOTH LENS, WITH HOLDER, OPERATING VO | 14.81
3SU1201-6AC40-1AA0-ZY15 | INDICATOR LIGHT, COMPACT, 22MM, ROUND, PLASTIC, GREEN, SMOOTH LENS, WITH HOLDER, OPERATING VOL | 17.97
3SU1201-6AC40-1AA0-ZY19 | INDICATOR LIGHT, COMPACT, 22MM, ROUND, PLASTIC, GREEN, SMOOTH LENS, WITH HOLDER, OPERATING VOL | 16.08
3SU1201-6AC50-1AA0 | INDICATOR LIGHT, COMPACT, 22MM, ROUND, PLASTIC, BLUE, SMOOTH LENS, WITH HOLDER, OPERATING VOLT | 14.81
3SU1201-6AC50-1AA0-ZX90 | INDICATOR LIGHT, COMPACT, 22MM, ROUND, PLASTIC, BLUE, SMOOTH LENS, WITH HOLDER, OPERATING VOLT | 14.81
3SU1201-6AC60-1AA0-ZY15 | INDICATOR LIGHT, COMPACT, 22MM, ROUND, PLASTIC, WHITE, SMOOTH LENS, WITH HOLDER, OPERATING VOL | 17.97
3SU1201-6AC60-1AA0-ZY19 | INDICATOR LIGHT, COMPACT, 22MM, ROUND, PLASTIC, WHITE, SMOOTH LENS, WITH HOLDER, OPERATING VOL | 16.08
3SU1201-6AC70-1AA0 | INDICATOR LIGHT, COMPACT, 22MM, ROUND, PLASTIC, CLEAR, SMOOTH LENS, WITH HOLDER, OPERATING VOL | 14.81
3SU1201-6AC70-1AA0-ZX90 | INDICATOR LIGHT, COMPACT, 22MM, ROUND, PLASTIC, CLEAR, SMOOTH LENS, WITH HOLDER, OPERATING VOL | 14.81
3SU1201-6AF00-1AA0-ZY19 | INDICATOR LIGHT, COMPACT, 22MM, ROUND, PLASTIC, AMBER, SMOOTH LENS, WITH HOLDER, OPERATING VOL | 14.49
3SU1201-6AF20-1AA0 | INDICATOR LIGHT, COMPACT, 22MM, ROUND, PLASTIC, RED, SMOOTH LENS, WITH HOLDER, OPERATING VOLTA | 13.22
3SU1201-6AF20-1AA0-ZX90 | INDICATOR LIGHT, COMPACT, 22MM, ROUND, PLASTIC, RED, SMOOTH LENS, WITH HOLDER, OPERATING VOLTA | 13.22
3SU1201-6AF20-1AA0-ZY10 | INDICATOR LIGHT, COMPACT, 22MM, ROUND, PLASTIC, RED, SMOOTH LENS, WITH HOLDER, OPERATING VOLTA | 16.4
3SU1201-6AF40-1AA0 | INDICATOR LIGHT, COMPACT, 22MM, ROUND, PLASTIC, GREEN, SMOOTH LENS, WITH HOLDER, OPERATING VOL | 13.22
3SU1201-6AF40-1AA0-ZX90 | INDICATOR LIGHT, COMPACT, 22MM, ROUND, PLASTIC, GREEN, SMOOTH LENS, WITH HOLDER, OPERATING VOL | 13.22
3SU1201-6AF40-1AA0-ZY10 | INDICATOR LIGHT, COMPACT, 22MM, ROUND, PLASTIC, GREEN, SMOOTH LENS, WITH HOLDER, OPERATING VOL | 16.4
3SU1201-6AF40-1AA0-ZY11 | INDICATOR LIGHT, COMPACT, 22MM, ROUND, PLASTIC, GREEN, SMOOTH LENS, WITH HOLDER, OPERATING VOL | 16.4
3SU1201-6AF60-1AA0 | INDICATOR LIGHT, COMPACT, 22MM, ROUND, PLASTIC, WHITE, SMOOTH LENS, WITH HOLDER, OPERATING VOL | 13.22
3SU1201-6AF60-1AA0-ZX90 | INDICATOR LIGHT, COMPACT, 22MM, ROUND, PLASTIC, WHITE, SMOOTH LENS, WITH HOLDER, OPERATING VOL | 13.22
3SU1201-6AF60-1AA0-ZY10 | INDICATOR LIGHT, COMPACT, 22MM, ROUND, PLASTIC, WHITE, SMOOTH LENS, WITH HOLDER, OPERATING VOL | 16.4
3SU1201-6AF60-1AA0-ZY11 | INDICATOR LIGHT, COMPACT, 22MM, ROUND, PLASTIC, WHITE, SMOOTH LENS, WITH HOLDER, OPERATING VOL | 16.4
3SU1201-6AF60-1AA0-ZY12 | INDICATOR LIGHT, COMPACT, 22MM, ROUND, PLASTIC, WHITE, SMOOTH LENS, WITH HOLDER, OPERATING VOL | 16.4
3SU1201-6AG24-1AA0-ZX90 | INDICATOR LIGHT, COMPACT, 22MM, ROUND, PLASTIC, CLEAR WITH RED-GREEN LED, SMOOTH LENS, WITH HOL | 22.35
3SU1201-6AG24-1AA0-ZY10 | INDICATOR LIGHT, COMPACT, 22MM, ROUND, PLASTIC, CLEAR WITH RED-GREEN LED, SMOOTH LENS, WITH HOL | 25.51
3SU1201-6AC30-1AA0-ZY11 | INDICATOR LIGHT, COMPACT, 22MM, ROUND, PLASTIC, YELLOW, SMOOTH LENS, WITH HOLDER, OPERATING VO | 17.97
3SU1201-6AC40-1AA0-ZY10 | INDICATOR LIGHT, COMPACT, 22MM, ROUND, PLASTIC, GREEN, SMOOTH LENS, WITH HOLDER, OPERATING VOL | 17.97
3SU1201-6AC40-1AA0-ZY12 | INDICATOR LIGHT, COMPACT, 22MM, ROUND, PLASTIC, GREEN, SMOOTH LENS, WITH HOLDER, OPERATING VOL | 17.97
3SU1201-6AC50-1AA0-ZY11 | INDICATOR LIGHT, COMPACT, 22MM, ROUND, PLASTIC, BLUE, SMOOTH LENS, WITH HOLDER, OPERATING VOLT | 17.97
3SU1201-6AC50-1AA0-ZY13 | INDICATOR LIGHT, COMPACT, 22MM, ROUND, PLASTIC, BLUE, SMOOTH LENS, WITH HOLDER, OPERATING VOLT | 17.97
3SU1201-6AC60-1AA0-ZY10 | INDICATOR LIGHT, COMPACT, 22MM, ROUND, PLASTIC, WHITE, SMOOTH LENS, WITH HOLDER, OPERATING VOL | 17.97
3SU1201-6AC60-1AA0-ZY12 | INDICATOR LIGHT, COMPACT, 22MM, ROUND, PLASTIC, WHITE, SMOOTH LENS, WITH HOLDER, OPERATING VOL | 17.97
3SU1201-6AC70-1AA0-ZY11 | INDICATOR LIGHT, COMPACT, 22MM, ROUND, PLASTIC, CLEAR, SMOOTH LENS, WITH HOLDER, OPERATING VOL | 17.97
3SU1201-6AC70-1AA0-ZY13 | INDICATOR LIGHT, COMPACT, 22MM, ROUND, PLASTIC, CLEAR, SMOOTH LENS, WITH HOLDER, OPERATING VOL | 17.97
3SU1201-6AF00-1AA0-ZY12 | INDICATOR LIGHT, COMPACT, 22MM, ROUND, PLASTIC, AMBER, SMOOTH LENS, WITH HOLDER, OPERATING VOL | 16.4
3SU1201-6AF00-1AA0-ZY15 | INDICATOR LIGHT, COMPACT, 22MM, ROUND, PLASTIC, AMBER, SMOOTH LENS, WITH HOLDER, OPERATING VOL | 16.4
3SU1201-6AF20-1AA0-ZY11 | INDICATOR LIGHT, COMPACT, 22MM, ROUND, PLASTIC, RED, SMOOTH LENS, WITH HOLDER, OPERATING VOLTA | 16.4
3SU1201-6AF20-1AA0-ZY13 | INDICATOR LIGHT, COMPACT, 22MM, ROUND, PLASTIC, RED, SMOOTH LENS, WITH HOLDER, OPERATING VOLTA | 16.4
3SU1201-6AF30-1AA0-ZY12 | INDICATOR LIGHT, COMPACT, 22MM, ROUND, PLASTIC, YELLOW, SMOOTH LENS, WITH HOLDER, OPERATING VO | 16.4
3SU1201-6AF30-1AA0-ZY15 | INDICATOR LIGHT, COMPACT, 22MM, ROUND, PLASTIC, YELLOW, SMOOTH LENS, WITH HOLDER, OPERATING VO | 16.4
3SU1201-6AF40-1AA0-ZY13 | INDICATOR LIGHT, COMPACT, 22MM, ROUND, PLASTIC, GREEN, SMOOTH LENS, WITH HOLDER, OPERATING VOL | 16.4
3SU1201-6AF40-1AA0-ZY19 | INDICATOR LIGHT, COMPACT, 22MM, ROUND, PLASTIC, GREEN, SMOOTH LENS, WITH HOLDER, OPERATING VOL | 14.49
3SU1201-6AF50-1AA0-ZY12 | INDICATOR LIGHT, COMPACT, 22MM, ROUND, PLASTIC, BLUE, SMOOTH LENS, WITH HOLDER, OPERATING VOLT | 16.4
3SU1201-6AF50-1AA0-ZY15 | INDICATOR LIGHT, COMPACT, 22MM, ROUND, PLASTIC, BLUE, SMOOTH LENS, WITH HOLDER, OPERATING VOLT | 16.4
3SU1201-6AF60-1AA0-ZY13 | INDICATOR LIGHT, COMPACT, 22MM, ROUND, PLASTIC, WHITE, SMOOTH LENS, WITH HOLDER, OPERATING VOL | 16.4
3SU1201-6AF60-1AA0-ZY19 | INDICATOR LIGHT, COMPACT, 22MM, ROUND, PLASTIC, WHITE, SMOOTH LENS, WITH HOLDER, OPERATING VOL | 14.49
3SU1201-6AF70-1AA0-ZY15 | INDICATOR LIGHT, COMPACT, 22MM, ROUND, PLASTIC, CLEAR, SMOOTH LENS, WITH HOLDER, OPERATING VOL | 16.4
3SU1201-6AG24-1AA0 | INDICATOR LIGHT, COMPACT, 22MM, ROUND, PLASTIC, CLEAR WITH RED-GREEN LED, SMOOTH LENS, WITH HOL | 22.35
3SU1201-6AG24-1AA0-ZY13 | INDICATOR LIGHT, COMPACT, 22MM, ROUND, PLASTIC, CLEAR WITH RED-GREEN LED, SMOOTH LENS, WITH HOL | 25.51
3SU1201-6AG24-1AA0-ZY19 | INDICATOR LIGHT, COMPACT, 22MM, ROUND, PLASTIC, CLEAR WITH RED-GREEN LED, SMOOTH LENS, WITH HOL | 23.61
3SU1230-0EB20-0AA0-ZY15 | PUSHBUTTON, COMPACT, WITH EXTENDED STROKE (12MM), 22MM, ROUND, PLASTIC WITH METAL FRONT RING, RE | 44.44
3SU1230-0EB40-0AA0 | PUSHBUTTON, COMPACT, WITH EXTENDED STROKE (12MM), 22MM, ROUND, PLASTIC WITH METAL FRONT RING, GR | 41.28
3SU1230-0EB40-0AA0-ZY19 | PUSHBUTTON, COMPACT, WITH EXTENDED STROKE (12MM), 22MM, ROUND, PLASTIC WITH METAL FRONT RING, GR | 42.54
3SU1230-0FB10-0AA0-ZX90 | PUSHBUTTON, COMPACT, WITH EXTENDED STROKE (12MM), 22MM, ROUND, PLASTIC WITH METAL FRONT RING, BL | 41.28
3SU1201-6AC60-1AA0 | INDICATOR LIGHT, COMPACT, 22MM, ROUND, PLASTIC, WHITE, SMOOTH LENS, WITH HOLDER, OPERATING VOL | 14.81
3SU1201-6AC60-1AA0-ZX90 | INDICATOR LIGHT, COMPACT, 22MM, ROUND, PLASTIC, WHITE, SMOOTH LENS, WITH HOLDER, OPERATING VOL | 14.81
3SU1201-6AC70-1AA0-ZY19 | INDICATOR LIGHT, COMPACT, 22MM, ROUND, PLASTIC, CLEAR, SMOOTH LENS, WITH HOLDER, OPERATING VOL | 16.08
3SU1201-6AF00-1AA0 | INDICATOR LIGHT, COMPACT, 22MM, ROUND, PLASTIC, AMBER, SMOOTH LENS, WITH HOLDER, OPERATING VOL | 13.22
3SU1201-6AF00-1AA0-ZX90 | INDICATOR LIGHT, COMPACT, 22MM, ROUND, PLASTIC, AMBER, SMOOTH LENS, WITH HOLDER, OPERATING VOL | 13.22
3SU1201-6AF00-1AA0-ZY10 | INDICATOR LIGHT, COMPACT, 22MM, ROUND, PLASTIC, AMBER, SMOOTH LENS, WITH HOLDER, OPERATING VOL | 16.4
3SU1201-6AF20-1AA0-ZY19 | INDICATOR LIGHT, COMPACT, 22MM, ROUND, PLASTIC, RED, SMOOTH LENS, WITH HOLDER, OPERATING VOLTA | 14.49
3SU1201-6AF30-1AA0 | INDICATOR LIGHT, COMPACT, 22MM, ROUND, PLASTIC, YELLOW, SMOOTH LENS, WITH HOLDER, OPERATING VO | 13.22
3SU1201-6AF30-1AA0-ZX90 | INDICATOR LIGHT, COMPACT, 22MM, ROUND, PLASTIC, YELLOW, SMOOTH LENS, WITH HOLDER, OPERATING VO | 13.22
3SU1201-6AF30-1AA0-ZY10 | INDICATOR LIGHT, COMPACT, 22MM, ROUND, PLASTIC, YELLOW, SMOOTH LENS, WITH HOLDER, OPERATING VO | 16.4
3SU1201-6AF30-1AA0-ZY11 | INDICATOR LIGHT, COMPACT, 22MM, ROUND, PLASTIC, YELLOW, SMOOTH LENS, WITH HOLDER, OPERATING VO | 16.4
3SU1201-6AF50-1AA0 | INDICATOR LIGHT, COMPACT, 22MM, ROUND, PLASTIC, BLUE, SMOOTH LENS, WITH HOLDER, OPERATING VOLT | 13.22
3SU1201-6AF50-1AA0-ZX90 | INDICATOR LIGHT, COMPACT, 22MM, ROUND, PLASTIC, BLUE, SMOOTH LENS, WITH HOLDER, OPERATING VOLT | 13.22
3SU1201-6AF50-1AA0-ZY10 | INDICATOR LIGHT, COMPACT, 22MM, ROUND, PLASTIC, BLUE, SMOOTH LENS, WITH HOLDER, OPERATING VOLT | 16.4
3SU1201-6AF50-1AA0-ZY11 | INDICATOR LIGHT, COMPACT, 22MM, ROUND, PLASTIC, BLUE, SMOOTH LENS, WITH HOLDER, OPERATING VOLT | 16.4
3SU1201-6AF70-1AA0-ZX90 | INDICATOR LIGHT, COMPACT, 22MM, ROUND, PLASTIC, CLEAR, SMOOTH LENS, WITH HOLDER, OPERATING VOL | 13.22
3SU1201-6AF70-1AA0-ZY10 | INDICATOR LIGHT, COMPACT, 22MM, ROUND, PLASTIC, CLEAR, SMOOTH LENS, WITH HOLDER, OPERATING VOL | 16.4
3SU1201-6AF70-1AA0-ZY11 | INDICATOR LIGHT, COMPACT, 22MM, ROUND, PLASTIC, CLEAR, SMOOTH LENS, WITH HOLDER, OPERATING VOL | 16.4
3SU1201-6AF70-1AA0-ZY12 | INDICATOR LIGHT, COMPACT, 22MM, ROUND, PLASTIC, CLEAR, SMOOTH LENS, WITH HOLDER, OPERATING VOL | 16.4
3SU1230-0EB20-0AA0-ZX90 | PUSHBUTTON, COMPACT, WITH EXTENDED STROKE (12MM), 22MM, ROUND, PLASTIC WITH METAL FRONT RING, RE | 41.28
3SU1230-0EB20-0AA0-ZY10 | PUSHBUTTON, COMPACT, WITH EXTENDED STROKE (12MM), 22MM, ROUND, PLASTIC WITH METAL FRONT RING, RE | 44.44
3SU1230-0EB20-0AA0-ZY11 | PUSHBUTTON, COMPACT, WITH EXTENDED STROKE (12MM), 22MM, ROUND, PLASTIC WITH METAL FRONT RING, RE | 44.44
3SU1230-0EB20-0AA0-ZY12 | PUSHBUTTON, COMPACT, WITH EXTENDED STROKE (12MM), 22MM, ROUND, PLASTIC WITH METAL FRONT RING, RE | 44.44
3SU1230-0EB20-0AA0-ZY13 | PUSHBUTTON, COMPACT, WITH EXTENDED STROKE (12MM), 22MM, ROUND, PLASTIC WITH METAL FRONT RING, RE | 44.44
3SU1230-0FB10-0AA0-ZY10 | PUSHBUTTON, COMPACT, WITH EXTENDED STROKE (12MM), 22MM, ROUND, PLASTIC WITH METAL FRONT RING, BL | 44.44
3SU1230-0FB10-0AA0-ZY11 | PUSHBUTTON, COMPACT, WITH EXTENDED STROKE (12MM), 22MM, ROUND, PLASTIC WITH METAL FRONT RING, BL | 44.44
3SU1230-0FB10-0AA0-ZY12 | PUSHBUTTON, COMPACT, WITH EXTENDED STROKE (12MM), 22MM, ROUND, PLASTIC WITH METAL FRONT RING, BL | 44.44
3SU1230-0FB10-0AA0-ZY13 | PUSHBUTTON, COMPACT, WITH EXTENDED STROKE (12MM), 22MM, ROUND, PLASTIC WITH METAL FRONT RING, BL | 44.44
3SU1231-0EB70-0AA0-ZY11 | PUSHBUTTON, COMP., WITH EXTENDED STROKE (12MM), 22MM, ROUND, PLASTIC WITH METAL FRONT RING, CLEA | 44.44
3SU1201-6AB00-1AA0-ZX90 | INDICATOR LIGHT, COMPACT, 22MM, ROUND, PLASTIC, AMBER, SMOOTH LENS, WITH HOLDER, OPERATING VOL | 10.96
3SU1201-6AB00-1AA0-ZY15 | INDICATOR LIGHT, COMPACT, 22MM, ROUND, PLASTIC, AMBER, SMOOTH LENS, WITH HOLDER, OPERATING VOL | 14.12
3SU1201-6AB20-1AA0 | INDICATOR LIGHT, COMPACT, 22MM, ROUND, PLASTIC, RED, SMOOTH LENS, WITH HOLDER, OPERATING VOLTA | 10.96
3SU1201-6AB20-1AA0-ZY19 | INDICATOR LIGHT, COMPACT, 22MM, ROUND, PLASTIC, RED, SMOOTH LENS, WITH HOLDER, OPERATING VOLTA | 12.22
3SU1201-6AB30-1AA0-ZX90 | INDICATOR LIGHT, COMPACT, 22MM, ROUND, PLASTIC, YELLOW, SMOOTH LENS, WITH HOLDER, OPERATING VO | 10.96
3SU1201-6AB40-1AA0 | INDICATOR LIGHT, COMPACT, 22MM, ROUND, PLASTIC, GREEN, SMOOTH LENS, WITH HOLDER, OPERATING VOL | 10.96
3SU1201-6AB40-1AA0-ZY10 | INDICATOR LIGHT, COMPACT, 22MM, ROUND, PLASTIC, GREEN, SMOOTH LENS, WITH HOLDER, OPERATING VOL | 14.12
3SU1201-6AB40-1AA0-ZY19 | INDICATOR LIGHT, COMPACT, 22MM, ROUND, PLASTIC, GREEN, SMOOTH LENS, WITH HOLDER, OPERATING VOL | 12.22
3SU1201-6AB50-1AA0-ZX90 | INDICATOR LIGHT, COMPACT, 22MM, ROUND, PLASTIC, BLUE, SMOOTH LENS, WITH HOLDER, OPERATING VOLT | 10.96
3SU1201-6AB60-1AA0 | INDICATOR LIGHT, COMPACT, 22MM, ROUND, PLASTIC, WHITE, SMOOTH LENS, WITH HOLDER, OPERATING VOL | 10.96
3SU1201-6AB60-1AA0-ZY10 | INDICATOR LIGHT, COMPACT, 22MM, ROUND, PLASTIC, WHITE, SMOOTH LENS, WITH HOLDER, OPERATING VOL | 14.12
3SU1201-6AB70-1AA0-ZX90 | INDICATOR LIGHT, COMPACT, 22MM, ROUND, PLASTIC, CLEAR, SMOOTH LENS, WITH HOLDER, OPERATING VOL | 10.96
3SU1201-6AB70-1AA0-ZY11 | INDICATOR LIGHT, COMPACT, 22MM, ROUND, PLASTIC, CLEAR, SMOOTH LENS, WITH HOLDER, OPERATING VOL | 14.12
3SU1201-6AC00-1AA0 | INDICATOR LIGHT, COMPACT, 22MM, ROUND, PLASTIC, AMBER, SMOOTH LENS, WITH HOLDER, OPERATING VOL | 14.81
3SU1201-6AC00-1AA0-ZY10 | INDICATOR LIGHT, COMPACT, 22MM, ROUND, PLASTIC, AMBER, SMOOTH LENS, WITH HOLDER, OPERATING VOL | 17.97
3SU1201-6AC20-1AA0-ZX90 | INDICATOR LIGHT, COMPACT, 22MM, ROUND, PLASTIC, RED, SMOOTH LENS, WITH HOLDER, OPERATING VOLTA | 14.81
3SU1201-6AC20-1AA0-ZY11 | INDICATOR LIGHT, COMPACT, 22MM, ROUND, PLASTIC, RED, SMOOTH LENS, WITH HOLDER, OPERATING VOLTA | 17.97
3SU1201-6AC30-1AA0-ZY10 | INDICATOR LIGHT, COMPACT, 22MM, ROUND, PLASTIC, YELLOW, SMOOTH LENS, WITH HOLDER, OPERATING VO | 17.97
3SU1201-6AC30-1AA0-ZY12 | INDICATOR LIGHT, COMPACT, 22MM, ROUND, PLASTIC, YELLOW, SMOOTH LENS, WITH HOLDER, OPERATING VO | 17.97
3SU1201-6AC40-1AA0-ZX90 | INDICATOR LIGHT, COMPACT, 22MM, ROUND, PLASTIC, GREEN, SMOOTH LENS, WITH HOLDER, OPERATING VOL | 14.81
3SU1201-6AC40-1AA0-ZY11 | INDICATOR LIGHT, COMPACT, 22MM, ROUND, PLASTIC, GREEN, SMOOTH LENS, WITH HOLDER, OPERATING VOL | 17.97
3SU1201-6AC40-1AA0-ZY13 | INDICATOR LIGHT, COMPACT, 22MM, ROUND, PLASTIC, GREEN, SMOOTH LENS, WITH HOLDER, OPERATING VOL | 17.97
3SU1201-6AC50-1AA0-ZY10 | INDICATOR LIGHT, COMPACT, 22MM, ROUND, PLASTIC, BLUE, SMOOTH LENS, WITH HOLDER, OPERATING VOLT | 17.97
3SU1201-6AC50-1AA0-ZY12 | INDICATOR LIGHT, COMPACT, 22MM, ROUND, PLASTIC, BLUE, SMOOTH LENS, WITH HOLDER, OPERATING VOLT | 17.97
3SU1201-6AC60-1AA0-ZY11 | INDICATOR LIGHT, COMPACT, 22MM, ROUND, PLASTIC, WHITE, SMOOTH LENS, WITH HOLDER, OPERATING VOL | 17.97
3SU1201-6AC60-1AA0-ZY13 | INDICATOR LIGHT, COMPACT, 22MM, ROUND, PLASTIC, WHITE, SMOOTH LENS, WITH HOLDER, OPERATING VOL | 17.97
3SU1201-6AC70-1AA0-ZY10 | INDICATOR LIGHT, COMPACT, 22MM, ROUND, PLASTIC, CLEAR, SMOOTH LENS, WITH HOLDER, OPERATING VOL | 17.97
3SU1201-6AC70-1AA0-ZY12 | INDICATOR LIGHT, COMPACT, 22MM, ROUND, PLASTIC, CLEAR, SMOOTH LENS, WITH HOLDER, OPERATING VOL | 17.97
3SU1201-6AC70-1AA0-ZY15 | INDICATOR LIGHT, COMPACT, 22MM, ROUND, PLASTIC, CLEAR, SMOOTH LENS, WITH HOLDER, OPERATING VOL | 17.97
3SU1201-6AG24-1AA0-ZY11 | INDICATOR LIGHT, COMPACT, 22MM, ROUND, PLASTIC, CLEAR WITH RED-GREEN LED, SMOOTH LENS, WITH HOL | 25.51
3SU1201-6AG24-1AA0-ZY12 | INDICATOR LIGHT, COMPACT, 22MM, ROUND, PLASTIC, CLEAR WITH RED-GREEN LED, SMOOTH LENS, WITH HOL | 25.51
3SU1230-0EB40-0AA0-ZY10 | PUSHBUTTON, COMPACT, WITH EXTENDED STROKE (12MM), 22MM, ROUND, PLASTIC WITH METAL FRONT RING, GR | 44.44
3SU1230-0EB40-0AA0-ZY11 | PUSHBUTTON, COMPACT, WITH EXTENDED STROKE (12MM), 22MM, ROUND, PLASTIC WITH METAL FRONT RING, GR | 44.44
3SU1230-0EB40-0AA0-ZY12 | PUSHBUTTON, COMPACT, WITH EXTENDED STROKE (12MM), 22MM, ROUND, PLASTIC WITH METAL FRONT RING, GR | 44.44
3SU1230-0EB40-0AA0-ZY13 | PUSHBUTTON, COMPACT, WITH EXTENDED STROKE (12MM), 22MM, ROUND, PLASTIC WITH METAL FRONT RING, GR | 44.44
3SU1231-0EB20-0AA0-ZY11 | PUSHBUTTON, COMP., WITH EXTENDED STROKE (12MM), 22MM, ROUND, PLASTIC WITH METAL FRONT RING, RED | 44.44
3SU1231-0EB20-0AA0-ZY12 | PUSHBUTTON, COMP., WITH EXTENDED STROKE (12MM), 22MM, ROUND, PLASTIC WITH METAL FRONT RING, RED | 44.44
3SU1231-0EB20-0AA0-ZY13 | PUSHBUTTON, COMP., WITH EXTENDED STROKE (12MM), 22MM, ROUND, PLASTIC WITH METAL FRONT RING, RED | 44.44
3SU1231-0EB20-0AA0-ZY15 | PUSHBUTTON, COMP., WITH EXTENDED STROKE (12MM), 22MM, ROUND, PLASTIC WITH METAL FRONT RING, RED | 44.44
3SU1250-0EB20-0AA0-ZY11 | PUSHBUTTON, COMPACT, WITH EXTENDED STROKE (12MM), 22MM, ROUND, METAL, RED, FLAT BUTTON, MOMENT | 21.21
3SU1250-0EB20-0AA0-ZY12 | PUSHBUTTON, COMPACT, WITH EXTENDED STROKE (12MM), 22MM, ROUND, METAL, RED, FLAT BUTTON, MOMENT | 21.21
3SU1250-0EB20-0AA0-ZY13 | PUSHBUTTON, COMPACT, WITH EXTENDED STROKE (12MM), 22MM, ROUND, METAL, RED, FLAT BUTTON, MOMENT | 21.21
3SU1250-0EB20-0AA0-ZY15 | PUSHBUTTON, COMPACT, WITH EXTENDED STROKE (12MM), 22MM, ROUND, METAL, RED, FLAT BUTTON, MOMENT | 21.21
3SU1900-0HH10-0AA0 | METRIC CABLE GLAND M25 WITH HEXAGONAL NUT FOR ENCLOSURE | 9.48
3SU1901-0BD31-0DA0 | ROUND BACKING PLATE FOR EM. STOP MUSH. PUSHBUTTON, YELLOW, ILLUMINATED, THICKNESS 5MM, EXTERNAL | 99.56
3SU1901-0BD31-0NB0 | ROUND BACKING PLATE FOR EM. STOP MUSH. PUSHBUTTON, YELLOW, ILLUMINATED, THICKNESS 5MM, EXTERNAL | 104.89
3SU1901-0FS20-0AA0 | RAISED BUTTON, RED, FOR ILLUMINATED PUSHBUTTON | 3.5
3SU1901-0FS20-0AA0-ZY10 | BUTTON, RAISED, RED, FOR ILLUMINATED PUSHBUTTON, WITH LASER INSCRIPTION, UPPER AND LOWER CASE SP | 6.97
3SU1901-0FS40-0AA0 | RAISED BUTTON, GREEN, FOR ILLUMINATED PUSHBUTTON | 3.5
3SU1901-0FS40-0AA0-ZY10 | BUTTON, RAISED, GREEN, FOR ILLUMIN. PUSHBUTTON, WITH LASER INSCRIPTION, UPPER AND LOWER CASE SPE | 6.97
3SU1901-0FS40-0AA0-ZY11 | BUTTON, RAISED, GREEN, FOR ILLUMIN. PUSHBUTTON, WITH LASER INSCRIPTION, UPPER CASE SPELLING | 6.97
3SU1901-0FS40-0AA0-ZY12 | BUTTON, RAISED, GREEN, FOR ILLUMIN. PUSHBUTTON, WITH LASER INSCRIPTION, LOWER CASE SPELLING | 6.97
3SU1901-0FS40-0AA0-ZY13 | BUTTON, RAISED, GREEN, FOR ILLUMIN. PUSHBUTTON, WITH LASER INSCRIPTION, SYMBOL NUMBER ACC. TO, | 6.97
3SU1901-0FS70-0AA0-ZY12 | BUTTON, RAISED, CLEAR, FOR ILLUMIN. PUSHBUTTON, WITH LASER INSCRIPTION, LOWER CASE SPELLING | 6.97
3SU1901-0FS70-0AA0-ZY13 | BUTTON, RAISED, CLEAR, FOR ILLUMIN. PUSHBUTTON, WITH LASER INSCRIPTION, SYMBOL NUMBER ACC. TO, | 6.97
3SU1901-0FS70-0AA0-ZY15 | BUTTON, RAISED, CLEAR, FOR ILLUMIN. PUSHBUTTON, WITH LASER INSCRIPTION, UPPER AND LOWER CASE SPE | 6.97
3SU1901-0FS70-0AA0-ZY19 | BUTTON, RAISED, CLEAR, FOR ILLUMIN. PUSHBUTTON, WITH LASER INSCRIPTION, INSCRIPTION OR SYMBOL A | 5.11
3SU1901-0FT20-0AA0-ZY19 | BUTTON, FLAT, RED, FOR ILLUMIN. PUSHBUTTON, WITH LASER INSCRIPTION, INSCRIPTION OR SYMBOL ACC. | 2.51
3SU1901-0FT30-0AA0 | FLAT BUTTON, YELLOW, FOR ILLUMINATED PUSHBUTTON | 0.93
3SU1230-0FB10-0AA0-ZY15 | PUSHBUTTON, COMPACT, WITH EXTENDED STROKE (12MM), 22MM, ROUND, PLASTIC WITH METAL FRONT RING, BL | 44.44
3SU1231-0EB20-0AA0 | PUSHBUTTON, COMP., WITH EXTENDED STROKE (12MM), 22MM, ROUND, PLASTIC WITH METAL FRONT RING, RED | 41.28
3SU1231-0EB20-0AA0-ZY10 | PUSHBUTTON, COMP., WITH EXTENDED STROKE (12MM), 22MM, ROUND, PLASTIC WITH METAL FRONT RING, RED | 44.44
3SU1231-0EB20-0AA0-ZY19 | PUSHBUTTON, COMP., WITH EXTENDED STROKE (12MM), 22MM, ROUND, PLASTIC WITH METAL FRONT RING, RED | 42.54
3SU1231-0EB70-0AA0-ZX90 | PUSHBUTTON, COMP., WITH EXTENDED STROKE (12MM), 22MM, ROUND, PLASTIC WITH METAL FRONT RING, CLEA | 41.28
3SU1250-0EB20-0AA0 | PUSHBUTTON, COMPACT, WITH EXTENDED STROKE (12MM), 22MM, ROUND, METAL, RED, FLAT BUTTON, MOMENT | 16.58
3SU1250-0EB20-0AA0-ZY10 | PUSHBUTTON, COMPACT, WITH EXTENDED STROKE (12MM), 22MM, ROUND, METAL, RED, FLAT BUTTON, MOMENT | 21.21
3SU1250-0EB20-0AA0-ZY19 | PUSHBUTTON, COMPACT, WITH EXTENDED STROKE (12MM), 22MM, ROUND, METAL, RED, FLAT BUTTON, MOMENT | 19.3
3SX5601-1A | CABLE GLAND M20X1.5; | 6.56
3SX5601-4GA05 | COUPLING WITH CONNECTING CABLE 5M LONG, WITH 8MM CATCH CONN., CONNECTOR 6-POLE, FOR 3SE66 | 38.07
3SU1900-0FX20-0AA0 | ID KEY ID-GROUP3, RED | 19.77
3SU1900-0HG10-0AA0 | METRIC CABLE GLAND M20 WITH HEXAGONAL NUT FOR ENCLOSURE | 9.48
3SU1900-0HM10-0AA0 | ENCLOSURE COVER MONITORING, MODULE WITH EXTENSION PLUNGER | 3.99
3SU1900-0HY10-0AA0 | ADAPTER ASI SHAPED CABLE (INSULATION DISPLACE. METHOD), M25 CABLE ENTRY | 9.76
3SU1901-0BD31-0AA0 | ROUND BACKING PLATE FOR EM. STOP MUSH. PUSHBUTTON, YELLOW, ILLUMINATED, THICKNESS 5MM, EXTERNAL | 84.15
3SU1901-0BD31-0AT0 | ROUND BACKING PLATE FOR EM. STOP MUSH. PUSHBUTTON, YELLOW, ILLUMINATED, THICKNESS 5MM, EXTERNAL | 99.56
3SU1901-0FS20-0AA0-ZY11 | BUTTON, RAISED, RED, FOR ILLUMIN. PUSHBUTTON, WITH LASER INSCRIPTION, UPPER CASE SPELLING | 6.97
3SU1901-0FS20-0AA0-ZY13 | BUTTON, RAISED, RED, FOR ILLUMIN. PUSHBUTTON, WITH LASER INSCRIPTION, SYMBOL NUMBER ACC. TO, IS | 6.97
3SU1901-0FS30-0AA0-ZY13 | BUTTON, RAISED, YELLOW, FOR ILLUMIN. PUSHBUTTON, WITH LASER INSCRIPTION, SYMBOL NUMBER ACC. TO, | 6.97
3SU1901-0FS30-0AA0-ZY19 | BUTTON, RAISED, YELLOW, FOR ILLUMIN. PUSHBUTTON, WITH LASER INSCRIPTION, INSCRIPTION OR SYMBOL | 5.11
3SU1901-0FS40-0AA0-ZY19 | BUTTON, RAISED, GREEN, FOR ILLUMIN. PUSHBUTTON, WITH LASER INSCRIPTION, INSCRIPTION OR SYMBOL A | 5.11
3SU1901-0FS50-0AA0-ZY10 | BUTTON, RAISED, BLUE, FOR ILLUMIN. PUSHBUTTON, WITH LASER INSCRIPTION, UPPER AND LOWER CASE SPEL | 6.97
3SU1901-0FS50-0AA0-ZY19 | BUTTON, RAISED, BLUE, FOR ILLUMIN. PUSHBUTTON, WITH LASER INSCRIPTION, INSCRIPTION OR SYMBOL AC | 5.11
3SU1901-0FS70-0AA0-ZY10 | BUTTON, RAISED, CLEAR, FOR ILLUMIN. PUSHBUTTON, WITH LASER INSCRIPTION, UPPER AND LOWER CASE SPE | 6.97
3SU1901-0FT00-0AA0-ZY10 | BUTTON, FLAT, AMBER, FOR ILLUMINATED PUSHBUTTON, WITH LASER INSCRIPTION, UPPER AND LOWER CASE SP | 4.73
3SU1901-0FT00-0AA0-ZY12 | BUTTON, FLAT, AMBER, FOR ILLUMIN. PUSHBUTTON, WITH LASER INSCRIPTION, LOWER CASE SPELLING | 4.73
3SU1901-0FT20-0AA0-ZY12 | BUTTON, FLAT, RED, FOR ILLUMIN. PUSHBUTTON, WITH LASER INSCRIPTION, LOWER CASE SPELLING | 4.73
3SU1901-0FT20-0AA0-ZY15 | BUTTON, FLAT, RED, FOR ILLUMIN. PUSHBUTTON, WITH LASER INSCRIPTION, UPPER AND LOWER CASE SPELLIN | 4.73
3SU1901-0FT30-0AA0-ZY12 | BUTTON, FLAT, YELLOW, FOR ILLUMIN. PUSHBUTTON, WITH LASER INSCRIPTION, LOWER CASE SPELLING | 4.73
3SU1901-0FT30-0AA0-ZY15 | BUTTON, FLAT, YELLOW, FOR ILLUMIN. PUSHBUTTON, WITH LASER INSCRIPTION, UPPER AND LOWER CASE SPEL | 4.73
3SU1901-0FT40-0AA0-ZY15 | BUTTON, FLAT, GREEN, FOR ILLUMIN. PUSHBUTTON, WITH LASER INSCRIPTION, UPPER AND LOWER CASE SPELL | 4.73
3SU1201-6AF00-1AA0-ZY11 | INDICATOR LIGHT, COMPACT, 22MM, ROUND, PLASTIC, AMBER, SMOOTH LENS, WITH HOLDER, OPERATING VOL | 16.4
3SU1201-6AF00-1AA0-ZY13 | INDICATOR LIGHT, COMPACT, 22MM, ROUND, PLASTIC, AMBER, SMOOTH LENS, WITH HOLDER, OPERATING VOL | 16.4
3SU1201-6AF20-1AA0-ZY12 | INDICATOR LIGHT, COMPACT, 22MM, ROUND, PLASTIC, RED, SMOOTH LENS, WITH HOLDER, OPERATING VOLTA | 16.4
3SU1201-6AF20-1AA0-ZY15 | INDICATOR LIGHT, COMPACT, 22MM, ROUND, PLASTIC, RED, SMOOTH LENS, WITH HOLDER, OPERATING VOLTA | 16.4
3SU1201-6AF30-1AA0-ZY13 | INDICATOR LIGHT, COMPACT, 22MM, ROUND, PLASTIC, YELLOW, SMOOTH LENS, WITH HOLDER, OPERATING VO | 16.4
3SU1201-6AF30-1AA0-ZY19 | INDICATOR LIGHT, COMPACT, 22MM, ROUND, PLASTIC, YELLOW, SMOOTH LENS, WITH HOLDER, OPERATING VO | 14.49
3SU1201-6AF40-1AA0-ZY12 | INDICATOR LIGHT, COMPACT, 22MM, ROUND, PLASTIC, GREEN, SMOOTH LENS, WITH HOLDER, OPERATING VOL | 16.4
3SU1201-6AF40-1AA0-ZY15 | INDICATOR LIGHT, COMPACT, 22MM, ROUND, PLASTIC, GREEN, SMOOTH LENS, WITH HOLDER, OPERATING VOL | 16.4
3SU1201-6AF50-1AA0-ZY13 | INDICATOR LIGHT, COMPACT, 22MM, ROUND, PLASTIC, BLUE, SMOOTH LENS, WITH HOLDER, OPERATING VOLT | 16.4
3SU1201-6AF50-1AA0-ZY19 | INDICATOR LIGHT, COMPACT, 22MM, ROUND, PLASTIC, BLUE, SMOOTH LENS, WITH HOLDER, OPERATING VOLT | 14.49
3SU1201-6AF60-1AA0-ZY15 | INDICATOR LIGHT, COMPACT, 22MM, ROUND, PLASTIC, WHITE, SMOOTH LENS, WITH HOLDER, OPERATING VOL | 16.4
3SU1201-6AF70-1AA0 | INDICATOR LIGHT, COMPACT, 22MM, ROUND, PLASTIC, CLEAR, SMOOTH LENS, WITH HOLDER, OPERATING VOL | 13.22
3SU1201-6AF70-1AA0-ZY13 | INDICATOR LIGHT, COMPACT, 22MM, ROUND, PLASTIC, CLEAR, SMOOTH LENS, WITH HOLDER, OPERATING VOL | 16.4
3SU1201-6AF70-1AA0-ZY19 | INDICATOR LIGHT, COMPACT, 22MM, ROUND, PLASTIC, CLEAR, SMOOTH LENS, WITH HOLDER, OPERATING VOL | 14.49
3SU1201-6AG24-1AA0-ZY15 | INDICATOR LIGHT, COMPACT, 22MM, ROUND, PLASTIC, CLEAR WITH RED-GREEN LED, SMOOTH LENS, WITH HOL | 25.51
3SU1230-0EB20-0AA0 | PUSHBUTTON, COMPACT, WITH EXTENDED STROKE (12MM), 22MM, ROUND, PLASTIC WITH METAL FRONT RING, RE | 41.28
3SU1230-0EB20-0AA0-ZY19 | PUSHBUTTON, COMPACT, WITH EXTENDED STROKE (12MM), 22MM, ROUND, PLASTIC WITH METAL FRONT RING, RE | 42.54
3SU1230-0EB40-0AA0-ZX90 | PUSHBUTTON, COMPACT, WITH EXTENDED STROKE (12MM), 22MM, ROUND, PLASTIC WITH METAL FRONT RING, GR | 41.28
3SU1230-0EB40-0AA0-ZY15 | PUSHBUTTON, COMPACT, WITH EXTENDED STROKE (12MM), 22MM, ROUND, PLASTIC WITH METAL FRONT RING, GR | 44.44
3SU1230-0FB10-0AA0 | PUSHBUTTON, COMPACT, WITH EXTENDED STROKE (12MM), 22MM, ROUND, PLASTIC WITH METAL FRONT RING, BL | 41.28
3SU1230-0FB10-0AA0-ZY19 | PUSHBUTTON, COMPACT, WITH EXTENDED STROKE (12MM), 22MM, ROUND, PLASTIC WITH METAL FRONT RING, BL | 42.54
3SU1231-0EB20-0AA0-ZX90 | PUSHBUTTON, COMP., WITH EXTENDED STROKE (12MM), 22MM, ROUND, PLASTIC WITH METAL FRONT RING, RED | 41.28
3SU1231-0EB70-0AA0 | PUSHBUTTON, COMP., WITH EXTENDED STROKE (12MM), 22MM, ROUND, PLASTIC WITH METAL FRONT RING, CLEA | 41.28
3SU1231-0EB70-0AA0-ZY10 | PUSHBUTTON, COMP., WITH EXTENDED STROKE (12MM), 22MM, ROUND, PLASTIC WITH METAL FRONT RING, CLEA | 44.44
3SU1231-0EB70-0AA0-ZY19 | PUSHBUTTON, COMP., WITH EXTENDED STROKE (12MM), 22MM, ROUND, PLASTIC WITH METAL FRONT RING, CLEA | 42.54
3SU1250-0EB20-0AA0-ZX90 | PUSHBUTTON, COMPACT, WITH EXTENDED STROKE (12MM), 22MM, ROUND, METAL, RED, FLAT BUTTON, MOMENT | 18.04
3SX5601-3GA05 | M8 COUPLING WITH CONNECTING CABLE 5M LONG, FOR M8 CONNECTOR 4-POLE, FOR 3SE66 | 30.26
3SU1900-0FY50-0AA0 | ID KEY ID-GROUP4, BLUE | 19.77
3SU1900-0HX10-0AA0 | ADAPTER ASI SHAPED CABLE (INSULATION DISPLACE. METHOD), M20 CABLE ENTRY | 9.76
3SU1900-0KL10-0AA0 | CONNECTOR FOR SENSOR SWITCH, ANGLED SOCKET WITH SCREW-TYPE TERMINAL CONNECTION | 29.25
3SU1231-0EB70-0AA0-ZY12 | PUSHBUTTON, COMP., WITH EXTENDED STROKE (12MM), 22MM, ROUND, PLASTIC WITH METAL FRONT RING, CLEA | 44.44
3SU1231-0EB70-0AA0-ZY13 | PUSHBUTTON, COMP., WITH EXTENDED STROKE (12MM), 22MM, ROUND, PLASTIC WITH METAL FRONT RING, CLEA | 44.44
3SU1231-0EB70-0AA0-ZY15 | PUSHBUTTON, COMP., WITH EXTENDED STROKE (12MM), 22MM, ROUND, PLASTIC WITH METAL FRONT RING, CLEA | 44.44
3TC4417-4AB4 | REVERSING CONTACTOR F.3TF6833.D DC-3 AND 5,RATD.OPERAT.CURR.32A AUXILAIRY CONTACTS 22 (2NO+2NC) D | 207.22
3SU1900-0FW30-0AA0 | ID KEY ID-GROUP2, YELLOW | 19.77
3SU1900-0KA10-0AA0 | PCB HOLDER, WITH SCREW, FOR MOUNTING COMMAND DEVICES ON THE PCB | 0.89
3SU1900-0KC10-0AA0 | PRESSURE PLATE FOR ACTUATING THE MIDDLE OF 3 CONTACT MODULES, FOR SELECTOR SWITCH, KEY-OPERATED | 0.55
3SU1900-0KF10-0AA0 | DRILLING TEMPLATE FOR 30 X 40MM GRID, HORIZONTAL AND VERTICAL SPAC. | 5.46
3SU1900-0KG10-0AA0 | EXTENSION PLUNGER FOR PUSHBUTTON WITH EXTENDED STROKE, FOR COMPENSATION OF THE DISTANCE BETWEEN | 1.75
3SU1900-0KH80-0AA0 | STANDARD RAIL MOUNTING ADAPTER, GRAY | 7.33
3SU1901-0FS20-0AA0-ZY19 | BUTTON, RAISED, RED, FOR ILLUMIN. PUSHBUTTON, WITH LASER INSCRIPTION, INSCRIPTION OR SYMBOL ACC | 5.11
3SU1901-0FS30-0AA0 | RAISED BUTTON, YELLOW, FOR ILLUMINATED PUSHBUTTON | 3.5
3SU1901-0FS30-0AA0-ZY10 | BUTTON, RAISED, YELLOW, FOR ILLUMIN. PUSHBUTTON, WITH LASER INSCRIPTION, UPPER AND LOWER CASE SP | 6.97
3SU1901-0FS30-0AA0-ZY11 | BUTTON, RAISED, YELLOW, FOR ILLUMIN. PUSHBUTTON, WITH LASER INSCRIPTION, UPPER CASE SPELLING | 6.97
3SU1901-0FS50-0AA0-ZY11 | BUTTON, RAISED, BLUE, FOR ILLUMIN. PUSHBUTTON, WITH LASER INSCRIPTION, UPPER CASE SPELLING | 6.97
3SU1901-0FS50-0AA0-ZY12 | BUTTON, RAISED, BLUE, FOR ILLUMIN. PUSHBUTTON, WITH LASER INSCRIPTION, LOWER CASE SPELLING | 6.97
3SU1901-0FS50-0AA0-ZY13 | BUTTON, RAISED, BLUE, FOR ILLUMIN. PUSHBUTTON, WITH LASER INSCRIPTION, SYMBOL NUMBER ACC. TO, I | 6.97
3SU1901-0FS50-0AA0-ZY15 | BUTTON, RAISED, BLUE, FOR ILLUMIN. PUSHBUTTON, WITH LASER INSCRIPTION, UPPER AND LOWER CASE SPEL | 6.97
3SU1901-0FT00-0AA0-ZY13 | BUTTON, FLAT, AMBER, FOR ILLUMIN. PUSHBUTTON, WITH LASER INSCRIPTION, SYMBOL NUMBER ACC. TO, IS | 4.73
3SU1901-0FT00-0AA0-ZY15 | BUTTON, FLAT, AMBER, FOR ILLUMIN. PUSHBUTTON, WITH LASER INSCRIPTION, UPPER AND LOWER CASE SPELL | 4.73
3SU1901-0FT00-0AA0-ZY19 | BUTTON, FLAT, AMBER, FOR ILLUMIN. PUSHBUTTON, WITH LASER INSCRIPTION, INSCRIPTION OR SYMBOL ACC | 2.51
3SU1901-0FT20-0AA0 | FLAT BUTTON, RED, FOR ILLUMINATED PUSHBUTTON | 0.93
3SU1901-0FT20-0AA0-ZY10 | BUTTON, FLAT, RED, FOR ILLUMINATED PUSHBUTTON, WITH LASER INSCRIPTION, UPPER AND LOWER CASE SPEL | 4.73
3SU1901-0FT40-0AA0 | FLAT BUTTON, GREEN, FOR ILLUMINATED PUSHBUTTON | 0.93
3SU1901-0FT40-0AA0-ZY10 | BUTTON, FLAT, GREEN, FOR ILLUMIN. PUSHBUTTON, WITH LASER INSCRIPTION, UPPER AND LOWER CASE SPELL | 4.73
3SU1901-0FT40-0AA0-ZY11 | BUTTON, FLAT, GREEN, FOR ILLUMIN. PUSHBUTTON, WITH LASER INSCRIPTION, UPPER CASE SPELLING | 4.73
3SU1901-0FT40-0AA0-ZY12 | BUTTON, FLAT, GREEN, FOR ILLUMIN. PUSHBUTTON, WITH LASER INSCRIPTION, LOWER CASE SPELLING | 4.73
3SU1901-0FT60-0AA0-ZY12 | BUTTON, FLAT, WHITE, FOR ILLUMIN. PUSHBUTTON, WITH LASER INSCRIPTION, LOWER CASE SPELLING | 4.73
3SU1901-0FT60-0AA0-ZY13 | BUTTON, FLAT, WHITE, FOR ILLUMIN. PUSHBUTTON, WITH LASER INSCRIPTION, SYMBOL NUMBER ACC. TO, IS | 4.73
3SU1901-0FT60-0AA0-ZY15 | BUTTON, FLAT, WHITE, FOR ILLUMIN. PUSHBUTTON, WITH LASER INSCRIPTION, UPPER AND LOWER CASE SPELL | 4.73
3SU1901-0FT60-0AA0-ZY19 | BUTTON, FLAT, WHITE, FOR ILLUMIN. PUSHBUTTON, WITH LASER INSCRIPTION, INSCRIPTION OR SYMBOL ACC | 2.51
3SU1950-0DT80-0AA0 | LOCKING DEVICE MADE OF METAL, FOR SELECTOR SWITCH, SHORT OR LONG HANDLE, ACTUATION CENTRAL AND | 36.11
3SU1901-0FT50-0AA0 | FLAT BUTTON, BLUE, FOR ILLUMINATED PUSHBUTTON | 0.93
3SU1901-0FT60-0AA0 | FLAT BUTTON, WHITE, FOR ILLUMINATED PUSHBUTTON | 0.93
3SU1901-0FT60-0AA0-ZY11 | BUTTON, FLAT, WHITE, FOR ILLUMIN. PUSHBUTTON, WITH LASER INSCRIPTION, UPPER CASE SPELLING | 4.73
3SU1901-0FT70-0AA0 | FLAT BUTTON, CLEAR, FOR ILLUMINATED PUSHBUTTON | 0.93
3SU1901-0FT70-0AA0-ZY11 | BUTTON, FLAT, CLEAR, FOR ILLUMIN. PUSHBUTTON, WITH LASER INSCRIPTION, UPPER CASE SPELLING | 4.73
3SU1950-0DP80-0AA0 | LOCKING DEVICE MADE OF METAL, FOR MUSHROOM PUSHBUTTON, 30MM OR 40MM | 36.11
3SU1950-0DR80-0AA0 | LOCKING DEVICE MADE OF METAL, FOR SELECTOR SWITCH, SHORT OR LONG HANDLE, IN THE CENTER POSITION | 36.11
3SU1950-0FA80-0AA0 | SEALING PLUG FOR SPARE COMMAND POINTS, METAL, SILVER | 4.59
3SU1950-0FK20-0AA0 | KEY FOR O.M.R. LOCK, LOCK NO. 73037, RED | 4.7
3SU1950-0FM30-0AA0 | KEY FOR O.M.R. LOCK, LOCK NO. 73033, YELLOW | 4.7
3SU1950-0FR80-0AA0 | KEY FOR IKON LOCK, LOCK NO. 360012K1 | 69.01
3SU1950-0HN10-0AA0 | STAND FOR TWO-HAND OPERATION CONSOLE, WITH CABLE BUSHINGS FOR METRIC CABLE GLANDS | 472.54
3SU1950-0KJ80-0AA0 | ADAPTER FOR ACTUATORS AND SIGNALING DEVICES WITH FRONT RING FOR FLAT INSTALLATION 30MM | 2.95
3VA1010-3ED36-0BF0 | CIRCUIT BREAKER 3VA1 IEC FRAME 100 BREAKING CAPACITY CLASS N ICU=25KA @ 415 V 3-POLE, LINE PROT | 444.26
3VA1110-5MH32-0AB0 | CIRCUIT BREAKER 3VA1 IEC FRAME 160 BREAKING CAPACITY CLASS M ICU=55KA @ 415 V 3-POLE,MOTOR STAR | 411.54
3VA1110-1AA46-0CF0 | SWITCH DISCONNECTOR 3VA1 IEC FRAME 160 4-POLE SD100, IN=100A WITHOUT OVERLOAD PROTECTION WITHOU | 497.19
3UF7012-1AU00-0 | BASIC UNIT SIMOCODE PRO V; MODBUS RTU INTERFACE 57,6 KBIT/S, RS485; 4I/3O FREELY PARAMETERIZABLE | 656.78
3VA1110-4ED12-0AA0 | CIRCUIT BREAKER 3VA1 IEC FRAME 160 BREAKING CAPACITY CLASS S ICU=36KA @ 240 V 1-POLE, LINE PROT | 100.95
3VA1110-5MH32-0AH0 | CIRCUIT BREAKER 3VA1 IEC FRAME 160 BREAKING CAPACITY CLASS M ICU=55KA @ 415 V 3-POLE,MOTOR STAR | 411.54
3VA1110-5MH32-0BC0 | CIRCUIT BREAKER 3VA1 IEC FRAME 160 BREAKING CAPACITY CLASS M ICU=55KA @ 415 V 3-POLE,MOTOR STAR | 502.75
3VA1110-5MH32-0DC0 | CIRCUIT BREAKER 3VA1 IEC FRAME 160 BREAKING CAPACITY CLASS M ICU=55KA @ 415 V 3-POLE,MOTOR STAR | 502.75
3VA1110-5MH32-0HA0 | CIRCUIT BREAKER 3VA1 IEC FRAME 160 BREAKING CAPACITY CLASS M ICU=55KA @ 415 V 3-POLE,MOTOR STAR | 428.94
3VA1110-5MH32-0HH0 | CIRCUIT BREAKER 3VA1 IEC FRAME 160 BREAKING CAPACITY CLASS M ICU=55KA @ 415 V 3-POLE,MOTOR STAR | 502.05
3VA1110-5MH32-0KA0 | CIRCUIT BREAKER 3VA1 IEC FRAME 160 BREAKING CAPACITY CLASS M ICU=55KA @ 415 V 3-POLE,MOTOR STAR | 428.94
3VA1110-5MH32-0KH0 | CIRCUIT BREAKER 3VA1 IEC FRAME 160 BREAKING CAPACITY CLASS M ICU=55KA @ 415 V 3-POLE,MOTOR STAR | 502.05
3VA1110-5MH36-0AG0 | CIRCUIT BREAKER 3VA1 IEC FRAME 160 BREAKING CAPACITY CLASS M ICU=55KA @ 415 V 3-POLE,MOTOR STAR | 436.61
3VA1110-5MH36-0BA0 | CIRCUIT BREAKER 3VA1 IEC FRAME 160 BREAKING CAPACITY CLASS M ICU=55KA @ 415 V 3-POLE,MOTOR STAR | 477.69
3VA1110-5MH36-0DA0 | CIRCUIT BREAKER 3VA1 IEC FRAME 160 BREAKING CAPACITY CLASS M ICU=55KA @ 415 V 3-POLE,MOTOR STAR | 477.69
3VA1110-5MH36-0DH0 | CIRCUIT BREAKER 3VA1 IEC FRAME 160 BREAKING CAPACITY CLASS M ICU=55KA @ 415 V 3-POLE,MOTOR STAR | 552.89
3VA1110-5MH36-0HC0 | CIRCUIT BREAKER 3VA1 IEC FRAME 160 BREAKING CAPACITY CLASS M ICU=55KA @ 415 V 3-POLE,MOTOR STAR | 501.37
3VA1110-5MH36-0JH0 | CIRCUIT BREAKER 3VA1 IEC FRAME 160 BREAKING CAPACITY CLASS M ICU=55KA @ 415 V 3-POLE,MOTOR STAR | 527.12
3VA1110-5MH36-0KC0 | CIRCUIT BREAKER 3VA1 IEC FRAME 160 BREAKING CAPACITY CLASS M ICU=55KA @ 415 V 3-POLE,MOTOR STAR | 501.37
3VA1112-6MH32-0AC0 | CIRCUIT BREAKER 3VA1 IEC FRAME 160 BREAKING CAPACITY CLASS H ICU=70KA @ 415 V 3-POLE,MOTOR STAR | 647.59
3SU1901-0FT30-0AA0-ZY10 | BUTTON, FLAT, YELLOW, FOR ILLUMIN. PUSHBUTTON, WITH LASER INSCRIPTION, UPPER AND LOWER CASE SPEL | 4.73
3SU1901-0FT30-0AA0-ZY11 | BUTTON, FLAT, YELLOW, FOR ILLUMIN. PUSHBUTTON, WITH LASER INSCRIPTION, UPPER CASE SPELLING | 4.73
3SU1901-0FT50-0AA0-ZY11 | BUTTON, FLAT, BLUE, FOR ILLUMIN. PUSHBUTTON, WITH LASER INSCRIPTION, UPPER CASE SPELLING | 4.73
3SU1901-0FT50-0AA0-ZY12 | BUTTON, FLAT, BLUE, FOR ILLUMIN. PUSHBUTTON, WITH LASER INSCRIPTION, LOWER CASE SPELLING | 4.73
3SU1901-0FT50-0AA0-ZY13 | BUTTON, FLAT, BLUE, FOR ILLUMIN. PUSHBUTTON, WITH LASER INSCRIPTION, SYMBOL NUMBER ACC. TO, ISO | 4.73
3SU1901-0FT50-0AA0-ZY15 | BUTTON, FLAT, BLUE, FOR ILLUMIN. PUSHBUTTON, WITH LASER INSCRIPTION, UPPER AND LOWER CASE SPELLI | 4.73
3SU1901-0FT70-0AA0-ZY13 | BUTTON, FLAT, CLEAR, FOR ILLUMIN. PUSHBUTTON, WITH LASER INSCRIPTION, SYMBOL NUMBER ACC. TO, IS | 4.73
3SU1901-0FT70-0AA0-ZY15 | BUTTON, FLAT, CLEAR, FOR ILLUMIN. PUSHBUTTON, WITH LASER INSCRIPTION, UPPER AND LOWER CASE SPELL | 4.73
3SU1901-0FT70-0AA0-ZY19 | BUTTON, FLAT, CLEAR, FOR ILLUMIN. PUSHBUTTON, WITH LASER INSCRIPTION, INSCRIPTION OR SYMBOL ACC | 2.51
3SU1930-0FA80-0AA0 | SEALING PLUG FOR SPARE COMMAND POINTS, PLASTIC, SILVER | 4.34
3SU1950-0DK80-0AA0 | PROTECTIVE COLLAR FOR PUSHBUTTON, 360 DEG., METAL VISIBILITY FROM THE SIDE | 30.74
3SU1950-0DL80-0AA0 | PROTECTIVE COLLAR FOR MUSHROOM PUSHBUTTON, 40MM, 360 DEG., METAL VISIBILITY FROM THE SIDE | 30.74
3SU1950-0DM80-0AA0 | LOCKING DEVICE MADE OF METAL, FOR PUSHBUTTON WITH FLAT BUTTON, RAISED FRONT RING OR RAISED FRON | 36.11
3SU1950-0DN80-0AA0 | LOCKING DEVICE MADE OF METAL, FOR PUSHBUTTON WITH RAISED BUTTON, | 36.11
3SU1950-0FB80-0AA0-ZY04 | KEY FOR RONIS KEY-OPERATED SWITCH, WITH SPECIAL LOCK, POSSIBLE SPECIAL LOCKS: SB31, 421, 455 | 11.33
3SU1950-0FC80-0AA0 | KEY FOR RONIS KEY-OPERATED SWITCH, LOCK NO. 455 | 4.59
3SU1950-0FD80-0AA0 | KEY FOR BKS LOCK, LOCK NO. S1 | 11.73
3SU1950-0FD80-0AA0-ZY04 | KEY FOR BKS LOCK, WITH SPECIAL LOCK | 19.12
3VA1010-4ED36-0BF0 | CIRCUIT BREAKER 3VA1 IEC FRAME 100 BREAKING CAPACITY CLASS S ICU=36KA @ 415 V 3-POLE, LINE PROT | 447.05
3VA1010-4ED46-0AH0 | CIRCUIT BREAKER 3VA1 IEC FRAME 100 BREAKING CAPACITY CLASS S ICU=36KA @ 415 V 4-POLE, LINE PROT | 440.09
3VA1110-4FD42-0KF0 | CIRCUIT BREAKER 3VA1 IEC FRAME 160 BREAKING CAPACITY CLASS S ICU=36KA @ 415 V 4-POLE, LINE PROT | 511.11
3VA1110-5MH32-0AA0 | CIRCUIT BREAKER 3VA1 IEC FRAME 160 BREAKING CAPACITY CLASS M ICU=55KA @ 415 V 3-POLE,MOTOR STAR | 237.66
3VA1110-4EE32-0KF0 | CIRCUIT BREAKER 3VA1 IEC FRAME 160 BREAKING CAPACITY CLASS S ICU=36KA @ 415 V 3-POLE, LINE PROT | 432.43
3VA1110-5MH32-0AD0 | CIRCUIT BREAKER 3VA1 IEC FRAME 160 BREAKING CAPACITY CLASS M ICU=55KA @ 415 V 3-POLE,MOTOR STAR | 411.54
3VA1110-5MH32-0AE0 | CIRCUIT BREAKER 3VA1 IEC FRAME 160 BREAKING CAPACITY CLASS M ICU=55KA @ 415 V 3-POLE,MOTOR STAR | 438
3VA1110-5MH32-0AF0 | CIRCUIT BREAKER 3VA1 IEC FRAME 160 BREAKING CAPACITY CLASS M ICU=55KA @ 415 V 3-POLE,MOTOR STAR | 389.95
3VA1110-5MH32-0CH0 | CIRCUIT BREAKER 3VA1 IEC FRAME 160 BREAKING CAPACITY CLASS M ICU=55KA @ 415 V 3-POLE,MOTOR STAR | 529.22
3VA1110-5MH32-0JA0 | CIRCUIT BREAKER 3VA1 IEC FRAME 160 BREAKING CAPACITY CLASS M ICU=55KA @ 415 V 3-POLE,MOTOR STAR | 428.94
3VA1110-5MH32-0JC0 | CIRCUIT BREAKER 3VA1 IEC FRAME 160 BREAKING CAPACITY CLASS M ICU=55KA @ 415 V 3-POLE,MOTOR STAR | 476.3
3VA1110-5MH32-0JH0 | CIRCUIT BREAKER 3VA1 IEC FRAME 160 BREAKING CAPACITY CLASS M ICU=55KA @ 415 V 3-POLE,MOTOR STAR | 502.05
3VA1110-5MH36-0BC0 | CIRCUIT BREAKER 3VA1 IEC FRAME 160 BREAKING CAPACITY CLASS M ICU=55KA @ 415 V 3-POLE,MOTOR STAR | 528.52
3VA1110-5MH36-0BH0 | CIRCUIT BREAKER 3VA1 IEC FRAME 160 BREAKING CAPACITY CLASS M ICU=55KA @ 415 V 3-POLE,MOTOR STAR | 552.89
3SU1901-0BD31-0AS0 | ROUND BACKING PLATE FOR EM. STOP MUSH. PUSHBUTTON, YELLOW, ILLUMINATED, THICKNESS 5MM, EXTERNAL | 99.56
3SU1901-0FS20-0AA0-ZY12 | BUTTON, RAISED, RED, FOR ILLUMIN. PUSHBUTTON, WITH LASER INSCRIPTION, LOWER CASE SPELLING | 6.97
3SU1901-0FS20-0AA0-ZY15 | BUTTON, RAISED, RED, FOR ILLUMIN. PUSHBUTTON, WITH LASER INSCRIPTION, UPPER AND LOWER CASE SPELL | 6.97
3SU1901-0FS30-0AA0-ZY12 | BUTTON, RAISED, YELLOW, FOR ILLUMIN. PUSHBUTTON, WITH LASER INSCRIPTION, LOWER CASE SPELLING | 6.97
3SU1901-0FS30-0AA0-ZY15 | BUTTON, RAISED, YELLOW, FOR ILLUMIN. PUSHBUTTON, WITH LASER INSCRIPTION, UPPER AND LOWER CASE SP | 6.97
3SU1901-0FS40-0AA0-ZY15 | BUTTON, RAISED, GREEN, FOR ILLUMIN. PUSHBUTTON, WITH LASER INSCRIPTION, UPPER AND LOWER CASE SPE | 6.97
3SU1901-0FS50-0AA0 | RAISED BUTTON, BLUE, FOR ILLUMINATED PUSHBUTTON | 3.5
3SU1901-0FS70-0AA0 | RAISED BUTTON, CLEAR, FOR ILLUMINATED PUSHBUTTON | 3.5
3SU1901-0FS70-0AA0-ZY11 | BUTTON, RAISED, CLEAR, FOR ILLUMIN. PUSHBUTTON, WITH LASER INSCRIPTION, UPPER CASE SPELLING | 6.97
3SU1901-0FT00-0AA0 | FLAT BUTTON, AMBER, FOR ILLUMINATED PUSHBUTTON | 0.93
3SU1901-0FT00-0AA0-ZY11 | BUTTON, FLAT, AMBER, FOR ILLUMIN. PUSHBUTTON, WITH LASER INSCRIPTION, UPPER CASE SPELLING | 4.73
3SU1901-0FT20-0AA0-ZY11 | BUTTON, FLAT, RED, FOR ILLUMIN. PUSHBUTTON, WITH LASER INSCRIPTION, UPPER CASE SPELLING | 4.73
3SU1901-0FT20-0AA0-ZY13 | BUTTON, FLAT, RED, FOR ILLUMIN. PUSHBUTTON, WITH LASER INSCRIPTION, SYMBOL NUMBER ACC. TO, ISO7 | 4.73
3SU1901-0FT30-0AA0-ZY13 | BUTTON, FLAT, YELLOW, FOR ILLUMIN. PUSHBUTTON, WITH LASER INSCRIPTION, SYMBOL NUMBER ACC. TO, I | 4.73
3SU1901-0FT30-0AA0-ZY19 | BUTTON, FLAT, YELLOW, FOR ILLUMIN. PUSHBUTTON, WITH LASER INSCRIPTION, INSCRIPTION OR SYMBOL AC | 2.51
3SU1901-0FT40-0AA0-ZY13 | BUTTON, FLAT, GREEN, FOR ILLUMIN. PUSHBUTTON, WITH LASER INSCRIPTION, SYMBOL NUMBER ACC. TO, IS | 4.73
3SU1901-0FT40-0AA0-ZY19 | BUTTON, FLAT, GREEN, FOR ILLUMIN. PUSHBUTTON, WITH LASER INSCRIPTION, INSCRIPTION OR SYMBOL ACC | 2.51
3SU1901-0FT50-0AA0-ZY10 | BUTTON, FLAT, BLUE, FOR ILLUMIN. PUSHBUTTON, WITH LASER INSCRIPTION, UPPER AND LOWER CASE SPELLI | 4.73
3SU1901-0FT50-0AA0-ZY19 | BUTTON, FLAT, BLUE, FOR ILLUMIN. PUSHBUTTON, WITH LASER INSCRIPTION, INSCRIPTION OR SYMBOL ACC. | 2.51
3SU1901-0FT60-0AA0-ZY10 | BUTTON, FLAT, WHITE, FOR ILLUMIN. PUSHBUTTON, WITH LASER INSCRIPTION, UPPER AND LOWER CASE SPELL | 4.73
3SU1901-0FT70-0AA0-ZY10 | BUTTON, FLAT, CLEAR, FOR ILLUMIN. PUSHBUTTON, WITH LASER INSCRIPTION, UPPER AND LOWER CASE SPELL | 4.73
3SU1901-0FT70-0AA0-ZY12 | BUTTON, FLAT, CLEAR, FOR ILLUMIN. PUSHBUTTON, WITH LASER INSCRIPTION, LOWER CASE SPELLING | 4.73
3SU1930-0FA80-0AA0-ZX90 | SEALING PLUG FOR SPARE COMMAND POINTS, PLASTIC, SILVER, Z = 50X PACK | 4.34
3SU1950-0DQ80-0AA0 | LOCKING DEVICE MADE OF METAL, FOR SELECTOR SWITCH, SHORT OR LONG HANDLE, IN THE LEFT POSITION | 36.11
3SU1950-0DS80-0AA0 | LOCKING DEVICE MADE OF METAL, FOR SELECTOR SWITCH, SHORT OR LONG HANDLE, IN THE RIGHT POSITION | 36.11
3SU1950-0DX80-0AA0 | PROTECTIVE COLLAR FOR EM. STOP MUSHROOM PUSHBUTTON, 40MM, FOR 5 PADLOCKS, GRAY | 59.88
3SU1950-0FA80-0AA0-ZX90 | SEALING PLUG FOR SPARE COMMAND POINTS, METAL, SILVER, Z = 50X PACK | 4.98
3SU1950-0FB80-0AA0 | KEY FOR RONIS KEY-OPERATED SWITCH, LOCK NO. SB30 | 4.59
3SU1950-0FJ50-0AA0 | KEY FOR O.M.R. LOCK, LOCK NO. 73038, LIGHT BLUE | 4.7
3SU1950-0FL10-0AA0 | KEY FOR O.M.R. LOCK, LOCK NO. 73034, BLACK | 4.7
3SU1950-0FR80-0AA0-ZY04 | KEY FOR IKON LOCK, WITH SPECIAL LOCK | 75.33
3SU1950-0KK80-0AA0 | ACCESSORY / SPARE PART FOR THE METAL PROGRAM ROUND, 22MM: GROUNDING SCREW FOR METAL HOLDER F.GR | 0.11
3VA1110-5MH32-0AC0 | CIRCUIT BREAKER 3VA1 IEC FRAME 160 BREAKING CAPACITY CLASS M ICU=55KA @ 415 V 3-POLE,MOTOR STAR | 389.95
3VA1110-5MH36-0CA0 | CIRCUIT BREAKER 3VA1 IEC FRAME 160 BREAKING CAPACITY CLASS M ICU=55KA @ 415 V 3-POLE,MOTOR STAR | 477.69
3VA1110-5MH36-0CC0 | CIRCUIT BREAKER 3VA1 IEC FRAME 160 BREAKING CAPACITY CLASS M ICU=55KA @ 415 V 3-POLE,MOTOR STAR | 528.52
3VA1080-3ED46-0AF0 | CIRCUIT BREAKER 3VA1 IEC FRAME 100 BREAKING CAPACITY CLASS N ICU=25KA @ 415 V 4-POLE, LINE PROT | 366.27
3VA1116-5ED42-0BC0 | CIRCUIT BREAKER 3VA1 IEC FRAME 160 BREAKING CAPACITY CLASS M ICU=55KA @ 415 V 4-POLE, LINE PROTE | 933.09
3VA1116-5EF32-0DF0 | CIRCUIT BREAKER 3VA1 IEC FRAME 160 BREAKING CAPACITY CLASS M ICU=55KA @ 415 V 3-POLE, LINE PROT | 800.79
3VA1112-6MH32-0AA0 | CIRCUIT BREAKER 3VA1 IEC FRAME 160 BREAKING CAPACITY CLASS H ICU=70KA @ 415 V 3-POLE,MOTOR STAR | 421.94
3VA1112-6MH32-0DC0 | CIRCUIT BREAKER 3VA1 IEC FRAME 160 BREAKING CAPACITY CLASS H ICU=70KA @ 415 V 3-POLE,MOTOR STAR | 765.98
3VA1112-6MH32-0DH0 | CIRCUIT BREAKER 3VA1 IEC FRAME 160 BREAKING CAPACITY CLASS H ICU=70KA @ 415 V 3-POLE,MOTOR STAR | 786.87
3VA1112-6MH32-0HA0 | CIRCUIT BREAKER 3VA1 IEC FRAME 160 BREAKING CAPACITY CLASS H ICU=70KA @ 415 V 3-POLE,MOTOR STAR | 687.98
3VA1112-6MH32-0HC0 | CIRCUIT BREAKER 3VA1 IEC FRAME 160 BREAKING CAPACITY CLASS H ICU=70KA @ 415 V 3-POLE,MOTOR STAR | 738.12
3VA1112-6MH36-0AE0 | CIRCUIT BREAKER 3VA1 IEC FRAME 160 BREAKING CAPACITY CLASS H ICU=70KA @ 415 V 3-POLE,MOTOR STAR | 724.2
3VA1112-6MH36-0AF0 | CIRCUIT BREAKER 3VA1 IEC FRAME 160 BREAKING CAPACITY CLASS H ICU=70KA @ 415 V 3-POLE,MOTOR STAR | 672.66
3VA1112-6MH36-0AG0 | CIRCUIT BREAKER 3VA1 IEC FRAME 160 BREAKING CAPACITY CLASS H ICU=70KA @ 415 V 3-POLE,MOTOR STAR | 694.95
3VA1112-6MH36-0AH0 | CIRCUIT BREAKER 3VA1 IEC FRAME 160 BREAKING CAPACITY CLASS H ICU=70KA @ 415 V 3-POLE,MOTOR STAR | 694.95
3VA1112-6MH36-0BA0 | CIRCUIT BREAKER 3VA1 IEC FRAME 160 BREAKING CAPACITY CLASS H ICU=70KA @ 415 V 3-POLE,MOTOR STAR | 738.12
3VA1112-6MH36-0JC0 | CIRCUIT BREAKER 3VA1 IEC FRAME 160 BREAKING CAPACITY CLASS H ICU=70KA @ 415 V 3-POLE,MOTOR STAR | 765.98
3VA1112-6MH36-0JH0 | CIRCUIT BREAKER 3VA1 IEC FRAME 160 BREAKING CAPACITY CLASS H ICU=70KA @ 415 V 3-POLE,MOTOR STAR | 786.87
3VA1112-6MH36-0KA0 | CIRCUIT BREAKER 3VA1 IEC FRAME 160 BREAKING CAPACITY CLASS H ICU=70KA @ 415 V 3-POLE,MOTOR STAR | 710.26
3VA1112-6MH36-0KC0 | CIRCUIT BREAKER 3VA1 IEC FRAME 160 BREAKING CAPACITY CLASS H ICU=70KA @ 415 V 3-POLE,MOTOR STAR | 765.98
3VA1116-6ED36-0KC0 | CIRCUIT BREAKER 3VA1 IEC FRAME 160 BREAKING CAPACITY CLASS H ICU=70KA @ 415 V 3-POLE, LINE PROT | 807.76
3VA1116-6EE32-0DA0 | CIRCUIT BREAKER 3VA1 IEC FRAME 160 BREAKING CAPACITY CLASS H ICU=70KA @ 415 V 3-POLE, LINE PROT | 779.9
3VA1112-5EF36-0DF0 | CIRCUIT BREAKER 3VA1 IEC FRAME 160 BREAKING CAPACITY CLASS M ICU=55KA @ 415 V 3-POLE, LINE PROT | 738.12
3VA1112-5MH32-0AA0 | CIRCUIT BREAKER 3VA1 IEC FRAME 160 BREAKING CAPACITY CLASS M ICU=55KA @ 415 V 3-POLE,MOTOR STAR | 385.15
3VA1112-5MH32-0DC0 | CIRCUIT BREAKER 3VA1 IEC FRAME 160 BREAKING CAPACITY CLASS M ICU=55KA @ 415 V 3-POLE,MOTOR STAR | 710.26
3VA1112-5MH32-0DH0 | CIRCUIT BREAKER 3VA1 IEC FRAME 160 BREAKING CAPACITY CLASS M ICU=55KA @ 415 V 3-POLE,MOTOR STAR | 738.12
3VA1112-5MH32-0HA0 | CIRCUIT BREAKER 3VA1 IEC FRAME 160 BREAKING CAPACITY CLASS M ICU=55KA @ 415 V 3-POLE,MOTOR STAR | 638.55
3VA1112-5MH32-0HC0 | CIRCUIT BREAKER 3VA1 IEC FRAME 160 BREAKING CAPACITY CLASS M ICU=55KA @ 415 V 3-POLE,MOTOR STAR | 685.2
3VA1112-5MH36-0AE0 | CIRCUIT BREAKER 3VA1 IEC FRAME 160 BREAKING CAPACITY CLASS M ICU=55KA @ 415 V 3-POLE,MOTOR STAR | 672.66
3VA1112-5MH36-0AF0 | CIRCUIT BREAKER 3VA1 IEC FRAME 160 BREAKING CAPACITY CLASS M ICU=55KA @ 415 V 3-POLE,MOTOR STAR | 620.44
3VA1112-5MH36-0AG0 | CIRCUIT BREAKER 3VA1 IEC FRAME 160 BREAKING CAPACITY CLASS M ICU=55KA @ 415 V 3-POLE,MOTOR STAR | 645.5
3VA1110-3ED12-0AA0 | CIRCUIT BREAKER 3VA1 IEC FRAME 160 BREAKING CAPACITY CLASS N ICU=25KA @ 240 V 1-POLE, LINE PROT | 93.12
3VA1110-4ED16-0AA0 | CIRCUIT BREAKER 3VA1 IEC FRAME 160 BREAKING CAPACITY CLASS S ICU=36KA @ 240 V 1-POLE, LINE PROT | 107.32
3VA1110-5MH32-0AG0 | CIRCUIT BREAKER 3VA1 IEC FRAME 160 BREAKING CAPACITY CLASS M ICU=55KA @ 415 V 3-POLE,MOTOR STAR | 411.54
3VA1110-5MH32-0BA0 | CIRCUIT BREAKER 3VA1 IEC FRAME 160 BREAKING CAPACITY CLASS M ICU=55KA @ 415 V 3-POLE,MOTOR STAR | 454.02
3VA1110-5MH32-0DH0 | CIRCUIT BREAKER 3VA1 IEC FRAME 160 BREAKING CAPACITY CLASS M ICU=55KA @ 415 V 3-POLE,MOTOR STAR | 529.22
3VA1110-5MH32-0HC0 | CIRCUIT BREAKER 3VA1 IEC FRAME 160 BREAKING CAPACITY CLASS M ICU=55KA @ 415 V 3-POLE,MOTOR STAR | 476.3
3VA1110-5MH32-0KC0 | CIRCUIT BREAKER 3VA1 IEC FRAME 160 BREAKING CAPACITY CLASS M ICU=55KA @ 415 V 3-POLE,MOTOR STAR | 476.3
3VA1110-5MH36-0AA0 | CIRCUIT BREAKER 3VA1 IEC FRAME 160 BREAKING CAPACITY CLASS M ICU=55KA @ 415 V 3-POLE,MOTOR STAR | 255.79
3VA1110-5MH36-0AF0 | CIRCUIT BREAKER 3VA1 IEC FRAME 160 BREAKING CAPACITY CLASS M ICU=55KA @ 415 V 3-POLE,MOTOR STAR | 410.84
3VA1110-5MH36-0AH0 | CIRCUIT BREAKER 3VA1 IEC FRAME 160 BREAKING CAPACITY CLASS M ICU=55KA @ 415 V 3-POLE,MOTOR STAR | 436.61
3VA1110-5MH36-0DC0 | CIRCUIT BREAKER 3VA1 IEC FRAME 160 BREAKING CAPACITY CLASS M ICU=55KA @ 415 V 3-POLE,MOTOR STAR | 528.52
3VA1110-5MH36-0HA0 | CIRCUIT BREAKER 3VA1 IEC FRAME 160 BREAKING CAPACITY CLASS M ICU=55KA @ 415 V 3-POLE,MOTOR STAR | 452.62
3VA1110-5MH36-0KA0 | CIRCUIT BREAKER 3VA1 IEC FRAME 160 BREAKING CAPACITY CLASS M ICU=55KA @ 415 V 3-POLE,MOTOR STAR | 452.62
3VA1110-5MH36-0KH0 | CIRCUIT BREAKER 3VA1 IEC FRAME 160 BREAKING CAPACITY CLASS M ICU=55KA @ 415 V 3-POLE,MOTOR STAR | 527.12
3VA1112-6MH32-0AB0 | CIRCUIT BREAKER 3VA1 IEC FRAME 160 BREAKING CAPACITY CLASS H ICU=70KA @ 415 V 3-POLE,MOTOR STAR | 675.45
3VA1112-6MH32-0AD0 | CIRCUIT BREAKER 3VA1 IEC FRAME 160 BREAKING CAPACITY CLASS H ICU=70KA @ 415 V 3-POLE,MOTOR STAR | 675.45
3VA1112-6MH32-0BH0 | CIRCUIT BREAKER 3VA1 IEC FRAME 160 BREAKING CAPACITY CLASS H ICU=70KA @ 415 V 3-POLE,MOTOR STAR | 786.87
3VA1112-6MH32-0CC0 | CIRCUIT BREAKER 3VA1 IEC FRAME 160 BREAKING CAPACITY CLASS H ICU=70KA @ 415 V 3-POLE,MOTOR STAR | 765.98
3VA1112-6MH32-0CH0 | CIRCUIT BREAKER 3VA1 IEC FRAME 160 BREAKING CAPACITY CLASS H ICU=70KA @ 415 V 3-POLE,MOTOR STAR | 786.87
3VA1112-6MH32-0JC0 | CIRCUIT BREAKER 3VA1 IEC FRAME 160 BREAKING CAPACITY CLASS H ICU=70KA @ 415 V 3-POLE,MOTOR STAR | 738.12
3VA1112-6MH36-0AA0 | CIRCUIT BREAKER 3VA1 IEC FRAME 160 BREAKING CAPACITY CLASS H ICU=70KA @ 415 V 3-POLE,MOTOR STAR | 437.11
3VA1112-6MH36-0AC0 | CIRCUIT BREAKER 3VA1 IEC FRAME 160 BREAKING CAPACITY CLASS H ICU=70KA @ 415 V 3-POLE,MOTOR STAR | 672.66
3VA1112-6MH36-0BC0 | CIRCUIT BREAKER 3VA1 IEC FRAME 160 BREAKING CAPACITY CLASS H ICU=70KA @ 415 V 3-POLE,MOTOR STAR | 786.87
3VA1112-6MH36-0CA0 | CIRCUIT BREAKER 3VA1 IEC FRAME 160 BREAKING CAPACITY CLASS H ICU=70KA @ 415 V 3-POLE,MOTOR STAR | 738.12
3VA1112-6MH36-0HH0 | CIRCUIT BREAKER 3VA1 IEC FRAME 160 BREAKING CAPACITY CLASS H ICU=70KA @ 415 V 3-POLE,MOTOR STAR | 786.87
3VA1112-6MH36-0JA0 | CIRCUIT BREAKER 3VA1 IEC FRAME 160 BREAKING CAPACITY CLASS H ICU=70KA @ 415 V 3-POLE,MOTOR STAR | 710.26
3VA1112-6MH36-0KH0 | CIRCUIT BREAKER 3VA1 IEC FRAME 160 BREAKING CAPACITY CLASS H ICU=70KA @ 415 V 3-POLE,MOTOR STAR | 786.87
3VA1116-1AA46-0KC0 | SWITCH DISCONNECTOR 3VA1 IEC FRAME 160 4-POLE SD100, IN=160A WITHOUT OVERLOAD PROTECTION WITHOU | 586.31
3VA1116-4ED16-0AA0 | CIRCUIT BREAKER 3VA1 IEC FRAME 160 BREAKING CAPACITY CLASS S ICU=36KA @ 240 V 1-POLE, LINE PROT | 196.04
3VA1116-5GE42-0AF0 | CIRCUIT BREAKER 3VA1 IEC FRAME 160 BREAKING CAPACITY CLASS M ICU=55KA @ 415 V 4-POLE, LINE PROT | 842.57
3VA1112-6MH32-0AE0 | CIRCUIT BREAKER 3VA1 IEC FRAME 160 BREAKING CAPACITY CLASS H ICU=70KA @ 415 V 3-POLE,MOTOR STAR | 696.34
3VA1112-6MH32-0BC0 | CIRCUIT BREAKER 3VA1 IEC FRAME 160 BREAKING CAPACITY CLASS H ICU=70KA @ 415 V 3-POLE,MOTOR STAR | 765.98
3VA1112-6MH32-0CA0 | CIRCUIT BREAKER 3VA1 IEC FRAME 160 BREAKING CAPACITY CLASS H ICU=70KA @ 415 V 3-POLE,MOTOR STAR | 717.23
3VA1112-6MH32-0DA0 | CIRCUIT BREAKER 3VA1 IEC FRAME 160 BREAKING CAPACITY CLASS H ICU=70KA @ 415 V 3-POLE,MOTOR STAR | 717.23
3VA1112-6MH32-0HH0 | CIRCUIT BREAKER 3VA1 IEC FRAME 160 BREAKING CAPACITY CLASS H ICU=70KA @ 415 V 3-POLE,MOTOR STAR | 765.98
3VA1112-6MH32-0JA0 | CIRCUIT BREAKER 3VA1 IEC FRAME 160 BREAKING CAPACITY CLASS H ICU=70KA @ 415 V 3-POLE,MOTOR STAR | 687.98
3VA1112-6MH36-0AB0 | CIRCUIT BREAKER 3VA1 IEC FRAME 160 BREAKING CAPACITY CLASS H ICU=70KA @ 415 V 3-POLE,MOTOR STAR | 694.95
3VA1112-6MH36-0AD0 | CIRCUIT BREAKER 3VA1 IEC FRAME 160 BREAKING CAPACITY CLASS H ICU=70KA @ 415 V 3-POLE,MOTOR STAR | 694.95
3VA1112-6MH36-0BH0 | CIRCUIT BREAKER 3VA1 IEC FRAME 160 BREAKING CAPACITY CLASS H ICU=70KA @ 415 V 3-POLE,MOTOR STAR | 807.76
3VA1112-6MH36-0CC0 | CIRCUIT BREAKER 3VA1 IEC FRAME 160 BREAKING CAPACITY CLASS H ICU=70KA @ 415 V 3-POLE,MOTOR STAR | 786.87
3VA1112-6MH36-0HC0 | CIRCUIT BREAKER 3VA1 IEC FRAME 160 BREAKING CAPACITY CLASS H ICU=70KA @ 415 V 3-POLE,MOTOR STAR | 765.98
3VA1112-6MH36-0CH0 | CIRCUIT BREAKER 3VA1 IEC FRAME 160 BREAKING CAPACITY CLASS H ICU=70KA @ 415 V 3-POLE,MOTOR STAR | 807.76
3VA1116-1AA46-0BM0 | SWITCH DISCONNECTOR 3VA1 IEC FRAME 160 4-POLE SD100, IN=160A WITHOUT OVERLOAD PROTECTION WITHOU | 675.45
3VA1116-3ED12-0AA0 | CIRCUIT BREAKER 3VA1 IEC FRAME 160 BREAKING CAPACITY CLASS N ICU=25KA @ 240 V 1-POLE, LINE PROT | 174.97
3VA1116-4ED42-0BD0 | CIRCUIT BREAKER 3VA1 IEC FRAME 160 BREAKING CAPACITY CLASS S ICU=36KA @ 415 V 4-POLE, LINE PROTE | 898.28
3VA1116-5GE42-0AH0 | CIRCUIT BREAKER 3VA1 IEC FRAME 160 BREAKING CAPACITY CLASS M ICU=55KA @ 415 V 4-POLE, LINE PROT | 863.46
3VA1112-5MH32-0AB0 | CIRCUIT BREAKER 3VA1 IEC FRAME 160 BREAKING CAPACITY CLASS M ICU=55KA @ 415 V 3-POLE,MOTOR STAR | 621.84
3VA1112-5MH32-0AD0 | CIRCUIT BREAKER 3VA1 IEC FRAME 160 BREAKING CAPACITY CLASS M ICU=55KA @ 415 V 3-POLE,MOTOR STAR | 621.84
3VA1112-5MH32-0BH0 | CIRCUIT BREAKER 3VA1 IEC FRAME 160 BREAKING CAPACITY CLASS M ICU=55KA @ 415 V 3-POLE,MOTOR STAR | 738.12
3VA1112-5MH32-0CC0 | CIRCUIT BREAKER 3VA1 IEC FRAME 160 BREAKING CAPACITY CLASS M ICU=55KA @ 415 V 3-POLE,MOTOR STAR | 710.26
3VA1112-5MH32-0CH0 | CIRCUIT BREAKER 3VA1 IEC FRAME 160 BREAKING CAPACITY CLASS M ICU=55KA @ 415 V 3-POLE,MOTOR STAR | 738.12
3VA1112-5MH32-0JC0 | CIRCUIT BREAKER 3VA1 IEC FRAME 160 BREAKING CAPACITY CLASS M ICU=55KA @ 415 V 3-POLE,MOTOR STAR | 685.2
3VA1112-5MH36-0AA0 | CIRCUIT BREAKER 3VA1 IEC FRAME 160 BREAKING CAPACITY CLASS M ICU=55KA @ 415 V 3-POLE,MOTOR STAR | 401.36
3VA1112-5MH36-0AC0 | CIRCUIT BREAKER 3VA1 IEC FRAME 160 BREAKING CAPACITY CLASS M ICU=55KA @ 415 V 3-POLE,MOTOR STAR | 620.44
3VA1112-5MH36-0BC0 | CIRCUIT BREAKER 3VA1 IEC FRAME 160 BREAKING CAPACITY CLASS M ICU=55KA @ 415 V 3-POLE,MOTOR STAR | 738.12
3VA1112-5MH36-0CA0 | CIRCUIT BREAKER 3VA1 IEC FRAME 160 BREAKING CAPACITY CLASS M ICU=55KA @ 415 V 3-POLE,MOTOR STAR | 685.2
3VA1112-5MH36-0HH0 | CIRCUIT BREAKER 3VA1 IEC FRAME 160 BREAKING CAPACITY CLASS M ICU=55KA @ 415 V 3-POLE,MOTOR STAR | 738.12
3VA1112-5MH36-0JA0 | CIRCUIT BREAKER 3VA1 IEC FRAME 160 BREAKING CAPACITY CLASS M ICU=55KA @ 415 V 3-POLE,MOTOR STAR | 658.74
3VA1112-5MH36-0KH0 | CIRCUIT BREAKER 3VA1 IEC FRAME 160 BREAKING CAPACITY CLASS M ICU=55KA @ 415 V 3-POLE,MOTOR STAR | 738.12
3VA1140-4ED16-0AA0 | CIRCUIT BREAKER 3VA1 IEC FRAME 160 BREAKING CAPACITY CLASS S ICU=36KA @ 240 V 1-POLE, LINE PROT | 84.78
3SU1950-0DU80-0AA0 | LOCKING DEVICE MADE OF METAL, FOR SELECTOR SWITCH, SHORT OR LONG HANDLE, ACTUATION CENTRAL AND | 36.11
3SU1950-0DV80-0AA0 | COVER FOR LOCKING DEVICE FOR PUSHBUTTON, ROTARY KNOB AND SHORT SELECTOR SWITCH | 36.11
3SU1950-0DX30-0AA0 | PROTECTIVE COLLAR FOR EM. STOP MUSHROOM PUSHBUTTON, 40MM, FOR 5 PADLOCKS, YELLOW | 59.88
3SU1950-0FN80-0AA0 | KEY FOR CES LOCK, LOCK NO. LSG 1 | 8.2
3SU1950-0FP80-0AA0 | KEY FOR CES LOCK, LOCK NO. SSG 10 | 8.2
3SU1950-0FP80-0AA0-ZY04 | KEY FOR CES LOCK, WITH SPECIAL LOCK | 16.34
3SU1950-0FQ80-0AA0 | KEY FOR CES LOCK, LOCK NO. VL5 | 8.2
3VA1110-3ED16-0AA0 | CIRCUIT BREAKER 3VA1 IEC FRAME 160 BREAKING CAPACITY CLASS N ICU=25KA @ 240 V 1-POLE, LINE PROT | 97.53
3VA1110-3ED22-0AA0 | CIRCUIT BREAKER 3VA1 IEC FRAME 160 BREAKING CAPACITY CLASS N ICU=25KA @ 415 V 2-POLE, LINE PROT | 166.62
3VA1110-3ED26-0AA0 | CIRCUIT BREAKER 3VA1 IEC FRAME 160 BREAKING CAPACITY CLASS N ICU=25KA @ 415 V 2-POLE, LINE PROT | 178.37
3VA1110-3EE36-0BF0 | CIRCUIT BREAKER 3VA1 IEC FRAME 160 BREAKING CAPACITY CLASS N ICU=25KA @ 415 V 3-POLE, LINE PROT | 457.5
3UF7012-1AB00-0 | BASIC UNIT SIMOCODE PRO V; MODBUS RTU INTERFACE 57,6 KBIT/S, RS485; 4I/3O FREELY PARAMETERIZABLE | 742.79
3VA1110-5MH32-0BH0 | CIRCUIT BREAKER 3VA1 IEC FRAME 160 BREAKING CAPACITY CLASS M ICU=55KA @ 415 V 3-POLE,MOTOR STAR | 529.22
3VA1110-5MH32-0CA0 | CIRCUIT BREAKER 3VA1 IEC FRAME 160 BREAKING CAPACITY CLASS M ICU=55KA @ 415 V 3-POLE,MOTOR STAR | 454.02
3VA1110-5MH32-0CC0 | CIRCUIT BREAKER 3VA1 IEC FRAME 160 BREAKING CAPACITY CLASS M ICU=55KA @ 415 V 3-POLE,MOTOR STAR | 502.75
3VA1110-5MH32-0DA0 | CIRCUIT BREAKER 3VA1 IEC FRAME 160 BREAKING CAPACITY CLASS M ICU=55KA @ 415 V 3-POLE,MOTOR STAR | 454.02
3VA1110-5MH36-0AB0 | CIRCUIT BREAKER 3VA1 IEC FRAME 160 BREAKING CAPACITY CLASS M ICU=55KA @ 415 V 3-POLE,MOTOR STAR | 436.61
3VA1110-5MH36-0AC0 | CIRCUIT BREAKER 3VA1 IEC FRAME 160 BREAKING CAPACITY CLASS M ICU=55KA @ 415 V 3-POLE,MOTOR STAR | 410.84
3VA1110-5MH36-0AD0 | CIRCUIT BREAKER 3VA1 IEC FRAME 160 BREAKING CAPACITY CLASS M ICU=55KA @ 415 V 3-POLE,MOTOR STAR | 436.61
3VA1110-5MH36-0AE0 | CIRCUIT BREAKER 3VA1 IEC FRAME 160 BREAKING CAPACITY CLASS M ICU=55KA @ 415 V 3-POLE,MOTOR STAR | 461.67
3VA1110-5MH36-0HH0 | CIRCUIT BREAKER 3VA1 IEC FRAME 160 BREAKING CAPACITY CLASS M ICU=55KA @ 415 V 3-POLE,MOTOR STAR | 527.12
3VA1110-5MH36-0CH0 | CIRCUIT BREAKER 3VA1 IEC FRAME 160 BREAKING CAPACITY CLASS M ICU=55KA @ 415 V 3-POLE,MOTOR STAR | 552.89
3VA1110-5MH36-0JA0 | CIRCUIT BREAKER 3VA1 IEC FRAME 160 BREAKING CAPACITY CLASS M ICU=55KA @ 415 V 3-POLE,MOTOR STAR | 452.62
3VA1110-5MH36-0JC0 | CIRCUIT BREAKER 3VA1 IEC FRAME 160 BREAKING CAPACITY CLASS M ICU=55KA @ 415 V 3-POLE,MOTOR STAR | 501.37
3VA1112-6MH32-0AF0 | CIRCUIT BREAKER 3VA1 IEC FRAME 160 BREAKING CAPACITY CLASS H ICU=70KA @ 415 V 3-POLE,MOTOR STAR | 647.59
3VA1112-6MH32-0AG0 | CIRCUIT BREAKER 3VA1 IEC FRAME 160 BREAKING CAPACITY CLASS H ICU=70KA @ 415 V 3-POLE,MOTOR STAR | 675.45
3VA1112-6MH32-0AH0 | CIRCUIT BREAKER 3VA1 IEC FRAME 160 BREAKING CAPACITY CLASS H ICU=70KA @ 415 V 3-POLE,MOTOR STAR | 675.45
3VA1112-6MH32-0BA0 | CIRCUIT BREAKER 3VA1 IEC FRAME 160 BREAKING CAPACITY CLASS H ICU=70KA @ 415 V 3-POLE,MOTOR STAR | 717.23
3VA1112-6MH32-0JH0 | CIRCUIT BREAKER 3VA1 IEC FRAME 160 BREAKING CAPACITY CLASS H ICU=70KA @ 415 V 3-POLE,MOTOR STAR | 765.98
3VA1112-6MH32-0KA0 | CIRCUIT BREAKER 3VA1 IEC FRAME 160 BREAKING CAPACITY CLASS H ICU=70KA @ 415 V 3-POLE,MOTOR STAR | 687.98
3VA1112-6MH32-0KC0 | CIRCUIT BREAKER 3VA1 IEC FRAME 160 BREAKING CAPACITY CLASS H ICU=70KA @ 415 V 3-POLE,MOTOR STAR | 738.12
3VA1112-6MH32-0KH0 | CIRCUIT BREAKER 3VA1 IEC FRAME 160 BREAKING CAPACITY CLASS H ICU=70KA @ 415 V 3-POLE,MOTOR STAR | 765.98
3VA1112-5MH36-0AH0 | CIRCUIT BREAKER 3VA1 IEC FRAME 160 BREAKING CAPACITY CLASS M ICU=55KA @ 415 V 3-POLE,MOTOR STAR | 645.5
3VA1112-5MH36-0JC0 | CIRCUIT BREAKER 3VA1 IEC FRAME 160 BREAKING CAPACITY CLASS M ICU=55KA @ 415 V 3-POLE,MOTOR STAR | 710.26
3VA1112-5MH36-0JH0 | CIRCUIT BREAKER 3VA1 IEC FRAME 160 BREAKING CAPACITY CLASS M ICU=55KA @ 415 V 3-POLE,MOTOR STAR | 738.12
3VA1112-5MH36-0KA0 | CIRCUIT BREAKER 3VA1 IEC FRAME 160 BREAKING CAPACITY CLASS M ICU=55KA @ 415 V 3-POLE,MOTOR STAR | 658.74
3VA1112-5MH36-0KC0 | CIRCUIT BREAKER 3VA1 IEC FRAME 160 BREAKING CAPACITY CLASS M ICU=55KA @ 415 V 3-POLE,MOTOR STAR | 710.26
3VA1140-3ED12-0AA0 | CIRCUIT BREAKER 3VA1 IEC FRAME 160 BREAKING CAPACITY CLASS N ICU=25KA @ 240 V 1-POLE, LINE PROT | 73.51
3VA1140-3ED16-0AA0 | CIRCUIT BREAKER 3VA1 IEC FRAME 160 BREAKING CAPACITY CLASS N ICU=25KA @ 240 V 1-POLE, LINE PROT | 79.4
3VA1140-3ED22-0AA0 | CIRCUIT BREAKER 3VA1 IEC FRAME 160 BREAKING CAPACITY CLASS N ICU=25KA @ 415 V 2-POLE, LINE PROT | 133.3
3VA1140-3ED26-0AA0 | CIRCUIT BREAKER 3VA1 IEC FRAME 160 BREAKING CAPACITY CLASS N ICU=25KA @ 415 V 2-POLE, LINE PROT | 142.6
3VA1110-6MH32-0CC0 | CIRCUIT BREAKER 3VA1 IEC FRAME 160 BREAKING CAPACITY CLASS H ICU=70KA @ 415 V 3-POLE,MOTOR STAR | 534.79
3VA1110-6MH32-0DA0 | CIRCUIT BREAKER 3VA1 IEC FRAME 160 BREAKING CAPACITY CLASS H ICU=70KA @ 415 V 3-POLE,MOTOR STAR | 486.04
3VA1110-6MH32-0DC0 | CIRCUIT BREAKER 3VA1 IEC FRAME 160 BREAKING CAPACITY CLASS H ICU=70KA @ 415 V 3-POLE,MOTOR STAR | 534.79
3VA1110-6MH32-0DH0 | CIRCUIT BREAKER 3VA1 IEC FRAME 160 BREAKING CAPACITY CLASS H ICU=70KA @ 415 V 3-POLE,MOTOR STAR | 561.26
3VA1110-6MH32-0HA0 | CIRCUIT BREAKER 3VA1 IEC FRAME 160 BREAKING CAPACITY CLASS H ICU=70KA @ 415 V 3-POLE,MOTOR STAR | 459.59
3VA1110-6MH36-0AD0 | CIRCUIT BREAKER 3VA1 IEC FRAME 160 BREAKING CAPACITY CLASS H ICU=70KA @ 415 V 3-POLE,MOTOR STAR | 467.94
3VA1110-6MH36-0AE0 | CIRCUIT BREAKER 3VA1 IEC FRAME 160 BREAKING CAPACITY CLASS H ICU=70KA @ 415 V 3-POLE,MOTOR STAR | 491.62
3VA1110-6MH36-0AF0 | CIRCUIT BREAKER 3VA1 IEC FRAME 160 BREAKING CAPACITY CLASS H ICU=70KA @ 415 V 3-POLE,MOTOR STAR | 443.56
3VA1110-6MH36-0AG0 | CIRCUIT BREAKER 3VA1 IEC FRAME 160 BREAKING CAPACITY CLASS H ICU=70KA @ 415 V 3-POLE,MOTOR STAR | 467.94
3VA1110-6MH36-0JA0 | CIRCUIT BREAKER 3VA1 IEC FRAME 160 BREAKING CAPACITY CLASS H ICU=70KA @ 415 V 3-POLE,MOTOR STAR | 482.56
3VA1110-6MH36-0JC0 | CIRCUIT BREAKER 3VA1 IEC FRAME 160 BREAKING CAPACITY CLASS H ICU=70KA @ 415 V 3-POLE,MOTOR STAR | 531.31
3VA1110-6MH36-0JH0 | CIRCUIT BREAKER 3VA1 IEC FRAME 160 BREAKING CAPACITY CLASS H ICU=70KA @ 415 V 3-POLE,MOTOR STAR | 557.07
3VA1110-6MH36-0KA0 | CIRCUIT BREAKER 3VA1 IEC FRAME 160 BREAKING CAPACITY CLASS H ICU=70KA @ 415 V 3-POLE,MOTOR STAR | 482.56
3VA1125-3ED16-0AA0 | CIRCUIT BREAKER 3VA1 IEC FRAME 160 BREAKING CAPACITY CLASS N ICU=25KA @ 240 V 1-POLE, LINE PROT | 79.4
3VA1125-3ED22-0AA0 | CIRCUIT BREAKER 3VA1 IEC FRAME 160 BREAKING CAPACITY CLASS N ICU=25KA @ 415 V 2-POLE, LINE PROT | 133.3
3VA1125-3ED26-0AA0 | CIRCUIT BREAKER 3VA1 IEC FRAME 160 BREAKING CAPACITY CLASS N ICU=25KA @ 415 V 2-POLE, LINE PROT | 142.6
3VA1125-4ED12-0AA0 | CIRCUIT BREAKER 3VA1 IEC FRAME 160 BREAKING CAPACITY CLASS S ICU=36KA @ 240 V 1-POLE, LINE PROT | 79.88
3VA1125-4ED16-0AA0 | CIRCUIT BREAKER 3VA1 IEC FRAME 160 BREAKING CAPACITY CLASS S ICU=36KA @ 240 V 1-POLE, LINE PROT | 84.78
3VA1163-6MH36-0AG0 | CIRCUIT BREAKER 3VA1 IEC FRAME 160 BREAKING CAPACITY CLASS H ICU=70KA @ 415 V 3-POLE,MOTOR STAR | 390.65
3VA1163-6MH36-0AH0 | CIRCUIT BREAKER 3VA1 IEC FRAME 160 BREAKING CAPACITY CLASS H ICU=70KA @ 415 V 3-POLE,MOTOR STAR | 390.65
3VA1163-6MH36-0BA0 | CIRCUIT BREAKER 3VA1 IEC FRAME 160 BREAKING CAPACITY CLASS H ICU=70KA @ 415 V 3-POLE,MOTOR STAR | 431.03
3VA1132-5MH32-0AA0 | CIRCUIT BREAKER 3VA1 IEC FRAME 160 BREAKING CAPACITY CLASS M ICU=55KA @ 415 V 3-POLE,MOTOR STAR | 188.68
3VA1132-6MH32-0AA0 | CIRCUIT BREAKER 3VA1 IEC FRAME 160 BREAKING CAPACITY CLASS H ICU=70KA @ 415 V 3-POLE,MOTOR STAR | 204.84
3VA1110-6MH32-0AB0 | CIRCUIT BREAKER 3VA1 IEC FRAME 160 BREAKING CAPACITY CLASS H ICU=70KA @ 415 V 3-POLE,MOTOR STAR | 444.96
3VA1110-6MH32-0AD0 | CIRCUIT BREAKER 3VA1 IEC FRAME 160 BREAKING CAPACITY CLASS H ICU=70KA @ 415 V 3-POLE,MOTOR STAR | 444.96
3VA1110-6MH32-0BA0 | CIRCUIT BREAKER 3VA1 IEC FRAME 160 BREAKING CAPACITY CLASS H ICU=70KA @ 415 V 3-POLE,MOTOR STAR | 486.04
3VA1110-6MH32-0BH0 | CIRCUIT BREAKER 3VA1 IEC FRAME 160 BREAKING CAPACITY CLASS H ICU=70KA @ 415 V 3-POLE,MOTOR STAR | 561.26
3VA1110-6MH32-0HC0 | CIRCUIT BREAKER 3VA1 IEC FRAME 160 BREAKING CAPACITY CLASS H ICU=70KA @ 415 V 3-POLE,MOTOR STAR | 509.02
3VA1110-6MH32-0CH0 | CIRCUIT BREAKER 3VA1 IEC FRAME 160 BREAKING CAPACITY CLASS H ICU=70KA @ 415 V 3-POLE,MOTOR STAR | 561.26
3VA1110-6MH36-0AA0 | CIRCUIT BREAKER 3VA1 IEC FRAME 160 BREAKING CAPACITY CLASS H ICU=70KA @ 415 V 3-POLE,MOTOR STAR | 277.35
3VA1110-6MH36-0AC0 | CIRCUIT BREAKER 3VA1 IEC FRAME 160 BREAKING CAPACITY CLASS H ICU=70KA @ 415 V 3-POLE,MOTOR STAR | 443.56
3VA1110-6MH36-0AH0 | CIRCUIT BREAKER 3VA1 IEC FRAME 160 BREAKING CAPACITY CLASS H ICU=70KA @ 415 V 3-POLE,MOTOR STAR | 467.94
3VA1110-6MH36-0BC0 | CIRCUIT BREAKER 3VA1 IEC FRAME 160 BREAKING CAPACITY CLASS H ICU=70KA @ 415 V 3-POLE,MOTOR STAR | 557.77
3VA1110-6MH36-0HA0 | CIRCUIT BREAKER 3VA1 IEC FRAME 160 BREAKING CAPACITY CLASS H ICU=70KA @ 415 V 3-POLE,MOTOR STAR | 482.56
3VA1110-6MH36-0HH0 | CIRCUIT BREAKER 3VA1 IEC FRAME 160 BREAKING CAPACITY CLASS H ICU=70KA @ 415 V 3-POLE,MOTOR STAR | 557.07
3VA1110-6MH36-0KH0 | CIRCUIT BREAKER 3VA1 IEC FRAME 160 BREAKING CAPACITY CLASS H ICU=70KA @ 415 V 3-POLE,MOTOR STAR | 557.07
3VA1112-3ED12-0AA0 | CIRCUIT BREAKER 3VA1 IEC FRAME 160 BREAKING CAPACITY CLASS N ICU=25KA @ 240 V 1-POLE, LINE PROT | 150.93
3VA1112-4ED16-0AA0 | CIRCUIT BREAKER 3VA1 IEC FRAME 160 BREAKING CAPACITY CLASS S ICU=36KA @ 240 V 1-POLE, LINE PROT | 169.08
3VA1140-5MH36-0AA0 | CIRCUIT BREAKER 3VA1 IEC FRAME 160 BREAKING CAPACITY CLASS M ICU=55KA @ 415 V 3-POLE,MOTOR STAR | 204.35
3VA1125-4ED22-0AA0 | CIRCUIT BREAKER 3VA1 IEC FRAME 160 BREAKING CAPACITY CLASS S ICU=36KA @ 415 V 2-POLE, LINE PROT | 143.11
3VA1132-3ED12-0AA0 | CIRCUIT BREAKER 3VA1 IEC FRAME 160 BREAKING CAPACITY CLASS N ICU=25KA @ 240 V 1-POLE, LINE PROT | 73.51
3VA1163-6MH36-0AD0 | CIRCUIT BREAKER 3VA1 IEC FRAME 160 BREAKING CAPACITY CLASS H ICU=70KA @ 415 V 3-POLE,MOTOR STAR | 390.65
3VA1163-6MH36-0AF0 | CIRCUIT BREAKER 3VA1 IEC FRAME 160 BREAKING CAPACITY CLASS H ICU=70KA @ 415 V 3-POLE,MOTOR STAR | 364.18
3VA1163-6MH36-0BH0 | CIRCUIT BREAKER 3VA1 IEC FRAME 160 BREAKING CAPACITY CLASS H ICU=70KA @ 415 V 3-POLE,MOTOR STAR | 503.45
3VA1163-6MH36-0CC0 | CIRCUIT BREAKER 3VA1 IEC FRAME 160 BREAKING CAPACITY CLASS H ICU=70KA @ 415 V 3-POLE,MOTOR STAR | 479.09
3VA1163-6MH36-0DC0 | CIRCUIT BREAKER 3VA1 IEC FRAME 160 BREAKING CAPACITY CLASS H ICU=70KA @ 415 V 3-POLE,MOTOR STAR | 479.09
3VA1163-6MH36-0CH0 | CIRCUIT BREAKER 3VA1 IEC FRAME 160 BREAKING CAPACITY CLASS H ICU=70KA @ 415 V 3-POLE,MOTOR STAR | 503.45
3VA1163-6MH36-0JC0 | CIRCUIT BREAKER 3VA1 IEC FRAME 160 BREAKING CAPACITY CLASS H ICU=70KA @ 415 V 3-POLE,MOTOR STAR | 453.32
3VA1180-3ED22-0AA0 | CIRCUIT BREAKER 3VA1 IEC FRAME 160 BREAKING CAPACITY CLASS N ICU=25KA @ 415 V 2-POLE, LINE PROT | 143.59
3VA1180-3ED36-0AC0 | CIRCUIT BREAKER 3VA1 IEC FRAME 160 BREAKING CAPACITY CLASS N ICU=25KA @ 415 V 3-POLE, LINE PROT | 300.81
3VA1163-5ED32-0BF0 | CIRCUIT BREAKER 3VA1 IEC FRAME 160 BREAKING CAPACITY CLASS M ICU=55KA @ 415 V 3-POLE, LINE PROT | 412.23
3VA1112-5MH32-0AC0 | CIRCUIT BREAKER 3VA1 IEC FRAME 160 BREAKING CAPACITY CLASS M ICU=55KA @ 415 V 3-POLE,MOTOR STAR | 598.86
3VA1112-5MH32-0AE0 | CIRCUIT BREAKER 3VA1 IEC FRAME 160 BREAKING CAPACITY CLASS M ICU=55KA @ 415 V 3-POLE,MOTOR STAR | 647.59
3VA1112-5MH32-0BC0 | CIRCUIT BREAKER 3VA1 IEC FRAME 160 BREAKING CAPACITY CLASS M ICU=55KA @ 415 V 3-POLE,MOTOR STAR | 710.26
3VA1112-5MH32-0CA0 | CIRCUIT BREAKER 3VA1 IEC FRAME 160 BREAKING CAPACITY CLASS M ICU=55KA @ 415 V 3-POLE,MOTOR STAR | 662.22
3VA1112-5MH32-0DA0 | CIRCUIT BREAKER 3VA1 IEC FRAME 160 BREAKING CAPACITY CLASS M ICU=55KA @ 415 V 3-POLE,MOTOR STAR | 662.22
3VA1112-5MH32-0HH0 | CIRCUIT BREAKER 3VA1 IEC FRAME 160 BREAKING CAPACITY CLASS M ICU=55KA @ 415 V 3-POLE,MOTOR STAR | 710.26
3VA1112-5MH32-0JA0 | CIRCUIT BREAKER 3VA1 IEC FRAME 160 BREAKING CAPACITY CLASS M ICU=55KA @ 415 V 3-POLE,MOTOR STAR | 638.55
3VA1112-5MH36-0AB0 | CIRCUIT BREAKER 3VA1 IEC FRAME 160 BREAKING CAPACITY CLASS M ICU=55KA @ 415 V 3-POLE,MOTOR STAR | 645.5
3VA1112-5MH36-0AD0 | CIRCUIT BREAKER 3VA1 IEC FRAME 160 BREAKING CAPACITY CLASS M ICU=55KA @ 415 V 3-POLE,MOTOR STAR | 645.5
3VA1112-5MH36-0BA0 | CIRCUIT BREAKER 3VA1 IEC FRAME 160 BREAKING CAPACITY CLASS M ICU=55KA @ 415 V 3-POLE,MOTOR STAR | 685.2
3VA1112-5MH36-0BH0 | CIRCUIT BREAKER 3VA1 IEC FRAME 160 BREAKING CAPACITY CLASS M ICU=55KA @ 415 V 3-POLE,MOTOR STAR | 765.98
3VA1112-5MH36-0CC0 | CIRCUIT BREAKER 3VA1 IEC FRAME 160 BREAKING CAPACITY CLASS M ICU=55KA @ 415 V 3-POLE,MOTOR STAR | 738.12
3VA1112-5MH36-0HC0 | CIRCUIT BREAKER 3VA1 IEC FRAME 160 BREAKING CAPACITY CLASS M ICU=55KA @ 415 V 3-POLE,MOTOR STAR | 710.26
3VA1112-5MH36-0CH0 | CIRCUIT BREAKER 3VA1 IEC FRAME 160 BREAKING CAPACITY CLASS M ICU=55KA @ 415 V 3-POLE,MOTOR STAR | 765.98
3VA1140-4ED12-0AA0 | CIRCUIT BREAKER 3VA1 IEC FRAME 160 BREAKING CAPACITY CLASS S ICU=36KA @ 240 V 1-POLE, LINE PROT | 79.88
3VA1140-4ED22-0AA0 | CIRCUIT BREAKER 3VA1 IEC FRAME 160 BREAKING CAPACITY CLASS S ICU=36KA @ 415 V 2-POLE, LINE PROT | 143.11
3VA1132-4ED26-0AA0 | CIRCUIT BREAKER 3VA1 IEC FRAME 160 BREAKING CAPACITY CLASS S ICU=36KA @ 415 V 2-POLE, LINE PROT | 153.88
3VA1132-5MH36-0AA0 | CIRCUIT BREAKER 3VA1 IEC FRAME 160 BREAKING CAPACITY CLASS M ICU=55KA @ 415 V 3-POLE,MOTOR STAR | 204.35
3VA1132-6MH36-0AA0 | CIRCUIT BREAKER 3VA1 IEC FRAME 160 BREAKING CAPACITY CLASS H ICU=70KA @ 415 V 3-POLE,MOTOR STAR | 222
3VA1110-6MH32-0AA0 | CIRCUIT BREAKER 3VA1 IEC FRAME 160 BREAKING CAPACITY CLASS H ICU=70KA @ 415 V 3-POLE,MOTOR STAR | 260.7
3VA1110-6MH32-0AC0 | CIRCUIT BREAKER 3VA1 IEC FRAME 160 BREAKING CAPACITY CLASS H ICU=70KA @ 415 V 3-POLE,MOTOR STAR | 420.58
3VA1110-6MH32-0BC0 | CIRCUIT BREAKER 3VA1 IEC FRAME 160 BREAKING CAPACITY CLASS H ICU=70KA @ 415 V 3-POLE,MOTOR STAR | 534.79
3VA1110-6MH32-0CA0 | CIRCUIT BREAKER 3VA1 IEC FRAME 160 BREAKING CAPACITY CLASS H ICU=70KA @ 415 V 3-POLE,MOTOR STAR | 486.04
3VA1110-6MH32-0HH0 | CIRCUIT BREAKER 3VA1 IEC FRAME 160 BREAKING CAPACITY CLASS H ICU=70KA @ 415 V 3-POLE,MOTOR STAR | 533.4
3VA1110-6MH32-0JA0 | CIRCUIT BREAKER 3VA1 IEC FRAME 160 BREAKING CAPACITY CLASS H ICU=70KA @ 415 V 3-POLE,MOTOR STAR | 459.59
3VA1110-6MH32-0KH0 | CIRCUIT BREAKER 3VA1 IEC FRAME 160 BREAKING CAPACITY CLASS H ICU=70KA @ 415 V 3-POLE,MOTOR STAR | 533.4
3VA1110-6MH36-0AB0 | CIRCUIT BREAKER 3VA1 IEC FRAME 160 BREAKING CAPACITY CLASS H ICU=70KA @ 415 V 3-POLE,MOTOR STAR | 467.94
3VA1110-6MH36-0BA0 | CIRCUIT BREAKER 3VA1 IEC FRAME 160 BREAKING CAPACITY CLASS H ICU=70KA @ 415 V 3-POLE,MOTOR STAR | 509.02
3VA1110-6MH36-0BH0 | CIRCUIT BREAKER 3VA1 IEC FRAME 160 BREAKING CAPACITY CLASS H ICU=70KA @ 415 V 3-POLE,MOTOR STAR | 581.45
3VA1110-6MH36-0HC0 | CIRCUIT BREAKER 3VA1 IEC FRAME 160 BREAKING CAPACITY CLASS H ICU=70KA @ 415 V 3-POLE,MOTOR STAR | 531.31
3VA1112-6MH36-0DA0 | CIRCUIT BREAKER 3VA1 IEC FRAME 160 BREAKING CAPACITY CLASS H ICU=70KA @ 415 V 3-POLE,MOTOR STAR | 738.12
3VA1112-6MH36-0DC0 | CIRCUIT BREAKER 3VA1 IEC FRAME 160 BREAKING CAPACITY CLASS H ICU=70KA @ 415 V 3-POLE,MOTOR STAR | 786.87
3VA1112-6MH36-0DH0 | CIRCUIT BREAKER 3VA1 IEC FRAME 160 BREAKING CAPACITY CLASS H ICU=70KA @ 415 V 3-POLE,MOTOR STAR | 807.76
3VA1112-6MH36-0HA0 | CIRCUIT BREAKER 3VA1 IEC FRAME 160 BREAKING CAPACITY CLASS H ICU=70KA @ 415 V 3-POLE,MOTOR STAR | 710.26
3VA1116-3ED16-0AA0 | CIRCUIT BREAKER 3VA1 IEC FRAME 160 BREAKING CAPACITY CLASS N ICU=25KA @ 240 V 1-POLE, LINE PROT | 179.85
3VA1116-3ED22-0AA0 | CIRCUIT BREAKER 3VA1 IEC FRAME 160 BREAKING CAPACITY CLASS N ICU=25KA @ 415 V 2-POLE, LINE PROT | 314.62
3VA1116-3ED26-0AA0 | CIRCUIT BREAKER 3VA1 IEC FRAME 160 BREAKING CAPACITY CLASS N ICU=25KA @ 415 V 2-POLE, LINE PROT | 325.89
3VA1116-3EE36-0AC0 | CIRCUIT BREAKER 3VA1 IEC FRAME 160 BREAKING CAPACITY CLASS N ICU=25KA @ 415 V 3-POLE, LINE PROT | 581.45
3VA1116-4ED12-0AA0 | CIRCUIT BREAKER 3VA1 IEC FRAME 160 BREAKING CAPACITY CLASS S ICU=36KA @ 240 V 1-POLE, LINE PROT | 190.14
3VA1112-5MH32-0AF0 | CIRCUIT BREAKER 3VA1 IEC FRAME 160 BREAKING CAPACITY CLASS M ICU=55KA @ 415 V 3-POLE,MOTOR STAR | 598.86
3VA1112-5MH32-0AG0 | CIRCUIT BREAKER 3VA1 IEC FRAME 160 BREAKING CAPACITY CLASS M ICU=55KA @ 415 V 3-POLE,MOTOR STAR | 621.84
3VA1112-5MH32-0AH0 | CIRCUIT BREAKER 3VA1 IEC FRAME 160 BREAKING CAPACITY CLASS M ICU=55KA @ 415 V 3-POLE,MOTOR STAR | 621.84
3VA1112-5MH32-0BA0 | CIRCUIT BREAKER 3VA1 IEC FRAME 160 BREAKING CAPACITY CLASS M ICU=55KA @ 415 V 3-POLE,MOTOR STAR | 662.22
3VA1112-5MH32-0JH0 | CIRCUIT BREAKER 3VA1 IEC FRAME 160 BREAKING CAPACITY CLASS M ICU=55KA @ 415 V 3-POLE,MOTOR STAR | 710.26
3VA1112-5MH32-0KA0 | CIRCUIT BREAKER 3VA1 IEC FRAME 160 BREAKING CAPACITY CLASS M ICU=55KA @ 415 V 3-POLE,MOTOR STAR | 638.55
3VA1112-5MH32-0KC0 | CIRCUIT BREAKER 3VA1 IEC FRAME 160 BREAKING CAPACITY CLASS M ICU=55KA @ 415 V 3-POLE,MOTOR STAR | 685.2
3VA1112-5MH32-0KH0 | CIRCUIT BREAKER 3VA1 IEC FRAME 160 BREAKING CAPACITY CLASS M ICU=55KA @ 415 V 3-POLE,MOTOR STAR | 710.26
3VA1112-5MH36-0DA0 | CIRCUIT BREAKER 3VA1 IEC FRAME 160 BREAKING CAPACITY CLASS M ICU=55KA @ 415 V 3-POLE,MOTOR STAR | 685.2
3VA1112-5MH36-0DC0 | CIRCUIT BREAKER 3VA1 IEC FRAME 160 BREAKING CAPACITY CLASS M ICU=55KA @ 415 V 3-POLE,MOTOR STAR | 738.12
3VA1112-5MH36-0DH0 | CIRCUIT BREAKER 3VA1 IEC FRAME 160 BREAKING CAPACITY CLASS M ICU=55KA @ 415 V 3-POLE,MOTOR STAR | 765.98
3VA1112-5MH36-0HA0 | CIRCUIT BREAKER 3VA1 IEC FRAME 160 BREAKING CAPACITY CLASS M ICU=55KA @ 415 V 3-POLE,MOTOR STAR | 658.74
3VA1140-4ED26-0AA0 | CIRCUIT BREAKER 3VA1 IEC FRAME 160 BREAKING CAPACITY CLASS S ICU=36KA @ 415 V 2-POLE, LINE PROT | 153.88
3VA1132-4ED12-0AA0 | CIRCUIT BREAKER 3VA1 IEC FRAME 160 BREAKING CAPACITY CLASS S ICU=36KA @ 240 V 1-POLE, LINE PROT | 79.88
3VA1132-4ED16-0AA0 | CIRCUIT BREAKER 3VA1 IEC FRAME 160 BREAKING CAPACITY CLASS S ICU=36KA @ 240 V 1-POLE, LINE PROT | 84.78
3VA1132-4ED22-0AA0 | CIRCUIT BREAKER 3VA1 IEC FRAME 160 BREAKING CAPACITY CLASS S ICU=36KA @ 415 V 2-POLE, LINE PROT | 143.11
3VA1110-6MH32-0AE0 | CIRCUIT BREAKER 3VA1 IEC FRAME 160 BREAKING CAPACITY CLASS H ICU=70KA @ 415 V 3-POLE,MOTOR STAR | 471.42
3VA1110-6MH32-0AF0 | CIRCUIT BREAKER 3VA1 IEC FRAME 160 BREAKING CAPACITY CLASS H ICU=70KA @ 415 V 3-POLE,MOTOR STAR | 420.58
3VA1110-6MH32-0AG0 | CIRCUIT BREAKER 3VA1 IEC FRAME 160 BREAKING CAPACITY CLASS H ICU=70KA @ 415 V 3-POLE,MOTOR STAR | 444.96
3VA1110-6MH32-0AH0 | CIRCUIT BREAKER 3VA1 IEC FRAME 160 BREAKING CAPACITY CLASS H ICU=70KA @ 415 V 3-POLE,MOTOR STAR | 444.96
3VA1110-6MH32-0JC0 | CIRCUIT BREAKER 3VA1 IEC FRAME 160 BREAKING CAPACITY CLASS H ICU=70KA @ 415 V 3-POLE,MOTOR STAR | 509.02
3VA1163-6MH36-0BC0 | CIRCUIT BREAKER 3VA1 IEC FRAME 160 BREAKING CAPACITY CLASS H ICU=70KA @ 415 V 3-POLE,MOTOR STAR | 479.09
3VA1163-6MH36-0KA0 | CIRCUIT BREAKER 3VA1 IEC FRAME 160 BREAKING CAPACITY CLASS H ICU=70KA @ 415 V 3-POLE,MOTOR STAR | 404.57
3VA1163-6MH36-0KC0 | CIRCUIT BREAKER 3VA1 IEC FRAME 160 BREAKING CAPACITY CLASS H ICU=70KA @ 415 V 3-POLE,MOTOR STAR | 453.32
3VA1163-6MH36-0KH0 | CIRCUIT BREAKER 3VA1 IEC FRAME 160 BREAKING CAPACITY CLASS H ICU=70KA @ 415 V 3-POLE,MOTOR STAR | 477.69
3VA1180-3ED12-0AA0 | CIRCUIT BREAKER 3VA1 IEC FRAME 160 BREAKING CAPACITY CLASS N ICU=25KA @ 240 V 1-POLE, LINE PROT | 80.37
3VA1163-5MH32-0AD0 | CIRCUIT BREAKER 3VA1 IEC FRAME 160 BREAKING CAPACITY CLASS M ICU=55KA @ 415 V 3-POLE,MOTOR STAR | 341.2
3VA1163-5MH32-0AE0 | CIRCUIT BREAKER 3VA1 IEC FRAME 160 BREAKING CAPACITY CLASS M ICU=55KA @ 415 V 3-POLE,MOTOR STAR | 366.97
3VA1163-5MH32-0AF0 | CIRCUIT BREAKER 3VA1 IEC FRAME 160 BREAKING CAPACITY CLASS M ICU=55KA @ 415 V 3-POLE,MOTOR STAR | 317.52
3VA1163-5MH32-0AG0 | CIRCUIT BREAKER 3VA1 IEC FRAME 160 BREAKING CAPACITY CLASS M ICU=55KA @ 415 V 3-POLE,MOTOR STAR | 341.2
3VA1163-5MH32-0CH0 | CIRCUIT BREAKER 3VA1 IEC FRAME 160 BREAKING CAPACITY CLASS M ICU=55KA @ 415 V 3-POLE,MOTOR STAR | 457.5
3VA1163-5MH32-0JA0 | CIRCUIT BREAKER 3VA1 IEC FRAME 160 BREAKING CAPACITY CLASS M ICU=55KA @ 415 V 3-POLE,MOTOR STAR | 357.93
3VA1163-5MH32-0JC0 | CIRCUIT BREAKER 3VA1 IEC FRAME 160 BREAKING CAPACITY CLASS M ICU=55KA @ 415 V 3-POLE,MOTOR STAR | 405.96
3VA1163-5MH32-0JH0 | CIRCUIT BREAKER 3VA1 IEC FRAME 160 BREAKING CAPACITY CLASS M ICU=55KA @ 415 V 3-POLE,MOTOR STAR | 432.43
3VA1163-5MH32-0KA0 | CIRCUIT BREAKER 3VA1 IEC FRAME 160 BREAKING CAPACITY CLASS M ICU=55KA @ 415 V 3-POLE,MOTOR STAR | 357.93
3VA1163-5MH36-0BH0 | CIRCUIT BREAKER 3VA1 IEC FRAME 160 BREAKING CAPACITY CLASS M ICU=55KA @ 415 V 3-POLE,MOTOR STAR | 479.78
3VA1163-5MH36-0CA0 | CIRCUIT BREAKER 3VA1 IEC FRAME 160 BREAKING CAPACITY CLASS M ICU=55KA @ 415 V 3-POLE,MOTOR STAR | 405.96
3VA1163-5MH36-0CC0 | CIRCUIT BREAKER 3VA1 IEC FRAME 160 BREAKING CAPACITY CLASS M ICU=55KA @ 415 V 3-POLE,MOTOR STAR | 454.71
3VA1163-5MH36-0DA0 | CIRCUIT BREAKER 3VA1 IEC FRAME 160 BREAKING CAPACITY CLASS M ICU=55KA @ 415 V 3-POLE,MOTOR STAR | 405.96
3VA1163-6MH32-0AB0 | CIRCUIT BREAKER 3VA1 IEC FRAME 160 BREAKING CAPACITY CLASS H ICU=70KA @ 415 V 3-POLE,MOTOR STAR | 366.27
3VA1163-6MH32-0AC0 | CIRCUIT BREAKER 3VA1 IEC FRAME 160 BREAKING CAPACITY CLASS H ICU=70KA @ 415 V 3-POLE,MOTOR STAR | 339.11
3VA1163-6MH32-0AD0 | CIRCUIT BREAKER 3VA1 IEC FRAME 160 BREAKING CAPACITY CLASS H ICU=70KA @ 415 V 3-POLE,MOTOR STAR | 366.27
3VA1163-6MH32-0AE0 | CIRCUIT BREAKER 3VA1 IEC FRAME 160 BREAKING CAPACITY CLASS H ICU=70KA @ 415 V 3-POLE,MOTOR STAR | 392.74
3VA1163-6MH32-0HC0 | CIRCUIT BREAKER 3VA1 IEC FRAME 160 BREAKING CAPACITY CLASS H ICU=70KA @ 415 V 3-POLE,MOTOR STAR | 431.03
3VA1163-6MH32-0HH0 | CIRCUIT BREAKER 3VA1 IEC FRAME 160 BREAKING CAPACITY CLASS H ICU=70KA @ 415 V 3-POLE,MOTOR STAR | 454.71
3VA1163-6MH32-0CH0 | CIRCUIT BREAKER 3VA1 IEC FRAME 160 BREAKING CAPACITY CLASS H ICU=70KA @ 415 V 3-POLE,MOTOR STAR | 480.48
3VA1163-6MH32-0JA0 | CIRCUIT BREAKER 3VA1 IEC FRAME 160 BREAKING CAPACITY CLASS H ICU=70KA @ 415 V 3-POLE,MOTOR STAR | 380.19
3VA1163-6MH32-0JC0 | CIRCUIT BREAKER 3VA1 IEC FRAME 160 BREAKING CAPACITY CLASS H ICU=70KA @ 415 V 3-POLE,MOTOR STAR | 431.03
3VA1180-5MH32-0AA0 | CIRCUIT BREAKER 3VA1 IEC FRAME 160 BREAKING CAPACITY CLASS M ICU=55KA @ 415 V 3-POLE,MOTOR STAR | 206.33
3VA1180-5MH36-0AA0 | CIRCUIT BREAKER 3VA1 IEC FRAME 160 BREAKING CAPACITY CLASS M ICU=55KA @ 415 V 3-POLE,MOTOR STAR | 223.46
3VA1150-6MH32-0AA0 | CIRCUIT BREAKER 3VA1 IEC FRAME 160 BREAKING CAPACITY CLASS H ICU=70KA @ 415 V 3-POLE,MOTOR STAR | 204.84
3VA1110-6MH36-0CH0 | CIRCUIT BREAKER 3VA1 IEC FRAME 160 BREAKING CAPACITY CLASS H ICU=70KA @ 415 V 3-POLE,MOTOR STAR | 581.45
3VA1110-6MH36-0KC0 | CIRCUIT BREAKER 3VA1 IEC FRAME 160 BREAKING CAPACITY CLASS H ICU=70KA @ 415 V 3-POLE,MOTOR STAR | 531.31
3VA1112-1AA46-0AC0 | SWITCH DISCONNECTOR 3VA1 IEC FRAME 160 4-POLE SD100, IN=125A WITHOUT OVERLOAD PROTECTION WITHOU | 471.42
3VA1140-5MH32-0AA0 | CIRCUIT BREAKER 3VA1 IEC FRAME 160 BREAKING CAPACITY CLASS M ICU=55KA @ 415 V 3-POLE,MOTOR STAR | 188.68
3VA1125-3ED12-0AA0 | CIRCUIT BREAKER 3VA1 IEC FRAME 160 BREAKING CAPACITY CLASS N ICU=25KA @ 240 V 1-POLE, LINE PROT | 73.51
3VA1125-4ED26-0AA0 | CIRCUIT BREAKER 3VA1 IEC FRAME 160 BREAKING CAPACITY CLASS S ICU=36KA @ 415 V 2-POLE, LINE PROT | 153.88
3VA1132-3ED16-0AA0 | CIRCUIT BREAKER 3VA1 IEC FRAME 160 BREAKING CAPACITY CLASS N ICU=25KA @ 240 V 1-POLE, LINE PROT | 79.4
3VA1163-6MH36-0AC0 | CIRCUIT BREAKER 3VA1 IEC FRAME 160 BREAKING CAPACITY CLASS H ICU=70KA @ 415 V 3-POLE,MOTOR STAR | 364.18
3VA1163-6MH36-0AE0 | CIRCUIT BREAKER 3VA1 IEC FRAME 160 BREAKING CAPACITY CLASS H ICU=70KA @ 415 V 3-POLE,MOTOR STAR | 412.23
3VA1163-6MH36-0CA0 | CIRCUIT BREAKER 3VA1 IEC FRAME 160 BREAKING CAPACITY CLASS H ICU=70KA @ 415 V 3-POLE,MOTOR STAR | 431.03
3VA1163-6MH36-0DA0 | CIRCUIT BREAKER 3VA1 IEC FRAME 160 BREAKING CAPACITY CLASS H ICU=70KA @ 415 V 3-POLE,MOTOR STAR | 431.03
3VA1163-6MH36-0JA0 | CIRCUIT BREAKER 3VA1 IEC FRAME 160 BREAKING CAPACITY CLASS H ICU=70KA @ 415 V 3-POLE,MOTOR STAR | 404.57
3VA1163-6MH36-0JH0 | CIRCUIT BREAKER 3VA1 IEC FRAME 160 BREAKING CAPACITY CLASS H ICU=70KA @ 415 V 3-POLE,MOTOR STAR | 477.69
3VA1180-3ED16-0AA0 | CIRCUIT BREAKER 3VA1 IEC FRAME 160 BREAKING CAPACITY CLASS N ICU=25KA @ 240 V 1-POLE, LINE PROT | 85.26
3VA1180-3ED26-0AA0 | CIRCUIT BREAKER 3VA1 IEC FRAME 160 BREAKING CAPACITY CLASS N ICU=25KA @ 415 V 2-POLE, LINE PROT | 154.86
3VA1163-5GF42-0AH0 | CIRCUIT BREAKER 3VA1 IEC FRAME 160 BREAKING CAPACITY CLASS M ICU=55KA @ 415 V 4-POLE, LINE PROT | 421.98
3VA1163-5MH32-0AB0 | CIRCUIT BREAKER 3VA1 IEC FRAME 160 BREAKING CAPACITY CLASS M ICU=55KA @ 415 V 3-POLE,MOTOR STAR | 341.2
3VA1163-5MH32-0BA0 | CIRCUIT BREAKER 3VA1 IEC FRAME 160 BREAKING CAPACITY CLASS M ICU=55KA @ 415 V 3-POLE,MOTOR STAR | 383.68
3VA1163-5MH32-0BH0 | CIRCUIT BREAKER 3VA1 IEC FRAME 160 BREAKING CAPACITY CLASS M ICU=55KA @ 415 V 3-POLE,MOTOR STAR | 457.5
3VA1163-5MH32-0DH0 | CIRCUIT BREAKER 3VA1 IEC FRAME 160 BREAKING CAPACITY CLASS M ICU=55KA @ 415 V 3-POLE,MOTOR STAR | 457.5
3VA1163-5MH32-0HC0 | CIRCUIT BREAKER 3VA1 IEC FRAME 160 BREAKING CAPACITY CLASS M ICU=55KA @ 415 V 3-POLE,MOTOR STAR | 405.96
3VA1163-5MH32-0KC0 | CIRCUIT BREAKER 3VA1 IEC FRAME 160 BREAKING CAPACITY CLASS M ICU=55KA @ 415 V 3-POLE,MOTOR STAR | 405.96
3VA1163-5MH36-0AA0 | CIRCUIT BREAKER 3VA1 IEC FRAME 160 BREAKING CAPACITY CLASS M ICU=55KA @ 415 V 3-POLE,MOTOR STAR | 204.35
3VA1163-5MH36-0AH0 | CIRCUIT BREAKER 3VA1 IEC FRAME 160 BREAKING CAPACITY CLASS M ICU=55KA @ 415 V 3-POLE,MOTOR STAR | 364.88
3VA1163-5MH36-0BC0 | CIRCUIT BREAKER 3VA1 IEC FRAME 160 BREAKING CAPACITY CLASS M ICU=55KA @ 415 V 3-POLE,MOTOR STAR | 454.71
3VA1163-5MH36-0DC0 | CIRCUIT BREAKER 3VA1 IEC FRAME 160 BREAKING CAPACITY CLASS M ICU=55KA @ 415 V 3-POLE,MOTOR STAR | 454.71
3VA1163-5MH36-0HA0 | CIRCUIT BREAKER 3VA1 IEC FRAME 160 BREAKING CAPACITY CLASS M ICU=55KA @ 415 V 3-POLE,MOTOR STAR | 378.82
3VA1163-5MH36-0KA0 | CIRCUIT BREAKER 3VA1 IEC FRAME 160 BREAKING CAPACITY CLASS M ICU=55KA @ 415 V 3-POLE,MOTOR STAR | 378.82
3VA1163-5MH36-0KH0 | CIRCUIT BREAKER 3VA1 IEC FRAME 160 BREAKING CAPACITY CLASS M ICU=55KA @ 415 V 3-POLE,MOTOR STAR | 454.02
3VA1163-6MH32-0AG0 | CIRCUIT BREAKER 3VA1 IEC FRAME 160 BREAKING CAPACITY CLASS H ICU=70KA @ 415 V 3-POLE,MOTOR STAR | 366.27
3VA1163-5MH32-0AA0 | CIRCUIT BREAKER 3VA1 IEC FRAME 160 BREAKING CAPACITY CLASS M ICU=55KA @ 415 V 3-POLE,MOTOR STAR | 188.68
3VA1163-5MH32-0AC0 | CIRCUIT BREAKER 3VA1 IEC FRAME 160 BREAKING CAPACITY CLASS M ICU=55KA @ 415 V 3-POLE,MOTOR STAR | 317.52
3VA1163-5MH32-0AH0 | CIRCUIT BREAKER 3VA1 IEC FRAME 160 BREAKING CAPACITY CLASS M ICU=55KA @ 415 V 3-POLE,MOTOR STAR | 341.2
3VA1163-5MH32-0BC0 | CIRCUIT BREAKER 3VA1 IEC FRAME 160 BREAKING CAPACITY CLASS M ICU=55KA @ 415 V 3-POLE,MOTOR STAR | 433.13
3VA1163-5MH32-0HA0 | CIRCUIT BREAKER 3VA1 IEC FRAME 160 BREAKING CAPACITY CLASS M ICU=55KA @ 415 V 3-POLE,MOTOR STAR | 357.93
3VA1163-5MH32-0HH0 | CIRCUIT BREAKER 3VA1 IEC FRAME 160 BREAKING CAPACITY CLASS M ICU=55KA @ 415 V 3-POLE,MOTOR STAR | 432.43
3VA1163-5MH32-0KH0 | CIRCUIT BREAKER 3VA1 IEC FRAME 160 BREAKING CAPACITY CLASS M ICU=55KA @ 415 V 3-POLE,MOTOR STAR | 432.43
3VA1163-5MH36-0AB0 | CIRCUIT BREAKER 3VA1 IEC FRAME 160 BREAKING CAPACITY CLASS M ICU=55KA @ 415 V 3-POLE,MOTOR STAR | 364.88
3VA1163-5MH36-0AG0 | CIRCUIT BREAKER 3VA1 IEC FRAME 160 BREAKING CAPACITY CLASS M ICU=55KA @ 415 V 3-POLE,MOTOR STAR | 364.88
3VA1163-5MH36-0BA0 | CIRCUIT BREAKER 3VA1 IEC FRAME 160 BREAKING CAPACITY CLASS M ICU=55KA @ 415 V 3-POLE,MOTOR STAR | 405.96
3VA1163-5MH36-0DH0 | CIRCUIT BREAKER 3VA1 IEC FRAME 160 BREAKING CAPACITY CLASS M ICU=55KA @ 415 V 3-POLE,MOTOR STAR | 479.78
3VA1163-5MH36-0HC0 | CIRCUIT BREAKER 3VA1 IEC FRAME 160 BREAKING CAPACITY CLASS M ICU=55KA @ 415 V 3-POLE,MOTOR STAR | 429.64
3VA1163-5MH36-0KC0 | CIRCUIT BREAKER 3VA1 IEC FRAME 160 BREAKING CAPACITY CLASS M ICU=55KA @ 415 V 3-POLE,MOTOR STAR | 429.64
3VA1163-6MH32-0AA0 | CIRCUIT BREAKER 3VA1 IEC FRAME 160 BREAKING CAPACITY CLASS H ICU=70KA @ 415 V 3-POLE,MOTOR STAR | 204.84
3VA1163-6MH32-0AF0 | CIRCUIT BREAKER 3VA1 IEC FRAME 160 BREAKING CAPACITY CLASS H ICU=70KA @ 415 V 3-POLE,MOTOR STAR | 339.11
3VA1163-6MH32-0AH0 | CIRCUIT BREAKER 3VA1 IEC FRAME 160 BREAKING CAPACITY CLASS H ICU=70KA @ 415 V 3-POLE,MOTOR STAR | 366.27
3VA1163-6MH32-0DC0 | CIRCUIT BREAKER 3VA1 IEC FRAME 160 BREAKING CAPACITY CLASS H ICU=70KA @ 415 V 3-POLE,MOTOR STAR | 456.8
3VA1163-6MH32-0HA0 | CIRCUIT BREAKER 3VA1 IEC FRAME 160 BREAKING CAPACITY CLASS H ICU=70KA @ 415 V 3-POLE,MOTOR STAR | 380.19
3VA1163-6MH32-0KA0 | CIRCUIT BREAKER 3VA1 IEC FRAME 160 BREAKING CAPACITY CLASS H ICU=70KA @ 415 V 3-POLE,MOTOR STAR | 380.19
3VA1163-6MH32-0KH0 | CIRCUIT BREAKER 3VA1 IEC FRAME 160 BREAKING CAPACITY CLASS H ICU=70KA @ 415 V 3-POLE,MOTOR STAR | 454.71
3VA1120-4ED12-0AA0 | CIRCUIT BREAKER 3VA1 IEC FRAME 160 BREAKING CAPACITY CLASS S ICU=36KA @ 240 V 1-POLE, LINE PROT | 79.88
3VA1120-4ED22-0AA0 | CIRCUIT BREAKER 3VA1 IEC FRAME 160 BREAKING CAPACITY CLASS S ICU=36KA @ 415 V 2-POLE, LINE PROT | 143.11
3VA1163-3ED16-0AA0 | CIRCUIT BREAKER 3VA1 IEC FRAME 160 BREAKING CAPACITY CLASS N ICU=25KA @ 240 V 1-POLE, LINE PROT | 79.4
3VA1163-3ED26-0AA0 | CIRCUIT BREAKER 3VA1 IEC FRAME 160 BREAKING CAPACITY CLASS N ICU=25KA @ 415 V 2-POLE, LINE PROT | 142.6
3VA1225-4GF42-0JC0 | CIRCUIT BREAKER 3VA1 IEC FRAME 250 BREAKING CAPACITY CLASS S ICU=36KA @ 415 V 4-POLE, LINE PROT | 1204.66
3VA1225-4GF42-0KA0 | CIRCUIT BREAKER 3VA1 IEC FRAME 250 BREAKING CAPACITY CLASS S ICU=36KA @ 415 V 4-POLE, LINE PROT | 1162.88
3VA1225-5EF32-0AC0 | CIRCUIT BREAKER 3VA1 IEC FRAME 250 BREAKING CAPACITY CLASS M ICU=55KA @ 415 V 3-POLE, LINE PROT | 947.02
3VA1225-5EF32-0AE0 | CIRCUIT BREAKER 3VA1 IEC FRAME 250 BREAKING CAPACITY CLASS M ICU=55KA @ 415 V 3-POLE, LINE PROT | 1002.73
3VA1225-5EF32-0BH0 | CIRCUIT BREAKER 3VA1 IEC FRAME 250 BREAKING CAPACITY CLASS M ICU=55KA @ 415 V 3-POLE, LINE PROT | 1100.21
3VA1225-5EF32-0CC0 | CIRCUIT BREAKER 3VA1 IEC FRAME 250 BREAKING CAPACITY CLASS M ICU=55KA @ 415 V 3-POLE, LINE PROT | 1065.4
3VA1110-6MH32-0JH0 | CIRCUIT BREAKER 3VA1 IEC FRAME 160 BREAKING CAPACITY CLASS H ICU=70KA @ 415 V 3-POLE,MOTOR STAR | 533.4
3VA1110-6MH32-0KA0 | CIRCUIT BREAKER 3VA1 IEC FRAME 160 BREAKING CAPACITY CLASS H ICU=70KA @ 415 V 3-POLE,MOTOR STAR | 459.59
3VA1110-6MH32-0KC0 | CIRCUIT BREAKER 3VA1 IEC FRAME 160 BREAKING CAPACITY CLASS H ICU=70KA @ 415 V 3-POLE,MOTOR STAR | 509.02
3VA1110-6MH36-0CA0 | CIRCUIT BREAKER 3VA1 IEC FRAME 160 BREAKING CAPACITY CLASS H ICU=70KA @ 415 V 3-POLE,MOTOR STAR | 509.02
3VA1110-6MH36-0CC0 | CIRCUIT BREAKER 3VA1 IEC FRAME 160 BREAKING CAPACITY CLASS H ICU=70KA @ 415 V 3-POLE,MOTOR STAR | 557.77
3VA1110-6MH36-0DA0 | CIRCUIT BREAKER 3VA1 IEC FRAME 160 BREAKING CAPACITY CLASS H ICU=70KA @ 415 V 3-POLE,MOTOR STAR | 509.02
3VA1110-6MH36-0DC0 | CIRCUIT BREAKER 3VA1 IEC FRAME 160 BREAKING CAPACITY CLASS H ICU=70KA @ 415 V 3-POLE,MOTOR STAR | 557.77
3VA1110-6MH36-0DH0 | CIRCUIT BREAKER 3VA1 IEC FRAME 160 BREAKING CAPACITY CLASS H ICU=70KA @ 415 V 3-POLE,MOTOR STAR | 581.45
3VA1112-3ED16-0AA0 | CIRCUIT BREAKER 3VA1 IEC FRAME 160 BREAKING CAPACITY CLASS N ICU=25KA @ 240 V 1-POLE, LINE PROT | 154.86
3VA1112-3ED22-0AA0 | CIRCUIT BREAKER 3VA1 IEC FRAME 160 BREAKING CAPACITY CLASS N ICU=25KA @ 415 V 2-POLE, LINE PROT | 270.52
3VA1112-3ED26-0AA0 | CIRCUIT BREAKER 3VA1 IEC FRAME 160 BREAKING CAPACITY CLASS N ICU=25KA @ 415 V 2-POLE, LINE PROT | 281.79
3VA1112-4ED12-0AA0 | CIRCUIT BREAKER 3VA1 IEC FRAME 160 BREAKING CAPACITY CLASS S ICU=36KA @ 240 V 1-POLE, LINE PROT | 162.2
3VA1132-3ED22-0AA0 | CIRCUIT BREAKER 3VA1 IEC FRAME 160 BREAKING CAPACITY CLASS N ICU=25KA @ 415 V 2-POLE, LINE PROT | 133.3
3VA1132-3ED26-0AA0 | CIRCUIT BREAKER 3VA1 IEC FRAME 160 BREAKING CAPACITY CLASS N ICU=25KA @ 415 V 2-POLE, LINE PROT | 142.6
3VA1163-6MH36-0AA0 | CIRCUIT BREAKER 3VA1 IEC FRAME 160 BREAKING CAPACITY CLASS H ICU=70KA @ 415 V 3-POLE,MOTOR STAR | 222
3VA1163-6MH36-0AB0 | CIRCUIT BREAKER 3VA1 IEC FRAME 160 BREAKING CAPACITY CLASS H ICU=70KA @ 415 V 3-POLE,MOTOR STAR | 390.65
3VA1163-6MH36-0DH0 | CIRCUIT BREAKER 3VA1 IEC FRAME 160 BREAKING CAPACITY CLASS H ICU=70KA @ 415 V 3-POLE,MOTOR STAR | 503.45
3VA1163-6MH36-0HA0 | CIRCUIT BREAKER 3VA1 IEC FRAME 160 BREAKING CAPACITY CLASS H ICU=70KA @ 415 V 3-POLE,MOTOR STAR | 404.57
3VA1163-6MH36-0HC0 | CIRCUIT BREAKER 3VA1 IEC FRAME 160 BREAKING CAPACITY CLASS H ICU=70KA @ 415 V 3-POLE,MOTOR STAR | 453.32
3VA1163-6MH36-0HH0 | CIRCUIT BREAKER 3VA1 IEC FRAME 160 BREAKING CAPACITY CLASS H ICU=70KA @ 415 V 3-POLE,MOTOR STAR | 477.69
3VA1180-4ED12-0AA0 | CIRCUIT BREAKER 3VA1 IEC FRAME 160 BREAKING CAPACITY CLASS S ICU=36KA @ 240 V 1-POLE, LINE PROT | 87.22
3VA1180-4ED16-0AA0 | CIRCUIT BREAKER 3VA1 IEC FRAME 160 BREAKING CAPACITY CLASS S ICU=36KA @ 240 V 1-POLE, LINE PROT | 93.12
3VA1180-4ED22-0AA0 | CIRCUIT BREAKER 3VA1 IEC FRAME 160 BREAKING CAPACITY CLASS S ICU=36KA @ 415 V 2-POLE, LINE PROT | 158.76
3VA1180-4ED26-0AA0 | CIRCUIT BREAKER 3VA1 IEC FRAME 160 BREAKING CAPACITY CLASS S ICU=36KA @ 415 V 2-POLE, LINE PROT | 168.1
3VA1163-5MH32-0CA0 | CIRCUIT BREAKER 3VA1 IEC FRAME 160 BREAKING CAPACITY CLASS M ICU=55KA @ 415 V 3-POLE,MOTOR STAR | 383.68
3VA1163-5MH32-0CC0 | CIRCUIT BREAKER 3VA1 IEC FRAME 160 BREAKING CAPACITY CLASS M ICU=55KA @ 415 V 3-POLE,MOTOR STAR | 433.13
3VA1163-5MH32-0DA0 | CIRCUIT BREAKER 3VA1 IEC FRAME 160 BREAKING CAPACITY CLASS M ICU=55KA @ 415 V 3-POLE,MOTOR STAR | 383.68
3VA1163-5MH32-0DC0 | CIRCUIT BREAKER 3VA1 IEC FRAME 160 BREAKING CAPACITY CLASS M ICU=55KA @ 415 V 3-POLE,MOTOR STAR | 433.13
3VA1163-5MH36-0AC0 | CIRCUIT BREAKER 3VA1 IEC FRAME 160 BREAKING CAPACITY CLASS M ICU=55KA @ 415 V 3-POLE,MOTOR STAR | 338.41
3VA1163-5MH36-0AD0 | CIRCUIT BREAKER 3VA1 IEC FRAME 160 BREAKING CAPACITY CLASS M ICU=55KA @ 415 V 3-POLE,MOTOR STAR | 364.88
3VA1150-6MH36-0AA0 | CIRCUIT BREAKER 3VA1 IEC FRAME 160 BREAKING CAPACITY CLASS H ICU=70KA @ 415 V 3-POLE,MOTOR STAR | 222
3VA1225-4GF42-0KC0 | CIRCUIT BREAKER 3VA1 IEC FRAME 250 BREAKING CAPACITY CLASS S ICU=36KA @ 415 V 4-POLE, LINE PROT | 1204.66
3VA1225-4GF42-0KH0 | CIRCUIT BREAKER 3VA1 IEC FRAME 250 BREAKING CAPACITY CLASS S ICU=36KA @ 415 V 4-POLE, LINE PROT | 1225.55
3VA1225-5EF32-0AA0 | CIRCUIT BREAKER 3VA1 IEC FRAME 250 BREAKING CAPACITY CLASS M ICU=55KA @ 415 V 3-POLE, LINE PROT | 637.04
3VA1225-5EF32-0AB0 | CIRCUIT BREAKER 3VA1 IEC FRAME 250 BREAKING CAPACITY CLASS M ICU=55KA @ 415 V 3-POLE, LINE PROT | 974.87
3VA1225-5EF32-0DC0 | CIRCUIT BREAKER 3VA1 IEC FRAME 250 BREAKING CAPACITY CLASS M ICU=55KA @ 415 V 3-POLE, LINE PROT | 1065.4
3VA1225-5EF32-0DH0 | CIRCUIT BREAKER 3VA1 IEC FRAME 250 BREAKING CAPACITY CLASS M ICU=55KA @ 415 V 3-POLE, LINE PROT | 1100.21
3VA1225-5EF32-0HA0 | CIRCUIT BREAKER 3VA1 IEC FRAME 250 BREAKING CAPACITY CLASS M ICU=55KA @ 415 V 3-POLE, LINE PROT | 981.84
3VA1225-5EF32-0HC0 | CIRCUIT BREAKER 3VA1 IEC FRAME 250 BREAKING CAPACITY CLASS M ICU=55KA @ 415 V 3-POLE, LINE PROT | 1044.51
3VA1225-5EF42-0AE0 | CIRCUIT BREAKER 3VA1 IEC FRAME 250 BREAKING CAPACITY CLASS M ICU=55KA @ 415 V 4-POLE, LINE PROT | 1267.34
3VA1225-5EF42-0AF0 | CIRCUIT BREAKER 3VA1 IEC FRAME 250 BREAKING CAPACITY CLASS M ICU=55KA @ 415 V 4-POLE, LINE PROT | 1211.63
3VA1225-5EF42-0AG0 | CIRCUIT BREAKER 3VA1 IEC FRAME 250 BREAKING CAPACITY CLASS M ICU=55KA @ 415 V 4-POLE, LINE PROT | 1239.48
3VA1225-5EF42-0AH0 | CIRCUIT BREAKER 3VA1 IEC FRAME 250 BREAKING CAPACITY CLASS M ICU=55KA @ 415 V 4-POLE, LINE PROT | 1239.48
3VA1225-5EF42-0AJ0 | CIRCUIT BREAKER 3VA1 IEC FRAME 250 BREAKING CAPACITY CLASS M ICU=55KA @ 415 V 4-POLE, LINE PROT | 1288.23
3VA1225-5EF42-0JA0 | CIRCUIT BREAKER 3VA1 IEC FRAME 250 BREAKING CAPACITY CLASS M ICU=55KA @ 415 V 4-POLE, LINE PROT | 1253.41
3VA1225-5EF42-0JC0 | CIRCUIT BREAKER 3VA1 IEC FRAME 250 BREAKING CAPACITY CLASS M ICU=55KA @ 415 V 4-POLE, LINE PROT | 1316.08
3VA1225-5EF42-0JH0 | CIRCUIT BREAKER 3VA1 IEC FRAME 250 BREAKING CAPACITY CLASS M ICU=55KA @ 415 V 4-POLE, LINE PROT | 1330.01
3VA1225-5EF42-0KA0 | CIRCUIT BREAKER 3VA1 IEC FRAME 250 BREAKING CAPACITY CLASS M ICU=55KA @ 415 V 4-POLE, LINE PROT | 1253.41
3VA1225-5FF42-0BH0 | CIRCUIT BREAKER 3VA1 IEC FRAME 250 BREAKING CAPACITY CLASS M ICU=55KA @ 415 V 4-POLE, LINE PROT | 1357.87
3VA1225-5FF42-0CA0 | CIRCUIT BREAKER 3VA1 IEC FRAME 250 BREAKING CAPACITY CLASS M ICU=55KA @ 415 V 4-POLE, LINE PROT | 1288.23
3VA1225-5FF42-0CC0 | CIRCUIT BREAKER 3VA1 IEC FRAME 250 BREAKING CAPACITY CLASS M ICU=55KA @ 415 V 4-POLE, LINE PROT | 1330.01
3VA1225-5FF42-0DA0 | CIRCUIT BREAKER 3VA1 IEC FRAME 250 BREAKING CAPACITY CLASS M ICU=55KA @ 415 V 4-POLE, LINE PROT | 1288.23
3VA1225-5GF42-0AA0 | CIRCUIT BREAKER 3VA1 IEC FRAME 250 BREAKING CAPACITY CLASS M ICU=55KA @ 415 V 4-POLE, LINE PROT | 828.16
3VA1225-5GF42-0AB0 | CIRCUIT BREAKER 3VA1 IEC FRAME 250 BREAKING CAPACITY CLASS M ICU=55KA @ 415 V 4-POLE, LINE PROT | 1239.48
3VA1225-5GF42-0AC0 | CIRCUIT BREAKER 3VA1 IEC FRAME 250 BREAKING CAPACITY CLASS M ICU=55KA @ 415 V 4-POLE, LINE PROT | 1211.63
3VA1225-5GF42-0AD0 | CIRCUIT BREAKER 3VA1 IEC FRAME 250 BREAKING CAPACITY CLASS M ICU=55KA @ 415 V 4-POLE, LINE PROT | 1239.48
3VA1225-5GF42-0AE0 | CIRCUIT BREAKER 3VA1 IEC FRAME 250 BREAKING CAPACITY CLASS M ICU=55KA @ 415 V 4-POLE, LINE PROT | 1267.34
3VA1225-5GF42-0HA0 | CIRCUIT BREAKER 3VA1 IEC FRAME 250 BREAKING CAPACITY CLASS M ICU=55KA @ 415 V 4-POLE, LINE PROT | 1253.41
3VA1225-5GF42-0HC0 | CIRCUIT BREAKER 3VA1 IEC FRAME 250 BREAKING CAPACITY CLASS M ICU=55KA @ 415 V 4-POLE, LINE PROT | 1316.08
3VA1225-5GF42-0HH0 | CIRCUIT BREAKER 3VA1 IEC FRAME 250 BREAKING CAPACITY CLASS M ICU=55KA @ 415 V 4-POLE, LINE PROT | 1330.01
3VA1225-5EF32-0CH0 | CIRCUIT BREAKER 3VA1 IEC FRAME 250 BREAKING CAPACITY CLASS M ICU=55KA @ 415 V 3-POLE, LINE PROT | 1100.21
3VA1225-5EF32-0JC0 | CIRCUIT BREAKER 3VA1 IEC FRAME 250 BREAKING CAPACITY CLASS M ICU=55KA @ 415 V 3-POLE, LINE PROT | 1044.51
3VA1225-5EF42-0AA0 | CIRCUIT BREAKER 3VA1 IEC FRAME 250 BREAKING CAPACITY CLASS M ICU=55KA @ 415 V 4-POLE, LINE PROT | 828.16
3VA1225-5EF42-0AC0 | CIRCUIT BREAKER 3VA1 IEC FRAME 250 BREAKING CAPACITY CLASS M ICU=55KA @ 415 V 4-POLE, LINE PROT | 1211.63
3VA1225-5EF42-0BA0 | CIRCUIT BREAKER 3VA1 IEC FRAME 250 BREAKING CAPACITY CLASS M ICU=55KA @ 415 V 4-POLE, LINE PROT | 1288.23
3VA1225-5EF42-0BH0 | CIRCUIT BREAKER 3VA1 IEC FRAME 250 BREAKING CAPACITY CLASS M ICU=55KA @ 415 V 4-POLE, LINE PROT | 1357.87
3VA1225-5EF42-0HC0 | CIRCUIT BREAKER 3VA1 IEC FRAME 250 BREAKING CAPACITY CLASS M ICU=55KA @ 415 V 4-POLE, LINE PROT | 1316.08
3VA1225-5EF42-0CH0 | CIRCUIT BREAKER 3VA1 IEC FRAME 250 BREAKING CAPACITY CLASS M ICU=55KA @ 415 V 4-POLE, LINE PROT | 1357.87
3VA1225-5EF42-0KC0 | CIRCUIT BREAKER 3VA1 IEC FRAME 250 BREAKING CAPACITY CLASS M ICU=55KA @ 415 V 4-POLE, LINE PROT | 1316.08
3VA1225-5FF42-0AA0 | CIRCUIT BREAKER 3VA1 IEC FRAME 250 BREAKING CAPACITY CLASS M ICU=55KA @ 415 V 4-POLE, LINE PROT | 828.16
3VA1225-5FF42-0AH0 | CIRCUIT BREAKER 3VA1 IEC FRAME 250 BREAKING CAPACITY CLASS M ICU=55KA @ 415 V 4-POLE, LINE PROT | 1239.48
3VA1225-5FF42-0BA0 | CIRCUIT BREAKER 3VA1 IEC FRAME 250 BREAKING CAPACITY CLASS M ICU=55KA @ 415 V 4-POLE, LINE PROT | 1288.23
3VA1225-5FF42-0DH0 | CIRCUIT BREAKER 3VA1 IEC FRAME 250 BREAKING CAPACITY CLASS M ICU=55KA @ 415 V 4-POLE, LINE PROT | 1357.87
3VA1225-5FF42-0HC0 | CIRCUIT BREAKER 3VA1 IEC FRAME 250 BREAKING CAPACITY CLASS M ICU=55KA @ 415 V 4-POLE, LINE PROT | 1316.08
3VA1225-5FF42-0JH0 | CIRCUIT BREAKER 3VA1 IEC FRAME 250 BREAKING CAPACITY CLASS M ICU=55KA @ 415 V 4-POLE, LINE PROT | 1330.01
3VA1225-5FF42-0KC0 | CIRCUIT BREAKER 3VA1 IEC FRAME 250 BREAKING CAPACITY CLASS M ICU=55KA @ 415 V 4-POLE, LINE PROT | 1316.08
3VA1225-5GF42-0AF0 | CIRCUIT BREAKER 3VA1 IEC FRAME 250 BREAKING CAPACITY CLASS M ICU=55KA @ 415 V 4-POLE, LINE PROT | 1211.63
3VA1225-5GF42-0AH0 | CIRCUIT BREAKER 3VA1 IEC FRAME 250 BREAKING CAPACITY CLASS M ICU=55KA @ 415 V 4-POLE, LINE PROT | 1239.48
3VA1225-5GF42-0DA0 | CIRCUIT BREAKER 3VA1 IEC FRAME 250 BREAKING CAPACITY CLASS M ICU=55KA @ 415 V 4-POLE, LINE PROT | 1288.23
3VA1225-5GF42-0DH0 | CIRCUIT BREAKER 3VA1 IEC FRAME 250 BREAKING CAPACITY CLASS M ICU=55KA @ 415 V 4-POLE, LINE PROT | 1357.87
3VA1225-5GF42-0JA0 | CIRCUIT BREAKER 3VA1 IEC FRAME 250 BREAKING CAPACITY CLASS M ICU=55KA @ 415 V 4-POLE, LINE PROT | 1253.41
3VA1225-5GF42-0JH0 | CIRCUIT BREAKER 3VA1 IEC FRAME 250 BREAKING CAPACITY CLASS M ICU=55KA @ 415 V 4-POLE, LINE PROT | 1330.01
3VA1225-5GF42-0KC0 | CIRCUIT BREAKER 3VA1 IEC FRAME 250 BREAKING CAPACITY CLASS M ICU=55KA @ 415 V 4-POLE, LINE PROT | 1316.08
3VA1225-6EF32-0AD0 | CIRCUIT BREAKER 3VA1 IEC FRAME 250 BREAKING CAPACITY CLASS H ICU=70KA @ 415 V 3-POLE, LINE PROT | 1107.18
3VA1225-6EF32-0AF0 | CIRCUIT BREAKER 3VA1 IEC FRAME 250 BREAKING CAPACITY CLASS H ICU=70KA @ 415 V 3-POLE, LINE PROT | 1079.32
3VA1225-6EF32-0BH0 | CIRCUIT BREAKER 3VA1 IEC FRAME 250 BREAKING CAPACITY CLASS H ICU=70KA @ 415 V 3-POLE, LINE PROT | 1211.63
3VA1225-6EF32-0CC0 | CIRCUIT BREAKER 3VA1 IEC FRAME 250 BREAKING CAPACITY CLASS H ICU=70KA @ 415 V 3-POLE, LINE PROT | 1190.74
3VA1225-6EF32-0HC0 | CIRCUIT BREAKER 3VA1 IEC FRAME 250 BREAKING CAPACITY CLASS H ICU=70KA @ 415 V 3-POLE, LINE PROT | 1176.82
3VA1225-6EF32-0CH0 | CIRCUIT BREAKER 3VA1 IEC FRAME 250 BREAKING CAPACITY CLASS H ICU=70KA @ 415 V 3-POLE, LINE PROT | 1211.63
3VA1225-6EF32-0JC0 | CIRCUIT BREAKER 3VA1 IEC FRAME 250 BREAKING CAPACITY CLASS H ICU=70KA @ 415 V 3-POLE, LINE PROT | 1176.82
3VA1163-6MH32-0BA0 | CIRCUIT BREAKER 3VA1 IEC FRAME 160 BREAKING CAPACITY CLASS H ICU=70KA @ 415 V 3-POLE,MOTOR STAR | 406.66
3VA1163-6MH32-0DA0 | CIRCUIT BREAKER 3VA1 IEC FRAME 160 BREAKING CAPACITY CLASS H ICU=70KA @ 415 V 3-POLE,MOTOR STAR | 406.66
3VA1163-6MH32-0DH0 | CIRCUIT BREAKER 3VA1 IEC FRAME 160 BREAKING CAPACITY CLASS H ICU=70KA @ 415 V 3-POLE,MOTOR STAR | 480.48
3VA1163-6MH32-0JH0 | CIRCUIT BREAKER 3VA1 IEC FRAME 160 BREAKING CAPACITY CLASS H ICU=70KA @ 415 V 3-POLE,MOTOR STAR | 454.71
3VA1163-6MH32-0KC0 | CIRCUIT BREAKER 3VA1 IEC FRAME 160 BREAKING CAPACITY CLASS H ICU=70KA @ 415 V 3-POLE,MOTOR STAR | 431.03
3VA1120-4ED16-0AA0 | CIRCUIT BREAKER 3VA1 IEC FRAME 160 BREAKING CAPACITY CLASS S ICU=36KA @ 240 V 1-POLE, LINE PROT | 84.78
3VA1120-4ED26-0AA0 | CIRCUIT BREAKER 3VA1 IEC FRAME 160 BREAKING CAPACITY CLASS S ICU=36KA @ 415 V 2-POLE, LINE PROT | 153.88
3VA1163-3ED12-0AA0 | CIRCUIT BREAKER 3VA1 IEC FRAME 160 BREAKING CAPACITY CLASS N ICU=25KA @ 240 V 1-POLE, LINE PROT | 73.51
3VA1163-3ED22-0AA0 | CIRCUIT BREAKER 3VA1 IEC FRAME 160 BREAKING CAPACITY CLASS N ICU=25KA @ 415 V 2-POLE, LINE PROT | 133.3
3VA1163-4ED12-0AA0 | CIRCUIT BREAKER 3VA1 IEC FRAME 160 BREAKING CAPACITY CLASS S ICU=36KA @ 240 V 1-POLE, LINE PROT | 79.88
3VA1225-4GF42-0JA0 | CIRCUIT BREAKER 3VA1 IEC FRAME 250 BREAKING CAPACITY CLASS S ICU=36KA @ 415 V 4-POLE, LINE PROT | 1162.88
3VA1225-4GF42-0JH0 | CIRCUIT BREAKER 3VA1 IEC FRAME 250 BREAKING CAPACITY CLASS S ICU=36KA @ 415 V 4-POLE, LINE PROT | 1225.55
3VA1225-5EF32-0AD0 | CIRCUIT BREAKER 3VA1 IEC FRAME 250 BREAKING CAPACITY CLASS M ICU=55KA @ 415 V 3-POLE, LINE PROT | 974.87
3VA1225-5EF32-0AF0 | CIRCUIT BREAKER 3VA1 IEC FRAME 250 BREAKING CAPACITY CLASS M ICU=55KA @ 415 V 3-POLE, LINE PROT | 947.02
3VA1225-5EF32-0BC0 | CIRCUIT BREAKER 3VA1 IEC FRAME 250 BREAKING CAPACITY CLASS M ICU=55KA @ 415 V 3-POLE, LINE PROT | 1065.4
3VA1225-5EF32-0CA0 | CIRCUIT BREAKER 3VA1 IEC FRAME 250 BREAKING CAPACITY CLASS M ICU=55KA @ 415 V 3-POLE, LINE PROT | 1016.65
3VA1225-5EF32-0DA0 | CIRCUIT BREAKER 3VA1 IEC FRAME 250 BREAKING CAPACITY CLASS M ICU=55KA @ 415 V 3-POLE, LINE PROT | 1016.65
3VA1225-5EF32-0HH0 | CIRCUIT BREAKER 3VA1 IEC FRAME 250 BREAKING CAPACITY CLASS M ICU=55KA @ 415 V 3-POLE, LINE PROT | 1065.4
3VA1225-5EF32-0JA0 | CIRCUIT BREAKER 3VA1 IEC FRAME 250 BREAKING CAPACITY CLASS M ICU=55KA @ 415 V 3-POLE, LINE PROT | 981.84
3VA1225-5EF42-0AB0 | CIRCUIT BREAKER 3VA1 IEC FRAME 250 BREAKING CAPACITY CLASS M ICU=55KA @ 415 V 4-POLE, LINE PROT | 1239.48
3VA1225-5EF42-0AD0 | CIRCUIT BREAKER 3VA1 IEC FRAME 250 BREAKING CAPACITY CLASS M ICU=55KA @ 415 V 4-POLE, LINE PROT | 1239.48
3VA1225-5EF42-0BC0 | CIRCUIT BREAKER 3VA1 IEC FRAME 250 BREAKING CAPACITY CLASS M ICU=55KA @ 415 V 4-POLE, LINE PROT | 1330.01
3VA1225-5EF42-0CA0 | CIRCUIT BREAKER 3VA1 IEC FRAME 250 BREAKING CAPACITY CLASS M ICU=55KA @ 415 V 4-POLE, LINE PROT | 1288.23
3VA1225-5EF42-0HA0 | CIRCUIT BREAKER 3VA1 IEC FRAME 250 BREAKING CAPACITY CLASS M ICU=55KA @ 415 V 4-POLE, LINE PROT | 1253.41
3VA1225-5EF42-0HH0 | CIRCUIT BREAKER 3VA1 IEC FRAME 250 BREAKING CAPACITY CLASS M ICU=55KA @ 415 V 4-POLE, LINE PROT | 1330.01
3VA1225-5EF42-0KH0 | CIRCUIT BREAKER 3VA1 IEC FRAME 250 BREAKING CAPACITY CLASS M ICU=55KA @ 415 V 4-POLE, LINE PROT | 1330.01
3VA1225-5FF42-0AB0 | CIRCUIT BREAKER 3VA1 IEC FRAME 250 BREAKING CAPACITY CLASS M ICU=55KA @ 415 V 4-POLE, LINE PROT | 1239.48
3VA1225-5FF42-0AJ0 | CIRCUIT BREAKER 3VA1 IEC FRAME 250 BREAKING CAPACITY CLASS M ICU=55KA @ 415 V 4-POLE, LINE PROT | 1288.23
3VA1225-5FF42-0BC0 | CIRCUIT BREAKER 3VA1 IEC FRAME 250 BREAKING CAPACITY CLASS M ICU=55KA @ 415 V 4-POLE, LINE PROT | 1330.01
3VA1225-5FF42-0DC0 | CIRCUIT BREAKER 3VA1 IEC FRAME 250 BREAKING CAPACITY CLASS M ICU=55KA @ 415 V 4-POLE, LINE PROT | 1330.01
3VA1163-5MH36-0AE0 | CIRCUIT BREAKER 3VA1 IEC FRAME 160 BREAKING CAPACITY CLASS M ICU=55KA @ 415 V 3-POLE,MOTOR STAR | 391.34
3VA1163-5MH36-0AF0 | CIRCUIT BREAKER 3VA1 IEC FRAME 160 BREAKING CAPACITY CLASS M ICU=55KA @ 415 V 3-POLE,MOTOR STAR | 338.41
3VA1163-5MH36-0HH0 | CIRCUIT BREAKER 3VA1 IEC FRAME 160 BREAKING CAPACITY CLASS M ICU=55KA @ 415 V 3-POLE,MOTOR STAR | 454.02
3VA1163-5MH36-0CH0 | CIRCUIT BREAKER 3VA1 IEC FRAME 160 BREAKING CAPACITY CLASS M ICU=55KA @ 415 V 3-POLE,MOTOR STAR | 479.78
3VA1163-5MH36-0JA0 | CIRCUIT BREAKER 3VA1 IEC FRAME 160 BREAKING CAPACITY CLASS M ICU=55KA @ 415 V 3-POLE,MOTOR STAR | 378.82
3VA1163-5MH36-0JC0 | CIRCUIT BREAKER 3VA1 IEC FRAME 160 BREAKING CAPACITY CLASS M ICU=55KA @ 415 V 3-POLE,MOTOR STAR | 429.64
3VA1163-5MH36-0JH0 | CIRCUIT BREAKER 3VA1 IEC FRAME 160 BREAKING CAPACITY CLASS M ICU=55KA @ 415 V 3-POLE,MOTOR STAR | 454.02
3VA1163-6MH32-0BC0 | CIRCUIT BREAKER 3VA1 IEC FRAME 160 BREAKING CAPACITY CLASS H ICU=70KA @ 415 V 3-POLE,MOTOR STAR | 456.8
3VA1163-6MH32-0BH0 | CIRCUIT BREAKER 3VA1 IEC FRAME 160 BREAKING CAPACITY CLASS H ICU=70KA @ 415 V 3-POLE,MOTOR STAR | 480.48
3VA1163-6MH32-0CA0 | CIRCUIT BREAKER 3VA1 IEC FRAME 160 BREAKING CAPACITY CLASS H ICU=70KA @ 415 V 3-POLE,MOTOR STAR | 406.66
3VA1163-6MH32-0CC0 | CIRCUIT BREAKER 3VA1 IEC FRAME 160 BREAKING CAPACITY CLASS H ICU=70KA @ 415 V 3-POLE,MOTOR STAR | 456.8
3VA1120-3ED12-0AA0 | CIRCUIT BREAKER 3VA1 IEC FRAME 160 BREAKING CAPACITY CLASS N ICU=25KA @ 240 V 1-POLE, LINE PROT | 73.51
3VA1120-3ED16-0AA0 | CIRCUIT BREAKER 3VA1 IEC FRAME 160 BREAKING CAPACITY CLASS N ICU=25KA @ 240 V 1-POLE, LINE PROT | 79.4
3VA1120-3ED22-0AA0 | CIRCUIT BREAKER 3VA1 IEC FRAME 160 BREAKING CAPACITY CLASS N ICU=25KA @ 415 V 2-POLE, LINE PROT | 133.3
3VA1120-3ED26-0AA0 | CIRCUIT BREAKER 3VA1 IEC FRAME 160 BREAKING CAPACITY CLASS N ICU=25KA @ 415 V 2-POLE, LINE PROT | 142.6
3VA1163-4ED16-0AA0 | CIRCUIT BREAKER 3VA1 IEC FRAME 160 BREAKING CAPACITY CLASS S ICU=36KA @ 240 V 1-POLE, LINE PROT | 84.78
3VA1163-4ED22-0AA0 | CIRCUIT BREAKER 3VA1 IEC FRAME 160 BREAKING CAPACITY CLASS S ICU=36KA @ 415 V 2-POLE, LINE PROT | 143.11
3VA1163-4ED26-0AA0 | CIRCUIT BREAKER 3VA1 IEC FRAME 160 BREAKING CAPACITY CLASS S ICU=36KA @ 415 V 2-POLE, LINE PROT | 153.88
3VA1225-4GF42-0CH0 | CIRCUIT BREAKER 3VA1 IEC FRAME 250 BREAKING CAPACITY CLASS S ICU=36KA @ 415 V 4-POLE, LINE PROT | 1253.41
3VA1225-5EF32-0AG0 | CIRCUIT BREAKER 3VA1 IEC FRAME 250 BREAKING CAPACITY CLASS M ICU=55KA @ 415 V 3-POLE, LINE PROT | 974.87
3VA1225-5EF32-0AH0 | CIRCUIT BREAKER 3VA1 IEC FRAME 250 BREAKING CAPACITY CLASS M ICU=55KA @ 415 V 3-POLE, LINE PROT | 974.87
3VA1225-5EF32-0AJ0 | CIRCUIT BREAKER 3VA1 IEC FRAME 250 BREAKING CAPACITY CLASS M ICU=55KA @ 415 V 3-POLE, LINE PROT | 1016.65
3VA1225-5EF32-0BA0 | CIRCUIT BREAKER 3VA1 IEC FRAME 250 BREAKING CAPACITY CLASS M ICU=55KA @ 415 V 3-POLE, LINE PROT | 1016.65
3VA1225-5EF32-0JH0 | CIRCUIT BREAKER 3VA1 IEC FRAME 250 BREAKING CAPACITY CLASS M ICU=55KA @ 415 V 3-POLE, LINE PROT | 1065.4
3VA1225-5EF32-0KA0 | CIRCUIT BREAKER 3VA1 IEC FRAME 250 BREAKING CAPACITY CLASS M ICU=55KA @ 415 V 3-POLE, LINE PROT | 981.84
3VA1225-5EF32-0KC0 | CIRCUIT BREAKER 3VA1 IEC FRAME 250 BREAKING CAPACITY CLASS M ICU=55KA @ 415 V 3-POLE, LINE PROT | 1044.51
3VA1225-5EF32-0KH0 | CIRCUIT BREAKER 3VA1 IEC FRAME 250 BREAKING CAPACITY CLASS M ICU=55KA @ 415 V 3-POLE, LINE PROT | 1065.4
3VA1225-5EF42-0CC0 | CIRCUIT BREAKER 3VA1 IEC FRAME 250 BREAKING CAPACITY CLASS M ICU=55KA @ 415 V 4-POLE, LINE PROT | 1330.01
3VA1225-5EF42-0DA0 | CIRCUIT BREAKER 3VA1 IEC FRAME 250 BREAKING CAPACITY CLASS M ICU=55KA @ 415 V 4-POLE, LINE PROT | 1288.23
3VA1225-5EF42-0DC0 | CIRCUIT BREAKER 3VA1 IEC FRAME 250 BREAKING CAPACITY CLASS M ICU=55KA @ 415 V 4-POLE, LINE PROT | 1330.01
3VA1225-5GF42-0CH0 | CIRCUIT BREAKER 3VA1 IEC FRAME 250 BREAKING CAPACITY CLASS M ICU=55KA @ 415 V 4-POLE, LINE PROT | 1357.87
3VA1225-6EF32-0AH0 | CIRCUIT BREAKER 3VA1 IEC FRAME 250 BREAKING CAPACITY CLASS H ICU=70KA @ 415 V 3-POLE, LINE PROT | 1107.18
3VA1225-6EF32-0AJ0 | CIRCUIT BREAKER 3VA1 IEC FRAME 250 BREAKING CAPACITY CLASS H ICU=70KA @ 415 V 3-POLE, LINE PROT | 1141.99
3VA1225-6EF32-0BA0 | CIRCUIT BREAKER 3VA1 IEC FRAME 250 BREAKING CAPACITY CLASS H ICU=70KA @ 415 V 3-POLE, LINE PROT | 1141.99
3VA1225-6EF32-0BC0 | CIRCUIT BREAKER 3VA1 IEC FRAME 250 BREAKING CAPACITY CLASS H ICU=70KA @ 415 V 3-POLE, LINE PROT | 1190.74
3VA1220-5GF42-0AJ0 | CIRCUIT BREAKER 3VA1 IEC FRAME 250 BREAKING CAPACITY CLASS M ICU=55KA @ 415 V 4-POLE, LINE PROT | 1162.88
3VA1220-5GF42-0BA0 | CIRCUIT BREAKER 3VA1 IEC FRAME 250 BREAKING CAPACITY CLASS M ICU=55KA @ 415 V 4-POLE, LINE PROT | 1162.88
3VA1220-5GF42-0BC0 | CIRCUIT BREAKER 3VA1 IEC FRAME 250 BREAKING CAPACITY CLASS M ICU=55KA @ 415 V 4-POLE, LINE PROT | 1204.66
3VA1220-5GF42-0BH0 | CIRCUIT BREAKER 3VA1 IEC FRAME 250 BREAKING CAPACITY CLASS M ICU=55KA @ 415 V 4-POLE, LINE PROT | 1239.48
3VA1220-5GF42-0KA0 | CIRCUIT BREAKER 3VA1 IEC FRAME 250 BREAKING CAPACITY CLASS M ICU=55KA @ 415 V 4-POLE, LINE PROT | 1141.99
3VA1220-5GF42-0KC0 | CIRCUIT BREAKER 3VA1 IEC FRAME 250 BREAKING CAPACITY CLASS M ICU=55KA @ 415 V 4-POLE, LINE PROT | 1190.74
3VA1220-5GF42-0KH0 | CIRCUIT BREAKER 3VA1 IEC FRAME 250 BREAKING CAPACITY CLASS M ICU=55KA @ 415 V 4-POLE, LINE PROT | 1204.66
3VA1220-5MH32-0AA0 | CIRCUIT BREAKER 3VA1 IEC FRAME 250 BREAKING CAPACITY CLASS M ICU=55KA @ 415 V 3-POLE,MOTOR STAR | 563.56
3VA1220-5MH32-0DA0 | CIRCUIT BREAKER 3VA1 IEC FRAME 250 BREAKING CAPACITY CLASS M ICU=55KA @ 415 V 3-POLE, MOTOR STA | 919.17
3VA1220-5MH32-0DC0 | CIRCUIT BREAKER 3VA1 IEC FRAME 250 BREAKING CAPACITY CLASS M ICU=55KA @ 415 V 3-POLE, MOTOR STA | 967.92
3VA1220-5MH32-0DH0 | CIRCUIT BREAKER 3VA1 IEC FRAME 250 BREAKING CAPACITY CLASS M ICU=55KA @ 415 V 3-POLE, MOTOR STA | 981.84
3VA1220-5MH32-0HA0 | CIRCUIT BREAKER 3VA1 IEC FRAME 250 BREAKING CAPACITY CLASS M ICU=55KA @ 415 V 3-POLE, MOTOR STA | 898.28
3VA1220-6EF32-0AE0 | CIRCUIT BREAKER 3VA1 IEC FRAME 250 BREAKING CAPACITY CLASS H ICU=70KA @ 415 V 3-POLE, LINE PROT | 1016.65
3VA1220-6EF32-0AF0 | CIRCUIT BREAKER 3VA1 IEC FRAME 250 BREAKING CAPACITY CLASS H ICU=70KA @ 415 V 3-POLE, LINE PROT | 960.95
3VA1220-6EF32-0AG0 | CIRCUIT BREAKER 3VA1 IEC FRAME 250 BREAKING CAPACITY CLASS H ICU=70KA @ 415 V 3-POLE, LINE PROT | 981.84
3VA1220-6EF32-0AH0 | CIRCUIT BREAKER 3VA1 IEC FRAME 250 BREAKING CAPACITY CLASS H ICU=70KA @ 415 V 3-POLE, LINE PROT | 981.84
3VA1220-6EF32-0CH0 | CIRCUIT BREAKER 3VA1 IEC FRAME 250 BREAKING CAPACITY CLASS H ICU=70KA @ 415 V 3-POLE, LINE PROT | 1107.18
3VA1220-6EF32-0JA0 | CIRCUIT BREAKER 3VA1 IEC FRAME 250 BREAKING CAPACITY CLASS H ICU=70KA @ 415 V 3-POLE, LINE PROT | 1002.73
3VA1220-6EF32-0JC0 | CIRCUIT BREAKER 3VA1 IEC FRAME 250 BREAKING CAPACITY CLASS H ICU=70KA @ 415 V 3-POLE, LINE PROT | 1051.48
3VA1220-6EF32-0JH0 | CIRCUIT BREAKER 3VA1 IEC FRAME 250 BREAKING CAPACITY CLASS H ICU=70KA @ 415 V 3-POLE, LINE PROT | 1079.32
3VA1220-6EF32-0KA0 | CIRCUIT BREAKER 3VA1 IEC FRAME 250 BREAKING CAPACITY CLASS H ICU=70KA @ 415 V 3-POLE, LINE PROT | 1002.73
3VA1220-6EF42-0BC0 | CIRCUIT BREAKER 3VA1 IEC FRAME 250 BREAKING CAPACITY CLASS H ICU=70KA @ 415 V 4-POLE, LINE PROT | 1350.9
3VA1220-6EF42-0BH0 | CIRCUIT BREAKER 3VA1 IEC FRAME 250 BREAKING CAPACITY CLASS H ICU=70KA @ 415 V 4-POLE, LINE PROT | 1371.79
3VA1220-6EF42-0CA0 | CIRCUIT BREAKER 3VA1 IEC FRAME 250 BREAKING CAPACITY CLASS H ICU=70KA @ 415 V 4-POLE, LINE PROT | 1309.12
3VA1220-6EF42-0CC0 | CIRCUIT BREAKER 3VA1 IEC FRAME 250 BREAKING CAPACITY CLASS H ICU=70KA @ 415 V 4-POLE, LINE PROT | 1350.9
3VA1225-5FF42-0HA0 | CIRCUIT BREAKER 3VA1 IEC FRAME 250 BREAKING CAPACITY CLASS M ICU=55KA @ 415 V 4-POLE, LINE PROT | 1253.41
3VA1225-5FF42-0KA0 | CIRCUIT BREAKER 3VA1 IEC FRAME 250 BREAKING CAPACITY CLASS M ICU=55KA @ 415 V 4-POLE, LINE PROT | 1253.41
3VA1225-5FF42-0KH0 | CIRCUIT BREAKER 3VA1 IEC FRAME 250 BREAKING CAPACITY CLASS M ICU=55KA @ 415 V 4-POLE, LINE PROT | 1330.01
3VA1225-5GF42-0AG0 | CIRCUIT BREAKER 3VA1 IEC FRAME 250 BREAKING CAPACITY CLASS M ICU=55KA @ 415 V 4-POLE, LINE PROT | 1239.48
3VA1225-5GF42-0AJ0 | CIRCUIT BREAKER 3VA1 IEC FRAME 250 BREAKING CAPACITY CLASS M ICU=55KA @ 415 V 4-POLE, LINE PROT | 1288.23
3VA1225-5GF42-0CC0 | CIRCUIT BREAKER 3VA1 IEC FRAME 250 BREAKING CAPACITY CLASS M ICU=55KA @ 415 V 4-POLE, LINE PROT | 1330.01
3VA1225-5GF42-0DC0 | CIRCUIT BREAKER 3VA1 IEC FRAME 250 BREAKING CAPACITY CLASS M ICU=55KA @ 415 V 4-POLE, LINE PROT | 1330.01
3VA1225-5GF42-0JC0 | CIRCUIT BREAKER 3VA1 IEC FRAME 250 BREAKING CAPACITY CLASS M ICU=55KA @ 415 V 4-POLE, LINE PROT | 1316.08
3VA1225-5GF42-0KA0 | CIRCUIT BREAKER 3VA1 IEC FRAME 250 BREAKING CAPACITY CLASS M ICU=55KA @ 415 V 4-POLE, LINE PROT | 1253.41
3VA1225-6EF32-0AE0 | CIRCUIT BREAKER 3VA1 IEC FRAME 250 BREAKING CAPACITY CLASS H ICU=70KA @ 415 V 3-POLE, LINE PROT | 1135.04
3VA1225-6EF32-0AG0 | CIRCUIT BREAKER 3VA1 IEC FRAME 250 BREAKING CAPACITY CLASS H ICU=70KA @ 415 V 3-POLE, LINE PROT | 1107.18
3VA1225-6EF32-0BE0 | CIRCUIT BREAKER 3VA1 IEC FRAME 250 BREAKING CAPACITY CLASS H ICU=70KA @ 415 V 3-POLE, LINE PROT | 1246.44
3VA1225-6EF32-0CA0 | CIRCUIT BREAKER 3VA1 IEC FRAME 250 BREAKING CAPACITY CLASS H ICU=70KA @ 415 V 3-POLE, LINE PROT | 1141.99
3VA1225-6EF32-0HH0 | CIRCUIT BREAKER 3VA1 IEC FRAME 250 BREAKING CAPACITY CLASS H ICU=70KA @ 415 V 3-POLE, LINE PROT | 1190.74
3VA1225-6EF32-0JA0 | CIRCUIT BREAKER 3VA1 IEC FRAME 250 BREAKING CAPACITY CLASS H ICU=70KA @ 415 V 3-POLE, LINE PROT | 1128.07
3VA1220-5GF42-0CC0 | CIRCUIT BREAKER 3VA1 IEC FRAME 250 BREAKING CAPACITY CLASS M ICU=55KA @ 415 V 4-POLE, LINE PROT | 1204.66
3VA1220-5GF42-0DC0 | CIRCUIT BREAKER 3VA1 IEC FRAME 250 BREAKING CAPACITY CLASS M ICU=55KA @ 415 V 4-POLE, LINE PROT | 1204.66
3VA1220-5GF42-0CH0 | CIRCUIT BREAKER 3VA1 IEC FRAME 250 BREAKING CAPACITY CLASS M ICU=55KA @ 415 V 4-POLE, LINE PROT | 1239.48
3VA1220-5GF42-0JC0 | CIRCUIT BREAKER 3VA1 IEC FRAME 250 BREAKING CAPACITY CLASS M ICU=55KA @ 415 V 4-POLE, LINE PROT | 1190.74
3VA1220-5MH32-0AC0 | CIRCUIT BREAKER 3VA1 IEC FRAME 250 BREAKING CAPACITY CLASS M ICU=55KA @ 415 V 3-POLE, MOTOR STA | 856.49
3VA1220-5MH32-0AE0 | CIRCUIT BREAKER 3VA1 IEC FRAME 250 BREAKING CAPACITY CLASS M ICU=55KA @ 415 V 3-POLE, MOTOR STA | 905.24
3VA1220-5MH32-0BH0 | CIRCUIT BREAKER 3VA1 IEC FRAME 250 BREAKING CAPACITY CLASS M ICU=55KA @ 415 V 3-POLE, MOTOR STA | 981.84
3VA1220-5MH32-0CC0 | CIRCUIT BREAKER 3VA1 IEC FRAME 250 BREAKING CAPACITY CLASS M ICU=55KA @ 415 V 3-POLE, MOTOR STA | 967.92
3VA1220-5MH32-0HC0 | CIRCUIT BREAKER 3VA1 IEC FRAME 250 BREAKING CAPACITY CLASS M ICU=55KA @ 415 V 3-POLE, MOTOR STA | 940.06
3VA1220-5MH32-0CH0 | CIRCUIT BREAKER 3VA1 IEC FRAME 250 BREAKING CAPACITY CLASS M ICU=55KA @ 415 V 3-POLE, MOTOR STA | 981.84
3VA1220-6EF32-0AA0 | CIRCUIT BREAKER 3VA1 IEC FRAME 250 BREAKING CAPACITY CLASS H ICU=70KA @ 415 V 3-POLE, LINE PROT | 641.97
3VA1220-6EF32-0AC0 | CIRCUIT BREAKER 3VA1 IEC FRAME 250 BREAKING CAPACITY CLASS H ICU=70KA @ 415 V 3-POLE, LINE PROT | 960.95
3VA1220-6EF32-0BA0 | CIRCUIT BREAKER 3VA1 IEC FRAME 250 BREAKING CAPACITY CLASS H ICU=70KA @ 415 V 3-POLE, LINE PROT | 1037.54
3VA1220-6EF32-0BH0 | CIRCUIT BREAKER 3VA1 IEC FRAME 250 BREAKING CAPACITY CLASS H ICU=70KA @ 415 V 3-POLE, LINE PROT | 1107.18
3VA1220-6EF32-0DH0 | CIRCUIT BREAKER 3VA1 IEC FRAME 250 BREAKING CAPACITY CLASS H ICU=70KA @ 415 V 3-POLE, LINE PROT | 1107.18
3VA1220-5GF42-0CA0 | CIRCUIT BREAKER 3VA1 IEC FRAME 250 BREAKING CAPACITY CLASS M ICU=55KA @ 415 V 4-POLE, LINE PROT | 1162.88
3VA1220-5GF42-0DA0 | CIRCUIT BREAKER 3VA1 IEC FRAME 250 BREAKING CAPACITY CLASS M ICU=55KA @ 415 V 4-POLE, LINE PROT | 1162.88
3VA1220-5GF42-0JA0 | CIRCUIT BREAKER 3VA1 IEC FRAME 250 BREAKING CAPACITY CLASS M ICU=55KA @ 415 V 4-POLE, LINE PROT | 1141.99
3VA1220-5GF42-0JH0 | CIRCUIT BREAKER 3VA1 IEC FRAME 250 BREAKING CAPACITY CLASS M ICU=55KA @ 415 V 4-POLE, LINE PROT | 1204.66
3VA1220-5MH32-0AB0 | CIRCUIT BREAKER 3VA1 IEC FRAME 250 BREAKING CAPACITY CLASS M ICU=55KA @ 415 V 3-POLE, MOTOR STA | 877.38
3VA1220-5MH32-0AD0 | CIRCUIT BREAKER 3VA1 IEC FRAME 250 BREAKING CAPACITY CLASS M ICU=55KA @ 415 V 3-POLE, MOTOR STA | 877.38
3VA1220-5MH32-0AF0 | CIRCUIT BREAKER 3VA1 IEC FRAME 250 BREAKING CAPACITY CLASS M ICU=55KA @ 415 V 3-POLE, MOTOR STA | 856.49
3VA1220-5MH32-0BC0 | CIRCUIT BREAKER 3VA1 IEC FRAME 250 BREAKING CAPACITY CLASS M ICU=55KA @ 415 V 3-POLE, MOTOR STA | 967.92
3VA1220-5MH32-0CA0 | CIRCUIT BREAKER 3VA1 IEC FRAME 250 BREAKING CAPACITY CLASS M ICU=55KA @ 415 V 3-POLE, MOTOR STA | 919.17
3VA1220-5MH32-0HH0 | CIRCUIT BREAKER 3VA1 IEC FRAME 250 BREAKING CAPACITY CLASS M ICU=55KA @ 415 V 3-POLE, MOTOR STA | 967.92
3VA1220-5MH32-0JA0 | CIRCUIT BREAKER 3VA1 IEC FRAME 250 BREAKING CAPACITY CLASS M ICU=55KA @ 415 V 3-POLE, MOTOR STA | 898.28
3VA1220-6EF32-0AB0 | CIRCUIT BREAKER 3VA1 IEC FRAME 250 BREAKING CAPACITY CLASS H ICU=70KA @ 415 V 3-POLE, LINE PROT | 981.84
3VA1220-6EF32-0AD0 | CIRCUIT BREAKER 3VA1 IEC FRAME 250 BREAKING CAPACITY CLASS H ICU=70KA @ 415 V 3-POLE, LINE PROT | 981.84
3VA1220-6EF32-0AJ0 | CIRCUIT BREAKER 3VA1 IEC FRAME 250 BREAKING CAPACITY CLASS H ICU=70KA @ 415 V 3-POLE, LINE PROT | 1037.54
3VA1220-6EF32-0BC0 | CIRCUIT BREAKER 3VA1 IEC FRAME 250 BREAKING CAPACITY CLASS H ICU=70KA @ 415 V 3-POLE, LINE PROT | 1079.32
3VA1220-6EF32-0HA0 | CIRCUIT BREAKER 3VA1 IEC FRAME 250 BREAKING CAPACITY CLASS H ICU=70KA @ 415 V 3-POLE, LINE PROT | 1002.73
3VA1220-6EF32-0HH0 | CIRCUIT BREAKER 3VA1 IEC FRAME 250 BREAKING CAPACITY CLASS H ICU=70KA @ 415 V 3-POLE, LINE PROT | 1079.32
3VA1220-6EF32-0KH0 | CIRCUIT BREAKER 3VA1 IEC FRAME 250 BREAKING CAPACITY CLASS H ICU=70KA @ 415 V 3-POLE, LINE PROT | 1079.32
3VA1220-6EF42-0AB0 | CIRCUIT BREAKER 3VA1 IEC FRAME 250 BREAKING CAPACITY CLASS H ICU=70KA @ 415 V 4-POLE, LINE PROT | 1253.41
3VA1220-6EF42-0AG0 | CIRCUIT BREAKER 3VA1 IEC FRAME 250 BREAKING CAPACITY CLASS H ICU=70KA @ 415 V 4-POLE, LINE PROT | 1253.41
3VA1220-6EF42-0AJ0 | CIRCUIT BREAKER 3VA1 IEC FRAME 250 BREAKING CAPACITY CLASS H ICU=70KA @ 415 V 4-POLE, LINE PROT | 1309.12
3VA1220-6EF42-0DC0 | CIRCUIT BREAKER 3VA1 IEC FRAME 250 BREAKING CAPACITY CLASS H ICU=70KA @ 415 V 4-POLE, LINE PROT | 1350.9
3VA1220-6EF42-0HA0 | CIRCUIT BREAKER 3VA1 IEC FRAME 250 BREAKING CAPACITY CLASS H ICU=70KA @ 415 V 4-POLE, LINE PROT | 1288.23
3VA1220-6EF42-0KA0 | CIRCUIT BREAKER 3VA1 IEC FRAME 250 BREAKING CAPACITY CLASS H ICU=70KA @ 415 V 4-POLE, LINE PROT | 1288.23
3VA1220-6EF42-0KH0 | CIRCUIT BREAKER 3VA1 IEC FRAME 250 BREAKING CAPACITY CLASS H ICU=70KA @ 415 V 4-POLE, LINE PROT | 1350.9
3VA1220-6MH32-0AC0 | CIRCUIT BREAKER 3VA1 IEC FRAME 250 BREAKING CAPACITY CLASS H ICU=70KA @ 415 V 3-POLE, MOTOR STA | 960.95
3VA1220-6MH32-0AE0 | CIRCUIT BREAKER 3VA1 IEC FRAME 250 BREAKING CAPACITY CLASS H ICU=70KA @ 415 V 3-POLE, MOTOR STA | 1016.65
3VA1220-6MH32-0BH0 | CIRCUIT BREAKER 3VA1 IEC FRAME 250 BREAKING CAPACITY CLASS H ICU=70KA @ 415 V 3-POLE, MOTOR STA | 1107.18
3VA1220-6MH32-0CC0 | CIRCUIT BREAKER 3VA1 IEC FRAME 250 BREAKING CAPACITY CLASS H ICU=70KA @ 415 V 3-POLE, MOTOR STA | 1079.32
3VA1220-6MH32-0CH0 | CIRCUIT BREAKER 3VA1 IEC FRAME 250 BREAKING CAPACITY CLASS H ICU=70KA @ 415 V 3-POLE, MOTOR STA | 1107.18
3VA1225-5EF42-0DH0 | CIRCUIT BREAKER 3VA1 IEC FRAME 250 BREAKING CAPACITY CLASS M ICU=55KA @ 415 V 4-POLE, LINE PROT | 1357.87
3VA1225-5FF42-0AC0 | CIRCUIT BREAKER 3VA1 IEC FRAME 250 BREAKING CAPACITY CLASS M ICU=55KA @ 415 V 4-POLE, LINE PROT | 1211.63
3VA1225-5FF42-0AD0 | CIRCUIT BREAKER 3VA1 IEC FRAME 250 BREAKING CAPACITY CLASS M ICU=55KA @ 415 V 4-POLE, LINE PROT | 1239.48
3VA1225-5FF42-0AE0 | CIRCUIT BREAKER 3VA1 IEC FRAME 250 BREAKING CAPACITY CLASS M ICU=55KA @ 415 V 4-POLE, LINE PROT | 1267.34
3VA1225-5FF42-0AF0 | CIRCUIT BREAKER 3VA1 IEC FRAME 250 BREAKING CAPACITY CLASS M ICU=55KA @ 415 V 4-POLE, LINE PROT | 1211.63
3VA1225-5FF42-0AG0 | CIRCUIT BREAKER 3VA1 IEC FRAME 250 BREAKING CAPACITY CLASS M ICU=55KA @ 415 V 4-POLE, LINE PROT | 1239.48
3VA1225-5FF42-0HH0 | CIRCUIT BREAKER 3VA1 IEC FRAME 250 BREAKING CAPACITY CLASS M ICU=55KA @ 415 V 4-POLE, LINE PROT | 1330.01
3VA1225-5FF42-0CH0 | CIRCUIT BREAKER 3VA1 IEC FRAME 250 BREAKING CAPACITY CLASS M ICU=55KA @ 415 V 4-POLE, LINE PROT | 1357.87
3VA1225-5FF42-0JA0 | CIRCUIT BREAKER 3VA1 IEC FRAME 250 BREAKING CAPACITY CLASS M ICU=55KA @ 415 V 4-POLE, LINE PROT | 1253.41
3VA1225-5FF42-0JC0 | CIRCUIT BREAKER 3VA1 IEC FRAME 250 BREAKING CAPACITY CLASS M ICU=55KA @ 415 V 4-POLE, LINE PROT | 1316.08
3VA1225-5GF42-0BA0 | CIRCUIT BREAKER 3VA1 IEC FRAME 250 BREAKING CAPACITY CLASS M ICU=55KA @ 415 V 4-POLE, LINE PROT | 1288.23
3VA1225-5GF42-0BC0 | CIRCUIT BREAKER 3VA1 IEC FRAME 250 BREAKING CAPACITY CLASS M ICU=55KA @ 415 V 4-POLE, LINE PROT | 1330.01
3VA1225-5GF42-0BH0 | CIRCUIT BREAKER 3VA1 IEC FRAME 250 BREAKING CAPACITY CLASS M ICU=55KA @ 415 V 4-POLE, LINE PROT | 1357.87
3VA1225-5GF42-0CA0 | CIRCUIT BREAKER 3VA1 IEC FRAME 250 BREAKING CAPACITY CLASS M ICU=55KA @ 415 V 4-POLE, LINE PROT | 1288.23
3VA1225-5GF42-0KH0 | CIRCUIT BREAKER 3VA1 IEC FRAME 250 BREAKING CAPACITY CLASS M ICU=55KA @ 415 V 4-POLE, LINE PROT | 1330.01
3VA1225-6EF32-0AA0 | CIRCUIT BREAKER 3VA1 IEC FRAME 250 BREAKING CAPACITY CLASS H ICU=70KA @ 415 V 3-POLE, LINE PROT | 730.16
3VA1225-6EF32-0AB0 | CIRCUIT BREAKER 3VA1 IEC FRAME 250 BREAKING CAPACITY CLASS H ICU=70KA @ 415 V 3-POLE, LINE PROT | 1107.18
3VA1225-6EF32-0AC0 | CIRCUIT BREAKER 3VA1 IEC FRAME 250 BREAKING CAPACITY CLASS H ICU=70KA @ 415 V 3-POLE, LINE PROT | 1079.32
3VA1225-6EF32-0DA0 | CIRCUIT BREAKER 3VA1 IEC FRAME 250 BREAKING CAPACITY CLASS H ICU=70KA @ 415 V 3-POLE, LINE PROT | 1141.99
3VA1225-6EF32-0DC0 | CIRCUIT BREAKER 3VA1 IEC FRAME 250 BREAKING CAPACITY CLASS H ICU=70KA @ 415 V 3-POLE, LINE PROT | 1190.74
3VA1225-6EF32-0DH0 | CIRCUIT BREAKER 3VA1 IEC FRAME 250 BREAKING CAPACITY CLASS H ICU=70KA @ 415 V 3-POLE, LINE PROT | 1211.63
3VA1225-6EF32-0HA0 | CIRCUIT BREAKER 3VA1 IEC FRAME 250 BREAKING CAPACITY CLASS H ICU=70KA @ 415 V 3-POLE, LINE PROT | 1128.07
3VA1220-5GF42-0DH0 | CIRCUIT BREAKER 3VA1 IEC FRAME 250 BREAKING CAPACITY CLASS M ICU=55KA @ 415 V 4-POLE, LINE PROT | 1239.48
3VA1220-5GF42-0HA0 | CIRCUIT BREAKER 3VA1 IEC FRAME 250 BREAKING CAPACITY CLASS M ICU=55KA @ 415 V 4-POLE, LINE PROT | 1141.99
3VA1220-5GF42-0HC0 | CIRCUIT BREAKER 3VA1 IEC FRAME 250 BREAKING CAPACITY CLASS M ICU=55KA @ 415 V 4-POLE, LINE PROT | 1190.74
3VA1220-5GF42-0HH0 | CIRCUIT BREAKER 3VA1 IEC FRAME 250 BREAKING CAPACITY CLASS M ICU=55KA @ 415 V 4-POLE, LINE PROT | 1204.66
3VA1220-5MH32-0AG0 | CIRCUIT BREAKER 3VA1 IEC FRAME 250 BREAKING CAPACITY CLASS M ICU=55KA @ 415 V 3-POLE, MOTOR STA | 877.38
3VA1220-5MH32-0AH0 | CIRCUIT BREAKER 3VA1 IEC FRAME 250 BREAKING CAPACITY CLASS M ICU=55KA @ 415 V 3-POLE, MOTOR STA | 877.38
3VA1220-5MH32-0AJ0 | CIRCUIT BREAKER 3VA1 IEC FRAME 250 BREAKING CAPACITY CLASS M ICU=55KA @ 415 V 3-POLE, MOTOR STA | 912.2
3VA1220-5MH32-0BA0 | CIRCUIT BREAKER 3VA1 IEC FRAME 250 BREAKING CAPACITY CLASS M ICU=55KA @ 415 V 3-POLE, MOTOR STA | 919.17
3VA1220-6FF42-0AA0 | CIRCUIT BREAKER 3VA1 IEC FRAME 250 BREAKING CAPACITY CLASS H ICU=70KA @ 415 V 4-POLE, LINE PROT | 837.97
3VA1220-6GF42-0AA0 | CIRCUIT BREAKER 3VA1 IEC FRAME 250 BREAKING CAPACITY CLASS H ICU=70KA @ 415 V 4-POLE, LINE PROT | 837.97
3VA1220-6MH32-0AA0 | CIRCUIT BREAKER 3VA1 IEC FRAME 250 BREAKING CAPACITY CLASS H ICU=70KA @ 415 V 3-POLE,MOTOR STAR | 641.97
3VA1220-6MH32-0AB0 | CIRCUIT BREAKER 3VA1 IEC FRAME 250 BREAKING CAPACITY CLASS H ICU=70KA @ 415 V 3-POLE, MOTOR STA | 981.84
3VA1220-6MH32-0DC0 | CIRCUIT BREAKER 3VA1 IEC FRAME 250 BREAKING CAPACITY CLASS H ICU=70KA @ 415 V 3-POLE, MOTOR STA | 1079.32
3VA1220-6MH32-0DH0 | CIRCUIT BREAKER 3VA1 IEC FRAME 250 BREAKING CAPACITY CLASS H ICU=70KA @ 415 V 3-POLE, MOTOR STA | 1107.18
3VA1220-6MH32-0HA0 | CIRCUIT BREAKER 3VA1 IEC FRAME 250 BREAKING CAPACITY CLASS H ICU=70KA @ 415 V 3-POLE, MOTOR STA | 1002.73
3VA1220-6MH32-0HC0 | CIRCUIT BREAKER 3VA1 IEC FRAME 250 BREAKING CAPACITY CLASS H ICU=70KA @ 415 V 3-POLE, MOTOR STA | 1051.48
3VA1225-1AA32-0AE0 | SWITCH DISCONNECTOR 3VA1 IEC FRAME 250 3-POLE SD100, IN=250A WITHOUT OVERLOAD PROTECTION WITHOU | 630.88
3VA1225-1AA32-0AF0 | SWITCH DISCONNECTOR 3VA1 IEC FRAME 250 3-POLE SD100, IN=250A WITHOUT OVERLOAD PROTECTION WITHOU | 581.45
3VA1225-1AA32-0AG0 | SWITCH DISCONNECTOR 3VA1 IEC FRAME 250 3-POLE SD100, IN=250A WITHOUT OVERLOAD PROTECTION WITHOU | 606.51
3VA1225-1AA32-0AH0 | SWITCH DISCONNECTOR 3VA1 IEC FRAME 250 3-POLE SD100, IN=250A WITHOUT OVERLOAD PROTECTION WITHOU | 606.51
3VA1225-1AA32-0JA0 | SWITCH DISCONNECTOR 3VA1 IEC FRAME 250 3-POLE SD100, IN=250A WITHOUT OVERLOAD PROTECTION WITHOU | 621.14
3VA1225-1AA32-0JC0 | SWITCH DISCONNECTOR 3VA1 IEC FRAME 250 3-POLE SD100, IN=250A WITHOUT OVERLOAD PROTECTION WITHOU | 672.66
3VA1225-1AA32-0JH0 | SWITCH DISCONNECTOR 3VA1 IEC FRAME 250 3-POLE SD100, IN=250A WITHOUT OVERLOAD PROTECTION WITHOU | 694.95
3VA1225-1AA32-0KA0 | SWITCH DISCONNECTOR 3VA1 IEC FRAME 250 3-POLE SD100, IN=250A WITHOUT OVERLOAD PROTECTION WITHOU | 621.14
3VA1225-1AA42-0BH0 | SWITCH DISCONNECTOR 3VA1 IEC FRAME 250 4-POLE SD100, IN=250A WITHOUT OVERLOAD PROTECTION WITHOU | 891.31
3VA1225-1AA42-0CA0 | SWITCH DISCONNECTOR 3VA1 IEC FRAME 250 4-POLE SD100, IN=250A WITHOUT OVERLOAD PROTECTION WITHOU | 807.76
3VA1225-1AA42-0CC0 | SWITCH DISCONNECTOR 3VA1 IEC FRAME 250 4-POLE SD100, IN=250A WITHOUT OVERLOAD PROTECTION WITHOU | 856.49
3VA1225-1AA42-0CE0 | SWITCH DISCONNECTOR 3VA1 IEC FRAME 250 4-POLE SD100, IN=250A WITHOUT OVERLOAD PROTECTION WITHOU | 912.2
3VA1225-1AA42-0KH0 | SWITCH DISCONNECTOR 3VA1 IEC FRAME 250 4-POLE SD100, IN=250A WITHOUT OVERLOAD PROTECTION WITHOU | 856.49
3VA1225-1AA42-0LC0 | SWITCH DISCONNECTOR 3VA1 IEC FRAME 250 4-POLE SD100, IN=250A WITHOUT OVERLOAD PROTECTION WITHOU | 940.06
3VA1225-4EF32-0AA0 | CIRCUIT BREAKER 3VA1 IEC FRAME 250 BREAKING CAPACITY CLASS S ICU=36KA @ 415 V 3-POLE, LINE PROT | 573.35
3VA1225-4EF32-0AB0 | CIRCUIT BREAKER 3VA1 IEC FRAME 250 BREAKING CAPACITY CLASS S ICU=36KA @ 415 V 3-POLE, LINE PROT | 898.28
3VA1225-4EF32-0AC0 | CIRCUIT BREAKER 3VA1 IEC FRAME 250 BREAKING CAPACITY CLASS S ICU=36KA @ 415 V 3-POLE, LINE PROT | 870.43
3VA1225-4EF32-0DC0 | CIRCUIT BREAKER 3VA1 IEC FRAME 250 BREAKING CAPACITY CLASS S ICU=36KA @ 415 V 3-POLE, LINE PROT | 981.84
3VA1225-4EF32-0DH0 | CIRCUIT BREAKER 3VA1 IEC FRAME 250 BREAKING CAPACITY CLASS S ICU=36KA @ 415 V 3-POLE, LINE PROT | 1016.65
3VA1225-4EF32-0HA0 | CIRCUIT BREAKER 3VA1 IEC FRAME 250 BREAKING CAPACITY CLASS S ICU=36KA @ 415 V 3-POLE, LINE PROT | 912.2
3VA1225-4EF32-0HC0 | CIRCUIT BREAKER 3VA1 IEC FRAME 250 BREAKING CAPACITY CLASS S ICU=36KA @ 415 V 3-POLE, LINE PROT | 947.02
3VA1225-4EF42-0AF0 | CIRCUIT BREAKER 3VA1 IEC FRAME 250 BREAKING CAPACITY CLASS S ICU=36KA @ 415 V 4-POLE, LINE PROT | 1128.07
3VA1220-6MH32-0JC0 | CIRCUIT BREAKER 3VA1 IEC FRAME 250 BREAKING CAPACITY CLASS H ICU=70KA @ 415 V 3-POLE, MOTOR STA | 1051.48
3VA1225-1AA32-0AA0 | SWITCH DISCONNECTOR 3VA1 IEC FRAME 250 3-POLE SD100, IN=250A WITHOUT OVERLOAD PROTECTION WITHOU | 374.38
3VA1225-1AA32-0AC0 | SWITCH DISCONNECTOR 3VA1 IEC FRAME 250 3-POLE SD100, IN=250A WITHOUT OVERLOAD PROTECTION WITHOU | 581.45
3VA1225-1AA32-0BA0 | SWITCH DISCONNECTOR 3VA1 IEC FRAME 250 3-POLE SD100, IN=250A WITHOUT OVERLOAD PROTECTION WITHOU | 647.59
3VA1225-1AA32-0BH0 | SWITCH DISCONNECTOR 3VA1 IEC FRAME 250 3-POLE SD100, IN=250A WITHOUT OVERLOAD PROTECTION WITHOU | 724.2
3VA1225-1AA32-0HC0 | SWITCH DISCONNECTOR 3VA1 IEC FRAME 250 3-POLE SD100, IN=250A WITHOUT OVERLOAD PROTECTION WITHOU | 672.66
3VA1225-1AA32-0CH0 | SWITCH DISCONNECTOR 3VA1 IEC FRAME 250 3-POLE SD100, IN=250A WITHOUT OVERLOAD PROTECTION WITHOU | 724.2
3VA1225-1AA32-0KC0 | SWITCH DISCONNECTOR 3VA1 IEC FRAME 250 3-POLE SD100, IN=250A WITHOUT OVERLOAD PROTECTION WITHOU | 672.66
3VA1225-1AA42-0AA0 | SWITCH DISCONNECTOR 3VA1 IEC FRAME 250 4-POLE SD100, IN=250A WITHOUT OVERLOAD PROTECTION WITHOU | 487.09
3VA1225-1AA42-0AH0 | SWITCH DISCONNECTOR 3VA1 IEC FRAME 250 4-POLE SD100, IN=250A WITHOUT OVERLOAD PROTECTION WITHOU | 765.98
3VA1225-1AA42-0BA0 | SWITCH DISCONNECTOR 3VA1 IEC FRAME 250 4-POLE SD100, IN=250A WITHOUT OVERLOAD PROTECTION WITHOU | 807.76
3VA1225-1AA42-0DC0 | SWITCH DISCONNECTOR 3VA1 IEC FRAME 250 4-POLE SD100, IN=250A WITHOUT OVERLOAD PROTECTION WITHOU | 856.49
3VA1225-1AA42-0HA0 | SWITCH DISCONNECTOR 3VA1 IEC FRAME 250 4-POLE SD100, IN=250A WITHOUT OVERLOAD PROTECTION WITHOU | 779.9
3VA1225-1AA42-0JC0 | SWITCH DISCONNECTOR 3VA1 IEC FRAME 250 4-POLE SD100, IN=250A WITHOUT OVERLOAD PROTECTION WITHOU | 828.65
3VA1225-1AA42-0KA0 | SWITCH DISCONNECTOR 3VA1 IEC FRAME 250 4-POLE SD100, IN=250A WITHOUT OVERLOAD PROTECTION WITHOU | 779.9
3VA1225-4EF32-0AD0 | CIRCUIT BREAKER 3VA1 IEC FRAME 250 BREAKING CAPACITY CLASS S ICU=36KA @ 415 V 3-POLE, LINE PROT | 898.28
3VA1225-4EF32-0AF0 | CIRCUIT BREAKER 3VA1 IEC FRAME 250 BREAKING CAPACITY CLASS S ICU=36KA @ 415 V 3-POLE, LINE PROT | 870.43
3VA1225-4EF32-0CA0 | CIRCUIT BREAKER 3VA1 IEC FRAME 250 BREAKING CAPACITY CLASS S ICU=36KA @ 415 V 3-POLE, LINE PROT | 933.09
3VA1225-4EF32-0DA0 | CIRCUIT BREAKER 3VA1 IEC FRAME 250 BREAKING CAPACITY CLASS S ICU=36KA @ 415 V 3-POLE, LINE PROT | 933.09
3VA1225-4EF32-0HH0 | CIRCUIT BREAKER 3VA1 IEC FRAME 250 BREAKING CAPACITY CLASS S ICU=36KA @ 415 V 3-POLE, LINE PROT | 974.87
3VA1225-4EF32-0JA0 | CIRCUIT BREAKER 3VA1 IEC FRAME 250 BREAKING CAPACITY CLASS S ICU=36KA @ 415 V 3-POLE, LINE PROT | 912.2
3VA1225-4EF32-0JH0 | CIRCUIT BREAKER 3VA1 IEC FRAME 250 BREAKING CAPACITY CLASS S ICU=36KA @ 415 V 3-POLE, LINE PROT | 974.87
3VA1225-4EF42-0AB0 | CIRCUIT BREAKER 3VA1 IEC FRAME 250 BREAKING CAPACITY CLASS S ICU=36KA @ 415 V 4-POLE, LINE PROT | 1141.99
3VA1225-4EF42-0AD0 | CIRCUIT BREAKER 3VA1 IEC FRAME 250 BREAKING CAPACITY CLASS S ICU=36KA @ 415 V 4-POLE, LINE PROT | 1141.99
3VA1225-4EF42-0BC0 | CIRCUIT BREAKER 3VA1 IEC FRAME 250 BREAKING CAPACITY CLASS S ICU=36KA @ 415 V 4-POLE, LINE PROT | 1225.55
3VA1225-4EF42-0CA0 | CIRCUIT BREAKER 3VA1 IEC FRAME 250 BREAKING CAPACITY CLASS S ICU=36KA @ 415 V 4-POLE, LINE PROT | 1183.77
3VA1225-4EF42-0HA0 | CIRCUIT BREAKER 3VA1 IEC FRAME 250 BREAKING CAPACITY CLASS S ICU=36KA @ 415 V 4-POLE, LINE PROT | 1162.88
3VA1225-4EF42-0HH0 | CIRCUIT BREAKER 3VA1 IEC FRAME 250 BREAKING CAPACITY CLASS S ICU=36KA @ 415 V 4-POLE, LINE PROT | 1225.55
3VA1225-4EF42-0JA0 | CIRCUIT BREAKER 3VA1 IEC FRAME 250 BREAKING CAPACITY CLASS S ICU=36KA @ 415 V 4-POLE, LINE PROT | 1162.88
3VA1225-4EF42-0KH0 | CIRCUIT BREAKER 3VA1 IEC FRAME 250 BREAKING CAPACITY CLASS S ICU=36KA @ 415 V 4-POLE, LINE PROT | 1225.55
3VA1220-6EF32-0HC0 | CIRCUIT BREAKER 3VA1 IEC FRAME 250 BREAKING CAPACITY CLASS H ICU=70KA @ 415 V 3-POLE, LINE PROT | 1051.48
3VA1220-6EF32-0KC0 | CIRCUIT BREAKER 3VA1 IEC FRAME 250 BREAKING CAPACITY CLASS H ICU=70KA @ 415 V 3-POLE, LINE PROT | 1051.48
3VA1220-6EF42-0AA0 | CIRCUIT BREAKER 3VA1 IEC FRAME 250 BREAKING CAPACITY CLASS H ICU=70KA @ 415 V 4-POLE, LINE PROT | 837.97
3VA1220-6EF42-0AH0 | CIRCUIT BREAKER 3VA1 IEC FRAME 250 BREAKING CAPACITY CLASS H ICU=70KA @ 415 V 4-POLE, LINE PROT | 1253.41
3VA1220-6EF42-0BA0 | CIRCUIT BREAKER 3VA1 IEC FRAME 250 BREAKING CAPACITY CLASS H ICU=70KA @ 415 V 4-POLE, LINE PROT | 1309.12
3VA1220-6EF42-0DA0 | CIRCUIT BREAKER 3VA1 IEC FRAME 250 BREAKING CAPACITY CLASS H ICU=70KA @ 415 V 4-POLE, LINE PROT | 1309.12
3VA1220-6EF42-0DH0 | CIRCUIT BREAKER 3VA1 IEC FRAME 250 BREAKING CAPACITY CLASS H ICU=70KA @ 415 V 4-POLE, LINE PROT | 1371.79
3VA1220-6EF42-0HC0 | CIRCUIT BREAKER 3VA1 IEC FRAME 250 BREAKING CAPACITY CLASS H ICU=70KA @ 415 V 4-POLE, LINE PROT | 1330.01
3VA1220-6EF42-0JH0 | CIRCUIT BREAKER 3VA1 IEC FRAME 250 BREAKING CAPACITY CLASS H ICU=70KA @ 415 V 4-POLE, LINE PROT | 1350.9
3VA1220-6EF42-0KC0 | CIRCUIT BREAKER 3VA1 IEC FRAME 250 BREAKING CAPACITY CLASS H ICU=70KA @ 415 V 4-POLE, LINE PROT | 1330.01
3VA1220-6MH32-0AD0 | CIRCUIT BREAKER 3VA1 IEC FRAME 250 BREAKING CAPACITY CLASS H ICU=70KA @ 415 V 3-POLE, MOTOR STA | 981.84
3VA1220-6MH32-0AF0 | CIRCUIT BREAKER 3VA1 IEC FRAME 250 BREAKING CAPACITY CLASS H ICU=70KA @ 415 V 3-POLE, MOTOR STA | 960.95
3VA1220-6MH32-0BC0 | CIRCUIT BREAKER 3VA1 IEC FRAME 250 BREAKING CAPACITY CLASS H ICU=70KA @ 415 V 3-POLE, MOTOR STA | 1079.32
3VA1220-6MH32-0CA0 | CIRCUIT BREAKER 3VA1 IEC FRAME 250 BREAKING CAPACITY CLASS H ICU=70KA @ 415 V 3-POLE, MOTOR STA | 1037.54
3VA1220-6MH32-0DA0 | CIRCUIT BREAKER 3VA1 IEC FRAME 250 BREAKING CAPACITY CLASS H ICU=70KA @ 415 V 3-POLE, MOTOR STA | 1037.54
3VA1220-6MH32-0HH0 | CIRCUIT BREAKER 3VA1 IEC FRAME 250 BREAKING CAPACITY CLASS H ICU=70KA @ 415 V 3-POLE, MOTOR STA | 1079.32
3VA1220-6MH32-0JA0 | CIRCUIT BREAKER 3VA1 IEC FRAME 250 BREAKING CAPACITY CLASS H ICU=70KA @ 415 V 3-POLE, MOTOR STA | 1002.73
3VA1225-1AA32-0AB0 | SWITCH DISCONNECTOR 3VA1 IEC FRAME 250 3-POLE SD100, IN=250A WITHOUT OVERLOAD PROTECTION WITHOU | 606.51
3VA1225-1AA32-0AD0 | SWITCH DISCONNECTOR 3VA1 IEC FRAME 250 3-POLE SD100, IN=250A WITHOUT OVERLOAD PROTECTION WITHOU | 606.51
3VA1225-1AA32-0AJ0 | SWITCH DISCONNECTOR 3VA1 IEC FRAME 250 3-POLE SD100, IN=250A WITHOUT OVERLOAD PROTECTION WITHOU | 644.82
3VA1225-1AA32-0BC0 | SWITCH DISCONNECTOR 3VA1 IEC FRAME 250 3-POLE SD100, IN=250A WITHOUT OVERLOAD PROTECTION WITHOU | 696.34
3VA1225-1AA32-0CA0 | SWITCH DISCONNECTOR 3VA1 IEC FRAME 250 3-POLE SD100, IN=250A WITHOUT OVERLOAD PROTECTION WITHOU | 647.59
3VA1225-1AA32-0HA0 | SWITCH DISCONNECTOR 3VA1 IEC FRAME 250 3-POLE SD100, IN=250A WITHOUT OVERLOAD PROTECTION WITHOU | 621.14
3VA1225-1AA32-0HH0 | SWITCH DISCONNECTOR 3VA1 IEC FRAME 250 3-POLE SD100, IN=250A WITHOUT OVERLOAD PROTECTION WITHOU | 694.95
3VA1225-1AA32-0KH0 | SWITCH DISCONNECTOR 3VA1 IEC FRAME 250 3-POLE SD100, IN=250A WITHOUT OVERLOAD PROTECTION WITHOU | 694.95
3VA1225-1AA42-0AB0 | SWITCH DISCONNECTOR 3VA1 IEC FRAME 250 4-POLE SD100, IN=250A WITHOUT OVERLOAD PROTECTION WITHOU | 765.98
3VA1225-1AA42-0AJ0 | SWITCH DISCONNECTOR 3VA1 IEC FRAME 250 4-POLE SD100, IN=250A WITHOUT OVERLOAD PROTECTION WITHOU | 800.79
3VA1225-1AA42-0BC0 | SWITCH DISCONNECTOR 3VA1 IEC FRAME 250 4-POLE SD100, IN=250A WITHOUT OVERLOAD PROTECTION WITHOU | 856.49
3VA1225-1AA42-0DA0 | SWITCH DISCONNECTOR 3VA1 IEC FRAME 250 4-POLE SD100, IN=250A WITHOUT OVERLOAD PROTECTION WITHOU | 807.76
3VA1225-1AA42-0DH0 | SWITCH DISCONNECTOR 3VA1 IEC FRAME 250 4-POLE SD100, IN=250A WITHOUT OVERLOAD PROTECTION WITHOU | 891.31
3VA1220-5MH32-0JC0 | CIRCUIT BREAKER 3VA1 IEC FRAME 250 BREAKING CAPACITY CLASS M ICU=55KA @ 415 V 3-POLE, MOTOR STA | 940.06
3VA1220-5MH32-0JH0 | CIRCUIT BREAKER 3VA1 IEC FRAME 250 BREAKING CAPACITY CLASS M ICU=55KA @ 415 V 3-POLE, MOTOR STA | 967.92
3VA1220-5MH32-0KA0 | CIRCUIT BREAKER 3VA1 IEC FRAME 250 BREAKING CAPACITY CLASS M ICU=55KA @ 415 V 3-POLE, MOTOR STA | 898.28
3VA1220-5MH32-0KC0 | CIRCUIT BREAKER 3VA1 IEC FRAME 250 BREAKING CAPACITY CLASS M ICU=55KA @ 415 V 3-POLE, MOTOR STA | 940.06
3VA1220-5MH32-0KH0 | CIRCUIT BREAKER 3VA1 IEC FRAME 250 BREAKING CAPACITY CLASS M ICU=55KA @ 415 V 3-POLE, MOTOR STA | 967.92
3VA1220-6EF32-0CA0 | CIRCUIT BREAKER 3VA1 IEC FRAME 250 BREAKING CAPACITY CLASS H ICU=70KA @ 415 V 3-POLE, LINE PROT | 1037.54
3VA1220-6EF32-0CC0 | CIRCUIT BREAKER 3VA1 IEC FRAME 250 BREAKING CAPACITY CLASS H ICU=70KA @ 415 V 3-POLE, LINE PROT | 1079.32
3VA1220-6EF32-0DA0 | CIRCUIT BREAKER 3VA1 IEC FRAME 250 BREAKING CAPACITY CLASS H ICU=70KA @ 415 V 3-POLE, LINE PROT | 1037.54
3VA1220-6EF32-0DC0 | CIRCUIT BREAKER 3VA1 IEC FRAME 250 BREAKING CAPACITY CLASS H ICU=70KA @ 415 V 3-POLE, LINE PROT | 1079.32
3VA1220-6EF42-0AC0 | CIRCUIT BREAKER 3VA1 IEC FRAME 250 BREAKING CAPACITY CLASS H ICU=70KA @ 415 V 4-POLE, LINE PROT | 1239.48
3VA1220-6EF42-0AD0 | CIRCUIT BREAKER 3VA1 IEC FRAME 250 BREAKING CAPACITY CLASS H ICU=70KA @ 415 V 4-POLE, LINE PROT | 1253.41
3VA1220-6EF42-0AE0 | CIRCUIT BREAKER 3VA1 IEC FRAME 250 BREAKING CAPACITY CLASS H ICU=70KA @ 415 V 4-POLE, LINE PROT | 1302.15
3VA1220-6EF42-0AF0 | CIRCUIT BREAKER 3VA1 IEC FRAME 250 BREAKING CAPACITY CLASS H ICU=70KA @ 415 V 4-POLE, LINE PROT | 1239.48
3VA1220-6EF42-0HH0 | CIRCUIT BREAKER 3VA1 IEC FRAME 250 BREAKING CAPACITY CLASS H ICU=70KA @ 415 V 4-POLE, LINE PROT | 1350.9
3VA1220-6EF42-0CH0 | CIRCUIT BREAKER 3VA1 IEC FRAME 250 BREAKING CAPACITY CLASS H ICU=70KA @ 415 V 4-POLE, LINE PROT | 1371.79
3VA1220-6EF42-0JA0 | CIRCUIT BREAKER 3VA1 IEC FRAME 250 BREAKING CAPACITY CLASS H ICU=70KA @ 415 V 4-POLE, LINE PROT | 1288.23
3VA1220-6EF42-0JC0 | CIRCUIT BREAKER 3VA1 IEC FRAME 250 BREAKING CAPACITY CLASS H ICU=70KA @ 415 V 4-POLE, LINE PROT | 1330.01
3VA1220-6MH32-0AG0 | CIRCUIT BREAKER 3VA1 IEC FRAME 250 BREAKING CAPACITY CLASS H ICU=70KA @ 415 V 3-POLE, MOTOR STA | 981.84
3VA1220-6MH32-0AH0 | CIRCUIT BREAKER 3VA1 IEC FRAME 250 BREAKING CAPACITY CLASS H ICU=70KA @ 415 V 3-POLE, MOTOR STA | 981.84
3VA1220-6MH32-0AJ0 | CIRCUIT BREAKER 3VA1 IEC FRAME 250 BREAKING CAPACITY CLASS H ICU=70KA @ 415 V 3-POLE, MOTOR STA | 1037.54
3VA1220-6MH32-0BA0 | CIRCUIT BREAKER 3VA1 IEC FRAME 250 BREAKING CAPACITY CLASS H ICU=70KA @ 415 V 3-POLE, MOTOR STA | 1037.54
3VA1220-6MH32-0JH0 | CIRCUIT BREAKER 3VA1 IEC FRAME 250 BREAKING CAPACITY CLASS H ICU=70KA @ 415 V 3-POLE, MOTOR STA | 1079.32
3VA1220-6MH32-0KA0 | CIRCUIT BREAKER 3VA1 IEC FRAME 250 BREAKING CAPACITY CLASS H ICU=70KA @ 415 V 3-POLE, MOTOR STA | 1002.73
3VA1220-6MH32-0KC0 | CIRCUIT BREAKER 3VA1 IEC FRAME 250 BREAKING CAPACITY CLASS H ICU=70KA @ 415 V 3-POLE, MOTOR STA | 1051.48
3VA1220-6MH32-0KH0 | CIRCUIT BREAKER 3VA1 IEC FRAME 250 BREAKING CAPACITY CLASS H ICU=70KA @ 415 V 3-POLE, MOTOR STA | 1079.32
3VA1225-1AA32-0CC0 | SWITCH DISCONNECTOR 3VA1 IEC FRAME 250 3-POLE SD100, IN=250A WITHOUT OVERLOAD PROTECTION WITHOU | 696.34
3VA1225-1AA32-0DA0 | SWITCH DISCONNECTOR 3VA1 IEC FRAME 250 3-POLE SD100, IN=250A WITHOUT OVERLOAD PROTECTION WITHOU | 647.59
3VA1225-1AA32-0DC0 | SWITCH DISCONNECTOR 3VA1 IEC FRAME 250 3-POLE SD100, IN=250A WITHOUT OVERLOAD PROTECTION WITHOU | 696.34
3VA1225-1AA32-0DH0 | SWITCH DISCONNECTOR 3VA1 IEC FRAME 250 3-POLE SD100, IN=250A WITHOUT OVERLOAD PROTECTION WITHOU | 724.2
3VA1225-1AA42-0AC0 | SWITCH DISCONNECTOR 3VA1 IEC FRAME 250 4-POLE SD100, IN=250A WITHOUT OVERLOAD PROTECTION WITHOU | 745.09
3VA1225-4EF42-0AG0 | CIRCUIT BREAKER 3VA1 IEC FRAME 250 BREAKING CAPACITY CLASS S ICU=36KA @ 415 V 4-POLE, LINE PROT | 1141.99
3VA1225-4EF42-0AH0 | CIRCUIT BREAKER 3VA1 IEC FRAME 250 BREAKING CAPACITY CLASS S ICU=36KA @ 415 V 4-POLE, LINE PROT | 1141.99
3VA1225-4EF42-0AJ0 | CIRCUIT BREAKER 3VA1 IEC FRAME 250 BREAKING CAPACITY CLASS S ICU=36KA @ 415 V 4-POLE, LINE PROT | 1183.77
3VA1225-4EF42-0JC0 | CIRCUIT BREAKER 3VA1 IEC FRAME 250 BREAKING CAPACITY CLASS S ICU=36KA @ 415 V 4-POLE, LINE PROT | 1204.66
3VA1225-4EF42-0JH0 | CIRCUIT BREAKER 3VA1 IEC FRAME 250 BREAKING CAPACITY CLASS S ICU=36KA @ 415 V 4-POLE, LINE PROT | 1225.55
3VA1225-4EF42-0KA0 | CIRCUIT BREAKER 3VA1 IEC FRAME 250 BREAKING CAPACITY CLASS S ICU=36KA @ 415 V 4-POLE, LINE PROT | 1162.88
3VA1225-4EF42-0KC0 | CIRCUIT BREAKER 3VA1 IEC FRAME 250 BREAKING CAPACITY CLASS S ICU=36KA @ 415 V 4-POLE, LINE PROT | 1204.66
3VA1225-4GF42-0BC0 | CIRCUIT BREAKER 3VA1 IEC FRAME 250 BREAKING CAPACITY CLASS S ICU=36KA @ 415 V 4-POLE, LINE PROT | 1225.55
3VA1225-4GF42-0BH0 | CIRCUIT BREAKER 3VA1 IEC FRAME 250 BREAKING CAPACITY CLASS S ICU=36KA @ 415 V 4-POLE, LINE PROT | 1253.41
3VA1225-4GF42-0CA0 | CIRCUIT BREAKER 3VA1 IEC FRAME 250 BREAKING CAPACITY CLASS S ICU=36KA @ 415 V 4-POLE, LINE PROT | 1183.77
3VA1225-4GF42-0CC0 | CIRCUIT BREAKER 3VA1 IEC FRAME 250 BREAKING CAPACITY CLASS S ICU=36KA @ 415 V 4-POLE, LINE PROT | 1225.55
3VA1150-4ED16-0AA0 | CIRCUIT BREAKER 3VA1 IEC FRAME 160 BREAKING CAPACITY CLASS S ICU=36KA @ 240 V 1-POLE, LINE PROT | 84.78
3VA1150-4ED22-0AA0 | CIRCUIT BREAKER 3VA1 IEC FRAME 160 BREAKING CAPACITY CLASS S ICU=36KA @ 415 V 2-POLE, LINE PROT | 143.11
3VA1150-4ED26-0AA0 | CIRCUIT BREAKER 3VA1 IEC FRAME 160 BREAKING CAPACITY CLASS S ICU=36KA @ 415 V 2-POLE, LINE PROT | 153.88
3VA1150-5MH32-0AA0 | CIRCUIT BREAKER 3VA1 IEC FRAME 160 BREAKING CAPACITY CLASS M ICU=55KA @ 415 V 3-POLE,MOTOR STAR | 188.68
3VA1225-6EF42-0AJ0 | CIRCUIT BREAKER 3VA1 IEC FRAME 250 BREAKING CAPACITY CLASS H ICU=70KA @ 415 V 4-POLE, LINE PROT | 1448.38
3VA1225-6EF42-0BA0 | CIRCUIT BREAKER 3VA1 IEC FRAME 250 BREAKING CAPACITY CLASS H ICU=70KA @ 415 V 4-POLE, LINE PROT | 1448.38
3VA1225-6EF42-0BC0 | CIRCUIT BREAKER 3VA1 IEC FRAME 250 BREAKING CAPACITY CLASS H ICU=70KA @ 415 V 4-POLE, LINE PROT | 1497.13
3VA1225-6EF42-0BH0 | CIRCUIT BREAKER 3VA1 IEC FRAME 250 BREAKING CAPACITY CLASS H ICU=70KA @ 415 V 4-POLE, LINE PROT | 1531.94
3VA1225-6EF42-0KA0 | CIRCUIT BREAKER 3VA1 IEC FRAME 250 BREAKING CAPACITY CLASS H ICU=70KA @ 415 V 4-POLE, LINE PROT | 1420.54
3VA1225-6EF42-0KC0 | CIRCUIT BREAKER 3VA1 IEC FRAME 250 BREAKING CAPACITY CLASS H ICU=70KA @ 415 V 4-POLE, LINE PROT | 1483.21
3VA1225-6EF42-0KH0 | CIRCUIT BREAKER 3VA1 IEC FRAME 250 BREAKING CAPACITY CLASS H ICU=70KA @ 415 V 4-POLE, LINE PROT | 1497.13
3VA1225-6FF42-0AA0 | CIRCUIT BREAKER 3VA1 IEC FRAME 250 BREAKING CAPACITY CLASS H ICU=70KA @ 415 V 4-POLE, LINE PROT | 935.99
3VA1225-6GF42-0AA0 | CIRCUIT BREAKER 3VA1 IEC FRAME 250 BREAKING CAPACITY CLASS H ICU=70KA @ 415 V 4-POLE, LINE PROT | 935.99
3VA1225-6GF42-0CC0 | CIRCUIT BREAKER 3VA1 IEC FRAME 250 BREAKING CAPACITY CLASS H ICU=70KA @ 415 V 4-POLE, LINE PROT | 1497.13
3VA1225-6GF42-0DA0 | CIRCUIT BREAKER 3VA1 IEC FRAME 250 BREAKING CAPACITY CLASS H ICU=70KA @ 415 V 4-POLE, LINE PROT | 1448.38
3VA1225-6GF42-0DC0 | CIRCUIT BREAKER 3VA1 IEC FRAME 250 BREAKING CAPACITY CLASS H ICU=70KA @ 415 V 4-POLE, LINE PROT | 1497.13
3VA1225-6GF42-0DH0 | CIRCUIT BREAKER 3VA1 IEC FRAME 250 BREAKING CAPACITY CLASS H ICU=70KA @ 415 V 4-POLE, LINE PROT | 1531.94
3VA1216-4EF32-0AD0 | CIRCUIT BREAKER 3VA1 IEC FRAME 250 BREAKING CAPACITY CLASS S ICU=36KA @ 415 V 3-POLE, LINE PROT | 786.87
3VA1216-4EF32-0AE0 | CIRCUIT BREAKER 3VA1 IEC FRAME 250 BREAKING CAPACITY CLASS S ICU=36KA @ 415 V 3-POLE, LINE PROT | 807.76
3VA1225-4GF42-0AA0 | CIRCUIT BREAKER 3VA1 IEC FRAME 250 BREAKING CAPACITY CLASS S ICU=36KA @ 415 V 4-POLE, LINE PROT | 749.77
3VA1225-4GF42-0AH0 | CIRCUIT BREAKER 3VA1 IEC FRAME 250 BREAKING CAPACITY CLASS S ICU=36KA @ 415 V 4-POLE, LINE PROT | 1141.99
3VA1225-4GF42-0BA0 | CIRCUIT BREAKER 3VA1 IEC FRAME 250 BREAKING CAPACITY CLASS S ICU=36KA @ 415 V 4-POLE, LINE PROT | 1183.77
3VA1225-4GF42-0DA0 | CIRCUIT BREAKER 3VA1 IEC FRAME 250 BREAKING CAPACITY CLASS S ICU=36KA @ 415 V 4-POLE, LINE PROT | 1183.77
3VA1225-4GF42-0DH0 | CIRCUIT BREAKER 3VA1 IEC FRAME 250 BREAKING CAPACITY CLASS S ICU=36KA @ 415 V 4-POLE, LINE PROT | 1253.41
3VA1225-4GF42-0HC0 | CIRCUIT BREAKER 3VA1 IEC FRAME 250 BREAKING CAPACITY CLASS S ICU=36KA @ 415 V 4-POLE, LINE PROT | 1204.66
3VA1150-3ED16-0AA0 | CIRCUIT BREAKER 3VA1 IEC FRAME 160 BREAKING CAPACITY CLASS N ICU=25KA @ 240 V 1-POLE, LINE PROT | 79.4
3VA1150-3ED26-0AA0 | CIRCUIT BREAKER 3VA1 IEC FRAME 160 BREAKING CAPACITY CLASS N ICU=25KA @ 415 V 2-POLE, LINE PROT | 142.6
3VA1225-6EF32-0JH0 | CIRCUIT BREAKER 3VA1 IEC FRAME 250 BREAKING CAPACITY CLASS H ICU=70KA @ 415 V 3-POLE, LINE PROT | 1190.74
3VA1225-6EF32-0KC0 | CIRCUIT BREAKER 3VA1 IEC FRAME 250 BREAKING CAPACITY CLASS H ICU=70KA @ 415 V 3-POLE, LINE PROT | 1176.82
3VA1225-6EF42-0AF0 | CIRCUIT BREAKER 3VA1 IEC FRAME 250 BREAKING CAPACITY CLASS H ICU=70KA @ 415 V 4-POLE, LINE PROT | 1371.79
3VA1225-6EF42-0AH0 | CIRCUIT BREAKER 3VA1 IEC FRAME 250 BREAKING CAPACITY CLASS H ICU=70KA @ 415 V 4-POLE, LINE PROT | 1385.71
3VA1225-6EF42-0CA0 | CIRCUIT BREAKER 3VA1 IEC FRAME 250 BREAKING CAPACITY CLASS H ICU=70KA @ 415 V 4-POLE, LINE PROT | 1448.38
3VA1225-6EF42-0DA0 | CIRCUIT BREAKER 3VA1 IEC FRAME 250 BREAKING CAPACITY CLASS H ICU=70KA @ 415 V 4-POLE, LINE PROT | 1448.38
3VA1225-6EF42-0JA0 | CIRCUIT BREAKER 3VA1 IEC FRAME 250 BREAKING CAPACITY CLASS H ICU=70KA @ 415 V 4-POLE, LINE PROT | 1420.54
3VA1225-6EF42-0JH0 | CIRCUIT BREAKER 3VA1 IEC FRAME 250 BREAKING CAPACITY CLASS H ICU=70KA @ 415 V 4-POLE, LINE PROT | 1497.13
3VA1225-6GF42-0AC0 | CIRCUIT BREAKER 3VA1 IEC FRAME 250 BREAKING CAPACITY CLASS H ICU=70KA @ 415 V 4-POLE, LINE PROT | 1371.79
3VA1225-6GF42-0AE0 | CIRCUIT BREAKER 3VA1 IEC FRAME 250 BREAKING CAPACITY CLASS H ICU=70KA @ 415 V 4-POLE, LINE PROT | 1434.46
3VA1225-6GF42-0BA0 | CIRCUIT BREAKER 3VA1 IEC FRAME 250 BREAKING CAPACITY CLASS H ICU=70KA @ 415 V 4-POLE, LINE PROT | 1448.38
3VA1225-6GF42-0BH0 | CIRCUIT BREAKER 3VA1 IEC FRAME 250 BREAKING CAPACITY CLASS H ICU=70KA @ 415 V 4-POLE, LINE PROT | 1531.94
3VA1225-6GF42-0HC0 | CIRCUIT BREAKER 3VA1 IEC FRAME 250 BREAKING CAPACITY CLASS H ICU=70KA @ 415 V 4-POLE, LINE PROT | 1483.21
3VA1225-6GF42-0CH0 | CIRCUIT BREAKER 3VA1 IEC FRAME 250 BREAKING CAPACITY CLASS H ICU=70KA @ 415 V 4-POLE, LINE PROT | 1531.94
3VA1216-4EF32-0AA0 | CIRCUIT BREAKER 3VA1 IEC FRAME 250 BREAKING CAPACITY CLASS S ICU=36KA @ 415 V 3-POLE, LINE PROT | 499.85
3VA1216-4EF32-0AC0 | CIRCUIT BREAKER 3VA1 IEC FRAME 250 BREAKING CAPACITY CLASS S ICU=36KA @ 415 V 3-POLE, LINE PROT | 765.98
3VA1216-4EF32-0AH0 | CIRCUIT BREAKER 3VA1 IEC FRAME 250 BREAKING CAPACITY CLASS S ICU=36KA @ 415 V 3-POLE, LINE PROT | 786.87
3VA1216-4EF32-0BA0 | CIRCUIT BREAKER 3VA1 IEC FRAME 250 BREAKING CAPACITY CLASS S ICU=36KA @ 415 V 3-POLE, LINE PROT | 821.68
3VA1216-4EF32-0DH0 | CIRCUIT BREAKER 3VA1 IEC FRAME 250 BREAKING CAPACITY CLASS S ICU=36KA @ 415 V 3-POLE, LINE PROT | 905.24
3VA1216-4EF32-0HC0 | CIRCUIT BREAKER 3VA1 IEC FRAME 250 BREAKING CAPACITY CLASS S ICU=36KA @ 415 V 3-POLE, LINE PROT | 849.54
3VA1216-4EF32-0KA0 | CIRCUIT BREAKER 3VA1 IEC FRAME 250 BREAKING CAPACITY CLASS S ICU=36KA @ 415 V 3-POLE, LINE PROT | 800.79
3VA1216-4EF32-0KH0 | CIRCUIT BREAKER 3VA1 IEC FRAME 250 BREAKING CAPACITY CLASS S ICU=36KA @ 415 V 3-POLE, LINE PROT | 870.43
3VA1225-1AA42-0JH0 | SWITCH DISCONNECTOR 3VA1 IEC FRAME 250 4-POLE SD100, IN=250A WITHOUT OVERLOAD PROTECTION WITHOU | 856.49
3VA1225-1AA42-0KC0 | SWITCH DISCONNECTOR 3VA1 IEC FRAME 250 4-POLE SD100, IN=250A WITHOUT OVERLOAD PROTECTION WITHOU | 828.65
3VA1225-4EF32-0AE0 | CIRCUIT BREAKER 3VA1 IEC FRAME 250 BREAKING CAPACITY CLASS S ICU=36KA @ 415 V 3-POLE, LINE PROT | 919.17
3VA1225-4EF32-0AG0 | CIRCUIT BREAKER 3VA1 IEC FRAME 250 BREAKING CAPACITY CLASS S ICU=36KA @ 415 V 3-POLE, LINE PROT | 898.28
3VA1225-4EF32-0BH0 | CIRCUIT BREAKER 3VA1 IEC FRAME 250 BREAKING CAPACITY CLASS S ICU=36KA @ 415 V 3-POLE, LINE PROT | 1016.65
3VA1225-4EF32-0CC0 | CIRCUIT BREAKER 3VA1 IEC FRAME 250 BREAKING CAPACITY CLASS S ICU=36KA @ 415 V 3-POLE, LINE PROT | 981.84
3VA1225-4EF32-0CH0 | CIRCUIT BREAKER 3VA1 IEC FRAME 250 BREAKING CAPACITY CLASS S ICU=36KA @ 415 V 3-POLE, LINE PROT | 1016.65
3VA1225-4EF32-0JC0 | CIRCUIT BREAKER 3VA1 IEC FRAME 250 BREAKING CAPACITY CLASS S ICU=36KA @ 415 V 3-POLE, LINE PROT | 947.02
3VA1225-4EF42-0AC0 | CIRCUIT BREAKER 3VA1 IEC FRAME 250 BREAKING CAPACITY CLASS S ICU=36KA @ 415 V 4-POLE, LINE PROT | 1128.07
3VA1225-4EF42-0AE0 | CIRCUIT BREAKER 3VA1 IEC FRAME 250 BREAKING CAPACITY CLASS S ICU=36KA @ 415 V 4-POLE, LINE PROT | 1176.82
3VA1225-4EF42-0BA0 | CIRCUIT BREAKER 3VA1 IEC FRAME 250 BREAKING CAPACITY CLASS S ICU=36KA @ 415 V 4-POLE, LINE PROT | 1183.77
3VA1225-4EF42-0BH0 | CIRCUIT BREAKER 3VA1 IEC FRAME 250 BREAKING CAPACITY CLASS S ICU=36KA @ 415 V 4-POLE, LINE PROT | 1253.41
3VA1225-4EF42-0HC0 | CIRCUIT BREAKER 3VA1 IEC FRAME 250 BREAKING CAPACITY CLASS S ICU=36KA @ 415 V 4-POLE, LINE PROT | 1204.66
3VA1225-4EF42-0CH0 | CIRCUIT BREAKER 3VA1 IEC FRAME 250 BREAKING CAPACITY CLASS S ICU=36KA @ 415 V 4-POLE, LINE PROT | 1253.41
3VA1225-4FF42-0AA0 | CIRCUIT BREAKER 3VA1 IEC FRAME 250 BREAKING CAPACITY CLASS S ICU=36KA @ 415 V 4-POLE, LINE PROT | 749.77
3VA1225-4GF42-0AB0 | CIRCUIT BREAKER 3VA1 IEC FRAME 250 BREAKING CAPACITY CLASS S ICU=36KA @ 415 V 4-POLE, LINE PROT | 1141.99
3VA1225-4GF42-0AG0 | CIRCUIT BREAKER 3VA1 IEC FRAME 250 BREAKING CAPACITY CLASS S ICU=36KA @ 415 V 4-POLE, LINE PROT | 1141.99
3VA1225-4GF42-0AJ0 | CIRCUIT BREAKER 3VA1 IEC FRAME 250 BREAKING CAPACITY CLASS S ICU=36KA @ 415 V 4-POLE, LINE PROT | 1183.77
3VA1225-4GF42-0DC0 | CIRCUIT BREAKER 3VA1 IEC FRAME 250 BREAKING CAPACITY CLASS S ICU=36KA @ 415 V 4-POLE, LINE PROT | 1225.55
3VA1225-4GF42-0HA0 | CIRCUIT BREAKER 3VA1 IEC FRAME 250 BREAKING CAPACITY CLASS S ICU=36KA @ 415 V 4-POLE, LINE PROT | 1162.88
3VA1150-3ED22-0AA0 | CIRCUIT BREAKER 3VA1 IEC FRAME 160 BREAKING CAPACITY CLASS N ICU=25KA @ 415 V 2-POLE, LINE PROT | 133.3
3VA1150-4ED12-0AA0 | CIRCUIT BREAKER 3VA1 IEC FRAME 160 BREAKING CAPACITY CLASS S ICU=36KA @ 240 V 1-POLE, LINE PROT | 79.88
3VA1150-5MH36-0AA0 | CIRCUIT BREAKER 3VA1 IEC FRAME 160 BREAKING CAPACITY CLASS M ICU=55KA @ 415 V 3-POLE,MOTOR STAR | 204.35
3VA1225-6EF32-0KA0 | CIRCUIT BREAKER 3VA1 IEC FRAME 250 BREAKING CAPACITY CLASS H ICU=70KA @ 415 V 3-POLE, LINE PROT | 1128.07
3VA1225-6EF42-0AE0 | CIRCUIT BREAKER 3VA1 IEC FRAME 250 BREAKING CAPACITY CLASS H ICU=70KA @ 415 V 4-POLE, LINE PROT | 1434.46
3VA1225-6EF42-0AG0 | CIRCUIT BREAKER 3VA1 IEC FRAME 250 BREAKING CAPACITY CLASS H ICU=70KA @ 415 V 4-POLE, LINE PROT | 1385.71
3VA1225-6EF42-0CC0 | CIRCUIT BREAKER 3VA1 IEC FRAME 250 BREAKING CAPACITY CLASS H ICU=70KA @ 415 V 4-POLE, LINE PROT | 1497.13
3VA1225-6EF42-0DC0 | CIRCUIT BREAKER 3VA1 IEC FRAME 250 BREAKING CAPACITY CLASS H ICU=70KA @ 415 V 4-POLE, LINE PROT | 1497.13
3VA1225-6EF42-0CH0 | CIRCUIT BREAKER 3VA1 IEC FRAME 250 BREAKING CAPACITY CLASS H ICU=70KA @ 415 V 4-POLE, LINE PROT | 1531.94
3VA1225-6EF42-0JC0 | CIRCUIT BREAKER 3VA1 IEC FRAME 250 BREAKING CAPACITY CLASS H ICU=70KA @ 415 V 4-POLE, LINE PROT | 1483.21
3VA1225-1AA42-0AD0 | SWITCH DISCONNECTOR 3VA1 IEC FRAME 250 4-POLE SD100, IN=250A WITHOUT OVERLOAD PROTECTION WITHOU | 765.98
3VA1225-1AA42-0AE0 | SWITCH DISCONNECTOR 3VA1 IEC FRAME 250 4-POLE SD100, IN=250A WITHOUT OVERLOAD PROTECTION WITHOU | 793.82
3VA1225-1AA42-0AF0 | SWITCH DISCONNECTOR 3VA1 IEC FRAME 250 4-POLE SD100, IN=250A WITHOUT OVERLOAD PROTECTION WITHOU | 745.09
3VA1225-1AA42-0AG0 | SWITCH DISCONNECTOR 3VA1 IEC FRAME 250 4-POLE SD100, IN=250A WITHOUT OVERLOAD PROTECTION WITHOU | 765.98
3VA1225-1AA42-0HC0 | SWITCH DISCONNECTOR 3VA1 IEC FRAME 250 4-POLE SD100, IN=250A WITHOUT OVERLOAD PROTECTION WITHOU | 828.65
3VA1225-1AA42-0HH0 | SWITCH DISCONNECTOR 3VA1 IEC FRAME 250 4-POLE SD100, IN=250A WITHOUT OVERLOAD PROTECTION WITHOU | 856.49
3VA1225-1AA42-0CH0 | SWITCH DISCONNECTOR 3VA1 IEC FRAME 250 4-POLE SD100, IN=250A WITHOUT OVERLOAD PROTECTION WITHOU | 891.31
3VA1225-1AA42-0JA0 | SWITCH DISCONNECTOR 3VA1 IEC FRAME 250 4-POLE SD100, IN=250A WITHOUT OVERLOAD PROTECTION WITHOU | 779.9
3VA1225-4EF32-0AH0 | CIRCUIT BREAKER 3VA1 IEC FRAME 250 BREAKING CAPACITY CLASS S ICU=36KA @ 415 V 3-POLE, LINE PROT | 898.28
3VA1225-4EF32-0AJ0 | CIRCUIT BREAKER 3VA1 IEC FRAME 250 BREAKING CAPACITY CLASS S ICU=36KA @ 415 V 3-POLE, LINE PROT | 926.13
3VA1225-4EF32-0BA0 | CIRCUIT BREAKER 3VA1 IEC FRAME 250 BREAKING CAPACITY CLASS S ICU=36KA @ 415 V 3-POLE, LINE PROT | 933.09
3VA1225-4EF32-0BC0 | CIRCUIT BREAKER 3VA1 IEC FRAME 250 BREAKING CAPACITY CLASS S ICU=36KA @ 415 V 3-POLE, LINE PROT | 981.84
3VA1225-4EF32-0KA0 | CIRCUIT BREAKER 3VA1 IEC FRAME 250 BREAKING CAPACITY CLASS S ICU=36KA @ 415 V 3-POLE, LINE PROT | 912.2
3VA1225-4EF32-0KC0 | CIRCUIT BREAKER 3VA1 IEC FRAME 250 BREAKING CAPACITY CLASS S ICU=36KA @ 415 V 3-POLE, LINE PROT | 947.02
3VA1225-4EF32-0KH0 | CIRCUIT BREAKER 3VA1 IEC FRAME 250 BREAKING CAPACITY CLASS S ICU=36KA @ 415 V 3-POLE, LINE PROT | 974.87
3VA1225-4EF42-0AA0 | CIRCUIT BREAKER 3VA1 IEC FRAME 250 BREAKING CAPACITY CLASS S ICU=36KA @ 415 V 4-POLE, LINE PROT | 749.77
3VA1225-4EF42-0CC0 | CIRCUIT BREAKER 3VA1 IEC FRAME 250 BREAKING CAPACITY CLASS S ICU=36KA @ 415 V 4-POLE, LINE PROT | 1225.55
3VA1225-4EF42-0DA0 | CIRCUIT BREAKER 3VA1 IEC FRAME 250 BREAKING CAPACITY CLASS S ICU=36KA @ 415 V 4-POLE, LINE PROT | 1183.77
3VA1225-4EF42-0DC0 | CIRCUIT BREAKER 3VA1 IEC FRAME 250 BREAKING CAPACITY CLASS S ICU=36KA @ 415 V 4-POLE, LINE PROT | 1225.55
3VA1225-4EF42-0DH0 | CIRCUIT BREAKER 3VA1 IEC FRAME 250 BREAKING CAPACITY CLASS S ICU=36KA @ 415 V 4-POLE, LINE PROT | 1253.41
3VA1225-4GF42-0AC0 | CIRCUIT BREAKER 3VA1 IEC FRAME 250 BREAKING CAPACITY CLASS S ICU=36KA @ 415 V 4-POLE, LINE PROT | 1128.07
3VA1225-4GF42-0AD0 | CIRCUIT BREAKER 3VA1 IEC FRAME 250 BREAKING CAPACITY CLASS S ICU=36KA @ 415 V 4-POLE, LINE PROT | 1141.99
3VA1225-4GF42-0AE0 | CIRCUIT BREAKER 3VA1 IEC FRAME 250 BREAKING CAPACITY CLASS S ICU=36KA @ 415 V 4-POLE, LINE PROT | 1176.82
3VA1225-4GF42-0AF0 | CIRCUIT BREAKER 3VA1 IEC FRAME 250 BREAKING CAPACITY CLASS S ICU=36KA @ 415 V 4-POLE, LINE PROT | 1128.07
3VA1225-4GF42-0HH0 | CIRCUIT BREAKER 3VA1 IEC FRAME 250 BREAKING CAPACITY CLASS S ICU=36KA @ 415 V 4-POLE, LINE PROT | 1225.55
3VA1140-6MH32-0AA0 | CIRCUIT BREAKER 3VA1 IEC FRAME 160 BREAKING CAPACITY CLASS H ICU=70KA @ 415 V 3-POLE,MOTOR STAR | 204.84
3VA1140-6MH36-0AA0 | CIRCUIT BREAKER 3VA1 IEC FRAME 160 BREAKING CAPACITY CLASS H ICU=70KA @ 415 V 3-POLE,MOTOR STAR | 222
3VA1150-3ED12-0AA0 | CIRCUIT BREAKER 3VA1 IEC FRAME 160 BREAKING CAPACITY CLASS N ICU=25KA @ 240 V 1-POLE, LINE PROT | 73.51
3VA1225-6EF32-0KH0 | CIRCUIT BREAKER 3VA1 IEC FRAME 250 BREAKING CAPACITY CLASS H ICU=70KA @ 415 V 3-POLE, LINE PROT | 1190.74
3VA1225-6EF42-0AA0 | CIRCUIT BREAKER 3VA1 IEC FRAME 250 BREAKING CAPACITY CLASS H ICU=70KA @ 415 V 4-POLE, LINE PROT | 935.99
3VA1216-5EF32-0AB0 | CIRCUIT BREAKER 3VA1 IEC FRAME 250 BREAKING CAPACITY CLASS M ICU=55KA @ 415 V 3-POLE, LINE PROT | 856.49
3VA1216-5EF32-0AD0 | CIRCUIT BREAKER 3VA1 IEC FRAME 250 BREAKING CAPACITY CLASS M ICU=55KA @ 415 V 3-POLE, LINE PROT | 856.49
3VA1216-5EF32-0BC0 | CIRCUIT BREAKER 3VA1 IEC FRAME 250 BREAKING CAPACITY CLASS M ICU=55KA @ 415 V 3-POLE, LINE PROT | 940.06
3VA1216-5EF32-0CA0 | CIRCUIT BREAKER 3VA1 IEC FRAME 250 BREAKING CAPACITY CLASS M ICU=55KA @ 415 V 3-POLE, LINE PROT | 898.28
3VA1216-5EF32-0HH0 | CIRCUIT BREAKER 3VA1 IEC FRAME 250 BREAKING CAPACITY CLASS M ICU=55KA @ 415 V 3-POLE, LINE PROT | 940.06
3VA1216-5EF32-0JA0 | CIRCUIT BREAKER 3VA1 IEC FRAME 250 BREAKING CAPACITY CLASS M ICU=55KA @ 415 V 3-POLE, LINE PROT | 870.43
3VA1216-5EF32-0KH0 | CIRCUIT BREAKER 3VA1 IEC FRAME 250 BREAKING CAPACITY CLASS M ICU=55KA @ 415 V 3-POLE, LINE PROT | 940.06
3VA1216-5FF42-0AA0 | CIRCUIT BREAKER 3VA1 IEC FRAME 250 BREAKING CAPACITY CLASS M ICU=55KA @ 415 V 4-POLE, LINE PROT | 725.27
3VA1216-5MH32-0AE0 | CIRCUIT BREAKER 3VA1 IEC FRAME 250 BREAKING CAPACITY CLASS M ICU=55KA @ 415 V 3-POLE, MOTOR STA | 745.09
3VA1216-5MH32-0AG0 | CIRCUIT BREAKER 3VA1 IEC FRAME 250 BREAKING CAPACITY CLASS M ICU=55KA @ 415 V 3-POLE, MOTOR STA | 717.23
3VA1216-5MH32-0CC0 | CIRCUIT BREAKER 3VA1 IEC FRAME 250 BREAKING CAPACITY CLASS M ICU=55KA @ 415 V 3-POLE, MOTOR STA | 800.79
3VA1216-5MH32-0DC0 | CIRCUIT BREAKER 3VA1 IEC FRAME 250 BREAKING CAPACITY CLASS M ICU=55KA @ 415 V 3-POLE, MOTOR STA | 800.79
3VA1216-5MH32-0CH0 | CIRCUIT BREAKER 3VA1 IEC FRAME 250 BREAKING CAPACITY CLASS M ICU=55KA @ 415 V 3-POLE, MOTOR STA | 821.68
3VA1216-5MH32-0JC0 | CIRCUIT BREAKER 3VA1 IEC FRAME 250 BREAKING CAPACITY CLASS M ICU=55KA @ 415 V 3-POLE, MOTOR STA | 779.9
3VA1216-6FF42-0AA0 | CIRCUIT BREAKER 3VA1 IEC FRAME 250 BREAKING CAPACITY CLASS H ICU=70KA @ 415 V 4-POLE, LINE PROT | 818.36
3VA1216-6MH32-0AA0 | CIRCUIT BREAKER 3VA1 IEC FRAME 250 BREAKING CAPACITY CLASS H ICU=70KA @ 415 V 3-POLE,MOTOR STAR | 514.55
3VA1220-4EF32-0AG0 | CIRCUIT BREAKER 3VA1 IEC FRAME 250 BREAKING CAPACITY CLASS S ICU=36KA @ 415 V 3-POLE, LINE PROT | 800.79
3VA1220-4EF32-0AJ0 | CIRCUIT BREAKER 3VA1 IEC FRAME 250 BREAKING CAPACITY CLASS S ICU=36KA @ 415 V 3-POLE, LINE PROT | 842.57
3VA1220-4EF32-0CC0 | CIRCUIT BREAKER 3VA1 IEC FRAME 250 BREAKING CAPACITY CLASS S ICU=36KA @ 415 V 3-POLE, LINE PROT | 898.28
3VA1220-4EF32-0DC0 | CIRCUIT BREAKER 3VA1 IEC FRAME 250 BREAKING CAPACITY CLASS S ICU=36KA @ 415 V 3-POLE, LINE PROT | 898.28
3VA1220-4EF32-0JC0 | CIRCUIT BREAKER 3VA1 IEC FRAME 250 BREAKING CAPACITY CLASS S ICU=36KA @ 415 V 3-POLE, LINE PROT | 870.43
3VA1220-4EF32-0KA0 | CIRCUIT BREAKER 3VA1 IEC FRAME 250 BREAKING CAPACITY CLASS S ICU=36KA @ 415 V 3-POLE, LINE PROT | 814.71
3VA1220-4EF42-0AE0 | CIRCUIT BREAKER 3VA1 IEC FRAME 250 BREAKING CAPACITY CLASS S ICU=36KA @ 415 V 4-POLE, LINE PROT | 1051.48
3VA1220-4EF42-0AG0 | CIRCUIT BREAKER 3VA1 IEC FRAME 250 BREAKING CAPACITY CLASS S ICU=36KA @ 415 V 4-POLE, LINE PROT | 1037.54
3VA1220-4EF42-0BH0 | CIRCUIT BREAKER 3VA1 IEC FRAME 250 BREAKING CAPACITY CLASS S ICU=36KA @ 415 V 4-POLE, LINE PROT | 1141.99
3VA1220-4EF42-0CC0 | CIRCUIT BREAKER 3VA1 IEC FRAME 250 BREAKING CAPACITY CLASS S ICU=36KA @ 415 V 4-POLE, LINE PROT | 1114.15
3VA1220-4EF42-0DC0 | CIRCUIT BREAKER 3VA1 IEC FRAME 250 BREAKING CAPACITY CLASS S ICU=36KA @ 415 V 4-POLE, LINE PROT | 1114.15
3VA1220-4EF42-0CH0 | CIRCUIT BREAKER 3VA1 IEC FRAME 250 BREAKING CAPACITY CLASS S ICU=36KA @ 415 V 4-POLE, LINE PROT | 1141.99
3VA1220-4EF42-0JC0 | CIRCUIT BREAKER 3VA1 IEC FRAME 250 BREAKING CAPACITY CLASS S ICU=36KA @ 415 V 4-POLE, LINE PROT | 1100.21
3VA1220-4GF42-0AB0 | CIRCUIT BREAKER 3VA1 IEC FRAME 250 BREAKING CAPACITY CLASS S ICU=36KA @ 415 V 4-POLE, LINE PROT | 1037.54
3VA1216-4EF32-0AF0 | CIRCUIT BREAKER 3VA1 IEC FRAME 250 BREAKING CAPACITY CLASS S ICU=36KA @ 415 V 3-POLE, LINE PROT | 765.98
3VA1216-4EF32-0AG0 | CIRCUIT BREAKER 3VA1 IEC FRAME 250 BREAKING CAPACITY CLASS S ICU=36KA @ 415 V 3-POLE, LINE PROT | 786.87
3VA1216-4EF32-0HH0 | CIRCUIT BREAKER 3VA1 IEC FRAME 250 BREAKING CAPACITY CLASS S ICU=36KA @ 415 V 3-POLE, LINE PROT | 870.43
3VA1216-4EF32-0CH0 | CIRCUIT BREAKER 3VA1 IEC FRAME 250 BREAKING CAPACITY CLASS S ICU=36KA @ 415 V 3-POLE, LINE PROT | 905.24
3VA1216-4EF32-0JA0 | CIRCUIT BREAKER 3VA1 IEC FRAME 250 BREAKING CAPACITY CLASS S ICU=36KA @ 415 V 3-POLE, LINE PROT | 800.79
3VA1216-4EF32-0JC0 | CIRCUIT BREAKER 3VA1 IEC FRAME 250 BREAKING CAPACITY CLASS S ICU=36KA @ 415 V 3-POLE, LINE PROT | 849.54
3VA1216-5EF32-0AF0 | CIRCUIT BREAKER 3VA1 IEC FRAME 250 BREAKING CAPACITY CLASS M ICU=55KA @ 415 V 3-POLE, LINE PROT | 828.65
3VA1216-5EF32-0AG0 | CIRCUIT BREAKER 3VA1 IEC FRAME 250 BREAKING CAPACITY CLASS M ICU=55KA @ 415 V 3-POLE, LINE PROT | 856.49
3VA1216-5EF32-0AH0 | CIRCUIT BREAKER 3VA1 IEC FRAME 250 BREAKING CAPACITY CLASS M ICU=55KA @ 415 V 3-POLE, LINE PROT | 856.49
3VA1216-5EF32-0AJ0 | CIRCUIT BREAKER 3VA1 IEC FRAME 250 BREAKING CAPACITY CLASS M ICU=55KA @ 415 V 3-POLE, LINE PROT | 898.28
3VA1216-5EF32-0JC0 | CIRCUIT BREAKER 3VA1 IEC FRAME 250 BREAKING CAPACITY CLASS M ICU=55KA @ 415 V 3-POLE, LINE PROT | 919.17
3VA1216-5EF32-0JH0 | CIRCUIT BREAKER 3VA1 IEC FRAME 250 BREAKING CAPACITY CLASS M ICU=55KA @ 415 V 3-POLE, LINE PROT | 940.06
3VA1216-5EF32-0KA0 | CIRCUIT BREAKER 3VA1 IEC FRAME 250 BREAKING CAPACITY CLASS M ICU=55KA @ 415 V 3-POLE, LINE PROT | 870.43
3VA1216-5EF32-0KC0 | CIRCUIT BREAKER 3VA1 IEC FRAME 250 BREAKING CAPACITY CLASS M ICU=55KA @ 415 V 3-POLE, LINE PROT | 919.17
3VA1216-5MH32-0AJ0 | CIRCUIT BREAKER 3VA1 IEC FRAME 250 BREAKING CAPACITY CLASS M ICU=55KA @ 415 V 3-POLE, MOTOR STA | 752.04
3VA1216-5MH32-0BA0 | CIRCUIT BREAKER 3VA1 IEC FRAME 250 BREAKING CAPACITY CLASS M ICU=55KA @ 415 V 3-POLE, MOTOR STA | 759.01
3VA1216-5MH32-0BC0 | CIRCUIT BREAKER 3VA1 IEC FRAME 250 BREAKING CAPACITY CLASS M ICU=55KA @ 415 V 3-POLE, MOTOR STA | 800.79
3VA1216-5MH32-0BH0 | CIRCUIT BREAKER 3VA1 IEC FRAME 250 BREAKING CAPACITY CLASS M ICU=55KA @ 415 V 3-POLE, MOTOR STA | 821.68
3VA1216-5MH32-0KA0 | CIRCUIT BREAKER 3VA1 IEC FRAME 250 BREAKING CAPACITY CLASS M ICU=55KA @ 415 V 3-POLE, MOTOR STA | 731.15
3VA1216-5MH32-0KC0 | CIRCUIT BREAKER 3VA1 IEC FRAME 250 BREAKING CAPACITY CLASS M ICU=55KA @ 415 V 3-POLE, MOTOR STA | 779.9
3VA1216-5MH32-0KH0 | CIRCUIT BREAKER 3VA1 IEC FRAME 250 BREAKING CAPACITY CLASS M ICU=55KA @ 415 V 3-POLE, MOTOR STA | 800.79
3VA1216-6EF32-0AA0 | CIRCUIT BREAKER 3VA1 IEC FRAME 250 BREAKING CAPACITY CLASS H ICU=70KA @ 415 V 3-POLE, LINE PROT | 627.25
3VA1216-6EF42-0AA0 | CIRCUIT BREAKER 3VA1 IEC FRAME 250 BREAKING CAPACITY CLASS H ICU=70KA @ 415 V 4-POLE, LINE PROT | 818.36
3VA1220-4EF32-0BA0 | CIRCUIT BREAKER 3VA1 IEC FRAME 250 BREAKING CAPACITY CLASS S ICU=36KA @ 415 V 3-POLE, LINE PROT | 849.54
3VA1220-4EF32-0BC0 | CIRCUIT BREAKER 3VA1 IEC FRAME 250 BREAKING CAPACITY CLASS S ICU=36KA @ 415 V 3-POLE, LINE PROT | 898.28
3VA1220-4EF32-0BH0 | CIRCUIT BREAKER 3VA1 IEC FRAME 250 BREAKING CAPACITY CLASS S ICU=36KA @ 415 V 3-POLE, LINE PROT | 919.17
3VA1220-4EF32-0CA0 | CIRCUIT BREAKER 3VA1 IEC FRAME 250 BREAKING CAPACITY CLASS S ICU=36KA @ 415 V 3-POLE, LINE PROT | 849.54
3VA1220-4EF32-0KH0 | CIRCUIT BREAKER 3VA1 IEC FRAME 250 BREAKING CAPACITY CLASS S ICU=36KA @ 415 V 3-POLE, LINE PROT | 898.28
3VA1220-4EF42-0AA0 | CIRCUIT BREAKER 3VA1 IEC FRAME 250 BREAKING CAPACITY CLASS S ICU=36KA @ 415 V 4-POLE, LINE PROT | 661.56
3VA1220-4EF42-0AB0 | CIRCUIT BREAKER 3VA1 IEC FRAME 250 BREAKING CAPACITY CLASS S ICU=36KA @ 415 V 4-POLE, LINE PROT | 1037.54
3VA1225-6GF42-0AB0 | CIRCUIT BREAKER 3VA1 IEC FRAME 250 BREAKING CAPACITY CLASS H ICU=70KA @ 415 V 4-POLE, LINE PROT | 1385.71
3VA1225-6GF42-0AD0 | CIRCUIT BREAKER 3VA1 IEC FRAME 250 BREAKING CAPACITY CLASS H ICU=70KA @ 415 V 4-POLE, LINE PROT | 1385.71
3VA1225-6GF42-0BC0 | CIRCUIT BREAKER 3VA1 IEC FRAME 250 BREAKING CAPACITY CLASS H ICU=70KA @ 415 V 4-POLE, LINE PROT | 1497.13
3VA1225-6GF42-0CA0 | CIRCUIT BREAKER 3VA1 IEC FRAME 250 BREAKING CAPACITY CLASS H ICU=70KA @ 415 V 4-POLE, LINE PROT | 1448.38
3VA1225-6GF42-0HA0 | CIRCUIT BREAKER 3VA1 IEC FRAME 250 BREAKING CAPACITY CLASS H ICU=70KA @ 415 V 4-POLE, LINE PROT | 1420.54
3VA1225-6GF42-0HH0 | CIRCUIT BREAKER 3VA1 IEC FRAME 250 BREAKING CAPACITY CLASS H ICU=70KA @ 415 V 4-POLE, LINE PROT | 1497.13
3VA1225-6GF42-0KH0 | CIRCUIT BREAKER 3VA1 IEC FRAME 250 BREAKING CAPACITY CLASS H ICU=70KA @ 415 V 4-POLE, LINE PROT | 1497.13
3VA1216-4EF32-0AB0 | CIRCUIT BREAKER 3VA1 IEC FRAME 250 BREAKING CAPACITY CLASS S ICU=36KA @ 415 V 3-POLE, LINE PROT | 786.87
3VA1216-4EF32-0AJ0 | CIRCUIT BREAKER 3VA1 IEC FRAME 250 BREAKING CAPACITY CLASS S ICU=36KA @ 415 V 3-POLE, LINE PROT | 821.68
3VA1216-4EF32-0BC0 | CIRCUIT BREAKER 3VA1 IEC FRAME 250 BREAKING CAPACITY CLASS S ICU=36KA @ 415 V 3-POLE, LINE PROT | 877.38
3VA1216-4EF32-0DC0 | CIRCUIT BREAKER 3VA1 IEC FRAME 250 BREAKING CAPACITY CLASS S ICU=36KA @ 415 V 3-POLE, LINE PROT | 877.38
3VA1216-4EF32-0HA0 | CIRCUIT BREAKER 3VA1 IEC FRAME 250 BREAKING CAPACITY CLASS S ICU=36KA @ 415 V 3-POLE, LINE PROT | 800.79
3VA1216-4EF32-0HG0 | CIRCUIT BREAKER 3VA1 IEC FRAME 250 BREAKING CAPACITY CLASS S ICU=36KA @ 415 V 3-POLE, LINE PROT | 870.43
3VA1216-4EF32-0JH0 | CIRCUIT BREAKER 3VA1 IEC FRAME 250 BREAKING CAPACITY CLASS S ICU=36KA @ 415 V 3-POLE, LINE PROT | 870.43
3VA1216-4EF32-0KC0 | CIRCUIT BREAKER 3VA1 IEC FRAME 250 BREAKING CAPACITY CLASS S ICU=36KA @ 415 V 3-POLE, LINE PROT | 849.54
3VA1216-5EF32-0AC0 | CIRCUIT BREAKER 3VA1 IEC FRAME 250 BREAKING CAPACITY CLASS M ICU=55KA @ 415 V 3-POLE, LINE PROT | 828.65
3VA1216-5EF32-0AE0 | CIRCUIT BREAKER 3VA1 IEC FRAME 250 BREAKING CAPACITY CLASS M ICU=55KA @ 415 V 3-POLE, LINE PROT | 891.31
3VA1216-5EF32-0BA0 | CIRCUIT BREAKER 3VA1 IEC FRAME 250 BREAKING CAPACITY CLASS M ICU=55KA @ 415 V 3-POLE, LINE PROT | 898.28
3VA1216-5EF32-0BH0 | CIRCUIT BREAKER 3VA1 IEC FRAME 250 BREAKING CAPACITY CLASS M ICU=55KA @ 415 V 3-POLE, LINE PROT | 967.92
3VA1216-5EF32-0CC0 | CIRCUIT BREAKER 3VA1 IEC FRAME 250 BREAKING CAPACITY CLASS M ICU=55KA @ 415 V 3-POLE, LINE PROT | 940.06
3VA1216-5EF32-0HC0 | CIRCUIT BREAKER 3VA1 IEC FRAME 250 BREAKING CAPACITY CLASS M ICU=55KA @ 415 V 3-POLE, LINE PROT | 919.17
3VA1216-5EF32-0CH0 | CIRCUIT BREAKER 3VA1 IEC FRAME 250 BREAKING CAPACITY CLASS M ICU=55KA @ 415 V 3-POLE, LINE PROT | 967.92
3VA1216-5EF42-0AA0 | CIRCUIT BREAKER 3VA1 IEC FRAME 250 BREAKING CAPACITY CLASS M ICU=55KA @ 415 V 4-POLE, LINE PROT | 725.27
3VA1216-5GF42-0AA0 | CIRCUIT BREAKER 3VA1 IEC FRAME 250 BREAKING CAPACITY CLASS M ICU=55KA @ 415 V 4-POLE, LINE PROT | 725.27
3VA1216-5MH32-0AF0 | CIRCUIT BREAKER 3VA1 IEC FRAME 250 BREAKING CAPACITY CLASS M ICU=55KA @ 415 V 3-POLE, MOTOR STA | 689.37
3VA1216-5MH32-0AH0 | CIRCUIT BREAKER 3VA1 IEC FRAME 250 BREAKING CAPACITY CLASS M ICU=55KA @ 415 V 3-POLE, MOTOR STA | 717.23
3VA1216-5MH32-0CA0 | CIRCUIT BREAKER 3VA1 IEC FRAME 250 BREAKING CAPACITY CLASS M ICU=55KA @ 415 V 3-POLE, MOTOR STA | 759.01
3VA1216-5MH32-0DA0 | CIRCUIT BREAKER 3VA1 IEC FRAME 250 BREAKING CAPACITY CLASS M ICU=55KA @ 415 V 3-POLE, MOTOR STA | 759.01
3VA1216-5MH32-0JA0 | CIRCUIT BREAKER 3VA1 IEC FRAME 250 BREAKING CAPACITY CLASS M ICU=55KA @ 415 V 3-POLE, MOTOR STA | 731.15
3VA1216-5MH32-0JH0 | CIRCUIT BREAKER 3VA1 IEC FRAME 250 BREAKING CAPACITY CLASS M ICU=55KA @ 415 V 3-POLE, MOTOR STA | 800.79
3VA1225-6EF42-0AB0 | CIRCUIT BREAKER 3VA1 IEC FRAME 250 BREAKING CAPACITY CLASS H ICU=70KA @ 415 V 4-POLE, LINE PROT | 1385.71
3VA1225-6EF42-0AC0 | CIRCUIT BREAKER 3VA1 IEC FRAME 250 BREAKING CAPACITY CLASS H ICU=70KA @ 415 V 4-POLE, LINE PROT | 1371.79
3VA1225-6EF42-0AD0 | CIRCUIT BREAKER 3VA1 IEC FRAME 250 BREAKING CAPACITY CLASS H ICU=70KA @ 415 V 4-POLE, LINE PROT | 1385.71
3VA1225-6EF42-0DH0 | CIRCUIT BREAKER 3VA1 IEC FRAME 250 BREAKING CAPACITY CLASS H ICU=70KA @ 415 V 4-POLE, LINE PROT | 1531.94
3VA1225-6EF42-0HA0 | CIRCUIT BREAKER 3VA1 IEC FRAME 250 BREAKING CAPACITY CLASS H ICU=70KA @ 415 V 4-POLE, LINE PROT | 1420.54
3VA1225-6EF42-0HC0 | CIRCUIT BREAKER 3VA1 IEC FRAME 250 BREAKING CAPACITY CLASS H ICU=70KA @ 415 V 4-POLE, LINE PROT | 1483.21
3VA1225-6EF42-0HH0 | CIRCUIT BREAKER 3VA1 IEC FRAME 250 BREAKING CAPACITY CLASS H ICU=70KA @ 415 V 4-POLE, LINE PROT | 1497.13
3VA1225-6GF42-0AF0 | CIRCUIT BREAKER 3VA1 IEC FRAME 250 BREAKING CAPACITY CLASS H ICU=70KA @ 415 V 4-POLE, LINE PROT | 1371.79
3VA1225-6GF42-0AG0 | CIRCUIT BREAKER 3VA1 IEC FRAME 250 BREAKING CAPACITY CLASS H ICU=70KA @ 415 V 4-POLE, LINE PROT | 1385.71
3VA1225-6GF42-0AH0 | CIRCUIT BREAKER 3VA1 IEC FRAME 250 BREAKING CAPACITY CLASS H ICU=70KA @ 415 V 4-POLE, LINE PROT | 1385.71
3VA1225-6GF42-0AJ0 | CIRCUIT BREAKER 3VA1 IEC FRAME 250 BREAKING CAPACITY CLASS H ICU=70KA @ 415 V 4-POLE, LINE PROT | 1448.38
3VA1225-6GF42-0JA0 | CIRCUIT BREAKER 3VA1 IEC FRAME 250 BREAKING CAPACITY CLASS H ICU=70KA @ 415 V 4-POLE, LINE PROT | 1420.54
3VA1225-6GF42-0JC0 | CIRCUIT BREAKER 3VA1 IEC FRAME 250 BREAKING CAPACITY CLASS H ICU=70KA @ 415 V 4-POLE, LINE PROT | 1483.21
3VA1225-6GF42-0JH0 | CIRCUIT BREAKER 3VA1 IEC FRAME 250 BREAKING CAPACITY CLASS H ICU=70KA @ 415 V 4-POLE, LINE PROT | 1497.13
3VA1225-6GF42-0KA0 | CIRCUIT BREAKER 3VA1 IEC FRAME 250 BREAKING CAPACITY CLASS H ICU=70KA @ 415 V 4-POLE, LINE PROT | 1420.54
3VA1225-6GF42-0KC0 | CIRCUIT BREAKER 3VA1 IEC FRAME 250 BREAKING CAPACITY CLASS H ICU=70KA @ 415 V 4-POLE, LINE PROT | 1483.21
3VA1216-4EF32-0BH0 | CIRCUIT BREAKER 3VA1 IEC FRAME 250 BREAKING CAPACITY CLASS S ICU=36KA @ 415 V 3-POLE, LINE PROT | 905.24
3VA1216-4EF32-0CA0 | CIRCUIT BREAKER 3VA1 IEC FRAME 250 BREAKING CAPACITY CLASS S ICU=36KA @ 415 V 3-POLE, LINE PROT | 821.68
3VA1216-4EF32-0CC0 | CIRCUIT BREAKER 3VA1 IEC FRAME 250 BREAKING CAPACITY CLASS S ICU=36KA @ 415 V 3-POLE, LINE PROT | 877.38
3VA1216-4EF32-0DA0 | CIRCUIT BREAKER 3VA1 IEC FRAME 250 BREAKING CAPACITY CLASS S ICU=36KA @ 415 V 3-POLE, LINE PROT | 821.68
3VA1216-4EF42-0AA0 | CIRCUIT BREAKER 3VA1 IEC FRAME 250 BREAKING CAPACITY CLASS S ICU=36KA @ 415 V 4-POLE, LINE PROT | 651.75
3VA1216-4FF42-0AA0 | CIRCUIT BREAKER 3VA1 IEC FRAME 250 BREAKING CAPACITY CLASS S ICU=36KA @ 415 V 4-POLE, LINE PROT | 651.75
3VA1216-4GF42-0AA0 | CIRCUIT BREAKER 3VA1 IEC FRAME 250 BREAKING CAPACITY CLASS S ICU=36KA @ 415 V 4-POLE, LINE PROT | 651.75
3VA1216-5EF32-0AA0 | CIRCUIT BREAKER 3VA1 IEC FRAME 250 BREAKING CAPACITY CLASS M ICU=55KA @ 415 V 3-POLE, LINE PROT | 553.74
3VA1216-5EF32-0DA0 | CIRCUIT BREAKER 3VA1 IEC FRAME 250 BREAKING CAPACITY CLASS M ICU=55KA @ 415 V 3-POLE, LINE PROT | 898.28
3VA1216-5EF32-0DC0 | CIRCUIT BREAKER 3VA1 IEC FRAME 250 BREAKING CAPACITY CLASS M ICU=55KA @ 415 V 3-POLE, LINE PROT | 940.06
3VA1216-5EF32-0DH0 | CIRCUIT BREAKER 3VA1 IEC FRAME 250 BREAKING CAPACITY CLASS M ICU=55KA @ 415 V 3-POLE, LINE PROT | 967.92
3VA1216-5EF32-0HA0 | CIRCUIT BREAKER 3VA1 IEC FRAME 250 BREAKING CAPACITY CLASS M ICU=55KA @ 415 V 3-POLE, LINE PROT | 870.43
3VA1216-5GF42-0KF0 | CIRCUIT BREAKER 3VA1 IEC FRAME 250 BREAKING CAPACITY CLASS M ICU=55KA @ 415 V 4-POLE, LINE PROT | 1162.88
3VA1216-5MH32-0AA0 | CIRCUIT BREAKER 3VA1 IEC FRAME 250 BREAKING CAPACITY CLASS M ICU=55KA @ 415 V 3-POLE,MOTOR STAR | 450.37
3VA1220-4GF42-0AD0 | CIRCUIT BREAKER 3VA1 IEC FRAME 250 BREAKING CAPACITY CLASS S ICU=36KA @ 415 V 4-POLE, LINE PROT | 1037.54
3VA1220-4GF42-0AJ0 | CIRCUIT BREAKER 3VA1 IEC FRAME 250 BREAKING CAPACITY CLASS S ICU=36KA @ 415 V 4-POLE, LINE PROT | 1058.43
3VA1220-4GF42-0BC0 | CIRCUIT BREAKER 3VA1 IEC FRAME 250 BREAKING CAPACITY CLASS S ICU=36KA @ 415 V 4-POLE, LINE PROT | 1114.15
3VA1220-4GF42-0CA0 | CIRCUIT BREAKER 3VA1 IEC FRAME 250 BREAKING CAPACITY CLASS S ICU=36KA @ 415 V 4-POLE, LINE PROT | 1065.4
3VA1220-4GF42-0HA0 | CIRCUIT BREAKER 3VA1 IEC FRAME 250 BREAKING CAPACITY CLASS S ICU=36KA @ 415 V 4-POLE, LINE PROT | 1044.51
3VA1220-4GF42-0HH0 | CIRCUIT BREAKER 3VA1 IEC FRAME 250 BREAKING CAPACITY CLASS S ICU=36KA @ 415 V 4-POLE, LINE PROT | 1114.15
3VA1220-4GF42-0KH0 | CIRCUIT BREAKER 3VA1 IEC FRAME 250 BREAKING CAPACITY CLASS S ICU=36KA @ 415 V 4-POLE, LINE PROT | 1114.15
3VA1220-5EF32-0AB0 | CIRCUIT BREAKER 3VA1 IEC FRAME 250 BREAKING CAPACITY CLASS M ICU=55KA @ 415 V 3-POLE, LINE PROT | 877.38
3VA1220-5EF32-0AJ0 | CIRCUIT BREAKER 3VA1 IEC FRAME 250 BREAKING CAPACITY CLASS M ICU=55KA @ 415 V 3-POLE, LINE PROT | 912.2
3VA1220-5EF32-0BC0 | CIRCUIT BREAKER 3VA1 IEC FRAME 250 BREAKING CAPACITY CLASS M ICU=55KA @ 415 V 3-POLE, LINE PROT | 967.92
3VA1220-5EF32-0DC0 | CIRCUIT BREAKER 3VA1 IEC FRAME 250 BREAKING CAPACITY CLASS M ICU=55KA @ 415 V 3-POLE, LINE PROT | 967.92
3VA1220-5EF32-0HA0 | CIRCUIT BREAKER 3VA1 IEC FRAME 250 BREAKING CAPACITY CLASS M ICU=55KA @ 415 V 3-POLE, LINE PROT | 898.28
3VA1220-5EF32-0KA0 | CIRCUIT BREAKER 3VA1 IEC FRAME 250 BREAKING CAPACITY CLASS M ICU=55KA @ 415 V 3-POLE, LINE PROT | 898.28
3VA1220-5EF32-0KH0 | CIRCUIT BREAKER 3VA1 IEC FRAME 250 BREAKING CAPACITY CLASS M ICU=55KA @ 415 V 3-POLE, LINE PROT | 967.92
3VA1220-5EF42-0AG0 | CIRCUIT BREAKER 3VA1 IEC FRAME 250 BREAKING CAPACITY CLASS M ICU=55KA @ 415 V 4-POLE, LINE PROT | 1128.07
3VA1220-5EF42-0AJ0 | CIRCUIT BREAKER 3VA1 IEC FRAME 250 BREAKING CAPACITY CLASS M ICU=55KA @ 415 V 4-POLE, LINE PROT | 1162.88
3VA1220-5EF42-0CC0 | CIRCUIT BREAKER 3VA1 IEC FRAME 250 BREAKING CAPACITY CLASS M ICU=55KA @ 415 V 4-POLE, LINE PROT | 1204.66
3VA1220-5EF42-0DC0 | CIRCUIT BREAKER 3VA1 IEC FRAME 250 BREAKING CAPACITY CLASS M ICU=55KA @ 415 V 4-POLE, LINE PROT | 1204.66
3VA1220-5EF42-0JC0 | CIRCUIT BREAKER 3VA1 IEC FRAME 250 BREAKING CAPACITY CLASS M ICU=55KA @ 415 V 4-POLE, LINE PROT | 1190.74
3VA1220-5EF42-0KA0 | CIRCUIT BREAKER 3VA1 IEC FRAME 250 BREAKING CAPACITY CLASS M ICU=55KA @ 415 V 4-POLE, LINE PROT | 1141.99
3VA1220-5GF42-0AD0 | CIRCUIT BREAKER 3VA1 IEC FRAME 250 BREAKING CAPACITY CLASS M ICU=55KA @ 415 V 4-POLE, LINE PROT | 1128.07
3VA1220-5GF42-0AF0 | CIRCUIT BREAKER 3VA1 IEC FRAME 250 BREAKING CAPACITY CLASS M ICU=55KA @ 415 V 4-POLE, LINE PROT | 1107.18
3VA2063-5HM46-0DE0 | CIRCUIT BREAKER 3VA2 IEC FRAME 100 BREAKING CAPACITY CLASS M ICU=55KA @ 415 V 4POLE, LINE PROTE | 1135.04
3VA1180-6MH36-0AA0 | CIRCUIT BREAKER 3VA1 IEC FRAME 160 BREAKING CAPACITY CLASS H ICU=70KA @ 415 V 3-POLE,MOTOR STAR | 242.08
3VA1196-4ED22-0AA0 | CIRCUIT BREAKER 3VA1 IEC FRAME 160 BREAKING CAPACITY CLASS S ICU=36KA @ 415 V 2-POLE, LINE PROT | 143.11
3VA1196-5GF42-0AC0 | CIRCUIT BREAKER 3VA1 IEC FRAME 160 BREAKING CAPACITY CLASS M ICU=55KA @ 415 V 4-POLE, LINE PROT | 397.62
3VA2110-7MS36-0HL0 | CIRCUIT BREAKER 3VA2 IEC FRAME 160 BREAKING CAPACITY CLASS C ICU=110KA @ 415 V 3-POLE,MOTOR STA | 703.31
3VA2110-7MS36-0JA0 | CIRCUIT BREAKER 3VA2 IEC FRAME 160 BREAKING CAPACITY CLASS C ICU=110KA @ 415 V 3-POLE,MOTOR STA | 587.71
3VA2110-7MS36-0KC0 | CIRCUIT BREAKER 3VA2 IEC FRAME 160 BREAKING CAPACITY CLASS C ICU=110KA @ 415 V 3-POLE,MOTOR STA | 638.55
3VA2110-7MS36-0KL0 | CIRCUIT BREAKER 3VA2 IEC FRAME 160 BREAKING CAPACITY CLASS C ICU=110KA @ 415 V 3-POLE,MOTOR STA | 703.31
3VA1220-4EF42-0AC0 | CIRCUIT BREAKER 3VA1 IEC FRAME 250 BREAKING CAPACITY CLASS S ICU=36KA @ 415 V 4-POLE, LINE PROT | 1002.73
3VA1220-4EF42-0DH0 | CIRCUIT BREAKER 3VA1 IEC FRAME 250 BREAKING CAPACITY CLASS S ICU=36KA @ 415 V 4-POLE, LINE PROT | 1141.99
3VA1220-4EF42-0HA0 | CIRCUIT BREAKER 3VA1 IEC FRAME 250 BREAKING CAPACITY CLASS S ICU=36KA @ 415 V 4-POLE, LINE PROT | 1044.51
3VA1220-4EF42-0HC0 | CIRCUIT BREAKER 3VA1 IEC FRAME 250 BREAKING CAPACITY CLASS S ICU=36KA @ 415 V 4-POLE, LINE PROT | 1100.21
3VA1220-4EF42-0HH0 | CIRCUIT BREAKER 3VA1 IEC FRAME 250 BREAKING CAPACITY CLASS S ICU=36KA @ 415 V 4-POLE, LINE PROT | 1114.15
3VA1220-4GF42-0AE0 | CIRCUIT BREAKER 3VA1 IEC FRAME 250 BREAKING CAPACITY CLASS S ICU=36KA @ 415 V 4-POLE, LINE PROT | 1051.48
3VA1220-4GF42-0AF0 | CIRCUIT BREAKER 3VA1 IEC FRAME 250 BREAKING CAPACITY CLASS S ICU=36KA @ 415 V 4-POLE, LINE PROT | 1002.73
3VA1220-4GF42-0AG0 | CIRCUIT BREAKER 3VA1 IEC FRAME 250 BREAKING CAPACITY CLASS S ICU=36KA @ 415 V 4-POLE, LINE PROT | 1037.54
3VA1220-4GF42-0AH0 | CIRCUIT BREAKER 3VA1 IEC FRAME 250 BREAKING CAPACITY CLASS S ICU=36KA @ 415 V 4-POLE, LINE PROT | 1037.54
3VA1220-4GF42-0JA0 | CIRCUIT BREAKER 3VA1 IEC FRAME 250 BREAKING CAPACITY CLASS S ICU=36KA @ 415 V 4-POLE, LINE PROT | 1044.51
3VA1220-4GF42-0JC0 | CIRCUIT BREAKER 3VA1 IEC FRAME 250 BREAKING CAPACITY CLASS S ICU=36KA @ 415 V 4-POLE, LINE PROT | 1100.21
3VA1220-4GF42-0JH0 | CIRCUIT BREAKER 3VA1 IEC FRAME 250 BREAKING CAPACITY CLASS S ICU=36KA @ 415 V 4-POLE, LINE PROT | 1114.15
3VA1220-4GF42-0KA0 | CIRCUIT BREAKER 3VA1 IEC FRAME 250 BREAKING CAPACITY CLASS S ICU=36KA @ 415 V 4-POLE, LINE PROT | 1044.51
3VA1220-5EF32-0BH0 | CIRCUIT BREAKER 3VA1 IEC FRAME 250 BREAKING CAPACITY CLASS M ICU=55KA @ 415 V 3-POLE, LINE PROT | 981.84
3VA1220-5EF32-0CA0 | CIRCUIT BREAKER 3VA1 IEC FRAME 250 BREAKING CAPACITY CLASS M ICU=55KA @ 415 V 3-POLE, LINE PROT | 919.17
3VA1220-5EF32-0CC0 | CIRCUIT BREAKER 3VA1 IEC FRAME 250 BREAKING CAPACITY CLASS M ICU=55KA @ 415 V 3-POLE, LINE PROT | 967.92
3VA1220-5EF32-0DA0 | CIRCUIT BREAKER 3VA1 IEC FRAME 250 BREAKING CAPACITY CLASS M ICU=55KA @ 415 V 3-POLE, LINE PROT | 919.17
3VA1220-5EF42-0AA0 | CIRCUIT BREAKER 3VA1 IEC FRAME 250 BREAKING CAPACITY CLASS M ICU=55KA @ 415 V 4-POLE, LINE PROT | 739.95
3VA1220-5EF42-0AB0 | CIRCUIT BREAKER 3VA1 IEC FRAME 250 BREAKING CAPACITY CLASS M ICU=55KA @ 415 V 4-POLE, LINE PROT | 1128.07
3VA1220-5EF42-0AC0 | CIRCUIT BREAKER 3VA1 IEC FRAME 250 BREAKING CAPACITY CLASS M ICU=55KA @ 415 V 4-POLE, LINE PROT | 1107.18
3VA1220-5EF42-0AD0 | CIRCUIT BREAKER 3VA1 IEC FRAME 250 BREAKING CAPACITY CLASS M ICU=55KA @ 415 V 4-POLE, LINE PROT | 1128.07
3VA1220-5EF42-0AE0 | CIRCUIT BREAKER 3VA1 IEC FRAME 250 BREAKING CAPACITY CLASS M ICU=55KA @ 415 V 4-POLE, LINE PROT | 1148.96
3VA1220-5EF42-0HA0 | CIRCUIT BREAKER 3VA1 IEC FRAME 250 BREAKING CAPACITY CLASS M ICU=55KA @ 415 V 4-POLE, LINE PROT | 1141.99
3VA1220-5EF42-0HC0 | CIRCUIT BREAKER 3VA1 IEC FRAME 250 BREAKING CAPACITY CLASS M ICU=55KA @ 415 V 4-POLE, LINE PROT | 1190.74
3VA1220-5EF42-0HH0 | CIRCUIT BREAKER 3VA1 IEC FRAME 250 BREAKING CAPACITY CLASS M ICU=55KA @ 415 V 4-POLE, LINE PROT | 1204.66
3VA1220-5EF42-0CH0 | CIRCUIT BREAKER 3VA1 IEC FRAME 250 BREAKING CAPACITY CLASS M ICU=55KA @ 415 V 4-POLE, LINE PROT | 1239.48
3VA1220-5GF42-0AG0 | CIRCUIT BREAKER 3VA1 IEC FRAME 250 BREAKING CAPACITY CLASS M ICU=55KA @ 415 V 4-POLE, LINE PROT | 1128.07
3VA1220-5GF42-0AH0 | CIRCUIT BREAKER 3VA1 IEC FRAME 250 BREAKING CAPACITY CLASS M ICU=55KA @ 415 V 4-POLE, LINE PROT | 1128.07
3VA2063-7KQ46-0KB0 | CIRCUIT BREAKER 3VA2 IEC FRAME 100 BREAKING CAPACITY CLASS C ICU=110KA @ 415 V 4POLE, LINE PROT | 1789.6
3VA2063-5HM42-0AH0 | CIRCUIT BREAKER 3VA2 IEC FRAME 100 BREAKING CAPACITY CLASS M ICU=55KA @ 415 V 4POLE, LINE PROTE | 947.02
3VA1216-6GF42-0AA0 | CIRCUIT BREAKER 3VA1 IEC FRAME 250 BREAKING CAPACITY CLASS H ICU=70KA @ 415 V 4-POLE, LINE PROT | 818.36
3VA1220-4EF32-0AA0 | CIRCUIT BREAKER 3VA1 IEC FRAME 250 BREAKING CAPACITY CLASS S ICU=36KA @ 415 V 3-POLE, LINE PROT | 519.44
3VA1220-4EF32-0AF0 | CIRCUIT BREAKER 3VA1 IEC FRAME 250 BREAKING CAPACITY CLASS S ICU=36KA @ 415 V 3-POLE, LINE PROT | 779.9
3VA1220-4EF32-0AH0 | CIRCUIT BREAKER 3VA1 IEC FRAME 250 BREAKING CAPACITY CLASS S ICU=36KA @ 415 V 3-POLE, LINE PROT | 800.79
3VA1220-4EF32-0DA0 | CIRCUIT BREAKER 3VA1 IEC FRAME 250 BREAKING CAPACITY CLASS S ICU=36KA @ 415 V 3-POLE, LINE PROT | 849.54
3VA1220-4EF32-0DH0 | CIRCUIT BREAKER 3VA1 IEC FRAME 250 BREAKING CAPACITY CLASS S ICU=36KA @ 415 V 3-POLE, LINE PROT | 919.17
3VA1220-4EF32-0JH0 | CIRCUIT BREAKER 3VA1 IEC FRAME 250 BREAKING CAPACITY CLASS S ICU=36KA @ 415 V 3-POLE, LINE PROT | 898.28
3VA1220-4EF32-0KC0 | CIRCUIT BREAKER 3VA1 IEC FRAME 250 BREAKING CAPACITY CLASS S ICU=36KA @ 415 V 3-POLE, LINE PROT | 870.43
3VA1220-4EF42-0AD0 | CIRCUIT BREAKER 3VA1 IEC FRAME 250 BREAKING CAPACITY CLASS S ICU=36KA @ 415 V 4-POLE, LINE PROT | 1037.54
3VA1220-4EF42-0AF0 | CIRCUIT BREAKER 3VA1 IEC FRAME 250 BREAKING CAPACITY CLASS S ICU=36KA @ 415 V 4-POLE, LINE PROT | 1002.73
3VA1220-4EF42-0CA0 | CIRCUIT BREAKER 3VA1 IEC FRAME 250 BREAKING CAPACITY CLASS S ICU=36KA @ 415 V 4-POLE, LINE PROT | 1065.4
3VA1220-4EF42-0DA0 | CIRCUIT BREAKER 3VA1 IEC FRAME 250 BREAKING CAPACITY CLASS S ICU=36KA @ 415 V 4-POLE, LINE PROT | 1065.4
3VA1220-4EF42-0JA0 | CIRCUIT BREAKER 3VA1 IEC FRAME 250 BREAKING CAPACITY CLASS S ICU=36KA @ 415 V 4-POLE, LINE PROT | 1044.51
3VA1220-4EF42-0JH0 | CIRCUIT BREAKER 3VA1 IEC FRAME 250 BREAKING CAPACITY CLASS S ICU=36KA @ 415 V 4-POLE, LINE PROT | 1114.15
3VA1220-4GF42-0AA0 | CIRCUIT BREAKER 3VA1 IEC FRAME 250 BREAKING CAPACITY CLASS S ICU=36KA @ 415 V 4-POLE, LINE PROT | 661.56
3VA1220-4GF42-0AC0 | CIRCUIT BREAKER 3VA1 IEC FRAME 250 BREAKING CAPACITY CLASS S ICU=36KA @ 415 V 4-POLE, LINE PROT | 1002.73
3VA1220-4GF42-0BA0 | CIRCUIT BREAKER 3VA1 IEC FRAME 250 BREAKING CAPACITY CLASS S ICU=36KA @ 415 V 4-POLE, LINE PROT | 1065.4
3VA1220-4GF42-0BH0 | CIRCUIT BREAKER 3VA1 IEC FRAME 250 BREAKING CAPACITY CLASS S ICU=36KA @ 415 V 4-POLE, LINE PROT | 1141.99
3VA1220-4GF42-0HC0 | CIRCUIT BREAKER 3VA1 IEC FRAME 250 BREAKING CAPACITY CLASS S ICU=36KA @ 415 V 4-POLE, LINE PROT | 1100.21
3VA1220-4GF42-0CH0 | CIRCUIT BREAKER 3VA1 IEC FRAME 250 BREAKING CAPACITY CLASS S ICU=36KA @ 415 V 4-POLE, LINE PROT | 1141.99
3VA1220-4GF42-0KC0 | CIRCUIT BREAKER 3VA1 IEC FRAME 250 BREAKING CAPACITY CLASS S ICU=36KA @ 415 V 4-POLE, LINE PROT | 1100.21
3VA1220-5EF32-0AA0 | CIRCUIT BREAKER 3VA1 IEC FRAME 250 BREAKING CAPACITY CLASS M ICU=55KA @ 415 V 3-POLE, LINE PROT | 563.56
3VA1220-5EF32-0AH0 | CIRCUIT BREAKER 3VA1 IEC FRAME 250 BREAKING CAPACITY CLASS M ICU=55KA @ 415 V 3-POLE, LINE PROT | 877.38
3VA1220-5EF32-0BA0 | CIRCUIT BREAKER 3VA1 IEC FRAME 250 BREAKING CAPACITY CLASS M ICU=55KA @ 415 V 3-POLE, LINE PROT | 919.17
3VA1220-5EF32-0DH0 | CIRCUIT BREAKER 3VA1 IEC FRAME 250 BREAKING CAPACITY CLASS M ICU=55KA @ 415 V 3-POLE, LINE PROT | 981.84
3VA1220-5EF32-0HC0 | CIRCUIT BREAKER 3VA1 IEC FRAME 250 BREAKING CAPACITY CLASS M ICU=55KA @ 415 V 3-POLE, LINE PROT | 940.06
3VA1220-5EF32-0JH0 | CIRCUIT BREAKER 3VA1 IEC FRAME 250 BREAKING CAPACITY CLASS M ICU=55KA @ 415 V 3-POLE, LINE PROT | 967.92
3VA1220-5EF32-0KC0 | CIRCUIT BREAKER 3VA1 IEC FRAME 250 BREAKING CAPACITY CLASS M ICU=55KA @ 415 V 3-POLE, LINE PROT | 940.06
3VA1220-5EF42-0AF0 | CIRCUIT BREAKER 3VA1 IEC FRAME 250 BREAKING CAPACITY CLASS M ICU=55KA @ 415 V 4-POLE, LINE PROT | 1107.18
3VA1220-5EF42-0AH0 | CIRCUIT BREAKER 3VA1 IEC FRAME 250 BREAKING CAPACITY CLASS M ICU=55KA @ 415 V 4-POLE, LINE PROT | 1128.07
3VA1216-5MH32-0AB0 | CIRCUIT BREAKER 3VA1 IEC FRAME 250 BREAKING CAPACITY CLASS M ICU=55KA @ 415 V 3-POLE, MOTOR STA | 717.23
3VA1216-5MH32-0AC0 | CIRCUIT BREAKER 3VA1 IEC FRAME 250 BREAKING CAPACITY CLASS M ICU=55KA @ 415 V 3-POLE, MOTOR STA | 689.37
3VA1216-5MH32-0AD0 | CIRCUIT BREAKER 3VA1 IEC FRAME 250 BREAKING CAPACITY CLASS M ICU=55KA @ 415 V 3-POLE, MOTOR STA | 717.23
3VA1216-5MH32-0DH0 | CIRCUIT BREAKER 3VA1 IEC FRAME 250 BREAKING CAPACITY CLASS M ICU=55KA @ 415 V 3-POLE, MOTOR STA | 821.68
3VA1216-5MH32-0HA0 | CIRCUIT BREAKER 3VA1 IEC FRAME 250 BREAKING CAPACITY CLASS M ICU=55KA @ 415 V 3-POLE, MOTOR STA | 731.15
3VA1216-5MH32-0HC0 | CIRCUIT BREAKER 3VA1 IEC FRAME 250 BREAKING CAPACITY CLASS M ICU=55KA @ 415 V 3-POLE, MOTOR STA | 779.9
3VA1216-5MH32-0HH0 | CIRCUIT BREAKER 3VA1 IEC FRAME 250 BREAKING CAPACITY CLASS M ICU=55KA @ 415 V 3-POLE, MOTOR STA | 800.79
3VA1220-4EF32-0AB0 | CIRCUIT BREAKER 3VA1 IEC FRAME 250 BREAKING CAPACITY CLASS S ICU=36KA @ 415 V 3-POLE, LINE PROT | 800.79
3VA1220-4EF32-0AC0 | CIRCUIT BREAKER 3VA1 IEC FRAME 250 BREAKING CAPACITY CLASS S ICU=36KA @ 415 V 3-POLE, LINE PROT | 779.9
3VA1220-4EF32-0AD0 | CIRCUIT BREAKER 3VA1 IEC FRAME 250 BREAKING CAPACITY CLASS S ICU=36KA @ 415 V 3-POLE, LINE PROT | 800.79
3VA1220-4EF32-0AE0 | CIRCUIT BREAKER 3VA1 IEC FRAME 250 BREAKING CAPACITY CLASS S ICU=36KA @ 415 V 3-POLE, LINE PROT | 821.68
3VA1220-4EF32-0HA0 | CIRCUIT BREAKER 3VA1 IEC FRAME 250 BREAKING CAPACITY CLASS S ICU=36KA @ 415 V 3-POLE, LINE PROT | 814.71
3VA1220-4EF32-0HC0 | CIRCUIT BREAKER 3VA1 IEC FRAME 250 BREAKING CAPACITY CLASS S ICU=36KA @ 415 V 3-POLE, LINE PROT | 870.43
3VA1220-4EF32-0HH0 | CIRCUIT BREAKER 3VA1 IEC FRAME 250 BREAKING CAPACITY CLASS S ICU=36KA @ 415 V 3-POLE, LINE PROT | 898.28
3VA1220-4EF32-0CH0 | CIRCUIT BREAKER 3VA1 IEC FRAME 250 BREAKING CAPACITY CLASS S ICU=36KA @ 415 V 3-POLE, LINE PROT | 919.17
3VA1220-4EF32-0JA0 | CIRCUIT BREAKER 3VA1 IEC FRAME 250 BREAKING CAPACITY CLASS S ICU=36KA @ 415 V 3-POLE, LINE PROT | 814.71
3VA1220-4EF42-0AH0 | CIRCUIT BREAKER 3VA1 IEC FRAME 250 BREAKING CAPACITY CLASS S ICU=36KA @ 415 V 4-POLE, LINE PROT | 1037.54
3VA1220-4EF42-0AJ0 | CIRCUIT BREAKER 3VA1 IEC FRAME 250 BREAKING CAPACITY CLASS S ICU=36KA @ 415 V 4-POLE, LINE PROT | 1058.43
3VA1220-4EF42-0BA0 | CIRCUIT BREAKER 3VA1 IEC FRAME 250 BREAKING CAPACITY CLASS S ICU=36KA @ 415 V 4-POLE, LINE PROT | 1065.4
3VA1220-4EF42-0BC0 | CIRCUIT BREAKER 3VA1 IEC FRAME 250 BREAKING CAPACITY CLASS S ICU=36KA @ 415 V 4-POLE, LINE PROT | 1114.15
3VA1220-4EF42-0KA0 | CIRCUIT BREAKER 3VA1 IEC FRAME 250 BREAKING CAPACITY CLASS S ICU=36KA @ 415 V 4-POLE, LINE PROT | 1044.51
3VA1220-4EF42-0KC0 | CIRCUIT BREAKER 3VA1 IEC FRAME 250 BREAKING CAPACITY CLASS S ICU=36KA @ 415 V 4-POLE, LINE PROT | 1100.21
3VA1220-4EF42-0KH0 | CIRCUIT BREAKER 3VA1 IEC FRAME 250 BREAKING CAPACITY CLASS S ICU=36KA @ 415 V 4-POLE, LINE PROT | 1114.15
3VA1220-4FF42-0AA0 | CIRCUIT BREAKER 3VA1 IEC FRAME 250 BREAKING CAPACITY CLASS S ICU=36KA @ 415 V 4-POLE, LINE PROT | 661.56
3VA1220-4GF42-0CC0 | CIRCUIT BREAKER 3VA1 IEC FRAME 250 BREAKING CAPACITY CLASS S ICU=36KA @ 415 V 4-POLE, LINE PROT | 1114.15
3VA1220-4GF42-0DA0 | CIRCUIT BREAKER 3VA1 IEC FRAME 250 BREAKING CAPACITY CLASS S ICU=36KA @ 415 V 4-POLE, LINE PROT | 1065.4
3VA1220-4GF42-0DC0 | CIRCUIT BREAKER 3VA1 IEC FRAME 250 BREAKING CAPACITY CLASS S ICU=36KA @ 415 V 4-POLE, LINE PROT | 1114.15
3VA1220-4GF42-0DH0 | CIRCUIT BREAKER 3VA1 IEC FRAME 250 BREAKING CAPACITY CLASS S ICU=36KA @ 415 V 4-POLE, LINE PROT | 1141.99
3VA1220-5EF32-0AC0 | CIRCUIT BREAKER 3VA1 IEC FRAME 250 BREAKING CAPACITY CLASS M ICU=55KA @ 415 V 3-POLE, LINE PROT | 856.49
3VA1220-5EF32-0AD0 | CIRCUIT BREAKER 3VA1 IEC FRAME 250 BREAKING CAPACITY CLASS M ICU=55KA @ 415 V 3-POLE, LINE PROT | 877.38
3VA2116-5HN42-0HC0 | CIRCUIT BREAKER 3VA2 IEC FRAME 160 BREAKING CAPACITY CLASS M ICU=55KA @ 415 V 4POLE, LINE PROTE | 1239.48
3VA2116-5JP36-0AF0 | CIRCUIT BREAKER 3VA2 IEC FRAME 160 BREAKING CAPACITY CLASS M ICU=55KA @ 415 V 3POLE, LINE PROTE | 1364.82
3VA2125-5MN32-0AA0 | CIRCUIT BREAKER 3VA2 IEC FRAME 160 BREAKING CAPACITY CLASS M ICU=55KA @ 415 V 3-POLE, MOTOR PRO | 474.34
3VA2125-5MQ32-0AA0 | CIRCUIT BREAKER 3VA2 IEC FRAME 160 BREAKING CAPACITY CLASS M ICU=55KA @ 415 V 3-POLE, MOTOR PRO | 916.9
3VA2125-6HK46-0AA0 | CIRCUIT BREAKER 3VA2 IEC FRAME 160 BREAKING CAPACITY CLASS H ICU=85KA @ 415 V 4-POLE, LINE PROT | 647.91
3VA2125-7HK36-0AA0 | CIRCUIT BREAKER 3VA2 IEC FRAME 160 BREAKING CAPACITY CLASS C ICU=110KA @ 415 V 3-POLE, LINE PRO | 536.07
3VA2110-7HK46-0AA0 | CIRCUIT BREAKER 3VA2 IEC FRAME 160 BREAKING CAPACITY CLASS C ICU=110KA @ 415 V 4-POLE, LINE PRO | 745.74
3VA2110-7MN32-0AB0 | CIRCUIT BREAKER 3VA2 IEC FRAME 160 BREAKING CAPACITY CLASS C ICU=110KA @ 415 V 3-POLE, MOTOR PR | 738.12
3VA2110-7MN32-0AJ0 | CIRCUIT BREAKER 3VA2 IEC FRAME 160 BREAKING CAPACITY CLASS C ICU=110KA @ 415 V 3-POLE, MOTOR PR | 772.93
3VA2110-7MN32-0BB0 | CIRCUIT BREAKER 3VA2 IEC FRAME 160 BREAKING CAPACITY CLASS C ICU=110KA @ 415 V 3-POLE, MOTOR PR | 849.54
3VA2110-7MN32-0CC0 | CIRCUIT BREAKER 3VA2 IEC FRAME 160 BREAKING CAPACITY CLASS C ICU=110KA @ 415 V 3-POLE, MOTOR PR | 821.68
3VA2110-7MN32-0DA0 | CIRCUIT BREAKER 3VA2 IEC FRAME 160 BREAKING CAPACITY CLASS C ICU=110KA @ 415 V 3-POLE, MOTOR PR | 772.93
3VA2110-7MN32-0HL0 | CIRCUIT BREAKER 3VA2 IEC FRAME 160 BREAKING CAPACITY CLASS C ICU=110KA @ 415 V 3-POLE, MOTOR PR | 863.46
3VA2110-7MN32-0JA0 | CIRCUIT BREAKER 3VA2 IEC FRAME 160 BREAKING CAPACITY CLASS C ICU=110KA @ 415 V 3-POLE, MOTOR PR | 752.04
3VA2110-7MN32-0KL0 | CIRCUIT BREAKER 3VA2 IEC FRAME 160 BREAKING CAPACITY CLASS C ICU=110KA @ 415 V 3-POLE, MOTOR PR | 863.46
3VA2110-7MN36-0AB0 | CIRCUIT BREAKER 3VA2 IEC FRAME 160 BREAKING CAPACITY CLASS C ICU=110KA @ 415 V 3-POLE, MOTOR PR | 765.98
3VA2110-7MN36-0AG0 | CIRCUIT BREAKER 3VA2 IEC FRAME 160 BREAKING CAPACITY CLASS C ICU=110KA @ 415 V 3-POLE, MOTOR PR | 765.98
3VA2110-7MN36-0AJ0 | CIRCUIT BREAKER 3VA2 IEC FRAME 160 BREAKING CAPACITY CLASS C ICU=110KA @ 415 V 3-POLE, MOTOR PR | 793.82
3VA2110-7MN36-0CL0 | CIRCUIT BREAKER 3VA2 IEC FRAME 160 BREAKING CAPACITY CLASS C ICU=110KA @ 415 V 3-POLE, MOTOR PR | 912.2
3VA2110-7MN36-0DC0 | CIRCUIT BREAKER 3VA2 IEC FRAME 160 BREAKING CAPACITY CLASS C ICU=110KA @ 415 V 3-POLE, MOTOR PR | 849.54
3VA2110-7MN36-0CH0 | CIRCUIT BREAKER 3VA2 IEC FRAME 160 BREAKING CAPACITY CLASS C ICU=110KA @ 415 V 3-POLE, MOTOR PR | 870.43
3VA2110-7MN36-0JC0 | CIRCUIT BREAKER 3VA2 IEC FRAME 160 BREAKING CAPACITY CLASS C ICU=110KA @ 415 V 3-POLE, MOTOR PR | 821.68
3VA2110-7MN36-0KH0 | CIRCUIT BREAKER 3VA2 IEC FRAME 160 BREAKING CAPACITY CLASS C ICU=110KA @ 415 V 3-POLE, MOTOR PR | 849.54
3VA2110-7MQ32-0AA0 | CIRCUIT BREAKER 3VA2 IEC FRAME 160 BREAKING CAPACITY CLASS C ICU=110KA @ 415 V 3-POLE, MOTOR PR | 1008.55
3VA2110-7MS32-0AA0 | CIRCUIT BREAKER 3VA2 IEC FRAME 160 BREAKING CAPACITY CLASS C ICU=110KA @ 415 V 3-POLE,MOTOR STA | 416.87
3VA2110-7MS32-0AF0 | CIRCUIT BREAKER 3VA2 IEC FRAME 160 BREAKING CAPACITY CLASS C ICU=110KA @ 415 V 3-POLE,MOTOR STA | 525.03
3VA2110-7MS32-0AH0 | CIRCUIT BREAKER 3VA2 IEC FRAME 160 BREAKING CAPACITY CLASS C ICU=110KA @ 415 V 3-POLE,MOTOR STA | 548.71
3VA2110-7MS32-0CC0 | CIRCUIT BREAKER 3VA2 IEC FRAME 160 BREAKING CAPACITY CLASS C ICU=110KA @ 415 V 3-POLE,MOTOR STA | 639.94
3VA2110-7MS32-0DA0 | CIRCUIT BREAKER 3VA2 IEC FRAME 160 BREAKING CAPACITY CLASS C ICU=110KA @ 415 V 3-POLE,MOTOR STA | 591.19
3VA2110-7MS32-0HC0 | CIRCUIT BREAKER 3VA2 IEC FRAME 160 BREAKING CAPACITY CLASS C ICU=110KA @ 415 V 3-POLE,MOTOR STA | 612.08
3VA2110-5HK36-0AA0 | CIRCUIT BREAKER 3VA2 IEC FRAME 160 BREAKING CAPACITY CLASS M ICU=55KA @ 415 V 3-POLE, LINE PROT | 489.64
3VA2110-5HK42-0AA0 | CIRCUIT BREAKER 3VA2 IEC FRAME 160 BREAKING CAPACITY CLASS M ICU=55KA @ 415 V 4-POLE, LINE PROT | 594.74
3VA2110-5HK46-0AA0 | CIRCUIT BREAKER 3VA2 IEC FRAME 160 BREAKING CAPACITY CLASS M ICU=55KA @ 415 V 4-POLE, LINE PROT | 623.47
3VA2116-6HM36-0AF0 | CIRCUIT BREAKER 3VA2 IEC FRAME 160 BREAKING CAPACITY CLASS H ICU=85KA @ 415 V 3POLE, LINE PROTEC | 1225.55
3VA2110-8HK36-0AA0 | CIRCUIT BREAKER 3VA2 IEC FRAME 160 BREAKING CAPACITY CLASS L ICU=150KA @ 415 V 3-POLE, LINE PRO | 654.02
3VA2110-8HK42-0AA0 | CIRCUIT BREAKER 3VA2 IEC FRAME 160 BREAKING CAPACITY CLASS L ICU=150KA @ 415 V 4-POLE, LINE PRO | 812.96
3VA2110-8HK46-0AA0 | CIRCUIT BREAKER 3VA2 IEC FRAME 160 BREAKING CAPACITY CLASS L ICU=150KA @ 415 V 4-POLE, LINE PRO | 843.54
3VA2116-5HL42-0BC0 | CIRCUIT BREAKER 3VA2 IEC FRAME 160 BREAKING CAPACITY CLASS M ICU=55KA @ 415 V 4POLE, LINE PROTE | 1197.71
3VA2125-5MQ36-0AA0 | CIRCUIT BREAKER 3VA2 IEC FRAME 160 BREAKING CAPACITY CLASS M ICU=55KA @ 415 V 3-POLE, MOTOR PRO | 929.1
3VA2125-6HK32-0AA0 | CIRCUIT BREAKER 3VA2 IEC FRAME 160 BREAKING CAPACITY CLASS H ICU=85KA @ 415 V 3-POLE, LINE PROT | 481.7
3VA2125-6HK36-0AA0 | CIRCUIT BREAKER 3VA2 IEC FRAME 160 BREAKING CAPACITY CLASS H ICU=85KA @ 415 V 3-POLE, LINE PROT | 503.07
3VA2125-6HK42-0AA0 | CIRCUIT BREAKER 3VA2 IEC FRAME 160 BREAKING CAPACITY CLASS H ICU=85KA @ 415 V 4-POLE, LINE PROT | 611.25
3VA2110-7MN32-0AD0 | CIRCUIT BREAKER 3VA2 IEC FRAME 160 BREAKING CAPACITY CLASS C ICU=110KA @ 415 V 3-POLE, MOTOR PR | 738.12
3VA2110-7MN32-0AE0 | CIRCUIT BREAKER 3VA2 IEC FRAME 160 BREAKING CAPACITY CLASS C ICU=110KA @ 415 V 3-POLE, MOTOR PR | 765.98
3VA2110-7MN32-0AF0 | CIRCUIT BREAKER 3VA2 IEC FRAME 160 BREAKING CAPACITY CLASS C ICU=110KA @ 415 V 3-POLE, MOTOR PR | 710.26
3VA2110-7MN32-0AG0 | CIRCUIT BREAKER 3VA2 IEC FRAME 160 BREAKING CAPACITY CLASS C ICU=110KA @ 415 V 3-POLE, MOTOR PR | 738.12
3VA2110-7MN32-0DH0 | CIRCUIT BREAKER 3VA2 IEC FRAME 160 BREAKING CAPACITY CLASS C ICU=110KA @ 415 V 3-POLE, MOTOR PR | 849.54
3VA2110-7MN32-0DL0 | CIRCUIT BREAKER 3VA2 IEC FRAME 160 BREAKING CAPACITY CLASS C ICU=110KA @ 415 V 3-POLE, MOTOR PR | 891.31
3VA2110-7MN32-0HA0 | CIRCUIT BREAKER 3VA2 IEC FRAME 160 BREAKING CAPACITY CLASS C ICU=110KA @ 415 V 3-POLE, MOTOR PR | 752.04
3VA2110-7MN32-0HC0 | CIRCUIT BREAKER 3VA2 IEC FRAME 160 BREAKING CAPACITY CLASS C ICU=110KA @ 415 V 3-POLE, MOTOR PR | 800.79
3VA2110-7MN32-0HH0 | CIRCUIT BREAKER 3VA2 IEC FRAME 160 BREAKING CAPACITY CLASS C ICU=110KA @ 415 V 3-POLE, MOTOR PR | 821.68
3VA2110-7MN36-0AC0 | CIRCUIT BREAKER 3VA2 IEC FRAME 160 BREAKING CAPACITY CLASS C ICU=110KA @ 415 V 3-POLE, MOTOR PR | 738.12
3VA2110-7MN36-0AD0 | CIRCUIT BREAKER 3VA2 IEC FRAME 160 BREAKING CAPACITY CLASS C ICU=110KA @ 415 V 3-POLE, MOTOR PR | 765.98
3VA2110-7MN36-0AE0 | CIRCUIT BREAKER 3VA2 IEC FRAME 160 BREAKING CAPACITY CLASS C ICU=110KA @ 415 V 3-POLE, MOTOR PR | 786.87
3VA2110-7MN36-0AF0 | CIRCUIT BREAKER 3VA2 IEC FRAME 160 BREAKING CAPACITY CLASS C ICU=110KA @ 415 V 3-POLE, MOTOR PR | 738.12
3VA2110-7MN36-0DL0 | CIRCUIT BREAKER 3VA2 IEC FRAME 160 BREAKING CAPACITY CLASS C ICU=110KA @ 415 V 3-POLE, MOTOR PR | 912.2
3VA2110-7MN36-0HA0 | CIRCUIT BREAKER 3VA2 IEC FRAME 160 BREAKING CAPACITY CLASS C ICU=110KA @ 415 V 3-POLE, MOTOR PR | 772.93
3VA2110-7MN36-0HC0 | CIRCUIT BREAKER 3VA2 IEC FRAME 160 BREAKING CAPACITY CLASS C ICU=110KA @ 415 V 3-POLE, MOTOR PR | 821.68
3VA2110-7MN36-0HH0 | CIRCUIT BREAKER 3VA2 IEC FRAME 160 BREAKING CAPACITY CLASS C ICU=110KA @ 415 V 3-POLE, MOTOR PR | 849.54
3VA2110-7MS32-0AB0 | CIRCUIT BREAKER 3VA2 IEC FRAME 160 BREAKING CAPACITY CLASS C ICU=110KA @ 415 V 3-POLE,MOTOR STA | 548.71
3VA1220-5EF42-0DA0 | CIRCUIT BREAKER 3VA1 IEC FRAME 250 BREAKING CAPACITY CLASS M ICU=55KA @ 415 V 4-POLE, LINE PROT | 1162.88
3VA1220-5EF42-0DH0 | CIRCUIT BREAKER 3VA1 IEC FRAME 250 BREAKING CAPACITY CLASS M ICU=55KA @ 415 V 4-POLE, LINE PROT | 1239.48
3VA1220-5EF42-0JA0 | CIRCUIT BREAKER 3VA1 IEC FRAME 250 BREAKING CAPACITY CLASS M ICU=55KA @ 415 V 4-POLE, LINE PROT | 1141.99
3VA1220-5EF42-0JH0 | CIRCUIT BREAKER 3VA1 IEC FRAME 250 BREAKING CAPACITY CLASS M ICU=55KA @ 415 V 4-POLE, LINE PROT | 1204.66
3VA1220-5GF42-0AC0 | CIRCUIT BREAKER 3VA1 IEC FRAME 250 BREAKING CAPACITY CLASS M ICU=55KA @ 415 V 4-POLE, LINE PROT | 1107.18
3VA1220-5GF42-0AE0 | CIRCUIT BREAKER 3VA1 IEC FRAME 250 BREAKING CAPACITY CLASS M ICU=55KA @ 415 V 4-POLE, LINE PROT | 1148.96
3VA1180-6MH32-0AA0 | CIRCUIT BREAKER 3VA1 IEC FRAME 160 BREAKING CAPACITY CLASS H ICU=70KA @ 415 V 3-POLE,MOTOR STAR | 225.4
3VA1196-3ED12-0AA0 | CIRCUIT BREAKER 3VA1 IEC FRAME 160 BREAKING CAPACITY CLASS N ICU=25KA @ 240 V 1-POLE, LINE PROT | 73.51
3VA1196-4ED16-0AA0 | CIRCUIT BREAKER 3VA1 IEC FRAME 160 BREAKING CAPACITY CLASS S ICU=36KA @ 240 V 1-POLE, LINE PROT | 84.78
3VA1196-4ED26-0AA0 | CIRCUIT BREAKER 3VA1 IEC FRAME 160 BREAKING CAPACITY CLASS S ICU=36KA @ 415 V 2-POLE, LINE PROT | 153.88
3VA2110-5HK32-0AA0 | CIRCUIT BREAKER 3VA2 IEC FRAME 160 BREAKING CAPACITY CLASS M ICU=55KA @ 415 V 3-POLE, LINE PROT | 467.01
3VA2110-7MS36-0HH0 | CIRCUIT BREAKER 3VA2 IEC FRAME 160 BREAKING CAPACITY CLASS C ICU=110KA @ 415 V 3-POLE,MOTOR STA | 661.53
3VA2110-7MS36-0CH0 | CIRCUIT BREAKER 3VA2 IEC FRAME 160 BREAKING CAPACITY CLASS C ICU=110KA @ 415 V 3-POLE,MOTOR STA | 688.67
3VA2110-7MS36-0KH0 | CIRCUIT BREAKER 3VA2 IEC FRAME 160 BREAKING CAPACITY CLASS C ICU=110KA @ 415 V 3-POLE,MOTOR STA | 661.53
3VA2110-8HK32-0AA0 | CIRCUIT BREAKER 3VA2 IEC FRAME 160 BREAKING CAPACITY CLASS L ICU=150KA @ 415 V 3-POLE, LINE PRO | 629.6
3VA2116-5HN42-0AC0 | CIRCUIT BREAKER 3VA2 IEC FRAME 160 BREAKING CAPACITY CLASS M ICU=55KA @ 415 V 4POLE, LINE PROTE | 1148.96
3VA2116-5JP32-0AH0 | CIRCUIT BREAKER 3VA2 IEC FRAME 160 BREAKING CAPACITY CLASS M ICU=55KA @ 415 V 3POLE, LINE PROTE | 1357.87
3VA2116-5JP42-0AH0 | CIRCUIT BREAKER 3VA2 IEC FRAME 160 BREAKING CAPACITY CLASS M ICU=55KA @ 415 V 4POLE, LINE PROTE | 1601.58
3VA2125-5HK46-0AA0 | CIRCUIT BREAKER 3VA2 IEC FRAME 160 BREAKING CAPACITY CLASS M ICU=55KA @ 415 V 4-POLE, LINE PROT | 576.43
3VA2125-5MN36-0AA0 | CIRCUIT BREAKER 3VA2 IEC FRAME 160 BREAKING CAPACITY CLASS M ICU=55KA @ 415 V 3-POLE, MOTOR PRO | 497.56
3VA2125-7HK32-0AA0 | CIRCUIT BREAKER 3VA2 IEC FRAME 160 BREAKING CAPACITY CLASS C ICU=110KA @ 415 V 3-POLE, LINE PRO | 514.69
3VA2125-7HK42-0AA0 | CIRCUIT BREAKER 3VA2 IEC FRAME 160 BREAKING CAPACITY CLASS C ICU=110KA @ 415 V 4-POLE, LINE PRO | 660.15
3VA2110-7HK42-0AA0 | CIRCUIT BREAKER 3VA2 IEC FRAME 160 BREAKING CAPACITY CLASS C ICU=110KA @ 415 V 4-POLE, LINE PRO | 715.16
3VA2110-7MN32-0AA0 | CIRCUIT BREAKER 3VA2 IEC FRAME 160 BREAKING CAPACITY CLASS C ICU=110KA @ 415 V 3-POLE, MOTOR PR | 578.26
3VA2110-7MN32-0AC0 | CIRCUIT BREAKER 3VA2 IEC FRAME 160 BREAKING CAPACITY CLASS C ICU=110KA @ 415 V 3-POLE, MOTOR PR | 710.26
3VA2110-7MN32-0AH0 | CIRCUIT BREAKER 3VA2 IEC FRAME 160 BREAKING CAPACITY CLASS C ICU=110KA @ 415 V 3-POLE, MOTOR PR | 738.12
3VA2110-7MN32-0BA0 | CIRCUIT BREAKER 3VA2 IEC FRAME 160 BREAKING CAPACITY CLASS C ICU=110KA @ 415 V 3-POLE, MOTOR PR | 772.93
3VA2110-7MN32-0CL0 | CIRCUIT BREAKER 3VA2 IEC FRAME 160 BREAKING CAPACITY CLASS C ICU=110KA @ 415 V 3-POLE, MOTOR PR | 891.31
3VA2110-7MN32-0DC0 | CIRCUIT BREAKER 3VA2 IEC FRAME 160 BREAKING CAPACITY CLASS C ICU=110KA @ 415 V 3-POLE, MOTOR PR | 821.68
3VA2110-7MN32-0CH0 | CIRCUIT BREAKER 3VA2 IEC FRAME 160 BREAKING CAPACITY CLASS C ICU=110KA @ 415 V 3-POLE, MOTOR PR | 849.54
3VA1220-5EF32-0AE0 | CIRCUIT BREAKER 3VA1 IEC FRAME 250 BREAKING CAPACITY CLASS M ICU=55KA @ 415 V 3-POLE, LINE PROT | 905.24
3VA1220-5EF32-0AF0 | CIRCUIT BREAKER 3VA1 IEC FRAME 250 BREAKING CAPACITY CLASS M ICU=55KA @ 415 V 3-POLE, LINE PROT | 856.49
3VA1220-5EF32-0AG0 | CIRCUIT BREAKER 3VA1 IEC FRAME 250 BREAKING CAPACITY CLASS M ICU=55KA @ 415 V 3-POLE, LINE PROT | 877.38
3VA1220-5EF32-0HH0 | CIRCUIT BREAKER 3VA1 IEC FRAME 250 BREAKING CAPACITY CLASS M ICU=55KA @ 415 V 3-POLE, LINE PROT | 967.92
3VA1220-5EF32-0CH0 | CIRCUIT BREAKER 3VA1 IEC FRAME 250 BREAKING CAPACITY CLASS M ICU=55KA @ 415 V 3-POLE, LINE PROT | 981.84
3VA1220-5EF32-0JA0 | CIRCUIT BREAKER 3VA1 IEC FRAME 250 BREAKING CAPACITY CLASS M ICU=55KA @ 415 V 3-POLE, LINE PROT | 898.28
3VA1220-5EF32-0JC0 | CIRCUIT BREAKER 3VA1 IEC FRAME 250 BREAKING CAPACITY CLASS M ICU=55KA @ 415 V 3-POLE, LINE PROT | 940.06
3VA1220-5EF42-0BA0 | CIRCUIT BREAKER 3VA1 IEC FRAME 250 BREAKING CAPACITY CLASS M ICU=55KA @ 415 V 4-POLE, LINE PROT | 1162.88
3VA1220-5EF42-0BC0 | CIRCUIT BREAKER 3VA1 IEC FRAME 250 BREAKING CAPACITY CLASS M ICU=55KA @ 415 V 4-POLE, LINE PROT | 1204.66
3VA1220-5EF42-0BH0 | CIRCUIT BREAKER 3VA1 IEC FRAME 250 BREAKING CAPACITY CLASS M ICU=55KA @ 415 V 4-POLE, LINE PROT | 1239.48
3VA1220-5EF42-0CA0 | CIRCUIT BREAKER 3VA1 IEC FRAME 250 BREAKING CAPACITY CLASS M ICU=55KA @ 415 V 4-POLE, LINE PROT | 1162.88
3VA1220-5EF42-0KC0 | CIRCUIT BREAKER 3VA1 IEC FRAME 250 BREAKING CAPACITY CLASS M ICU=55KA @ 415 V 4-POLE, LINE PROT | 1190.74
3VA1220-5EF42-0KH0 | CIRCUIT BREAKER 3VA1 IEC FRAME 250 BREAKING CAPACITY CLASS M ICU=55KA @ 415 V 4-POLE, LINE PROT | 1204.66
3VA1220-5FF42-0AA0 | CIRCUIT BREAKER 3VA1 IEC FRAME 250 BREAKING CAPACITY CLASS M ICU=55KA @ 415 V 4-POLE, LINE PROT | 739.95
3VA1220-5GF42-0AA0 | CIRCUIT BREAKER 3VA1 IEC FRAME 250 BREAKING CAPACITY CLASS M ICU=55KA @ 415 V 4-POLE, LINE PROT | 739.95
3VA1220-5GF42-0AB0 | CIRCUIT BREAKER 3VA1 IEC FRAME 250 BREAKING CAPACITY CLASS M ICU=55KA @ 415 V 4-POLE, LINE PROT | 1128.07
3VA1196-3ED16-0AA0 | CIRCUIT BREAKER 3VA1 IEC FRAME 160 BREAKING CAPACITY CLASS N ICU=25KA @ 240 V 1-POLE, LINE PROT | 79.4
3VA1196-3ED22-0AA0 | CIRCUIT BREAKER 3VA1 IEC FRAME 160 BREAKING CAPACITY CLASS N ICU=25KA @ 415 V 2-POLE, LINE PROT | 133.3
3VA1196-3ED26-0AA0 | CIRCUIT BREAKER 3VA1 IEC FRAME 160 BREAKING CAPACITY CLASS N ICU=25KA @ 415 V 2-POLE, LINE PROT | 142.6
3VA1196-4ED12-0AA0 | CIRCUIT BREAKER 3VA1 IEC FRAME 160 BREAKING CAPACITY CLASS S ICU=36KA @ 240 V 1-POLE, LINE PROT | 79.88
3VA2110-7MS36-0JC0 | CIRCUIT BREAKER 3VA2 IEC FRAME 160 BREAKING CAPACITY CLASS C ICU=110KA @ 415 V 3-POLE,MOTOR STA | 638.55
3VA2110-7MS36-0JH0 | CIRCUIT BREAKER 3VA2 IEC FRAME 160 BREAKING CAPACITY CLASS C ICU=110KA @ 415 V 3-POLE,MOTOR STA | 661.53
3VA2110-7MS36-0JL0 | CIRCUIT BREAKER 3VA2 IEC FRAME 160 BREAKING CAPACITY CLASS C ICU=110KA @ 415 V 3-POLE,MOTOR STA | 703.31
3VA2110-7MS36-0KA0 | CIRCUIT BREAKER 3VA2 IEC FRAME 160 BREAKING CAPACITY CLASS C ICU=110KA @ 415 V 3-POLE,MOTOR STA | 587.71
3VA2010-5JP32-0AH0 | CIRCUIT BREAKER 3VA2 IEC FRAME 100 BREAKING CAPACITY CLASS M ICU=55KA @ 415 V 3POLE, LINE PROTE | 1107.18
3VA2125-5HK32-0AA0 | CIRCUIT BREAKER 3VA2 IEC FRAME 160 BREAKING CAPACITY CLASS M ICU=55KA @ 415 V 3-POLE, LINE PROT | 431.57
3VA2125-5HK36-0AA0 | CIRCUIT BREAKER 3VA2 IEC FRAME 160 BREAKING CAPACITY CLASS M ICU=55KA @ 415 V 3-POLE, LINE PROT | 455.38
3VA2125-5HK42-0AA0 | CIRCUIT BREAKER 3VA2 IEC FRAME 160 BREAKING CAPACITY CLASS M ICU=55KA @ 415 V 4-POLE, LINE PROT | 547.67
3VA2125-7HK46-0AA0 | CIRCUIT BREAKER 3VA2 IEC FRAME 160 BREAKING CAPACITY CLASS C ICU=110KA @ 415 V 4-POLE, LINE PRO | 684.61
3VA2125-7HM32-0LK0 | CIRCUIT BREAKER 3VA2 IEC FRAME 160 BREAKING CAPACITY CLASS C ICU=110KA @ 415 V 3POLE, LINE PROT | 1141.99
3VA2110-7MS32-0AC0 | CIRCUIT BREAKER 3VA2 IEC FRAME 160 BREAKING CAPACITY CLASS C ICU=110KA @ 415 V 3-POLE,MOTOR STA | 525.03
3VA2110-7MS32-0AD0 | CIRCUIT BREAKER 3VA2 IEC FRAME 160 BREAKING CAPACITY CLASS C ICU=110KA @ 415 V 3-POLE,MOTOR STA | 548.71
3VA2110-7MS32-0AE0 | CIRCUIT BREAKER 3VA2 IEC FRAME 160 BREAKING CAPACITY CLASS C ICU=110KA @ 415 V 3-POLE,MOTOR STA | 572.39
3VA2110-7MS32-0DC0 | CIRCUIT BREAKER 3VA2 IEC FRAME 160 BREAKING CAPACITY CLASS C ICU=110KA @ 415 V 3-POLE,MOTOR STA | 639.94
3VA2110-7MS32-0DH0 | CIRCUIT BREAKER 3VA2 IEC FRAME 160 BREAKING CAPACITY CLASS C ICU=110KA @ 415 V 3-POLE,MOTOR STA | 662.92
3VA2110-7MS32-0DL0 | CIRCUIT BREAKER 3VA2 IEC FRAME 160 BREAKING CAPACITY CLASS C ICU=110KA @ 415 V 3-POLE,MOTOR STA | 703.31
3VA2110-7MS32-0HA0 | CIRCUIT BREAKER 3VA2 IEC FRAME 160 BREAKING CAPACITY CLASS C ICU=110KA @ 415 V 3-POLE,MOTOR STA | 564.03
3VA2110-7MS36-0AB0 | CIRCUIT BREAKER 3VA2 IEC FRAME 160 BREAKING CAPACITY CLASS C ICU=110KA @ 415 V 3-POLE,MOTOR STA | 572.39
3VA2110-7MS36-0AC0 | CIRCUIT BREAKER 3VA2 IEC FRAME 160 BREAKING CAPACITY CLASS C ICU=110KA @ 415 V 3-POLE,MOTOR STA | 548.71
3VA2110-7MS36-0AD0 | CIRCUIT BREAKER 3VA2 IEC FRAME 160 BREAKING CAPACITY CLASS C ICU=110KA @ 415 V 3-POLE,MOTOR STA | 572.39
3VA2110-7MS36-0AE0 | CIRCUIT BREAKER 3VA2 IEC FRAME 160 BREAKING CAPACITY CLASS C ICU=110KA @ 415 V 3-POLE,MOTOR STA | 598.86
3VA2110-7MS36-0DH0 | CIRCUIT BREAKER 3VA2 IEC FRAME 160 BREAKING CAPACITY CLASS C ICU=110KA @ 415 V 3-POLE,MOTOR STA | 688.67
3VA2110-7MS36-0DL0 | CIRCUIT BREAKER 3VA2 IEC FRAME 160 BREAKING CAPACITY CLASS C ICU=110KA @ 415 V 3-POLE,MOTOR STA | 731.15
3VA2110-7MS36-0HA0 | CIRCUIT BREAKER 3VA2 IEC FRAME 160 BREAKING CAPACITY CLASS C ICU=110KA @ 415 V 3-POLE,MOTOR STA | 587.71
3VA2110-7MS36-0HC0 | CIRCUIT BREAKER 3VA2 IEC FRAME 160 BREAKING CAPACITY CLASS C ICU=110KA @ 415 V 3-POLE,MOTOR STA | 638.55
3VA2163-7MN32-0DL0 | CIRCUIT BREAKER 3VA2 IEC FRAME 160 BREAKING CAPACITY CLASS C ICU=110KA @ 415 V 3-POLE, MOTOR PR | 856.49
3VA2163-7MN32-0HA0 | CIRCUIT BREAKER 3VA2 IEC FRAME 160 BREAKING CAPACITY CLASS C ICU=110KA @ 415 V 3-POLE, MOTOR PR | 724.2
3VA2163-7MN32-0HC0 | CIRCUIT BREAKER 3VA2 IEC FRAME 160 BREAKING CAPACITY CLASS C ICU=110KA @ 415 V 3-POLE, MOTOR PR | 772.93
3VA2163-7MN32-0HH0 | CIRCUIT BREAKER 3VA2 IEC FRAME 160 BREAKING CAPACITY CLASS C ICU=110KA @ 415 V 3-POLE, MOTOR PR | 793.82
3VA2163-7MN32-0HL0 | CIRCUIT BREAKER 3VA2 IEC FRAME 160 BREAKING CAPACITY CLASS C ICU=110KA @ 415 V 3-POLE, MOTOR PR | 828.65
3VA2163-7MN36-0AD0 | CIRCUIT BREAKER 3VA2 IEC FRAME 160 BREAKING CAPACITY CLASS C ICU=110KA @ 415 V 3-POLE, MOTOR PR | 731.15
3VA2163-7MN36-0AE0 | CIRCUIT BREAKER 3VA2 IEC FRAME 160 BREAKING CAPACITY CLASS C ICU=110KA @ 415 V 3-POLE, MOTOR PR | 759.01
3VA2163-7MN36-0AF0 | CIRCUIT BREAKER 3VA2 IEC FRAME 160 BREAKING CAPACITY CLASS C ICU=110KA @ 415 V 3-POLE, MOTOR PR | 703.31
3VA2163-7MN36-0AG0 | CIRCUIT BREAKER 3VA2 IEC FRAME 160 BREAKING CAPACITY CLASS C ICU=110KA @ 415 V 3-POLE, MOTOR PR | 731.15
3VA2163-7MN36-0HA0 | CIRCUIT BREAKER 3VA2 IEC FRAME 160 BREAKING CAPACITY CLASS C ICU=110KA @ 415 V 3-POLE, MOTOR PR | 745.09
3VA2163-7MN36-0HC0 | CIRCUIT BREAKER 3VA2 IEC FRAME 160 BREAKING CAPACITY CLASS C ICU=110KA @ 415 V 3-POLE, MOTOR PR | 793.82
3VA2163-7MN36-0HH0 | CIRCUIT BREAKER 3VA2 IEC FRAME 160 BREAKING CAPACITY CLASS C ICU=110KA @ 415 V 3-POLE, MOTOR PR | 814.71
3VA2163-7MN36-0HL0 | CIRCUIT BREAKER 3VA2 IEC FRAME 160 BREAKING CAPACITY CLASS C ICU=110KA @ 415 V 3-POLE, MOTOR PR | 856.49
3VA2163-7MS32-0AC0 | CIRCUIT BREAKER 3VA2 IEC FRAME 160 BREAKING CAPACITY CLASS C ICU=110KA @ 415 V 3-POLE,MOTOR STA | 493.01
3VA2163-7MS32-0AD0 | CIRCUIT BREAKER 3VA2 IEC FRAME 160 BREAKING CAPACITY CLASS C ICU=110KA @ 415 V 3-POLE,MOTOR STA | 520.17
3VA2110-7MS32-0HL0 | CIRCUIT BREAKER 3VA2 IEC FRAME 160 BREAKING CAPACITY CLASS C ICU=110KA @ 415 V 3-POLE,MOTOR STA | 676.84
3VA2110-7MS32-0JA0 | CIRCUIT BREAKER 3VA2 IEC FRAME 160 BREAKING CAPACITY CLASS C ICU=110KA @ 415 V 3-POLE,MOTOR STA | 564.03
3VA2110-7MS32-0KC0 | CIRCUIT BREAKER 3VA2 IEC FRAME 160 BREAKING CAPACITY CLASS C ICU=110KA @ 415 V 3-POLE,MOTOR STA | 612.08
3VA2110-7MS32-0KL0 | CIRCUIT BREAKER 3VA2 IEC FRAME 160 BREAKING CAPACITY CLASS C ICU=110KA @ 415 V 3-POLE,MOTOR STA | 676.84
3VA2110-7MS36-0AG0 | CIRCUIT BREAKER 3VA2 IEC FRAME 160 BREAKING CAPACITY CLASS C ICU=110KA @ 415 V 3-POLE,MOTOR STA | 572.39
3VA2110-7MS36-0AJ0 | CIRCUIT BREAKER 3VA2 IEC FRAME 160 BREAKING CAPACITY CLASS C ICU=110KA @ 415 V 3-POLE,MOTOR STA | 610.69
3VA2110-7MS36-0CA0 | CIRCUIT BREAKER 3VA2 IEC FRAME 160 BREAKING CAPACITY CLASS C ICU=110KA @ 415 V 3-POLE,MOTOR STA | 614.17
3VA2110-7MS36-0CL0 | CIRCUIT BREAKER 3VA2 IEC FRAME 160 BREAKING CAPACITY CLASS C ICU=110KA @ 415 V 3-POLE,MOTOR STA | 731.15
3VA2110-7MS36-0DC0 | CIRCUIT BREAKER 3VA2 IEC FRAME 160 BREAKING CAPACITY CLASS C ICU=110KA @ 415 V 3-POLE,MOTOR STA | 662.92
3VA2163-7MN32-0AH0 | CIRCUIT BREAKER 3VA2 IEC FRAME 160 BREAKING CAPACITY CLASS C ICU=110KA @ 415 V 3-POLE, MOTOR PR | 703.31
3VA2163-7MN32-0BA0 | CIRCUIT BREAKER 3VA2 IEC FRAME 160 BREAKING CAPACITY CLASS C ICU=110KA @ 415 V 3-POLE, MOTOR PR | 745.09
3VA2163-7MN32-0DA0 | CIRCUIT BREAKER 3VA2 IEC FRAME 160 BREAKING CAPACITY CLASS C ICU=110KA @ 415 V 3-POLE, MOTOR PR | 745.09
3VA2163-7MN32-0DH0 | CIRCUIT BREAKER 3VA2 IEC FRAME 160 BREAKING CAPACITY CLASS C ICU=110KA @ 415 V 3-POLE, MOTOR PR | 814.71
3VA2163-7MN32-0JA0 | CIRCUIT BREAKER 3VA2 IEC FRAME 160 BREAKING CAPACITY CLASS C ICU=110KA @ 415 V 3-POLE, MOTOR PR | 724.2
3VA2163-7MN32-0JH0 | CIRCUIT BREAKER 3VA2 IEC FRAME 160 BREAKING CAPACITY CLASS C ICU=110KA @ 415 V 3-POLE, MOTOR PR | 793.82
3VA2163-7MN32-0KL0 | CIRCUIT BREAKER 3VA2 IEC FRAME 160 BREAKING CAPACITY CLASS C ICU=110KA @ 415 V 3-POLE, MOTOR PR | 828.65
3VA2163-7MN36-0AB0 | CIRCUIT BREAKER 3VA2 IEC FRAME 160 BREAKING CAPACITY CLASS C ICU=110KA @ 415 V 3-POLE, MOTOR PR | 731.15
3VA2163-7MN36-0AJ0 | CIRCUIT BREAKER 3VA2 IEC FRAME 160 BREAKING CAPACITY CLASS C ICU=110KA @ 415 V 3-POLE, MOTOR PR | 765.98
3VA2163-7MN36-0BC0 | CIRCUIT BREAKER 3VA2 IEC FRAME 160 BREAKING CAPACITY CLASS C ICU=110KA @ 415 V 3-POLE, MOTOR PR | 814.71
3VA2163-7MN36-0DC0 | CIRCUIT BREAKER 3VA2 IEC FRAME 160 BREAKING CAPACITY CLASS C ICU=110KA @ 415 V 3-POLE, MOTOR PR | 814.71
3VA2163-7MN36-0DL0 | CIRCUIT BREAKER 3VA2 IEC FRAME 160 BREAKING CAPACITY CLASS C ICU=110KA @ 415 V 3-POLE, MOTOR PR | 891.31
3VA2163-7MN36-0CH0 | CIRCUIT BREAKER 3VA2 IEC FRAME 160 BREAKING CAPACITY CLASS C ICU=110KA @ 415 V 3-POLE, MOTOR PR | 849.54
3VA2163-7MN36-0JC0 | CIRCUIT BREAKER 3VA2 IEC FRAME 160 BREAKING CAPACITY CLASS C ICU=110KA @ 415 V 3-POLE, MOTOR PR | 793.82
3VA2163-7MQ32-0AA0 | CIRCUIT BREAKER 3VA2 IEC FRAME 160 BREAKING CAPACITY CLASS C ICU=110KA @ 415 V 3-POLE, MOTOR PR | 990.23
3VA2163-7MS32-0AA0 | CIRCUIT BREAKER 3VA2 IEC FRAME 160 BREAKING CAPACITY CLASS C ICU=110KA @ 415 V 3-POLE,MOTOR STA | 391.2
3VA2163-7MS32-0AH0 | CIRCUIT BREAKER 3VA2 IEC FRAME 160 BREAKING CAPACITY CLASS C ICU=110KA @ 415 V 3-POLE,MOTOR STA | 520.17
3VA2163-7MS32-0BA0 | CIRCUIT BREAKER 3VA2 IEC FRAME 160 BREAKING CAPACITY CLASS C ICU=110KA @ 415 V 3-POLE,MOTOR STA | 561.26
3VA2163-7MS32-0CC0 | CIRCUIT BREAKER 3VA2 IEC FRAME 160 BREAKING CAPACITY CLASS C ICU=110KA @ 415 V 3-POLE,MOTOR STA | 609.99
3VA2163-7MS32-0DA0 | CIRCUIT BREAKER 3VA2 IEC FRAME 160 BREAKING CAPACITY CLASS C ICU=110KA @ 415 V 3-POLE,MOTOR STA | 561.26
3VA2163-7MS32-0HL0 | CIRCUIT BREAKER 3VA2 IEC FRAME 160 BREAKING CAPACITY CLASS C ICU=110KA @ 415 V 3-POLE,MOTOR STA | 645.5
3VA2110-7MN32-0JC0 | CIRCUIT BREAKER 3VA2 IEC FRAME 160 BREAKING CAPACITY CLASS C ICU=110KA @ 415 V 3-POLE, MOTOR PR | 800.79
3VA2110-7MN32-0KH0 | CIRCUIT BREAKER 3VA2 IEC FRAME 160 BREAKING CAPACITY CLASS C ICU=110KA @ 415 V 3-POLE, MOTOR PR | 821.68
3VA2110-7MN36-0AA0 | CIRCUIT BREAKER 3VA2 IEC FRAME 160 BREAKING CAPACITY CLASS C ICU=110KA @ 415 V 3-POLE, MOTOR PR | 600.27
3VA2110-7MN36-0AH0 | CIRCUIT BREAKER 3VA2 IEC FRAME 160 BREAKING CAPACITY CLASS C ICU=110KA @ 415 V 3-POLE, MOTOR PR | 765.98
3VA2110-7MN36-0BA0 | CIRCUIT BREAKER 3VA2 IEC FRAME 160 BREAKING CAPACITY CLASS C ICU=110KA @ 415 V 3-POLE, MOTOR PR | 800.79
3VA2110-7MN36-0DA0 | CIRCUIT BREAKER 3VA2 IEC FRAME 160 BREAKING CAPACITY CLASS C ICU=110KA @ 415 V 3-POLE, MOTOR PR | 800.79
3VA2110-7MN36-0DH0 | CIRCUIT BREAKER 3VA2 IEC FRAME 160 BREAKING CAPACITY CLASS C ICU=110KA @ 415 V 3-POLE, MOTOR PR | 870.43
3VA2110-7MN36-0HL0 | CIRCUIT BREAKER 3VA2 IEC FRAME 160 BREAKING CAPACITY CLASS C ICU=110KA @ 415 V 3-POLE, MOTOR PR | 891.31
3VA2110-7MN36-0JA0 | CIRCUIT BREAKER 3VA2 IEC FRAME 160 BREAKING CAPACITY CLASS C ICU=110KA @ 415 V 3-POLE, MOTOR PR | 772.93
3VA2110-7MN36-0KL0 | CIRCUIT BREAKER 3VA2 IEC FRAME 160 BREAKING CAPACITY CLASS C ICU=110KA @ 415 V 3-POLE, MOTOR PR | 891.31
3VA2110-7MQ36-0AA0 | CIRCUIT BREAKER 3VA2 IEC FRAME 160 BREAKING CAPACITY CLASS C ICU=110KA @ 415 V 3-POLE, MOTOR PR | 1039.13
3VA2110-7MS32-0AG0 | CIRCUIT BREAKER 3VA2 IEC FRAME 160 BREAKING CAPACITY CLASS C ICU=110KA @ 415 V 3-POLE,MOTOR STA | 548.71
3VA2110-7MS32-0AJ0 | CIRCUIT BREAKER 3VA2 IEC FRAME 160 BREAKING CAPACITY CLASS C ICU=110KA @ 415 V 3-POLE,MOTOR STA | 587.01
3VA2110-7MS32-0CA0 | CIRCUIT BREAKER 3VA2 IEC FRAME 160 BREAKING CAPACITY CLASS C ICU=110KA @ 415 V 3-POLE,MOTOR STA | 591.19
3VA2110-7MS32-0CL0 | CIRCUIT BREAKER 3VA2 IEC FRAME 160 BREAKING CAPACITY CLASS C ICU=110KA @ 415 V 3-POLE,MOTOR STA | 703.31
3VA2110-7MS32-0HH0 | CIRCUIT BREAKER 3VA2 IEC FRAME 160 BREAKING CAPACITY CLASS C ICU=110KA @ 415 V 3-POLE,MOTOR STA | 638.55
3VA2110-7MS32-0CH0 | CIRCUIT BREAKER 3VA2 IEC FRAME 160 BREAKING CAPACITY CLASS C ICU=110KA @ 415 V 3-POLE,MOTOR STA | 662.92
3VA2110-7MS32-0KH0 | CIRCUIT BREAKER 3VA2 IEC FRAME 160 BREAKING CAPACITY CLASS C ICU=110KA @ 415 V 3-POLE,MOTOR STA | 638.55
3VA2110-7MS36-0AA0 | CIRCUIT BREAKER 3VA2 IEC FRAME 160 BREAKING CAPACITY CLASS C ICU=110KA @ 415 V 3-POLE,MOTOR STA | 438.91
3VA2110-7MS36-0AF0 | CIRCUIT BREAKER 3VA2 IEC FRAME 160 BREAKING CAPACITY CLASS C ICU=110KA @ 415 V 3-POLE,MOTOR STA | 548.71
3VA2110-7MS36-0AH0 | CIRCUIT BREAKER 3VA2 IEC FRAME 160 BREAKING CAPACITY CLASS C ICU=110KA @ 415 V 3-POLE,MOTOR STA | 572.39
3VA2110-7MS36-0CC0 | CIRCUIT BREAKER 3VA2 IEC FRAME 160 BREAKING CAPACITY CLASS C ICU=110KA @ 415 V 3-POLE,MOTOR STA | 662.92
3VA2110-7MS36-0DA0 | CIRCUIT BREAKER 3VA2 IEC FRAME 160 BREAKING CAPACITY CLASS C ICU=110KA @ 415 V 3-POLE,MOTOR STA | 614.17
3VA2163-7MN32-0AJ0 | CIRCUIT BREAKER 3VA2 IEC FRAME 160 BREAKING CAPACITY CLASS C ICU=110KA @ 415 V 3-POLE, MOTOR PR | 745.09
3VA2163-7MN32-0BC0 | CIRCUIT BREAKER 3VA2 IEC FRAME 160 BREAKING CAPACITY CLASS C ICU=110KA @ 415 V 3-POLE, MOTOR PR | 793.82
3VA2163-7MN32-0CL0 | CIRCUIT BREAKER 3VA2 IEC FRAME 160 BREAKING CAPACITY CLASS C ICU=110KA @ 415 V 3-POLE, MOTOR PR | 856.49
3VA2163-7MN32-0DC0 | CIRCUIT BREAKER 3VA2 IEC FRAME 160 BREAKING CAPACITY CLASS C ICU=110KA @ 415 V 3-POLE, MOTOR PR | 793.82
3VA2163-7MN32-0CH0 | CIRCUIT BREAKER 3VA2 IEC FRAME 160 BREAKING CAPACITY CLASS C ICU=110KA @ 415 V 3-POLE, MOTOR PR | 814.71
3VA2163-7MN32-0JC0 | CIRCUIT BREAKER 3VA2 IEC FRAME 160 BREAKING CAPACITY CLASS C ICU=110KA @ 415 V 3-POLE, MOTOR PR | 772.93
3VA2163-7MN36-0AA0 | CIRCUIT BREAKER 3VA2 IEC FRAME 160 BREAKING CAPACITY CLASS C ICU=110KA @ 415 V 3-POLE, MOTOR PR | 575.19
3VA2110-7HK32-0AA0 | CIRCUIT BREAKER 3VA2 IEC FRAME 160 BREAKING CAPACITY CLASS C ICU=110KA @ 415 V 3-POLE, LINE PRO | 558.08
3VA2110-7HK36-0AA0 | CIRCUIT BREAKER 3VA2 IEC FRAME 160 BREAKING CAPACITY CLASS C ICU=110KA @ 415 V 3-POLE, LINE PRO | 578.26
3VA2110-7MN32-0BC0 | CIRCUIT BREAKER 3VA2 IEC FRAME 160 BREAKING CAPACITY CLASS C ICU=110KA @ 415 V 3-POLE, MOTOR PR | 821.68
3VA2110-7MN32-0BH0 | CIRCUIT BREAKER 3VA2 IEC FRAME 160 BREAKING CAPACITY CLASS C ICU=110KA @ 415 V 3-POLE, MOTOR PR | 849.54
3VA2110-7MN32-0BL0 | CIRCUIT BREAKER 3VA2 IEC FRAME 160 BREAKING CAPACITY CLASS C ICU=110KA @ 415 V 3-POLE, MOTOR PR | 891.31
3VA2110-7MN32-0CA0 | CIRCUIT BREAKER 3VA2 IEC FRAME 160 BREAKING CAPACITY CLASS C ICU=110KA @ 415 V 3-POLE, MOTOR PR | 772.93
3VA2110-7MN32-0JH0 | CIRCUIT BREAKER 3VA2 IEC FRAME 160 BREAKING CAPACITY CLASS C ICU=110KA @ 415 V 3-POLE, MOTOR PR | 821.68
3VA2110-7MN32-0JL0 | CIRCUIT BREAKER 3VA2 IEC FRAME 160 BREAKING CAPACITY CLASS C ICU=110KA @ 415 V 3-POLE, MOTOR PR | 863.46
3VA2110-7MN32-0KA0 | CIRCUIT BREAKER 3VA2 IEC FRAME 160 BREAKING CAPACITY CLASS C ICU=110KA @ 415 V 3-POLE, MOTOR PR | 752.04
3VA2110-7MN32-0KC0 | CIRCUIT BREAKER 3VA2 IEC FRAME 160 BREAKING CAPACITY CLASS C ICU=110KA @ 415 V 3-POLE, MOTOR PR | 800.79
3VA2110-7MN36-0BC0 | CIRCUIT BREAKER 3VA2 IEC FRAME 160 BREAKING CAPACITY CLASS C ICU=110KA @ 415 V 3-POLE, MOTOR PR | 849.54
3VA2110-7MN36-0BH0 | CIRCUIT BREAKER 3VA2 IEC FRAME 160 BREAKING CAPACITY CLASS C ICU=110KA @ 415 V 3-POLE, MOTOR PR | 870.43
3VA2110-7MN36-0BL0 | CIRCUIT BREAKER 3VA2 IEC FRAME 160 BREAKING CAPACITY CLASS C ICU=110KA @ 415 V 3-POLE, MOTOR PR | 912.2
3VA2110-7MN36-0CA0 | CIRCUIT BREAKER 3VA2 IEC FRAME 160 BREAKING CAPACITY CLASS C ICU=110KA @ 415 V 3-POLE, MOTOR PR | 800.79
3VA2110-7MN36-0CC0 | CIRCUIT BREAKER 3VA2 IEC FRAME 160 BREAKING CAPACITY CLASS C ICU=110KA @ 415 V 3-POLE, MOTOR PR | 849.54
3VA2110-7MN36-0JH0 | CIRCUIT BREAKER 3VA2 IEC FRAME 160 BREAKING CAPACITY CLASS C ICU=110KA @ 415 V 3-POLE, MOTOR PR | 849.54
3VA2110-7MN36-0JL0 | CIRCUIT BREAKER 3VA2 IEC FRAME 160 BREAKING CAPACITY CLASS C ICU=110KA @ 415 V 3-POLE, MOTOR PR | 891.31
3VA2110-7MN36-0KA0 | CIRCUIT BREAKER 3VA2 IEC FRAME 160 BREAKING CAPACITY CLASS C ICU=110KA @ 415 V 3-POLE, MOTOR PR | 772.93
3VA2110-7MN36-0KC0 | CIRCUIT BREAKER 3VA2 IEC FRAME 160 BREAKING CAPACITY CLASS C ICU=110KA @ 415 V 3-POLE, MOTOR PR | 821.68
3VA2110-7MS32-0BA0 | CIRCUIT BREAKER 3VA2 IEC FRAME 160 BREAKING CAPACITY CLASS C ICU=110KA @ 415 V 3-POLE,MOTOR STA | 591.19
3VA2110-7MS32-0BC0 | CIRCUIT BREAKER 3VA2 IEC FRAME 160 BREAKING CAPACITY CLASS C ICU=110KA @ 415 V 3-POLE,MOTOR STA | 639.94
3VA2110-7MS32-0BH0 | CIRCUIT BREAKER 3VA2 IEC FRAME 160 BREAKING CAPACITY CLASS C ICU=110KA @ 415 V 3-POLE,MOTOR STA | 662.92
3VA2110-7MS32-0BL0 | CIRCUIT BREAKER 3VA2 IEC FRAME 160 BREAKING CAPACITY CLASS C ICU=110KA @ 415 V 3-POLE,MOTOR STA | 703.31
3VA2110-7MS32-0JC0 | CIRCUIT BREAKER 3VA2 IEC FRAME 160 BREAKING CAPACITY CLASS C ICU=110KA @ 415 V 3-POLE,MOTOR STA | 612.08
3VA2110-7MS32-0JH0 | CIRCUIT BREAKER 3VA2 IEC FRAME 160 BREAKING CAPACITY CLASS C ICU=110KA @ 415 V 3-POLE,MOTOR STA | 638.55
3VA2110-7MS32-0JL0 | CIRCUIT BREAKER 3VA2 IEC FRAME 160 BREAKING CAPACITY CLASS C ICU=110KA @ 415 V 3-POLE,MOTOR STA | 676.84
3VA2110-7MS32-0KA0 | CIRCUIT BREAKER 3VA2 IEC FRAME 160 BREAKING CAPACITY CLASS C ICU=110KA @ 415 V 3-POLE,MOTOR STA | 564.03
3VA2110-7MS36-0BA0 | CIRCUIT BREAKER 3VA2 IEC FRAME 160 BREAKING CAPACITY CLASS C ICU=110KA @ 415 V 3-POLE,MOTOR STA | 614.17
3VA2110-7MS36-0BC0 | CIRCUIT BREAKER 3VA2 IEC FRAME 160 BREAKING CAPACITY CLASS C ICU=110KA @ 415 V 3-POLE,MOTOR STA | 662.92
3VA2110-7MS36-0BH0 | CIRCUIT BREAKER 3VA2 IEC FRAME 160 BREAKING CAPACITY CLASS C ICU=110KA @ 415 V 3-POLE,MOTOR STA | 688.67
3VA2163-7MS32-0JA0 | CIRCUIT BREAKER 3VA2 IEC FRAME 160 BREAKING CAPACITY CLASS C ICU=110KA @ 415 V 3-POLE,MOTOR STA | 533.4
3VA2163-7MS32-0KL0 | CIRCUIT BREAKER 3VA2 IEC FRAME 160 BREAKING CAPACITY CLASS C ICU=110KA @ 415 V 3-POLE,MOTOR STA | 645.5
3VA2163-7MS36-0AB0 | CIRCUIT BREAKER 3VA2 IEC FRAME 160 BREAKING CAPACITY CLASS C ICU=110KA @ 415 V 3-POLE,MOTOR STA | 542.46
3VA2163-7MS36-0AG0 | CIRCUIT BREAKER 3VA2 IEC FRAME 160 BREAKING CAPACITY CLASS C ICU=110KA @ 415 V 3-POLE,MOTOR STA | 542.46
3VA2163-7MS36-0AJ0 | CIRCUIT BREAKER 3VA2 IEC FRAME 160 BREAKING CAPACITY CLASS C ICU=110KA @ 415 V 3-POLE,MOTOR STA | 580.75
3VA2163-7MS36-0CL0 | CIRCUIT BREAKER 3VA2 IEC FRAME 160 BREAKING CAPACITY CLASS C ICU=110KA @ 415 V 3-POLE,MOTOR STA | 695.64
3VA2163-7MS36-0DC0 | CIRCUIT BREAKER 3VA2 IEC FRAME 160 BREAKING CAPACITY CLASS C ICU=110KA @ 415 V 3-POLE,MOTOR STA | 634.36
3VA2163-7MS36-0CH0 | CIRCUIT BREAKER 3VA2 IEC FRAME 160 BREAKING CAPACITY CLASS C ICU=110KA @ 415 V 3-POLE,MOTOR STA | 658.04
3VA2163-7MS36-0JC0 | CIRCUIT BREAKER 3VA2 IEC FRAME 160 BREAKING CAPACITY CLASS C ICU=110KA @ 415 V 3-POLE,MOTOR STA | 607.2
3VA2163-7MS36-0KH0 | CIRCUIT BREAKER 3VA2 IEC FRAME 160 BREAKING CAPACITY CLASS C ICU=110KA @ 415 V 3-POLE,MOTOR STA | 631.58
3VA2163-8HK32-0AA0 | CIRCUIT BREAKER 3VA2 IEC FRAME 160 BREAKING CAPACITY CLASS L ICU=150KA @ 415 V 3-POLE, LINE PRO | 578.26
3VA2163-5MN36-0BC0 | CIRCUIT BREAKER 3VA2 IEC FRAME 160 BREAKING CAPACITY CLASS M ICU=55KA @ 415 V 3-POLE, MOTOR PRO | 738.12
3VA2163-5MN36-0BL0 | CIRCUIT BREAKER 3VA2 IEC FRAME 160 BREAKING CAPACITY CLASS M ICU=55KA @ 415 V 3-POLE, MOTOR PRO | 793.82
3VA2163-5MN36-0DL0 | CIRCUIT BREAKER 3VA2 IEC FRAME 160 BREAKING CAPACITY CLASS M ICU=55KA @ 415 V 3-POLE, MOTOR PRO | 793.82
3VA2163-5MN36-0HC0 | CIRCUIT BREAKER 3VA2 IEC FRAME 160 BREAKING CAPACITY CLASS M ICU=55KA @ 415 V 3-POLE, MOTOR PRO | 703.31
3VA2163-5MN36-0JC0 | CIRCUIT BREAKER 3VA2 IEC FRAME 160 BREAKING CAPACITY CLASS M ICU=55KA @ 415 V 3-POLE, MOTOR PRO | 703.31
3VA2163-5MN36-0JL0 | CIRCUIT BREAKER 3VA2 IEC FRAME 160 BREAKING CAPACITY CLASS M ICU=55KA @ 415 V 3-POLE, MOTOR PRO | 765.98
3VA2163-6HK32-0AA0 | CIRCUIT BREAKER 3VA2 IEC FRAME 160 BREAKING CAPACITY CLASS H ICU=85KA @ 415 V 3-POLE, LINE PROT | 481.7
3VA2163-6HK42-0AA0 | CIRCUIT BREAKER 3VA2 IEC FRAME 160 BREAKING CAPACITY CLASS H ICU=85KA @ 415 V 4-POLE, LINE PROT | 611.25
3VA2163-7MN32-0AB0 | CIRCUIT BREAKER 3VA2 IEC FRAME 160 BREAKING CAPACITY CLASS C ICU=110KA @ 415 V 3-POLE, MOTOR PR | 703.31
3VA2163-7MN32-0AD0 | CIRCUIT BREAKER 3VA2 IEC FRAME 160 BREAKING CAPACITY CLASS C ICU=110KA @ 415 V 3-POLE, MOTOR PR | 703.31
3VA2110-5MN32-0AB0 | CIRCUIT BREAKER 3VA2 IEC FRAME 160 BREAKING CAPACITY CLASS M ICU=55KA @ 415 V 3-POLE, MOTOR PRO | 639.24
3VA2110-5MN32-0AD0 | CIRCUIT BREAKER 3VA2 IEC FRAME 160 BREAKING CAPACITY CLASS M ICU=55KA @ 415 V 3-POLE, MOTOR PRO | 639.24
3VA2110-5MN32-0AF0 | CIRCUIT BREAKER 3VA2 IEC FRAME 160 BREAKING CAPACITY CLASS M ICU=55KA @ 415 V 3-POLE, MOTOR PRO | 614.17
3VA2110-5MN32-0BC0 | CIRCUIT BREAKER 3VA2 IEC FRAME 160 BREAKING CAPACITY CLASS M ICU=55KA @ 415 V 3-POLE, MOTOR PRO | 731.15
3VA2110-5MN32-0BL0 | CIRCUIT BREAKER 3VA2 IEC FRAME 160 BREAKING CAPACITY CLASS M ICU=55KA @ 415 V 3-POLE, MOTOR PRO | 793.82
3VA2110-5MN32-0DL0 | CIRCUIT BREAKER 3VA2 IEC FRAME 160 BREAKING CAPACITY CLASS M ICU=55KA @ 415 V 3-POLE, MOTOR PRO | 793.82
3VA2110-5MN32-0HC0 | CIRCUIT BREAKER 3VA2 IEC FRAME 160 BREAKING CAPACITY CLASS M ICU=55KA @ 415 V 3-POLE, MOTOR PRO | 703.31
3VA2110-5MN32-0JC0 | CIRCUIT BREAKER 3VA2 IEC FRAME 160 BREAKING CAPACITY CLASS M ICU=55KA @ 415 V 3-POLE, MOTOR PRO | 703.31
3VA2110-5MN32-0JL0 | CIRCUIT BREAKER 3VA2 IEC FRAME 160 BREAKING CAPACITY CLASS M ICU=55KA @ 415 V 3-POLE, MOTOR PRO | 765.98
3VA2110-7MS36-0BL0 | CIRCUIT BREAKER 3VA2 IEC FRAME 160 BREAKING CAPACITY CLASS C ICU=110KA @ 415 V 3-POLE,MOTOR STA | 731.15
3VA2163-7MN32-0BH0 | CIRCUIT BREAKER 3VA2 IEC FRAME 160 BREAKING CAPACITY CLASS C ICU=110KA @ 415 V 3-POLE, MOTOR PR | 814.71
3VA2163-7MN32-0BL0 | CIRCUIT BREAKER 3VA2 IEC FRAME 160 BREAKING CAPACITY CLASS C ICU=110KA @ 415 V 3-POLE, MOTOR PR | 856.49
3VA2163-7MN32-0CA0 | CIRCUIT BREAKER 3VA2 IEC FRAME 160 BREAKING CAPACITY CLASS C ICU=110KA @ 415 V 3-POLE, MOTOR PR | 745.09
3VA2163-7MN32-0CC0 | CIRCUIT BREAKER 3VA2 IEC FRAME 160 BREAKING CAPACITY CLASS C ICU=110KA @ 415 V 3-POLE, MOTOR PR | 793.82
3VA2163-7MN32-0JL0 | CIRCUIT BREAKER 3VA2 IEC FRAME 160 BREAKING CAPACITY CLASS C ICU=110KA @ 415 V 3-POLE, MOTOR PR | 828.65
3VA2163-7MN32-0KA0 | CIRCUIT BREAKER 3VA2 IEC FRAME 160 BREAKING CAPACITY CLASS C ICU=110KA @ 415 V 3-POLE, MOTOR PR | 724.2
3VA2163-7MN32-0KC0 | CIRCUIT BREAKER 3VA2 IEC FRAME 160 BREAKING CAPACITY CLASS C ICU=110KA @ 415 V 3-POLE, MOTOR PR | 772.93
3VA2163-7MN32-0KH0 | CIRCUIT BREAKER 3VA2 IEC FRAME 160 BREAKING CAPACITY CLASS C ICU=110KA @ 415 V 3-POLE, MOTOR PR | 793.82
3VA2163-7MN36-0BH0 | CIRCUIT BREAKER 3VA2 IEC FRAME 160 BREAKING CAPACITY CLASS C ICU=110KA @ 415 V 3-POLE, MOTOR PR | 849.54
3VA2163-7MN36-0BL0 | CIRCUIT BREAKER 3VA2 IEC FRAME 160 BREAKING CAPACITY CLASS C ICU=110KA @ 415 V 3-POLE, MOTOR PR | 891.31
3VA2163-7MN36-0CA0 | CIRCUIT BREAKER 3VA2 IEC FRAME 160 BREAKING CAPACITY CLASS C ICU=110KA @ 415 V 3-POLE, MOTOR PR | 772.93
3VA2163-7MN36-0CC0 | CIRCUIT BREAKER 3VA2 IEC FRAME 160 BREAKING CAPACITY CLASS C ICU=110KA @ 415 V 3-POLE, MOTOR PR | 814.71
3VA2163-7MN36-0CL0 | CIRCUIT BREAKER 3VA2 IEC FRAME 160 BREAKING CAPACITY CLASS C ICU=110KA @ 415 V 3-POLE, MOTOR PR | 891.31
3VA2163-7MN36-0JL0 | CIRCUIT BREAKER 3VA2 IEC FRAME 160 BREAKING CAPACITY CLASS C ICU=110KA @ 415 V 3-POLE, MOTOR PR | 856.49
3VA2163-7MN36-0KA0 | CIRCUIT BREAKER 3VA2 IEC FRAME 160 BREAKING CAPACITY CLASS C ICU=110KA @ 415 V 3-POLE, MOTOR PR | 745.09
3VA2163-7MN36-0KC0 | CIRCUIT BREAKER 3VA2 IEC FRAME 160 BREAKING CAPACITY CLASS C ICU=110KA @ 415 V 3-POLE, MOTOR PR | 793.82
3VA2163-7MN36-0KH0 | CIRCUIT BREAKER 3VA2 IEC FRAME 160 BREAKING CAPACITY CLASS C ICU=110KA @ 415 V 3-POLE, MOTOR PR | 814.71
3VA2163-7MS32-0BC0 | CIRCUIT BREAKER 3VA2 IEC FRAME 160 BREAKING CAPACITY CLASS C ICU=110KA @ 415 V 3-POLE,MOTOR STA | 609.99
3VA2163-7MS32-0BH0 | CIRCUIT BREAKER 3VA2 IEC FRAME 160 BREAKING CAPACITY CLASS C ICU=110KA @ 415 V 3-POLE,MOTOR STA | 634.36
3VA2163-7MS32-0BL0 | CIRCUIT BREAKER 3VA2 IEC FRAME 160 BREAKING CAPACITY CLASS C ICU=110KA @ 415 V 3-POLE,MOTOR STA | 674.75
3VA2163-7MS32-0CA0 | CIRCUIT BREAKER 3VA2 IEC FRAME 160 BREAKING CAPACITY CLASS C ICU=110KA @ 415 V 3-POLE,MOTOR STA | 561.26
3VA2163-7MS32-0JH0 | CIRCUIT BREAKER 3VA2 IEC FRAME 160 BREAKING CAPACITY CLASS C ICU=110KA @ 415 V 3-POLE,MOTOR STA | 607.2
3VA2163-7MS32-0JL0 | CIRCUIT BREAKER 3VA2 IEC FRAME 160 BREAKING CAPACITY CLASS C ICU=110KA @ 415 V 3-POLE,MOTOR STA | 645.5
3VA2163-7MS32-0KA0 | CIRCUIT BREAKER 3VA2 IEC FRAME 160 BREAKING CAPACITY CLASS C ICU=110KA @ 415 V 3-POLE,MOTOR STA | 533.4
3VA2163-7MS32-0KC0 | CIRCUIT BREAKER 3VA2 IEC FRAME 160 BREAKING CAPACITY CLASS C ICU=110KA @ 415 V 3-POLE,MOTOR STA | 582.15
3VA2163-7MS36-0BC0 | CIRCUIT BREAKER 3VA2 IEC FRAME 160 BREAKING CAPACITY CLASS C ICU=110KA @ 415 V 3-POLE,MOTOR STA | 634.36
3VA2163-7MS36-0BH0 | CIRCUIT BREAKER 3VA2 IEC FRAME 160 BREAKING CAPACITY CLASS C ICU=110KA @ 415 V 3-POLE,MOTOR STA | 658.04
3VA2163-7MS36-0BL0 | CIRCUIT BREAKER 3VA2 IEC FRAME 160 BREAKING CAPACITY CLASS C ICU=110KA @ 415 V 3-POLE,MOTOR STA | 695.64
3VA2163-7MS36-0CA0 | CIRCUIT BREAKER 3VA2 IEC FRAME 160 BREAKING CAPACITY CLASS C ICU=110KA @ 415 V 3-POLE,MOTOR STA | 584.22
3VA2163-7MN36-0AC0 | CIRCUIT BREAKER 3VA2 IEC FRAME 160 BREAKING CAPACITY CLASS C ICU=110KA @ 415 V 3-POLE, MOTOR PR | 703.31
3VA2163-7MN36-0AH0 | CIRCUIT BREAKER 3VA2 IEC FRAME 160 BREAKING CAPACITY CLASS C ICU=110KA @ 415 V 3-POLE, MOTOR PR | 731.15
3VA2163-7MN36-0BA0 | CIRCUIT BREAKER 3VA2 IEC FRAME 160 BREAKING CAPACITY CLASS C ICU=110KA @ 415 V 3-POLE, MOTOR PR | 772.93
3VA2163-7MN36-0DA0 | CIRCUIT BREAKER 3VA2 IEC FRAME 160 BREAKING CAPACITY CLASS C ICU=110KA @ 415 V 3-POLE, MOTOR PR | 772.93
3VA2163-7MN36-0DH0 | CIRCUIT BREAKER 3VA2 IEC FRAME 160 BREAKING CAPACITY CLASS C ICU=110KA @ 415 V 3-POLE, MOTOR PR | 849.54
3VA2163-7MN36-0JA0 | CIRCUIT BREAKER 3VA2 IEC FRAME 160 BREAKING CAPACITY CLASS C ICU=110KA @ 415 V 3-POLE, MOTOR PR | 745.09
3VA2163-7MN36-0JH0 | CIRCUIT BREAKER 3VA2 IEC FRAME 160 BREAKING CAPACITY CLASS C ICU=110KA @ 415 V 3-POLE, MOTOR PR | 814.71
3VA2163-7MN36-0KL0 | CIRCUIT BREAKER 3VA2 IEC FRAME 160 BREAKING CAPACITY CLASS C ICU=110KA @ 415 V 3-POLE, MOTOR PR | 856.49
3VA2163-7MQ36-0AA0 | CIRCUIT BREAKER 3VA2 IEC FRAME 160 BREAKING CAPACITY CLASS C ICU=110KA @ 415 V 3-POLE, MOTOR PR | 1008.55
3VA2163-7MS32-0AB0 | CIRCUIT BREAKER 3VA2 IEC FRAME 160 BREAKING CAPACITY CLASS C ICU=110KA @ 415 V 3-POLE,MOTOR STA | 520.17
3VA2163-7MS32-0AG0 | CIRCUIT BREAKER 3VA2 IEC FRAME 160 BREAKING CAPACITY CLASS C ICU=110KA @ 415 V 3-POLE,MOTOR STA | 520.17
3VA2163-7MS32-0AJ0 | CIRCUIT BREAKER 3VA2 IEC FRAME 160 BREAKING CAPACITY CLASS C ICU=110KA @ 415 V 3-POLE,MOTOR STA | 557.77
3VA2163-7MS32-0CL0 | CIRCUIT BREAKER 3VA2 IEC FRAME 160 BREAKING CAPACITY CLASS C ICU=110KA @ 415 V 3-POLE,MOTOR STA | 674.75
3VA2163-7MS32-0DC0 | CIRCUIT BREAKER 3VA2 IEC FRAME 160 BREAKING CAPACITY CLASS C ICU=110KA @ 415 V 3-POLE,MOTOR STA | 609.99
3VA2163-7MS32-0HH0 | CIRCUIT BREAKER 3VA2 IEC FRAME 160 BREAKING CAPACITY CLASS C ICU=110KA @ 415 V 3-POLE,MOTOR STA | 607.2
3VA2163-7MS32-0CH0 | CIRCUIT BREAKER 3VA2 IEC FRAME 160 BREAKING CAPACITY CLASS C ICU=110KA @ 415 V 3-POLE,MOTOR STA | 634.36
3VA2163-7MS32-0JC0 | CIRCUIT BREAKER 3VA2 IEC FRAME 160 BREAKING CAPACITY CLASS C ICU=110KA @ 415 V 3-POLE,MOTOR STA | 582.15
3VA2163-7MS32-0KH0 | CIRCUIT BREAKER 3VA2 IEC FRAME 160 BREAKING CAPACITY CLASS C ICU=110KA @ 415 V 3-POLE,MOTOR STA | 607.2
3VA2163-7MS36-0AA0 | CIRCUIT BREAKER 3VA2 IEC FRAME 160 BREAKING CAPACITY CLASS C ICU=110KA @ 415 V 3-POLE,MOTOR STA | 413.82
3VA2163-7MS36-0AH0 | CIRCUIT BREAKER 3VA2 IEC FRAME 160 BREAKING CAPACITY CLASS C ICU=110KA @ 415 V 3-POLE,MOTOR STA | 542.46
3VA2163-7MS36-0BA0 | CIRCUIT BREAKER 3VA2 IEC FRAME 160 BREAKING CAPACITY CLASS C ICU=110KA @ 415 V 3-POLE,MOTOR STA | 584.22
3VA2163-7MS36-0CC0 | CIRCUIT BREAKER 3VA2 IEC FRAME 160 BREAKING CAPACITY CLASS C ICU=110KA @ 415 V 3-POLE,MOTOR STA | 634.36
3VA2163-7MS36-0DA0 | CIRCUIT BREAKER 3VA2 IEC FRAME 160 BREAKING CAPACITY CLASS C ICU=110KA @ 415 V 3-POLE,MOTOR STA | 584.22
3VA2163-7MS36-0DH0 | CIRCUIT BREAKER 3VA2 IEC FRAME 160 BREAKING CAPACITY CLASS C ICU=110KA @ 415 V 3-POLE,MOTOR STA | 658.04
3VA2163-7MS36-0HL0 | CIRCUIT BREAKER 3VA2 IEC FRAME 160 BREAKING CAPACITY CLASS C ICU=110KA @ 415 V 3-POLE,MOTOR STA | 669.18
3VA2163-7MS36-0JA0 | CIRCUIT BREAKER 3VA2 IEC FRAME 160 BREAKING CAPACITY CLASS C ICU=110KA @ 415 V 3-POLE,MOTOR STA | 559.17
3VA2163-7MS36-0KL0 | CIRCUIT BREAKER 3VA2 IEC FRAME 160 BREAKING CAPACITY CLASS C ICU=110KA @ 415 V 3-POLE,MOTOR STA | 669.18
3VA2163-8HK36-0AA0 | CIRCUIT BREAKER 3VA2 IEC FRAME 160 BREAKING CAPACITY CLASS L ICU=150KA @ 415 V 3-POLE, LINE PRO | 600.85
3VA2163-5MN36-0BH0 | CIRCUIT BREAKER 3VA2 IEC FRAME 160 BREAKING CAPACITY CLASS M ICU=55KA @ 415 V 3-POLE, MOTOR PRO | 759.01
3VA2163-5MN36-0CA0 | CIRCUIT BREAKER 3VA2 IEC FRAME 160 BREAKING CAPACITY CLASS M ICU=55KA @ 415 V 3-POLE, MOTOR PRO | 681.02
3VA2163-7MS32-0AE0 | CIRCUIT BREAKER 3VA2 IEC FRAME 160 BREAKING CAPACITY CLASS C ICU=110KA @ 415 V 3-POLE,MOTOR STA | 542.46
3VA2163-7MS32-0AF0 | CIRCUIT BREAKER 3VA2 IEC FRAME 160 BREAKING CAPACITY CLASS C ICU=110KA @ 415 V 3-POLE,MOTOR STA | 493.01
3VA2163-7MS32-0DH0 | CIRCUIT BREAKER 3VA2 IEC FRAME 160 BREAKING CAPACITY CLASS C ICU=110KA @ 415 V 3-POLE,MOTOR STA | 634.36
3VA2163-7MS32-0DL0 | CIRCUIT BREAKER 3VA2 IEC FRAME 160 BREAKING CAPACITY CLASS C ICU=110KA @ 415 V 3-POLE,MOTOR STA | 674.75
3VA2163-7MS32-0HA0 | CIRCUIT BREAKER 3VA2 IEC FRAME 160 BREAKING CAPACITY CLASS C ICU=110KA @ 415 V 3-POLE,MOTOR STA | 533.4
3VA2163-7MS32-0HC0 | CIRCUIT BREAKER 3VA2 IEC FRAME 160 BREAKING CAPACITY CLASS C ICU=110KA @ 415 V 3-POLE,MOTOR STA | 582.15
3VA2163-7MS36-0AC0 | CIRCUIT BREAKER 3VA2 IEC FRAME 160 BREAKING CAPACITY CLASS C ICU=110KA @ 415 V 3-POLE,MOTOR STA | 520.17
3VA2163-7MS36-0AD0 | CIRCUIT BREAKER 3VA2 IEC FRAME 160 BREAKING CAPACITY CLASS C ICU=110KA @ 415 V 3-POLE,MOTOR STA | 542.46
3VA2163-7MS36-0AE0 | CIRCUIT BREAKER 3VA2 IEC FRAME 160 BREAKING CAPACITY CLASS C ICU=110KA @ 415 V 3-POLE,MOTOR STA | 568.21
3VA2163-7MS36-0AF0 | CIRCUIT BREAKER 3VA2 IEC FRAME 160 BREAKING CAPACITY CLASS C ICU=110KA @ 415 V 3-POLE,MOTOR STA | 520.17
3VA2163-7MS36-0DL0 | CIRCUIT BREAKER 3VA2 IEC FRAME 160 BREAKING CAPACITY CLASS C ICU=110KA @ 415 V 3-POLE,MOTOR STA | 695.64
3VA2163-7MS36-0HA0 | CIRCUIT BREAKER 3VA2 IEC FRAME 160 BREAKING CAPACITY CLASS C ICU=110KA @ 415 V 3-POLE,MOTOR STA | 559.17
3VA2163-7MS36-0HC0 | CIRCUIT BREAKER 3VA2 IEC FRAME 160 BREAKING CAPACITY CLASS C ICU=110KA @ 415 V 3-POLE,MOTOR STA | 607.2
3VA2163-7MS36-0HH0 | CIRCUIT BREAKER 3VA2 IEC FRAME 160 BREAKING CAPACITY CLASS C ICU=110KA @ 415 V 3-POLE,MOTOR STA | 631.58
3VA2163-8HK42-0AA0 | CIRCUIT BREAKER 3VA2 IEC FRAME 160 BREAKING CAPACITY CLASS L ICU=150KA @ 415 V 4-POLE, LINE PRO | 745.74
3VA2163-8HK46-0AA0 | CIRCUIT BREAKER 3VA2 IEC FRAME 160 BREAKING CAPACITY CLASS L ICU=150KA @ 415 V 4-POLE, LINE PRO | 782.41
3VA2163-5MN36-0AH0 | CIRCUIT BREAKER 3VA2 IEC FRAME 160 BREAKING CAPACITY CLASS M ICU=55KA @ 415 V 3-POLE, MOTOR PRO | 640.64
3VA2163-5MN36-0AJ0 | CIRCUIT BREAKER 3VA2 IEC FRAME 160 BREAKING CAPACITY CLASS M ICU=55KA @ 415 V 3-POLE, MOTOR PRO | 678.93
3VA2163-5MN36-0BA0 | CIRCUIT BREAKER 3VA2 IEC FRAME 160 BREAKING CAPACITY CLASS M ICU=55KA @ 415 V 3-POLE, MOTOR PRO | 681.02
3VA2163-5MN36-0HH0 | CIRCUIT BREAKER 3VA2 IEC FRAME 160 BREAKING CAPACITY CLASS M ICU=55KA @ 415 V 3-POLE, MOTOR PRO | 731.15
3VA2163-5MN36-0HL0 | CIRCUIT BREAKER 3VA2 IEC FRAME 160 BREAKING CAPACITY CLASS M ICU=55KA @ 415 V 3-POLE, MOTOR PRO | 765.98
3VA2163-5MN36-0CH0 | CIRCUIT BREAKER 3VA2 IEC FRAME 160 BREAKING CAPACITY CLASS M ICU=55KA @ 415 V 3-POLE, MOTOR PRO | 759.01
3VA2163-5MN36-0JA0 | CIRCUIT BREAKER 3VA2 IEC FRAME 160 BREAKING CAPACITY CLASS M ICU=55KA @ 415 V 3-POLE, MOTOR PRO | 655.25
3VA2163-7HK32-0AA0 | CIRCUIT BREAKER 3VA2 IEC FRAME 160 BREAKING CAPACITY CLASS C ICU=110KA @ 415 V 3-POLE, LINE PRO | 514.69
3VA2163-7HK36-0AA0 | CIRCUIT BREAKER 3VA2 IEC FRAME 160 BREAKING CAPACITY CLASS C ICU=110KA @ 415 V 3-POLE, LINE PRO | 536.07
3VA2163-7HK42-0AA0 | CIRCUIT BREAKER 3VA2 IEC FRAME 160 BREAKING CAPACITY CLASS C ICU=110KA @ 415 V 4-POLE, LINE PRO | 660.15
3VA2163-7HK46-0AA0 | CIRCUIT BREAKER 3VA2 IEC FRAME 160 BREAKING CAPACITY CLASS C ICU=110KA @ 415 V 4-POLE, LINE PRO | 684.61
3VA2110-5MN32-0AG0 | CIRCUIT BREAKER 3VA2 IEC FRAME 160 BREAKING CAPACITY CLASS M ICU=55KA @ 415 V 3-POLE, MOTOR PRO | 639.24
3VA2110-5MN32-0AH0 | CIRCUIT BREAKER 3VA2 IEC FRAME 160 BREAKING CAPACITY CLASS M ICU=55KA @ 415 V 3-POLE, MOTOR PRO | 639.24
3VA2110-5MN32-0AJ0 | CIRCUIT BREAKER 3VA2 IEC FRAME 160 BREAKING CAPACITY CLASS M ICU=55KA @ 415 V 3-POLE, MOTOR PRO | 677.54
3VA2110-5MN32-0KC0 | CIRCUIT BREAKER 3VA2 IEC FRAME 160 BREAKING CAPACITY CLASS M ICU=55KA @ 415 V 3-POLE, MOTOR PRO | 703.31
3VA2110-5MN36-0AC0 | CIRCUIT BREAKER 3VA2 IEC FRAME 160 BREAKING CAPACITY CLASS M ICU=55KA @ 415 V 3-POLE, MOTOR PRO | 639.94
3VA2110-5MN36-0AE0 | CIRCUIT BREAKER 3VA2 IEC FRAME 160 BREAKING CAPACITY CLASS M ICU=55KA @ 415 V 3-POLE, MOTOR PRO | 688.67
3VA2110-5MN36-0BH0 | CIRCUIT BREAKER 3VA2 IEC FRAME 160 BREAKING CAPACITY CLASS M ICU=55KA @ 415 V 3-POLE, MOTOR PRO | 779.9
3VA2110-5MN36-0CA0 | CIRCUIT BREAKER 3VA2 IEC FRAME 160 BREAKING CAPACITY CLASS M ICU=55KA @ 415 V 3-POLE, MOTOR PRO | 703.31
3VA2110-5MN36-0DH0 | CIRCUIT BREAKER 3VA2 IEC FRAME 160 BREAKING CAPACITY CLASS M ICU=55KA @ 415 V 3-POLE, MOTOR PRO | 779.9
3VA2110-5MN36-0HA0 | CIRCUIT BREAKER 3VA2 IEC FRAME 160 BREAKING CAPACITY CLASS M ICU=55KA @ 415 V 3-POLE, MOTOR PRO | 678.93
3VA2110-5MN36-0HH0 | CIRCUIT BREAKER 3VA2 IEC FRAME 160 BREAKING CAPACITY CLASS M ICU=55KA @ 415 V 3-POLE, MOTOR PRO | 759.01
3VA2110-5MN36-0JH0 | CIRCUIT BREAKER 3VA2 IEC FRAME 160 BREAKING CAPACITY CLASS M ICU=55KA @ 415 V 3-POLE, MOTOR PRO | 759.01
3VA2110-5MN36-0KA0 | CIRCUIT BREAKER 3VA2 IEC FRAME 160 BREAKING CAPACITY CLASS M ICU=55KA @ 415 V 3-POLE, MOTOR PRO | 678.93
3VA2110-6HK36-0AA0 | CIRCUIT BREAKER 3VA2 IEC FRAME 160 BREAKING CAPACITY CLASS H ICU=85KA @ 415 V 3-POLE, LINE PROT | 544.01
3VA2110-6HK46-0AA0 | CIRCUIT BREAKER 3VA2 IEC FRAME 160 BREAKING CAPACITY CLASS H ICU=85KA @ 415 V 4-POLE, LINE PROT | 696.83
3VA2216-5MN32-0AC0 | CIRCUIT BREAKER 3VA2 IEC FRAME 250 BREAKING CAPACITY CLASS M ICU=55KA @ 415 V 3-POLE, MOTOR PRO | 974.87
3VA2216-5MN32-0AE0 | CIRCUIT BREAKER 3VA2 IEC FRAME 250 BREAKING CAPACITY CLASS M ICU=55KA @ 415 V 3-POLE, MOTOR PRO | 1037.54
3VA2216-5MN32-0BA0 | CIRCUIT BREAKER 3VA2 IEC FRAME 250 BREAKING CAPACITY CLASS M ICU=55KA @ 415 V 3-POLE, MOTOR PRO | 1044.51
3VA2216-5MN32-0BH0 | CIRCUIT BREAKER 3VA2 IEC FRAME 250 BREAKING CAPACITY CLASS M ICU=55KA @ 415 V 3-POLE, MOTOR PRO | 1128.07
3VA2216-5MN32-0DH0 | CIRCUIT BREAKER 3VA2 IEC FRAME 250 BREAKING CAPACITY CLASS M ICU=55KA @ 415 V 3-POLE, MOTOR PRO | 1128.07
3VA2216-5MN32-0HA0 | CIRCUIT BREAKER 3VA2 IEC FRAME 250 BREAKING CAPACITY CLASS M ICU=55KA @ 415 V 3-POLE, MOTOR PRO | 1016.65
3VA2216-5MN32-0JH0 | CIRCUIT BREAKER 3VA2 IEC FRAME 250 BREAKING CAPACITY CLASS M ICU=55KA @ 415 V 3-POLE, MOTOR PRO | 1100.21
3VA2216-5MN32-0KA0 | CIRCUIT BREAKER 3VA2 IEC FRAME 250 BREAKING CAPACITY CLASS M ICU=55KA @ 415 V 3-POLE, MOTOR PRO | 1016.65
3VA2216-5MQ32-0AC0 | CIRCUIT BREAKER 3VA2 IEC FRAME 250 BREAKING CAPACITY CLASS M ICU=55KA @ 415 V 3-POLE, MOTOR PRO | 1448.38
3VA2216-6HK32-0AA0 | CIRCUIT BREAKER 3VA2 IEC FRAME 250 BREAKING CAPACITY CLASS H ICU=85KA @ 415 V 3-POLE, LINE PROT | 1045.25
3VA2163-5MN32-0AD0 | CIRCUIT BREAKER 3VA2 IEC FRAME 160 BREAKING CAPACITY CLASS M ICU=55KA @ 415 V 3-POLE, MOTOR PRO | 614.87
3VA2163-5MN32-0AF0 | CIRCUIT BREAKER 3VA2 IEC FRAME 160 BREAKING CAPACITY CLASS M ICU=55KA @ 415 V 3-POLE, MOTOR PRO | 592.58
3VA2163-5MN32-0BL0 | CIRCUIT BREAKER 3VA2 IEC FRAME 160 BREAKING CAPACITY CLASS M ICU=55KA @ 415 V 3-POLE, MOTOR PRO | 772.93
3VA2163-5MN32-0CC0 | CIRCUIT BREAKER 3VA2 IEC FRAME 160 BREAKING CAPACITY CLASS M ICU=55KA @ 415 V 3-POLE, MOTOR PRO | 703.31
3VA2163-5MN32-0DL0 | CIRCUIT BREAKER 3VA2 IEC FRAME 160 BREAKING CAPACITY CLASS M ICU=55KA @ 415 V 3-POLE, MOTOR PRO | 772.93
3VA2163-5MN32-0HC0 | CIRCUIT BREAKER 3VA2 IEC FRAME 160 BREAKING CAPACITY CLASS M ICU=55KA @ 415 V 3-POLE, MOTOR PRO | 679.63
3VA2163-5MN32-0JL0 | CIRCUIT BREAKER 3VA2 IEC FRAME 160 BREAKING CAPACITY CLASS M ICU=55KA @ 415 V 3-POLE, MOTOR PRO | 745.09
3VA2163-5MN32-0KC0 | CIRCUIT BREAKER 3VA2 IEC FRAME 160 BREAKING CAPACITY CLASS M ICU=55KA @ 415 V 3-POLE, MOTOR PRO | 679.63
3VA2163-5MN36-0DH0 | CIRCUIT BREAKER 3VA2 IEC FRAME 160 BREAKING CAPACITY CLASS M ICU=55KA @ 415 V 3-POLE, MOTOR PRO | 759.01
3VA2163-5MN36-0HA0 | CIRCUIT BREAKER 3VA2 IEC FRAME 160 BREAKING CAPACITY CLASS M ICU=55KA @ 415 V 3-POLE, MOTOR PRO | 655.25
3VA2163-5MN36-0JH0 | CIRCUIT BREAKER 3VA2 IEC FRAME 160 BREAKING CAPACITY CLASS M ICU=55KA @ 415 V 3-POLE, MOTOR PRO | 731.15
3VA2163-5MN36-0KA0 | CIRCUIT BREAKER 3VA2 IEC FRAME 160 BREAKING CAPACITY CLASS M ICU=55KA @ 415 V 3-POLE, MOTOR PRO | 655.25
3VA2163-6HK36-0AA0 | CIRCUIT BREAKER 3VA2 IEC FRAME 160 BREAKING CAPACITY CLASS H ICU=85KA @ 415 V 3-POLE, LINE PROT | 503.07
3VA2163-6HK46-0AA0 | CIRCUIT BREAKER 3VA2 IEC FRAME 160 BREAKING CAPACITY CLASS H ICU=85KA @ 415 V 4-POLE, LINE PROT | 647.91
3VA2163-7MN32-0AA0 | CIRCUIT BREAKER 3VA2 IEC FRAME 160 BREAKING CAPACITY CLASS C ICU=110KA @ 415 V 3-POLE, MOTOR PR | 553.18
3VA2163-7MN32-0AC0 | CIRCUIT BREAKER 3VA2 IEC FRAME 160 BREAKING CAPACITY CLASS C ICU=110KA @ 415 V 3-POLE, MOTOR PR | 680.33
3VA2110-5MN32-0AC0 | CIRCUIT BREAKER 3VA2 IEC FRAME 160 BREAKING CAPACITY CLASS M ICU=55KA @ 415 V 3-POLE, MOTOR PRO | 614.17
3VA2110-5MN32-0AE0 | CIRCUIT BREAKER 3VA2 IEC FRAME 160 BREAKING CAPACITY CLASS M ICU=55KA @ 415 V 3-POLE, MOTOR PRO | 662.22
3VA2110-5MN32-0BH0 | CIRCUIT BREAKER 3VA2 IEC FRAME 160 BREAKING CAPACITY CLASS M ICU=55KA @ 415 V 3-POLE, MOTOR PRO | 759.01
3VA2110-5MN32-0CA0 | CIRCUIT BREAKER 3VA2 IEC FRAME 160 BREAKING CAPACITY CLASS M ICU=55KA @ 415 V 3-POLE, MOTOR PRO | 679.63
3VA2110-5MN32-0DH0 | CIRCUIT BREAKER 3VA2 IEC FRAME 160 BREAKING CAPACITY CLASS M ICU=55KA @ 415 V 3-POLE, MOTOR PRO | 759.01
3VA2110-5MN32-0HA0 | CIRCUIT BREAKER 3VA2 IEC FRAME 160 BREAKING CAPACITY CLASS M ICU=55KA @ 415 V 3-POLE, MOTOR PRO | 653.16
3VA2110-5MN32-0JH0 | CIRCUIT BREAKER 3VA2 IEC FRAME 160 BREAKING CAPACITY CLASS M ICU=55KA @ 415 V 3-POLE, MOTOR PRO | 731.15
3VA2110-5MN32-0KA0 | CIRCUIT BREAKER 3VA2 IEC FRAME 160 BREAKING CAPACITY CLASS M ICU=55KA @ 415 V 3-POLE, MOTOR PRO | 653.16
3VA2110-5MN36-0AD0 | CIRCUIT BREAKER 3VA2 IEC FRAME 160 BREAKING CAPACITY CLASS M ICU=55KA @ 415 V 3-POLE, MOTOR PRO | 662.92
3VA2110-5MN36-0AF0 | CIRCUIT BREAKER 3VA2 IEC FRAME 160 BREAKING CAPACITY CLASS M ICU=55KA @ 415 V 3-POLE, MOTOR PRO | 639.94
3VA2110-5MN36-0BC0 | CIRCUIT BREAKER 3VA2 IEC FRAME 160 BREAKING CAPACITY CLASS M ICU=55KA @ 415 V 3-POLE, MOTOR PRO | 759.01
3VA2110-5MN36-0BL0 | CIRCUIT BREAKER 3VA2 IEC FRAME 160 BREAKING CAPACITY CLASS M ICU=55KA @ 415 V 3-POLE, MOTOR PRO | 814.71
3VA2110-5MN36-0DL0 | CIRCUIT BREAKER 3VA2 IEC FRAME 160 BREAKING CAPACITY CLASS M ICU=55KA @ 415 V 3-POLE, MOTOR PRO | 814.71
3VA2110-5MN36-0HC0 | CIRCUIT BREAKER 3VA2 IEC FRAME 160 BREAKING CAPACITY CLASS M ICU=55KA @ 415 V 3-POLE, MOTOR PRO | 731.15
3VA2110-5MN36-0JL0 | CIRCUIT BREAKER 3VA2 IEC FRAME 160 BREAKING CAPACITY CLASS M ICU=55KA @ 415 V 3-POLE, MOTOR PRO | 793.82
3VA2110-5MN36-0KC0 | CIRCUIT BREAKER 3VA2 IEC FRAME 160 BREAKING CAPACITY CLASS M ICU=55KA @ 415 V 3-POLE, MOTOR PRO | 731.15
3VA2110-6HK32-0AA0 | CIRCUIT BREAKER 3VA2 IEC FRAME 160 BREAKING CAPACITY CLASS H ICU=85KA @ 415 V 3-POLE, LINE PROT | 522.62
3VA2110-6HK42-0AA0 | CIRCUIT BREAKER 3VA2 IEC FRAME 160 BREAKING CAPACITY CLASS H ICU=85KA @ 415 V 4-POLE, LINE PROT | 672.39
3VA2216-5MN32-0AB0 | CIRCUIT BREAKER 3VA2 IEC FRAME 250 BREAKING CAPACITY CLASS M ICU=55KA @ 415 V 3-POLE, MOTOR PRO | 1002.73
3VA2216-5MN32-0AD0 | CIRCUIT BREAKER 3VA2 IEC FRAME 250 BREAKING CAPACITY CLASS M ICU=55KA @ 415 V 3-POLE, MOTOR PRO | 1002.73
3VA2216-5MN32-0BC0 | CIRCUIT BREAKER 3VA2 IEC FRAME 250 BREAKING CAPACITY CLASS M ICU=55KA @ 415 V 3-POLE, MOTOR PRO | 1100.21
3VA2216-5MN32-0BL0 | CIRCUIT BREAKER 3VA2 IEC FRAME 250 BREAKING CAPACITY CLASS M ICU=55KA @ 415 V 3-POLE, MOTOR PRO | 1148.96
3VA2110-5MN32-0BA0 | CIRCUIT BREAKER 3VA2 IEC FRAME 160 BREAKING CAPACITY CLASS M ICU=55KA @ 415 V 3-POLE, MOTOR PRO | 679.63
3VA2110-5MN32-0HH0 | CIRCUIT BREAKER 3VA2 IEC FRAME 160 BREAKING CAPACITY CLASS M ICU=55KA @ 415 V 3-POLE, MOTOR PRO | 731.15
3VA2110-5MN32-0HL0 | CIRCUIT BREAKER 3VA2 IEC FRAME 160 BREAKING CAPACITY CLASS M ICU=55KA @ 415 V 3-POLE, MOTOR PRO | 765.98
3VA2110-5MN32-0CH0 | CIRCUIT BREAKER 3VA2 IEC FRAME 160 BREAKING CAPACITY CLASS M ICU=55KA @ 415 V 3-POLE, MOTOR PRO | 759.01
3VA2110-5MN32-0JA0 | CIRCUIT BREAKER 3VA2 IEC FRAME 160 BREAKING CAPACITY CLASS M ICU=55KA @ 415 V 3-POLE, MOTOR PRO | 653.16
3VA2110-5MN36-0AG0 | CIRCUIT BREAKER 3VA2 IEC FRAME 160 BREAKING CAPACITY CLASS M ICU=55KA @ 415 V 3-POLE, MOTOR PRO | 662.92
3VA2110-5MN36-0AH0 | CIRCUIT BREAKER 3VA2 IEC FRAME 160 BREAKING CAPACITY CLASS M ICU=55KA @ 415 V 3-POLE, MOTOR PRO | 662.92
3VA2110-5MN36-0AJ0 | CIRCUIT BREAKER 3VA2 IEC FRAME 160 BREAKING CAPACITY CLASS M ICU=55KA @ 415 V 3-POLE, MOTOR PRO | 703.31
3VA2110-5MN36-0BA0 | CIRCUIT BREAKER 3VA2 IEC FRAME 160 BREAKING CAPACITY CLASS M ICU=55KA @ 415 V 3-POLE, MOTOR PRO | 703.31
3VA2110-5MN36-0HL0 | CIRCUIT BREAKER 3VA2 IEC FRAME 160 BREAKING CAPACITY CLASS M ICU=55KA @ 415 V 3-POLE, MOTOR PRO | 793.82
3VA2110-5MN36-0CH0 | CIRCUIT BREAKER 3VA2 IEC FRAME 160 BREAKING CAPACITY CLASS M ICU=55KA @ 415 V 3-POLE, MOTOR PRO | 779.9
3VA2110-5MN36-0JA0 | CIRCUIT BREAKER 3VA2 IEC FRAME 160 BREAKING CAPACITY CLASS M ICU=55KA @ 415 V 3-POLE, MOTOR PRO | 678.93
3VA2110-5MN36-0JC0 | CIRCUIT BREAKER 3VA2 IEC FRAME 160 BREAKING CAPACITY CLASS M ICU=55KA @ 415 V 3-POLE, MOTOR PRO | 731.15
3VA2216-5HK32-0AA0 | CIRCUIT BREAKER 3VA2 IEC FRAME 250 BREAKING CAPACITY CLASS M ICU=55KA @ 415 V 3-POLE, LINE PROT | 922.99
3VA2216-5HK42-0AA0 | CIRCUIT BREAKER 3VA2 IEC FRAME 250 BREAKING CAPACITY CLASS M ICU=55KA @ 415 V 4-POLE, LINE PROT | 1198.03
3VA2216-5HN32-0BD0 | CIRCUIT BREAKER 3VA2 IEC FRAME 250 BREAKING CAPACITY CLASS M ICU=55KA @ 415 V 3POLE, LINE PROTE | 1309.12
3VA2216-5HN32-0KG0 | CIRCUIT BREAKER 3VA2 IEC FRAME 250 BREAKING CAPACITY CLASS M ICU=55KA @ 415 V 3POLE, LINE PROTE | 1267.34
3VA2216-5MN32-0AA0 | CIRCUIT BREAKER 3VA2 IEC FRAME 250 BREAKING CAPACITY CLASS M ICU=55KA @ 415 V 3-POLE, MOTOR PRO | 753.68
3VA2216-5MN32-0CA0 | CIRCUIT BREAKER 3VA2 IEC FRAME 250 BREAKING CAPACITY CLASS M ICU=55KA @ 415 V 3-POLE, MOTOR PRO | 1044.51
3VA2216-5MN32-0CC0 | CIRCUIT BREAKER 3VA2 IEC FRAME 250 BREAKING CAPACITY CLASS M ICU=55KA @ 415 V 3-POLE, MOTOR PRO | 1100.21
3VA2216-5MN32-0CL0 | CIRCUIT BREAKER 3VA2 IEC FRAME 250 BREAKING CAPACITY CLASS M ICU=55KA @ 415 V 3-POLE, MOTOR PRO | 1148.96
3VA2216-5MN32-0DA0 | CIRCUIT BREAKER 3VA2 IEC FRAME 250 BREAKING CAPACITY CLASS M ICU=55KA @ 415 V 3-POLE, MOTOR PRO | 1044.51
3VA2216-5MN32-0KC0 | CIRCUIT BREAKER 3VA2 IEC FRAME 250 BREAKING CAPACITY CLASS M ICU=55KA @ 415 V 3-POLE, MOTOR PRO | 1065.4
3VA2216-5MN32-0KH0 | CIRCUIT BREAKER 3VA2 IEC FRAME 250 BREAKING CAPACITY CLASS M ICU=55KA @ 415 V 3-POLE, MOTOR PRO | 1100.21
3VA2216-5MN32-0KL0 | CIRCUIT BREAKER 3VA2 IEC FRAME 250 BREAKING CAPACITY CLASS M ICU=55KA @ 415 V 3-POLE, MOTOR PRO | 1135.04
3VA2216-5MQ32-0AA0 | CIRCUIT BREAKER 3VA2 IEC FRAME 250 BREAKING CAPACITY CLASS M ICU=55KA @ 415 V 3-POLE, MOTOR PRO | 1210.25
3VA2163-5MN32-0AG0 | CIRCUIT BREAKER 3VA2 IEC FRAME 160 BREAKING CAPACITY CLASS M ICU=55KA @ 415 V 3-POLE, MOTOR PRO | 614.87
3VA2163-5MN32-0AH0 | CIRCUIT BREAKER 3VA2 IEC FRAME 160 BREAKING CAPACITY CLASS M ICU=55KA @ 415 V 3-POLE, MOTOR PRO | 614.87
3VA2163-5MN32-0AJ0 | CIRCUIT BREAKER 3VA2 IEC FRAME 160 BREAKING CAPACITY CLASS M ICU=55KA @ 415 V 3-POLE, MOTOR PRO | 653.16
3VA2163-5MN32-0BA0 | CIRCUIT BREAKER 3VA2 IEC FRAME 160 BREAKING CAPACITY CLASS M ICU=55KA @ 415 V 3-POLE, MOTOR PRO | 655.95
3VA2163-7MS36-0JH0 | CIRCUIT BREAKER 3VA2 IEC FRAME 160 BREAKING CAPACITY CLASS C ICU=110KA @ 415 V 3-POLE,MOTOR STA | 631.58
3VA2163-7MS36-0JL0 | CIRCUIT BREAKER 3VA2 IEC FRAME 160 BREAKING CAPACITY CLASS C ICU=110KA @ 415 V 3-POLE,MOTOR STA | 669.18
3VA2163-7MS36-0KA0 | CIRCUIT BREAKER 3VA2 IEC FRAME 160 BREAKING CAPACITY CLASS C ICU=110KA @ 415 V 3-POLE,MOTOR STA | 559.17
3VA2163-7MS36-0KC0 | CIRCUIT BREAKER 3VA2 IEC FRAME 160 BREAKING CAPACITY CLASS C ICU=110KA @ 415 V 3-POLE,MOTOR STA | 607.2
3VA2163-5MN36-0CC0 | CIRCUIT BREAKER 3VA2 IEC FRAME 160 BREAKING CAPACITY CLASS M ICU=55KA @ 415 V 3-POLE, MOTOR PRO | 738.12
3VA2163-5MN36-0CL0 | CIRCUIT BREAKER 3VA2 IEC FRAME 160 BREAKING CAPACITY CLASS M ICU=55KA @ 415 V 3-POLE, MOTOR PRO | 793.82
3VA2163-5MN36-0DA0 | CIRCUIT BREAKER 3VA2 IEC FRAME 160 BREAKING CAPACITY CLASS M ICU=55KA @ 415 V 3-POLE, MOTOR PRO | 681.02
3VA2163-5MN36-0DC0 | CIRCUIT BREAKER 3VA2 IEC FRAME 160 BREAKING CAPACITY CLASS M ICU=55KA @ 415 V 3-POLE, MOTOR PRO | 738.12
3VA2163-5MN36-0KC0 | CIRCUIT BREAKER 3VA2 IEC FRAME 160 BREAKING CAPACITY CLASS M ICU=55KA @ 415 V 3-POLE, MOTOR PRO | 703.31
3VA2163-5MN36-0KH0 | CIRCUIT BREAKER 3VA2 IEC FRAME 160 BREAKING CAPACITY CLASS M ICU=55KA @ 415 V 3-POLE, MOTOR PRO | 731.15
3VA2163-5MN36-0KL0 | CIRCUIT BREAKER 3VA2 IEC FRAME 160 BREAKING CAPACITY CLASS M ICU=55KA @ 415 V 3-POLE, MOTOR PRO | 765.98
3VA2163-5MQ32-0AA0 | CIRCUIT BREAKER 3VA2 IEC FRAME 160 BREAKING CAPACITY CLASS M ICU=55KA @ 415 V 3-POLE, MOTOR PRO | 916.9
3VA2163-5MQ36-0AA0 | CIRCUIT BREAKER 3VA2 IEC FRAME 160 BREAKING CAPACITY CLASS M ICU=55KA @ 415 V 3-POLE, MOTOR PRO | 929.1
3VA2163-7MN32-0AE0 | CIRCUIT BREAKER 3VA2 IEC FRAME 160 BREAKING CAPACITY CLASS C ICU=110KA @ 415 V 3-POLE, MOTOR PR | 731.15
3VA2163-7MN32-0AF0 | CIRCUIT BREAKER 3VA2 IEC FRAME 160 BREAKING CAPACITY CLASS C ICU=110KA @ 415 V 3-POLE, MOTOR PR | 680.33
3VA2163-7MN32-0AG0 | CIRCUIT BREAKER 3VA2 IEC FRAME 160 BREAKING CAPACITY CLASS C ICU=110KA @ 415 V 3-POLE, MOTOR PR | 703.31
3VA2110-5MN32-0AA0 | CIRCUIT BREAKER 3VA2 IEC FRAME 160 BREAKING CAPACITY CLASS M ICU=55KA @ 415 V 3-POLE, MOTOR PRO | 496.35
3VA2110-5MN32-0CC0 | CIRCUIT BREAKER 3VA2 IEC FRAME 160 BREAKING CAPACITY CLASS M ICU=55KA @ 415 V 3-POLE, MOTOR PRO | 731.15
3VA2110-5MN32-0CL0 | CIRCUIT BREAKER 3VA2 IEC FRAME 160 BREAKING CAPACITY CLASS M ICU=55KA @ 415 V 3-POLE, MOTOR PRO | 793.82
3VA2110-5MN32-0DA0 | CIRCUIT BREAKER 3VA2 IEC FRAME 160 BREAKING CAPACITY CLASS M ICU=55KA @ 415 V 3-POLE, MOTOR PRO | 679.63
3VA2110-5MN32-0DC0 | CIRCUIT BREAKER 3VA2 IEC FRAME 160 BREAKING CAPACITY CLASS M ICU=55KA @ 415 V 3-POLE, MOTOR PRO | 731.15
3VA2110-5MN32-0KH0 | CIRCUIT BREAKER 3VA2 IEC FRAME 160 BREAKING CAPACITY CLASS M ICU=55KA @ 415 V 3-POLE, MOTOR PRO | 731.15
3VA2110-5MN32-0KL0 | CIRCUIT BREAKER 3VA2 IEC FRAME 160 BREAKING CAPACITY CLASS M ICU=55KA @ 415 V 3-POLE, MOTOR PRO | 765.98
3VA2110-5MN36-0AA0 | CIRCUIT BREAKER 3VA2 IEC FRAME 160 BREAKING CAPACITY CLASS M ICU=55KA @ 415 V 3-POLE, MOTOR PRO | 518.96
3VA2110-5MN36-0AB0 | CIRCUIT BREAKER 3VA2 IEC FRAME 160 BREAKING CAPACITY CLASS M ICU=55KA @ 415 V 3-POLE, MOTOR PRO | 662.92
3VA2110-5MN36-0CC0 | CIRCUIT BREAKER 3VA2 IEC FRAME 160 BREAKING CAPACITY CLASS M ICU=55KA @ 415 V 3-POLE, MOTOR PRO | 759.01
3VA2110-5MN36-0CL0 | CIRCUIT BREAKER 3VA2 IEC FRAME 160 BREAKING CAPACITY CLASS M ICU=55KA @ 415 V 3-POLE, MOTOR PRO | 814.71
3VA2110-5MN36-0DA0 | CIRCUIT BREAKER 3VA2 IEC FRAME 160 BREAKING CAPACITY CLASS M ICU=55KA @ 415 V 3-POLE, MOTOR PRO | 703.31
3VA2110-5MN36-0DC0 | CIRCUIT BREAKER 3VA2 IEC FRAME 160 BREAKING CAPACITY CLASS M ICU=55KA @ 415 V 3-POLE, MOTOR PRO | 759.01
3VA2110-5MN36-0KH0 | CIRCUIT BREAKER 3VA2 IEC FRAME 160 BREAKING CAPACITY CLASS M ICU=55KA @ 415 V 3-POLE, MOTOR PRO | 759.01
3VA2163-5MN36-0AE0 | CIRCUIT BREAKER 3VA2 IEC FRAME 160 BREAKING CAPACITY CLASS M ICU=55KA @ 415 V 3-POLE, MOTOR PRO | 663.62
3VA2163-5MN36-0AG0 | CIRCUIT BREAKER 3VA2 IEC FRAME 160 BREAKING CAPACITY CLASS M ICU=55KA @ 415 V 3-POLE, MOTOR PRO | 640.64
3VA2325-5MN32-0AB0 | CIRCUIT BREAKER 3VA2 IEC FRAME 400 BREAKING CAPACITY CLASS M ICU=55KA @ 415 V 3-POLE, MOTOR PRO | 1601.58
3VA2325-5MN32-0AD0 | CIRCUIT BREAKER 3VA2 IEC FRAME 400 BREAKING CAPACITY CLASS M ICU=55KA @ 415 V 3-POLE, MOTOR PRO | 1601.58
3VA2325-5MN32-0BC0 | CIRCUIT BREAKER 3VA2 IEC FRAME 400 BREAKING CAPACITY CLASS M ICU=55KA @ 415 V 3-POLE, MOTOR PRO | 1685.14
3VA2325-5MN32-0BL0 | CIRCUIT BREAKER 3VA2 IEC FRAME 400 BREAKING CAPACITY CLASS M ICU=55KA @ 415 V 3-POLE, MOTOR PRO | 1747.82
3VA2325-5MN32-0DL0 | CIRCUIT BREAKER 3VA2 IEC FRAME 400 BREAKING CAPACITY CLASS M ICU=55KA @ 415 V 3-POLE, MOTOR PRO | 1747.82
3VA2325-5MN32-0HC0 | CIRCUIT BREAKER 3VA2 IEC FRAME 400 BREAKING CAPACITY CLASS M ICU=55KA @ 415 V 3-POLE, MOTOR PRO | 1664.25
3VA2325-5MN32-0JC0 | CIRCUIT BREAKER 3VA2 IEC FRAME 400 BREAKING CAPACITY CLASS M ICU=55KA @ 415 V 3-POLE, MOTOR PRO | 1664.25
3VA2325-5MN32-0JL0 | CIRCUIT BREAKER 3VA2 IEC FRAME 400 BREAKING CAPACITY CLASS M ICU=55KA @ 415 V 3-POLE, MOTOR PRO | 1719.96
3VA2325-5MQ32-0DJ0 | CIRCUIT BREAKER 3VA2 IEC FRAME 400 BREAKING CAPACITY CLASS M ICU=55KA @ 415 V 3-POLE, MOTOR PRO | 2270.06
3VA2325-6HK42-0AA0 | CIRCUIT BREAKER 3VA2 IEC FRAME 400 BREAKING CAPACITY CLASS H ICU=85KA @ 415 V 4-POLE, LINE PROT | 1809.3
3VA2225-8HL32-0AD0 | CIRCUIT BREAKER 3VA2 IEC FRAME 250 BREAKING CAPACITY CLASS L ICU=150KA @ 415 V 3-POLE, LINE PRO | 1538.91
3VA2225-8HL32-0AF0 | CIRCUIT BREAKER 3VA2 IEC FRAME 250 BREAKING CAPACITY CLASS L ICU=150KA @ 415 V 3-POLE, LINE PRO | 1524.99
3VA2225-8HL32-0BC0 | CIRCUIT BREAKER 3VA2 IEC FRAME 250 BREAKING CAPACITY CLASS L ICU=150KA @ 415 V 3-POLE, LINE PRO | 1636.4
3VA2225-8HL32-0BL0 | CIRCUIT BREAKER 3VA2 IEC FRAME 250 BREAKING CAPACITY CLASS L ICU=150KA @ 415 V 3-POLE, LINE PRO | 1685.14
3VA2225-8HL32-0DL0 | CIRCUIT BREAKER 3VA2 IEC FRAME 250 BREAKING CAPACITY CLASS L ICU=150KA @ 415 V 3-POLE, LINE PRO | 1685.14
3VA2225-8HL32-0HC0 | CIRCUIT BREAKER 3VA2 IEC FRAME 250 BREAKING CAPACITY CLASS L ICU=150KA @ 415 V 3-POLE, LINE PRO | 1601.58
3VA2225-8HL32-0JL0 | CIRCUIT BREAKER 3VA2 IEC FRAME 250 BREAKING CAPACITY CLASS L ICU=150KA @ 415 V 3-POLE, LINE PRO | 1664.25
3VA2225-8HL32-0KC0 | CIRCUIT BREAKER 3VA2 IEC FRAME 250 BREAKING CAPACITY CLASS L ICU=150KA @ 415 V 3-POLE, LINE PRO | 1601.58
3VA2325-5HK42-0AA0 | CIRCUIT BREAKER 3VA2 IEC FRAME 400 BREAKING CAPACITY CLASS M ICU=55KA @ 415 V 4-POLE, LINE PROT | 1577.01
3VA2125-7MN32-0AA0 | CIRCUIT BREAKER 3VA2 IEC FRAME 160 BREAKING CAPACITY CLASS C ICU=110KA @ 415 V 3-POLE, MOTOR PR | 553.18
3VA2125-8HK36-0AA0 | CIRCUIT BREAKER 3VA2 IEC FRAME 160 BREAKING CAPACITY CLASS L ICU=150KA @ 415 V 3-POLE, LINE PRO | 600.85
3VA2125-8HK46-0AA0 | CIRCUIT BREAKER 3VA2 IEC FRAME 160 BREAKING CAPACITY CLASS L ICU=150KA @ 415 V 4-POLE, LINE PRO | 782.41
3VA2140-5MN32-0AC0 | CIRCUIT BREAKER 3VA2 IEC FRAME 160 BREAKING CAPACITY CLASS M ICU=55KA @ 415 V 3-POLE, MOTOR PRO | 592.58
3VA2140-5MN32-0AE0 | CIRCUIT BREAKER 3VA2 IEC FRAME 160 BREAKING CAPACITY CLASS M ICU=55KA @ 415 V 3-POLE, MOTOR PRO | 639.94
3VA2140-5MN32-0BA0 | CIRCUIT BREAKER 3VA2 IEC FRAME 160 BREAKING CAPACITY CLASS M ICU=55KA @ 415 V 3-POLE, MOTOR PRO | 655.95
3VA2140-5MN32-0BH0 | CIRCUIT BREAKER 3VA2 IEC FRAME 160 BREAKING CAPACITY CLASS M ICU=55KA @ 415 V 3-POLE, MOTOR PRO | 738.12
3VA2140-5MN32-0CA0 | CIRCUIT BREAKER 3VA2 IEC FRAME 160 BREAKING CAPACITY CLASS M ICU=55KA @ 415 V 3-POLE, MOTOR PRO | 655.95
3VA2140-5MN32-0DH0 | CIRCUIT BREAKER 3VA2 IEC FRAME 160 BREAKING CAPACITY CLASS M ICU=55KA @ 415 V 3-POLE, MOTOR PRO | 738.12
3VA2163-5MN32-0BC0 | CIRCUIT BREAKER 3VA2 IEC FRAME 160 BREAKING CAPACITY CLASS M ICU=55KA @ 415 V 3-POLE, MOTOR PRO | 703.31
3VA2163-5MN32-0HL0 | CIRCUIT BREAKER 3VA2 IEC FRAME 160 BREAKING CAPACITY CLASS M ICU=55KA @ 415 V 3-POLE, MOTOR PRO | 745.09
3VA2163-5MN32-0CH0 | CIRCUIT BREAKER 3VA2 IEC FRAME 160 BREAKING CAPACITY CLASS M ICU=55KA @ 415 V 3-POLE, MOTOR PRO | 738.12
3VA2163-5MN32-0JA0 | CIRCUIT BREAKER 3VA2 IEC FRAME 160 BREAKING CAPACITY CLASS M ICU=55KA @ 415 V 3-POLE, MOTOR PRO | 628.79
3VA2163-5MN32-0JC0 | CIRCUIT BREAKER 3VA2 IEC FRAME 160 BREAKING CAPACITY CLASS M ICU=55KA @ 415 V 3-POLE, MOTOR PRO | 679.63
3VA2325-5HN42-0AJ0 | CIRCUIT BREAKER 3VA2 IEC FRAME 400 BREAKING CAPACITY CLASS M ICU=55KA @ 415 V 4-POLE, LINE PROT | 2012.42
3VA2325-5JQ32-0BA0 | CIRCUIT BREAKER 3VA2 IEC FRAME 400 BREAKING CAPACITY CLASS M ICU=55KA @ 415 V 3-POLE, LINE PROT | 2283.98
3VA2325-5KP32-0KE0 | CIRCUIT BREAKER 3VA2 IEC FRAME 400 BREAKING CAPACITY CLASS M ICU=55KA @ 415 V 3-POLE, LINE PROT | 2304.87
3VA2325-5MN32-0AA0 | CIRCUIT BREAKER 3VA2 IEC FRAME 400 BREAKING CAPACITY CLASS M ICU=55KA @ 415 V 3-POLE, MOTOR PRO | 1344.75
3VA2325-5MN32-0CC0 | CIRCUIT BREAKER 3VA2 IEC FRAME 400 BREAKING CAPACITY CLASS M ICU=55KA @ 415 V 3-POLE, MOTOR PRO | 1685.14
3VA2325-5MN32-0CL0 | CIRCUIT BREAKER 3VA2 IEC FRAME 400 BREAKING CAPACITY CLASS M ICU=55KA @ 415 V 3-POLE, MOTOR PRO | 1747.82
3VA2325-5MN32-0DA0 | CIRCUIT BREAKER 3VA2 IEC FRAME 400 BREAKING CAPACITY CLASS M ICU=55KA @ 415 V 3-POLE, MOTOR PRO | 1643.36
3VA2325-5MN32-0DC0 | CIRCUIT BREAKER 3VA2 IEC FRAME 400 BREAKING CAPACITY CLASS M ICU=55KA @ 415 V 3-POLE, MOTOR PRO | 1685.14
3VA2325-5MN32-0KC0 | CIRCUIT BREAKER 3VA2 IEC FRAME 400 BREAKING CAPACITY CLASS M ICU=55KA @ 415 V 3-POLE, MOTOR PRO | 1664.25
3VA2325-5MN32-0KH0 | CIRCUIT BREAKER 3VA2 IEC FRAME 400 BREAKING CAPACITY CLASS M ICU=55KA @ 415 V 3-POLE, MOTOR PRO | 1678.18
3VA2325-5MN32-0KL0 | CIRCUIT BREAKER 3VA2 IEC FRAME 400 BREAKING CAPACITY CLASS M ICU=55KA @ 415 V 3-POLE, MOTOR PRO | 1719.96
3VA2325-5MQ32-0AA0 | CIRCUIT BREAKER 3VA2 IEC FRAME 400 BREAKING CAPACITY CLASS M ICU=55KA @ 415 V 3-POLE, MOTOR PRO | 1778.74
3VA2325-5MQ32-0AC0 | CIRCUIT BREAKER 3VA2 IEC FRAME 400 BREAKING CAPACITY CLASS M ICU=55KA @ 415 V 3-POLE, MOTOR PRO | 2082.05
3VA2225-8HL32-0AG0 | CIRCUIT BREAKER 3VA2 IEC FRAME 250 BREAKING CAPACITY CLASS L ICU=150KA @ 415 V 3-POLE, LINE PRO | 1538.91
3VA2225-8HL32-0AH0 | CIRCUIT BREAKER 3VA2 IEC FRAME 250 BREAKING CAPACITY CLASS L ICU=150KA @ 415 V 3-POLE, LINE PRO | 1538.91
3VA2225-8HL32-0AJ0 | CIRCUIT BREAKER 3VA2 IEC FRAME 250 BREAKING CAPACITY CLASS L ICU=150KA @ 415 V 3-POLE, LINE PRO | 1587.65
3VA2225-8HL32-0BA0 | CIRCUIT BREAKER 3VA2 IEC FRAME 250 BREAKING CAPACITY CLASS L ICU=150KA @ 415 V 3-POLE, LINE PRO | 1587.65
3VA2225-8HL32-0HL0 | CIRCUIT BREAKER 3VA2 IEC FRAME 250 BREAKING CAPACITY CLASS L ICU=150KA @ 415 V 3-POLE, LINE PRO | 1664.25
3VA2225-8HL32-0CH0 | CIRCUIT BREAKER 3VA2 IEC FRAME 250 BREAKING CAPACITY CLASS L ICU=150KA @ 415 V 3-POLE, LINE PRO | 1657.29
3VA2225-8HL32-0JA0 | CIRCUIT BREAKER 3VA2 IEC FRAME 250 BREAKING CAPACITY CLASS L ICU=150KA @ 415 V 3-POLE, LINE PRO | 1545.88
3VA2225-8HL32-0JC0 | CIRCUIT BREAKER 3VA2 IEC FRAME 250 BREAKING CAPACITY CLASS L ICU=150KA @ 415 V 3-POLE, LINE PRO | 1601.58
3VA2125-7MQ32-0AA0 | CIRCUIT BREAKER 3VA2 IEC FRAME 160 BREAKING CAPACITY CLASS C ICU=110KA @ 415 V 3-POLE, MOTOR PR | 990.23
3VA2125-7MQ36-0AA0 | CIRCUIT BREAKER 3VA2 IEC FRAME 160 BREAKING CAPACITY CLASS C ICU=110KA @ 415 V 3-POLE, MOTOR PR | 1008.55
3VA2125-7MS32-0AA0 | CIRCUIT BREAKER 3VA2 IEC FRAME 160 BREAKING CAPACITY CLASS C ICU=110KA @ 415 V 3-POLE,MOTOR STA | 391.2
3VA2125-7MS36-0AA0 | CIRCUIT BREAKER 3VA2 IEC FRAME 160 BREAKING CAPACITY CLASS C ICU=110KA @ 415 V 3-POLE,MOTOR STA | 413.82
3VA2216-5MN32-0DC0 | CIRCUIT BREAKER 3VA2 IEC FRAME 250 BREAKING CAPACITY CLASS M ICU=55KA @ 415 V 3-POLE, MOTOR PRO | 1100.21
3VA2216-5MN32-0DL0 | CIRCUIT BREAKER 3VA2 IEC FRAME 250 BREAKING CAPACITY CLASS M ICU=55KA @ 415 V 3-POLE, MOTOR PRO | 1148.96
3VA2216-5MN32-0JC0 | CIRCUIT BREAKER 3VA2 IEC FRAME 250 BREAKING CAPACITY CLASS M ICU=55KA @ 415 V 3-POLE, MOTOR PRO | 1065.4
3VA2216-5MN32-0JL0 | CIRCUIT BREAKER 3VA2 IEC FRAME 250 BREAKING CAPACITY CLASS M ICU=55KA @ 415 V 3-POLE, MOTOR PRO | 1135.04
3VA2216-5MQ32-0DF0 | CIRCUIT BREAKER 3VA2 IEC FRAME 250 BREAKING CAPACITY CLASS M ICU=55KA @ 415 V 3-POLE, MOTOR PROT | 1552.83
3VA2216-6HK42-0AA0 | CIRCUIT BREAKER 3VA2 IEC FRAME 250 BREAKING CAPACITY CLASS H ICU=85KA @ 415 V 4-POLE, LINE PROT | 1363.1
3VA2163-5MN32-0AC0 | CIRCUIT BREAKER 3VA2 IEC FRAME 160 BREAKING CAPACITY CLASS M ICU=55KA @ 415 V 3-POLE, MOTOR PRO | 592.58
3VA2163-5MN32-0AE0 | CIRCUIT BREAKER 3VA2 IEC FRAME 160 BREAKING CAPACITY CLASS M ICU=55KA @ 415 V 3-POLE, MOTOR PRO | 639.94
3VA2163-5MN32-0BH0 | CIRCUIT BREAKER 3VA2 IEC FRAME 160 BREAKING CAPACITY CLASS M ICU=55KA @ 415 V 3-POLE, MOTOR PRO | 738.12
3VA2163-5MN32-0CA0 | CIRCUIT BREAKER 3VA2 IEC FRAME 160 BREAKING CAPACITY CLASS M ICU=55KA @ 415 V 3-POLE, MOTOR PRO | 655.95
3VA2163-5MN32-0HA0 | CIRCUIT BREAKER 3VA2 IEC FRAME 160 BREAKING CAPACITY CLASS M ICU=55KA @ 415 V 3-POLE, MOTOR PRO | 628.79
3VA2163-5MN32-0HH0 | CIRCUIT BREAKER 3VA2 IEC FRAME 160 BREAKING CAPACITY CLASS M ICU=55KA @ 415 V 3-POLE, MOTOR PRO | 703.31
3VA2163-5MN32-0JH0 | CIRCUIT BREAKER 3VA2 IEC FRAME 160 BREAKING CAPACITY CLASS M ICU=55KA @ 415 V 3-POLE, MOTOR PRO | 703.31
3VA2163-5MN32-0KA0 | CIRCUIT BREAKER 3VA2 IEC FRAME 160 BREAKING CAPACITY CLASS M ICU=55KA @ 415 V 3-POLE, MOTOR PRO | 628.79
3VA2163-5MN32-0KH0 | CIRCUIT BREAKER 3VA2 IEC FRAME 160 BREAKING CAPACITY CLASS M ICU=55KA @ 415 V 3-POLE, MOTOR PRO | 703.31
3VA2163-5MN36-0AD0 | CIRCUIT BREAKER 3VA2 IEC FRAME 160 BREAKING CAPACITY CLASS M ICU=55KA @ 415 V 3-POLE, MOTOR PRO | 640.64
3VA2163-5MN36-0AF0 | CIRCUIT BREAKER 3VA2 IEC FRAME 160 BREAKING CAPACITY CLASS M ICU=55KA @ 415 V 3-POLE, MOTOR PRO | 616.26
3VA2325-5MN32-0AC0 | CIRCUIT BREAKER 3VA2 IEC FRAME 400 BREAKING CAPACITY CLASS M ICU=55KA @ 415 V 3-POLE, MOTOR PRO | 1587.65
3VA2325-5MN32-0AE0 | CIRCUIT BREAKER 3VA2 IEC FRAME 400 BREAKING CAPACITY CLASS M ICU=55KA @ 415 V 3-POLE, MOTOR PRO | 1629.43
3VA2325-5MN32-0BA0 | CIRCUIT BREAKER 3VA2 IEC FRAME 400 BREAKING CAPACITY CLASS M ICU=55KA @ 415 V 3-POLE, MOTOR PRO | 1643.36
3VA2325-5MN32-0BH0 | CIRCUIT BREAKER 3VA2 IEC FRAME 400 BREAKING CAPACITY CLASS M ICU=55KA @ 415 V 3-POLE, MOTOR PRO | 1712.99
3VA2325-5MN32-0CA0 | CIRCUIT BREAKER 3VA2 IEC FRAME 400 BREAKING CAPACITY CLASS M ICU=55KA @ 415 V 3-POLE, MOTOR PRO | 1643.36
3VA2325-5MN32-0DH0 | CIRCUIT BREAKER 3VA2 IEC FRAME 400 BREAKING CAPACITY CLASS M ICU=55KA @ 415 V 3-POLE, MOTOR PRO | 1712.99
3VA2325-5MN32-0HA0 | CIRCUIT BREAKER 3VA2 IEC FRAME 400 BREAKING CAPACITY CLASS M ICU=55KA @ 415 V 3-POLE, MOTOR PRO | 1622.47
3VA2325-5MN32-0JH0 | CIRCUIT BREAKER 3VA2 IEC FRAME 400 BREAKING CAPACITY CLASS M ICU=55KA @ 415 V 3-POLE, MOTOR PRO | 1678.18
3VA2325-5MN32-0KA0 | CIRCUIT BREAKER 3VA2 IEC FRAME 400 BREAKING CAPACITY CLASS M ICU=55KA @ 415 V 3-POLE, MOTOR PRO | 1622.47
3VA2325-6HK32-0AA0 | CIRCUIT BREAKER 3VA2 IEC FRAME 400 BREAKING CAPACITY CLASS H ICU=85KA @ 415 V 3-POLE, LINE PROT | 1387.52
3VA2325-7HK32-0AA0 | CIRCUIT BREAKER 3VA2 IEC FRAME 400 BREAKING CAPACITY CLASS C ICU=110KA @ 415 V 3-POLE, LINE PRO | 1473.11
3VA2225-8HL32-0AC0 | CIRCUIT BREAKER 3VA2 IEC FRAME 250 BREAKING CAPACITY CLASS L ICU=150KA @ 415 V 3-POLE, LINE PRO | 1524.99
3VA2225-8HL32-0AE0 | CIRCUIT BREAKER 3VA2 IEC FRAME 250 BREAKING CAPACITY CLASS L ICU=150KA @ 415 V 3-POLE, LINE PRO | 1552.83
3VA2110-5MN36-0KL0 | CIRCUIT BREAKER 3VA2 IEC FRAME 160 BREAKING CAPACITY CLASS M ICU=55KA @ 415 V 3-POLE, MOTOR PRO | 793.82
3VA2110-5MQ32-0AA0 | CIRCUIT BREAKER 3VA2 IEC FRAME 160 BREAKING CAPACITY CLASS M ICU=55KA @ 415 V 3-POLE, MOTOR PRO | 929.1
3VA2110-5MQ36-0AA0 | CIRCUIT BREAKER 3VA2 IEC FRAME 160 BREAKING CAPACITY CLASS M ICU=55KA @ 415 V 3-POLE, MOTOR PRO | 947.45
3VA2216-5MN32-0AF0 | CIRCUIT BREAKER 3VA2 IEC FRAME 250 BREAKING CAPACITY CLASS M ICU=55KA @ 415 V 3-POLE, MOTOR PRO | 974.87
3VA2216-5MN32-0AG0 | CIRCUIT BREAKER 3VA2 IEC FRAME 250 BREAKING CAPACITY CLASS M ICU=55KA @ 415 V 3-POLE, MOTOR PRO | 1002.73
3VA2216-5MN32-0AH0 | CIRCUIT BREAKER 3VA2 IEC FRAME 250 BREAKING CAPACITY CLASS M ICU=55KA @ 415 V 3-POLE, MOTOR PRO | 1002.73
3VA2216-5MN32-0AJ0 | CIRCUIT BREAKER 3VA2 IEC FRAME 250 BREAKING CAPACITY CLASS M ICU=55KA @ 415 V 3-POLE, MOTOR PRO | 1044.51
3VA2216-5MN32-0HC0 | CIRCUIT BREAKER 3VA2 IEC FRAME 250 BREAKING CAPACITY CLASS M ICU=55KA @ 415 V 3-POLE, MOTOR PRO | 1065.4
3VA2216-5MN32-0HH0 | CIRCUIT BREAKER 3VA2 IEC FRAME 250 BREAKING CAPACITY CLASS M ICU=55KA @ 415 V 3-POLE, MOTOR PRO | 1100.21
3VA2216-5MN32-0HL0 | CIRCUIT BREAKER 3VA2 IEC FRAME 250 BREAKING CAPACITY CLASS M ICU=55KA @ 415 V 3-POLE, MOTOR PRO | 1135.04
3VA2216-5MN32-0CH0 | CIRCUIT BREAKER 3VA2 IEC FRAME 250 BREAKING CAPACITY CLASS M ICU=55KA @ 415 V 3-POLE, MOTOR PRO | 1128.07
3VA2216-5MN32-0JA0 | CIRCUIT BREAKER 3VA2 IEC FRAME 250 BREAKING CAPACITY CLASS M ICU=55KA @ 415 V 3-POLE, MOTOR PRO | 1016.65
3VA2216-6HM32-0KG0 | CIRCUIT BREAKER 3VA2 IEC FRAME 250 BREAKING CAPACITY CLASS H ICU=85KA @ 415 V 3POLE, LINE PROTE | 1615.5
3VA2216-6HN32-0AJ0 | CIRCUIT BREAKER 3VA2 IEC FRAME 250 BREAKING CAPACITY CLASS H ICU=85KA @ 415 V 3POLE, LINE PROTE | 1350.9
3VA2163-5MN32-0AA0 | CIRCUIT BREAKER 3VA2 IEC FRAME 160 BREAKING CAPACITY CLASS M ICU=55KA @ 415 V 3-POLE, MOTOR PRO | 474.34
3VA2163-5MN32-0AB0 | CIRCUIT BREAKER 3VA2 IEC FRAME 160 BREAKING CAPACITY CLASS M ICU=55KA @ 415 V 3-POLE, MOTOR PRO | 614.87
3VA2163-5MN32-0CL0 | CIRCUIT BREAKER 3VA2 IEC FRAME 160 BREAKING CAPACITY CLASS M ICU=55KA @ 415 V 3-POLE, MOTOR PRO | 772.93
3VA2163-5MN32-0DA0 | CIRCUIT BREAKER 3VA2 IEC FRAME 160 BREAKING CAPACITY CLASS M ICU=55KA @ 415 V 3-POLE, MOTOR PRO | 655.95
3VA2163-5MN32-0DC0 | CIRCUIT BREAKER 3VA2 IEC FRAME 160 BREAKING CAPACITY CLASS M ICU=55KA @ 415 V 3-POLE, MOTOR PRO | 703.31
3VA2163-5MN32-0DH0 | CIRCUIT BREAKER 3VA2 IEC FRAME 160 BREAKING CAPACITY CLASS M ICU=55KA @ 415 V 3-POLE, MOTOR PRO | 738.12
3VA2163-5MN32-0KL0 | CIRCUIT BREAKER 3VA2 IEC FRAME 160 BREAKING CAPACITY CLASS M ICU=55KA @ 415 V 3-POLE, MOTOR PRO | 745.09
3VA2163-5MN36-0AA0 | CIRCUIT BREAKER 3VA2 IEC FRAME 160 BREAKING CAPACITY CLASS M ICU=55KA @ 415 V 3-POLE, MOTOR PRO | 497.56
3VA2163-5MN36-0AB0 | CIRCUIT BREAKER 3VA2 IEC FRAME 160 BREAKING CAPACITY CLASS M ICU=55KA @ 415 V 3-POLE, MOTOR PRO | 640.64
3VA2163-5MN36-0AC0 | CIRCUIT BREAKER 3VA2 IEC FRAME 160 BREAKING CAPACITY CLASS M ICU=55KA @ 415 V 3-POLE, MOTOR PRO | 616.26
3VA2325-5MN32-0AF0 | CIRCUIT BREAKER 3VA2 IEC FRAME 400 BREAKING CAPACITY CLASS M ICU=55KA @ 415 V 3-POLE, MOTOR PRO | 1587.65
3VA2325-5MN32-0AG0 | CIRCUIT BREAKER 3VA2 IEC FRAME 400 BREAKING CAPACITY CLASS M ICU=55KA @ 415 V 3-POLE, MOTOR PRO | 1601.58
3VA2325-5MN32-0AH0 | CIRCUIT BREAKER 3VA2 IEC FRAME 400 BREAKING CAPACITY CLASS M ICU=55KA @ 415 V 3-POLE, MOTOR PRO | 1601.58
3VA2325-5MN32-0AJ0 | CIRCUIT BREAKER 3VA2 IEC FRAME 400 BREAKING CAPACITY CLASS M ICU=55KA @ 415 V 3-POLE, MOTOR PRO | 1636.4
3VA2325-5MN32-0HH0 | CIRCUIT BREAKER 3VA2 IEC FRAME 400 BREAKING CAPACITY CLASS M ICU=55KA @ 415 V 3-POLE, MOTOR PRO | 1678.18
3VA2325-5MN32-0HL0 | CIRCUIT BREAKER 3VA2 IEC FRAME 400 BREAKING CAPACITY CLASS M ICU=55KA @ 415 V 3-POLE, MOTOR PRO | 1719.96
3VA2140-5MN32-0HA0 | CIRCUIT BREAKER 3VA2 IEC FRAME 160 BREAKING CAPACITY CLASS M ICU=55KA @ 415 V 3-POLE, MOTOR PRO | 628.79
3VA2140-5MN32-0JH0 | CIRCUIT BREAKER 3VA2 IEC FRAME 160 BREAKING CAPACITY CLASS M ICU=55KA @ 415 V 3-POLE, MOTOR PRO | 703.31
3VA2140-5MN32-0KA0 | CIRCUIT BREAKER 3VA2 IEC FRAME 160 BREAKING CAPACITY CLASS M ICU=55KA @ 415 V 3-POLE, MOTOR PRO | 628.79
3VA2140-5MQ32-0AA0 | CIRCUIT BREAKER 3VA2 IEC FRAME 160 BREAKING CAPACITY CLASS M ICU=55KA @ 415 V 3-POLE, MOTOR PRO | 916.9
3VA2140-6HK32-0AA0 | CIRCUIT BREAKER 3VA2 IEC FRAME 160 BREAKING CAPACITY CLASS H ICU=85KA @ 415 V 3-POLE, LINE PROT | 481.7
3VA2140-6HK42-0AA0 | CIRCUIT BREAKER 3VA2 IEC FRAME 160 BREAKING CAPACITY CLASS H ICU=85KA @ 415 V 4-POLE, LINE PROT | 611.25
3VA2140-7HK46-0AA0 | CIRCUIT BREAKER 3VA2 IEC FRAME 160 BREAKING CAPACITY CLASS C ICU=110KA @ 415 V 4-POLE, LINE PRO | 684.61
3VA2140-7MN36-0AA0 | CIRCUIT BREAKER 3VA2 IEC FRAME 160 BREAKING CAPACITY CLASS C ICU=110KA @ 415 V 3-POLE, MOTOR PR | 575.19
3VA2140-8HK42-0AA0 | CIRCUIT BREAKER 3VA2 IEC FRAME 160 BREAKING CAPACITY CLASS L ICU=150KA @ 415 V 4-POLE, LINE PRO | 745.74
3VA2163-5HK32-0AA0 | CIRCUIT BREAKER 3VA2 IEC FRAME 160 BREAKING CAPACITY CLASS M ICU=55KA @ 415 V 3-POLE, LINE PROT | 431.57
3VA2325-7MN32-0AD0 | CIRCUIT BREAKER 3VA2 IEC FRAME 400 BREAKING CAPACITY CLASS C ICU=110KA @ 415 V 3-POLE, MOTOR PR | 1907.97
3VA2325-7MN32-0AF0 | CIRCUIT BREAKER 3VA2 IEC FRAME 400 BREAKING CAPACITY CLASS C ICU=110KA @ 415 V 3-POLE, MOTOR PR | 1894.05
3VA2325-7MN32-0BC0 | CIRCUIT BREAKER 3VA2 IEC FRAME 400 BREAKING CAPACITY CLASS C ICU=110KA @ 415 V 3-POLE, MOTOR PR | 1984.56
3VA2325-7MN32-0BL0 | CIRCUIT BREAKER 3VA2 IEC FRAME 400 BREAKING CAPACITY CLASS C ICU=110KA @ 415 V 3-POLE, MOTOR PR | 2040.27
3VA2325-7MN32-0DL0 | CIRCUIT BREAKER 3VA2 IEC FRAME 400 BREAKING CAPACITY CLASS C ICU=110KA @ 415 V 3-POLE, MOTOR PR | 2040.27
3VA2325-7MN32-0HC0 | CIRCUIT BREAKER 3VA2 IEC FRAME 400 BREAKING CAPACITY CLASS C ICU=110KA @ 415 V 3-POLE, MOTOR PR | 1956.71
3VA2325-7MN32-0JL0 | CIRCUIT BREAKER 3VA2 IEC FRAME 400 BREAKING CAPACITY CLASS C ICU=110KA @ 415 V 3-POLE, MOTOR PR | 2012.42
3VA2325-7MN32-0KC0 | CIRCUIT BREAKER 3VA2 IEC FRAME 400 BREAKING CAPACITY CLASS C ICU=110KA @ 415 V 3-POLE, MOTOR PR | 1956.71
3VA2340-5HL32-0AH0 | CIRCUIT BREAKER 3VA2 IEC FRAME 400 BREAKING CAPACITY CLASS M ICU=55KA @ 415 V 3-POLE, LINE PROT | 1455.35
3VA2225-5KP42-0DK0 | CIRCUIT BREAKER 3VA2 IEC FRAME 250 BREAKING CAPACITY CLASS M ICU=55KA @ 415 V 4POLE, LINE PROTE | 2290.95
3VA2463-6HL32-0HH0 | CIRCUIT BREAKER 3VA2 IEC FRAME 630 BREAKING CAPACITY CLASS H ICU=85KA @ 415 V 3-POLE, LINE PROT | 2297.92
3VA2463-6HL32-0CH0 | CIRCUIT BREAKER 3VA2 IEC FRAME 630 BREAKING CAPACITY CLASS H ICU=85KA @ 415 V 3-POLE, LINE PROT | 2311.84
3VA2463-6HL32-0KH0 | CIRCUIT BREAKER 3VA2 IEC FRAME 630 BREAKING CAPACITY CLASS H ICU=85KA @ 415 V 3-POLE, LINE PROT | 2297.92
3VA2463-6HL42-0AA0 | CIRCUIT BREAKER 3VA2 IEC FRAME 630 BREAKING CAPACITY CLASS H ICU=85KA @ 415 V 4-POLE, LINE PROT | 2475.56
3VA2463-6HN32-0AC0 | CIRCUIT BREAKER 3VA2 IEC FRAME 630 BREAKING CAPACITY CLASS H ICU=85KA @ 415 V 3-POLE, LINE PROT | 2283.98
3VA2463-6HN32-0AE0 | CIRCUIT BREAKER 3VA2 IEC FRAME 630 BREAKING CAPACITY CLASS H ICU=85KA @ 415 V 3-POLE, LINE PROT | 2311.84
3VA2463-6HN32-0BH0 | CIRCUIT BREAKER 3VA2 IEC FRAME 630 BREAKING CAPACITY CLASS H ICU=85KA @ 415 V 3-POLE, LINE PROT | 2430.22
3VA2463-6HN32-0CA0 | CIRCUIT BREAKER 3VA2 IEC FRAME 630 BREAKING CAPACITY CLASS H ICU=85KA @ 415 V 3-POLE, LINE PROT | 2339.7
3VA2463-6HN32-0HA0 | CIRCUIT BREAKER 3VA2 IEC FRAME 630 BREAKING CAPACITY CLASS H ICU=85KA @ 415 V 3-POLE, LINE PROT | 2304.87
3VA2463-6HN32-0HH0 | CIRCUIT BREAKER 3VA2 IEC FRAME 630 BREAKING CAPACITY CLASS H ICU=85KA @ 415 V 3-POLE, LINE PROT | 2402.37
3VA2125-8HK32-0AA0 | CIRCUIT BREAKER 3VA2 IEC FRAME 160 BREAKING CAPACITY CLASS L ICU=150KA @ 415 V 3-POLE, LINE PRO | 578.26
3VA2140-5MN32-0AF0 | CIRCUIT BREAKER 3VA2 IEC FRAME 160 BREAKING CAPACITY CLASS M ICU=55KA @ 415 V 3-POLE, MOTOR PRO | 592.58
3VA2140-5MN32-0AG0 | CIRCUIT BREAKER 3VA2 IEC FRAME 160 BREAKING CAPACITY CLASS M ICU=55KA @ 415 V 3-POLE, MOTOR PRO | 614.87
3VA2140-5MN32-0AH0 | CIRCUIT BREAKER 3VA2 IEC FRAME 160 BREAKING CAPACITY CLASS M ICU=55KA @ 415 V 3-POLE, MOTOR PRO | 614.87
3VA2140-5MN32-0AJ0 | CIRCUIT BREAKER 3VA2 IEC FRAME 160 BREAKING CAPACITY CLASS M ICU=55KA @ 415 V 3-POLE, MOTOR PRO | 653.16
3VA2140-5MN32-0HH0 | CIRCUIT BREAKER 3VA2 IEC FRAME 160 BREAKING CAPACITY CLASS M ICU=55KA @ 415 V 3-POLE, MOTOR PRO | 703.31
3VA2140-5MN32-0HL0 | CIRCUIT BREAKER 3VA2 IEC FRAME 160 BREAKING CAPACITY CLASS M ICU=55KA @ 415 V 3-POLE, MOTOR PRO | 745.09
3VA2140-5MN32-0CH0 | CIRCUIT BREAKER 3VA2 IEC FRAME 160 BREAKING CAPACITY CLASS M ICU=55KA @ 415 V 3-POLE, MOTOR PRO | 738.12
3VA2140-5MN32-0JA0 | CIRCUIT BREAKER 3VA2 IEC FRAME 160 BREAKING CAPACITY CLASS M ICU=55KA @ 415 V 3-POLE, MOTOR PRO | 628.79
3VA2140-6HK46-0AA0 | CIRCUIT BREAKER 3VA2 IEC FRAME 160 BREAKING CAPACITY CLASS H ICU=85KA @ 415 V 4-POLE, LINE PROT | 647.91
3VA2140-7HK32-0AA0 | CIRCUIT BREAKER 3VA2 IEC FRAME 160 BREAKING CAPACITY CLASS C ICU=110KA @ 415 V 3-POLE, LINE PRO | 514.69
3VA2140-7HK36-0AA0 | CIRCUIT BREAKER 3VA2 IEC FRAME 160 BREAKING CAPACITY CLASS C ICU=110KA @ 415 V 3-POLE, LINE PRO | 536.07
3VA2140-7HK42-0AA0 | CIRCUIT BREAKER 3VA2 IEC FRAME 160 BREAKING CAPACITY CLASS C ICU=110KA @ 415 V 4-POLE, LINE PRO | 660.15
3VA2163-5HK36-0AA0 | CIRCUIT BREAKER 3VA2 IEC FRAME 160 BREAKING CAPACITY CLASS M ICU=55KA @ 415 V 3-POLE, LINE PROT | 455.38
3VA2163-5HK42-0AA0 | CIRCUIT BREAKER 3VA2 IEC FRAME 160 BREAKING CAPACITY CLASS M ICU=55KA @ 415 V 4-POLE, LINE PROT | 547.67
3VA2163-5HK46-0AA0 | CIRCUIT BREAKER 3VA2 IEC FRAME 160 BREAKING CAPACITY CLASS M ICU=55KA @ 415 V 4-POLE, LINE PROT | 576.43
3VA2325-7MN32-0AA0 | CIRCUIT BREAKER 3VA2 IEC FRAME 400 BREAKING CAPACITY CLASS C ICU=110KA @ 415 V 3-POLE, MOTOR PR | 1595.38
3VA2325-7MN32-0AB0 | CIRCUIT BREAKER 3VA2 IEC FRAME 400 BREAKING CAPACITY CLASS C ICU=110KA @ 415 V 3-POLE, MOTOR PR | 1907.97
3VA2325-7MN32-0CC0 | CIRCUIT BREAKER 3VA2 IEC FRAME 400 BREAKING CAPACITY CLASS C ICU=110KA @ 415 V 3-POLE, MOTOR PR | 1984.56
3VA2325-7MN32-0CL0 | CIRCUIT BREAKER 3VA2 IEC FRAME 400 BREAKING CAPACITY CLASS C ICU=110KA @ 415 V 3-POLE, MOTOR PR | 2040.27
3VA2325-7MN32-0DA0 | CIRCUIT BREAKER 3VA2 IEC FRAME 400 BREAKING CAPACITY CLASS C ICU=110KA @ 415 V 3-POLE, MOTOR PR | 1942.78
3VA2325-7MN32-0DC0 | CIRCUIT BREAKER 3VA2 IEC FRAME 400 BREAKING CAPACITY CLASS C ICU=110KA @ 415 V 3-POLE, MOTOR PR | 1984.56
3VA2325-7MN32-0KH0 | CIRCUIT BREAKER 3VA2 IEC FRAME 400 BREAKING CAPACITY CLASS C ICU=110KA @ 415 V 3-POLE, MOTOR PR | 1977.6
3VA2325-7MN32-0KL0 | CIRCUIT BREAKER 3VA2 IEC FRAME 400 BREAKING CAPACITY CLASS C ICU=110KA @ 415 V 3-POLE, MOTOR PR | 2012.42
3VA2325-7MQ32-0AA0 | CIRCUIT BREAKER 3VA2 IEC FRAME 400 BREAKING CAPACITY CLASS C ICU=110KA @ 415 V 3-POLE, MOTOR PR | 2047.71
3VA2325-7MS32-0AA0 | CIRCUIT BREAKER 3VA2 IEC FRAME 400 BREAKING CAPACITY CLASS C ICU=110KA @ 415 V 3-POLE,MOTOR STA | 1289.75
3VA2463-6HL32-0JA0 | CIRCUIT BREAKER 3VA2 IEC FRAME 630 BREAKING CAPACITY CLASS H ICU=85KA @ 415 V 3-POLE, LINE PROT | 2207.39
3VA2463-6HL32-0JC0 | CIRCUIT BREAKER 3VA2 IEC FRAME 630 BREAKING CAPACITY CLASS H ICU=85KA @ 415 V 3-POLE, LINE PROT | 2277.03
3VA2463-6HL32-0JH0 | CIRCUIT BREAKER 3VA2 IEC FRAME 630 BREAKING CAPACITY CLASS H ICU=85KA @ 415 V 3-POLE, LINE PROT | 2297.92
3VA2463-6HL32-0JL0 | CIRCUIT BREAKER 3VA2 IEC FRAME 630 BREAKING CAPACITY CLASS H ICU=85KA @ 415 V 3-POLE, LINE PROT | 2332.73
3VA2225-8HL32-0BH0 | CIRCUIT BREAKER 3VA2 IEC FRAME 250 BREAKING CAPACITY CLASS L ICU=150KA @ 415 V 3-POLE, LINE PRO | 1657.29
3VA2225-8HL32-0CA0 | CIRCUIT BREAKER 3VA2 IEC FRAME 250 BREAKING CAPACITY CLASS L ICU=150KA @ 415 V 3-POLE, LINE PRO | 1587.65
3VA2225-8HL32-0HA0 | CIRCUIT BREAKER 3VA2 IEC FRAME 250 BREAKING CAPACITY CLASS L ICU=150KA @ 415 V 3-POLE, LINE PRO | 1545.88
3VA2225-8HL32-0HH0 | CIRCUIT BREAKER 3VA2 IEC FRAME 250 BREAKING CAPACITY CLASS L ICU=150KA @ 415 V 3-POLE, LINE PRO | 1636.4
3VA2225-8HL32-0JH0 | CIRCUIT BREAKER 3VA2 IEC FRAME 250 BREAKING CAPACITY CLASS L ICU=150KA @ 415 V 3-POLE, LINE PRO | 1636.4
3VA2225-8HL32-0KA0 | CIRCUIT BREAKER 3VA2 IEC FRAME 250 BREAKING CAPACITY CLASS L ICU=150KA @ 415 V 3-POLE, LINE PRO | 1545.88
3VA2325-5HK42-0AB0 | CIRCUIT BREAKER 3VA2 IEC FRAME 400 BREAKING CAPACITY CLASS M ICU=55KA @ 415 V 4-POLE, LINE PROT | 1894.05
3VA2125-7MN36-0AA0 | CIRCUIT BREAKER 3VA2 IEC FRAME 160 BREAKING CAPACITY CLASS C ICU=110KA @ 415 V 3-POLE, MOTOR PR | 575.19
3VA2125-8HK42-0AA0 | CIRCUIT BREAKER 3VA2 IEC FRAME 160 BREAKING CAPACITY CLASS L ICU=150KA @ 415 V 4-POLE, LINE PRO | 745.74
3VA2140-5HK32-0AA0 | CIRCUIT BREAKER 3VA2 IEC FRAME 160 BREAKING CAPACITY CLASS M ICU=55KA @ 415 V 3-POLE, LINE PROT | 431.57
3VA2140-5MN32-0AB0 | CIRCUIT BREAKER 3VA2 IEC FRAME 160 BREAKING CAPACITY CLASS M ICU=55KA @ 415 V 3-POLE, MOTOR PRO | 614.87
3VA2140-5MN32-0AD0 | CIRCUIT BREAKER 3VA2 IEC FRAME 160 BREAKING CAPACITY CLASS M ICU=55KA @ 415 V 3-POLE, MOTOR PRO | 614.87
3VA2140-5MN32-0BC0 | CIRCUIT BREAKER 3VA2 IEC FRAME 160 BREAKING CAPACITY CLASS M ICU=55KA @ 415 V 3-POLE, MOTOR PRO | 703.31
3VA2140-5MN32-0BL0 | CIRCUIT BREAKER 3VA2 IEC FRAME 160 BREAKING CAPACITY CLASS M ICU=55KA @ 415 V 3-POLE, MOTOR PRO | 772.93
3VA2140-5MN32-0DL0 | CIRCUIT BREAKER 3VA2 IEC FRAME 160 BREAKING CAPACITY CLASS M ICU=55KA @ 415 V 3-POLE, MOTOR PRO | 772.93
3VA2140-5MN32-0HC0 | CIRCUIT BREAKER 3VA2 IEC FRAME 160 BREAKING CAPACITY CLASS M ICU=55KA @ 415 V 3-POLE, MOTOR PRO | 679.63
3VA2140-5MN32-0JC0 | CIRCUIT BREAKER 3VA2 IEC FRAME 160 BREAKING CAPACITY CLASS M ICU=55KA @ 415 V 3-POLE, MOTOR PRO | 679.63
3VA2140-5MN32-0JL0 | CIRCUIT BREAKER 3VA2 IEC FRAME 160 BREAKING CAPACITY CLASS M ICU=55KA @ 415 V 3-POLE, MOTOR PRO | 745.09
3VA2140-5MQ36-0AA0 | CIRCUIT BREAKER 3VA2 IEC FRAME 160 BREAKING CAPACITY CLASS M ICU=55KA @ 415 V 3-POLE, MOTOR PRO | 929.1
3VA2140-6HK36-0AA0 | CIRCUIT BREAKER 3VA2 IEC FRAME 160 BREAKING CAPACITY CLASS H ICU=85KA @ 415 V 3-POLE, LINE PROT | 503.07
3VA2140-7MN32-0AA0 | CIRCUIT BREAKER 3VA2 IEC FRAME 160 BREAKING CAPACITY CLASS C ICU=110KA @ 415 V 3-POLE, MOTOR PR | 553.18
3VA2140-7MQ32-0AA0 | CIRCUIT BREAKER 3VA2 IEC FRAME 160 BREAKING CAPACITY CLASS C ICU=110KA @ 415 V 3-POLE, MOTOR PR | 990.23
3VA2140-8HK36-0AA0 | CIRCUIT BREAKER 3VA2 IEC FRAME 160 BREAKING CAPACITY CLASS L ICU=150KA @ 415 V 3-POLE, LINE PRO | 600.85
3VA2140-8HK46-0AA0 | CIRCUIT BREAKER 3VA2 IEC FRAME 160 BREAKING CAPACITY CLASS L ICU=150KA @ 415 V 4-POLE, LINE PRO | 782.41
3VA2325-7MN32-0AC0 | CIRCUIT BREAKER 3VA2 IEC FRAME 400 BREAKING CAPACITY CLASS C ICU=110KA @ 415 V 3-POLE, MOTOR PR | 1894.05
3VA2325-7MN32-0AE0 | CIRCUIT BREAKER 3VA2 IEC FRAME 400 BREAKING CAPACITY CLASS C ICU=110KA @ 415 V 3-POLE, MOTOR PR | 1928.86
3VA2325-7MN32-0BH0 | CIRCUIT BREAKER 3VA2 IEC FRAME 400 BREAKING CAPACITY CLASS C ICU=110KA @ 415 V 3-POLE, MOTOR PR | 2005.46
3VA2325-7MN32-0CA0 | CIRCUIT BREAKER 3VA2 IEC FRAME 400 BREAKING CAPACITY CLASS C ICU=110KA @ 415 V 3-POLE, MOTOR PR | 1942.78
3VA2325-7MN32-0DH0 | CIRCUIT BREAKER 3VA2 IEC FRAME 400 BREAKING CAPACITY CLASS C ICU=110KA @ 415 V 3-POLE, MOTOR PR | 2005.46
3VA2325-7MN32-0HA0 | CIRCUIT BREAKER 3VA2 IEC FRAME 400 BREAKING CAPACITY CLASS C ICU=110KA @ 415 V 3-POLE, MOTOR PR | 1921.89
3VA2325-5MN32-0CH0 | CIRCUIT BREAKER 3VA2 IEC FRAME 400 BREAKING CAPACITY CLASS M ICU=55KA @ 415 V 3-POLE, MOTOR PRO | 1712.99
3VA2325-5MN32-0JA0 | CIRCUIT BREAKER 3VA2 IEC FRAME 400 BREAKING CAPACITY CLASS M ICU=55KA @ 415 V 3-POLE, MOTOR PRO | 1622.47
3VA2325-7HK42-0AA0 | CIRCUIT BREAKER 3VA2 IEC FRAME 400 BREAKING CAPACITY CLASS C ICU=110KA @ 415 V 4-POLE, LINE PRO | 1943.77
3VA2225-7HM32-0HL0 | CIRCUIT BREAKER 3VA2 IEC FRAME 250 BREAKING CAPACITY CLASS C ICU=110KA @ 415 V 3POLE, LINE PROT | 1733.88
3VA2225-7HN32-0KG0 | CIRCUIT BREAKER 3VA2 IEC FRAME 250 BREAKING CAPACITY CLASS C ICU=110KA @ 415 V 3POLE, LINE PROT | 1524.99
3VA2225-8HL32-0AB0 | CIRCUIT BREAKER 3VA2 IEC FRAME 250 BREAKING CAPACITY CLASS L ICU=150KA @ 415 V 3-POLE, LINE PRO | 1538.91
3VA2225-8HL32-0CC0 | CIRCUIT BREAKER 3VA2 IEC FRAME 250 BREAKING CAPACITY CLASS L ICU=150KA @ 415 V 3-POLE, LINE PRO | 1636.4
3VA2225-8HL32-0CL0 | CIRCUIT BREAKER 3VA2 IEC FRAME 250 BREAKING CAPACITY CLASS L ICU=150KA @ 415 V 3-POLE, LINE PRO | 1685.14
3VA2225-8HL32-0DA0 | CIRCUIT BREAKER 3VA2 IEC FRAME 250 BREAKING CAPACITY CLASS L ICU=150KA @ 415 V 3-POLE, LINE PRO | 1587.65
3VA2225-8HL32-0DC0 | CIRCUIT BREAKER 3VA2 IEC FRAME 250 BREAKING CAPACITY CLASS L ICU=150KA @ 415 V 3-POLE, LINE PRO | 1636.4
3VA2225-8HL32-0DH0 | CIRCUIT BREAKER 3VA2 IEC FRAME 250 BREAKING CAPACITY CLASS L ICU=150KA @ 415 V 3-POLE, LINE PRO | 1657.29
3VA2225-8HL32-0KH0 | CIRCUIT BREAKER 3VA2 IEC FRAME 250 BREAKING CAPACITY CLASS L ICU=150KA @ 415 V 3-POLE, LINE PRO | 1636.4
3VA2225-8HL32-0KL0 | CIRCUIT BREAKER 3VA2 IEC FRAME 250 BREAKING CAPACITY CLASS L ICU=150KA @ 415 V 3-POLE, LINE PRO | 1664.25
3VA2225-8KP32-0LA0 | CIRCUIT BREAKER 3VA2 IEC FRAME 250 BREAKING CAPACITY CLASS L ICU=150KA @ 415 V 3POLE, LINE PROT | 2367.55
3VA2325-5HK32-0AA0 | CIRCUIT BREAKER 3VA2 IEC FRAME 400 BREAKING CAPACITY CLASS M ICU=55KA @ 415 V 3-POLE, LINE PROT | 1204.16
3VA2140-5HK36-0AA0 | CIRCUIT BREAKER 3VA2 IEC FRAME 160 BREAKING CAPACITY CLASS M ICU=55KA @ 415 V 3-POLE, LINE PROT | 455.38
3VA2140-5HK42-0AA0 | CIRCUIT BREAKER 3VA2 IEC FRAME 160 BREAKING CAPACITY CLASS M ICU=55KA @ 415 V 4-POLE, LINE PROT | 547.67
3VA2140-5HK46-0AA0 | CIRCUIT BREAKER 3VA2 IEC FRAME 160 BREAKING CAPACITY CLASS M ICU=55KA @ 415 V 4-POLE, LINE PROT | 576.43
3VA2140-5MN32-0AA0 | CIRCUIT BREAKER 3VA2 IEC FRAME 160 BREAKING CAPACITY CLASS M ICU=55KA @ 415 V 3-POLE, MOTOR PRO | 474.34
3VA2140-5MN32-0CC0 | CIRCUIT BREAKER 3VA2 IEC FRAME 160 BREAKING CAPACITY CLASS M ICU=55KA @ 415 V 3-POLE, MOTOR PRO | 703.31
3VA2140-5MN32-0CL0 | CIRCUIT BREAKER 3VA2 IEC FRAME 160 BREAKING CAPACITY CLASS M ICU=55KA @ 415 V 3-POLE, MOTOR PRO | 772.93
3VA2140-5MN32-0DA0 | CIRCUIT BREAKER 3VA2 IEC FRAME 160 BREAKING CAPACITY CLASS M ICU=55KA @ 415 V 3-POLE, MOTOR PRO | 655.95
3VA2140-5MN32-0DC0 | CIRCUIT BREAKER 3VA2 IEC FRAME 160 BREAKING CAPACITY CLASS M ICU=55KA @ 415 V 3-POLE, MOTOR PRO | 703.31
3VA2140-5MN32-0KC0 | CIRCUIT BREAKER 3VA2 IEC FRAME 160 BREAKING CAPACITY CLASS M ICU=55KA @ 415 V 3-POLE, MOTOR PRO | 679.63
3VA2140-5MN32-0KH0 | CIRCUIT BREAKER 3VA2 IEC FRAME 160 BREAKING CAPACITY CLASS M ICU=55KA @ 415 V 3-POLE, MOTOR PRO | 703.31
3VA2140-5MN32-0KL0 | CIRCUIT BREAKER 3VA2 IEC FRAME 160 BREAKING CAPACITY CLASS M ICU=55KA @ 415 V 3-POLE, MOTOR PRO | 745.09
3VA2140-5MN36-0AA0 | CIRCUIT BREAKER 3VA2 IEC FRAME 160 BREAKING CAPACITY CLASS M ICU=55KA @ 415 V 3-POLE, MOTOR PRO | 497.56
3VA2140-7MQ36-0AA0 | CIRCUIT BREAKER 3VA2 IEC FRAME 160 BREAKING CAPACITY CLASS C ICU=110KA @ 415 V 3-POLE, MOTOR PR | 1008.55
3VA2140-7MS32-0AA0 | CIRCUIT BREAKER 3VA2 IEC FRAME 160 BREAKING CAPACITY CLASS C ICU=110KA @ 415 V 3-POLE,MOTOR STA | 391.2
3VA2140-7MS36-0AA0 | CIRCUIT BREAKER 3VA2 IEC FRAME 160 BREAKING CAPACITY CLASS C ICU=110KA @ 415 V 3-POLE,MOTOR STA | 413.82
3VA2463-6HN32-0JH0 | CIRCUIT BREAKER 3VA2 IEC FRAME 630 BREAKING CAPACITY CLASS H ICU=85KA @ 415 V 3-POLE, LINE PROT | 2402.37
3VA2463-6HN32-0KA0 | CIRCUIT BREAKER 3VA2 IEC FRAME 630 BREAKING CAPACITY CLASS H ICU=85KA @ 415 V 3-POLE, LINE PROT | 2304.87
3VA2463-6JP32-0AB0 | CIRCUIT BREAKER 3VA2 IEC FRAME 630 BREAKING CAPACITY CLASS H ICU=85KA @ 415 V 3-POLE, LINE PROT | 2750.54
3VA2463-6JP32-0AD0 | CIRCUIT BREAKER 3VA2 IEC FRAME 630 BREAKING CAPACITY CLASS H ICU=85KA @ 415 V 3-POLE, LINE PROT | 2750.54
3VA2463-6JP32-0BC0 | CIRCUIT BREAKER 3VA2 IEC FRAME 630 BREAKING CAPACITY CLASS H ICU=85KA @ 415 V 3-POLE, LINE PROT | 2841.06
3VA2463-6JP32-0BL0 | CIRCUIT BREAKER 3VA2 IEC FRAME 630 BREAKING CAPACITY CLASS H ICU=85KA @ 415 V 3-POLE, LINE PROT | 2896.78
3VA2450-5MN32-0KL0 | CIRCUIT BREAKER 3VA2 IEC FRAME 630 BREAKING CAPACITY CLASS M ICU=55KA @ 415 V 3-POLE, MOTOR PRO | 2583.42
3VA2450-6HK32-0AA0 | CIRCUIT BREAKER 3VA2 IEC FRAME 630 BREAKING CAPACITY CLASS H ICU=85KA @ 415 V 3-POLE, LINE PROT | 1882.64
3VA2450-7MN32-0AD0 | CIRCUIT BREAKER 3VA2 IEC FRAME 630 BREAKING CAPACITY CLASS C ICU=110KA @ 415 V 3-POLE, MOTOR PR | 2910.7
3VA2450-7MN32-0AF0 | CIRCUIT BREAKER 3VA2 IEC FRAME 630 BREAKING CAPACITY CLASS C ICU=110KA @ 415 V 3-POLE, MOTOR PR | 2896.78
3VA2450-7MN32-0BL0 | CIRCUIT BREAKER 3VA2 IEC FRAME 630 BREAKING CAPACITY CLASS C ICU=110KA @ 415 V 3-POLE, MOTOR PR | 3084.78
3VA2450-7MN32-0CC0 | CIRCUIT BREAKER 3VA2 IEC FRAME 630 BREAKING CAPACITY CLASS C ICU=110KA @ 415 V 3-POLE, MOTOR PR | 3001.21
3VA2450-7MN32-0DL0 | CIRCUIT BREAKER 3VA2 IEC FRAME 630 BREAKING CAPACITY CLASS C ICU=110KA @ 415 V 3-POLE, MOTOR PR | 3084.78
3VA2450-7MN32-0HC0 | CIRCUIT BREAKER 3VA2 IEC FRAME 630 BREAKING CAPACITY CLASS C ICU=110KA @ 415 V 3-POLE, MOTOR PR | 2980.32
3VA2450-7MN32-0JL0 | CIRCUIT BREAKER 3VA2 IEC FRAME 630 BREAKING CAPACITY CLASS C ICU=110KA @ 415 V 3-POLE, MOTOR PR | 3070.85
3VA2450-7MN32-0KC0 | CIRCUIT BREAKER 3VA2 IEC FRAME 630 BREAKING CAPACITY CLASS C ICU=110KA @ 415 V 3-POLE, MOTOR PR | 2980.32
3VA2463-5HK42-0AA0 | CIRCUIT BREAKER 3VA2 IEC FRAME 630 BREAKING CAPACITY CLASS M ICU=55KA @ 415 V 4-POLE, LINE PROT | 2176.06
3VA2463-5HL32-0AB0 | CIRCUIT BREAKER 3VA2 IEC FRAME 630 BREAKING CAPACITY CLASS M ICU=55KA @ 415 V 3-POLE, LINE PROT | 1942.78
3VA2463-5HL32-0AG0 | CIRCUIT BREAKER 3VA2 IEC FRAME 630 BREAKING CAPACITY CLASS M ICU=55KA @ 415 V 3-POLE, LINE PROT | 1942.78
3VA2463-5HL32-0AJ0 | CIRCUIT BREAKER 3VA2 IEC FRAME 630 BREAKING CAPACITY CLASS M ICU=55KA @ 415 V 3-POLE, LINE PROT | 1984.56
3VA2463-5HL32-0CL0 | CIRCUIT BREAKER 3VA2 IEC FRAME 630 BREAKING CAPACITY CLASS M ICU=55KA @ 415 V 3-POLE, LINE PROT | 2095.99
3VA2463-5HL32-0DC0 | CIRCUIT BREAKER 3VA2 IEC FRAME 630 BREAKING CAPACITY CLASS M ICU=55KA @ 415 V 3-POLE, LINE PROT | 2033.31
3VA2463-5HL32-0CH0 | CIRCUIT BREAKER 3VA2 IEC FRAME 630 BREAKING CAPACITY CLASS M ICU=55KA @ 415 V 3-POLE, LINE PROT | 2061.16
3VA2463-5HL32-0JC0 | CIRCUIT BREAKER 3VA2 IEC FRAME 630 BREAKING CAPACITY CLASS M ICU=55KA @ 415 V 3-POLE, LINE PROT | 2005.46
3VA2463-5HL32-0KH0 | CIRCUIT BREAKER 3VA2 IEC FRAME 630 BREAKING CAPACITY CLASS M ICU=55KA @ 415 V 3-POLE, LINE PROT | 2033.31
3VA2463-5HL42-0AA0 | CIRCUIT BREAKER 3VA2 IEC FRAME 630 BREAKING CAPACITY CLASS M ICU=55KA @ 415 V 4-POLE, LINE PROT | 2176.06
3VA2463-5HM42-0AA0 | CIRCUIT BREAKER 3VA2 IEC FRAME 630 BREAKING CAPACITY CLASS M ICU=55KA @ 415 V 4-POLE, LINE PROT | 2414.43
3VA2463-5HN32-0AE0 | CIRCUIT BREAKER 3VA2 IEC FRAME 630 BREAKING CAPACITY CLASS M ICU=55KA @ 415 V 3-POLE, LINE PROT | 2068.13
3VA2463-5HN32-0AG0 | CIRCUIT BREAKER 3VA2 IEC FRAME 630 BREAKING CAPACITY CLASS M ICU=55KA @ 415 V 3-POLE, LINE PROT | 2040.27
3VA2463-5HN32-0BL0 | CIRCUIT BREAKER 3VA2 IEC FRAME 630 BREAKING CAPACITY CLASS M ICU=55KA @ 415 V 3-POLE, LINE PROT | 2200.44
3VA2463-6HL32-0KA0 | CIRCUIT BREAKER 3VA2 IEC FRAME 630 BREAKING CAPACITY CLASS H ICU=85KA @ 415 V 3-POLE, LINE PROT | 2207.39
3VA2463-6HN32-0AG0 | CIRCUIT BREAKER 3VA2 IEC FRAME 630 BREAKING CAPACITY CLASS H ICU=85KA @ 415 V 3-POLE, LINE PROT | 2297.92
3VA2463-6HN32-0AH0 | CIRCUIT BREAKER 3VA2 IEC FRAME 630 BREAKING CAPACITY CLASS H ICU=85KA @ 415 V 3-POLE, LINE PROT | 2297.92
3VA2463-6HN32-0AJ0 | CIRCUIT BREAKER 3VA2 IEC FRAME 630 BREAKING CAPACITY CLASS H ICU=85KA @ 415 V 3-POLE, LINE PROT | 2339.7
3VA2463-6HN32-0BA0 | CIRCUIT BREAKER 3VA2 IEC FRAME 630 BREAKING CAPACITY CLASS H ICU=85KA @ 415 V 3-POLE, LINE PROT | 2339.7
3VA2463-6HN32-0HL0 | CIRCUIT BREAKER 3VA2 IEC FRAME 630 BREAKING CAPACITY CLASS H ICU=85KA @ 415 V 3-POLE, LINE PROT | 2444.16
3VA2463-6HN32-0CH0 | CIRCUIT BREAKER 3VA2 IEC FRAME 630 BREAKING CAPACITY CLASS H ICU=85KA @ 415 V 3-POLE, LINE PROT | 2430.22
3VA2463-6HN32-0JA0 | CIRCUIT BREAKER 3VA2 IEC FRAME 630 BREAKING CAPACITY CLASS H ICU=85KA @ 415 V 3-POLE, LINE PROT | 2304.87
3VA2463-6HN32-0JC0 | CIRCUIT BREAKER 3VA2 IEC FRAME 630 BREAKING CAPACITY CLASS H ICU=85KA @ 415 V 3-POLE, LINE PROT | 2360.59
3VA2463-6JP32-0AF0 | CIRCUIT BREAKER 3VA2 IEC FRAME 630 BREAKING CAPACITY CLASS H ICU=85KA @ 415 V 3-POLE, LINE PROT | 2736.61
3VA2463-6JP32-0AG0 | CIRCUIT BREAKER 3VA2 IEC FRAME 630 BREAKING CAPACITY CLASS H ICU=85KA @ 415 V 3-POLE, LINE PROT | 2750.54
3VA2463-6JP32-0AH0 | CIRCUIT BREAKER 3VA2 IEC FRAME 630 BREAKING CAPACITY CLASS H ICU=85KA @ 415 V 3-POLE, LINE PROT | 2750.54
3VA2463-6JP32-0AJ0 | CIRCUIT BREAKER 3VA2 IEC FRAME 630 BREAKING CAPACITY CLASS H ICU=85KA @ 415 V 3-POLE, LINE PROT | 2785.36
3VA2450-7HK32-0AA0 | CIRCUIT BREAKER 3VA2 IEC FRAME 630 BREAKING CAPACITY CLASS C ICU=110KA @ 415 V 3-POLE, LINE PRO | 2023.22
3VA2450-7HK42-0AA0 | CIRCUIT BREAKER 3VA2 IEC FRAME 630 BREAKING CAPACITY CLASS C ICU=110KA @ 415 V 4-POLE, LINE PRO | 2701.73
3VA2450-7MN32-0AA0 | CIRCUIT BREAKER 3VA2 IEC FRAME 630 BREAKING CAPACITY CLASS C ICU=110KA @ 415 V 3-POLE, MOTOR PR | 2500
3VA2450-7MN32-0AB0 | CIRCUIT BREAKER 3VA2 IEC FRAME 630 BREAKING CAPACITY CLASS C ICU=110KA @ 415 V 3-POLE, MOTOR PR | 2910.7
3VA2450-7MN32-0CL0 | CIRCUIT BREAKER 3VA2 IEC FRAME 630 BREAKING CAPACITY CLASS C ICU=110KA @ 415 V 3-POLE, MOTOR PR | 3084.78
3VA2450-7MN32-0DA0 | CIRCUIT BREAKER 3VA2 IEC FRAME 630 BREAKING CAPACITY CLASS C ICU=110KA @ 415 V 3-POLE, MOTOR PR | 2952.48
3VA2450-7MN32-0DC0 | CIRCUIT BREAKER 3VA2 IEC FRAME 630 BREAKING CAPACITY CLASS C ICU=110KA @ 415 V 3-POLE, MOTOR PR | 3001.21
3VA2450-7MN32-0DH0 | CIRCUIT BREAKER 3VA2 IEC FRAME 630 BREAKING CAPACITY CLASS C ICU=110KA @ 415 V 3-POLE, MOTOR PR | 3049.96
3VA2450-7MN32-0KL0 | CIRCUIT BREAKER 3VA2 IEC FRAME 630 BREAKING CAPACITY CLASS C ICU=110KA @ 415 V 3-POLE, MOTOR PR | 3070.85
3VA2450-7MQ32-0AA0 | CIRCUIT BREAKER 3VA2 IEC FRAME 630 BREAKING CAPACITY CLASS C ICU=110KA @ 415 V 3-POLE, MOTOR PR | 2720.08
3VA2450-7MQ32-0BL0 | CIRCUIT BREAKER 3VA2 IEC FRAME 630 BREAKING CAPACITY CLASS C ICU=110KA @ 415 V 3-POLE, MOTOR PR | 3314.57
3VA2450-7MS32-0AA0 | CIRCUIT BREAKER 3VA2 IEC FRAME 630 BREAKING CAPACITY CLASS C ICU=110KA @ 415 V 3-POLE,MOTOR STA | 1980.45
3VA2463-5HL32-0BC0 | CIRCUIT BREAKER 3VA2 IEC FRAME 630 BREAKING CAPACITY CLASS M ICU=55KA @ 415 V 3-POLE, LINE PROT | 2033.31
3VA2463-5HL32-0BH0 | CIRCUIT BREAKER 3VA2 IEC FRAME 630 BREAKING CAPACITY CLASS M ICU=55KA @ 415 V 3-POLE, LINE PROT | 2061.16
3VA2463-5HL32-0BL0 | CIRCUIT BREAKER 3VA2 IEC FRAME 630 BREAKING CAPACITY CLASS M ICU=55KA @ 415 V 3-POLE, LINE PROT | 2095.99
3VA2463-5HL32-0CA0 | CIRCUIT BREAKER 3VA2 IEC FRAME 630 BREAKING CAPACITY CLASS M ICU=55KA @ 415 V 3-POLE, LINE PROT | 1984.56
3VA2463-5HL32-0CC0 | CIRCUIT BREAKER 3VA2 IEC FRAME 630 BREAKING CAPACITY CLASS M ICU=55KA @ 415 V 3-POLE, LINE PROT | 2033.31
3VA2325-7MN32-0JH0 | CIRCUIT BREAKER 3VA2 IEC FRAME 400 BREAKING CAPACITY CLASS C ICU=110KA @ 415 V 3-POLE, MOTOR PR | 1977.6
3VA2325-7MN32-0KA0 | CIRCUIT BREAKER 3VA2 IEC FRAME 400 BREAKING CAPACITY CLASS C ICU=110KA @ 415 V 3-POLE, MOTOR PR | 1921.89
3VA2225-5KP42-0AJ0 | CIRCUIT BREAKER 3VA2 IEC FRAME 250 BREAKING CAPACITY CLASS M ICU=55KA @ 415 V 4POLE, LINE PROTEC | 2193.47
3VA2225-5KP42-0KD0 | CIRCUIT BREAKER 3VA2 IEC FRAME 250 BREAKING CAPACITY CLASS M ICU=55KA @ 415 V 4POLE, LINE PROTE | 2263.11
3VA2463-6HL32-0HC0 | CIRCUIT BREAKER 3VA2 IEC FRAME 630 BREAKING CAPACITY CLASS H ICU=85KA @ 415 V 3-POLE, LINE PROT | 2277.03
3VA2463-6HL32-0HL0 | CIRCUIT BREAKER 3VA2 IEC FRAME 630 BREAKING CAPACITY CLASS H ICU=85KA @ 415 V 3-POLE, LINE PROT | 2332.73
3VA2463-6HL32-0KC0 | CIRCUIT BREAKER 3VA2 IEC FRAME 630 BREAKING CAPACITY CLASS H ICU=85KA @ 415 V 3-POLE, LINE PROT | 2277.03
3VA2463-6HL32-0KL0 | CIRCUIT BREAKER 3VA2 IEC FRAME 630 BREAKING CAPACITY CLASS H ICU=85KA @ 415 V 3-POLE, LINE PROT | 2332.73
3VA2463-6HN32-0AD0 | CIRCUIT BREAKER 3VA2 IEC FRAME 630 BREAKING CAPACITY CLASS H ICU=85KA @ 415 V 3-POLE, LINE PROT | 2297.92
3VA2463-6HN32-0AF0 | CIRCUIT BREAKER 3VA2 IEC FRAME 630 BREAKING CAPACITY CLASS H ICU=85KA @ 415 V 3-POLE, LINE PROT | 2283.98
3VA2463-6HN32-0BC0 | CIRCUIT BREAKER 3VA2 IEC FRAME 630 BREAKING CAPACITY CLASS H ICU=85KA @ 415 V 3-POLE, LINE PROT | 2402.37
3VA2463-6HN32-0BL0 | CIRCUIT BREAKER 3VA2 IEC FRAME 630 BREAKING CAPACITY CLASS H ICU=85KA @ 415 V 3-POLE, LINE PROT | 2465.05
3VA2463-6HN32-0CC0 | CIRCUIT BREAKER 3VA2 IEC FRAME 630 BREAKING CAPACITY CLASS H ICU=85KA @ 415 V 3-POLE, LINE PROT | 2402.37
3VA2463-6HN32-0DL0 | CIRCUIT BREAKER 3VA2 IEC FRAME 630 BREAKING CAPACITY CLASS H ICU=85KA @ 415 V 3-POLE, LINE PROT | 2465.05
3VA2463-6HN32-0HC0 | CIRCUIT BREAKER 3VA2 IEC FRAME 630 BREAKING CAPACITY CLASS H ICU=85KA @ 415 V 3-POLE, LINE PROT | 2360.59
3VA2463-6HN32-0JL0 | CIRCUIT BREAKER 3VA2 IEC FRAME 630 BREAKING CAPACITY CLASS H ICU=85KA @ 415 V 3-POLE, LINE PROT | 2444.16
3VA2463-6HN32-0KB0 | CIRCUIT BREAKER 3VA2 IEC FRAME 630 BREAKING CAPACITY CLASS H ICU=85KA @ 415 V 3-POLE, LINE PROT | 2367.55
3VA2463-6JP32-0AA0 | CIRCUIT BREAKER 3VA2 IEC FRAME 630 BREAKING CAPACITY CLASS H ICU=85KA @ 415 V 3-POLE, LINE PROT | 2347.21
3VA2463-6JP32-0AC0 | CIRCUIT BREAKER 3VA2 IEC FRAME 630 BREAKING CAPACITY CLASS H ICU=85KA @ 415 V 3-POLE, LINE PROT | 2736.61
3VA2463-6JP32-0AE0 | CIRCUIT BREAKER 3VA2 IEC FRAME 630 BREAKING CAPACITY CLASS H ICU=85KA @ 415 V 3-POLE, LINE PROT | 2771.43
3VA2463-6JP32-0BA0 | CIRCUIT BREAKER 3VA2 IEC FRAME 630 BREAKING CAPACITY CLASS H ICU=85KA @ 415 V 3-POLE, LINE PROT | 2785.36
3VA2463-6JP32-0BH0 | CIRCUIT BREAKER 3VA2 IEC FRAME 630 BREAKING CAPACITY CLASS H ICU=85KA @ 415 V 3-POLE, LINE PROT | 2855
3VA2450-5MQ32-0AA0 | CIRCUIT BREAKER 3VA2 IEC FRAME 630 BREAKING CAPACITY CLASS M ICU=55KA @ 415 V 3-POLE, MOTOR PRO | 2334.97
3VA2450-6HK42-0AA0 | CIRCUIT BREAKER 3VA2 IEC FRAME 630 BREAKING CAPACITY CLASS H ICU=85KA @ 415 V 4-POLE, LINE PROT | 2475.56
3VA2450-7MN32-0AC0 | CIRCUIT BREAKER 3VA2 IEC FRAME 630 BREAKING CAPACITY CLASS C ICU=110KA @ 415 V 3-POLE, MOTOR PR | 2896.78
3VA2450-7MN32-0AE0 | CIRCUIT BREAKER 3VA2 IEC FRAME 630 BREAKING CAPACITY CLASS C ICU=110KA @ 415 V 3-POLE, MOTOR PR | 2938.56
3VA2450-7MN32-0AG0 | CIRCUIT BREAKER 3VA2 IEC FRAME 630 BREAKING CAPACITY CLASS C ICU=110KA @ 415 V 3-POLE, MOTOR PR | 2910.7
3VA2450-7MN32-0BH0 | CIRCUIT BREAKER 3VA2 IEC FRAME 630 BREAKING CAPACITY CLASS C ICU=110KA @ 415 V 3-POLE, MOTOR PR | 3049.96
3VA2450-7MN32-0CA0 | CIRCUIT BREAKER 3VA2 IEC FRAME 630 BREAKING CAPACITY CLASS C ICU=110KA @ 415 V 3-POLE, MOTOR PR | 2952.48
3VA2450-7MN32-0HA0 | CIRCUIT BREAKER 3VA2 IEC FRAME 630 BREAKING CAPACITY CLASS C ICU=110KA @ 415 V 3-POLE, MOTOR PR | 2931.59
3VA2140-8HK32-0AA0 | CIRCUIT BREAKER 3VA2 IEC FRAME 160 BREAKING CAPACITY CLASS L ICU=150KA @ 415 V 3-POLE, LINE PRO | 578.26
3VA2325-7MN32-0AG0 | CIRCUIT BREAKER 3VA2 IEC FRAME 400 BREAKING CAPACITY CLASS C ICU=110KA @ 415 V 3-POLE, MOTOR PR | 1907.97
3VA2325-7MN32-0AH0 | CIRCUIT BREAKER 3VA2 IEC FRAME 400 BREAKING CAPACITY CLASS C ICU=110KA @ 415 V 3-POLE, MOTOR PR | 1907.97
3VA2325-7MN32-0AJ0 | CIRCUIT BREAKER 3VA2 IEC FRAME 400 BREAKING CAPACITY CLASS C ICU=110KA @ 415 V 3-POLE, MOTOR PR | 1935.81
3VA2325-7MN32-0BA0 | CIRCUIT BREAKER 3VA2 IEC FRAME 400 BREAKING CAPACITY CLASS C ICU=110KA @ 415 V 3-POLE, MOTOR PR | 1942.78
3VA2325-7MN32-0HH0 | CIRCUIT BREAKER 3VA2 IEC FRAME 400 BREAKING CAPACITY CLASS C ICU=110KA @ 415 V 3-POLE, MOTOR PR | 1977.6
3VA2325-7MN32-0HL0 | CIRCUIT BREAKER 3VA2 IEC FRAME 400 BREAKING CAPACITY CLASS C ICU=110KA @ 415 V 3-POLE, MOTOR PR | 2012.42
3VA2325-7MN32-0CH0 | CIRCUIT BREAKER 3VA2 IEC FRAME 400 BREAKING CAPACITY CLASS C ICU=110KA @ 415 V 3-POLE, MOTOR PR | 2005.46
3VA2325-7MN32-0JA0 | CIRCUIT BREAKER 3VA2 IEC FRAME 400 BREAKING CAPACITY CLASS C ICU=110KA @ 415 V 3-POLE, MOTOR PR | 1921.89
3VA2325-7MN32-0JC0 | CIRCUIT BREAKER 3VA2 IEC FRAME 400 BREAKING CAPACITY CLASS C ICU=110KA @ 415 V 3-POLE, MOTOR PR | 1956.71
3VA2225-6HL42-0KH0 | CIRCUIT BREAKER 3VA2 IEC FRAME 250 BREAKING CAPACITY CLASS H ICU=85KA @ 415 V 4POLE, LINE PROTE | 1712.99
3VA2463-6HL32-0DH0 | CIRCUIT BREAKER 3VA2 IEC FRAME 630 BREAKING CAPACITY CLASS H ICU=85KA @ 415 V 3-POLE, LINE PROT | 2311.84
3VA2463-6HL32-0DL0 | CIRCUIT BREAKER 3VA2 IEC FRAME 630 BREAKING CAPACITY CLASS H ICU=85KA @ 415 V 3-POLE, LINE PROT | 2360.59
3VA2463-6HL32-0HA0 | CIRCUIT BREAKER 3VA2 IEC FRAME 630 BREAKING CAPACITY CLASS H ICU=85KA @ 415 V 3-POLE, LINE PROT | 2207.39
3VA2463-6HM32-0AA0 | CIRCUIT BREAKER 3VA2 IEC FRAME 630 BREAKING CAPACITY CLASS H ICU=85KA @ 415 V 3-POLE, LINE PROT | 2108.81
3VA2463-6HM42-0AA0 | CIRCUIT BREAKER 3VA2 IEC FRAME 630 BREAKING CAPACITY CLASS H ICU=85KA @ 415 V 4-POLE, LINE PROT | 2720.08
3VA2463-6HN32-0AA0 | CIRCUIT BREAKER 3VA2 IEC FRAME 630 BREAKING CAPACITY CLASS H ICU=85KA @ 415 V 3-POLE, LINE PROT | 1943.77
3VA2463-6HN32-0AB0 | CIRCUIT BREAKER 3VA2 IEC FRAME 630 BREAKING CAPACITY CLASS H ICU=85KA @ 415 V 3-POLE, LINE PROT | 2297.92
3VA2463-6HN32-0CL0 | CIRCUIT BREAKER 3VA2 IEC FRAME 630 BREAKING CAPACITY CLASS H ICU=85KA @ 415 V 3-POLE, LINE PROT | 2465.05
3VA2463-6HN32-0DA0 | CIRCUIT BREAKER 3VA2 IEC FRAME 630 BREAKING CAPACITY CLASS H ICU=85KA @ 415 V 3-POLE, LINE PROT | 2339.7
3VA2463-6HN32-0DC0 | CIRCUIT BREAKER 3VA2 IEC FRAME 630 BREAKING CAPACITY CLASS H ICU=85KA @ 415 V 3-POLE, LINE PROT | 2402.37
3VA2463-6HN32-0DH0 | CIRCUIT BREAKER 3VA2 IEC FRAME 630 BREAKING CAPACITY CLASS H ICU=85KA @ 415 V 3-POLE, LINE PROT | 2430.22
3VA2463-6HN32-0KC0 | CIRCUIT BREAKER 3VA2 IEC FRAME 630 BREAKING CAPACITY CLASS H ICU=85KA @ 415 V 3-POLE, LINE PROT | 2360.59
3VA2463-6HN32-0KH0 | CIRCUIT BREAKER 3VA2 IEC FRAME 630 BREAKING CAPACITY CLASS H ICU=85KA @ 415 V 3-POLE, LINE PROT | 2402.37
3VA2463-6HN32-0KL0 | CIRCUIT BREAKER 3VA2 IEC FRAME 630 BREAKING CAPACITY CLASS H ICU=85KA @ 415 V 3-POLE, LINE PROT | 2444.16
3VA2463-6HN42-0AA0 | CIRCUIT BREAKER 3VA2 IEC FRAME 630 BREAKING CAPACITY CLASS H ICU=85KA @ 415 V 4-POLE, LINE PROT | 2561.14
3VA2463-6JP32-0CA0 | CIRCUIT BREAKER 3VA2 IEC FRAME 630 BREAKING CAPACITY CLASS H ICU=85KA @ 415 V 3-POLE, LINE PROT | 2785.36
3VA2463-6JP32-0CC0 | CIRCUIT BREAKER 3VA2 IEC FRAME 630 BREAKING CAPACITY CLASS H ICU=85KA @ 415 V 3-POLE, LINE PROT | 2841.06
3VA2463-6JP32-0CL0 | CIRCUIT BREAKER 3VA2 IEC FRAME 630 BREAKING CAPACITY CLASS H ICU=85KA @ 415 V 3-POLE, LINE PROT | 2896.78
3VA2450-5MN32-0KH0 | CIRCUIT BREAKER 3VA2 IEC FRAME 630 BREAKING CAPACITY CLASS M ICU=55KA @ 415 V 3-POLE, MOTOR PRO | 2555.56
3VA2463-5HL32-0JH0 | CIRCUIT BREAKER 3VA2 IEC FRAME 630 BREAKING CAPACITY CLASS M ICU=55KA @ 415 V 3-POLE, LINE PROT | 2033.31
3VA2463-5HL32-0JL0 | CIRCUIT BREAKER 3VA2 IEC FRAME 630 BREAKING CAPACITY CLASS M ICU=55KA @ 415 V 3-POLE, LINE PROT | 2068.13
3VA2463-5HL32-0KA0 | CIRCUIT BREAKER 3VA2 IEC FRAME 630 BREAKING CAPACITY CLASS M ICU=55KA @ 415 V 3-POLE, LINE PROT | 1949.75
3VA2463-5HL32-0KC0 | CIRCUIT BREAKER 3VA2 IEC FRAME 630 BREAKING CAPACITY CLASS M ICU=55KA @ 415 V 3-POLE, LINE PROT | 2005.46
3VA2463-5HN32-0AJ0 | CIRCUIT BREAKER 3VA2 IEC FRAME 630 BREAKING CAPACITY CLASS M ICU=55KA @ 415 V 3-POLE, LINE PROT | 2089.02
3VA2463-5HN32-0BA0 | CIRCUIT BREAKER 3VA2 IEC FRAME 630 BREAKING CAPACITY CLASS M ICU=55KA @ 415 V 3-POLE, LINE PROT | 2089.02
3VA2463-5HN32-0BC0 | CIRCUIT BREAKER 3VA2 IEC FRAME 630 BREAKING CAPACITY CLASS M ICU=55KA @ 415 V 3-POLE, LINE PROT | 2151.69
3VA2463-5HN32-0BH0 | CIRCUIT BREAKER 3VA2 IEC FRAME 630 BREAKING CAPACITY CLASS M ICU=55KA @ 415 V 3-POLE, LINE PROT | 2172.58
3VA2463-5HN32-0CH0 | CIRCUIT BREAKER 3VA2 IEC FRAME 630 BREAKING CAPACITY CLASS M ICU=55KA @ 415 V 3-POLE, LINE PROT | 2172.58
3VA2463-5HN32-0JA0 | CIRCUIT BREAKER 3VA2 IEC FRAME 630 BREAKING CAPACITY CLASS M ICU=55KA @ 415 V 3-POLE, LINE PROT | 2061.16
3VA2463-5HN32-0JC0 | CIRCUIT BREAKER 3VA2 IEC FRAME 630 BREAKING CAPACITY CLASS M ICU=55KA @ 415 V 3-POLE, LINE PROT | 2116.88
3VA2463-5HN32-0JH0 | CIRCUIT BREAKER 3VA2 IEC FRAME 630 BREAKING CAPACITY CLASS M ICU=55KA @ 415 V 3-POLE, LINE PROT | 2151.69
3VA2463-5JP32-0AE0 | CIRCUIT BREAKER 3VA2 IEC FRAME 630 BREAKING CAPACITY CLASS M ICU=55KA @ 415 V 3-POLE, LINE PROT | 2506.83
3VA2463-5JP32-0AF0 | CIRCUIT BREAKER 3VA2 IEC FRAME 630 BREAKING CAPACITY CLASS M ICU=55KA @ 415 V 3-POLE, LINE PROT | 2465.05
3VA2463-5JP32-0AG0 | CIRCUIT BREAKER 3VA2 IEC FRAME 630 BREAKING CAPACITY CLASS M ICU=55KA @ 415 V 3-POLE, LINE PROT | 2478.97
3VA2463-5JP32-0AH0 | CIRCUIT BREAKER 3VA2 IEC FRAME 630 BREAKING CAPACITY CLASS M ICU=55KA @ 415 V 3-POLE, LINE PROT | 2478.97
3VA2463-5JP32-0HC0 | CIRCUIT BREAKER 3VA2 IEC FRAME 630 BREAKING CAPACITY CLASS M ICU=55KA @ 415 V 3-POLE, LINE PROT | 2541.64
3VA2463-5JP32-0HH0 | CIRCUIT BREAKER 3VA2 IEC FRAME 630 BREAKING CAPACITY CLASS M ICU=55KA @ 415 V 3-POLE, LINE PROT | 2562.53
3VA2463-5JP32-0HL0 | CIRCUIT BREAKER 3VA2 IEC FRAME 630 BREAKING CAPACITY CLASS M ICU=55KA @ 415 V 3-POLE, LINE PROT | 2583.42
3VA2463-5JP32-0CH0 | CIRCUIT BREAKER 3VA2 IEC FRAME 630 BREAKING CAPACITY CLASS M ICU=55KA @ 415 V 3-POLE, LINE PROT | 2576.45
3VA2463-5JQ32-0AE0 | CIRCUIT BREAKER 3VA2 IEC FRAME 630 BREAKING CAPACITY CLASS M ICU=55KA @ 415 V 3-POLE, LINE PROT | 2771.43
3VA2463-5JQ32-0AF0 | CIRCUIT BREAKER 3VA2 IEC FRAME 630 BREAKING CAPACITY CLASS M ICU=55KA @ 415 V 3-POLE, LINE PROT | 2736.61
3VA2463-5JQ32-0AG0 | CIRCUIT BREAKER 3VA2 IEC FRAME 630 BREAKING CAPACITY CLASS M ICU=55KA @ 415 V 3-POLE, LINE PROT | 2750.54
3VA2463-5JQ32-0AH0 | CIRCUIT BREAKER 3VA2 IEC FRAME 630 BREAKING CAPACITY CLASS M ICU=55KA @ 415 V 3-POLE, LINE PROT | 2750.54
3VA2463-5JQ32-0HA0 | CIRCUIT BREAKER 3VA2 IEC FRAME 630 BREAKING CAPACITY CLASS M ICU=55KA @ 415 V 3-POLE, LINE PROT | 2757.5
3VA2463-5JQ32-0HC0 | CIRCUIT BREAKER 3VA2 IEC FRAME 630 BREAKING CAPACITY CLASS M ICU=55KA @ 415 V 3-POLE, LINE PROT | 2806.25
3VA2463-5JQ32-0HH0 | CIRCUIT BREAKER 3VA2 IEC FRAME 630 BREAKING CAPACITY CLASS M ICU=55KA @ 415 V 3-POLE, LINE PROT | 2841.06
3VA2463-5JQ32-0HL0 | CIRCUIT BREAKER 3VA2 IEC FRAME 630 BREAKING CAPACITY CLASS M ICU=55KA @ 415 V 3-POLE, LINE PROT | 2861.95
3VA2463-5JQ32-0CH0 | CIRCUIT BREAKER 3VA2 IEC FRAME 630 BREAKING CAPACITY CLASS M ICU=55KA @ 415 V 3-POLE, LINE PROT | 2855
3VA2216-7MN32-0AB0 | CIRCUIT BREAKER 3VA2 IEC FRAME 250 BREAKING CAPACITY CLASS C ICU=110KA @ 415 V 3-POLE, MOTOR PR | 1183.77
3VA2463-5HN32-0CC0 | CIRCUIT BREAKER 3VA2 IEC FRAME 630 BREAKING CAPACITY CLASS M ICU=55KA @ 415 V 3-POLE, LINE PROT | 2151.69
3VA2463-5HN32-0DL0 | CIRCUIT BREAKER 3VA2 IEC FRAME 630 BREAKING CAPACITY CLASS M ICU=55KA @ 415 V 3-POLE, LINE PROT | 2200.44
3VA2463-5HN32-0HC0 | CIRCUIT BREAKER 3VA2 IEC FRAME 630 BREAKING CAPACITY CLASS M ICU=55KA @ 415 V 3-POLE, LINE PROT | 2116.88
3VA2463-5HN32-0HL0 | CIRCUIT BREAKER 3VA2 IEC FRAME 630 BREAKING CAPACITY CLASS M ICU=55KA @ 415 V 3-POLE, LINE PROT | 2179.55
3VA2463-5HN32-0JL0 | CIRCUIT BREAKER 3VA2 IEC FRAME 630 BREAKING CAPACITY CLASS M ICU=55KA @ 415 V 3-POLE, LINE PROT | 2179.55
3VA2463-5HN32-0KB0 | CIRCUIT BREAKER 3VA2 IEC FRAME 630 BREAKING CAPACITY CLASS M ICU=55KA @ 415 V 3-POLE, LINE PROT | 2123.83
3VA2463-5JP32-0AB0 | CIRCUIT BREAKER 3VA2 IEC FRAME 630 BREAKING CAPACITY CLASS M ICU=55KA @ 415 V 3-POLE, LINE PROT | 2478.97
3VA2463-5JP32-0AD0 | CIRCUIT BREAKER 3VA2 IEC FRAME 630 BREAKING CAPACITY CLASS M ICU=55KA @ 415 V 3-POLE, LINE PROT | 2478.97
3VA2463-5JP32-0AJ0 | CIRCUIT BREAKER 3VA2 IEC FRAME 630 BREAKING CAPACITY CLASS M ICU=55KA @ 415 V 3-POLE, LINE PROT | 2527.72
3VA2463-5JP32-0BC0 | CIRCUIT BREAKER 3VA2 IEC FRAME 630 BREAKING CAPACITY CLASS M ICU=55KA @ 415 V 3-POLE, LINE PROT | 2562.53
3VA2463-5JP32-0BL0 | CIRCUIT BREAKER 3VA2 IEC FRAME 630 BREAKING CAPACITY CLASS M ICU=55KA @ 415 V 3-POLE, LINE PROT | 2618.23
3VA2463-5JP32-0DC0 | CIRCUIT BREAKER 3VA2 IEC FRAME 630 BREAKING CAPACITY CLASS M ICU=55KA @ 415 V 3-POLE, LINE PROT | 2562.53
3VA2463-5JP32-0DL0 | CIRCUIT BREAKER 3VA2 IEC FRAME 630 BREAKING CAPACITY CLASS M ICU=55KA @ 415 V 3-POLE, LINE PROT | 2618.23
3VA2463-5JP32-0JC0 | CIRCUIT BREAKER 3VA2 IEC FRAME 630 BREAKING CAPACITY CLASS M ICU=55KA @ 415 V 3-POLE, LINE PROT | 2541.64
3VA2463-5JP32-0JL0 | CIRCUIT BREAKER 3VA2 IEC FRAME 630 BREAKING CAPACITY CLASS M ICU=55KA @ 415 V 3-POLE, LINE PROT | 2583.42
3VA2463-5JQ32-0AB0 | CIRCUIT BREAKER 3VA2 IEC FRAME 630 BREAKING CAPACITY CLASS M ICU=55KA @ 415 V 3-POLE, LINE PROT | 2750.54
3VA2463-5JQ32-0AD0 | CIRCUIT BREAKER 3VA2 IEC FRAME 630 BREAKING CAPACITY CLASS M ICU=55KA @ 415 V 3-POLE, LINE PROT | 2750.54
3VA2463-5JQ32-0AJ0 | CIRCUIT BREAKER 3VA2 IEC FRAME 630 BREAKING CAPACITY CLASS M ICU=55KA @ 415 V 3-POLE, LINE PROT | 2785.36
3VA2463-5JQ32-0BC0 | CIRCUIT BREAKER 3VA2 IEC FRAME 630 BREAKING CAPACITY CLASS M ICU=55KA @ 415 V 3-POLE, LINE PROT | 2841.06
3VA2463-5JQ32-0DC0 | CIRCUIT BREAKER 3VA2 IEC FRAME 630 BREAKING CAPACITY CLASS M ICU=55KA @ 415 V 3-POLE, LINE PROT | 2841.06
3VA2463-5JQ32-0DL0 | CIRCUIT BREAKER 3VA2 IEC FRAME 630 BREAKING CAPACITY CLASS M ICU=55KA @ 415 V 3-POLE, LINE PROT | 2896.78
3VA2463-5JQ32-0JC0 | CIRCUIT BREAKER 3VA2 IEC FRAME 630 BREAKING CAPACITY CLASS M ICU=55KA @ 415 V 3-POLE, LINE PROT | 2806.25
3VA2463-5JQ32-0JL0 | CIRCUIT BREAKER 3VA2 IEC FRAME 630 BREAKING CAPACITY CLASS M ICU=55KA @ 415 V 3-POLE, LINE PROT | 2861.95
3VA2216-7HN32-0HA0 | CIRCUIT BREAKER 3VA2 IEC FRAME 250 BREAKING CAPACITY CLASS C ICU=110KA @ 415 V 3POLE, LINE PROT | 1448.38
3VA2216-7JQ32-0DH0 | CIRCUIT BREAKER 3VA2 IEC FRAME 250 BREAKING CAPACITY CLASS C ICU=110KA @ 415 V 3POLE, LINE PROT | 2214.36
3VA2216-7MN32-0AG0 | CIRCUIT BREAKER 3VA2 IEC FRAME 250 BREAKING CAPACITY CLASS C ICU=110KA @ 415 V 3-POLE, MOTOR PR | 1183.77
3VA2216-7MN32-0AJ0 | CIRCUIT BREAKER 3VA2 IEC FRAME 250 BREAKING CAPACITY CLASS C ICU=110KA @ 415 V 3-POLE, MOTOR PR | 1211.63
3VA2216-7MN32-0CL0 | CIRCUIT BREAKER 3VA2 IEC FRAME 250 BREAKING CAPACITY CLASS C ICU=110KA @ 415 V 3-POLE, MOTOR PR | 1330.01
3VA2216-7MN32-0DC0 | CIRCUIT BREAKER 3VA2 IEC FRAME 250 BREAKING CAPACITY CLASS C ICU=110KA @ 415 V 3-POLE, MOTOR PR | 1267.34
3VA2216-7MN32-0HH0 | CIRCUIT BREAKER 3VA2 IEC FRAME 250 BREAKING CAPACITY CLASS C ICU=110KA @ 415 V 3-POLE, MOTOR PR | 1267.34
3VA2450-7MN32-0HH0 | CIRCUIT BREAKER 3VA2 IEC FRAME 630 BREAKING CAPACITY CLASS C ICU=110KA @ 415 V 3-POLE, MOTOR PR | 3001.21
3VA2450-7MN32-0KA0 | CIRCUIT BREAKER 3VA2 IEC FRAME 630 BREAKING CAPACITY CLASS C ICU=110KA @ 415 V 3-POLE, MOTOR PR | 2931.59
3VA2450-7MN32-0KH0 | CIRCUIT BREAKER 3VA2 IEC FRAME 630 BREAKING CAPACITY CLASS C ICU=110KA @ 415 V 3-POLE, MOTOR PR | 3001.21
3VA2463-5HK32-0AA0 | CIRCUIT BREAKER 3VA2 IEC FRAME 630 BREAKING CAPACITY CLASS M ICU=55KA @ 415 V 3-POLE, LINE PROT | 1662.6
3VA2463-5HL32-0AA0 | CIRCUIT BREAKER 3VA2 IEC FRAME 630 BREAKING CAPACITY CLASS M ICU=55KA @ 415 V 3-POLE, LINE PROT | 1662.6
3VA2463-5HL32-0AH0 | CIRCUIT BREAKER 3VA2 IEC FRAME 630 BREAKING CAPACITY CLASS M ICU=55KA @ 415 V 3-POLE, LINE PROT | 1942.78
3VA2463-5HL32-0BA0 | CIRCUIT BREAKER 3VA2 IEC FRAME 630 BREAKING CAPACITY CLASS M ICU=55KA @ 415 V 3-POLE, LINE PROT | 1984.56
3VA2463-5HL32-0DA0 | CIRCUIT BREAKER 3VA2 IEC FRAME 630 BREAKING CAPACITY CLASS M ICU=55KA @ 415 V 3-POLE, LINE PROT | 1984.56
3VA2463-5HL32-0DH0 | CIRCUIT BREAKER 3VA2 IEC FRAME 630 BREAKING CAPACITY CLASS M ICU=55KA @ 415 V 3-POLE, LINE PROT | 2061.16
3VA2463-5HL32-0HL0 | CIRCUIT BREAKER 3VA2 IEC FRAME 630 BREAKING CAPACITY CLASS M ICU=55KA @ 415 V 3-POLE, LINE PROT | 2068.13
3VA2463-5HL32-0JA0 | CIRCUIT BREAKER 3VA2 IEC FRAME 630 BREAKING CAPACITY CLASS M ICU=55KA @ 415 V 3-POLE, LINE PROT | 1949.75
3VA2463-5HL32-0KL0 | CIRCUIT BREAKER 3VA2 IEC FRAME 630 BREAKING CAPACITY CLASS M ICU=55KA @ 415 V 3-POLE, LINE PROT | 2068.13
3VA2463-5HM32-0AA0 | CIRCUIT BREAKER 3VA2 IEC FRAME 630 BREAKING CAPACITY CLASS M ICU=55KA @ 415 V 3-POLE, LINE PROT | 1882.64
3VA2463-5HN32-0AF0 | CIRCUIT BREAKER 3VA2 IEC FRAME 630 BREAKING CAPACITY CLASS M ICU=55KA @ 415 V 3-POLE, LINE PROT | 2026.35
3VA2463-5HN32-0AH0 | CIRCUIT BREAKER 3VA2 IEC FRAME 630 BREAKING CAPACITY CLASS M ICU=55KA @ 415 V 3-POLE, LINE PROT | 2040.27
3VA2463-5HN32-0BJ0 | CIRCUIT BREAKER 3VA2 IEC FRAME 630 BREAKING CAPACITY CLASS M ICU=55KA @ 415 V 3-POLE, LINE PROT | 2193.47
3VA2463-5HN32-0CA0 | CIRCUIT BREAKER 3VA2 IEC FRAME 630 BREAKING CAPACITY CLASS M ICU=55KA @ 415 V 3-POLE, LINE PROT | 2089.02
3VA2463-5HN32-0HA0 | CIRCUIT BREAKER 3VA2 IEC FRAME 630 BREAKING CAPACITY CLASS M ICU=55KA @ 415 V 3-POLE, LINE PROT | 2061.16
3VA2463-5HN32-0HH0 | CIRCUIT BREAKER 3VA2 IEC FRAME 630 BREAKING CAPACITY CLASS M ICU=55KA @ 415 V 3-POLE, LINE PROT | 2151.69
3VA2463-5HN32-0KA0 | CIRCUIT BREAKER 3VA2 IEC FRAME 630 BREAKING CAPACITY CLASS M ICU=55KA @ 415 V 3-POLE, LINE PROT | 2061.16
3VA2463-5HN32-0KC0 | CIRCUIT BREAKER 3VA2 IEC FRAME 630 BREAKING CAPACITY CLASS M ICU=55KA @ 415 V 3-POLE, LINE PROT | 2116.88
3VA2463-5JP32-0AA0 | CIRCUIT BREAKER 3VA2 IEC FRAME 630 BREAKING CAPACITY CLASS M ICU=55KA @ 415 V 3-POLE, LINE PROT | 2121.04
3VA2463-5JP32-0AC0 | CIRCUIT BREAKER 3VA2 IEC FRAME 630 BREAKING CAPACITY CLASS M ICU=55KA @ 415 V 3-POLE, LINE PROT | 2465.05
3VA2463-5JP32-0BA0 | CIRCUIT BREAKER 3VA2 IEC FRAME 630 BREAKING CAPACITY CLASS M ICU=55KA @ 415 V 3-POLE, LINE PROT | 2527.72
3VA2463-5JP32-0BH0 | CIRCUIT BREAKER 3VA2 IEC FRAME 630 BREAKING CAPACITY CLASS M ICU=55KA @ 415 V 3-POLE, LINE PROT | 2576.45
3VA2463-5JP32-0DH0 | CIRCUIT BREAKER 3VA2 IEC FRAME 630 BREAKING CAPACITY CLASS M ICU=55KA @ 415 V 3-POLE, LINE PROT | 2576.45
3VA2463-5JP32-0HA0 | CIRCUIT BREAKER 3VA2 IEC FRAME 630 BREAKING CAPACITY CLASS M ICU=55KA @ 415 V 3-POLE, LINE PROT | 2485.94
3VA2463-5JP32-0JA0 | CIRCUIT BREAKER 3VA2 IEC FRAME 630 BREAKING CAPACITY CLASS M ICU=55KA @ 415 V 3-POLE, LINE PROT | 2485.94
3VA2463-5JP32-0JH0 | CIRCUIT BREAKER 3VA2 IEC FRAME 630 BREAKING CAPACITY CLASS M ICU=55KA @ 415 V 3-POLE, LINE PROT | 2562.53
3VA2463-5JQ32-0AA0 | CIRCUIT BREAKER 3VA2 IEC FRAME 630 BREAKING CAPACITY CLASS M ICU=55KA @ 415 V 3-POLE, LINE PROT | 2347.21
3VA2450-7MN32-0AH0 | CIRCUIT BREAKER 3VA2 IEC FRAME 630 BREAKING CAPACITY CLASS C ICU=110KA @ 415 V 3-POLE, MOTOR PR | 2910.7
3VA2450-7MN32-0AJ0 | CIRCUIT BREAKER 3VA2 IEC FRAME 630 BREAKING CAPACITY CLASS C ICU=110KA @ 415 V 3-POLE, MOTOR PR | 2952.48
3VA2450-7MN32-0BA0 | CIRCUIT BREAKER 3VA2 IEC FRAME 630 BREAKING CAPACITY CLASS C ICU=110KA @ 415 V 3-POLE, MOTOR PR | 2952.48
3VA2450-7MN32-0BC0 | CIRCUIT BREAKER 3VA2 IEC FRAME 630 BREAKING CAPACITY CLASS C ICU=110KA @ 415 V 3-POLE, MOTOR PR | 3001.21
3VA2450-7MN32-0HL0 | CIRCUIT BREAKER 3VA2 IEC FRAME 630 BREAKING CAPACITY CLASS C ICU=110KA @ 415 V 3-POLE, MOTOR PR | 3070.85
3VA2450-7MN32-0CH0 | CIRCUIT BREAKER 3VA2 IEC FRAME 630 BREAKING CAPACITY CLASS C ICU=110KA @ 415 V 3-POLE, MOTOR PR | 3049.96
3VA2450-7MN32-0JA0 | CIRCUIT BREAKER 3VA2 IEC FRAME 630 BREAKING CAPACITY CLASS C ICU=110KA @ 415 V 3-POLE, MOTOR PR | 2931.59
3VA2450-7MN32-0JC0 | CIRCUIT BREAKER 3VA2 IEC FRAME 630 BREAKING CAPACITY CLASS C ICU=110KA @ 415 V 3-POLE, MOTOR PR | 2980.32
3VA2450-7MN32-0JH0 | CIRCUIT BREAKER 3VA2 IEC FRAME 630 BREAKING CAPACITY CLASS C ICU=110KA @ 415 V 3-POLE, MOTOR PR | 3001.21
3VA2463-5HL32-0AC0 | CIRCUIT BREAKER 3VA2 IEC FRAME 630 BREAKING CAPACITY CLASS M ICU=55KA @ 415 V 3-POLE, LINE PROT | 1928.86
3VA2463-5HL32-0AD0 | CIRCUIT BREAKER 3VA2 IEC FRAME 630 BREAKING CAPACITY CLASS M ICU=55KA @ 415 V 3-POLE, LINE PROT | 1942.78
3VA2463-5HL32-0AE0 | CIRCUIT BREAKER 3VA2 IEC FRAME 630 BREAKING CAPACITY CLASS M ICU=55KA @ 415 V 3-POLE, LINE PROT | 1956.71
3VA2463-5HL32-0AF0 | CIRCUIT BREAKER 3VA2 IEC FRAME 630 BREAKING CAPACITY CLASS M ICU=55KA @ 415 V 3-POLE, LINE PROT | 1928.86
3VA2463-5HL32-0DL0 | CIRCUIT BREAKER 3VA2 IEC FRAME 630 BREAKING CAPACITY CLASS M ICU=55KA @ 415 V 3-POLE, LINE PROT | 2095.99
3VA2463-5HL32-0HA0 | CIRCUIT BREAKER 3VA2 IEC FRAME 630 BREAKING CAPACITY CLASS M ICU=55KA @ 415 V 3-POLE, LINE PROT | 1949.75
3VA2463-5HL32-0HC0 | CIRCUIT BREAKER 3VA2 IEC FRAME 630 BREAKING CAPACITY CLASS M ICU=55KA @ 415 V 3-POLE, LINE PROT | 2005.46
3VA2463-5HL32-0HH0 | CIRCUIT BREAKER 3VA2 IEC FRAME 630 BREAKING CAPACITY CLASS M ICU=55KA @ 415 V 3-POLE, LINE PROT | 2033.31
3VA2463-5HN32-0AA0 | CIRCUIT BREAKER 3VA2 IEC FRAME 630 BREAKING CAPACITY CLASS M ICU=55KA @ 415 V 3-POLE, LINE PROT | 1723.73
3VA2463-5HN32-0AB0 | CIRCUIT BREAKER 3VA2 IEC FRAME 630 BREAKING CAPACITY CLASS M ICU=55KA @ 415 V 3-POLE, LINE PROT | 2040.27
3VA2463-5HN32-0AC0 | CIRCUIT BREAKER 3VA2 IEC FRAME 630 BREAKING CAPACITY CLASS M ICU=55KA @ 415 V 3-POLE, LINE PROT | 2026.35
3VA2463-5HN32-0AD0 | CIRCUIT BREAKER 3VA2 IEC FRAME 630 BREAKING CAPACITY CLASS M ICU=55KA @ 415 V 3-POLE, LINE PROT | 2040.27
3VA2463-5HN32-0CL0 | CIRCUIT BREAKER 3VA2 IEC FRAME 630 BREAKING CAPACITY CLASS M ICU=55KA @ 415 V 3-POLE, LINE PROT | 2200.44
3VA2463-5HN32-0DA0 | CIRCUIT BREAKER 3VA2 IEC FRAME 630 BREAKING CAPACITY CLASS M ICU=55KA @ 415 V 3-POLE, LINE PROT | 2089.02
3VA2463-5HN32-0DC0 | CIRCUIT BREAKER 3VA2 IEC FRAME 630 BREAKING CAPACITY CLASS M ICU=55KA @ 415 V 3-POLE, LINE PROT | 2151.69
3VA2463-5HN32-0DH0 | CIRCUIT BREAKER 3VA2 IEC FRAME 630 BREAKING CAPACITY CLASS M ICU=55KA @ 415 V 3-POLE, LINE PROT | 2172.58
3VA2463-5HN32-0KH0 | CIRCUIT BREAKER 3VA2 IEC FRAME 630 BREAKING CAPACITY CLASS M ICU=55KA @ 415 V 3-POLE, LINE PROT | 2151.69
3VA2463-5HN32-0KL0 | CIRCUIT BREAKER 3VA2 IEC FRAME 630 BREAKING CAPACITY CLASS M ICU=55KA @ 415 V 3-POLE, LINE PROT | 2179.55
3VA2463-5HN42-0AA0 | CIRCUIT BREAKER 3VA2 IEC FRAME 630 BREAKING CAPACITY CLASS M ICU=55KA @ 415 V 4-POLE, LINE PROT | 2249.42
3VA2463-5HN42-0HC0 | CIRCUIT BREAKER 3VA2 IEC FRAME 630 BREAKING CAPACITY CLASS M ICU=55KA @ 415 V 4-POLE, LINE PROT | 2715.72
3VA2463-5JP32-0CA0 | CIRCUIT BREAKER 3VA2 IEC FRAME 630 BREAKING CAPACITY CLASS M ICU=55KA @ 415 V 3-POLE, LINE PROT | 2527.72
3VA2216-7MN32-0AC0 | CIRCUIT BREAKER 3VA2 IEC FRAME 250 BREAKING CAPACITY CLASS C ICU=110KA @ 415 V 3-POLE, MOTOR PR | 1162.88
3VA2216-7MN32-0AD0 | CIRCUIT BREAKER 3VA2 IEC FRAME 250 BREAKING CAPACITY CLASS C ICU=110KA @ 415 V 3-POLE, MOTOR PR | 1183.77
3VA2216-7MN32-0AE0 | CIRCUIT BREAKER 3VA2 IEC FRAME 250 BREAKING CAPACITY CLASS C ICU=110KA @ 415 V 3-POLE, MOTOR PR | 1204.66
3VA2216-7MN32-0DH0 | CIRCUIT BREAKER 3VA2 IEC FRAME 250 BREAKING CAPACITY CLASS C ICU=110KA @ 415 V 3-POLE, MOTOR PR | 1309.12
3VA2216-7MN32-0DL0 | CIRCUIT BREAKER 3VA2 IEC FRAME 250 BREAKING CAPACITY CLASS C ICU=110KA @ 415 V 3-POLE, MOTOR PR | 1330.01
3VA2216-7MN32-0HA0 | CIRCUIT BREAKER 3VA2 IEC FRAME 250 BREAKING CAPACITY CLASS C ICU=110KA @ 415 V 3-POLE, MOTOR PR | 1197.71
3VA2216-7MN32-0HC0 | CIRCUIT BREAKER 3VA2 IEC FRAME 250 BREAKING CAPACITY CLASS C ICU=110KA @ 415 V 3-POLE, MOTOR PR | 1246.44
3VA2216-8HK32-0AA0 | CIRCUIT BREAKER 3VA2 IEC FRAME 250 BREAKING CAPACITY CLASS L ICU=150KA @ 415 V 3-POLE, LINE PRO | 1289.75
3VA2216-8HK42-0AA0 | CIRCUIT BREAKER 3VA2 IEC FRAME 250 BREAKING CAPACITY CLASS L ICU=150KA @ 415 V 4-POLE, LINE PRO | 1699.28
3VA2220-5MN32-0AA0 | CIRCUIT BREAKER 3VA2 IEC FRAME 250 BREAKING CAPACITY CLASS M ICU=55KA @ 415 V 3-POLE, MOTOR PRO | 947.45
3VA2220-5MN32-0AB0 | CIRCUIT BREAKER 3VA2 IEC FRAME 250 BREAKING CAPACITY CLASS M ICU=55KA @ 415 V 3-POLE, MOTOR PRO | 1148.96
3VA2220-5MN32-0CC0 | CIRCUIT BREAKER 3VA2 IEC FRAME 250 BREAKING CAPACITY CLASS M ICU=55KA @ 415 V 3-POLE, MOTOR PRO | 1239.48
3VA2220-5MN32-0CL0 | CIRCUIT BREAKER 3VA2 IEC FRAME 250 BREAKING CAPACITY CLASS M ICU=55KA @ 415 V 3-POLE, MOTOR PRO | 1309.12
3VA2220-5MN32-0DA0 | CIRCUIT BREAKER 3VA2 IEC FRAME 250 BREAKING CAPACITY CLASS M ICU=55KA @ 415 V 3-POLE, MOTOR PRO | 1190.74
3VA2220-5MN32-0DC0 | CIRCUIT BREAKER 3VA2 IEC FRAME 250 BREAKING CAPACITY CLASS M ICU=55KA @ 415 V 3-POLE, MOTOR PRO | 1239.48
3VA2220-5MN32-0KH0 | CIRCUIT BREAKER 3VA2 IEC FRAME 250 BREAKING CAPACITY CLASS M ICU=55KA @ 415 V 3-POLE, MOTOR PRO | 1239.48
3VA2220-5MN32-0KL0 | CIRCUIT BREAKER 3VA2 IEC FRAME 250 BREAKING CAPACITY CLASS M ICU=55KA @ 415 V 3-POLE, MOTOR PRO | 1288.23
3VA2220-5MQ32-0AA0 | CIRCUIT BREAKER 3VA2 IEC FRAME 250 BREAKING CAPACITY CLASS M ICU=55KA @ 415 V 3-POLE, MOTOR PRO | 1356.97
3VA2220-7MN32-0AA0 | CIRCUIT BREAKER 3VA2 IEC FRAME 250 BREAKING CAPACITY CLASS C ICU=110KA @ 415 V 3-POLE, MOTOR PR | 1143.03
3VA2220-7MN32-0CC0 | CIRCUIT BREAKER 3VA2 IEC FRAME 250 BREAKING CAPACITY CLASS C ICU=110KA @ 415 V 3-POLE, MOTOR PR | 1455.35
3VA2220-7MN32-0CL0 | CIRCUIT BREAKER 3VA2 IEC FRAME 250 BREAKING CAPACITY CLASS C ICU=110KA @ 415 V 3-POLE, MOTOR PR | 1524.99
3VA2220-7MN32-0DA0 | CIRCUIT BREAKER 3VA2 IEC FRAME 250 BREAKING CAPACITY CLASS C ICU=110KA @ 415 V 3-POLE, MOTOR PR | 1385.71
3VA2220-7MN32-0DC0 | CIRCUIT BREAKER 3VA2 IEC FRAME 250 BREAKING CAPACITY CLASS C ICU=110KA @ 415 V 3-POLE, MOTOR PR | 1455.35
3VA2220-7MN32-0KC0 | CIRCUIT BREAKER 3VA2 IEC FRAME 250 BREAKING CAPACITY CLASS C ICU=110KA @ 415 V 3-POLE, MOTOR PR | 1434.46
3VA2220-7MN32-0KH0 | CIRCUIT BREAKER 3VA2 IEC FRAME 250 BREAKING CAPACITY CLASS C ICU=110KA @ 415 V 3-POLE, MOTOR PR | 1455.35
3VA2220-7MN32-0KL0 | CIRCUIT BREAKER 3VA2 IEC FRAME 250 BREAKING CAPACITY CLASS C ICU=110KA @ 415 V 3-POLE, MOTOR PR | 1497.13
3VA2220-7MQ32-0AA0 | CIRCUIT BREAKER 3VA2 IEC FRAME 250 BREAKING CAPACITY CLASS C ICU=110KA @ 415 V 3-POLE, MOTOR PR | 1534.24
3VA2220-7MQ32-0BL0 | CIRCUIT BREAKER 3VA2 IEC FRAME 250 BREAKING CAPACITY CLASS C ICU=110KA @ 415 V 3-POLE, MOTOR PR | 1977.6
3VA2220-7MS32-0BL0 | CIRCUIT BREAKER 3VA2 IEC FRAME 250 BREAKING CAPACITY CLASS C ICU=110KA @ 415 V 3-POLE,MOTOR STA | 1309.12
3VA2220-7MS32-0CA0 | CIRCUIT BREAKER 3VA2 IEC FRAME 250 BREAKING CAPACITY CLASS C ICU=110KA @ 415 V 3-POLE,MOTOR STA | 1190.74
3VA2216-7MN32-0CH0 | CIRCUIT BREAKER 3VA2 IEC FRAME 250 BREAKING CAPACITY CLASS C ICU=110KA @ 415 V 3-POLE, MOTOR PR | 1309.12
3VA2216-7MN32-0KH0 | CIRCUIT BREAKER 3VA2 IEC FRAME 250 BREAKING CAPACITY CLASS C ICU=110KA @ 415 V 3-POLE, MOTOR PR | 1267.34
3VA2216-7MQ32-0AA0 | CIRCUIT BREAKER 3VA2 IEC FRAME 250 BREAKING CAPACITY CLASS C ICU=110KA @ 415 V 3-POLE, MOTOR PR | 1393.65
3VA2220-5MN32-0AD0 | CIRCUIT BREAKER 3VA2 IEC FRAME 250 BREAKING CAPACITY CLASS M ICU=55KA @ 415 V 3-POLE, MOTOR PRO | 1148.96
3VA2220-5MN32-0AF0 | CIRCUIT BREAKER 3VA2 IEC FRAME 250 BREAKING CAPACITY CLASS M ICU=55KA @ 415 V 3-POLE, MOTOR PRO | 1135.04
3VA2220-5MN32-0BC0 | CIRCUIT BREAKER 3VA2 IEC FRAME 250 BREAKING CAPACITY CLASS M ICU=55KA @ 415 V 3-POLE, MOTOR PRO | 1239.48
3VA2220-5MN32-0BL0 | CIRCUIT BREAKER 3VA2 IEC FRAME 250 BREAKING CAPACITY CLASS M ICU=55KA @ 415 V 3-POLE, MOTOR PRO | 1309.12
3VA2220-5MN32-0DL0 | CIRCUIT BREAKER 3VA2 IEC FRAME 250 BREAKING CAPACITY CLASS M ICU=55KA @ 415 V 3-POLE, MOTOR PRO | 1309.12
3VA2220-5MN32-0HC0 | CIRCUIT BREAKER 3VA2 IEC FRAME 250 BREAKING CAPACITY CLASS M ICU=55KA @ 415 V 3-POLE, MOTOR PRO | 1211.63
3VA2220-5MN32-0JL0 | CIRCUIT BREAKER 3VA2 IEC FRAME 250 BREAKING CAPACITY CLASS M ICU=55KA @ 415 V 3-POLE, MOTOR PRO | 1288.23
3VA2220-5MN32-0KC0 | CIRCUIT BREAKER 3VA2 IEC FRAME 250 BREAKING CAPACITY CLASS M ICU=55KA @ 415 V 3-POLE, MOTOR PRO | 1211.63
3VA2220-7MN32-0AB0 | CIRCUIT BREAKER 3VA2 IEC FRAME 250 BREAKING CAPACITY CLASS C ICU=110KA @ 415 V 3-POLE, MOTOR PR | 1357.87
3VA2220-7MN32-0AD0 | CIRCUIT BREAKER 3VA2 IEC FRAME 250 BREAKING CAPACITY CLASS C ICU=110KA @ 415 V 3-POLE, MOTOR PR | 1357.87
3VA2220-7MN32-0BC0 | CIRCUIT BREAKER 3VA2 IEC FRAME 250 BREAKING CAPACITY CLASS C ICU=110KA @ 415 V 3-POLE, MOTOR PR | 1455.35
3VA2220-7MN32-0BL0 | CIRCUIT BREAKER 3VA2 IEC FRAME 250 BREAKING CAPACITY CLASS C ICU=110KA @ 415 V 3-POLE, MOTOR PR | 1524.99
3VA2220-7MN32-0DL0 | CIRCUIT BREAKER 3VA2 IEC FRAME 250 BREAKING CAPACITY CLASS C ICU=110KA @ 415 V 3-POLE, MOTOR PR | 1524.99
3VA2220-7MN32-0HC0 | CIRCUIT BREAKER 3VA2 IEC FRAME 250 BREAKING CAPACITY CLASS C ICU=110KA @ 415 V 3-POLE, MOTOR PR | 1434.46
3VA2220-7MN32-0JC0 | CIRCUIT BREAKER 3VA2 IEC FRAME 250 BREAKING CAPACITY CLASS C ICU=110KA @ 415 V 3-POLE, MOTOR PR | 1434.46
3VA2220-7MN32-0JL0 | CIRCUIT BREAKER 3VA2 IEC FRAME 250 BREAKING CAPACITY CLASS C ICU=110KA @ 415 V 3-POLE, MOTOR PR | 1497.13
3VA2220-7MS32-0AA0 | CIRCUIT BREAKER 3VA2 IEC FRAME 250 BREAKING CAPACITY CLASS C ICU=110KA @ 415 V 3-POLE,MOTOR STA | 947.45
3VA2220-7MS32-0AC0 | CIRCUIT BREAKER 3VA2 IEC FRAME 250 BREAKING CAPACITY CLASS C ICU=110KA @ 415 V 3-POLE,MOTOR STA | 1135.04
3VA2220-7MS32-0BA0 | CIRCUIT BREAKER 3VA2 IEC FRAME 250 BREAKING CAPACITY CLASS C ICU=110KA @ 415 V 3-POLE,MOTOR STA | 1190.74
3VA2220-7MS32-0BH0 | CIRCUIT BREAKER 3VA2 IEC FRAME 250 BREAKING CAPACITY CLASS C ICU=110KA @ 415 V 3-POLE,MOTOR STA | 1267.34
3VA2220-7MS32-0DA0 | CIRCUIT BREAKER 3VA2 IEC FRAME 250 BREAKING CAPACITY CLASS C ICU=110KA @ 415 V 3-POLE,MOTOR STA | 1190.74
3VA2220-7MS32-0DH0 | CIRCUIT BREAKER 3VA2 IEC FRAME 250 BREAKING CAPACITY CLASS C ICU=110KA @ 415 V 3-POLE,MOTOR STA | 1267.34
3VA2220-7MS32-0JA0 | CIRCUIT BREAKER 3VA2 IEC FRAME 250 BREAKING CAPACITY CLASS C ICU=110KA @ 415 V 3-POLE,MOTOR STA | 1176.82
3VA2220-7MS32-0JH0 | CIRCUIT BREAKER 3VA2 IEC FRAME 250 BREAKING CAPACITY CLASS C ICU=110KA @ 415 V 3-POLE,MOTOR STA | 1239.48
3VA2225-5HL32-0KG0 | CIRCUIT BREAKER 3VA2 IEC FRAME 250 BREAKING CAPACITY CLASS M ICU=55KA @ 415 V 3POLE, LINE PROTE | 1204.66
3VA2225-5HM42-0DF0 | CIRCUIT BREAKER 3VA2 IEC FRAME 250 BREAKING CAPACITY CLASS M ICU=55KA @ 415 V 4POLE, LINE PROTE | 1789.6
3VA2463-5KP32-0AB0 | CIRCUIT BREAKER 3VA2 IEC FRAME 630 BREAKING CAPACITY CLASS M ICU=55KA @ 415 V 3-POLE, LINE PROT | 2687.87
3VA2463-5JQ32-0AC0 | CIRCUIT BREAKER 3VA2 IEC FRAME 630 BREAKING CAPACITY CLASS M ICU=55KA @ 415 V 3-POLE, LINE PROT | 2736.61
3VA2463-5JQ32-0BA0 | CIRCUIT BREAKER 3VA2 IEC FRAME 630 BREAKING CAPACITY CLASS M ICU=55KA @ 415 V 3-POLE, LINE PROT | 2785.36
3VA2463-5JQ32-0BH0 | CIRCUIT BREAKER 3VA2 IEC FRAME 630 BREAKING CAPACITY CLASS M ICU=55KA @ 415 V 3-POLE, LINE PROT | 2855
3VA2463-5JQ32-0DA0 | CIRCUIT BREAKER 3VA2 IEC FRAME 630 BREAKING CAPACITY CLASS M ICU=55KA @ 415 V 3-POLE, LINE PROT | 2785.36
3VA2463-5JQ32-0DH0 | CIRCUIT BREAKER 3VA2 IEC FRAME 630 BREAKING CAPACITY CLASS M ICU=55KA @ 415 V 3-POLE, LINE PROT | 2855
3VA2463-5JQ32-0JA0 | CIRCUIT BREAKER 3VA2 IEC FRAME 630 BREAKING CAPACITY CLASS M ICU=55KA @ 415 V 3-POLE, LINE PROT | 2757.5
3VA2463-5JQ32-0JH0 | CIRCUIT BREAKER 3VA2 IEC FRAME 630 BREAKING CAPACITY CLASS M ICU=55KA @ 415 V 3-POLE, LINE PROT | 2841.06
3VA2216-7HN32-0JH0 | CIRCUIT BREAKER 3VA2 IEC FRAME 250 BREAKING CAPACITY CLASS C ICU=110KA @ 415 V 3POLE, LINE PROT | 1524.99
3VA2216-7MN32-0AA0 | CIRCUIT BREAKER 3VA2 IEC FRAME 250 BREAKING CAPACITY CLASS C ICU=110KA @ 415 V 3-POLE, MOTOR PR | 938.78
3VA2216-7MN32-0AF0 | CIRCUIT BREAKER 3VA2 IEC FRAME 250 BREAKING CAPACITY CLASS C ICU=110KA @ 415 V 3-POLE, MOTOR PR | 1162.88
3VA2216-7MN32-0AH0 | CIRCUIT BREAKER 3VA2 IEC FRAME 250 BREAKING CAPACITY CLASS C ICU=110KA @ 415 V 3-POLE, MOTOR PR | 1183.77
3VA2216-7MN32-0BA0 | CIRCUIT BREAKER 3VA2 IEC FRAME 250 BREAKING CAPACITY CLASS C ICU=110KA @ 415 V 3-POLE, MOTOR PR | 1211.63
3VA2216-7MN32-0CC0 | CIRCUIT BREAKER 3VA2 IEC FRAME 250 BREAKING CAPACITY CLASS C ICU=110KA @ 415 V 3-POLE, MOTOR PR | 1267.34
3VA2216-7MN32-0DA0 | CIRCUIT BREAKER 3VA2 IEC FRAME 250 BREAKING CAPACITY CLASS C ICU=110KA @ 415 V 3-POLE, MOTOR PR | 1211.63
3VA2216-7MN32-0HL0 | CIRCUIT BREAKER 3VA2 IEC FRAME 250 BREAKING CAPACITY CLASS C ICU=110KA @ 415 V 3-POLE, MOTOR PR | 1316.08
3VA2216-7MN32-0JA0 | CIRCUIT BREAKER 3VA2 IEC FRAME 250 BREAKING CAPACITY CLASS C ICU=110KA @ 415 V 3-POLE, MOTOR PR | 1197.71
3VA2216-7MN32-0KC0 | CIRCUIT BREAKER 3VA2 IEC FRAME 250 BREAKING CAPACITY CLASS C ICU=110KA @ 415 V 3-POLE, MOTOR PR | 1246.44
3VA2216-7MN32-0KL0 | CIRCUIT BREAKER 3VA2 IEC FRAME 250 BREAKING CAPACITY CLASS C ICU=110KA @ 415 V 3-POLE, MOTOR PR | 1316.08
3VA2216-7MS32-0AA0 | CIRCUIT BREAKER 3VA2 IEC FRAME 250 BREAKING CAPACITY CLASS C ICU=110KA @ 415 V 3-POLE,MOTOR STA | 788.52
3VA2220-5MN32-0AC0 | CIRCUIT BREAKER 3VA2 IEC FRAME 250 BREAKING CAPACITY CLASS M ICU=55KA @ 415 V 3-POLE, MOTOR PRO | 1135.04
3VA2220-5MN32-0AE0 | CIRCUIT BREAKER 3VA2 IEC FRAME 250 BREAKING CAPACITY CLASS M ICU=55KA @ 415 V 3-POLE, MOTOR PRO | 1183.77
3VA2220-5MN32-0BH0 | CIRCUIT BREAKER 3VA2 IEC FRAME 250 BREAKING CAPACITY CLASS M ICU=55KA @ 415 V 3-POLE, MOTOR PRO | 1267.34
3VA2220-5MN32-0CA0 | CIRCUIT BREAKER 3VA2 IEC FRAME 250 BREAKING CAPACITY CLASS M ICU=55KA @ 415 V 3-POLE, MOTOR PRO | 1190.74
3VA2220-5MN32-0DH0 | CIRCUIT BREAKER 3VA2 IEC FRAME 250 BREAKING CAPACITY CLASS M ICU=55KA @ 415 V 3-POLE, MOTOR PRO | 1267.34
3VA2220-5MN32-0HA0 | CIRCUIT BREAKER 3VA2 IEC FRAME 250 BREAKING CAPACITY CLASS M ICU=55KA @ 415 V 3-POLE, MOTOR PRO | 1176.82
3VA2220-5MN32-0HH0 | CIRCUIT BREAKER 3VA2 IEC FRAME 250 BREAKING CAPACITY CLASS M ICU=55KA @ 415 V 3-POLE, MOTOR PRO | 1239.48
3VA2220-5MN32-0JH0 | CIRCUIT BREAKER 3VA2 IEC FRAME 250 BREAKING CAPACITY CLASS M ICU=55KA @ 415 V 3-POLE, MOTOR PRO | 1239.48
3VA2220-5MN32-0KA0 | CIRCUIT BREAKER 3VA2 IEC FRAME 250 BREAKING CAPACITY CLASS M ICU=55KA @ 415 V 3-POLE, MOTOR PRO | 1176.82
3VA2220-7MN32-0AC0 | CIRCUIT BREAKER 3VA2 IEC FRAME 250 BREAKING CAPACITY CLASS C ICU=110KA @ 415 V 3-POLE, MOTOR PR | 1336.98
3VA2220-7MN32-0AE0 | CIRCUIT BREAKER 3VA2 IEC FRAME 250 BREAKING CAPACITY CLASS C ICU=110KA @ 415 V 3-POLE, MOTOR PR | 1378.76
3VA2463-5JP32-0CC0 | CIRCUIT BREAKER 3VA2 IEC FRAME 630 BREAKING CAPACITY CLASS M ICU=55KA @ 415 V 3-POLE, LINE PROT | 2562.53
3VA2463-5JP32-0CL0 | CIRCUIT BREAKER 3VA2 IEC FRAME 630 BREAKING CAPACITY CLASS M ICU=55KA @ 415 V 3-POLE, LINE PROT | 2618.23
3VA2463-5JP32-0DA0 | CIRCUIT BREAKER 3VA2 IEC FRAME 630 BREAKING CAPACITY CLASS M ICU=55KA @ 415 V 3-POLE, LINE PROT | 2527.72
3VA2463-5JP32-0KA0 | CIRCUIT BREAKER 3VA2 IEC FRAME 630 BREAKING CAPACITY CLASS M ICU=55KA @ 415 V 3-POLE, LINE PROT | 2485.94
3VA2463-5JP32-0KC0 | CIRCUIT BREAKER 3VA2 IEC FRAME 630 BREAKING CAPACITY CLASS M ICU=55KA @ 415 V 3-POLE, LINE PROT | 2541.64
3VA2463-5JP32-0KH0 | CIRCUIT BREAKER 3VA2 IEC FRAME 630 BREAKING CAPACITY CLASS M ICU=55KA @ 415 V 3-POLE, LINE PROT | 2562.53
3VA2463-5JP32-0KL0 | CIRCUIT BREAKER 3VA2 IEC FRAME 630 BREAKING CAPACITY CLASS M ICU=55KA @ 415 V 3-POLE, LINE PROT | 2583.42
3VA2463-5JP42-0AA0 | CIRCUIT BREAKER 3VA2 IEC FRAME 630 BREAKING CAPACITY CLASS M ICU=55KA @ 415 V 4-POLE, LINE PROT | 2634.49
3VA2463-5JQ32-0BL0 | CIRCUIT BREAKER 3VA2 IEC FRAME 630 BREAKING CAPACITY CLASS M ICU=55KA @ 415 V 3-POLE, LINE PROT | 2896.78
3VA2463-5JQ32-0CA0 | CIRCUIT BREAKER 3VA2 IEC FRAME 630 BREAKING CAPACITY CLASS M ICU=55KA @ 415 V 3-POLE, LINE PROT | 2785.36
3VA2463-5JQ32-0CC0 | CIRCUIT BREAKER 3VA2 IEC FRAME 630 BREAKING CAPACITY CLASS M ICU=55KA @ 415 V 3-POLE, LINE PROT | 2841.06
3VA2463-5JQ32-0CL0 | CIRCUIT BREAKER 3VA2 IEC FRAME 630 BREAKING CAPACITY CLASS M ICU=55KA @ 415 V 3-POLE, LINE PROT | 2896.78
3VA2463-5JQ32-0KA0 | CIRCUIT BREAKER 3VA2 IEC FRAME 630 BREAKING CAPACITY CLASS M ICU=55KA @ 415 V 3-POLE, LINE PROT | 2757.5
3VA2463-5JQ32-0KC0 | CIRCUIT BREAKER 3VA2 IEC FRAME 630 BREAKING CAPACITY CLASS M ICU=55KA @ 415 V 3-POLE, LINE PROT | 2806.25
3VA2216-7HK32-0AA0 | CIRCUIT BREAKER 3VA2 IEC FRAME 250 BREAKING CAPACITY CLASS C ICU=110KA @ 415 V 3-POLE, LINE PRO | 1130.81
3VA2216-7HK42-0AA0 | CIRCUIT BREAKER 3VA2 IEC FRAME 250 BREAKING CAPACITY CLASS C ICU=110KA @ 415 V 4-POLE, LINE PRO | 1473.11
3VA2216-7MN32-0BC0 | CIRCUIT BREAKER 3VA2 IEC FRAME 250 BREAKING CAPACITY CLASS C ICU=110KA @ 415 V 3-POLE, MOTOR PR | 1267.34
3VA2216-7MN32-0BH0 | CIRCUIT BREAKER 3VA2 IEC FRAME 250 BREAKING CAPACITY CLASS C ICU=110KA @ 415 V 3-POLE, MOTOR PR | 1309.12
3VA2216-7MN32-0BL0 | CIRCUIT BREAKER 3VA2 IEC FRAME 250 BREAKING CAPACITY CLASS C ICU=110KA @ 415 V 3-POLE, MOTOR PR | 1330.01
3VA2216-7MN32-0CA0 | CIRCUIT BREAKER 3VA2 IEC FRAME 250 BREAKING CAPACITY CLASS C ICU=110KA @ 415 V 3-POLE, MOTOR PR | 1211.63
3VA2216-7MN32-0JC0 | CIRCUIT BREAKER 3VA2 IEC FRAME 250 BREAKING CAPACITY CLASS C ICU=110KA @ 415 V 3-POLE, MOTOR PR | 1246.44
3VA2216-7MN32-0JH0 | CIRCUIT BREAKER 3VA2 IEC FRAME 250 BREAKING CAPACITY CLASS C ICU=110KA @ 415 V 3-POLE, MOTOR PR | 1267.34
3VA2216-7MN32-0JL0 | CIRCUIT BREAKER 3VA2 IEC FRAME 250 BREAKING CAPACITY CLASS C ICU=110KA @ 415 V 3-POLE, MOTOR PR | 1316.08
3VA2216-7MN32-0KA0 | CIRCUIT BREAKER 3VA2 IEC FRAME 250 BREAKING CAPACITY CLASS C ICU=110KA @ 415 V 3-POLE, MOTOR PR | 1197.71
3VA2220-5MN32-0AG0 | CIRCUIT BREAKER 3VA2 IEC FRAME 250 BREAKING CAPACITY CLASS M ICU=55KA @ 415 V 3-POLE, MOTOR PRO | 1148.96
3VA2220-5MN32-0AH0 | CIRCUIT BREAKER 3VA2 IEC FRAME 250 BREAKING CAPACITY CLASS M ICU=55KA @ 415 V 3-POLE, MOTOR PRO | 1148.96
3VA2220-5MN32-0AJ0 | CIRCUIT BREAKER 3VA2 IEC FRAME 250 BREAKING CAPACITY CLASS M ICU=55KA @ 415 V 3-POLE, MOTOR PRO | 1190.74
3VA2220-5MN32-0BA0 | CIRCUIT BREAKER 3VA2 IEC FRAME 250 BREAKING CAPACITY CLASS M ICU=55KA @ 415 V 3-POLE, MOTOR PRO | 1190.74
3VA2220-5MN32-0HL0 | CIRCUIT BREAKER 3VA2 IEC FRAME 250 BREAKING CAPACITY CLASS M ICU=55KA @ 415 V 3-POLE, MOTOR PRO | 1288.23
3VA2220-5MN32-0CH0 | CIRCUIT BREAKER 3VA2 IEC FRAME 250 BREAKING CAPACITY CLASS M ICU=55KA @ 415 V 3-POLE, MOTOR PRO | 1267.34
3VA2463-5KP32-0AD0 | CIRCUIT BREAKER 3VA2 IEC FRAME 630 BREAKING CAPACITY CLASS M ICU=55KA @ 415 V 3-POLE, LINE PROT | 2687.87
3VA2463-5KP32-0AF0 | CIRCUIT BREAKER 3VA2 IEC FRAME 630 BREAKING CAPACITY CLASS M ICU=55KA @ 415 V 3-POLE, LINE PROT | 2673.93
3VA2463-5KP32-0BC0 | CIRCUIT BREAKER 3VA2 IEC FRAME 630 BREAKING CAPACITY CLASS M ICU=55KA @ 415 V 3-POLE, LINE PROT | 2785.36
3VA2463-5KP32-0BL0 | CIRCUIT BREAKER 3VA2 IEC FRAME 630 BREAKING CAPACITY CLASS M ICU=55KA @ 415 V 3-POLE, LINE PROT | 2848.03
3VA2463-5KP32-0DL0 | CIRCUIT BREAKER 3VA2 IEC FRAME 630 BREAKING CAPACITY CLASS M ICU=55KA @ 415 V 3-POLE, LINE PROT | 2848.03
3VA2463-5KP32-0HC0 | CIRCUIT BREAKER 3VA2 IEC FRAME 630 BREAKING CAPACITY CLASS M ICU=55KA @ 415 V 3-POLE, LINE PROT | 2757.5
3VA2463-5KP32-0JC0 | CIRCUIT BREAKER 3VA2 IEC FRAME 630 BREAKING CAPACITY CLASS M ICU=55KA @ 415 V 3-POLE, LINE PROT | 2757.5
3VA2463-5KP32-0JL0 | CIRCUIT BREAKER 3VA2 IEC FRAME 630 BREAKING CAPACITY CLASS M ICU=55KA @ 415 V 3-POLE, LINE PROT | 2813.22
3VA2463-5KP32-0KC0 | CIRCUIT BREAKER 3VA2 IEC FRAME 630 BREAKING CAPACITY CLASS M ICU=55KA @ 415 V 3-POLE, LINE PROT | 2757.5
3VA2463-5KQ42-0AA0 | CIRCUIT BREAKER 3VA2 IEC FRAME 630 BREAKING CAPACITY CLASS M ICU=55KA @ 415 V 4-POLE, LINE PROT | 2952.33
3VA2463-6HK42-0AA0 | CIRCUIT BREAKER 3VA2 IEC FRAME 630 BREAKING CAPACITY CLASS H ICU=85KA @ 415 V 4-POLE, LINE PROT | 2475.56
3VA2463-6HL32-0AG0 | CIRCUIT BREAKER 3VA2 IEC FRAME 630 BREAKING CAPACITY CLASS H ICU=85KA @ 415 V 3-POLE, LINE PROT | 2200.44
3VA2463-6HL32-0AJ0 | CIRCUIT BREAKER 3VA2 IEC FRAME 630 BREAKING CAPACITY CLASS H ICU=85KA @ 415 V 3-POLE, LINE PROT | 2263.11
3VA2463-6HL32-0CL0 | CIRCUIT BREAKER 3VA2 IEC FRAME 630 BREAKING CAPACITY CLASS H ICU=85KA @ 415 V 3-POLE, LINE PROT | 2360.59
3VA2463-6HL32-0DC0 | CIRCUIT BREAKER 3VA2 IEC FRAME 630 BREAKING CAPACITY CLASS H ICU=85KA @ 415 V 3-POLE, LINE PROT | 2297.92
3VA2463-6JP32-0HA0 | CIRCUIT BREAKER 3VA2 IEC FRAME 630 BREAKING CAPACITY CLASS H ICU=85KA @ 415 V 3-POLE, LINE PROT | 2757.5
3VA2463-6JP32-0HH0 | CIRCUIT BREAKER 3VA2 IEC FRAME 630 BREAKING CAPACITY CLASS H ICU=85KA @ 415 V 3-POLE, LINE PROT | 2841.06
3VA2463-6JP32-0KA0 | CIRCUIT BREAKER 3VA2 IEC FRAME 630 BREAKING CAPACITY CLASS H ICU=85KA @ 415 V 3-POLE, LINE PROT | 2757.5
3VA2463-6JP32-0KH0 | CIRCUIT BREAKER 3VA2 IEC FRAME 630 BREAKING CAPACITY CLASS H ICU=85KA @ 415 V 3-POLE, LINE PROT | 2841.06
3VA2463-6JQ32-0AE0 | CIRCUIT BREAKER 3VA2 IEC FRAME 630 BREAKING CAPACITY CLASS H ICU=85KA @ 415 V 3-POLE, LINE PROT | 3001.21
3VA2463-6JQ32-0AG0 | CIRCUIT BREAKER 3VA2 IEC FRAME 630 BREAKING CAPACITY CLASS H ICU=85KA @ 415 V 3-POLE, LINE PROT | 2980.32
3VA2463-6JQ32-0BH0 | CIRCUIT BREAKER 3VA2 IEC FRAME 630 BREAKING CAPACITY CLASS H ICU=85KA @ 415 V 3-POLE, LINE PROT | 3112.63
3VA2463-6JQ32-0CA0 | CIRCUIT BREAKER 3VA2 IEC FRAME 630 BREAKING CAPACITY CLASS H ICU=85KA @ 415 V 3-POLE, LINE PROT | 3036.04
3VA2463-6JQ32-0HA0 | CIRCUIT BREAKER 3VA2 IEC FRAME 630 BREAKING CAPACITY CLASS H ICU=85KA @ 415 V 3-POLE, LINE PROT | 2987.29
3VA2463-6JQ32-0HH0 | CIRCUIT BREAKER 3VA2 IEC FRAME 630 BREAKING CAPACITY CLASS H ICU=85KA @ 415 V 3-POLE, LINE PROT | 3098.71
3VA2463-6JQ32-0KA0 | CIRCUIT BREAKER 3VA2 IEC FRAME 630 BREAKING CAPACITY CLASS H ICU=85KA @ 415 V 3-POLE, LINE PROT | 2987.29
3VA2463-6JQ32-0KH0 | CIRCUIT BREAKER 3VA2 IEC FRAME 630 BREAKING CAPACITY CLASS H ICU=85KA @ 415 V 3-POLE, LINE PROT | 3098.71
3VA2463-6KP32-0AC0 | CIRCUIT BREAKER 3VA2 IEC FRAME 630 BREAKING CAPACITY CLASS H ICU=85KA @ 415 V 3-POLE, LINE PROT | 2917.67
3VA2463-6KP32-0AE0 | CIRCUIT BREAKER 3VA2 IEC FRAME 630 BREAKING CAPACITY CLASS H ICU=85KA @ 415 V 3-POLE, LINE PROT | 2959.45
3VA2440-5MN32-0AB0 | CIRCUIT BREAKER 3VA2 IEC FRAME 630 BREAKING CAPACITY CLASS M ICU=55KA @ 415 V 3-POLE, MOTOR PRO | 2179.55
3VA2220-7MN32-0BH0 | CIRCUIT BREAKER 3VA2 IEC FRAME 250 BREAKING CAPACITY CLASS C ICU=110KA @ 415 V 3-POLE, MOTOR PR | 1490.16
3VA2220-7MN32-0CA0 | CIRCUIT BREAKER 3VA2 IEC FRAME 250 BREAKING CAPACITY CLASS C ICU=110KA @ 415 V 3-POLE, MOTOR PR | 1385.71
3VA2220-7MN32-0DH0 | CIRCUIT BREAKER 3VA2 IEC FRAME 250 BREAKING CAPACITY CLASS C ICU=110KA @ 415 V 3-POLE, MOTOR PR | 1490.16
3VA2220-7MN32-0HA0 | CIRCUIT BREAKER 3VA2 IEC FRAME 250 BREAKING CAPACITY CLASS C ICU=110KA @ 415 V 3-POLE, MOTOR PR | 1371.79
3VA2220-7MN32-0JH0 | CIRCUIT BREAKER 3VA2 IEC FRAME 250 BREAKING CAPACITY CLASS C ICU=110KA @ 415 V 3-POLE, MOTOR PR | 1455.35
3VA2220-7MN32-0KA0 | CIRCUIT BREAKER 3VA2 IEC FRAME 250 BREAKING CAPACITY CLASS C ICU=110KA @ 415 V 3-POLE, MOTOR PR | 1371.79
3VA2220-7MS32-0AB0 | CIRCUIT BREAKER 3VA2 IEC FRAME 250 BREAKING CAPACITY CLASS C ICU=110KA @ 415 V 3-POLE,MOTOR STA | 1148.96
3VA2220-7MS32-0AD0 | CIRCUIT BREAKER 3VA2 IEC FRAME 250 BREAKING CAPACITY CLASS C ICU=110KA @ 415 V 3-POLE,MOTOR STA | 1148.96
3VA2220-7MS32-0AJ0 | CIRCUIT BREAKER 3VA2 IEC FRAME 250 BREAKING CAPACITY CLASS C ICU=110KA @ 415 V 3-POLE,MOTOR STA | 1190.74
3VA2220-7MS32-0BC0 | CIRCUIT BREAKER 3VA2 IEC FRAME 250 BREAKING CAPACITY CLASS C ICU=110KA @ 415 V 3-POLE,MOTOR STA | 1239.48
3VA2220-7MS32-0DC0 | CIRCUIT BREAKER 3VA2 IEC FRAME 250 BREAKING CAPACITY CLASS C ICU=110KA @ 415 V 3-POLE,MOTOR STA | 1239.48
3VA2220-7MS32-0DL0 | CIRCUIT BREAKER 3VA2 IEC FRAME 250 BREAKING CAPACITY CLASS C ICU=110KA @ 415 V 3-POLE,MOTOR STA | 1309.12
3VA2220-7MS32-0JC0 | CIRCUIT BREAKER 3VA2 IEC FRAME 250 BREAKING CAPACITY CLASS C ICU=110KA @ 415 V 3-POLE,MOTOR STA | 1211.63
3VA2220-7MS32-0JL0 | CIRCUIT BREAKER 3VA2 IEC FRAME 250 BREAKING CAPACITY CLASS C ICU=110KA @ 415 V 3-POLE,MOTOR STA | 1288.23
3VA2225-5HL32-0AL0 | CIRCUIT BREAKER 3VA2 IEC FRAME 250 BREAKING CAPACITY CLASS M ICU=55KA @ 415 V 3POLE, LINE PROTE | 1162.88
3VA2225-5HL42-0BE0 | CIRCUIT BREAKER 3VA2 IEC FRAME 250 BREAKING CAPACITY CLASS M ICU=55KA @ 415 V 4POLE, LINE PROTE | 1601.58
3VA2463-5KP32-0AC0 | CIRCUIT BREAKER 3VA2 IEC FRAME 630 BREAKING CAPACITY CLASS M ICU=55KA @ 415 V 3-POLE, LINE PROT | 2673.93
3VA2463-5KP32-0AE0 | CIRCUIT BREAKER 3VA2 IEC FRAME 630 BREAKING CAPACITY CLASS M ICU=55KA @ 415 V 3-POLE, LINE PROT | 2729.65
3VA2463-5KP32-0BH0 | CIRCUIT BREAKER 3VA2 IEC FRAME 630 BREAKING CAPACITY CLASS M ICU=55KA @ 415 V 3-POLE, LINE PROT | 2806.25
3VA2463-5KP32-0CA0 | CIRCUIT BREAKER 3VA2 IEC FRAME 630 BREAKING CAPACITY CLASS M ICU=55KA @ 415 V 3-POLE, LINE PROT | 2743.57
3VA2463-5KP32-0DH0 | CIRCUIT BREAKER 3VA2 IEC FRAME 630 BREAKING CAPACITY CLASS M ICU=55KA @ 415 V 3-POLE, LINE PROT | 2806.25
3VA2463-5KP32-0HA0 | CIRCUIT BREAKER 3VA2 IEC FRAME 630 BREAKING CAPACITY CLASS M ICU=55KA @ 415 V 3-POLE, LINE PROT | 2701.79
3VA2463-5KP32-0JH0 | CIRCUIT BREAKER 3VA2 IEC FRAME 630 BREAKING CAPACITY CLASS M ICU=55KA @ 415 V 3-POLE, LINE PROT | 2785.36
3VA2463-5KP32-0KA0 | CIRCUIT BREAKER 3VA2 IEC FRAME 630 BREAKING CAPACITY CLASS M ICU=55KA @ 415 V 3-POLE, LINE PROT | 2701.79
3VA2463-6HK32-0AA0 | CIRCUIT BREAKER 3VA2 IEC FRAME 630 BREAKING CAPACITY CLASS H ICU=85KA @ 415 V 3-POLE, LINE PROT | 1882.64
3VA2463-6HL32-0AA0 | CIRCUIT BREAKER 3VA2 IEC FRAME 630 BREAKING CAPACITY CLASS H ICU=85KA @ 415 V 3-POLE, LINE PROT | 1882.64
3VA2463-6HL32-0AF0 | CIRCUIT BREAKER 3VA2 IEC FRAME 630 BREAKING CAPACITY CLASS H ICU=85KA @ 415 V 3-POLE, LINE PROT | 2186.5
3VA2463-6HL32-0AH0 | CIRCUIT BREAKER 3VA2 IEC FRAME 630 BREAKING CAPACITY CLASS H ICU=85KA @ 415 V 3-POLE, LINE PROT | 2200.44
3VA2463-6HL32-0CC0 | CIRCUIT BREAKER 3VA2 IEC FRAME 630 BREAKING CAPACITY CLASS H ICU=85KA @ 415 V 3-POLE, LINE PROT | 2297.92
3VA2463-6HL32-0DA0 | CIRCUIT BREAKER 3VA2 IEC FRAME 630 BREAKING CAPACITY CLASS H ICU=85KA @ 415 V 3-POLE, LINE PROT | 2263.11
3VA2220-7MS32-0CC0 | CIRCUIT BREAKER 3VA2 IEC FRAME 250 BREAKING CAPACITY CLASS C ICU=110KA @ 415 V 3-POLE,MOTOR STA | 1239.48
3VA2220-7MS32-0CL0 | CIRCUIT BREAKER 3VA2 IEC FRAME 250 BREAKING CAPACITY CLASS C ICU=110KA @ 415 V 3-POLE,MOTOR STA | 1309.12
3VA2220-7MS32-0KA0 | CIRCUIT BREAKER 3VA2 IEC FRAME 250 BREAKING CAPACITY CLASS C ICU=110KA @ 415 V 3-POLE,MOTOR STA | 1176.82
3VA2220-7MS32-0KC0 | CIRCUIT BREAKER 3VA2 IEC FRAME 250 BREAKING CAPACITY CLASS C ICU=110KA @ 415 V 3-POLE,MOTOR STA | 1211.63
3VA2220-7MS32-0KH0 | CIRCUIT BREAKER 3VA2 IEC FRAME 250 BREAKING CAPACITY CLASS C ICU=110KA @ 415 V 3-POLE,MOTOR STA | 1239.48
3VA2220-7MS32-0KL0 | CIRCUIT BREAKER 3VA2 IEC FRAME 250 BREAKING CAPACITY CLASS C ICU=110KA @ 415 V 3-POLE,MOTOR STA | 1288.23
3VA2463-5KP32-0AG0 | CIRCUIT BREAKER 3VA2 IEC FRAME 630 BREAKING CAPACITY CLASS M ICU=55KA @ 415 V 3-POLE, LINE PROT | 2687.87
3VA2463-5KP32-0AH0 | CIRCUIT BREAKER 3VA2 IEC FRAME 630 BREAKING CAPACITY CLASS M ICU=55KA @ 415 V 3-POLE, LINE PROT | 2687.87
3VA2463-5KP32-0AJ0 | CIRCUIT BREAKER 3VA2 IEC FRAME 630 BREAKING CAPACITY CLASS M ICU=55KA @ 415 V 3-POLE, LINE PROT | 2743.57
3VA2463-5KP32-0BA0 | CIRCUIT BREAKER 3VA2 IEC FRAME 630 BREAKING CAPACITY CLASS M ICU=55KA @ 415 V 3-POLE, LINE PROT | 2743.57
3VA2463-5KP32-0HH0 | CIRCUIT BREAKER 3VA2 IEC FRAME 630 BREAKING CAPACITY CLASS M ICU=55KA @ 415 V 3-POLE, LINE PROT | 2785.36
3VA2463-5KP32-0HL0 | CIRCUIT BREAKER 3VA2 IEC FRAME 630 BREAKING CAPACITY CLASS M ICU=55KA @ 415 V 3-POLE, LINE PROT | 2813.22
3VA2463-5KP32-0CH0 | CIRCUIT BREAKER 3VA2 IEC FRAME 630 BREAKING CAPACITY CLASS M ICU=55KA @ 415 V 3-POLE, LINE PROT | 2806.25
3VA2463-5KP32-0JA0 | CIRCUIT BREAKER 3VA2 IEC FRAME 630 BREAKING CAPACITY CLASS M ICU=55KA @ 415 V 3-POLE, LINE PROT | 2701.79
3VA2463-6HL32-0AB0 | CIRCUIT BREAKER 3VA2 IEC FRAME 630 BREAKING CAPACITY CLASS H ICU=85KA @ 415 V 3-POLE, LINE PROT | 2200.44
3VA2463-6HL32-0AC0 | CIRCUIT BREAKER 3VA2 IEC FRAME 630 BREAKING CAPACITY CLASS H ICU=85KA @ 415 V 3-POLE, LINE PROT | 2186.5
3VA2463-6HL32-0AD0 | CIRCUIT BREAKER 3VA2 IEC FRAME 630 BREAKING CAPACITY CLASS H ICU=85KA @ 415 V 3-POLE, LINE PROT | 2200.44
3VA2463-6HL32-0AE0 | CIRCUIT BREAKER 3VA2 IEC FRAME 630 BREAKING CAPACITY CLASS H ICU=85KA @ 415 V 3-POLE, LINE PROT | 2214.36
3VA2463-6JP32-0DA0 | CIRCUIT BREAKER 3VA2 IEC FRAME 630 BREAKING CAPACITY CLASS H ICU=85KA @ 415 V 3-POLE, LINE PROT | 2785.36
3VA2463-6JP32-0DC0 | CIRCUIT BREAKER 3VA2 IEC FRAME 630 BREAKING CAPACITY CLASS H ICU=85KA @ 415 V 3-POLE, LINE PROT | 2841.06
3VA2463-6JP32-0DH0 | CIRCUIT BREAKER 3VA2 IEC FRAME 630 BREAKING CAPACITY CLASS H ICU=85KA @ 415 V 3-POLE, LINE PROT | 2855
3VA2463-6JP32-0DL0 | CIRCUIT BREAKER 3VA2 IEC FRAME 630 BREAKING CAPACITY CLASS H ICU=85KA @ 415 V 3-POLE, LINE PROT | 2896.78
3VA2463-6JP32-0KL0 | CIRCUIT BREAKER 3VA2 IEC FRAME 630 BREAKING CAPACITY CLASS H ICU=85KA @ 415 V 3-POLE, LINE PROT | 2861.95
3VA2463-6JP42-0AA0 | CIRCUIT BREAKER 3VA2 IEC FRAME 630 BREAKING CAPACITY CLASS H ICU=85KA @ 415 V 4-POLE, LINE PROT | 2940.11
3VA2463-6JQ32-0AA0 | CIRCUIT BREAKER 3VA2 IEC FRAME 630 BREAKING CAPACITY CLASS H ICU=85KA @ 415 V 3-POLE, LINE PROT | 2555.04
3VA2463-6JQ32-0AB0 | CIRCUIT BREAKER 3VA2 IEC FRAME 630 BREAKING CAPACITY CLASS H ICU=85KA @ 415 V 3-POLE, LINE PROT | 2980.32
3VA2463-6JQ32-0AC0 | CIRCUIT BREAKER 3VA2 IEC FRAME 630 BREAKING CAPACITY CLASS H ICU=85KA @ 415 V 3-POLE, LINE PROT | 2959.45
3VA2463-6JQ32-0CL0 | CIRCUIT BREAKER 3VA2 IEC FRAME 630 BREAKING CAPACITY CLASS H ICU=85KA @ 415 V 3-POLE, LINE PROT | 3154.42
3VA2463-6JQ32-0DA0 | CIRCUIT BREAKER 3VA2 IEC FRAME 630 BREAKING CAPACITY CLASS H ICU=85KA @ 415 V 3-POLE, LINE PROT | 3036.04
3VA2463-6JQ32-0DC0 | CIRCUIT BREAKER 3VA2 IEC FRAME 630 BREAKING CAPACITY CLASS H ICU=85KA @ 415 V 3-POLE, LINE PROT | 3098.71
3VA2220-5MN32-0JA0 | CIRCUIT BREAKER 3VA2 IEC FRAME 250 BREAKING CAPACITY CLASS M ICU=55KA @ 415 V 3-POLE, MOTOR PRO | 1176.82
3VA2220-5MN32-0JC0 | CIRCUIT BREAKER 3VA2 IEC FRAME 250 BREAKING CAPACITY CLASS M ICU=55KA @ 415 V 3-POLE, MOTOR PRO | 1211.63
3VA2220-7MN32-0AF0 | CIRCUIT BREAKER 3VA2 IEC FRAME 250 BREAKING CAPACITY CLASS C ICU=110KA @ 415 V 3-POLE, MOTOR PR | 1336.98
3VA2220-7MN32-0AG0 | CIRCUIT BREAKER 3VA2 IEC FRAME 250 BREAKING CAPACITY CLASS C ICU=110KA @ 415 V 3-POLE, MOTOR PR | 1357.87
3VA2220-7MN32-0AH0 | CIRCUIT BREAKER 3VA2 IEC FRAME 250 BREAKING CAPACITY CLASS C ICU=110KA @ 415 V 3-POLE, MOTOR PR | 1357.87
3VA2220-7MN32-0AJ0 | CIRCUIT BREAKER 3VA2 IEC FRAME 250 BREAKING CAPACITY CLASS C ICU=110KA @ 415 V 3-POLE, MOTOR PR | 1385.71
3VA2220-7MN32-0BA0 | CIRCUIT BREAKER 3VA2 IEC FRAME 250 BREAKING CAPACITY CLASS C ICU=110KA @ 415 V 3-POLE, MOTOR PR | 1385.71
3VA2220-7MN32-0HH0 | CIRCUIT BREAKER 3VA2 IEC FRAME 250 BREAKING CAPACITY CLASS C ICU=110KA @ 415 V 3-POLE, MOTOR PR | 1455.35
3VA2220-7MN32-0HL0 | CIRCUIT BREAKER 3VA2 IEC FRAME 250 BREAKING CAPACITY CLASS C ICU=110KA @ 415 V 3-POLE, MOTOR PR | 1497.13
3VA2220-7MN32-0CH0 | CIRCUIT BREAKER 3VA2 IEC FRAME 250 BREAKING CAPACITY CLASS C ICU=110KA @ 415 V 3-POLE, MOTOR PR | 1490.16
3VA2220-7MN32-0JA0 | CIRCUIT BREAKER 3VA2 IEC FRAME 250 BREAKING CAPACITY CLASS C ICU=110KA @ 415 V 3-POLE, MOTOR PR | 1371.79
3VA2220-7MS32-0AE0 | CIRCUIT BREAKER 3VA2 IEC FRAME 250 BREAKING CAPACITY CLASS C ICU=110KA @ 415 V 3-POLE,MOTOR STA | 1183.77
3VA2220-7MS32-0AF0 | CIRCUIT BREAKER 3VA2 IEC FRAME 250 BREAKING CAPACITY CLASS C ICU=110KA @ 415 V 3-POLE,MOTOR STA | 1135.04
3VA2220-7MS32-0AG0 | CIRCUIT BREAKER 3VA2 IEC FRAME 250 BREAKING CAPACITY CLASS C ICU=110KA @ 415 V 3-POLE,MOTOR STA | 1148.96
3VA2220-7MS32-0AH0 | CIRCUIT BREAKER 3VA2 IEC FRAME 250 BREAKING CAPACITY CLASS C ICU=110KA @ 415 V 3-POLE,MOTOR STA | 1148.96
3VA2220-7MS32-0HA0 | CIRCUIT BREAKER 3VA2 IEC FRAME 250 BREAKING CAPACITY CLASS C ICU=110KA @ 415 V 3-POLE,MOTOR STA | 1176.82
3VA2220-7MS32-0HC0 | CIRCUIT BREAKER 3VA2 IEC FRAME 250 BREAKING CAPACITY CLASS C ICU=110KA @ 415 V 3-POLE,MOTOR STA | 1211.63
3VA2220-7MS32-0HH0 | CIRCUIT BREAKER 3VA2 IEC FRAME 250 BREAKING CAPACITY CLASS C ICU=110KA @ 415 V 3-POLE,MOTOR STA | 1239.48
3VA2220-7MS32-0HL0 | CIRCUIT BREAKER 3VA2 IEC FRAME 250 BREAKING CAPACITY CLASS C ICU=110KA @ 415 V 3-POLE,MOTOR STA | 1288.23
3VA2220-7MS32-0CH0 | CIRCUIT BREAKER 3VA2 IEC FRAME 250 BREAKING CAPACITY CLASS C ICU=110KA @ 415 V 3-POLE,MOTOR STA | 1267.34
3VA2463-5JQ32-0KH0 | CIRCUIT BREAKER 3VA2 IEC FRAME 630 BREAKING CAPACITY CLASS M ICU=55KA @ 415 V 3-POLE, LINE PROT | 2841.06
3VA2463-5JQ32-0KL0 | CIRCUIT BREAKER 3VA2 IEC FRAME 630 BREAKING CAPACITY CLASS M ICU=55KA @ 415 V 3-POLE, LINE PROT | 2861.95
3VA2463-5JQ42-0AA0 | CIRCUIT BREAKER 3VA2 IEC FRAME 630 BREAKING CAPACITY CLASS M ICU=55KA @ 415 V 4-POLE, LINE PROT | 2872.89
3VA2463-5KP32-0AA0 | CIRCUIT BREAKER 3VA2 IEC FRAME 630 BREAKING CAPACITY CLASS M ICU=55KA @ 415 V 3-POLE, LINE PROT | 2279.98
3VA2463-5KP32-0CC0 | CIRCUIT BREAKER 3VA2 IEC FRAME 630 BREAKING CAPACITY CLASS M ICU=55KA @ 415 V 3-POLE, LINE PROT | 2785.36
3VA2463-5KP32-0CL0 | CIRCUIT BREAKER 3VA2 IEC FRAME 630 BREAKING CAPACITY CLASS M ICU=55KA @ 415 V 3-POLE, LINE PROT | 2848.03
3VA2463-5KP32-0DA0 | CIRCUIT BREAKER 3VA2 IEC FRAME 630 BREAKING CAPACITY CLASS M ICU=55KA @ 415 V 3-POLE, LINE PROT | 2743.57
3VA2463-5KP32-0DC0 | CIRCUIT BREAKER 3VA2 IEC FRAME 630 BREAKING CAPACITY CLASS M ICU=55KA @ 415 V 3-POLE, LINE PROT | 2785.36
3VA2463-5KP32-0KH0 | CIRCUIT BREAKER 3VA2 IEC FRAME 630 BREAKING CAPACITY CLASS M ICU=55KA @ 415 V 3-POLE, LINE PROT | 2785.36
3VA2463-5KP32-0KL0 | CIRCUIT BREAKER 3VA2 IEC FRAME 630 BREAKING CAPACITY CLASS M ICU=55KA @ 415 V 3-POLE, LINE PROT | 2813.22
3VA2440-5MN32-0AD0 | CIRCUIT BREAKER 3VA2 IEC FRAME 630 BREAKING CAPACITY CLASS M ICU=55KA @ 415 V 3-POLE, MOTOR PRO | 2179.55
3VA2440-5MN32-0BC0 | CIRCUIT BREAKER 3VA2 IEC FRAME 630 BREAKING CAPACITY CLASS M ICU=55KA @ 415 V 3-POLE, MOTOR PRO | 2277.03
3VA2440-5MN32-0BL0 | CIRCUIT BREAKER 3VA2 IEC FRAME 630 BREAKING CAPACITY CLASS M ICU=55KA @ 415 V 3-POLE, MOTOR PRO | 2332.73
3VA2440-5MN32-0DC0 | CIRCUIT BREAKER 3VA2 IEC FRAME 630 BREAKING CAPACITY CLASS M ICU=55KA @ 415 V 3-POLE, MOTOR PRO | 2277.03
3VA2440-5MN32-0DL0 | CIRCUIT BREAKER 3VA2 IEC FRAME 630 BREAKING CAPACITY CLASS M ICU=55KA @ 415 V 3-POLE, MOTOR PRO | 2332.73
3VA2440-5MN32-0JC0 | CIRCUIT BREAKER 3VA2 IEC FRAME 630 BREAKING CAPACITY CLASS M ICU=55KA @ 415 V 3-POLE, MOTOR PRO | 2263.11
3VA2440-5MN32-0JL0 | CIRCUIT BREAKER 3VA2 IEC FRAME 630 BREAKING CAPACITY CLASS M ICU=55KA @ 415 V 3-POLE, MOTOR PRO | 2304.87
3VA2440-6HK42-0AA0 | CIRCUIT BREAKER 3VA2 IEC FRAME 630 BREAKING CAPACITY CLASS H ICU=85KA @ 415 V 4-POLE, LINE PROT | 2475.56
3VA2440-7HK42-0AA0 | CIRCUIT BREAKER 3VA2 IEC FRAME 630 BREAKING CAPACITY CLASS C ICU=110KA @ 415 V 4-POLE, LINE PRO | 2701.73
3VA2440-7MS32-0AA0 | CIRCUIT BREAKER 3VA2 IEC FRAME 630 BREAKING CAPACITY CLASS C ICU=110KA @ 415 V 3-POLE,MOTOR STA | 1650.37
3VA2450-5HK42-0AA0 | CIRCUIT BREAKER 3VA2 IEC FRAME 630 BREAKING CAPACITY CLASS M ICU=55KA @ 415 V 4-POLE, LINE PROT | 2176.06
3VA2450-5MN32-0AF0 | CIRCUIT BREAKER 3VA2 IEC FRAME 630 BREAKING CAPACITY CLASS M ICU=55KA @ 415 V 3-POLE, MOTOR PRO | 2458.08
3VA2450-5MN32-0AH0 | CIRCUIT BREAKER 3VA2 IEC FRAME 630 BREAKING CAPACITY CLASS M ICU=55KA @ 415 V 3-POLE, MOTOR PRO | 2472
3VA2450-5MN32-0CC0 | CIRCUIT BREAKER 3VA2 IEC FRAME 630 BREAKING CAPACITY CLASS M ICU=55KA @ 415 V 3-POLE, MOTOR PRO | 2555.56
3VA2450-5MN32-0DA0 | CIRCUIT BREAKER 3VA2 IEC FRAME 630 BREAKING CAPACITY CLASS M ICU=55KA @ 415 V 3-POLE, MOTOR PRO | 2513.78
3VA2450-5MN32-0HC0 | CIRCUIT BREAKER 3VA2 IEC FRAME 630 BREAKING CAPACITY CLASS M ICU=55KA @ 415 V 3-POLE, MOTOR PRO | 2541.64
3VA2450-5MN32-0HL0 | CIRCUIT BREAKER 3VA2 IEC FRAME 630 BREAKING CAPACITY CLASS M ICU=55KA @ 415 V 3-POLE, MOTOR PRO | 2583.42
3VA2450-5MN32-0KC0 | CIRCUIT BREAKER 3VA2 IEC FRAME 630 BREAKING CAPACITY CLASS M ICU=55KA @ 415 V 3-POLE, MOTOR PRO | 2541.64
3VA2463-6KP32-0AG0 | CIRCUIT BREAKER 3VA2 IEC FRAME 630 BREAKING CAPACITY CLASS H ICU=85KA @ 415 V 3-POLE, LINE PROT | 2938.56
3VA2463-6KP32-0CA0 | CIRCUIT BREAKER 3VA2 IEC FRAME 630 BREAKING CAPACITY CLASS H ICU=85KA @ 415 V 3-POLE, LINE PROT | 2980.32
3VA2463-6KP32-0CL0 | CIRCUIT BREAKER 3VA2 IEC FRAME 630 BREAKING CAPACITY CLASS H ICU=85KA @ 415 V 3-POLE, LINE PROT | 3112.63
3VA2463-6KP32-0HA0 | CIRCUIT BREAKER 3VA2 IEC FRAME 630 BREAKING CAPACITY CLASS H ICU=85KA @ 415 V 3-POLE, LINE PROT | 2952.48
3VA2463-6KP32-0HH0 | CIRCUIT BREAKER 3VA2 IEC FRAME 630 BREAKING CAPACITY CLASS H ICU=85KA @ 415 V 3-POLE, LINE PROT | 3049.96
3VA2463-6KP32-0KA0 | CIRCUIT BREAKER 3VA2 IEC FRAME 630 BREAKING CAPACITY CLASS H ICU=85KA @ 415 V 3-POLE, LINE PROT | 2952.48
3VA2463-6KP32-0KH0 | CIRCUIT BREAKER 3VA2 IEC FRAME 630 BREAKING CAPACITY CLASS H ICU=85KA @ 415 V 3-POLE, LINE PROT | 3049.96
3VA2463-7HK42-0AA0 | CIRCUIT BREAKER 3VA2 IEC FRAME 630 BREAKING CAPACITY CLASS C ICU=110KA @ 415 V 4-POLE, LINE PRO | 2701.73
3VA2463-7HL32-0AB0 | CIRCUIT BREAKER 3VA2 IEC FRAME 630 BREAKING CAPACITY CLASS C ICU=110KA @ 415 V 3-POLE, LINE PRO | 2367.55
3VA2463-7HL32-0AG0 | CIRCUIT BREAKER 3VA2 IEC FRAME 630 BREAKING CAPACITY CLASS C ICU=110KA @ 415 V 3-POLE, LINE PRO | 2367.55
3VA2463-7HL32-0AJ0 | CIRCUIT BREAKER 3VA2 IEC FRAME 630 BREAKING CAPACITY CLASS C ICU=110KA @ 415 V 3-POLE, LINE PRO | 2430.22
3VA2463-7HL32-0BC0 | CIRCUIT BREAKER 3VA2 IEC FRAME 630 BREAKING CAPACITY CLASS C ICU=110KA @ 415 V 3-POLE, LINE PRO | 2472
3VA2463-6JQ32-0DH0 | CIRCUIT BREAKER 3VA2 IEC FRAME 630 BREAKING CAPACITY CLASS H ICU=85KA @ 415 V 3-POLE, LINE PROT | 3112.63
3VA2463-6JQ32-0KL0 | CIRCUIT BREAKER 3VA2 IEC FRAME 630 BREAKING CAPACITY CLASS H ICU=85KA @ 415 V 3-POLE, LINE PROT | 3119.6
3VA2463-6JQ42-0AA0 | CIRCUIT BREAKER 3VA2 IEC FRAME 630 BREAKING CAPACITY CLASS H ICU=85KA @ 415 V 4-POLE, LINE PROT | 3184.61
3VA2463-6KP32-0AA0 | CIRCUIT BREAKER 3VA2 IEC FRAME 630 BREAKING CAPACITY CLASS H ICU=85KA @ 415 V 3-POLE, LINE PROT | 2524.46
3VA2463-6KP32-0AB0 | CIRCUIT BREAKER 3VA2 IEC FRAME 630 BREAKING CAPACITY CLASS H ICU=85KA @ 415 V 3-POLE, LINE PROT | 2938.56
3VA2440-5MN32-0AF0 | CIRCUIT BREAKER 3VA2 IEC FRAME 630 BREAKING CAPACITY CLASS M ICU=55KA @ 415 V 3-POLE, MOTOR PRO | 2158.66
3VA2440-5MN32-0AG0 | CIRCUIT BREAKER 3VA2 IEC FRAME 630 BREAKING CAPACITY CLASS M ICU=55KA @ 415 V 3-POLE, MOTOR PRO | 2179.55
3VA2440-5MN32-0AH0 | CIRCUIT BREAKER 3VA2 IEC FRAME 630 BREAKING CAPACITY CLASS M ICU=55KA @ 415 V 3-POLE, MOTOR PRO | 2179.55
3VA2440-5MN32-0AJ0 | CIRCUIT BREAKER 3VA2 IEC FRAME 630 BREAKING CAPACITY CLASS M ICU=55KA @ 415 V 3-POLE, MOTOR PRO | 2207.39
3VA2440-5MN32-0HC0 | CIRCUIT BREAKER 3VA2 IEC FRAME 630 BREAKING CAPACITY CLASS M ICU=55KA @ 415 V 3-POLE, MOTOR PRO | 2263.11
3VA2440-5MN32-0HH0 | CIRCUIT BREAKER 3VA2 IEC FRAME 630 BREAKING CAPACITY CLASS M ICU=55KA @ 415 V 3-POLE, MOTOR PRO | 2277.03
3VA2440-5MN32-0HL0 | CIRCUIT BREAKER 3VA2 IEC FRAME 630 BREAKING CAPACITY CLASS M ICU=55KA @ 415 V 3-POLE, MOTOR PRO | 2304.87
3VA2440-5MN32-0CH0 | CIRCUIT BREAKER 3VA2 IEC FRAME 630 BREAKING CAPACITY CLASS M ICU=55KA @ 415 V 3-POLE, MOTOR PRO | 2297.92
3VA2440-7MN32-0AA0 | CIRCUIT BREAKER 3VA2 IEC FRAME 630 BREAKING CAPACITY CLASS C ICU=110KA @ 415 V 3-POLE, MOTOR PR | 2169.94
3VA2440-7MN32-0AB0 | CIRCUIT BREAKER 3VA2 IEC FRAME 630 BREAKING CAPACITY CLASS C ICU=110KA @ 415 V 3-POLE, MOTOR PR | 2541.64
3VA2440-7MQ32-0AA0 | CIRCUIT BREAKER 3VA2 IEC FRAME 630 BREAKING CAPACITY CLASS C ICU=110KA @ 415 V 3-POLE, MOTOR PR | 2396.1
3VA2440-7MQ32-0KK0 | CIRCUIT BREAKER 3VA2 IEC FRAME 630 BREAKING CAPACITY CLASS C ICU=110KA @ 415 V 3-POLE, MOTOR PR | 2875.89
3VA2450-5MN32-0BA0 | CIRCUIT BREAKER 3VA2 IEC FRAME 630 BREAKING CAPACITY CLASS M ICU=55KA @ 415 V 3-POLE, MOTOR PRO | 2513.78
3VA2450-5MN32-0BC0 | CIRCUIT BREAKER 3VA2 IEC FRAME 630 BREAKING CAPACITY CLASS M ICU=55KA @ 415 V 3-POLE, MOTOR PRO | 2555.56
3VA2450-5MN32-0BH0 | CIRCUIT BREAKER 3VA2 IEC FRAME 630 BREAKING CAPACITY CLASS M ICU=55KA @ 415 V 3-POLE, MOTOR PRO | 2576.45
3VA2450-5MN32-0BL0 | CIRCUIT BREAKER 3VA2 IEC FRAME 630 BREAKING CAPACITY CLASS M ICU=55KA @ 415 V 3-POLE, MOTOR PRO | 2604.31
3VA2450-5MN32-0JA0 | CIRCUIT BREAKER 3VA2 IEC FRAME 630 BREAKING CAPACITY CLASS M ICU=55KA @ 415 V 3-POLE, MOTOR PRO | 2485.94
3VA2450-5MN32-0JC0 | CIRCUIT BREAKER 3VA2 IEC FRAME 630 BREAKING CAPACITY CLASS M ICU=55KA @ 415 V 3-POLE, MOTOR PRO | 2541.64
3VA2450-5MN32-0JH0 | CIRCUIT BREAKER 3VA2 IEC FRAME 630 BREAKING CAPACITY CLASS M ICU=55KA @ 415 V 3-POLE, MOTOR PRO | 2555.56
3VA2450-5MN32-0JL0 | CIRCUIT BREAKER 3VA2 IEC FRAME 630 BREAKING CAPACITY CLASS M ICU=55KA @ 415 V 3-POLE, MOTOR PRO | 2583.42
3VA2450-5MN32-0KA0 | CIRCUIT BREAKER 3VA2 IEC FRAME 630 BREAKING CAPACITY CLASS M ICU=55KA @ 415 V 3-POLE, MOTOR PRO | 2485.94
3VA2463-6KP32-0DA0 | CIRCUIT BREAKER 3VA2 IEC FRAME 630 BREAKING CAPACITY CLASS H ICU=85KA @ 415 V 3-POLE, LINE PROT | 2980.32
3VA2463-6KP32-0DC0 | CIRCUIT BREAKER 3VA2 IEC FRAME 630 BREAKING CAPACITY CLASS H ICU=85KA @ 415 V 3-POLE, LINE PROT | 3049.96
3VA2463-6KP32-0DH0 | CIRCUIT BREAKER 3VA2 IEC FRAME 630 BREAKING CAPACITY CLASS H ICU=85KA @ 415 V 3-POLE, LINE PROT | 3077.82
3VA2463-6KP32-0DL0 | CIRCUIT BREAKER 3VA2 IEC FRAME 630 BREAKING CAPACITY CLASS H ICU=85KA @ 415 V 3-POLE, LINE PROT | 3112.63
3VA2463-6JP32-0HC0 | CIRCUIT BREAKER 3VA2 IEC FRAME 630 BREAKING CAPACITY CLASS H ICU=85KA @ 415 V 3-POLE, LINE PROT | 2806.25
3VA2463-6JP32-0HL0 | CIRCUIT BREAKER 3VA2 IEC FRAME 630 BREAKING CAPACITY CLASS H ICU=85KA @ 415 V 3-POLE, LINE PROT | 2861.95
3VA2463-6JP32-0JL0 | CIRCUIT BREAKER 3VA2 IEC FRAME 630 BREAKING CAPACITY CLASS H ICU=85KA @ 415 V 3-POLE, LINE PROT | 2861.95
3VA2463-6JP32-0KC0 | CIRCUIT BREAKER 3VA2 IEC FRAME 630 BREAKING CAPACITY CLASS H ICU=85KA @ 415 V 3-POLE, LINE PROT | 2806.25
3VA2463-6JQ32-0AD0 | CIRCUIT BREAKER 3VA2 IEC FRAME 630 BREAKING CAPACITY CLASS H ICU=85KA @ 415 V 3-POLE, LINE PROT | 2980.32
3VA2463-6JQ32-0AF0 | CIRCUIT BREAKER 3VA2 IEC FRAME 630 BREAKING CAPACITY CLASS H ICU=85KA @ 415 V 3-POLE, LINE PROT | 2959.45
3VA2463-6JQ32-0BL0 | CIRCUIT BREAKER 3VA2 IEC FRAME 630 BREAKING CAPACITY CLASS H ICU=85KA @ 415 V 3-POLE, LINE PROT | 3154.42
3VA2463-6JQ32-0CC0 | CIRCUIT BREAKER 3VA2 IEC FRAME 630 BREAKING CAPACITY CLASS H ICU=85KA @ 415 V 3-POLE, LINE PROT | 3098.71
3VA2463-6JQ32-0DL0 | CIRCUIT BREAKER 3VA2 IEC FRAME 630 BREAKING CAPACITY CLASS H ICU=85KA @ 415 V 3-POLE, LINE PROT | 3154.42
3VA2463-6JQ32-0HC0 | CIRCUIT BREAKER 3VA2 IEC FRAME 630 BREAKING CAPACITY CLASS H ICU=85KA @ 415 V 3-POLE, LINE PROT | 3070.85
3VA2463-6JQ32-0JL0 | CIRCUIT BREAKER 3VA2 IEC FRAME 630 BREAKING CAPACITY CLASS H ICU=85KA @ 415 V 3-POLE, LINE PROT | 3119.6
3VA2463-6JQ32-0KC0 | CIRCUIT BREAKER 3VA2 IEC FRAME 630 BREAKING CAPACITY CLASS H ICU=85KA @ 415 V 3-POLE, LINE PROT | 3070.85
3VA2463-6KP32-0AD0 | CIRCUIT BREAKER 3VA2 IEC FRAME 630 BREAKING CAPACITY CLASS H ICU=85KA @ 415 V 3-POLE, LINE PROT | 2938.56
3VA2440-5HK32-0AA0 | CIRCUIT BREAKER 3VA2 IEC FRAME 630 BREAKING CAPACITY CLASS M ICU=55KA @ 415 V 3-POLE, LINE PROT | 1652.76
3VA2440-5MN32-0AA0 | CIRCUIT BREAKER 3VA2 IEC FRAME 630 BREAKING CAPACITY CLASS M ICU=55KA @ 415 V 3-POLE, MOTOR PRO | 1839.87
3VA2440-5MN32-0AC0 | CIRCUIT BREAKER 3VA2 IEC FRAME 630 BREAKING CAPACITY CLASS M ICU=55KA @ 415 V 3-POLE, MOTOR PRO | 2158.66
3VA2440-5MN32-0AE0 | CIRCUIT BREAKER 3VA2 IEC FRAME 630 BREAKING CAPACITY CLASS M ICU=55KA @ 415 V 3-POLE, MOTOR PRO | 2200.44
3VA2440-5MN32-0BA0 | CIRCUIT BREAKER 3VA2 IEC FRAME 630 BREAKING CAPACITY CLASS M ICU=55KA @ 415 V 3-POLE, MOTOR PRO | 2207.39
3VA2440-5MN32-0BH0 | CIRCUIT BREAKER 3VA2 IEC FRAME 630 BREAKING CAPACITY CLASS M ICU=55KA @ 415 V 3-POLE, MOTOR PRO | 2297.92
3VA2440-5MN32-0DH0 | CIRCUIT BREAKER 3VA2 IEC FRAME 630 BREAKING CAPACITY CLASS M ICU=55KA @ 415 V 3-POLE, MOTOR PRO | 2297.92
3VA2440-5MN32-0HA0 | CIRCUIT BREAKER 3VA2 IEC FRAME 630 BREAKING CAPACITY CLASS M ICU=55KA @ 415 V 3-POLE, MOTOR PRO | 2193.47
3VA2440-5MN32-0JA0 | CIRCUIT BREAKER 3VA2 IEC FRAME 630 BREAKING CAPACITY CLASS M ICU=55KA @ 415 V 3-POLE, MOTOR PRO | 2193.47
3VA2440-5MN32-0JH0 | CIRCUIT BREAKER 3VA2 IEC FRAME 630 BREAKING CAPACITY CLASS M ICU=55KA @ 415 V 3-POLE, MOTOR PRO | 2277.03
3VA2440-5MN32-0KA0 | CIRCUIT BREAKER 3VA2 IEC FRAME 630 BREAKING CAPACITY CLASS M ICU=55KA @ 415 V 3-POLE, MOTOR PRO | 2193.47
3VA2440-6HK32-0AA0 | CIRCUIT BREAKER 3VA2 IEC FRAME 630 BREAKING CAPACITY CLASS H ICU=85KA @ 415 V 3-POLE, LINE PROT | 1851.12
3VA2440-7HK32-0AA0 | CIRCUIT BREAKER 3VA2 IEC FRAME 630 BREAKING CAPACITY CLASS C ICU=110KA @ 415 V 3-POLE, LINE PRO | 2023.22
3VA2450-5HK32-0AA0 | CIRCUIT BREAKER 3VA2 IEC FRAME 630 BREAKING CAPACITY CLASS M ICU=55KA @ 415 V 3-POLE, LINE PROT | 1662.6
3VA2450-5JP32-0AF0 | CIRCUIT BREAKER 3VA2 IEC FRAME 630 BREAKING CAPACITY CLASS M ICU=55KA @ 415 V 3-POLE, LINE PROT | 2458.08
3VA2450-5MN32-0AG0 | CIRCUIT BREAKER 3VA2 IEC FRAME 630 BREAKING CAPACITY CLASS M ICU=55KA @ 415 V 3-POLE, MOTOR PRO | 2472
3VA2450-5MN32-0AJ0 | CIRCUIT BREAKER 3VA2 IEC FRAME 630 BREAKING CAPACITY CLASS M ICU=55KA @ 415 V 3-POLE, MOTOR PRO | 2513.78
3VA2463-5KP42-0AA0 | CIRCUIT BREAKER 3VA2 IEC FRAME 630 BREAKING CAPACITY CLASS M ICU=55KA @ 415 V 4-POLE, LINE PROT | 2830.09
3VA2463-5KQ32-0AA0 | CIRCUIT BREAKER 3VA2 IEC FRAME 630 BREAKING CAPACITY CLASS M ICU=55KA @ 415 V 3-POLE, LINE PROT | 2438.89
3VA2463-6HL32-0BA0 | CIRCUIT BREAKER 3VA2 IEC FRAME 630 BREAKING CAPACITY CLASS H ICU=85KA @ 415 V 3-POLE, LINE PROT | 2263.11
3VA2463-6HL32-0BC0 | CIRCUIT BREAKER 3VA2 IEC FRAME 630 BREAKING CAPACITY CLASS H ICU=85KA @ 415 V 3-POLE, LINE PROT | 2297.92
3VA2463-6HL32-0BH0 | CIRCUIT BREAKER 3VA2 IEC FRAME 630 BREAKING CAPACITY CLASS H ICU=85KA @ 415 V 3-POLE, LINE PROT | 2311.84
3VA2463-6HL32-0BL0 | CIRCUIT BREAKER 3VA2 IEC FRAME 630 BREAKING CAPACITY CLASS H ICU=85KA @ 415 V 3-POLE, LINE PROT | 2360.59
3VA2463-6HL32-0CA0 | CIRCUIT BREAKER 3VA2 IEC FRAME 630 BREAKING CAPACITY CLASS H ICU=85KA @ 415 V 3-POLE, LINE PROT | 2263.11
3VA2463-6JP32-0CH0 | CIRCUIT BREAKER 3VA2 IEC FRAME 630 BREAKING CAPACITY CLASS H ICU=85KA @ 415 V 3-POLE, LINE PROT | 2855
3VA2463-6JP32-0JA0 | CIRCUIT BREAKER 3VA2 IEC FRAME 630 BREAKING CAPACITY CLASS H ICU=85KA @ 415 V 3-POLE, LINE PROT | 2757.5
3VA2463-6JP32-0JC0 | CIRCUIT BREAKER 3VA2 IEC FRAME 630 BREAKING CAPACITY CLASS H ICU=85KA @ 415 V 3-POLE, LINE PROT | 2806.25
3VA2463-6JP32-0JH0 | CIRCUIT BREAKER 3VA2 IEC FRAME 630 BREAKING CAPACITY CLASS H ICU=85KA @ 415 V 3-POLE, LINE PROT | 2841.06
3VA2463-6JQ32-0AH0 | CIRCUIT BREAKER 3VA2 IEC FRAME 630 BREAKING CAPACITY CLASS H ICU=85KA @ 415 V 3-POLE, LINE PROT | 2980.32
3VA2463-6JQ32-0AJ0 | CIRCUIT BREAKER 3VA2 IEC FRAME 630 BREAKING CAPACITY CLASS H ICU=85KA @ 415 V 3-POLE, LINE PROT | 3036.04
3VA2463-6JQ32-0BA0 | CIRCUIT BREAKER 3VA2 IEC FRAME 630 BREAKING CAPACITY CLASS H ICU=85KA @ 415 V 3-POLE, LINE PROT | 3036.04
3VA2463-6JQ32-0BC0 | CIRCUIT BREAKER 3VA2 IEC FRAME 630 BREAKING CAPACITY CLASS H ICU=85KA @ 415 V 3-POLE, LINE PROT | 3098.71
3VA2463-6JQ32-0HL0 | CIRCUIT BREAKER 3VA2 IEC FRAME 630 BREAKING CAPACITY CLASS H ICU=85KA @ 415 V 3-POLE, LINE PROT | 3119.6
3VA2463-6JQ32-0CH0 | CIRCUIT BREAKER 3VA2 IEC FRAME 630 BREAKING CAPACITY CLASS H ICU=85KA @ 415 V 3-POLE, LINE PROT | 3112.63
3VA2463-6JQ32-0JA0 | CIRCUIT BREAKER 3VA2 IEC FRAME 630 BREAKING CAPACITY CLASS H ICU=85KA @ 415 V 3-POLE, LINE PROT | 2987.29
3VA2463-6JQ32-0JC0 | CIRCUIT BREAKER 3VA2 IEC FRAME 630 BREAKING CAPACITY CLASS H ICU=85KA @ 415 V 3-POLE, LINE PROT | 3070.85
3VA2463-6JQ32-0JH0 | CIRCUIT BREAKER 3VA2 IEC FRAME 630 BREAKING CAPACITY CLASS H ICU=85KA @ 415 V 3-POLE, LINE PROT | 3098.71
3VA2440-5HK42-0AA0 | CIRCUIT BREAKER 3VA2 IEC FRAME 630 BREAKING CAPACITY CLASS M ICU=55KA @ 415 V 4-POLE, LINE PROT | 2176.06
3VA2440-5HN32-0BJ0 | CIRCUIT BREAKER 3VA2 IEC FRAME 630 BREAKING CAPACITY CLASS M ICU=55KA @ 415 V 3-POLE, LINE PROT | 2193.47
3VA2440-5HN32-0LJ0 | CIRCUIT BREAKER 3VA2 IEC FRAME 630 BREAKING CAPACITY CLASS M ICU=55KA @ 415 V 3-POLE, LINE PROT | 2290.95
3VA2440-5KQ32-0DF0 | CIRCUIT BREAKER 3VA2 IEC FRAME 630 BREAKING CAPACITY CLASS M ICU=55KA @ 415 V 3-POLE, LINE PROT | 2931.59
3VA2440-5MN32-0CA0 | CIRCUIT BREAKER 3VA2 IEC FRAME 630 BREAKING CAPACITY CLASS M ICU=55KA @ 415 V 3-POLE, MOTOR PRO | 2207.39
3VA2440-5MN32-0CC0 | CIRCUIT BREAKER 3VA2 IEC FRAME 630 BREAKING CAPACITY CLASS M ICU=55KA @ 415 V 3-POLE, MOTOR PRO | 2277.03
3VA2440-5MN32-0CL0 | CIRCUIT BREAKER 3VA2 IEC FRAME 630 BREAKING CAPACITY CLASS M ICU=55KA @ 415 V 3-POLE, MOTOR PRO | 2332.73
3VA2440-5MN32-0DA0 | CIRCUIT BREAKER 3VA2 IEC FRAME 630 BREAKING CAPACITY CLASS M ICU=55KA @ 415 V 3-POLE, MOTOR PRO | 2207.39
3VA2440-5MN32-0KC0 | CIRCUIT BREAKER 3VA2 IEC FRAME 630 BREAKING CAPACITY CLASS M ICU=55KA @ 415 V 3-POLE, MOTOR PRO | 2263.11
3VA2440-5MN32-0KH0 | CIRCUIT BREAKER 3VA2 IEC FRAME 630 BREAKING CAPACITY CLASS M ICU=55KA @ 415 V 3-POLE, MOTOR PRO | 2277.03
3VA2463-7HL32-0CL0 | CIRCUIT BREAKER 3VA2 IEC FRAME 630 BREAKING CAPACITY CLASS C ICU=110KA @ 415 V 3-POLE, LINE PRO | 2534.67
3VA2463-7HL32-0DC0 | CIRCUIT BREAKER 3VA2 IEC FRAME 630 BREAKING CAPACITY CLASS C ICU=110KA @ 415 V 3-POLE, LINE PRO | 2472
3VA2463-7HL32-0CH0 | CIRCUIT BREAKER 3VA2 IEC FRAME 630 BREAKING CAPACITY CLASS C ICU=110KA @ 415 V 3-POLE, LINE PRO | 2485.94
3VA2463-7HL32-0JC0 | CIRCUIT BREAKER 3VA2 IEC FRAME 630 BREAKING CAPACITY CLASS C ICU=110KA @ 415 V 3-POLE, LINE PRO | 2451.11
3VA2463-7HL32-0KH0 | CIRCUIT BREAKER 3VA2 IEC FRAME 630 BREAKING CAPACITY CLASS C ICU=110KA @ 415 V 3-POLE, LINE PRO | 2472
3VA2463-7HL42-0AA0 | CIRCUIT BREAKER 3VA2 IEC FRAME 630 BREAKING CAPACITY CLASS C ICU=110KA @ 415 V 4-POLE, LINE PRO | 2701.73
3VA2463-7HM42-0AA0 | CIRCUIT BREAKER 3VA2 IEC FRAME 630 BREAKING CAPACITY CLASS C ICU=110KA @ 415 V 4-POLE, LINE PRO | 2909.56
3VA2463-7HN32-0AE0 | CIRCUIT BREAKER 3VA2 IEC FRAME 630 BREAKING CAPACITY CLASS C ICU=110KA @ 415 V 3-POLE, LINE PRO | 2506.83
3VA2463-7HN32-0AG0 | CIRCUIT BREAKER 3VA2 IEC FRAME 630 BREAKING CAPACITY CLASS C ICU=110KA @ 415 V 3-POLE, LINE PRO | 2478.97
3VA2463-7HN32-0CA0 | CIRCUIT BREAKER 3VA2 IEC FRAME 630 BREAKING CAPACITY CLASS C ICU=110KA @ 415 V 3-POLE, LINE PRO | 2527.72
3VA2463-7HN32-0CL0 | CIRCUIT BREAKER 3VA2 IEC FRAME 630 BREAKING CAPACITY CLASS C ICU=110KA @ 415 V 3-POLE, LINE PRO | 2618.23
3VA2463-7HN32-0HA0 | CIRCUIT BREAKER 3VA2 IEC FRAME 630 BREAKING CAPACITY CLASS C ICU=110KA @ 415 V 3-POLE, LINE PRO | 2485.94
3VA2463-7HN32-0HH0 | CIRCUIT BREAKER 3VA2 IEC FRAME 630 BREAKING CAPACITY CLASS C ICU=110KA @ 415 V 3-POLE, LINE PRO | 2562.53
3VA2463-7HN32-0CH0 | CIRCUIT BREAKER 3VA2 IEC FRAME 630 BREAKING CAPACITY CLASS C ICU=110KA @ 415 V 3-POLE, LINE PRO | 2576.45
3VA2463-7HN32-0KA0 | CIRCUIT BREAKER 3VA2 IEC FRAME 630 BREAKING CAPACITY CLASS C ICU=110KA @ 415 V 3-POLE, LINE PRO | 2485.94
3VA2463-7HN32-0KH0 | CIRCUIT BREAKER 3VA2 IEC FRAME 630 BREAKING CAPACITY CLASS C ICU=110KA @ 415 V 3-POLE, LINE PRO | 2562.53
3VA2463-7KP32-0AA0 | CIRCUIT BREAKER 3VA2 IEC FRAME 630 BREAKING CAPACITY CLASS C ICU=110KA @ 415 V 3-POLE, LINE PRO | 2695.62
3VA2463-7KQ32-0AA0 | CIRCUIT BREAKER 3VA2 IEC FRAME 630 BREAKING CAPACITY CLASS C ICU=110KA @ 415 V 3-POLE, LINE PRO | 2811.76
3VA9088-0LB10 | LOCKING DEVICE FOR TOGGLE HANDLE ACCESSORY FOR: 3VA1 100/160 | 31.78
3VA9088-0VM10 | REAR INTERLOCK WALKING BEAM ACCESSORY FOR: 3VA1 160 3VA2 100/160/250/400/630 3VA2/3 100/160/250 | 195.28
3VA9257-0KB02 | CABLE CAGE FOR PLUG-IN AND DRAW-OUT, ACCESSORY FOR: CIRCUIT BREAKER, 3 AND 4 POLE 3VA1 250 AND 3 | 8.31
3VA9257-0KP81 | AUTOTRIP PLUNGER ACCESSORY FOR PLUG-IN SOCKETS 3VA1 250 | 28.77
3VA9257-0PK51 | SIDE MOUNTED ROTARY OPERATOR STANDARD IEC IP65 WITH MOUNTING PLATE ACCESSORY FOR 3VA1/5 250 | 138.92
3VA9257-0PK55 | SIDE MOUNTED ROTARY OPERATOR EMERGENCY-STOP IEC IP65 WITH MOUNTING PLATE ACCESSORY FOR 3VA1/5 2 | 159.73
3VA9263-0JA12 | BOX TERMINAL 3 PCS. ACCESSORY FOR: 3VA2 250 | 17.8
3VA9263-0JC13 | CIRCULAR CONDUCTOR TERMINAL 2 CABLES WITH AUXILIARY CONDUCTOR 3 PCS. ACCESSORY FOR: PLUG-IN / D | 60.73
3VA9263-0QC00 | FRONT CONNECTION BARS BROADENED 3 PCS ACCESSORY FOR: 3VA2 100/160/250 | 45.62
3VA9264-0JA12 | BOX TERMINAL 4 PCS. ACCESSORY FOR: 3VA2 250 | 23.47
3VA9264-0QC00 | FRONT CONNECTION BARS BROADENED 4 PCS ACCESSORY FOR: 3VA2 100/160/250 | 61.28
3VA9267-0EK11 | FRONT MOUNTED ROTARY OPERATOR STANDARD IEC IP30/40 ACCESSORY FOR 3VA2 100/160/250 | 41.88
3VA9267-0EK27 | FRONT MOUNTED ROTARY OPERATOR EMERGENCY-STOP WITH DOOR INTERLOCKING IEC IP30/40 ILLUMINATION KIT | 120.34
3VA9267-0FK23 | DOOR MOUNTED ROTARY OPERATOR STANDARD IEC IP65 WITH DOOR INTERLOCKING ILLUMINATION KIT 24 V DC | 111.6
3VA2463-6KP42-0AA0 | CIRCUIT BREAKER 3VA2 IEC FRAME 630 BREAKING CAPACITY CLASS H ICU=85KA @ 415 V 4-POLE, LINE PROT | 3147.93
3VA2463-6KP42-0BC0 | CIRCUIT BREAKER 3VA2 IEC FRAME 630 BREAKING CAPACITY CLASS H ICU=85KA @ 415 V 4-POLE, LINE PROT | 3732.38
3VA2463-6KQ32-0AA0 | CIRCUIT BREAKER 3VA2 IEC FRAME 630 BREAKING CAPACITY CLASS H ICU=85KA @ 415 V 3-POLE, LINE PROT | 2640.6
3VA2463-6KQ42-0AA0 | CIRCUIT BREAKER 3VA2 IEC FRAME 630 BREAKING CAPACITY CLASS H ICU=85KA @ 415 V 4-POLE, LINE PROT | 3264.07
3VA2463-7HL32-0BH0 | CIRCUIT BREAKER 3VA2 IEC FRAME 630 BREAKING CAPACITY CLASS C ICU=110KA @ 415 V 3-POLE, LINE PRO | 2485.94
3VA2463-7HL32-0BL0 | CIRCUIT BREAKER 3VA2 IEC FRAME 630 BREAKING CAPACITY CLASS C ICU=110KA @ 415 V 3-POLE, LINE PRO | 2534.67
3VA2463-7HL32-0CA0 | CIRCUIT BREAKER 3VA2 IEC FRAME 630 BREAKING CAPACITY CLASS C ICU=110KA @ 415 V 3-POLE, LINE PRO | 2430.22
3VA2463-7HL32-0CC0 | CIRCUIT BREAKER 3VA2 IEC FRAME 630 BREAKING CAPACITY CLASS C ICU=110KA @ 415 V 3-POLE, LINE PRO | 2472
3VA2463-7HL32-0JH0 | CIRCUIT BREAKER 3VA2 IEC FRAME 630 BREAKING CAPACITY CLASS C ICU=110KA @ 415 V 3-POLE, LINE PRO | 2472
3VA2463-7HL32-0JL0 | CIRCUIT BREAKER 3VA2 IEC FRAME 630 BREAKING CAPACITY CLASS C ICU=110KA @ 415 V 3-POLE, LINE PRO | 2506.83
3VA2463-7HL32-0KA0 | CIRCUIT BREAKER 3VA2 IEC FRAME 630 BREAKING CAPACITY CLASS C ICU=110KA @ 415 V 3-POLE, LINE PRO | 2388.44
3VA2463-7HL32-0KC0 | CIRCUIT BREAKER 3VA2 IEC FRAME 630 BREAKING CAPACITY CLASS C ICU=110KA @ 415 V 3-POLE, LINE PRO | 2451.11
3VA2463-7HN32-0AJ0 | CIRCUIT BREAKER 3VA2 IEC FRAME 630 BREAKING CAPACITY CLASS C ICU=110KA @ 415 V 3-POLE, LINE PRO | 2527.72
3VA2463-7HN32-0BA0 | CIRCUIT BREAKER 3VA2 IEC FRAME 630 BREAKING CAPACITY CLASS C ICU=110KA @ 415 V 3-POLE, LINE PRO | 2527.72
3VA2463-7HN32-0BC0 | CIRCUIT BREAKER 3VA2 IEC FRAME 630 BREAKING CAPACITY CLASS C ICU=110KA @ 415 V 3-POLE, LINE PRO | 2562.53
3VA2463-7HN32-0BH0 | CIRCUIT BREAKER 3VA2 IEC FRAME 630 BREAKING CAPACITY CLASS C ICU=110KA @ 415 V 3-POLE, LINE PRO | 2576.45
3VA2463-7HN32-0JA0 | CIRCUIT BREAKER 3VA2 IEC FRAME 630 BREAKING CAPACITY CLASS C ICU=110KA @ 415 V 3-POLE, LINE PRO | 2485.94
3VA2463-7HN32-0JC0 | CIRCUIT BREAKER 3VA2 IEC FRAME 630 BREAKING CAPACITY CLASS C ICU=110KA @ 415 V 3-POLE, LINE PRO | 2541.64
3VA2463-7HN32-0JH0 | CIRCUIT BREAKER 3VA2 IEC FRAME 630 BREAKING CAPACITY CLASS C ICU=110KA @ 415 V 3-POLE, LINE PRO | 2562.53
3VA2463-7HN32-0JL0 | CIRCUIT BREAKER 3VA2 IEC FRAME 630 BREAKING CAPACITY CLASS C ICU=110KA @ 415 V 3-POLE, LINE PRO | 2583.42
3VA2463-7KQ42-0AA0 | CIRCUIT BREAKER 3VA2 IEC FRAME 630 BREAKING CAPACITY CLASS C ICU=110KA @ 415 V 4-POLE, LINE PRO | 3471.91
3VA9053-0SB10 | ESCUTCHEON 76,2 X 45,65 MM (W X H) ACCESSORY FOR: CIRCUIT BREAKER 3 POLE WITHOUT ACCESS TO TMTU | 16.73
3VA9053-0SB20 | ESCUTCHEON 76,2 X 70,7 MM (W X H) ACCESSORY FOR: CIRCUIT BREAKER 3 POLE WITH ACCESS TO TMTU 3VA | 18.49
3VA9054-0SB10 | ESCUTCHEON 101,6 X 45,65 MM (W X H) ACCESSORY FOR: CIRCUIT BREAKER 4 POLE WITHOUT ACCESS TO TMTU | 20.1
3VA9054-0SB20 | ESCUTCHEON 101,6 X 70,7 MM (W X H) ACCESSORY FOR: CIRCUIT BREAKER 4 POLE WITH ACCESS TO TMTU 3V | 22.02
3VA9257-0LF10 | ADAPTER CYLINDER LOCK ACCESSORY POCKET ACCESSORY FOR: 3VA1 250 | 51.31
3VA9257-0PK11 | SIDE MOUNTED ROTARY OPERATOR STANDARD IEC IP65 ACCESSORY FOR 3VA1/5 250 | 93.55
3VA9257-0PK13 | SIDE MOUNTED ROTARY OPERATOR STANDARD IEC IP65 ILLUMINATION KIT 24 V DC ACCESSORY FOR 3VA1/5 25 | 130.72
3VA9257-0PK15 | SIDE MOUNTED ROTARY OPERATOR EMERGENCY-STOP IEC IP65 ACCESSORY FOR 3VA1/5 250 | 107.21
3VA9263-0JC22 | CIRCULAR CONDUCTOR TERMINAL 2 CABLES WITH AUXILIARY CONDUCTOR 3 PCS. ACCESSORY FOR: PLUG-IN / D | 67.83
3VA9263-0JF60 | CIRCULAR CONDUCTOR TERMINAL CU 6 CABLES 3 PCS. ACCESSORY FOR: PLUG-IN / DRAW-OUT 3VA2 100/160/25 | 77.13
3VA2450-5MN32-0CA0 | CIRCUIT BREAKER 3VA2 IEC FRAME 630 BREAKING CAPACITY CLASS M ICU=55KA @ 415 V 3-POLE, MOTOR PRO | 2513.78
3VA2450-5MN32-0CL0 | CIRCUIT BREAKER 3VA2 IEC FRAME 630 BREAKING CAPACITY CLASS M ICU=55KA @ 415 V 3-POLE, MOTOR PRO | 2604.31
3VA2450-5MN32-0HH0 | CIRCUIT BREAKER 3VA2 IEC FRAME 630 BREAKING CAPACITY CLASS M ICU=55KA @ 415 V 3-POLE, MOTOR PRO | 2555.56
3VA2450-5MN32-0CH0 | CIRCUIT BREAKER 3VA2 IEC FRAME 630 BREAKING CAPACITY CLASS M ICU=55KA @ 415 V 3-POLE, MOTOR PRO | 2576.45
3VA2463-6KP32-0AF0 | CIRCUIT BREAKER 3VA2 IEC FRAME 630 BREAKING CAPACITY CLASS H ICU=85KA @ 415 V 3-POLE, LINE PROT | 2917.67
3VA2463-6KP32-0AH0 | CIRCUIT BREAKER 3VA2 IEC FRAME 630 BREAKING CAPACITY CLASS H ICU=85KA @ 415 V 3-POLE, LINE PROT | 2938.56
3VA2463-6KP32-0BL0 | CIRCUIT BREAKER 3VA2 IEC FRAME 630 BREAKING CAPACITY CLASS H ICU=85KA @ 415 V 3-POLE, LINE PROT | 3112.63
3VA2463-6KP32-0CC0 | CIRCUIT BREAKER 3VA2 IEC FRAME 630 BREAKING CAPACITY CLASS H ICU=85KA @ 415 V 3-POLE, LINE PROT | 3049.96
3VA2463-6KP32-0HC0 | CIRCUIT BREAKER 3VA2 IEC FRAME 630 BREAKING CAPACITY CLASS H ICU=85KA @ 415 V 3-POLE, LINE PROT | 3001.21
3VA2463-6KP32-0HL0 | CIRCUIT BREAKER 3VA2 IEC FRAME 630 BREAKING CAPACITY CLASS H ICU=85KA @ 415 V 3-POLE, LINE PROT | 3091.74
3VA2463-6KP32-0KC0 | CIRCUIT BREAKER 3VA2 IEC FRAME 630 BREAKING CAPACITY CLASS H ICU=85KA @ 415 V 3-POLE, LINE PROT | 3001.21
3VA2463-6KP32-0KL0 | CIRCUIT BREAKER 3VA2 IEC FRAME 630 BREAKING CAPACITY CLASS H ICU=85KA @ 415 V 3-POLE, LINE PROT | 3091.74
3VA2463-7HK32-0AA0 | CIRCUIT BREAKER 3VA2 IEC FRAME 630 BREAKING CAPACITY CLASS C ICU=110KA @ 415 V 3-POLE, LINE PRO | 2023.22
3VA2463-7HL32-0AA0 | CIRCUIT BREAKER 3VA2 IEC FRAME 630 BREAKING CAPACITY CLASS C ICU=110KA @ 415 V 3-POLE, LINE PRO | 2017.12
3VA2463-7HL32-0AH0 | CIRCUIT BREAKER 3VA2 IEC FRAME 630 BREAKING CAPACITY CLASS C ICU=110KA @ 415 V 3-POLE, LINE PRO | 2367.55
3VA2463-7HL32-0BA0 | CIRCUIT BREAKER 3VA2 IEC FRAME 630 BREAKING CAPACITY CLASS C ICU=110KA @ 415 V 3-POLE, LINE PRO | 2430.22
3VA2463-7HL32-0DA0 | CIRCUIT BREAKER 3VA2 IEC FRAME 630 BREAKING CAPACITY CLASS C ICU=110KA @ 415 V 3-POLE, LINE PRO | 2430.22
3VA2463-7HL32-0DH0 | CIRCUIT BREAKER 3VA2 IEC FRAME 630 BREAKING CAPACITY CLASS C ICU=110KA @ 415 V 3-POLE, LINE PRO | 2485.94
3VA2463-7HL32-0HL0 | CIRCUIT BREAKER 3VA2 IEC FRAME 630 BREAKING CAPACITY CLASS C ICU=110KA @ 415 V 3-POLE, LINE PRO | 2506.83
3VA2463-7HL32-0JA0 | CIRCUIT BREAKER 3VA2 IEC FRAME 630 BREAKING CAPACITY CLASS C ICU=110KA @ 415 V 3-POLE, LINE PRO | 2388.44
3VA2463-7HL32-0KL0 | CIRCUIT BREAKER 3VA2 IEC FRAME 630 BREAKING CAPACITY CLASS C ICU=110KA @ 415 V 3-POLE, LINE PRO | 2506.83
3VA2463-7HM32-0AA0 | CIRCUIT BREAKER 3VA2 IEC FRAME 630 BREAKING CAPACITY CLASS C ICU=110KA @ 415 V 3-POLE, LINE PRO | 2243.29
3VA2463-7HN32-0AF0 | CIRCUIT BREAKER 3VA2 IEC FRAME 630 BREAKING CAPACITY CLASS C ICU=110KA @ 415 V 3-POLE, LINE PRO | 2465.05
3VA2463-7HN32-0AH0 | CIRCUIT BREAKER 3VA2 IEC FRAME 630 BREAKING CAPACITY CLASS C ICU=110KA @ 415 V 3-POLE, LINE PRO | 2478.97
3VA2463-7HN32-0BL0 | CIRCUIT BREAKER 3VA2 IEC FRAME 630 BREAKING CAPACITY CLASS C ICU=110KA @ 415 V 3-POLE, LINE PRO | 2618.23
3VA2463-7HN32-0CC0 | CIRCUIT BREAKER 3VA2 IEC FRAME 630 BREAKING CAPACITY CLASS C ICU=110KA @ 415 V 3-POLE, LINE PRO | 2562.53
3VA2463-7HN32-0HC0 | CIRCUIT BREAKER 3VA2 IEC FRAME 630 BREAKING CAPACITY CLASS C ICU=110KA @ 415 V 3-POLE, LINE PRO | 2541.64
3VA2463-7HN32-0HL0 | CIRCUIT BREAKER 3VA2 IEC FRAME 630 BREAKING CAPACITY CLASS C ICU=110KA @ 415 V 3-POLE, LINE PRO | 2583.42
3VA2463-7HN32-0KC0 | CIRCUIT BREAKER 3VA2 IEC FRAME 630 BREAKING CAPACITY CLASS C ICU=110KA @ 415 V 3-POLE, LINE PRO | 2541.64
3VA2463-7HN32-0KL0 | CIRCUIT BREAKER 3VA2 IEC FRAME 630 BREAKING CAPACITY CLASS C ICU=110KA @ 415 V 3-POLE, LINE PRO | 2583.42
3VA2440-5MN32-0KL0 | CIRCUIT BREAKER 3VA2 IEC FRAME 630 BREAKING CAPACITY CLASS M ICU=55KA @ 415 V 3-POLE, MOTOR PRO | 2304.87
3VA2440-5MQ32-0AA0 | CIRCUIT BREAKER 3VA2 IEC FRAME 630 BREAKING CAPACITY CLASS M ICU=55KA @ 415 V 3-POLE, MOTOR PRO | 2059.93
3VA2450-5MN32-0AA0 | CIRCUIT BREAKER 3VA2 IEC FRAME 630 BREAKING CAPACITY CLASS M ICU=55KA @ 415 V 3-POLE, MOTOR PRO | 2108.81
3VA2450-5MN32-0AB0 | CIRCUIT BREAKER 3VA2 IEC FRAME 630 BREAKING CAPACITY CLASS M ICU=55KA @ 415 V 3-POLE, MOTOR PRO | 2472
3VA2450-5MN32-0AC0 | CIRCUIT BREAKER 3VA2 IEC FRAME 630 BREAKING CAPACITY CLASS M ICU=55KA @ 415 V 3-POLE, MOTOR PRO | 2458.08
3VA2450-5MN32-0AD0 | CIRCUIT BREAKER 3VA2 IEC FRAME 630 BREAKING CAPACITY CLASS M ICU=55KA @ 415 V 3-POLE, MOTOR PRO | 2472
3VA2450-5MN32-0AE0 | CIRCUIT BREAKER 3VA2 IEC FRAME 630 BREAKING CAPACITY CLASS M ICU=55KA @ 415 V 3-POLE, MOTOR PRO | 2506.83
3VA2450-5MN32-0DC0 | CIRCUIT BREAKER 3VA2 IEC FRAME 630 BREAKING CAPACITY CLASS M ICU=55KA @ 415 V 3-POLE, MOTOR PRO | 2555.56
3VA2450-5MN32-0DH0 | CIRCUIT BREAKER 3VA2 IEC FRAME 630 BREAKING CAPACITY CLASS M ICU=55KA @ 415 V 3-POLE, MOTOR PRO | 2576.45
3VA2450-5MN32-0DL0 | CIRCUIT BREAKER 3VA2 IEC FRAME 630 BREAKING CAPACITY CLASS M ICU=55KA @ 415 V 3-POLE, MOTOR PRO | 2604.31
3VA2450-5MN32-0HA0 | CIRCUIT BREAKER 3VA2 IEC FRAME 630 BREAKING CAPACITY CLASS M ICU=55KA @ 415 V 3-POLE, MOTOR PRO | 2485.94
3VA2463-6KP32-0AJ0 | CIRCUIT BREAKER 3VA2 IEC FRAME 630 BREAKING CAPACITY CLASS H ICU=85KA @ 415 V 3-POLE, LINE PROT | 2980.32
3VA2463-6KP32-0BA0 | CIRCUIT BREAKER 3VA2 IEC FRAME 630 BREAKING CAPACITY CLASS H ICU=85KA @ 415 V 3-POLE, LINE PROT | 2980.32
3VA2463-6KP32-0BC0 | CIRCUIT BREAKER 3VA2 IEC FRAME 630 BREAKING CAPACITY CLASS H ICU=85KA @ 415 V 3-POLE, LINE PROT | 3049.96
3VA2463-6KP32-0BH0 | CIRCUIT BREAKER 3VA2 IEC FRAME 630 BREAKING CAPACITY CLASS H ICU=85KA @ 415 V 3-POLE, LINE PROT | 3077.82
3VA2463-6KP32-0CH0 | CIRCUIT BREAKER 3VA2 IEC FRAME 630 BREAKING CAPACITY CLASS H ICU=85KA @ 415 V 3-POLE, LINE PROT | 3077.82
3VA2463-6KP32-0JA0 | CIRCUIT BREAKER 3VA2 IEC FRAME 630 BREAKING CAPACITY CLASS H ICU=85KA @ 415 V 3-POLE, LINE PROT | 2952.48
3VA2463-6KP32-0JC0 | CIRCUIT BREAKER 3VA2 IEC FRAME 630 BREAKING CAPACITY CLASS H ICU=85KA @ 415 V 3-POLE, LINE PROT | 3001.21
3VA2463-6KP32-0JH0 | CIRCUIT BREAKER 3VA2 IEC FRAME 630 BREAKING CAPACITY CLASS H ICU=85KA @ 415 V 3-POLE, LINE PROT | 3049.96
3VA2463-6KP32-0JL0 | CIRCUIT BREAKER 3VA2 IEC FRAME 630 BREAKING CAPACITY CLASS H ICU=85KA @ 415 V 3-POLE, LINE PROT | 3091.74
3VA2463-7HL32-0AC0 | CIRCUIT BREAKER 3VA2 IEC FRAME 630 BREAKING CAPACITY CLASS C ICU=110KA @ 415 V 3-POLE, LINE PRO | 2353.62
3VA2463-7HL32-0AD0 | CIRCUIT BREAKER 3VA2 IEC FRAME 630 BREAKING CAPACITY CLASS C ICU=110KA @ 415 V 3-POLE, LINE PRO | 2367.55
3VA2463-7HL32-0AE0 | CIRCUIT BREAKER 3VA2 IEC FRAME 630 BREAKING CAPACITY CLASS C ICU=110KA @ 415 V 3-POLE, LINE PRO | 2402.37
3VA2463-7HL32-0AF0 | CIRCUIT BREAKER 3VA2 IEC FRAME 630 BREAKING CAPACITY CLASS C ICU=110KA @ 415 V 3-POLE, LINE PRO | 2353.62
3VA2463-7HL32-0DL0 | CIRCUIT BREAKER 3VA2 IEC FRAME 630 BREAKING CAPACITY CLASS C ICU=110KA @ 415 V 3-POLE, LINE PRO | 2534.67
3VA2463-7HL32-0HA0 | CIRCUIT BREAKER 3VA2 IEC FRAME 630 BREAKING CAPACITY CLASS C ICU=110KA @ 415 V 3-POLE, LINE PRO | 2388.44
3VA2463-7HL32-0HC0 | CIRCUIT BREAKER 3VA2 IEC FRAME 630 BREAKING CAPACITY CLASS C ICU=110KA @ 415 V 3-POLE, LINE PRO | 2451.11
3VA2463-7HL32-0HH0 | CIRCUIT BREAKER 3VA2 IEC FRAME 630 BREAKING CAPACITY CLASS C ICU=110KA @ 415 V 3-POLE, LINE PRO | 2472
3VA2463-7HN32-0AA0 | CIRCUIT BREAKER 3VA2 IEC FRAME 630 BREAKING CAPACITY CLASS C ICU=110KA @ 415 V 3-POLE, LINE PRO | 2121.04
3VA2463-7HN32-0AB0 | CIRCUIT BREAKER 3VA2 IEC FRAME 630 BREAKING CAPACITY CLASS C ICU=110KA @ 415 V 3-POLE, LINE PRO | 2478.97
3VA9263-0JG12 | CIRCULAR CONDUCTOR TERMINAL WITH AUXILIARY CONDUCTOR 3 PCS. ACCESSORY FOR: 3VA2 100/160/250 | 26.82
3VA9263-0QB00 | CONNECTION BAR EXTENTION 3 PCS. ACCESSORY FOR: 3VA2 100/160/250 | 26.08
3VA9267-0EK15 | FRONT MOUNTED ROTARY OPERATOR EMERGENCY-STOP IEC IP30/40 ACCESSORY FOR 3VA2 100/160/250 | 48.26
3VA9267-0EK17 | FRONT MOUNTED ROTARY OPERATOR EMERGENCY-STOP IEC IP30/40 ILLUMINATION KIT 24 V DC ACCESSORY FOR | 86.98
3VA9267-0EK21 | FRONT MOUNTED ROTARY OPERATOR STANDARD WITH DOOR INTERLOCKING IEC IP30/40 ACCESSORY FOR 3VA2 10 | 71.67
3VA9267-0EK23 | FRONT MOUNTED ROTARY OPERATOR STANDARD WITH DOOR INTERLOCKING IEC IP30/40 ILLUMINATION KIT 24 V | 108.31
3VA9267-0PK13 | SIDE MOUNTED ROTARY OPERATOR STANDARD IEC IP65 ILLUMINATION KIT 24 V DC ACCESSORY FOR 3VA2 100/ | 131.27
3VA9267-0PK15 | SIDE MOUNTED ROTARY OPERATOR EMERGENCY-STOP IEC IP65 ACCESSORY FOR 3VA2 100/160/250 | 107.21
3VA9267-0PK17 | SIDE MOUNTED ROTARY OPERATOR EMERGENCY-STOP IEC IP65 ILLUMINATION KIT 24 V DC ACCESSORY FOR 3VA | 147.69
3VA9267-0PK51 | SIDE MOUNTED ROTARY OPERATOR STANDARD IEC IP65 WITH MOUNTING PLATE ACCESSORY FOR 3VA2 100/160/2 | 138.92
3VA9324-0KP00 | PLUG-IN UNIT COMPLETE KIT ACCESSORY FOR: CIRCUIT BREAKER, 4 POLE 3VA2 400/630 | 629.1
3VA9324-0KP10 | PLUG-IN UNIT CONVERTION KIT FOR MCCB ACCESSORY FOR: CIRCUIT BREAKER, 4 POLE 3VA2 400/630 | 270.25
3VA9353-0KB01 | TERMINAL COVER PLUG-IN AND DRAW-OUT, ACCESSORY FOR: CIRCUIT BREAKER, 3 POLE 3VA2 400/630 | 54.15
3VA9353-0KB03 | TERMINAL COVER FOR PLUG-IN AND DRAW-OUT SOCKETS ACCESSORY FOR: CIRCUIT BREAKER, 3 POLE 3VA2 400/ | 20.96
3VA9368-0VF30 | SLIDING BAR ACCESSORY FOR: 3VA2 400/630 | 126.9
3VA9383-0JB13 | CIRCULAR CONDUCTOR TERMINAL 3 PCS. ACCESSORY FOR: 3VA2 400/630 | 73.3
3VA9383-0JF60 | CIRCULAR CONDUCTOR TERMINAL CU 6 CABLES 3 PCS. ACCESSORY FOR: PLUG-IN / DRAW-OUT 3VA2 400/630 | 76.58
3VA9383-0JG13 | CIRCULAR CONDUCTOR TERMINAL WITH AUXILIARY CONDUCTOR 3 PCS. ACCESSORY FOR: 3VA2 400/630 | 84.78
3VA9457-0KD81 | AUTOTRIP PLUNGER ACCESSORY FOR: DRAW-OUT SOCKETS 3VA2 400/630 | 28.77
3VA9457-0KP81 | AUTOTRIP PLUNGER ACCESSORY FOR: PLUG-IN SOCKETS 3VA2 400/630 | 28.77
3VA9467-0EK11 | FRONT MOUNTED ROTARY OPERATOR STANDARD IEC IP30/40 ACCESSORY FOR: 3VA2 400/630 | 55.78
3VA9467-0EK13 | FRONT MOUNTED ROTARY OPERATOR STANDARD IEC IP30/40 ILLUMINATION KIT 24 V DC ACCESSORY FOR: 3VA2 | 93.55
3VA9467-0EK15 | FRONT MOUNTED ROTARY OPERATOR EMERGENCY-STOP IEC IP30/40 ACCESSORY FOR: 3VA2 400/630 | 64
3VA9467-0PK11 | SIDE MOUNTED ROTARY OPERATOR STANDARD IEC IP65 ACCESSORY FOR: 3VA2 400/630 | 185.99
3VA9467-0PK13 | SIDE MOUNTED ROTARY OPERATOR STANDARD IEC IP65 ILLUMINATION KIT 24 V DC ACCESSORY FOR: 3VA2 400 | 224.29
3VA9467-0PK15 | SIDE MOUNTED ROTARY OPERATOR EMERGENCY-STOP IEC IP65 ACCESSORY FOR: 3VA2 400/630 | 215.53
3VA9467-0PK17 | SIDE MOUNTED ROTARY OPERATOR EMERGENCY-STOP IEC IP65 ILLUMINATION KIT 24 V DC ACCESSORY FOR: 3V | 252.73
3VA9483-0JC23 | CIRCULAR CONDUCTOR TERMINAL 2 CABLES WITH AUXILIARY CONDUCTOR 3 PCS. ACCESSORY FOR: PLUG-IN / D | 132.94
3VA9483-0QB00 | CONNECTION BAR EXTENTION 3 PCS. ACCESSORY FOR: 3VA2 400/630 | 50.73
3VA9483-0QC00 | FRONT CONNECTION BARS BROADENED 3 PCS ACCESSORY FOR: 3VA2 400/630 | 71.67
3VA9483-0QD00 | FRONT CONNECTION BARS EDGEWISE 3 PCS ACCESSORY FOR: 3VA2 400/630 | 77.68
3VA9980-0LF40 | ADAPTER CYLINDER LOCK ACCESSORY FOR: DRAW-OUT UNIT | 51.31
3VA9980-0VC10 | BOWDEN CABLE (0,6M/23.622'') ACCESSORY FOR: BOWDEN CABLE INTERLOCK MODULE INTERLOCK MECHANISM FOR | 32.54
3VA9980-0VC20 | BOWDEN CABLE (1,0M/39.370'') ACCESSORY FOR: BOWDEN CABLE INTERLOCK MODULE INTERLOCK MECHANISM FOR | 51.31
3VA9980-0VC30 | BOWDEN CABLE (1,5M/59.055'') ACCESSORY FOR: BOWDEN CABLE INTERLOCK MODULE INTERLOCK MECHANISM FOR | 70.56
3VA9267-0HA20 | MOTOR OPERATOR 110-230 V AC / 110-250 V DC ACCESSORY FOR: 3VA2 100//160/250 | 446.9
3VA9267-0KP81 | AUTOTRIP PLUNGER ACCESSORY FOR: PLUG-IN SOCKETS 3VA2 100/160/250 | 28.77
3VA9267-0PK55 | SIDE MOUNTED ROTARY OPERATOR EMERGENCY-STOP IEC IP65 WITH MOUNTING PLATE ACCESSORY FOR 3VA2 100 | 159.73
3VA9268-0VK20 | REAR INTERLOCK MOUNTING PLATE ACCESSORY FOR: 3VA2 100/160/250 3VA6/7 150/250 | 13.99
3VA9304-0JF60 | CIRCULAR CONDUCTOR TERMINAL CU 6 CABLES 4 PCS. ACCESSORY FOR: 3VA2 400/630 | 103.4
3VA9323-0KP10 | PLUG-IN UNIT CONVERTION KIT FOR MCCB ACCESSORY FOR: CIRCUIT BREAKER, 3 POLE 3VA2 400/630 | 201.3
3VA9353-0KB04 | TERMINAL COVER LONG FOR PLUG-IN AND DRAW-OUT SOCKETS ACCESSORY FOR: CIRCUIT BREAKER, 3 POLE 3VA2 | 25.38
3VA9353-0SB20 | ESCUTCHEON 137,6 X 109,3 MM (B X H) ACCESSORY FOR: CIRCUIT BREAKER 3 POLE WITH ACCESS TO TMTU 3 | 29.58
3VA9367-0KB02 | CABLE CAGE FOR PLUG-IN AND DRAW-OUT, ACCESSORY FOR: CIRCUIT BREAKER, 3 AND 4 POLE 3VA2 400/630 | 9.27
3VA9367-0LF10 | ADAPTER CYLINDER LOCK ACCESSORY POCKET ACCESSORY FOR: 3VA2 400/630 | 51.31
3VA9384-0JB13 | CIRCULAR CONDUCTOR TERMINAL 4 PCS. ACCESSORY FOR: 3VA2 400/630 | 97.35
3VA9384-0JG13 | CIRCULAR CONDUCTOR TERMINAL WITH AUXILIARY CONDUCTOR 4 PCS. ACCESSORY FOR: 3VA2 400/630 | 112.7
3VA9387-0TB60 | SLC-ADAPTER COM060, 24 VOLT MODULE ACCESSORY FOR: 3VA2 400/630 | 49.28
3VA9403-0QG00 | LUG TERMINAL RIGHT-ANGLED 3 PCS. ACCESSORY FOR: 3VA2 400/630 | 39.95
3VA9467-0EK17 | FRONT MOUNTED ROTARY OPERATOR EMERGENCY-STOP IEC IP30/40 ILLUMINATION KIT 24 V DC ACCESSORY FOR: | 103.4
3VA9467-0EK23 | FRONT MOUNTED ROTARY OPERATOR STANDARD WITH DOOR INTERLOCKING IEC IP30/40 ILLUMINATION KIT 24 V | 132.39
3VA9467-0GK00 | ROTARY OPERATOR WITH SHAFT STUB WITHOUT HANDLE FOR RETROFIT 8UC ACCESSORY FOR: 3VA2 400/630 | 50.32
3VA9467-0HA20 | MOTOR OPERATOR 110-230 V AC / 110-250 V DC ACCESSORY FOR: 3VA2 400/630 | 557.95
3VA9468-0VK20 | REAR INTERLOCK MOUNTING PLATE ACCESSORY FOR: 3VA2 400/630 | 13.99
3VA9480-0WC00 | AUXILIARY CONDUCTOR TERMINAL FOR BUSBAR ACCESSORY FOR: 3VA2 400/630 | 5.33
3VA9481-0WK30 | REAR INSULATINGPLATE BROADENED 3 POLE 1 PCS. ACCESSORY FOR: 3VA2 400/630 | 18.07
3VA9482-0WA00 | PHASE BARRIERS 2 PCS. ACCESSORY FOR: ACCESSORY FOR: | 9.45
3VA9484-0JC23 | CIRCULAR CONDUCTOR TERMINAL 2 CABLES WITH AUXILIARY CONDUCTOR 4 PCS. ACCESSORY FOR: PLUG-IN / D | 179.42
3VA9484-0QC00 | FRONT CONNECTION BARS BROADENED 4 PCS ACCESSORY FOR: 3VA2 400/630 | 94.63
3VA9487-0GC05 | SUPPLEMENTARY HANDLE FOR DOOR MOUNTED ROTARY OPERATOR EMERGENCY-STOP ACCESSORY FOR 3VA2 250 | 60.73
3VA9487-0GC15 | SUPPLEMENTARY HANDLE FOR DOOR MOUNTED ROTARY OPERATOR EMERGENCY-STOP ACCESSORY FOR 3VA2 400/630 | 62.35
3VA9980-0LF20 | ADAPTER CYLINDER LOCK ACCESSORY FOR: ROTARY OPERATOR | 51.31
3VA9980-0VL10 | CYLINDER LOCK KEY NUMBER 1 | 18.54
3VA9980-0VL30 | CYLINDER LOCK KEY NUMBER 3 | 18.54
3VA9987-0KD81 | CRANK FOR DRAW-OUT UNIT ACCESSORY FOR: DRAW-OUT UNIT | 44.7
3VA9987-0MA10 | ACTIVATION & TRIP BOX TD300 INCL. CONNECTION CABLE 3VA - TD300 ACCESSORY FOR: 3VA2 | 232.49
3VA9987-0TA20 | BREAKER DATA SERVER COM100 ACCESSORY FOR: 3VA | 429.43
3VA9987-0TC20 | 3VA-LINE CONNECTION 1,0M ACCESSORY FOR: COM800, COM060 | 19.48
3VA9987-0TC40 | 3VA-LINE CONNECTION 4,0M ACCESSORY FOR: COM800, COM060 | 33.95
3VA9987-0TG10 | T-CONNECTOR ACCESSORY FOR: 3VA | 29.5
3VA9987-0UB10 | CONNECTION CABLE 1,5M ACCESSORY FOR: EFB300 - 3VA | 25.38
3VA9988-0AA21 | LEADING CHANGEOVER SWITCH CHANGEOVER CONTACTS TYPE HP (14MM) ACCESSORY FOR 3VA1/2-BREAKER | 36.35
3VA9988-0AA23 | LEADING CHANGEOVER SWITCH CHANGEOVER CONTACTS TYPE HQ (7MM) ELECTRONIC ACCESSORY FOR 3VA1/2-BREA | 36.35
3VA2463-7HN32-0AC0 | CIRCUIT BREAKER 3VA2 IEC FRAME 630 BREAKING CAPACITY CLASS C ICU=110KA @ 415 V 3-POLE, LINE PRO | 2465.05
3VA2463-7HN32-0AD0 | CIRCUIT BREAKER 3VA2 IEC FRAME 630 BREAKING CAPACITY CLASS C ICU=110KA @ 415 V 3-POLE, LINE PRO | 2478.97
3VA2463-7HN32-0DA0 | CIRCUIT BREAKER 3VA2 IEC FRAME 630 BREAKING CAPACITY CLASS C ICU=110KA @ 415 V 3-POLE, LINE PRO | 2527.72
3VA2463-7HN32-0DC0 | CIRCUIT BREAKER 3VA2 IEC FRAME 630 BREAKING CAPACITY CLASS C ICU=110KA @ 415 V 3-POLE, LINE PRO | 2562.53
3VA2463-7HN32-0DH0 | CIRCUIT BREAKER 3VA2 IEC FRAME 630 BREAKING CAPACITY CLASS C ICU=110KA @ 415 V 3-POLE, LINE PRO | 2576.45
3VA2463-7HN32-0DL0 | CIRCUIT BREAKER 3VA2 IEC FRAME 630 BREAKING CAPACITY CLASS C ICU=110KA @ 415 V 3-POLE, LINE PRO | 2618.23
3VA2463-7HN42-0AA0 | CIRCUIT BREAKER 3VA2 IEC FRAME 630 BREAKING CAPACITY CLASS C ICU=110KA @ 415 V 4-POLE, LINE PRO | 2781.21
3VA2463-7JP32-0AA0 | CIRCUIT BREAKER 3VA2 IEC FRAME 630 BREAKING CAPACITY CLASS C ICU=110KA @ 415 V 3-POLE, LINE PRO | 2493.91
3VA2463-7JP42-0AA0 | CIRCUIT BREAKER 3VA2 IEC FRAME 630 BREAKING CAPACITY CLASS C ICU=110KA @ 415 V 4-POLE, LINE PRO | 3154.06
3VA2463-7JQ32-0AA0 | CIRCUIT BREAKER 3VA2 IEC FRAME 630 BREAKING CAPACITY CLASS C ICU=110KA @ 415 V 3-POLE, LINE PRO | 2726.19
3VA9088-0VM30 | REAR INTERLOCK WALKING BEAM PLUG-IN, DRAW-OUT ACCESSORY FOR: 3VA1 160 3VA2 100/160/250/400/630 | 254.35
3VA9257-0HA10 | MOTOR OPERATOR 24-60 V DC ACCESSORY FOR: 3VA1 250 | 446.9
3VA9257-0HA20 | MOTOR OPERATOR 110-230 V AC / 110-250 V DC ACCESSORY FOR: 3VA1 250 | 446.9
3VA9257-0PK57 | SIDE MOUNTED ROTARY OPERATOR EMERGENCY-STOP IEC IP65 WITH MOUNTING PLATE ILLUMINATION KIT 24 V D | 199.12
3VA9257-0SB30 | ESCUTCHEON 104,6 X 75,8 MM (W X H) ACCESSORY FOR: MO MOTOR OPERATOR MO320 250 3VA9257-0HA.0 AND | 22.75
3VA9257-0VF10 | BOWDENCABLE INTERLOCK MODULE TOGGLE LEVER ACCESSORY FOR: 3VA1 250 | 43.81
3VA9258-0VF30 | SLIDING BAR ACCESSORY FOR: 3VA1 250 | 111.6
3VA9258-0VK20 | REAR INTERLOCK MOUNTING PLATE ACCESSORY FOR: 3VA1 250 | 13.91
3VA9264-0JC13 | CIRCULAR CONDUCTOR TERMINAL 2 CABLES WITH AUXILIARY CONDUCTOR 4 PCS. ACCESSORY FOR: PLUG-IN / D | 82.05
3VA9264-0JC22 | CIRCULAR CONDUCTOR TERMINAL 2 CABLES WITH AUXILIARY CONDUCTOR 4 PCS. ACCESSORY FOR: PLUG-IN / D | 90.27
3VA9264-0JF60 | CIRCULAR CONDUCTOR TERMINAL CU 6 CABLES 4 PCS. ACCESSORY FOR: PLUG-IN / DRAW-OUT 3VA2 100/160/25 | 103.4
3VA9264-0JG12 | CIRCULAR CONDUCTOR TERMINAL WITH AUXILIARY CONDUCTOR 4 PCS. ACCESSORY FOR: 3VA2 100/160/250 | 35.7
3VA9267-0FK25 | DOOR MOUNTED ROTARY OPERATOR EMERGENCY-STOP IEC IP65 WITH DOOR INTERLOCKING ACCESSORY FOR 3VA2 | 84.78
3VA9267-0FK27 | DOOR MOUNTED ROTARY OPERATOR EMERGENCY-STOP IEC IP65 WITH DOOR INTERLOCKING ILLUMINATION KIT 24 | 123.63
3VA9267-0GK00 | ROTARY OPERATOR WITH SHAFT STUB WITHOUT HANDLE FOR RETROFIT 8UC ACCESSORY FOR 3VA2 100/160/250 | 37.75
3VA9267-0HA10 | MOTOR OPERATOR 24-60 V DC ACCESSORY FOR: 3VA2 100/160/250 | 446.9
3VA9280-0WC00 | AUXILIARY CONDUCTOR TERMINAL FOR BUSBAR 10 PCS. ACCESSORY FOR: 3VA1/2/3/5/6/7 150/160/250 | 5.53
3VA9287-0GA80 | RETAINING BRACKET ACCESSORY FOR: 3VA1 100/160 | 13.91
3VA9287-0GC01 | SUPPLEMENTARY HANDLE FOR DOOR MOUNTED ROTARY OPERATOR STANDARD ACCESSORY FOR: 3VA1 100/160 | 46.72
3VA9287-0GC05 | SUPPLEMENTARY HANDLE FOR DOOR MOUNTED ROTARY OPERATOR EMERGENCY-STOP ACCESSORY FOR: 3VA1 100/160 | 53.55
3VA9354-0KB03 | TERMINAL COVER FOR PLUG-IN AND DRAW-OUT SOCKETS ACCESSORY FOR: CIRCUIT BREAKER, 4 POLE 3VA2 400/ | 27.31
3VA9354-0KB04 | TERMINAL COVER LONG FOR PLUG-IN AND DRAW-OUT SOCKETS ACCESSORY FOR: CIRCUIT BREAKER, 4 POLE 3VA2 | 33.6
3VA9354-0KB05 | TERMINAL COVER EXTEND. FOR PLUG-IN AND DRAW-OUT SOCKETS ACCESSORY FOR: CIRCUIT BREAKER, 4 POLE 3 | 77.68
3VA9363-0SB20 | ESCUTCHEON 137,6 X 122,3 MM (W X H) ACCESSORY FOR: CIRCUIT BREAKER 3 POLE WITH ACCESS TO TMTU/ET | 30.87
3VA9384-0SB10 | ESCUTCHEON 183,6 X 70,7 MM (W X H) ACCESSORY FOR: CIRCUIT BREAKER 4 POLE WITHOUT ACCESS TO TMTU/ | 33.09
3VA9387-0SB30 | ESCUTCHEON 137,6 X 92,8 MM (W X H) ACCESSORY FOR: FOR SEO-MOTORANTRIEB SEO520 630 3VA9457-0HC.0 | 28.57
3VA9387-0TB10 | COMMUNICATION MODULE COM060 ACCESSORY FOR: 3VA2 400/630 | 254.35
3VA9387-0TB50 | 24 VOLT MODULE ACCESSORY FOR: 3VA2 400/630 | 71.12
3VA9467-0EK27 | FRONT MOUNTED ROTARY OPERATOR EMERGENCY-STOP WITH DOOR INTERLOCKING IEC IP30/40 ILLUMINATION KIT | 148.78
3VA9467-0FK21 | DOOR MOUNTED ROTARY OPERATOR STANDARD IEC IP65 WITH DOOR INTERLOCKING ACCESSORY FOR: 3VA2 400/6 | 106.67
3VA9467-0FK23 | DOOR MOUNTED ROTARY OPERATOR STANDARD IEC IP65 WITH DOOR INTERLOCKING ILLUMINATION KIT 24 V DC | 147.69
3VA9467-0FK25 | DOOR MOUNTED ROTARY OPERATOR EMERGENCY-STOP IEC IP65 WITH DOOR INTERLOCKING ACCESSORY FOR: 3VA2 | 124.18
3VA9481-0WD40 | TERMINAL COVER 4 POLE 1PCS. ACCESSORY FOR: 3VA2 400/630 | 27.31
3VA9481-0WF30 | TERMINAL COVER EXTENDED 3 POLE 1 PCS. ACCESSORY FOR: 3VA2 400/630 | 25.38
3VA9481-0WF40 | TERMINAL COVER EXTENDED 4 POLE 1 PCS. ACCESSORY FOR: 3VA2 400/630 | 33.6
3VA9481-0WJ30 | REAR INSULATING PLATE EXTENDED 3 POLE 1 PCS. ACCESSORY FOR: 3VA2 400/630 | 14.7
3VA9481-0WJ40 | REAR INSULATING PLATE EXTENDED 4 POLE 1 PCS. ACCESSORY FOR: 3VA2 400/630 | 19.55
3VA9484-0QD00 | FRONT CONNECTION BARS EDGEWISE 4 PCS ACCESSORY FOR: 3VA2 400/630 | 103.95
3VA9487-0GA80 | RETAINING BRACKET ACCESSORY FOR 3VA2 100/160/250/400/630 | 23.29
3VA9487-0GB10 | VARIABLE DEPTH ADAPTER FOR DRAW-OUT 8X8 MM ACCESSORY FOR 3VA1 100/160 3VA2 100/160/250/400/630 | 13.91
3VA9487-0GC01 | SUPPLEMENTARY HANDLE FOR DOOR MOUNTED ROTARY OPERATOR STANDARD ACCESSORY FOR 3VA2 250 | 52.4
3VA9987-0GL30 | DIN RAIL EXTENTION FOR N/PE TERMINALS | 13.91
3VA9987-0KB00 | POSITION SIGNALING SWITCH FOR ACCESSORY FOR: PLUG-IN -OUT AND DRAW-OUT UNIT | 39.17
3VA9987-0KC00 | COMMUNICATION LINK ACCESSORY FOR: DRAW-OUT UNIT | 184.34
3VA9987-0KC10 | COMMUNICATION CABLE ACCESSORY FOR: COMMUNICATION LINK DRAW-OUT UNIT | 35.43
3VA9987-0TD10 | DISPLAY DSP800 ACCESSORY FOR: 1 TO 8 3VA-BREAKER | 530.61
3VA9987-0TE10 | BUSTERMINATOR 3VA-LINE ACCESSORY FOR: COM800, COM060 | 10.28
3VA9987-0TF10 | EXTENSION CABLE COM060 0,8 M ACCESSORY FOR: 3VA-LINE | 19.48
3VA9987-0TF20 | EXTENSION CABLE COM060 0,4 M ACCESSORY FOR: 3VA-LINE | 16.97
3VA9988-0AB11 | TRIP ALARM SWITCH CHANGEOVER CONTACTS TYPE HP (14MM) ACCESSORY FOR 3VA1/2-BREAKER | 26.5
3VA9988-0AB12 | TRIP ALARM SWITCH CHANGEOVER CONTACTS TYPE HQ (7MM) ACCESSORY FOR 3VA1/2-BREAKER | 17.8
3VA9988-0AB13 | TRIP ALARM SWITCH CHANGEOVER CONTACTS TYPE HQ (7MM) ELECTRONIC ACCESSORY FOR 3VA1/2-BREAKER | 26.5
3VA9988-0AB22 | ELECTRICAL ALARM SWITCH CHANGEOVER CONTACTS TYPE HQ (7MM) ACCESSORY FOR 3VA1/2-BREAKER | 26.5
3VA9988-0BL30 | SHUNT TRIP LEFT 24 V AC 50/60 HZ / 24-30 V DC ACCESSORY FOR 3VA1/2 | 63.45
3VA9988-0BL31 | SHUNT TRIP LEFT 48-60 V AC 50/60 HZ / DC ACCESSORY FOR 3VA1/2 | 63.45
3VA9988-0BL32 | SHUNT TRIP LEFT 110-127 V AC 50/60 HZ / DC ACCESSORY FOR 3VA1/2 | 63.45
3VA9988-0BL33 | SHUNT TRIP LEFT 208-277 V AC 50/60 HZ 220-250 V DC ACCESSORY FOR 3VA1/2 | 63.45
3VA9153-0JF60 | CIRCULAR CONDUCTOR TERMINAL CU 6 CABLES 3 PCS. ACCESSORY FOR: PLUG-IN / DRAW-OUT 3VA1 160 | 76.58
3VA9153-0KB03 | TERMINAL COVER FOR PLUG-IN AND DRAW-OUT SOCKETS ACCESSORY FOR: CIRCUIT BREAKER, 3 POLE 3VA1 100/ | 10.78
3VA9153-0KB04 | TERMINAL COVER LONG FOR PLUG-IN AND DRAW-OUT SOCKETS ACCESSORY FOR: CIRCUIT BREAKER, 3 POLE 3VA1 | 14.7
3VA2463-7JQ42-0AA0 | CIRCUIT BREAKER 3VA2 IEC FRAME 630 BREAKING CAPACITY CLASS C ICU=110KA @ 415 V 4-POLE, LINE PRO | 3386.32
3VA2463-7KP42-0AA0 | CIRCUIT BREAKER 3VA2 IEC FRAME 630 BREAKING CAPACITY CLASS C ICU=110KA @ 415 V 4-POLE, LINE PRO | 3337.45
3VA9087-0SX10 | LABELING PLATE FOR COVER FRAME ACCESSORY FOR: ALL COVER FRAMES 3VA9...-0SB.0 | 2.03
3VA9088-0VK10 | REAR INTERLOCK MOUNTING FRAME | 74.41
3VA9257-0KD81 | AUTOTRIP PLUNGER ACCESSORY FOR DRAW-OUT SOCKETS 3VA1 250 | 28.77
3VA9257-0KT00 | DOOR FEEDTHROUGH ACCESSORY FOR: CIRCUIT BREAKER, 3 AND 4 POLE 3VA1 250 AND 3VA5 250 | 37.32
3VA9257-0PK17 | SIDE MOUNTED ROTARY OPERATOR EMERGENCY-STOP IEC IP65 ILLUMINATION KIT 24 V DC ACCESSORY FOR 3VA | 147.69
3VA9257-0PK53 | SIDE MOUNTED ROTARY OPERATOR STANDARD IEC IP65 WITH MOUNTING PLATE ILLUMINATION KIT 24 V DC ACC | 178.87
3VA9262-0WA00 | PHASE BARRIERS 2 PCS. ACCESSORY FOR: 3VA2 100/160/250 | 7.07
3VA9263-0JB12 | CIRCULAR CONDUCTOR TERMINAL 3 PCS. ACCESSORY FOR: 3VA2/3/6/7 150/160/250 | 23.29
3VA9263-0QD00 | FRONT CONNECTION BARS EDGEWISE 3 PCS ACCESSORY FOR: 3VA2 100/160/250 | 26.08
3VA9264-0JB12 | CIRCULAR CONDUCTOR TERMINAL 4 PCS. ACCESSORY FOR: 3VA2/3/6 150/160/250 | 31.07
3VA9264-0QB00 | CONNECTION BAR EXTENTION 3 PCS. ACCESSORY FOR: 3VA2 100/160/250 | 34.88
3VA9264-0QD00 | FRONT CONNECTION BARS EDGEWISE 4 PCS ACCESSORY FOR: 3VA2 100/160/250 | 34.84
3VA9267-0EK13 | FRONT MOUNTED ROTARY OPERATOR STANDARD IEC IP30/40 ILLUMINATION KIT 24 V DC ACCESSORY FOR 3VA2 | 80.97
3VA9267-0EK25 | FRONT MOUNTED ROTARY OPERATOR EMERGENCY-STOP WITH DOOR INTERLOCKING IEC IP30/40 ACCESSORY FOR 3 | 82.61
3VA9267-0FK21 | DOOR MOUNTED ROTARY OPERATOR STANDARD IEC IP65 WITH DOOR INTERLOCKING ACCESSORY FOR 3VA2 100/16 | 73.3
3VA9267-0KD81 | AUTOTRIP PLUNGER ACCESSORY FOR: DRAW-OUT SOCKETS 3VA2 100/160/250 | 28.77
3VA9267-0PK11 | SIDE MOUNTED ROTARY OPERATOR STANDARD IEC IP65 ACCESSORY FOR 3VA2 100/160/250 | 93.55
3VA9267-0PK53 | SIDE MOUNTED ROTARY OPERATOR STANDARD IEC IP65 WITH MOUNTING PLATE ILLUMINATION KIT 24 V DC ACC | 178.87
3VA9267-0PK57 | SIDE MOUNTED ROTARY OPERATOR EMERGENCY-STOP IEC IP65 WITH MOUNTING PLATE ILLUMINATION KIT 24 V D | 199.12
3VA9280-0WB00 | AUXILIARY CONDUCTOR TERMINAL FOR BOX TERMINAL 10 PCS. ACCESSORY FOR: 3VA1/2/3/5/6/7 150/160/250 | 5.92
3VA9303-0JF60 | CIRCULAR CONDUCTOR TERMINAL CU 6 CABLES 3 PCS. ACCESSORY FOR: 3VA2 400/630 | 76.58
3VA9323-0KP00 | PLUG-IN UNIT COMPLETE KIT ACCESSORY FOR: CIRCUIT BREAKER, 3 POLE 3VA2 400/630 | 472.1
3VA9353-0KB05 | TERMINAL COVER EXTEND. FOR PLUG-IN AND DRAW-OUT SOCKETS ACCESSORY FOR: CIRCUIT BREAKER, 3 POLE 3 | 57.97
3VA9354-0KB01 | TERMINAL COVER PLUG-IN AND DRAW-OUT, ACCESSORY FOR: CIRCUIT BREAKER, 4 POLE 3VA2 400/630 | 71.12
3VA9364-0SB20 | ESCUTCHEON 183,6 X 122,3 MM (W X H) ACCESSORY FOR: CIRCUIT BREAKER 4 POLE WITH ACCESS TO TMTU/ET | 37.1
3VA9367-0KT00 | DOOR FEEDTHROUGH ACCESSORY FOR: CIRCUIT BREAKER, 3 AND 4 POLE 3VA2 400, 3VA2 630 | 40.74
3VA9367-0VF10 | BOWDEN CABLE INTERLOCK MODULE ACCESSORY FOR: 3VA2 400/630 | 62.35
3VA9383-0SB10 | ESCUTCHEON 137,6 X 70,7 MM (W X H) ACCESSORY FOR: CIRCUIT BREAKER 3 POLE WITHOUT ACCESS TO TMTU/ | 26.82
3VA9384-0JF60 | CIRCULAR CONDUCTOR TERMINAL CU 6 CABLES 4 PCS. ACCESSORY FOR: PLUG-IN / DRAW-OUT 3VA2 400/630 | 103.4
3VA9388-0LB10 | LOCKING DEVICE FOR TOGGLE HANDLE ACCESSORY FOR: 3VA2 100/160/250/400/630 3VA2/3 100/160/250/400/ | 41.88
3VA9404-0QG00 | LUG TERMINAL RIGHT-ANGLED 4 PCS. ACCESSORY FOR: 3VA2 400/630 | 53.29
3VA9467-0EK21 | FRONT MOUNTED ROTARY OPERATOR STANDARD WITH DOOR INTERLOCKING IEC IP30/40 ACCESSORY FOR: 3VA2 4 | 94.63
3VA9467-0EK25 | FRONT MOUNTED ROTARY OPERATOR EMERGENCY-STOP WITH DOOR INTERLOCKING IEC IP30/40 ACCESSORY FOR: | 108.31
3VA9987-0MB10 | TEST DEVICE TD500 INCL. 2 CONNECTION CABLES PC - TD500, 3VA - TD500 EXTERNAL POWER SUPPLY ACCESS | 2029.44
3VA9987-0MX10 | EXTERNAL POWER SUPPLY 110V-240V AC ACCESSORY FOR: TD500 | 84.78
3VA9987-0MY10 | CONNECTION CABLE ACCESSORY FOR: TD500 - 3VA ACCESSORY FOR: ACCESSORY FOR: 3VA2/3/5/6 | 152.05
3VA9987-0TA10 | DATA CONCENTRATOR COM800 ACCESSORY FOR: 3VA | 831.47
3VA9987-0UB30 | CONNECTION CABLE 3,0M ACCESSORY FOR: EFB300 - 3VA WITH RCD | 37.1
3VA9987-0UC10 | VOLTAGE TAP ACCESSORY FOR: ETUS OF THE 8-SERIES | 35.56
3VA9988-0AA11 | AUXILIARY SWITCH CHANGEOVER CONTACTS TYPE HP (14MM) ACCESSORY FOR 3VA1/2-BREAKER | 26.5
3VA9988-0AA12 | AUXILIARY SWITCH CHANGEOVER CONTACTS TYPE HQ (7MM) ACCESSORY FOR 3VA1/2-BREAKER | 17.8
3VA9988-0BA20 | SHUNT TRIP FLEXIBLE 24 V AC 50/60 HZ ACCESSORY FOR 3VA1/2 | 63.45
3VA9988-0BA21 | SHUNT TRIP FLEXIBLE 48-60 V AC 50/60 HZ ACCESSORY FOR 3VA1/2 | 63.45
3VA9988-0BA22 | SHUNT TRIP FLEXIBLE 110-127 V AC 50/60 HZ ACCESSORY FOR 3VA1/2 | 63.45
3VA9988-0BA23 | SHUNT TRIP FLEXIBLE 208-277 V AC 50/60 HZ ACCESSORY FOR 3VA1/2 | 63.45
3VA9113-0SG10 | DC-INSULATION PLATE ACCESSORY FOR: 3VA1 100/160 3P | 3.29
3VA9114-0SG10 | DC-INSULATION PLATE ACCESSORY FOR: 3VA1 100/160 4P | 5.8
3VA9150-0WB00 | AUXILIARY CONDUCTOR TERMINAL FOR BOX TERMINAL ACCESSORY FOR: STECKEINHEIT 3VA1 100/160 | 5.92
3VA9150-0WC00 | AUXILIARY CONDUCTOR TERMINAL FOR BUSBAR ACCESSORY FOR: STECKEINHEIT 3VA1 100/160 | 5.53
3VA9151-0QB00 | CONNECTION BAR EXTENTION 1 PCS. ACCESSORY FOR: 3VA1 160 | 7.62
3VA9154-0JC12 | CIRCULAR CONDUCTOR TERMINAL 2 CABLES WITH AUXILIARY CONDUCTOR 4 PCS. ACCESSORY FOR: PLUG-IN / D | 66.72
3VA9154-0JF60 | CIRCULAR CONDUCTOR TERMINAL CU 6 CABLES 4 PCS. ACCESSORY FOR: PLUG-IN / DRAW-OUT 3VA1 160 | 103.4
3VA9154-0KB03 | TERMINAL COVER FOR PLUG-IN AND DRAW-OUT SOCKETS ACCESSORY FOR: CIRCUIT BREAKER, 4 POLE 3VA1 100/ | 14.7
3VA9154-0KB04 | TERMINAL COVER LONG FOR PLUG-IN AND DRAW-OUT SOCKETS ACCESSORY FOR: CIRCUIT BREAKER, 4 POLE 3VA1 | 19.09
3VA9157-0FK23 | DOOR MOUNTED ROTARY OPERATOR STANDARD IEC IP65 WITH DOOR INTERLOCKING ILLUMINATION KIT 24 V DC | 103.95
3VA9157-0FK25 | DOOR MOUNTED ROTARY OPERATOR EMERGENCY-STOP IEC IP65 WITH DOOR INTERLOCKING ACCESSORY FOR: 3VA1 | 74.41
3VA9157-0FK27 | DOOR MOUNTED ROTARY OPERATOR EMERGENCY-STOP IEC IP65 WITH DOOR INTERLOCKING ILLUMINATION KIT 24 | 113.77
3VA9157-0GK00 | ROTARY OPERATOR WITH SHAFT STUB WITHOUT HANDLE FOR RETROFIT 8UC ACCESSORY FOR: 3VA1 160 | 33.6
3VA9157-0PK57 | SIDE MOUNTED ROTARY OPERATOR EMERGENCY-STOP IEC IP65 WITH MOUNTING PLATE ILLUMINATION KIT 24 V D | 178.32
3VA9157-0VF10 | BOWDEN CABLE INTERLOCK MODULE ACCESSORY FOR: 3VA1 160 | 39.07
3VA9158-0VF30 | SLIDING BAR ACCESSORY FOR: 3VA1 160 | 104.5
3VA9158-0VK20 | REAR INTERLOCK MOUNTING PLATE ACCESSORY FOR: 3VA1 160 | 13.5
3VA9163-0JA12 | BOX TERMINAL 3 PCS. ACCESSORY FOR: 3VA2 160 | 17.8
3VA9167-0KT00 | DOOR FEEDTHROUGH ACCESSORY FOR: CIRCUIT BREAKER, 3 AND 4 POLE 3VA2 100/160/250 | 37.32
3VA9167-0LF10 | ADAPTER CYLINDER LOCK ACCESSORY POCKET ACCESSORY FOR: 3VA2 100/160/250 3VA3 160/250 3VA6/7 150/ | 51.31
3VA9167-0VF10 | BOWDENCABLE INTERLOCK MODULE TOGGLE LEVER ACCESSORY FOR: 3VA2 100/160/250 | 43.9
3VA9168-0VF30 | SLIDING BAR ACCESSORY FOR: 3VA2 100/160/250 | 111.6
3VA9211-0WF30 | TERMINAL COVER EXTENDED 3 POLE 1 PCS. ACCESSORY FOR: 3VA1 250 | 17.83
3VA9211-0WF40 | TERMINAL COVER EXTENDED 4 POLE 1 PCS. ACCESSORY FOR: 3VA1 250 | 23.29
3VA9211-0WG30 | TERMINAL COVER BROADENED 3 POLE 1 PCS. ACCESSORY FOR: 3VA1 250 | 28.95
3VA9211-0WG40 | TERMINAL COVER BROADENED 4 POLE 1 PCS. ACCESSORY FOR: 3VA1 250 | 39.17
3VA9988-0AB23 | ELECTRICAL ALARM SWITCH CHANGEOVER CONTACTS TYPE HQ (7MM) ELECTRONIC ACCESSORY FOR 3VA1/2-BREAKE | 39.95
3VA9988-0AB33 | SHORT CIRCUIT ALARM SWITCH CHANGEOVER CONTACTS TYPE HQ (7MM) ELECTRONIC ACCESSORY FOR: 3VA1 160 | 47.36
3VA9988-0AB35 | SHORT CIRCUIT ALARM SWITCH CHANGEOVER CONTACTS TYPE HQ (7MM) ELECTRONIC ACCESSORY FOR 3VA1 250 | 47.36
3VA9988-0BA24 | SHUNT TRIP FLEXIBLE 380-500 V AC 50/60 HZ ACCESSORY FOR 3VA1/2 | 63.45
3VA9988-0BL10 | SHUNT TRIP LEFT 12 V DC ACCESSORY FOR 3VA1/2 | 63.45
3VA9111-0WD20 | TERMINAL COVER 2 POLE 1PCS. ACCESSORY FOR: 3VA1 160 | 9.03
3VA9112-0SG20 | SIDEPLATE ACCESSORY FOR: 3VA1 160-2P | 6.63
3VA9152-0WA00 | PHASE BARRIERS 2 PCS. ACCESSORY FOR: 3VA1 100/160 | 6.79
3VA9153-0JC12 | CIRCULAR CONDUCTOR TERMINAL 2 CABLES WITH AUXILIARY CONDUCTOR 3 PCS. ACCESSORY FOR: PLUG-IN / D | 49.84
3VA9153-0QB00 | CONNECTION BAR EXTENTION 3 PCS. ACCESSORY FOR: 3VA1 100/160 | 23.47
3VA9153-0QD00 | FRONT CONNECTION BARS EDGEWISE 3 PCS ACCESSORY FOR: 3VA1 100/160 | 22.71
3VA9154-0QB00 | CONNECTION BAR EXTENTION 4 PCS. ACCESSORY FOR: 3VA1 100/160 | 31.46
3VA9154-0QD00 | FRONT CONNECTION BARS EDGEWISE 4 PCS ACCESSORY FOR: 3VA1 100/160 | 30.32
3VA9157-0EK25 | FRONT MOUNTED ROTARY OPERATOR EMERGENCY-STOP WITH DOOR INTERLOCKING IEC IP30/40 ACCESSORY FOR: | 72.75
3VA9157-0FK21 | DOOR MOUNTED ROTARY OPERATOR STANDARD IEC IP65 WITH DOOR INTERLOCKING ACCESSORY FOR: 3VA1 100/1 | 65.1
3VA9157-0HA10 | MOTOR OPERATOR 24-60 V DC ACCESSORY FOR: 3VA1 160 | 345.17
3VA9157-0KB02 | CABLE CAGE FOR PLUG-IN AND DRAW-OUT, ACCESSORY FOR: CIRCUIT BREAKER, 3 AND 4 POLE 3VA1 160 | 7.15
3VA9157-0PK51 | SIDE MOUNTED ROTARY OPERATOR STANDARD IEC IP65 WITH MOUNTING PLATE ACCESSORY FOR: 3VA1 100/160 | 120.89
3VA9157-0PK55 | SIDE MOUNTED ROTARY OPERATOR EMERGENCY-STOP IEC IP65 WITH MOUNTING PLATE ACCESSORY FOR: 3VA1 10 | 138.92
3VA9163-0KB04 | TERMINAL COVER LONG FOR PLUG-IN AND DRAW-OUT SOCKETS ACCESSORY FOR: CIRCUIT BREAKER, 3 POLE 3VA1 | 17.83
3VA9163-0SB10 | ESCUTCHEON 104,6 X 70,7 MM (W X H) ACCESSORY FOR: CIRCUIT BREAKER 3 POLE WITHOUT ACCESS TO ETU | 22.43
3VA9164-0KB05 | TERMINAL COVER EXTEND. FOR PLUG-IN AND DRAW-OUT SOCKETS ACCESSORY FOR: CIRCUIT BREAKER, 4 POLE 3 | 39.17
3VA9164-0SB20 | ESCUTCHEON 139,6 X 100,8 MM (W X H) ACCESSORY FOR: CIRCUIT BREAKER 4 POLE WITH ACCESS TO ETU 3V | 29.27
3VA9182-0SH10 | ADAPTER FOR DIN-RAILS ACCESSORY FOR: CIRCUIT BREAKER 3VA1 160, 2 POLE | 29.5
3VA9187-0SH20 | ADAPTER FOR DIN-RAILS ACCESSORY FOR: CIRCUIT BREAKER 3VA1 160, 3 AND 4 POLE AND SIDE-MOUNTED RE | 37.1
3VA9211-0QF20 | REAR CONNECTING STUDS LONG 1 PCS. ACCESSORY FOR: 3VA1 250 | 17.94
3VA9211-0WD40 | TERMINAL COVER 4 POLE 1PCS. ACCESSORY FOR: | 17.83
3VA9211-0WJ30 | REAR INSULATING PLATE EXTENDED 3 POLE 1 PCS. ACCESSORY FOR: 3VA1 250 | 11.17
3VA9211-0WK30 | REAR INSULATINGPLATE BROADENED 3 POLE 1 PCS. ACCESSORY FOR: 3VA1 250 | 13.91
3VA9213-0KB01 | TERMINAL COVER PLUG-IN AND DRAW-OUT, ACCESSORY FOR: CIRCUIT BREAKER, 3 POLE 3VA1 250 | 35.12
3VA9213-0KD10 | DRAW-OUT UNIT CONVERTION KIT FOR MCCB ACCESSORY FOR: CIRCUIT BREAKER, 3 POLE 3VA2 400 AND 3VA2 | 89.7
3VA9213-0RL20 | RCD- MODULE RCD520 BASIC RCD TYPE A LOAD SIDE MOUNTED ADJUSTABLE 0,03...5A AT 50/60HZ ADJUSTA | 771.31
3VA9214-0JC13 | CIRCULAR CONDUCTOR TERMINAL 2 CABLES WITH AUXILIARY CONDUCTOR 4 PCS. ACCESSORY FOR: 3VA1 250 | 83.16
3VA9214-0KB01 | TERMINAL COVER PLUG-IN AND DRAW-OUT, ACCESSORY FOR: CIRCUIT BREAKER, 4 POLE 3VA1 250 | 46.06
3VA9214-0KD10 | DRAW-OUT UNIT CONVERTION KIT FOR MCCB ACCESSORY FOR: CIRCUIT BREAKER, 4 POLE 3VA2 160 AND 3VA2 | 119.78
3VA9214-0RL20 | RCD- MODULE RCD520 BASIC RCD TYPE A LOAD SIDE MOUNTED ADJUSTABLE 0,03...5A AT 50/60HZ ADJUSTA | 836.93
3VA9153-0KB05 | TERMINAL COVER EXTEND. FOR PLUG-IN AND DRAW-OUT SOCKETS ACCESSORY FOR: CIRCUIT BREAKER, 3 POLE 3 | 22.71
3VA9157-0EK11 | FRONT MOUNTED ROTARY OPERATOR STANDARD IEC IP30/40 ACCESSORY FOR: 3VA1 100/160 | 37.32
3VA9157-0EK13 | FRONT MOUNTED ROTARY OPERATOR STANDARD IEC IP30/40 ILLUMINATION KIT 24 V DC ACCESSORY FOR: 3VA1 | 75.47
3VA9157-0EK15 | FRONT MOUNTED ROTARY OPERATOR EMERGENCY-STOP IEC IP30/40 IEC IP30/40 3VA1 100/160 | 42.83
3VA9157-0EK17 | FRONT MOUNTED ROTARY OPERATOR EMERGENCY-STOP IEC IP30/40 ILLUMINATION KIT 24 V DC ACCESSORY FOR: | 81.52
3VA9157-0EK21 | FRONT MOUNTED ROTARY OPERATOR STANDARD WITH DOOR INTERLOCKING IEC IP30/40 ACCESSORY FOR: 3VA1 1 | 63.45
3VA9157-0LF10 | ADAPTER CYLINDER LOCK ACCESSORY POCKET ACCESSORY FOR: 3VA1 160 | 49.84
3VA9157-0PK11 | SIDE MOUNTED ROTARY OPERATOR STANDARD IEC IP65 ACCESSORY FOR: 3VA1 100/160 | 83.69
3VA9157-0PK13 | SIDE MOUNTED ROTARY OPERATOR STANDARD IEC IP65 ILLUMINATION KIT 24 V DC ACCESSORY FOR: 3VA1 100 | 121.44
3VA9157-0PK15 | SIDE MOUNTED ROTARY OPERATOR EMERGENCY-STOP IEC IP65 ACCESSORY FOR: 3VA1 100/160 | 95.18
3VA9163-0SB20 | ESCUTCHEON 104,6 X 100,8 MM (W X H) ACCESSORY FOR: CIRCUIT BREAKER 3 POLE WITH ACCESS TO ETU 3V | 24.57
3VA9164-0JA12 | BOX TERMINAL 4 PCS. ACCESSORY FOR: 3VA2 160 | 23.47
3VA9164-0KB03 | TERMINAL COVER FOR PLUG-IN AND DRAW-OUT SOCKETS ACCESSORY FOR: CIRCUIT BREAKER, 4 POLE 3VA2 100/ | 17.8
3VA9164-0KB04 | TERMINAL COVER LONG FOR PLUG-IN AND DRAW-OUT SOCKETS ACCESSORY FOR: CIRCUIT BREAKER, 4 POLE 3VA2 | 23.29
3VA9187-0TB50 | 24 VOLT MODULE ACCESSORY FOR: 3VA2 100/160/250 | 71.12
3VA9187-0TB60 | SLC-ADAPTER COM060, 24 VOLT MODULE ACCESSORY FOR: 3VA2 100/160/250 | 49.28
3VA9211-0QE10 | REAR TERMINAL FLAT SHORT 1 PCS. ACCESSORY FOR: 3VA1 250 | 13.44
3VA9211-0QE20 | REAR TERMINAL FLAT LONG 1 PCS. ACCESSORY FOR: 3VA1 250 | 17.94
3VA9213-0JC13 | CIRCULAR CONDUCTOR TERMINAL 2 CABLES WITH AUXILIARY CONDUCTOR 3 PCS. ACCESSORY FOR: 3VA1 250 | 62.35
3VA9213-0JC22 | CIRCULAR CONDUCTOR TERMINAL 2 CABLES WITH AUXILIARY CONDUCTOR 3 PCS. ACCESSORY FOR: 3VA1 250 | 70.03
3VA9213-0JF60 | CIRCULAR CONDUCTOR TERMINAL CU 6 CABLES 3 PCS. ACCESSORY FOR: 3VA1 250 | 79.87
3VA9213-0JJ13 | CIRCULAR CONDUCTOR TERMINAL LARGE 3 PCS. ACCESSORY FOR: 3VA1 250 | 53.22
3VA9214-0JC22 | CIRCULAR CONDUCTOR TERMINAL 2 CABLES WITH AUXILIARY CONDUCTOR 4 PCS. ACCESSORY FOR: 3VA1 250 | 92.99
3VA9214-0JF60 | CIRCULAR CONDUCTOR TERMINAL CU 6 CABLES 4 PCS. ACCESSORY FOR: 3VA1 250 | 106.12
3VA9214-0JJ13 | CIRCULAR CONDUCTOR TERMINAL LARGE 4 PCS. ACCESSORY FOR: 3VA1 250 | 71.12
3VA9214-0JJ22 | CIRCULAR CONDUCTOR TERMINAL 2 CABLES 4 PCS. ACCESSORY FOR: 3VA1 250 | 81.52
3VA9253-0JA12 | BOX TERMINAL 3 PCS. ACCESSORY FOR: 3VA1 250 | 17.83
3VA9253-0JB12 | CIRCULAR CONDUCTOR TERMINAL 3 PCS. ACCESSORY FOR: 3VA1 250 | 23.29
3VA9253-0JC13 | CIRCULAR CONDUCTOR TERMINAL 2 CABLES WITH AUXILIARY CONDUCTOR 3 PCS. ACCESSORY FOR: PLUG-IN / D | 60.73
3VA9253-0JC22 | CIRCULAR CONDUCTOR TERMINAL 2 CABLES WITH AUXILIARY CONDUCTOR 3 PCS. ACCESSORY FOR: PLUG-IN / D | 67.83
3VA9254-0JB12 | CIRCULAR CONDUCTOR TERMINAL 4 PCS. ACCESSORY FOR: 3VA1 250 | 31.07
3VA9254-0JC13 | CIRCULAR CONDUCTOR TERMINAL 2 CABLES WITH AUXILIARY CONDUCTOR 4 PCS. ACCESSORY FOR: PLUG-IN / D | 82.05
3VA9254-0JC22 | CIRCULAR CONDUCTOR TERMINAL 2 CABLES WITH AUXILIARY CONDUCTOR 4 PCS. ACCESSORY FOR: PLUG-IN / D | 90.27
3VA9254-0JF60 | CIRCULAR CONDUCTOR TERMINAL CU 6 CABLES 4 PCS. ACCESSORY FOR: PLUG-IN / DRAW-OUT 3VA1 250 | 103.4
3VA9254-0JG12 | CIRCULAR CONDUCTOR TERMINAL WITH AUXILIARY CONDUCTOR 4 PCS. ACCESSORY FOR: 3VA1 250 | 35.65
3VA9257-0EK21 | FRONT MOUNTED ROTARY OPERATOR STANDARD WITH DOOR INTERLOCKING IEC IP30/40 ACCESSORY FOR 3VA1/5 | 71.67
3VA9467-0FK27 | DOOR MOUNTED ROTARY OPERATOR EMERGENCY-STOP IEC IP65 WITH DOOR INTERLOCKING ILLUMINATION KIT 24 | 160.27
3VA9467-0HA10 | MOTOR OPERATOR 24-60 V DC ACCESSORY FOR: 3VA2 400/630 | 557.95
3VA9480-0WB00 | AUXILIARY CONDUCTOR TERMINAL FOR BOX TERMINAL ACCESSORY FOR: 3VA2 400/630 | 5.75
3VA9481-0WD30 | TERMINAL COVER 3 POLE 1PCS. ACCESSORY FOR: 3VA2 400/630 | 20.96
3VA9481-0WK40 | REAR INSULATINGPLATE BROADENED 4 POLE 1 PCS. ACCESSORY FOR: 3VA2 400/630 | 24.5
3VA9483-0JA13 | BOX TERMINAL 3 PCS. ACCESSORY FOR: 3VA2 400/630 | 77.68
3VA9484-0JA13 | BOX TERMINAL 4 PCS. ACCESSORY FOR: 3VA2 400/630 | 103.95
3VA9484-0QB00 | CONNECTION BAR EXTENTION 3 PCS. ACCESSORY FOR: 3VA2 400/630 | 67.83
3VA9487-0GC11 | SUPPLEMENTARY HANDLE FOR DOOR MOUNTED ROTARY OPERATOR STANDARD ACCESSORY FOR 3VA2 400/630 | 54.31
3VA9487-0SC10 | TOGGLE HANDLE EXTENTION FS600/6 ACCESSORY FOR: 3VA2 400/630 | 19.97
3VA9980-0VL40 | CYLINDER LOCK KEY NUMBER 4 | 18.54
3VA9987-0KD80 | AUXILIARY CIRCUIT CONNECTOR ACCESSORY FOR: ALL DRAW-OUT UNITS 3VA | 20.27
3VA9987-0KP80 | AUXILIARY CIRCUIT CONNECTOR ACCESSORY FOR: ALL PLUG-IN UNITS 3VA | 20.27
3VA9987-0TC10 | 3VA-LINE CONNECTION 0,4M ACCESSORY FOR: COM800, COM060 | 16.97
3VA9987-0TC30 | 3VA-LINE CONNECTION 2,0M ACCESSORY FOR: COM800, COM060 | 25.38
3VA9987-0UA10 | EXTERNAL FUNCTION BOX EFB300 INCL. CONNECTION CABLE 1,5M 3VA - EFB300 ACCESSORY FOR: 3VA2 | 305.77
3VA9987-0UB20 | CONNECTION CABLE 3,0M ACCESSORY FOR: EFB300 - 3VA | 38.13
3VA9988-0AA13 | AUXILIARY SWITCH CHANGEOVER CONTACTS TYPE HQ (7MM) ELECTRONIC ACCESSORY FOR 3VA1/2-BREAKER | 26.5
3VA9988-0AA22 | LEADING CHANGEOVER SWITCH CHANGEOVER CONTACTS TYPE HQ (7MM) ACCESSORY FOR 3VA1/2-BREAKER | 24.33
3VA9988-0AB32 | SHORT CIRCUIT ALARM SWITCH CHANGEOVER CONTACTS TYPE HQ (7MM) ACCESSORY FOR: 3VA1 160 | 31.57
3VA9988-0AB34 | SHORT CIRCUIT ALARM SWITCH CHANGEOVER CONTACTS TYPE HQ (7MM) ACCESSORY FOR 3VA1 250 | 31.57
3VA9988-0BA25 | SHUNT TRIP FLEXIBLE 600 V AC 50/60 HZ ACCESSORY FOR 3VA1/2 | 63.45
3VA9988-0BL20 | SHUNT TRIP LEFT 380-600 V AC 50/60 HZ ACCESSORY FOR 3VA1/2 | 63.45
3VA9111-0WD10 | TERMINAL COVER 1 POLE 1PCS. ACCESSORY FOR: 3VA1 160 | 8.2
3VA9111-0WF20 | TERMINAL COVER EXTENDED 2 POLE 1 PCS. ACCESSORY FOR: 3VA1 160 | 9.03
3VA9152-0QC00 | FRONT CONNECTION BARS BROADEND 2 PCS. ACCESSORY FOR: 3VA1 160 | 27.86
3VA9153-0JA11 | BOX TERMINAL 3 PCS. ACCESSORY FOR: 3VA1 100/160 | 15.8
3VA9153-0QC00 | FRONT CONNECTION BARS BROADENED 3 PCS ACCESSORY FOR: 3VA1 100/160 | 41.7
3VA9154-0JA11 | BOX TERMINAL 4 PCS. ACCESSORY FOR: 3VA1 100/160 | 21.23
3VA9154-0KB05 | TERMINAL COVER EXTEND. FOR PLUG-IN AND DRAW-OUT SOCKETS ACCESSORY FOR: CIRCUIT BREAKER, 4 POLE 3 | 30.91
3VA9154-0QC00 | FRONT CONNECTION BARS BROADENED 4 PCS ACCESSORY FOR: 3VA1 100/160 | 55.78
3VA9157-0EK23 | FRONT MOUNTED ROTARY OPERATOR STANDARD WITH DOOR INTERLOCKING IEC IP30/40 ILLUMINATION KIT 24 V | 102.3
3VA9157-0EK27 | FRONT MOUNTED ROTARY OPERATOR EMERGENCY-STOP WITH DOOR INTERLOCKING IEC IP30/40 ILLUMINATION KIT | 109.93
3VA9157-0HA20 | MOTOR OPERATOR 110-230 V AC / 110-250 V DC ACCESSORY FOR: 3VA1 160 | 345.17
3VA9157-0KP81 | AUTOTRIP PLUNGER ACCESSORY FOR: PLUG-IN SOCKETS 3VA1 100/160 | 28.77
3VA9157-0PK17 | SIDE MOUNTED ROTARY OPERATOR EMERGENCY-STOP IEC IP65 ILLUMINATION KIT 24 V DC ACCESSORY FOR: 3V | 134.58
3VA9157-0PK53 | SIDE MOUNTED ROTARY OPERATOR STANDARD IEC IP65 WITH MOUNTING PLATE ILLUMINATION KIT 24 V DC ACC | 159.18
3VA9163-0KB03 | TERMINAL COVER FOR PLUG-IN AND DRAW-OUT SOCKETS ACCESSORY FOR: CIRCUIT BREAKER, 3 POLE 3VA100/16 | 13.5
3VA9163-0KB05 | TERMINAL COVER EXTEND. FOR PLUG-IN AND DRAW-OUT SOCKETS ACCESSORY FOR: CIRCUIT BREAKER, 3 POLE 3 | 28.95
3VA9213-0KP10 | PLUG-IN UNIT CONVERTION KIT FOR MCCB ACCESSORY FOR: CIRCUIT BREAKER, 3 POLE 3VA1 250 | 74.41
3VA9213-0QA00 | LUG TERMINAL 3 PCS ACCESSORY FOR: 3VA1 250 | 16.37
3VA9213-0QE00 | REAR TERMINAL FLAT 3 PCS. ACCESSORY FOR: 3VA1 250 | 44.7
3VA9213-0QF00 | REAR CONNECTING STUDS 3 PCS. ACCESSORY FOR: 3VA1 250 | 44.7
3VA9214-0KP10 | PLUG-IN UNIT CONVERTION KIT FOR MCCB ACCESSORY FOR: CIRCUIT BREAKER, 4 POLE 3VA1 250 | 99.56
3VA9214-0QA00 | LUG TERMINAL 3PCS ACCESSORY FOR: 3VA1 250 | 21.85
3VA9214-0QE00 | REAR TERMINAL FLAT 4 PCS. ACCESSORY FOR: 3VA1 250 | 60.18
3VA9214-0QF00 | REAR CONNECTING STUDS 3 PCS. ACCESSORY FOR: 3VA1 250 | 60.18
3VA9214-0QG00 | LUG TERMINAL RIGHT-ANGLED 4 PCS. ACCESSORY FOR: 3VA1 250 | 34.88
3VA9253-0KB05 | TERMINAL COVER EXTEND. FOR PLUG-IN AND DRAW-OUT SOCKETS ACCESSORY FOR: CIRCUIT BREAKER, 3 POLE 3 | 28.95
3VA9253-0QB00 | CONNECTION BAR EXTENTION 3 PCS. ACCESSORY FOR: 3VA1/5 250 | 26.08
3VA9253-0QC00 | FRONT CONNECTION BARS BROADENED 3 PCS ACCESSORY FOR: 3VA1 250 | 45.62
3VA9253-0QD00 | FRONT CONNECTION BARS EDGEWISE 3 PCS ACCESSORY FOR: 3VA1 250 | 26.08
3VA9254-0QC00 | FRONT CONNECTION BARS BROADENED 4 PCS ACCESSORY FOR: 3VA1 250 | 60.73
3VA9254-0QD00 | FRONT CONNECTION BARS EDGEWISE 4 PCS ACCESSORY FOR: 3VA1 250 | 34.88
3VA9254-0SB10 | ESCUTCHEON 139,6 X 45,65 MM (W X H) ACCESSORY FOR: CIRCUIT BREAKER 4 POLE WITHOUT ACCESS TO TMTU | 25.31
3VA9254-0SB20 | ESCUTCHEON 139,6 X 84,7 MM (W X H) ACCESSORY FOR: CIRCUIT BREAKER 4 POLE WITH ACCESS TO TMTU 3V | 28.23
3VA9257-0GK00 | ROTARY OPERATOR WITH SHAFT STUB WITHOUT HANDLE FOR RETROFIT 8UC ACCESSORY FOR 3VA1/5 250 | 37.75
3ZS1316-4CC10-0YA5 | SIRIUS ENGINEERING SAFETY ES V1.0 BASIC LICENSE KEY ON USB-STICK, SOFTWARE ON CD, FLOATING LICEN | 122.12
3ZS1316-4CE10-0YB5 | SIRIUS ENGINEERING SAFETY ES V1.0 BASIC LICENSE KEY DOWNLOAD, FLOATING LICENSE FOR ONE USER, EN | 122.12
6AG1961-2BA31-7AA0 | SIPLUS PS PSE200U 3A WITH CONFORMAL COATING BASED ON 6EP1961-2BA31 . SELECTIVITY MODULE 4 CHANN | 522.7
6AG1961-2BA41-7AA0 | SIPLUS PS PSE200U 10A WITH CONFORMAL COATING BASED ON 6EP1961-2BA41 . SELECTIVITY MODULE 4 CHANN | 553.27
5SV3342-6GV01 | RCCB 5SV3 342-6 IN BIGPACK 18 PCS TYPE A 25A 3+N-POLE 30MA 400V 4MW | 66.19
5SV3342-6KK01 | RES.CUR.OP.CIRCUIT BREAKER TYPE A 25A 3+N-POLE 30MA 400V 4MW SHORT-TIME DELAYED | 110.48
5SV3342-6KK12 | RES.CUR.OP.CIRCUIT BREAKER TYPE A 25A 3+N-POLE 30MA 400V 4MW SIGRES | 82.23
5SV3346-6LA | RES.CUR.OP.CIRCUIT BREAKER TYPE A 63A 3+N-POLE 30MA 400V 4MW THERMAL OVERLOAD PROTECTION POSSIBL | 128.62
5SV3347-3 | RES.CUR.OP.CIRCUIT BREAKER TYPE F 80A 3+N-POLE 30MA 400V 4MW | 376.56
5SV3347-6KK01 | RES.CUR.OP.CIRCUIT BREAKER TYPE A 80A 3+N-POLE 30MA 400V 4MW SHORT-TIME DELAYED | 347.05
5SV3446-8 | RES.CUR.OP.CIRCUIT BREAKER TYPE A 63A 3+N-POLE 100MA 400V 4MW SELECTIVE | 235.73
5SV3612-3 | RES.CUR.OP.CIRCUIT BREAKER TYPE F 25A 1+N-POLE 300MA 230V 2MW | 114.47
5SV3612-6BA | RES.CUR.OP.CIRCUIT BREAKER TYPE A 25A 1+N-POLE 300MA 230V 2MW ENCLOSED TERM.COVER BELGIUM | 109.4
5SV3612-6KK01 | RES.CUR.OP.CIRCUIT BREAKER TYPE A 25A 1+N-POLE 300MA 230V 2MW SHORT-TIME DELAYED | 104.27
5SV3616-8 | RES.CUR.OP.CIRCUIT BREAKER TYPE A 63A 1+N-POLE 300MA 230V 2MW SELECTIVE | 155.18
5SV3616-8KL | RES.CUR.OP.CIRCUIT BREAKER TYPE A 63A 1+N-POLE 300MA 230V 2MW SELECTIVE N-LEFT | 155.18
5SV3617-3 | RES.CUR.OP.CIRCUIT BREAKER TYPE F 80A 1+N-POLE 300MA 230V 2MW | 344.94
5SV3617-6KK01 | RES.CUR.OP.CIRCUIT BREAKER TYPE A 80A 1+N-POLE 300MA 230V 2MW SHORT-TIME DELAYED | 317.96
5SV3644-7 | RES.CUR.OP.CIRCUIT BREAKER TYPE F 40A 3+N-POLE 300MA 400V 4MW SELECTIVE | 152.41
5SV3644-8 | RES.CUR.OP.CIRCUIT BREAKER TYPE A 40A 3+N-POLE 300MA 400V 4MW SELECTIVE | 101.23
3VA9252-0WA00 | PHASE BARRIERS 2 PCS. ACCESSORY FOR: 3VA1 250 | 7.07
3VA9253-0JG12 | CIRCULAR CONDUCTOR TERMINAL WITH AUXILIARY CONDUCTOR 3 PCS. ACCESSORY FOR: 3VA1 250 | 26.64
3VA9253-0KB04 | TERMINAL COVER LONG FOR PLUG-IN AND DRAW-OUT SOCKETS ACCESSORY FOR: CIRCUIT BREAKER, 3 POLE 3VA1 | 17.83
3VA9253-0SB10 | ESCUTCHEON 104,6 X 45,65 MM (W X H) ACCESSORY FOR: CIRCUIT BREAKER 3 POLE WITHOUT ACCESS TO TMTU | 20.4
3VA9254-0JA11 | BOX TERMINAL 4 PCS. ACCESSORY FOR: 3VA1 250 | 23.47
3VA9254-0KB03 | TERMINAL COVER FOR PLUG-IN AND DRAW-OUT SOCKETS ACCESSORY FOR: CIRCUIT BREAKER, 4 POLE 3VA1 250 | 17.83
3VA9254-0KB05 | TERMINAL COVER EXTEND. FOR PLUG-IN AND DRAW-OUT SOCKETS ACCESSORY FOR: CIRCUIT BREAKER, 4 POLE 3 | 39.17
3VA9257-0EK13 | FRONT MOUNTED ROTARY OPERATOR STANDARD IEC IP30/40 ILLUMINATION KIT 24 V DC ACCESSORY FOR 3VA1/ | 80.97
3VA9257-0EK17 | FRONT MOUNTED ROTARY OPERATOR EMERGENCY-STOP IEC IP30/40 ILLUMINATION KIT 24 V DC ACCESSORY FOR | 86.98
3VA9257-0FK21 | DOOR MOUNTED ROTARY OPERATOR STANDARD IEC IP65 WITH DOOR INTERLOCKING ACCESSORY FOR 3VA1/5 250 | 73.3
3VA9257-0FK25 | DOOR MOUNTED ROTARY OPERATOR EMERGENCY-STOP IEC IP65 WITH DOOR INTERLOCKING ACCESSORY FOR 3VA1/ | 84.78
3ZS1316-5CC10-0YA5 | SIRIUS ENGINEERING SAFETY ES V1.0 STANDARD LICENSE KEY ON USB-STICK, SOFTWARE ON CD, FLOATING LI | 849.44
3ZS1316-5CE10-0YB5 | SIRIUS ENGINEERING SAFETY ES V1.0 STANDARD LICENSE KEY DOWNLOAD, WITHOUT SOFTWARE, FLOATING-LICE | 849.44
5SM2827-8 | RC-UNIT F. MCB 5SP4 TYPE A (PSE/SSF) 80/100A 2POLE IFN 1,0A 230V FOR SELECTIVE SWITCH-OFF | 475.54
5SM9121-0KK | RC-UNIT, ELECTRONIC TYPE AC | 38.59
5SL6104-6 | CIRCUIT BREAKER 230/400V 6KA, 1POLE, B, 4A | 4.83
6AG1688-3XY38-2AX0 | SIPLUS HMI DESIGN BLANK FRONT KP8 FORMAT -25 ... +60 DEGREE WITH CONFORMAL COATING BASED ON 6AV3 | 380.02
6AG1803-4BA00-7AA0 | SIPLUS ST7 TIM 4R-IE DNP3 - 25 ... +70 GRAD C WITH CONFORMAL COATING BASED ON 6NH7800-4BA00 . T | 9022.46
5SV3317-6KK01 | RES.CUR.OP.CIRCUIT BREAKER TYPE A 80A 1+N-POLE 30MA 230V 2MW SHORT-TIME DELAYED | 324.7
5SV3342-6BA | RES.CUR.OP.CIRCUIT BREAKER TYPE A 25A 3+N-POLE 30MA 400V 4MW ENCLOSED TERM.COVER BELGIUM | 119.27
5SV3344-3 | RES.CUR.OP.CIRCUIT BREAKER TYPE F 40A 3+N-POLE 30MA 400V 4MW | 122.41
5SV3344-6GV01 | RCCB 5SV3 344-6 IN BIGPACK 18 PCS TYPE A 40A 3+N-POLE 30MA 400V 4MW | 70.01
5SV3346-6BA | RES.CUR.OP.CIRCUIT BREAKER TYPE A 63A 3+N-POLE 30MA 400V 4MW ENCLOSED TERM.COVER BELGIUM | 203.59
5SV3346-6KK01 | RES.CUR.OP.CIRCUIT BREAKER TYPE A 63A 3+N-POLE 30MA 400V 4MW SHORT-TIME DELAYED | 196.52
5SV3446-6LA | RES.CUR.OP.CIRCUIT BREAKER TYPE A 63A 3+N-POLE 100MA 400V 4MW THERMAL OVERLOAD PROTECTION POSSIB | 181.32
5SV3612-8 | RES.CUR.OP.CIRCUIT BREAKER TYPE A 25A 1+N-POLE 300MA 230V 2MW SELECTIVE | 91.52
5SV3614-6BA | RES.CUR.OP.CIRCUIT BREAKER TYPE A 40A 1+N-POLE 300MA 230V 2MW ENCLOSED TERM.COVER BELGIUM | 117.74
5SV3616-6BA | RES.CUR.OP.CIRCUIT BREAKER TYPE A 63A 1+N-POLE 300MA 230V 2MW ENCLOSED TERM.COVER BELGIUM | 186.12
5SV3617-7 | RES.CUR.OP.CIRCUIT BREAKER TYPE F 80A 1+N-POLE 300MA 230V 2MW SELECTIVE | 518.66
5SV3642-3 | RES.CUR.OP.CIRCUIT BREAKER TYPE F 25A 3+N-POLE 300MA 400V 4MW | 119.56
5SV3642-6KK01 | RES.CUR.OP.CIRCUIT BREAKER TYPE A 25A 3+N-POLE 300MA 400V 4MW SHORT-TIME DELAYED | 108.23
5SV3644-6BA | RES.CUR.OP.CIRCUIT BREAKER TYPE A 40A 3+N-POLE 300MA 400V 4MW ENCLOSED TERM.COVER BELGIUM | 121.55
5SV3644-6KK12 | RES.CUR.OP.CIRCUIT BREAKER TYPE A 40A 3+N-POLE 300MA 400V 4MW SIGRES | 84.34
5SV3646-6KK12 | RES.CUR.OP.CIRCUIT BREAKER TYPE A 63A 3+N-POLE 300MA 400V 4MW SIGRES | 134.94
5SV3646-8 | RES.CUR.OP.CIRCUIT BREAKER TYPE A 63A 3+N-POLE 300MA 400V 4MW SELECTIVE | 158.11
3VA9164-0SB10 | ESCUTCHEON 139,6 X 70,7 MM (W X H) ACCESSORY FOR: CIRCUIT BREAKER 4 POLE WITHOUT ACCESS TO ETU | 27.19
3VA9167-0KB02 | CABLE CAGE FOR PLUG-IN AND DRAW-OUT, ACCESSORY FOR: CIRCUIT BREAKER, 3 AND 4 POLE 3VA2 100/160/2 | 8.31
3VA9181-0SH10 | ADAPTER FOR DIN-RAILS ACCESSORY FOR: CIRCUIT BREAKER 3VA1 160, 1 POLE | 14.93
3VA9187-0SH10 | ADAPTER FOR DIN-RAILS ACCESSORY FOR: CIRCUIT BREAKER 3VA1 100 /160 3 AND 4 POLE | 32.98
3VA9187-0TB10 | COMMUNICATION MODULE COM060 ACCESSORY FOR: 3VA2 100/160/250 | 254.35
3VA9211-0QF10 | REAR CONNECTING STUDS SHORT 1 PCS. ACCESSORY FOR: 3VA1 250 | 13.44
3VA9211-0WD30 | TERMINAL COVER 3 POLE 1PCS. ACCESSORY FOR: | 13.5
3VA9211-0WJ40 | REAR INSULATING PLATE EXTENDED 4 POLE 1 PCS. ACCESSORY FOR: 3VA1 250 | 15.02
3VA9211-0WK40 | REAR INSULATINGPLATE BROADENED 4 POLE 1 PCS. ACCESSORY FOR: 3VA1 250 | 18.54
3VA9213-0JJ22 | CIRCULAR CONDUCTOR TERMINAL 2 CABLES 3 PCS. ACCESSORY FOR: 3VA1 250 | 60.73
3VA9213-0KD00 | DRAW-OUT UNIT COMPLETE KIT ACCESSORY FOR: CIRCUIT BREAKER, 3 POLE 3VA1 250 | 268.03
3VA9213-0KP00 | PLUG-IN UNIT COMPLETE KIT ACCESSORY FOR: CIRCUIT BREAKER, 3 POLE 3VA1 250 | 173.4
3VA9213-0QG00 | LUG TERMINAL RIGHT-ANGLED 3 PCS. ACCESSORY FOR: 3VA1 250 | 26.08
3VA9213-0RS20 | RCD- MODULE RCD510 BASIC RCD TYPE A SIDE MOUNTED ADJUSTABLE 0,03...5A AT 50/60HZ ADJUSTABLE T | 787.73
3VA9214-0KD00 | DRAW-OUT UNIT COMPLETE KIT ACCESSORY FOR: CIRCUIT BREAKER, 4 POLE 3VA1 250 | 357.2
3VA9214-0KP00 | PLUG-IN UNIT COMPLETE KIT ACCESSORY FOR: CIRCUIT BREAKER, 4 POLE 3VA1 250 | 230.85
3VA9214-0RS20 | RCD- MODULE RCD510 BASIC RCD TYPE A SIDE MOUNTED ADJUSTABLE 0,03...5A AT 50/60HZ ADJUSTABLE T | 869.75
3VA9253-0JA11 | BOX TERMINAL 3 PCS. ACCESSORY FOR: 3VA1 250 | 17.8
3VA9253-0JF60 | CIRCULAR CONDUCTOR TERMINAL CU 6 CABLES 3 PCS. ACCESSORY FOR: PLUG-IN / DRAW-OUT 3VA1 250 | 77.13
3VA9253-0KB03 | TERMINAL COVER FOR PLUG-IN AND DRAW-OUT SOCKETS ACCESSORY FOR: CIRCUIT BREAKER, 3 POLE 3VA1 250 | 13.5
3VA9253-0SB20 | ESCUTCHEON 104,6 X 84,7 MM (W X H) ACCESSORY FOR: CIRCUIT BREAKER 3 POLE WITH ACCESS TO TMTU 3V | 23.35
3VA9254-0JA12 | BOX TERMINAL 4 PCS. ACCESSORY FOR: 3VA1 250 | 23.56
3VA9254-0KB04 | TERMINAL COVER LONG FOR PLUG-IN AND DRAW-OUT SOCKETS ACCESSORY FOR: CIRCUIT BREAKER, 4 POLE 3VA1 | 23.29
3VA9254-0QB00 | CONNECTION BAR EXTENTION 4 PCS. ACCESSORY FOR: 3VA1/5 250 | 34.88
3VA9257-0EK11 | FRONT MOUNTED ROTARY OPERATOR STANDARD IEC IP30/40 ACCESSORY FOR 3VA1/5 250 | 41.88
3VA9257-0EK15 | FRONT MOUNTED ROTARY OPERATOR EMERGENCY-STOP IEC IP30/40 IEC IP30/40 3VA1/5 250 | 48.26
3VA9257-0FK23 | DOOR MOUNTED ROTARY OPERATOR STANDARD IEC IP65 WITH DOOR INTERLOCKING ILLUMINATION KIT 24 V DC | 111.6
3VA9257-0FK27 | DOOR MOUNTED ROTARY OPERATOR EMERGENCY-STOP IEC IP65 WITH DOOR INTERLOCKING ILLUMINATION KIT 24 | 123.63
3ZS1316-6CC10-0YA5 | SIRIUS ENGINEERING SAFETY ES V1.0 PREMIUM LICENSE KEY ON USB STICK, SOFTWARE ON CD, FLOATING LIC | 1113.47
5SL6102-6 | CIRCUIT BREAKER 230/400V 6KA, 1POLE, B, 2A | 4.83
5SV8906-1KK | CORE BALANCE SHIELD FOR CURRENT TRANSFORMER 210MM | 423.92
6AG1688-3AY36-2AX0 | SIPLUS HMI KP8 PN -25 ... +60 DEGREE WITH CONFORMAL COATING BASED ON 6AV3688-3AY36-0AX0 | 1016.28
6AG1720-3AA01-7XX0 | SIPLUS ST7 MD720 2G -40 ... +70 DEGREES C STARTUP -25 DEGREES C WITH CONFORMAL COATING BASED ON | 1505.48
5SV3317-3 | RES.CUR.OP.CIRCUIT BREAKER TYPE F 80A 1+N-POLE 30MA 230V 2MW | 352.09
5SV3342-3 | RES.CUR.OP.CIRCUIT BREAKER TYPE F 25A 3+N-POLE 30MA 400V 4MW | 121.28
5SV3344-6BA | RES.CUR.OP.CIRCUIT BREAKER TYPE A 40A 3+N-POLE 30MA 400V 4MW ENCLOSED TERM.COVER BELGIUM | 126.1
5SV3344-6GV02 | RCCB 5SV3 344-6 NL IN BIGPACK 18 PCS TYPE A 40A 3+N-POLE 30MA 400V 4MW N-LEFT | 70.01
3VA9257-0EK23 | FRONT MOUNTED ROTARY OPERATOR STANDARD WITH DOOR INTERLOCKING IEC IP30/40 ILLUMINATION KIT 24 V | 108.31
3VA9257-0EK25 | FRONT MOUNTED ROTARY OPERATOR EMERGENCY-STOP WITH DOOR INTERLOCKING IEC IP30/40 ACCESSORY FOR 3 | 82.61
3VA9257-0EK27 | FRONT MOUNTED ROTARY OPERATOR EMERGENCY-STOP WITH DOOR INTERLOCKING IEC IP30/40 ILLUMINATION KIT | 120.34
3ZS1316-6CC10-4YA5 | SIRIUS SAFETY ES V1.0 PREMIUM PROMOTION PACK, ONLY W. INDIV. ENAB. F. JUERGEN WOLSKI, LICENSE KE | 307.07
3ZS1316-6CE10-0YB5 | SIRIUS ENGINEERING SAFETY ES V1.0 PREMIUM LICENSE KEY DOWNLOAD, WITHOUT SOFTWARE, FLOATING LICEN | 1113.47
3ZS2787-1CC30-0YG0 | PCS 7 LIBRARY FOR PAC3200/4200/3WL/3VA/3VL V2.0 PLC BLOCKS AND FACEPLATES FOR INTEGRATION OF THE | 1710.54
3ZS2787-1CC30-6YH0 | RUNTIME-LICENC FOR PCS 7 PLC BLOCKS OF THE DEVICES PAC3200/4200/3WL/3VA/3VL FOR INTEGRATION OF TH | 1460.41
3ZY1212-2GA00 | DEVICE CONNECTOR FOR SAFETY RELAY 3SK2, WIDTH 22.5 MM, FOR THE ELECTR. CONNECTION OF SIRIUS DEVI | 18.52
3ZY1212-4GA01 | DEVICE CONNECTOR SET FOR SAFETY RELAY 3SK2, WIDTH 45 MM, FOR THE ELECTR. CONNECTION OF SIRIUS DE | 22.71
5SV3316-6KK12 | RES.CUR.OP.CIRCUIT BREAKER TYPE A 63A 1+N-POLE 30MA 230V 2MW SIGRES | 131.57
5SV3316-6KK13 | RES.CUR.OP.CIRCUIT BREAKER TYPE A 63A 1+N-POLE 30MA 2MW 24V-125V | 122.3
5SV3344-6KK01 | RES.CUR.OP.CIRCUIT BREAKER TYPE A 40A 3+N-POLE 30MA 400V 4MW SHORT-TIME DELAYED | 111.08
5SV3344-6KK12 | RES.CUR.OP.CIRCUIT BREAKER TYPE A 40A 3+N-POLE 30MA 400V 4MW SIGRES | 87.69
5SV3344-6LA | RES.CUR.OP.CIRCUIT BREAKER TYPE A 40A 3+N-POLE 30MA 400V 4MW THERMAL OVERLOAD PROTECTION POSSIBL | 80.13
5SV3346-3 | RES.CUR.OP.CIRCUIT BREAKER TYPE F 63A 3+N-POLE 30MA 400V 4MW | 213.8
5SV3416-8 | RES.CUR.OP.CIRCUIT BREAKER TYPE A 63A 1+N-POLE 100MA 230V 2MW SELECTIVE | 187.66
5SV3444-6LA | RES.CUR.OP.CIRCUIT BREAKER TYPE A 40A 3+N-POLE 100MA 400V 4MW THERMAL OVERLOAD PROTECTION POSSIB | 114.71
5SV3614-7 | RES.CUR.OP.CIRCUIT BREAKER TYPE F 40A 1+N-POLE 300MA 230V 2MW SELECTIVE | 154.69
5SV3614-8 | RES.CUR.OP.CIRCUIT BREAKER TYPE A 40A 1+N-POLE 300MA 230V 2MW SELECTIVE | 97.4
5SV3614-8KL | RES.CUR.OP.CIRCUIT BREAKER TYPE A 40A 1+N-POLE 300MA 230V 2MW SELECTIVE N-LEFT | 97.4
5SV3642-6KK12 | RES.CUR.OP.CIRCUIT BREAKER TYPE A 25A 3+N-POLE 300MA 400V 4MW SIGRES | 79.25
5SV3642-8 | RES.CUR.OP.CIRCUIT BREAKER TYPE A 25A 3+N-POLE 300MA 400V 4MW SELECTIVE | 94.45
5SV3644-3 | RES.CUR.OP.CIRCUIT BREAKER TYPE F 40A 3+N-POLE 300MA 400V 4MW | 121.28
5SV3646-8KK12 | RES.CUR.OP.CIRCUIT BREAKER TYPE A 63A 3+N-POLE 300MA 400V 4MW SELECTIVE SIGRES | 202.41
5SV3646-8KL | RES.CUR.OP.CIRCUIT BREAKER TYPE A 63A 3+N-POLE 300MA 400V 4MW SELECTIVE N-LEFT | 158.11
5SV3647-3 | RES.CUR.OP.CIRCUIT BREAKER TYPE F 80A 3+N-POLE 300MA 400V 4MW | 361.8
5SV3647-6KK01 | RES.CUR.OP.CIRCUIT BREAKER TYPE A 80A 3+N-POLE 300MA 400V 4MW SHORT-TIME DELAYED | 332.71
5SV4314-0GV01 | RCCB 5SV4 314-0 IN BIGPACK 36 PCS TYPE AC 40A 1+N-POLE 30MA 230V 2MW | 46.46
5SV4314-0GV02 | RCCB 5SV4 314-0 NL IN BIGPACK 36 PCS TYPE AC 40A 1+N-POLE 30MA 230V 2MW N-LEFT | 46.46
5SV4444-0LA | RES.CUR.OP.CIRCUIT BREAKER TYPE AC 40A 3+N-POLE 100MA 400V 4MW THERMAL OVERLOAD PROTECTION POSSI | 81.34
5SV4446-0LA | RES.CUR.OP.CIRCUIT BREAKER TYPE AC 63A 3+N-POLE 100MA 400V 4MW THERMAL OVERLOAD PROTECTION POSSI | 129.69
5TA5501-8MA | IRIS CARD OPERATED 1,2 WAY SWITCH 1 MICROSWITCHES COMPLETE WITH COVER PLATE MERCURY ALUMINIUM | 96.43
5TA5501-8NS | IRIS CARD OPERATED 1,2 WAY SWITCH 1 MICROSWITCHES COMPLETE WITH COVER PLATE NEPTUNE STEEL | 96.43
5TA5501-8WH | IRIS CARD OPERATED 1,2 WAY SWITCH 1 MICROSWITCHES COMPLETE WITH COVER PLATE POLAR WHITE | 136.1
5TA5502-2KK | IRIS,MEGA,CORAL SWITCH FOR BLINDS WITH ELECTR. MECHANIC. INTERLOCKING DEVICE WITH METALLIC GRID | 41.25
5SV3647-6KK12 | RES.CUR.OP.CIRCUIT BREAKER TYPE A 80A 3+N-POLE 300MA 400V 4MW SIGRES | 237.82
5SV3647-7 | RES.CUR.OP.CIRCUIT BREAKER TYPE F 80A 3+N-POLE 300MA 400V 4MW SELECTIVE | 539.75
5SV4312-0GV01 | RCCB 5SV4 312-0 IN BIGPACK 36 PCS TYPE AC 25A 1+N-POLE 30MA 230V 2MW | 43.47
5SV4314-0LA | RES.CUR.OP.CIRCUIT BREAKER TYPE AC 40A 1+N-POLE 30MA 230V 2MW THERMAL OVERLOAD PROTECTION POSSIB | 53.22
5SV4344-0LA | RES.CUR.OP.CIRCUIT BREAKER TYPE AC 40A 3+N-POLE 30MA 400V 4MW THERMAL OVERLOAD PROTECTION POSSIB | 56.97
5SV4346-0LA | RES.CUR.OP.CIRCUIT BREAKER TYPE AC 63A 3+N-POLE 30MA 400V 4MW THERMAL OVERLOAD PROTECTION POSSIB | 91.47
5TA5500-5KK | CORAL, IRIS, MEGA CORD OPERATED PUSH BUTTON WITH SPARE METALLIC GRID 10 A 250 V AC | 38.2
5TA5501-7KK | IRIS,MEGA TWO WAY SP SWITCH WITH METALLIC GRID 16A 250V AC WITHOUT CLAWS | 15.83
5TA5501-8KK | IRIS,MEGA DOUBLE TWO WAY SP SWITCH WITH METALLIC GRID 16A 250V AC WITHOUT CLAWS | 41.25
5TA5502-3KK | IRIS,MEGA ONE WAY SP SWITCH WITH METALLIC GRID 16A 250V AC | 15.09
5TA5502-5KK | IRIS,MEGA DOUBLE ONE WAY SP SWITCH WITH METALLIC GRID 16A 250V AC | 23.74
5TC7220-1 | 360 CEILING MOTION DETECTOR 230VAC MAX 3000W SURFACE MOUNTING | 81.34
5TC8211-0 | DIMMER FUR DIMMABLE LED LAMPS AND ELECTRONIC TRANSFORM. MAX:100W | 59.3
6AG1244-0BB12-2PA1 | SIPLUS G120 CU240E-2 DP CONTROL UNIT CU240E-2 DP -20 ... +60 DEGREES C WITH CONFORMAL COATING BA | 1124.02
6AG1278-4BD32-4XB0 | SIPLUS S7-1200 SM 1278 IO-LINK WITH CONFORMAL COATING BASED ON 6ES7278-4BD32-0XB0 . SIGNALMODUL | 537.25
6AG1455-2AD00-4AA0 | SIPLUS D455-2 DP/PN 0 ... +55 DEGREES C WITH CONFORMAL COATING BASED ON 6AU1455-2AD00-0AA0 . SI | 17256.29
5SV3312-6KK01 | RES.CUR.OP.CIRCUIT BREAKER TYPE A 25A 1+N-POLE 30MA 230V 2MW SHORT-TIME DELAYED | 88.94
5SV3312-6KK13 | RES.CUR.OP.CIRCUIT BREAKER TYPE A 25A 1+N-POLE 30MA 2MW 24V-125V | 60.63
5SV3314-6KK01 | RES.CUR.OP.CIRCUIT BREAKER TYPE A 40A 1+N-POLE 30MA 230V 2MW SHORT-TIME DELAYED | 98.02
5SV3314-6KK13 | RES.CUR.OP.CIRCUIT BREAKER TYPE A 40A 1+N-POLE 30MA 2MW 24V-125V | 66.87
6AG1545-5DA00-2AB0 | SIPLUS ET 200SP -40 ... +60 GRAD C WITH CONFORMAL COATING BASEDON 6ES7545-5DA00-0AB0 . CM PROFI | 1400.21
6AG1590-0AA00-7AA0 | SIPLUS S7-1500 U-TYPE-CONNECTOR -25 ... +70 GRAD C WITH CONFORMAL COATING BASED ON 6ES7590-0AA00- | 546.77
6AG1654-5CQ00-7XF0 | SIPLUS PCS 7 CPU 410-5H BUNDLE -25 ... +60 DEGREES C WITH CONFORMAL COATING BAED ON 6ES7654-5CQ00 | 61523.02
6AG1123-2MA03-2AX0 | SIPLUS HMI KTP1200 BASIC DP -10 ... +50 DEGREE C WITH CONFORMAL COATING BASED ON 6AV2123-2MA03-0A | 4720.3
6AG1135-6HB00-2DA1 | SIPLUS ET 200SP, ANALOGUE OUTPUT MODULE, AQ 2 X U/I HIGH SPEED, -40 ... +70 GRAD C WITH CONFORMA | 807.16
6AG1136-6DB00-2CA0 | SIPLUS ET 200SP -25 ... +60 DEGREE WITH CONFORMAL COATING BASEDON 6ES7136-6DB00-0CA0 . ELECTRON | 921.16
6AG1193-6AP00-2AA0 | SIPLUS ET 200SP -40 ... +60 GRAD C WITH CONFORMAL COATING BASEDON 6ES7193-6AP00-0AA0 . BUSADAPT | 947.33
6AG1210-1PE18-2UL1 | SIPLUS G120 PM240-2 FSA-3KW -20 ... +50 DEGREES C WITH CONFORMAL COATING BASED ON 6SL3210-1PE18-0 | 1492.38
6AG1210-1PE23-2UL0 | SIPLUS G120 PM240-2 FSC 15 KW POWER MODULE PM240-2 WITHOUT FILTER -20 ... +50 DEGREES C WITH CON | 4956.17
6AG1212-1HE40-2XB0 | SIPLUS S7-1200 CPU 1212C DC/DC/RLY -40 ... +70 DEGREES C WITH CONFORMAL COATING BASED ON 6ES7212 | 749.84
6AG1214-1AF40-5XB0 | SIPLUS S7-1200 CPU 1214FC DC/DC/DC -25 ... +55 DEGREES C WITH CONFORMAL COATING BASED ON: 6ES721 | 1415.22
6AG1214-1HF40-5XB0 | SIPLUS S7-1200 CPU 1214FC DC/DC/RLY -25 ... +55 GRAD C WITH CONFORMAL COATING BASED ON 6ES7214-1 | 1415.22
6AG1214-1HG40-4XB0 | SIPLUS S7-1200 CPU 1214C DC/DC/RLY FOR MEDIAL STRESS WITH CONFORMAL COATING BASED ON 6ES7214-1HG | 892.52
5SV3646-3 | RES.CUR.OP.CIRCUIT BREAKER TYPE F 63A 3+N-POLE 300MA 400V 4MW | 184.16
5SV3646-6BA | RES.CUR.OP.CIRCUIT BREAKER TYPE A 63A 3+N-POLE 300MA 400V 4MW ENCLOSED TERM.COVER BELGIUM | 193.7
5SV3746-6GV01 | RCCB 5SV3 746-6 IN BIGPACK 18 PCS TYPE A 63A 3+N-POLE 500MA 400V 4MW | 100.29
5SV3846-8 | RES.CUR.OP.CIRCUIT BREAKER TYPE A 63A 3+N-POLE 1000MA 400V 4MW SELECTIVE | 162.33
5SV4316-0KK13 | RES.CUR.OP.CIRCUIT BREAKER TYPE AC 63A 1+N-POLE 30MA 2MW 24V-125V | 86.97
5SV4342-0GV01 | RCCB 5SV4 342-0 IN BIGPACK 18 PCS TYPE AC 25A 3+N-POLE 30MA 400V 4MW | 46.84
5TA5500-8KK | IRIS,MEGA ONE WAY SP SWITCH WITH METALLIC GRID 10A 250V AC CLAWS | 16.77
5TA5501-0KK | IRIS,MEGA TWO WAY SP SWITCH WITH METALLIC GRID 10A 250V AC CLAWS | 17.52
5TA5501-1KK | IRIS,MEGA INTERMEDIATE SWITCH WITH METALLIC GRID 10A 250V AC CLAWS | 35.65
5TA5501-2KK | IRIS,MEGA CONTROLL ONE WAY SP SWITCH WITH METALLIC GRID 10A 250V AC CLAWS | 42.74
5TA5501-4KK | IRIS,MEGA DOUBLE ONE WAY SP SWITCH WITH METALLIC GRID 10A 250V AC CLAWS | 26.16
5TA5502-7KK | IRIS MEGA ROCKER SWITCH INSERT FOR FLUSH MOUNTING 10A, 250V,CONTROL SWITCH,ON-OFF WITHOUT CLAWS | 38.2
5TA5502-8KK | IRIS,MEGA, TWO WAY SP SWITCH WITH SPARE METALLIC GRID WITH CLAWS 10A 250V AC | 43.47
5TA5503-0KK | IRIS MEGA SWITCH INSERT FM CONTROL SWITCH CO 10A 250V | 43.47
5TA5503-1KK | IRIS,MEGA, TWO WAY SP SWITCH WITH SPARE METALLIC GRID 10A 250V AC | 39.04
6AG1333-3BA10-7AA0 | SIPLUS PS PSU200M 5A WITH CONFORMAL COATING BASED ON 6EP1333-3BA10 . STABILIZED POWER SUPPLY IN | 777.49
6AG1334-3BA10-7AA0 | SIPLUS PS PSU200M 10A -25 ... +70 GRD C WITH CONFORMAL COATING BASED ON 6EP1334-3BA10 . STABILI | 895.42
6AG1410-5HX08-7AB0 | SIPLUS PCS 7 CPU 410-5H -25 ... +60 DEGREES C WITH CONFORMAL COATUNG BASED ON 6ES7410-5HX08-0AB0 | 32861.05
5SV3314-3 | RES.CUR.OP.CIRCUIT BREAKER TYPE F 40A 1+N-POLE 30MA 230V 2MW | 106.54
5SV3314-6BA | RES.CUR.OP.CIRCUIT BREAKER TYPE A 40A 1+N-POLE 30MA 230V 2MW ENCLOSED TERM.COVER BELGIUM | 118.5
5SV3314-6GV01 | RCCB 5SV3 314-6 IN BIGPACK 36 PCS TYPE A 40A 1+N-POLE 30MA 230V 2MW | 61.78
6AG1134-6HB00-2DA1 | SIPLUS ET 200SP, (-40)-25 ... +60 DEGREE WITH CONFORMAL COATING BASEDON 6ES7134-6HB00-0DA1 . AN | 807.16
6AG1134-6JF00-2CA1 | SIPLUS ET 200SP AI 8XRTD/TC 2-WIRE -40 ... +60 GRAD C STARTUP 25 DEGREES C WITH CONFORMAL COATIN | 947.33
6AG1134-6TD00-2CA1 | SIPLUS ET 200SP 4XAI 2-WIRE 4-20MA HART -40 ... +60 DEGREES C STARTUP 25 DEGREES C WITH CONFORMA | 1451.04
6AG1193-6BP00-7BD0 | SIPLUS ET 200SP -40 ... +70 GRAD C WITH CONFORMAL COATING BASED ON 6ES7193-6BP00-0BD0 . BASEUNI | 87.74
6AG1193-6BP20-7BB0 | SIPLUS ET 200SP -40 ... +70 DEGREE WITH CONFORMAL COATING BASED ON 6ES7193-6BP20-0BB0 . BASEUNI | 83.17
6AG1193-6BP20-7DC0 | SIPLUS ET 200SP -25 ... +60 DEGREE C WITH CONFORMAL COATING BASED ON 6ES7193-6BP20-0DC0 . BASEU | 129.39
6AG1193-6PA00-7AA0 | SIPLUS ET 200SP SERVERMODULE -40 ... +70 DEGREE WITH CONFORMAL COATING BASED ON 6ES7193-6PA00-0AA | 163.28
6AG1214-1AG40-4XB0 | SIPLUS S7-1200 CPU 1214C DC/DC/DC FOR MEDIAL STRESS WITH CONFORMAL COATING BASED ON 6ES7214-1AG4 | 892.52
6AG1214-1AG40-5XB0 | SIPLUS S7-1200 CPU 1214C DC/DC/DC -25 ... +60 DEGREES C WITH CONFORMAL COATING BASED ON 6ES7214- | 997.35
6AG1214-1BG40-2XB0 | SIPLUS S7-1200 CPU 1214C AC/DC/RLY -40 ... +70 DEGREES C WITH CONFORMAL COATING BASED ON 6ES7214 | 1224.48
6AG1214-1BG40-4XB0 | SIPLUS S7-1200 CPU 1214C AC/DC/RLY FOR MEDIAL STRESS WITH CONFORMAL COATING BASED ON 6ES7214-1BG | 892.52
6AG1214-1BG40-5XB0 | SIPLUS S7-1200 CPU 1214C AC/DC/RLY -25 ... +55 DEGREES C WITH CONFORMAL COATING SIGNAL BOARD USE | 997.35
6AG1215-1HG40-5XB0 | SIPLUS S7-1200 CPU 1215C DC/DC/RLY -40 ... +60 DEGREES C WITH CONFORMAL COATING SIGNAL BOARD USE | 1502.58
5SV3346-6GV01 | RCCB 5SV3 346-6 IN BIGPACK 18 PCS TYPE A 63A 3+N-POLE 30MA 400V 4MW | 113.03
5SV3346-6KK12 | RES.CUR.OP.CIRCUIT BREAKER TYPE A 63A 3+N-POLE 30MA 400V 4MW SIGRES | 140.84
5SV3347-6KK12 | RES.CUR.OP.CIRCUIT BREAKER TYPE A 80A 3+N-POLE 30MA 400V 4MW SIGRES | 247.51
5SV3444-8 | RES.CUR.OP.CIRCUIT BREAKER TYPE A 40A 3+N-POLE 100MA 400V 4MW SELECTIVE | 148
5SV3614-3 | RES.CUR.OP.CIRCUIT BREAKER TYPE F 40A 1+N-POLE 300MA 230V 2MW | 123.14
5SV3614-6KK01 | RES.CUR.OP.CIRCUIT BREAKER TYPE A 40A 1+N-POLE 300MA 230V 2MW SHORT-TIME DELAYED | 112.2
5SV3616-3 | RES.CUR.OP.CIRCUIT BREAKER TYPE F 63A 1+N-POLE 300MA 230V 2MW | 190.96
5SV3616-6KK01 | RES.CUR.OP.CIRCUIT BREAKER TYPE A 63A 1+N-POLE 300MA 230V 2MW SHORT-TIME DELAYED | 173.96
5SV3617-8 | RES.CUR.OP.CIRCUIT BREAKER TYPE A 80A 1+N-POLE 300MA 230V 2MW SELECTIVE | 272.84
5SV3642-6BA | RES.CUR.OP.CIRCUIT BREAKER TYPE A 25A 3+N-POLE 300MA 400V 4MW ENCLOSED TERM.COVER BELGIUM | 113.95
5SV3644-6KK01 | RES.CUR.OP.CIRCUIT BREAKER TYPE A 40A 3+N-POLE 300MA 400V 4MW SHORT-TIME DELAYED | 110.48
5SV3646-6KK01 | RES.CUR.OP.CIRCUIT BREAKER TYPE A 63A 3+N-POLE 300MA 400V 4MW SHORT-TIME DELAYED | 167.74
5SV3647-8 | RES.CUR.OP.CIRCUIT BREAKER TYPE A 80A 3+N-POLE 300MA 400V 4MW SELECTIVE | 285.48
5SV4311-0KK13 | RES.CUR.OP.CIRCUIT BREAKER TYPE AC 16A 1+N-POLE 30MA 2MW 24V-125V | 58.08
5SV4312-0KK13 | RES.CUR.OP.CIRCUIT BREAKER TYPE AC 25A 1+N-POLE 30MA 2MW 24V-125V | 50.99
5SV4314-0KK13 | RES.CUR.OP.CIRCUIT BREAKER TYPE AC 40A 1+N-POLE 30MA 2MW 24V-125V | 54.71
5SV4344-0GV01 | RCCB 5SV4 344-0 IN BIGPACK 18 PCS TYPE AC 40A 3+N-POLE 30MA 400V 4MW | 49.48
5TA5501-5KK | IRIS,MEGA DOUBLE TWO WAY SP SWITCH WITH METALLIC GRID 10A 250V AC CLAWS | 46.11
5TA5501-8DG | IRIS CARD OPERATED 1,2 WAY SWITCH 1 MICROSWITCHES COMPLETE WITH COVER PLATE ODYSSEY GOLD | 96.43
5TA5502-4KK | IRIS,MEGA INTERMEDIATE SWITCH WITH METALLIC GRID 10A 250V AC | 32.4
5TA5502-6KK | IRIS MEGA ROCKER SWITCH INSERT FOR FLUSH MOUNTING 10A, 250V,CONTR.SWITCH:TWO-WAY WITHOUT CLAWS | 39.04
5TC7220-0 | 360 CEILING MOTION DETECTOR 230VAC MAX 3000W FLUSH MOUNTING | 77.55
5TC8210-0 | UNIVERSAL DIMMER MAX:400W | 48.12
5TC8212-0 | DIMMER FOR LED STRIPS 12/48VDC MAX:8A | 60.35
6AG1244-0BB12-2FA0 | SIPLUS G120 CU240E-2 PN CONTROL UNIT CU240E-2 PN -20 ... +60 DEGREES C WITH CONFORMAL COATING BA | 1124.02
6AG1278-4BD32-2XB0 | SIPLUS S7-1200 SM 1278 IO-LINK -25 ... +70 DEGREES C WITH CONFORMAL COATING BASED ON 6ES7278-4BD3 | 749.84
6AG1435-2AD00-4AA0 | SIPLUS D435-2 DP/PN 0 ... +55 GRAD C WITH CONFORMAL COATING BASED ON 6AU1435-2AD00-0AA0 . SIPLU | 8610.68
5SV3312-6GV01 | RCCB 5SV3 312-6 IN BIGPACK 36 PCS TYPE A 25A 1+N-POLE 30MA 230V 2MW | 55.26
5SV3312-6KK12 | RES.CUR.OP.CIRCUIT BREAKER TYPE A 25A 1+N-POLE 30MA 230V 2MW SIGRES | 62.8
5SV3314-6KK12 | RES.CUR.OP.CIRCUIT BREAKER TYPE A 40A 1+N-POLE 30MA 230V 2MW SIGRES | 81.81
5SV3314-6LA | RES.CUR.OP.CIRCUIT BREAKER TYPE A 40A 1+N-POLE 30MA 230V 2MW THERMAL OVERLOAD PROTECTION POSSIBL | 70.27
6AG1518-4FP00-4AB0 | SIPLUS S7-1500 CPU 1518F-4 PN/DP WITH CONFORMAL COATING BASED ON 6ES7518-4FP00-0AB0 . CENTRAL PR | 28297.54
6AG1551-1AB00-7AB0 | SIPLUS S7-1500 TM POSINPUT 2 -40... +70 DEGREES C STARTUP -25 DEGREES C WITH CONFORMAL COATING B | 1764.4
6AG1067-2AA00-0CA0 | THE TRAININGS CASE SINAMICS G120/S120 TIA INCLUDES THE FOLLOWING COMPONENTS: SIMATIC S7-1500 CPU | 26259.72
6AG1123-2JB03-2AX0 | SIPLUS HMI KTP900 BASIC COLOR PN -20 ... +50 DEGREE WITH CONFORMAL COATING BASED ON 6AV2123-2JB0 | 3484.16
6AG1123-2MB03-2AX0 | SIPLUS HMI KTP1200 BASIC -10 ... +50 DEGREE C WITH CONFORMAL COATING BASED ON 6AV2123-2MB03-0AX0 | 4720.3
6AG1136-6PA00-2BC0 | SIPLUS ET 200SP -25 ... +60 DEGREE WITH CONFORMAL COATING BASEDON 6ES7136-6PA00-0BC0 . POWER MO | 1047.46
5TC8213-0 | DIMMER FOR DIMMABLE COMPACT FLUOR. LAMPS MAX:200W | 55.82
6AG1231-5QF32-4XB0 | SIPLUS S7-1200 SM 1231 TC 8AI WITH CONFORMAL COATING BASEDON 6ES7231-5QF32-0XB0 . ANALOG INPUT | 1058.49
6AG1241-1AH32-4XB0 | SIPLUS S7-1200 CM 1241, WITH CONFORMAL COATING BASEDON 6ES7241-1AH32-0XB0 . COMMUNICATION MODULE | 330.5
5SV3311-6GV01 | RCCB 5SV3 311-6 IN BIGPACK 36 PCS TYPE A 16A 1+N-POLE 30MA 230V 2MW | 70.01
5SV3311-6KK12 | RES.CUR.OP.CIRCUIT BREAKER TYPE A 16A 1+N-POLE 30MA 230V 2MW SIGRES | 87.69
5SV3311-6KK13 | RES.CUR.OP.CIRCUIT BREAKER TYPE A 16A 1+N-POLE 30MA 2MW 24V-125V | 81.39
5SV3312-3 | RES.CUR.OP.CIRCUIT BREAKER TYPE F 25A 1+N-POLE 30MA 230V 2MW | 96.9
5SV3312-6BA | RES.CUR.OP.CIRCUIT BREAKER TYPE A 25A 1+N-POLE 30MA 230V 2MW ENCLOSED TERM.COVER BELGIUM | 110.9
5SV3316-3 | RES.CUR.OP.CIRCUIT BREAKER TYPE F 63A 1+N-POLE 30MA 230V 2MW | 199.88
5SV3316-6BA | RES.CUR.OP.CIRCUIT BREAKER TYPE A 63A 1+N-POLE 30MA 230V 2MW ENCLOSED TERM.COVER BELGIUM | 189.15
5SV3316-6KK01 | RES.CUR.OP.CIRCUIT BREAKER TYPE A 63A 1+N-POLE 30MA 230V 2MW SHORT-TIME DELAYED | 183.85
6AG1654-5CJ00-7XF0 | SIPLUS PCS 7 CPU 410-5H BUNDLE PO100 -25 ... + 60 DEGREES C WITH CONFORMAL COATING BASED ON 6ES7 | 33227.67
6AG1654-5CL00-7XF0 | SIPLUS PCS 7 CPU 410-5H BUNDLE -25 ... +60 DEGREES C WITH CONFORMAL COATING BASED ON 6ES7654-5CL0 | 37606.99
6AG1654-5CN00-7XF0 | SIPLUS PCS 7 CPU 410-5H BUNDLE -25 ... +70 DEGREES C WITH CONFORMAL COATING BASED ON 6ES7654-5CN0 | 43451.22
6AG1654-5CP00-7XF0 | SIPLUS PCS 7 CPU 410-5H BUNDLE -25 ... +60 DEGREES C WITH CONFORMAL COATING BASED ON 6ES7654-5CP0 | 50387.58
6AG1067-3AB00-0AA0 | SINAMICS G110M TRAINING CASE IN A COMPACT DESIGN. WITH THE COMPONENTS: SIMOGEAR GEARED MOTOR WITH | 17033.27
6AG1123-2DB03-2AX0 | SIPLUS HMI KTP400 BASIC COLOR PN -20 ... +50 DEGREE WITH CONFORMAL COATING BASED ON 6AV2123-2DB0 | 1324.95
6AG1123-2GA03-2AX0 | SIPLUS HMI KTP700 BASIC DP -20 ... +50 DEGREE C WITH CONFORMAL COATING BASED ON 6AV2123-2GA03-0AX | 2266.97
6AG1123-2GB03-2AX0 | SIPLUS HMI KTP700 BASIC COLOR PN -20 ... +50 DEGREE WITH CONFORMAL COATING BASED ON 6AV2123-2GB0 | 2199.98
6AG1153-2BA10-7XB0 | SIPLUS ET200M IM153-2 (*BA02) -40 ... +70 GRAD C START UP TEMP -25 DGR C WITH CONFORMAL COATING | 1483.44
6AG1153-4BA00-7XB0 | SIPLUS ET200M IM 153-4 PN IO HF -40 ... +70 GRAD C START UP TEMP -25 DGR C WITH CONFORMAL COATIN | 1727.15
6AG1155-5AA00-2AC0 | SIPLUS ET 200MP IM 155-5 PN HF -40 ... +60 GRAD C WITH CONFORMAL COATING BASED ON 6ES7155-5AA00-0 | 1967.69
6AG1212-1AE40-2XB0 | SIPLUS S7-1200 CPU 1212C DC/DC/DC -40 ... +70 DGR C MIT CONFORMAL COATING BASED ON 6ES7212-1AE40 | 749.84
6AG1212-1AE40-4XB0 | SIPLUS S7-1200 CPU 1212C DC/DC/DC FOR MEDIAL STRESS WITH CONFORMAL COATING BASED ON 6ES7212-1AE4 | 594.04
6AG1212-1BE40-2XB0 | SIPLUS S7-1200 CPU 1212C AC/DC/RLY -40 ... +70 DEGREES C WITH CONFORMAL COATING BASED ON 6ES7212 | 749.84
6AG1212-1BE40-4XB0 | SIPLUS S7-1200 CPU 1212C AC/DC/RLY FOR MEDIAL STRESS WITH CONFORMAL COATING BASED ON 6ES7212-1BE | 594.04
6AG1215-1AG40-2XB0 | SIPLUS S7-1200 CPU 1215C DC/DC/DC -40 ... +70 DEGREE C WITH CONFORMAL COATING BASED ON 6ES7215-1 | 1758.82
6AG1215-1AG40-4XB0 | SIPLUS S7-1200 CPU 1215C DC/DC/DC WITH CONFORMAL COATING BASED ON 6ES7215-1AG40-0XB0 . COMPACT | 1354.06
6AG1215-1AG40-5XB0 | SIPLUS S7-1200 CPU 1215C DC/DC/DC -40 ... +60 DEGREES C WITH CONFORMAL COATING BASED ON 6ES7215- | 1517.13
6AG1215-1BG40-2XB0 | SIPLUS S7-1200 CPU 1215C AC/DC/RELAY -40 ... +70 DEGREE C WITH CONFORMAL COATING BASED ON 6ES721 | 1709.33
5UB5530-6WH | IRIS SCHUKO OUTLET 10/16A 250V WITH LABELING EDV POLAR WHITE | 20.36
5UB5530-7WH | IRIS SCHUKO OUTLET 10/16A 250V WITH LABELING EDV POLAR WHITE POLAR WHITE | 20.36
6AG1040-1LA00-2AA0 | SIPLUS S120 CONTROL UNIT CU310-2 DP -20 ... +55 DEGREES C WITH CONFORMAL COATING BASED ON 6SL304 | 2131.56
6AG1215-1BG40-5XB0 | SIPLUS S7-1200 CPU 1215C AC/DC/RLY -40 ... +60 DEGREES C WITH CONFORMAL COATING BASED ON 6ES7215 | 1467.63
6AG1215-1HG40-4XB0 | SIPLUS S7-1200 CPU 1215C DC/DC/RLY FOR MEDIAL STRESS WITH CONFORMAL COATING BASED ON 6ES7215-1HG | 1354.06
6AG1231-4HF32-4XB0 | SIPLUS S7-1200 SM 1231 8AI WITH CONFORMAL COATING BASEDON 6ES7231-4HF32-0XB0 . ANALOG INPUT SM 1 | 844.47
6AG1231-5QD32-4XB0 | SIPLUS S7-1200 SM1231 TC WITH CONFORMAL COATING BASED ON 6ES7231-5QD32-0XB0 . ANALOGINPUT, 4 AI | 738.18
5ST3061 | ROTARY HANDLE CPL. RED FOR 5SY (WITHOUT 5SY COMPACT 1MW) 5SP, 5SL, 5TL, 5TE2, 5TE8, 5SU1 | 111.57
5UB5530-4WH | IRIS SCHUKO OUTLET 10/16A 250V STATUS DISPLAY COVER PLATE POLAR WHITE | 41.57
5UB5530-5MA | IRIS SCHUKO OUTLET 10/16A 250V STATUS DISPLAY COVER PLATE MERCURY ALUMINIUM A. INCREASED TOUCH | 59.19
5UB5530-5WH | IRIS SCHUKO OUTLET 10/16A 250V STATUS DISPLAY COVER PLATE POLAR WHITE A. INCREASED TOUCH PROTEC | 41.57
6AG1055-0AA00-2BA0 | SIPLUS S120 BASIC OPERATOR PANEL BOP20 FOR ELECTRONIC CONTROLS -20 ... +70 GRAD C WITH CONFORMAL | 253.34
6DL5260-0DA00-2YL8 | SIMIT VIRTUAL CONTROLLER SOFTWARE 1 CONTROLLER SOFTWARE UPDATE SERVICE WITHIN THE FRAMEWORK OF T | 1590.08
5UB2211-3KK | DELTA SCHUKO DOUBLE SOCKET OUTLETS 10/16A 250V W. SCREW AND SREWLESS TERMINALS W. INCREASED TOUC | 12.09
5UB2212-3KK | DELTA MIRO DOUBLE SCHUKO SOCKET OUTL. 10/16A 250V W. SCREW AND SREWLESS TERMINALS W. INCREASED T | 13.06
5UB5500-2KK | IRIS SCHUKO SOCKET IP44, HINGED LID WITH INCREASED PROTECTION WITH METALLIC GRID, CLAWS 16A 250V | 53.92
5UB5530-0GR | IRIS SCHUKO SOCKET OUTL. 10/16A 250V W. SCREWLESS TERMINALS W. INSCRIPTION "ZSV" GREEN | 23.21
5UB5530-1DG | IRIS SCHUKO SOCKET OUTL. 10/16A 250V W. SCREWLESS TERMINALS W. INCREASED TOUCH PROTECTION ODYSSE | 31.77
5UB5530-1NS | IRIS SCHUKO SOCKET OUTL. 10/16A 250V W. SCREWLESS TERMINALS W. INCREASED TOUCH PROTECTION NEPTUN | 31.77
5UB5530-3MA | IRIS SCHUKO SOCKET OUTL. 10/16A 250V W. SCREWLESS TERMINALS W. HINGED LID A. INCREASED TOUCH PRO | 47.16
5UB5530-3WH | IRIS SCHUKO SOCKET OUTL. 10/16A 250V W. SCREWLESS TERMINALS W. HINGED LID A. INCREASED TOUCH PRO | 35.35
6DL5410-8BX18-0YE0 | PCS 7 ADVANCED PROCESS GRAPHICS, SOFTWARE, UPGRADE PACKAGE ENGINEERING AND RUNTIME FROM V8.0 TO | 1845.98
6DL5430-8AX18-0XE0 | CEMAT, SOFTWARE UPGRADE PACKAGE V8.1, DATA MEDIUM WITH WINCC, USER ARCHIVE UPGRADE LICENSE, UTIL | 108.59
6DR4004-2RJ | BOOSTER KIT FOR DIRECT MOUNTING, DOUBLE ACTING, ALUMINUM, G 1/2 (CV=2) STD | 2397.29
6DR4004-3D | SIPART PS2 CONSOLE FOR NAMUR ASSEMBLY WITH ROTARY ACTUATORS 130 X 30 X 30 MM | 110.25
6AV6361-1AA01-4AA0 | PROCESS HISTORIAN 2014 SP1 BASIC PACKAGE, RUNTIME-SW, SINGLE LICENSE, SW AND DOCUMENTATION ON DVD | 18178.17
6AV6361-1AA01-4AH0 | PROCESS HISTORIAN 2014 SP1 BASIC PACKAGE, RUNTIME-SW, SINGLE LICENSE, SW AND LICENSE KEY DOWNLOAD | 16928.69
6AV6361-1HA01-4AJ0 | PROC HISTORIAN OPC UA SERV OPT F. PROCESS HISTORIAN 2014 SP1, RUNTIME-SW, SINGLE LICENSE, SW AND | 4807.76
6AV6361-2AA01-4AE0 | INFORMATION SERVER 2014 SP1 UPGRADE FROM BSC PCK 2013 TO 2014 SP1, RUNTIME-SW, SINGLE LICENSE, I | 916.38
6AV6361-2BE00-0AD0 | INFORMATION SERVER OPTION 3 CLIENT ACCESS, RUNTIME SOFTWARE, 3 SINGLE LICENSES TYP COUNT RELEVAN | 3062.73
6AV6361-2BF00-0AD0 | INFORMATION SERVER OPTION 5 CLIENT ACCESS, RUNTIME SOFTWARE, 5 SINGLE LICENSES TYP COUNT RELEVAN | 4841.88
6AV6361-2CE00-0AJ0 | INFORMATION SERVER OPTION 3 DATASOURCE ACCESS, RUNTIME SOFTWARE, 3 SINGLE LICENSES TYP COUNT REL | 2526.55
6AV2125-2AE23-0AX0 | SIMATIC HMI CONNECTION BOX ADVANCED FOR MOBILE PANELS, MOUNTED ON WALL, PROFINET AND PROFISAFE, | 637.43
6AV2125-2GB23-0AX0 | SIMATIC HMI KTP700F MOBILE, 7.0'' TFT DISPLAY, 800 X 480 PIXELS,16M COLOR, KEY AND TOUCH OPERATIO | 3508.53
6AG1193-6AF00-7AA0 | SIPLUS ET 200SP -40 ... +70 GRAD C WITH CONFORMAL COATING BASEDON 6ES7193-6AF00-0AA0 . BUSADAPT | 320.41
6AG1193-6AR00-7AA0 | SIPLUS ET 200SP BUSADAPTER BA 2XRJ45 -40 ... +70 DEGREE WITH CONFORMAL COATING BASED ON 6ES7193- | 402.04
6AG1210-1PE14-2UL1 | SIPLUS SINAMICS G120 PM240-2 FSA-3KW -20 ... +50 DEGREES C WITH CONFORMAL COATING BASED ON 6SL32 | 1241.96
6AG1210-1PE21-2UL0 | SIPLUS G120 PM240-2 FSB 7.5KW POWER MODULE PM240-2 WITHOUT FILTER -20 ... +50 DEGREES C WITH CON | 3095.42
6AG1212-1HE40-4XB0 | SIPLUS S7-1200 CPU 1212C DC/DC/RLY FOR MEDIAL STRESS WITH CONFORMAL COATING BASED ON 6ES7212-1HE | 594.04
6AG1214-1AG40-2XB0 | SIPLUS S7-1200 CPU 1214C DC/DC/DC -40...+70 DEGREES C WITH CONFORMAL COATING BASED ON 6ES7214-1A | 1169.15
6AG1214-1HG40-2XB0 | SIPLUS S7-1200 CPU 1214C DC/DC/RLY -40 ... +70 DEGREES C WITH CONFORMAL COATING BASED ON 6ES7214 | 1169.15
6AG1214-1HG40-5XB0 | SIPLUS S7-1200 CPU 1214C DC/DC/RLY -25 ... +60 DEGREES C WITH CONFORMAL COATING SIGNAL BOARD USE | 997.35
6AG1215-1BG40-4XB0 | SIPLUS S7-1200 CPU 1215C AC/DC/RELAY FOR MEDIAL STRESS WITH CONFORMAL COATING BASED ON 6ES7215-1 | 1354.06
6AG1215-1HG40-2XB0 | SIPLUS S7-1200 CPU 1215C DC/DC/RLY -40 ... +70 DEGREE C WITH CONFORMAL COATING BASED ON 6ES7215- | 1725.34
6AG1231-5ND32-4XB0 | SIPLUS S7-1200 SM 1231 4AI WITH CONFORMAL COATING BASED ON 6ES7231-5ND32-0XB0 ANALOGE INPUT, SM | 844.47
5ST3060 | ROTARY HANDLE CPL. BLACK FOR 5SY (WITHOUT 5SY COMPACT 1MW) 5SP, 5SL, 5TL, 5TE2, 5TE8, 5SU1 | 111.57
5UB5530-5DG | IRIS SCHUKO OUTLET 10/16A 250V STATUS DISPLAY COVER PLATE ODYSSEY GOLD A. INCREASED TOUCH PROTE | 59.19
5UB5530-5NS | IRIS SCHUKO OUTLET 10/16A 250V STATUS DISPLAY COVER PLATE NEPTUNE STEEL A. INCREASED TOUCH PROT | 59.19
5UB2211-3 | DELTA SCHUKO DOUBLE SOCKET OUTLETS 10/16A 250V W. SCREW AND SREWLESS TERMINALS W. INCREASED TOUC | 10.97
5UB2212-3 | DELTA MIRO DOUBLE SCHUKO SOCKET OUTL. 10/16A 250V W. SCREW AND SREWLESS TERMINALS W. INCREASED T | 13.22
5UB2213-3KK | DELTA MIRO DOUBLE SCHUKO SOCKET OUTL. MIT FRAME 10/16A 250V W. SCREW AND SREWLESS TERMINALS W. I | 17.52
5UB5530-0DG | IRIS SCHUKO SOCKET OUTLET GERMAN STANDARD WITH METALLIC GRID 16A 250V AC ODYSSEY GOLD | 28.38
5UB5530-1MA | IRIS SCHUKO SOCKET OUTL. 10/16A 250V W. SCREWLESS TERMINALS W. INCREASED TOUCH PROTECTION MERCUR | 31.77
5UB5530-1WH | IRIS SCHUKO SOCKET OUTL. 10/16A 250V W. SCREWLESS TERMINALS W. INCREASED TOUCH PROTECTION POLAR | 23.32
5UB5530-3DG | IRIS SCHUKO SOCKET OUTL. 10/16A 250V W. SCREWLESS TERMINALS W. HINGED LID A. INCREASED TOUCH PRO | 47.16
5UB5530-3NS | IRIS SCHUKO SOCKET OUTL. 10/16A 250V W. SCREWLESS TERMINALS W. HINGED LID A. INCREASED TOUCH PRO | 47.16
6DR4004-1D | SIPART PS2 CONSOLE FOR NAMUR ASSEMBLY WITH ROTARY ACTUATORS 80 X 30 X 20 MM | 80.63
6DR4004-2RF | VENTING GAUGE BLOCK KIT, DOUBLE ACTING, ALUMINUM, NPT 1/4 | 591.12
6DR4004-2RK | BOOSTER KIT FOR DIRECT MOUNTING, DOUBLE ACTING, ALUMINUM, NPT 1/2 (CV=2) STD | 2397.29
6AV6361-1AA01-4AE0 | PROCESS HISTORIAN 2014 SP1 UPGRADE FROM BSC PCK 2013 OR CAS 7.0 SP3 TO BSC PCK 2014 SP1, RUNTIME | 3012.36
6AV6361-1AA01-4AK0 | PROCESS HISTORIAN 2014 SP1 UPGRADE FROM BSC PCK 2013 OR CAS 7.0 SP3 TO BSC PCK 2014 SP1, RUNTIME | 2677.66
6AV6361-1HA01-4AB0 | PROC HISTORIAN OPC UA SERV OPT F. PROCESS HISTORIAN 2014 SP1, RUNTIME-SW, SINGLE LICENSE, LICENSE | 5165.2
6AV6361-2AA01-4AA0 | INFORMATION SERVER 2014 SP1 BASIC PACKAGE, RUNTIME-SW, SINGLE LICENSE, INCL. 3 LIC F CLIENT ACCES | 6651.9
6AV6361-2BE00-0AJ0 | INFORMATION SERVER OPTION 3 CLIENT ACCESS, RUNTIME SOFTWARE, 3 SINGLE LICENSES TYP COUNT RELEVAN | 2942.5
6AV6361-2BF00-0AJ0 | INFORMATION SERVER OPTION 5 CLIENT ACCESS, RUNTIME SOFTWARE, 5 SINGLE LICENSES TYP COUNT RELEVAN | 4507.18
6AG1040-1LA01-2AA0 | SIPLUS S120 CONTROL UNIT CU310-2 PN -20 ... +55 DEGREES C WITH CONFORMAL COATING BASED ON 6SL304 | 2131.56
5UB5530-0MA | IRIS SCHUKO SOCKET OUTLET GERMAN STANDARD WITH METALLIC GRID 16A 250V AC MERCURY ALUMINIUM | 28.38
5UB5530-0NS | IRIS SCHUKO SOCKET OUTLET GERMAN STANDARD WITH METALLIC GRID 16A 250V AC NEPTUNE STEEL | 28.38
5UB5530-0RE | IRIS SCHUKO SOCKET OUTL. 10/16A 250V W. SCREWLESS TERMINALS W. INSCRIPTION "ZSV" ORANGE | 23.21
5UB5530-0WH | IRIS SCHUKO SOCKET OUTLET GERMAN STANDARD WITH METALLIC GRID 16A 250V AC POLAR WHITE | 17.83
5UB5530-4DG | IRIS SCHUKO OUTLET 10/16A 250V STATUS DISPLAY COVER PLATE ODYSSEY GOLD | 53.6
5UB5530-4MA | IRIS SCHUKO OUTLET 10/16A 250V STATUS DISPLAY COVER PLATE MERCURY ALUMINIUM | 53.6
6DL5410-8AA18-0YE0 | PCS 7 INDUSTRY LIBRARY, SOFTWARE, UPGRADE PACKAGE ENGINEERING AND RUNTIME FROM V8.0 TO V8.1 LIC | 1637.56
6DR4004-4D | SIPART PS2 CONSOLE FOR NAMUR ASSEMBLY WITH ROTARY ACTUATORS 130 X 30 X 50 MM | 119.74
6AV6361-1BA01-4AA0 | PROCESS HISTORIAN 2014 SP1 REDUNDANCY PACKAGE, RUNTIME SOFTWARE, SINGLE LIC. F. 2 INSTALLATIONS, | 32555.93
6AV6361-1BA01-4AH0 | PROCESS HISTORIAN 2014 SP1 REDUNDANCY PACKAGE, RUNTIME SOFTWARE, SINGLE LIC. F. 2 INSTALLATIONS, | 30323.47
6AV6361-1CA00-0AD0 | PROCESS HISTORIAN OPTION REDUNDANCY F. BSC PCK, RUNTIME SOFTWARE, SINGLE LICENSE, LICENSE KEY ON | 3533.91
6AV6361-1CA00-0AJ0 | PROCESS HISTORIAN OPTION REDUNDANCY F. BSC PCK, RUNTIME SOFTWARE, SINGLE LICENSE, LICENSE KEY DO | 3290.2
6AV6361-2BG00-0AD0 | INFORMATION SERVER OPTION 10 CLIENT ACCESS, RUNTIME SOFTWARE, 10 SINGLE LICENSES TYP COUNT RELEV | 8297.8
6AV6361-2BG00-0AJ0 | INFORMATION SERVER OPTION 10 CLIENT ACCESS, RUNTIME SOFTWARE, 10 SINGLE LICENSES TYP COUNT RELEV | 7730.76
6AV6361-2CD00-0AD0 | INFORMATION SERVER OPTION 1 DATASOURCE ACCESS, RUNTIME SOFTWARE, 1 SINGLE LICENSE TYP COUNT RELE | 1083.73
6AV6361-2CD00-0AJ0 | INFORMATION SERVER OPTION 1 DATASOURCE ACCESS, RUNTIME SOFTWARE, 1 SINGLE LICENSE TYP COUNT RELE | 1010.62
6AV2125-2AE13-0AX0 | SIMATIC HMI CONNECTION BOX STANDARD FOR MOBILE PANELS, MOUNTED ON WALL, PROFINET AND PROFISAFE, | 474.01
6AV2181-5AF15-0AX0 | SIMATIC HMI CONNECTING CABLE FOR KTPX00(F) MOBILE, LENGTH 15 METER | 471.13
6AV2181-5AF20-0AX0 | SIMATIC HMI CONNECTING CABLE FOR KTPX00(F) MOBILE, LENGTH 20 METER | 548.19
6AV2181-5AF25-0AX0 | SIMATIC HMI CONNECTING CABLE FOR KTPX00(F) MOBILE, LENGTH 25 METER | 586.72
6AV2181-5AG80-0AX0 | WALL BRACKET TYPE 13 FOR KTP400F MOBILE, KTP700 MOBILE, KTP700F MOBILE, KTP900 MOBILE, KTP900F | 194.4
5TT4114-2 | REMOTE SWITCH WITH 4 NO CONTACT FOR AC 230, 400V 16A CONTROL DC 24V | 46.97
6AV6371-1DV07-3BX3 | WINCC/AUDIT RT UPGRADE FROM V7.0/7.2 TO V7.3, FOR WINCC/AUDIT RT RUNTIME-SW ON CD SINGLE LICENSE | 438.7
6AV6371-1DV07-3BX4 | WINCC/AUDIT RT UPGRADE FROM V6.2 TO V7.3, FOR WINCC/AUDIT RT RUNTIME-SW ON CD SINGLE LICENSE LIC | 438.7
6BK1943-5BA00-0AA0 | SIPLUS HCS4300 RIBBON CABLE OF POWER OUTPUT MODULE (POM) TO POWER OUTPUT MODULE (POM). LENGTH: 2 | 131.61
6BK1943-6AA00-0AA0 | SIPLUS HCS4300 FOR POM4320 POWER OUTPUTS CONNCETOR SET AS ACCESSORY. CONSISTING OF 10 CONNECTORS | 126.74
6BK1943-6BA00-0AA0 | SIPLUS HCS4300 SPARE FUSE FOR POM4320 IEC 16A/500V | 235.6
6DD1600-0BB0 | SIMATIC TDC, CPU555 64-BIT CPU MODULE WITH PROFINET IRT | 25497.84
6ES7652-8XX18-0YK0 | SIMATIC PCS 7, SOFTWARE SIMATIC ROUTE CONTROL UPGRADE PACKAGE FROM V7.X TO V8.1 SINGLE LICENSE F | 10253.57
6ES7653-2CA00-0XE0 | SIMATIC PCS 7, SOFTWARE, CPU 410 EXPANSION PACK (PO 100) UPGRADE OPTION F.1 INSTALLATION R-SW, WI | 621.43
6ES7653-2CA00-0XK0 | SIMATIC PCS 7, SOFTWARE, CPU 410 EXPANSION PACK (PO 100) UPGRADE OPTION F.1 INSTALLATION R-SW, WI | 663.7
6ES7655-5DX40-2AA0 | ACTIVE FIELD DISTRIBUTOR AFD4 FOR RAIL MOUNTING WITHOUT HOUSING FOR PROFIBUS PA FOR FOUNDATION F | 966.1
6AG1226-6BA32-5XB0 | SIPLUS S7-1200 SM 1226 F-DI 16X24VDC -25 ... +60 GRAD C WITH CONFORMAL COATING BASED ON: 6ES7226 | 643.54
6AG1226-6DA32-5XB0 | SIPLUS S7-1200 SM 1226 F-DQ 4X24VDC -25 ... +60 DEGREES C WITH CONFORMAL COATING BASED ON 6ES722 | 643.54
6AG1226-6RA32-5XB0 | SIPLUS S7-1200 SM 1226 F-DQ 2XRELAY -25 ... +55 DEGREES C WITH CONFORMAL COATING BASED ON 6ES722 | 861.94
5UB5530-4NS | IRIS SCHUKO OUTLET 10/16A 250V STATUS DISPLAY COVER PLATE NEPTUNE STEEL | 53.6
6DL5260-0DB00-2YL8 | SIMIT VIRTUAL CONTROLLER SOFTWARE 5 CONTROLLER SOFTWARE UPDATE SERVICE WITHIN THE FRAMEWORK OF T | 6335.48
5UB2212-4 | DELTA MIRO DOUBLE SCHUKO SOCKET OUTL. 10/16A 250V W. SCREW AND SREWLESS TERMINALS W. INCREASED T | 25.66
5UB2212-4KK | DELTA MIRO DOUBLE SCHUKO SOCKET OUTL. 10/16A 250V W. SCREW AND SREWLESS TERMINALS W. INCREASED T | 24.52
5UB2212-5 | DELTA MIRO DOUBLE SCHUKO SOCKET OUTL. 10/16A 250V W. SCREW AND SREWLESS TERMINALS W. INCREASED T | 25.66
5UB2212-5KK | DELTA MIRO DOUBLE SCHUKO SOCKET OUTL. 10/16A 250V W. SCREW AND SREWLESS TERMINALS W. INCREASED T | 24.52
5UB2213-3 | DELTA MIRO DOUBLE SCHUKO SOCKET OUTL. MIT FRAME 10/16A 250V W. SCREW AND SREWLESS TERMINALS W. I | 18.43
5UB5530-2DG | IRIS WITH SCREWLESS TERMINALS WITH SPRING FLAP ODYSSEY GOLD | 42.09
5UB5530-2MA | IRIS WITH SCREWLESS TERMINALS WITH SPRING FLAP MERCURY ALUMINIUM | 42.09
5UB5530-2NS | IRIS WITH SCREWLESS TERMINALS WITH SPRING FLAP NEPTUNE STEEL | 42.09
5UB5530-2WH | IRIS WITH SCREWLESS TERMINALS WITH SPRING FLAP POLAR WHITE | 35.35
6DL5423-8AX02-0YA0 | ADVANCED PROCESS FUNCTIONS SOFTWARE, ENGINEERING BASIC PACKAGE V2.0, FLOATING LICENSE F.1 USER E | 3544.43
6DL5423-8AX02-0YE0 | ADVANCED PROCESS FUNCTIONS SOFTWARE, UPGRADE PACKAGE ENGINEERING BASIC PACKAGE FROM V1.4 TO V2.0 | 1686.72
6DL5423-8BX02-0YA0 | ADVANCED PROCESS FUNCTIONS SOFTWARE, RUNTIME PACKAGE V2.0, FLOATING LICENSE F.1 USER R-SW, SW ON | 3037.65
6DL5423-8BX02-0YE0 | ADVANCED PROCESS FUNCTIONS SOFTWARE, UPGRADE PACKAGE RUNTIME PACKAGE FROM V1.4 TO V2 FLOATING LI | 1444.88
6DR4004-1RJ | BOOSTER KIT FOR DIRECT MOUNTING, SINGLE ACTING, ALUMINUM, G 1/2 (CV=2) STD | 1629
6DR4004-1RK | BOOSTER KIT FOR DIRECT MOUNTING, SINGLE ACTING, ALUMINUM, NPT 1/2 (CV=2) STD | 1629
6DR4004-2D | SIPART PS2 CONSOLE FOR NAMUR ASSEMBLY WITH ROTARY ACTUATORS 80 X 30 X 30 MM | 96.02
6DR4004-2RE | VENTING GAUGE BLOCK KIT, DOUBLE ACTING, ALUMINUM, G 1/4 | 591.12
6AV6361-2AA01-4AH0 | INFORMATION SERVER 2014 SP1 BASIC PACKAGE, RUNTIME-SW, SINGLE LICENSE, INCL. 3 LIC F CLIENT ACCES | 6195.34
6AV6361-2AA01-4AK0 | INFORMATION SERVER 2014 SP1 UPG FROM BSC PCK 2013 TO 2014 SP1, RUNTIME-SW, SINGLE LICENSE, INCL. | 814.02
6AV6361-2BD00-0AD0 | INFORMATION SERVER OPTION 1 CLIENT ACCESS, RUNTIME SOFTWARE, 1 SINGLE LICENSE TYP COUNT RELEVANT | 1106.48
6AV6361-2BD00-0AJ0 | INFORMATION SERVER OPTION 1 CLIENT ACCESS, RUNTIME SOFTWARE, 1 SINGLE LICENSE TYP COUNT RELEVANT | 1033.37
6AV2125-2JB23-0AX0 | SIMATIC HMI KTP900F MOBILE, 9.0'' TFT DISPLAY, 800 X 480 PIXELS,16M COLOR, KEY AND TOUCH OPERATIO | 5143.96
6AV2181-8AT00-0AX0 | SIMATIC HMI USB MOUSE FOR SIMATIC HMI PANEL, PG AND IPC, DETAILED INFORMATION: SEE TECHNICAL DAT | 98.08
6BK1700-0BA20-0AA0 | LOGO! CMK2000 COMMUNICATION MODULE TO INTEGRATE THE LOGO! 8 IN THE BUILDING BUS KNX POWER SUPPLY | 464.45
6AU1837-0EA10-0EX1 | PRESS SAFETY BLOCKS, F-LIBRARY SIMATIC S7-F/P TIAP (UPGRADE LICENSE) | 3132.52
6AU1837-0EA10-0GX1 | PRESS SAFETY BLOCKS, F-LIBRARY SIMATIC S7-F/P TIAP (FIRST LICENSE) | 6887.19
6AU1837-0EA10-0GX2 | PRESS SAFETY BLOCKS, F-LIBRARY SIMATIC S7-F/P TIAP (FLOATING LICENSE) | 609.96
6AV6372-2KG87-3AA0 | WINCC/PERFORMANCE MON. UPGRADE FROM V7.2 TO V7.3, FOR SIMATIC WINCC V7.3, RUNTIME SOFTWARE, SING | 2273.08
6AV2181-5AF05-0AX0 | SIMATIC HMI CONNECTING CABLE FOR KTPX00(F) MOBILE, LENGTH 5 METER | 294.23
6AV2181-5AF10-0AX0 | SIMATIC HMI CONNECTING CABLE FOR KTPX00(F) MOBILE, LENGTH 10 METER | 390.57
6AV2181-5AR80-0AX0 | SPARE KEY TYPE 13 FOR KEYSWITCH KTP MOBILE PANEL 2ND GENERATION, AMOUNT AND CONTENT: SEE TECHNIC | 176.9
6AV2181-5GJ00-0AX0 | PROTECT. FILM 7" TOUCH DEVICES, TYPE 13, FOR KTP700 MOBILE 7" WIDESCREEN, KTP700F MOBILE 7" WIDES | 176.9
6AV6371-1DV17-3BX3 | WINCC/AUDIT RC UPGRADE FROM V7.0/7.2 TO V7.3, FOR WINCC/AUDIT RC AND WINCC/CHANGECONTROL, RUNTIM | 2175.59
6BK1942-6AA00-0AA0 | SIPLUS HCS4200 SPARE FUSE FOR POM4220 LOWEND 6,3A/250V | 105.62
6BK1942-6DA00-0AA0 | SIPLUS HCS4200 HCS 4200 SLOT COVER SET AS ACCESSORY. SET CONSISTING OF 10 SLOT COVER INCL. SCRE | 285.97
6BK1943-5AA00-0AA0 | SIPLUS HCS4300 RIBBON CABLE OF POWER OUTPUT MODULE (POM) TO POWER OUTPUT MODULE (POM). LENGTH: 1 | 131.61
6AU1810-1HA23-1XA0 | SINAMICS ENGINEERINGSYSTEM SINAMICS DCC V2.3 SP1 FULL LICENSE DCC FOR SINAMICS OPTION TO STARTER | 648.46
6AU1820-2AH20-0AB0 | SIMOTION LICENSE SINAMICS HIGH OUTPUT FREQUENCY FOR SIMOTION D LICENSE FOR 1 DEVICE | 116.62
6DD1682-0CH3 | SIMATIC TDC, SUBRACK UR6021, 21 SLOTS, VMEBUS, 8 P0 SLOTS, EXCHANGEABLE FANS, SUITABLE FOR GDM | 17898.7
6AV6372-2DG87-3AA0 | WINCC/PERFORMANCE MON. UPGRADE FROM V7.2 TO V7.3, FOR SIMATIC WINCC V7.3, RUNTIME-SW ON CD, SING | 2557.42
6ES7652-8XX18-0YF0 | SIMATIC PCS 7, SOFTWARE SIMATIC ROUTE CONTROL UPGRADE PACKAGE FROM V7.X TO V8.1 SINGLE LICENSE F | 10253.57
6ES7653-2CC00-0XE0 | SIMATIC PCS 7, SOFTWARE, CPU 410 EXPANSION PACK (PO 500) UPGRADE OPTION F.1 INSTALLATION R-SW, WI | 3103.14
6ES7654-0XX10-1XA0 | SIMATIC PCS 7 I/O SUBSYSTEM HOT SWAPPING, 8 I/O FOR ET200M WITH HOT SWAPPING OF MODULES DURING O | 1833.71
6ES7226-6BA32-0XB0 | SIMATIC S7-1200, DIGITAL INPUT, SM 1226, F-DI 16X 24VDC, PROFISAFE, 70 MM WIDTH, UP TO PL E (ISO | 300.96
6ES7226-6RA32-0XB0 | SIMATIC S7-1200, RELAY OUTPUT SM 1226, F-DQ 2X RLY 5A, PROFISAFE, 70 MM WIDTH, UP TO PL E (ISO 13 | 414.39
6ES7331-7TB10-0AB0 | SIMATIC DP, HART ANALOG INPUT SM 331, 2 AI, 0/4 - 20MA HART, FROM HART REV. 5.0, FOR ET200M WITH | 1206.71
6ES7153-2BA10-0XB0 | SIMATIC DP, ET 200M INTERFACE IM 153-2 HIGH FEATURE FOR MAX. 12 S7-300 MODULES, WITH REDUNDANCY, | 1065.87
6ES7193-6AP40-0AA0 | SIMATIC ET 200SP, BUSADAPTER BA SCRJ/FC, MEDIA CONVERTER FO - CU 1 X SCRJ FO-SOCKET AND, 1 X FAS | 323.08
6ES7193-6BP00-2DA0 | SIMATIC ET 200SP, BASEUNIT BU15-P16+A0+2D, BU-TYPE A0, PACKING UNIT: 10 PIECES, PUSH-IN TERMINAL | 36.04
6ES7657-5XX18-0YK5 | SIMATIC PCS 7, SOFTWARE, SIMATIC BATCH UPGRADE PACKAGE CLIENT FROM V8.0 TO V8.1 FLOATING LICENSE | 1021.75
6ES7651-5CX58-0YE5 | SIMATIC PDM, SOFTWARE UPGRADE PACKAGE FROM PDM V6.X TO V9.0, FLOATING LICENSE F.1 USER, E-SW, WI | 2448.45
6ES7651-7AC18-0YE5 | SIMATIC PCS 7, SOFTWARE UPGRADE PACKAGE ENGINEERING (AS/OS: PO 250 TO 2000) FROM V7.1 TO V8.1 FL | 6200.98
6ES7651-7AF18-0YE5 | SIMATIC PCS 7, SOFTWARE UPGRADE PACKAGE ENGINEERING (AS/OS: PO UNLIMITED) FROM V7.1 TO V.8.1 FLO | 6200.98
6ES7132-6BD20-0DA0 | SIMATIC ET 200SP, DIGITAL OUTPUT MODULE, DQ 4X24VDC/2A HIGH SPEED, PACKING UNIT: 1 PIECE, FITS T | 225.26
6ES7134-6TD00-0CA1 | SIMATIC ET 200SP, ANALOG HART INPUT MODULE, AI 4XI 2-WIRE HART HIGH FEATURE FITS TO BU-TYPE A0, A | 768.15
6ES7138-6DB00-0BB1 | SIMATIC ET 200SP, TM PULSE 2X24V PWM AND PULSE OUTPUT 2 CHANNELS 2 A FOR VALVES AND DC MOTORS | 459.53
6ES7652-5AX18-0CE0 | SIMATIC PCS 7, SOFTWARE, UPGRADE PACKAGE OS SINGLE STATION ASIA FROM V8.0 TO V8.1 SINGLE LICENSE | 2232.3
6ES7652-5AX18-0YK0 | SIMATIC PCS 7, SOFTWARE, UPGRADE PACKAGE OS SINGLE STATION FROM V8.0 TO V8.1 SINGLE LICENSE F.1 | 2232.3
6ES7652-5CX18-0CF5 | SIMATIC PCS 7, SOFTWARE, UPGRADE PACKAGE CLIENT, SFC VISUALIZATION ASIA FROM V8.0 TO V8.1 FLOATI | 2125.92
6AV6361-2CE00-0AD0 | INFORMATION SERVER OPTION 3 DATASOURCE ACCESS, RUNTIME SOFTWARE, 3 SINGLE LICENSES TYP COUNT REL | 2710.16
6AV2125-2GB03-0AX0 | SIMATIC HMI KTP700 MOBILE, 7.0'' TFT DISPLAY, 800 X 480 PIXELS,16M COLOR, KEY AND TOUCH OPERATION | 3021.02
6AV2125-2JB03-0AX0 | SIMATIC HMI KTP900 MOBILE, 9.0'' TFT DISPLAY, 800 X 480 PIXELS,16M COLOR, KEY AND TOUCH OPERATION | 4653.73
6AV2181-5AF02-0AX0 | SIMATIC HMI CONNECTING CABLE FOR KTPX00(F) MOBILE, LENGTH 2 METER | 234.69
6AV2181-5AF08-0AX0 | SIMATIC HMI CONNECTING CABLE FOR KTPX00(F) MOBILE, LENGTH 8 METER | 352.03
6AV2181-5DJ00-0AX0 | PROTECT. FILM 4" TOUCH DEVICES, TYPE 13, FOR KTP400 MOBILE 4" WIDESCREEN, KTP400F MOBILE 4" WIDES | 98.08
6AV2181-5JJ00-0AX0 | PROTECT. FILM 9" TOUCH DEVICES, TYPE 13, FOR KTP900 MOBILE 9" WIDESCREEN, KTP900F MOBILE 9" WIDES | 196.15
5TT4114-1 | REMOTE SWITCH WITH 4 NO CONTACT FOR AC 230, 400V 16A CONTROL DC 110V | 50.84
6AV6371-1DV17-3BX4 | WINCC/AUDIT RC UPGRADE FROM V6.2 TO V7.3, FOR WINCC/AUDIT RC AND WINCC/CHANGECONTROL, RUNTIME & | 2175.59
6BK1942-6CA00-0AA0 | SIPLUS HCS4200 FOR POM4220 LOWEND CONNCETOR SET AS ACCESSORY. CONSISTING OF 5 CONNECTORS 8-POLE | 151.11
6BK1942-6FA00-0AA0 | SIPLUS HCS4200 CONNCETOR SET AS ACCESSORY. CONSISTING OF 20 CONNECTORS 2-POLE (24VDC POWER SUPPLY | 151.11
6AU1810-1HA23-1XE0 | SINAMICS ENGINEERING SYSTEM SINAMICS DCC V2.3 SP1 UPGRADE LICENSE DCC FOR SINAMICS OPTION TO STA | 347.2
6DD1683-0CH3 | SIMATIC TDC, FAN TRAY FOR SUB RACK UR6021 | 10255.68
6ES7652-8FX18-0YK0 | SIMATIC PCS 7, SOFTWARE UPGRADE PACKAGE MAINTENANCE STATION FROM V7.1 TO V8.1 SINGLE LICENSE F.1 | 3621.11
6ES7653-2CC00-0XK0 | SIMATIC PCS 7, SOFTWARE, CPU 410 EXPANSION PACK (PO 500) UPGRADE OPTION F.1 INSTALLATION R-SW, WI | 3307.99
6ES7653-2CP00-0XB0 | SIMATIC PCS 7 SYSTEM EXPANSION CARD UP TO 800 PROCESS OBJECTS FOR PCS 7 CPU410-5H | 14039.48
6ES7654-0XX10-1XB0 | SIMATIC PCS 7 I/O SUBSYSTEM HOT SWAPPING 12 I/O FOR ET200M WITH HOT SWAPPING OF MODULES DURING O | 1863.48
6ES7656-6CS32-2BF0 | SPPA-T2000, AUTOMATION SYSTEM S7-400H AND FH CPU410-5H FOR PROCESS AUTOMATION WITH 2X AC 10A POW | 48524.68
6ES7226-6DA32-0XB0 | SIMATIC S7-1200, DIGITAL OUTPUT SM 1226, F-DQ 4X 24VDC 2A, PROFISAFE, 70 MM WIDTH, UP TO PL E (IS | 300.96
6AV6371-1KV07-3BX3 | WINCC/AUDIT RT UPGRADE FROM V7.0/7.2 TO V7.3, FOR WINCC/AUDIT RT RUNTIME-SW, SINGLE LICENSE, SW | 388.33
6AV6372-1DC07-3AX3 | WINCC/CALENDAR OPTIONS UPGRADE FROM V7.0/7.2 TO V7.3, FOR WINCC OPTIONS WINCC/CALENDAR SCHEDULER | 477.69
6ES7197-1LA12-0XA0 | SIMATIC S7-400H, Y-LINK FOR CONNECTING SINGLE-CHANNEL DP SLAVES TO S7-400H AND AS 410H | 2683.19
6ES7215-1HF40-0XB0 | SIMATIC S7-1200F, CPU 1215 FC, COMPACT CPU, DC/DC/RELAY, 2 PROFINET PORT, ONBOARD I/O: 14 DI 24V | 1433.76
6ES7153-2AR04-0XA0 | SIMATIC DP, ET200M-RED.-BUNDLE CONSISTING OF: 2X IM153-2HF (6ES7153-2BA10-0XB0), 1X BUSMODULE IM | 2128.48
6ES7153-2BA70-0XB0 | SIMATIC DP, INTERFACE DP/PA-LINK A. ET200M IM153-2 HF FOR EXPANDED TEMPERATURE RANGE FOR MAX. 12 | 919.91
6ES7193-6AP20-0AA0 | SIMATIC ET 200SP, BUSADAPTER BA SCRJ/RJ45, MEDIA CONVERTER FO - CU 1 X SCRJ FO-SOCKET AND, 1 X R | 307.64
6ES7193-6BP00-2BA0 | SIMATIC ET 200SP, BASEUNIT BU15-P16+A0+2B, BU-TYPE A0, PACKING UNIT: 10 PIECES, PUSH-IN TERMINAL | 20.6
6ES7657-8XX18-0YF0 | SIMATIC PCS 7, SOFTWARE SIMATIC BATCH UPGRADE PACKAGE SERVER FROM V7.X TO V8.1 SINGLE LICENSE F. | 5952.28
6ES7658-1EX18-0YE5 | SIMATIC CFC V8.1, SOFTWARE UPGRADE FROM V8.0 TO V8.1, FLOATING LICENSE F.1 USER E-SW, SW AND DOCU | 2077.15
6ES7651-5CX58-0YK5 | SIMATIC PDM, SOFTWARE UPGRADE PACKAGE FROM PDM V6.X TO V9.0, FLOATING LICENSE F.1 USER, E-SW, WI | 2448.45
6ES7651-7AC18-0YK5 | SIMATIC PCS 7, SOFTWARE UPGRADE PACKAGE ENGINEERING (AS/OS: PO 250 TO 2000) FROM V7.1 TO V8.1 FL | 6200.98
6ES7653-2CH00-0XB0 | SIMATIC PCS 7 SYSTEM EXPANSION CARD W/OPROCESS OBJECTS FOR PCS 7 CPU410-5H | 9147.91
6AV6371-1KV07-3BX4 | WINCC/AUDIT RT UPGRADE FROM V6.2 TO V7.3, FOR WINCC/AUDIT RT RUNTIME-SW, SINGLE LICENSE, SW AND | 388.33
6AV6371-1KV17-3BX3 | WINCC/AUDIT RC UPGRADE FROM V7.0/7.2 TO V7.3, FOR WINCC/AUDIT RC AND WINCC/CHANGECONTROL, RUNTIM | 1931.88
6AV6371-1KV17-3BX4 | WINCC/AUDIT RC UPGRADE FROM V6.2 TO V7.3, FOR WINCC/AUDIT RC AND WINCC/CHANGECONTROL, RUNTIME & | 1931.88
6ES7155-6AR00-0AN0 | SIMATIC ET 200SP, PROFINET INTERFACE MODULE IM155-6PN BASIC, MAX. 12 PERIPHERY MODULES, 2X INTEG | 287.04
6ES7157-0AC85-0XA0 | FIELD DEVICE COUPLER FDC 157 PHYSICAL LAYER INTERFACE TO PROFIBUS PA OR FOUNDATION FIELDBUS H1 I | 1715.76
6ES7657-8XX18-0YF5 | SIMATIC PCS 7, SOFTWARE SIMATIC BATCH UPGRADE PACKAGE CLIENT FROM V7.X TO V8.1 FLOATING LICENSE | 1701.94
6ES7657-8XX18-0YK0 | SIMATIC PCS 7, SOFTWARE SIMATIC BATCH UPGRADE PACKAGE SERVER FROM V7.X TO V8.1 SINGLE LICENSE F. | 5952.28
6ES7657-8XX18-0YK5 | SIMATIC PCS 7, SOFTWARE SIMATIC BATCH UPGRADE PACKAGE CLIENT FROM V7.X TO V8.1 FLOATING LICENSE | 1701.94
6ES7658-1EX00-2YV8 | SIMATIC CFC SOFTWARE UPDATE SERVICE DOWNLOAD WITHIN THE FRAMEWORK OF THIS CONTRACT, YOU WILL REC | 573.8
6AV7412-5AD00-0YC0 | SIMATIC IPC277E OEM 12" TOUCH TFT DISPLAY, WITH CONFIGURATION: 6AV7882-0C..0-...0 WITH EXPRESS-D | 3830.85
6ES7651-5AX18-0CE5 | SIMATIC PCS 7, SOFTWARE, UPGRADE PACKAGE ENGINEERING ASIA FROM V8.0 TO V8.1 FLOATING LICENSE F.1 | 3719.98
6ES7651-5AX18-0YE5 | SIMATIC PCS 7, SOFTWARE, UPGRADE PACKAGE ENGINEERING FROM V8.0 TO V8.1 FLOATING LICENSE F.1 USER | 3719.98
6ES7651-5AX18-0YK5 | SIMATIC PCS 7, SOFTWARE, UPGRADE PACKAGE ENGINEERING FROM V8.0 TO V8.1 FLOATING LICENSE F.1 USER | 3719.98
6ES7134-6FF00-0AA1 | SIMATIC ET 200SP, ANALOG INPUT MODULE, AI 8XU BASIC, FITS TO BU-TYPE A0, A1, COLOR CODE CC02, M | 308.92
6ES7134-6GF00-0AA1 | SIMATIC ET 200SP, ANALOG INPUT MODULE, AI 8XI 2-/4-WIRE BASIC, FITS TO BU-TYPE A0, A1, COLOR COD | 308.92
6ES7652-3BX18-2YE0 | SIMATIC PCS 7, SOFTWARE UPGRADE PACKAGE OS SERVER REDUNDANCY FROM V7.1 TO V8.1 SINGLE LICENSE F. | 10148.23
6ES7652-5DX18-0YF0 | SIMATIC PCS 7, SOFTWARE, UPGRADE PACKAGE WEB SERVER FROM V8.0 TO V8.1 SINGLE LICENSE F.1 INSTALL | 1233.01
6ES7652-5DX18-0YK0 | SIMATIC PCS 7, SOFTWARE, UPGRADE PACKAGE WEB SERVER FROM V8.0 TO V8.1 SINGLE LICENSE F.1 INSTALL | 1233.01
6ES7652-5FX18-0YF0 | SIMATIC PCS 7, SOFTWARE, UPGRADE PACKAGE MAINTENANCE STATION FROM V8.0 TO V8.1 SINGLE LICENSE F. | 2172.37
6ES7652-8BX18-0YE0 | SIMATIC PCS 7, SOFTWARE UPGRADE PACKAGE OS SERVER FROM V7.1 TO V8.1 SINGLE LICENSE F.1 INSTALLATI | 7194.27
6ES7652-8BX18-0YK0 | SIMATIC PCS 7, SOFTWARE UPGRADE PACKAGE OS SERVER FROM V7.1 TO V8.1 SINGLE LICENSE F.1 INSTALLATI | 7194.27
6ES7652-8CX18-0YF5 | SIMATIC PCS 7, SOFTWARE UPGRADE PACKAGE CLIENT, SFC VISUALIZATION FROM V7.1 TO V8.1 FLOATING LIC | 3544.71
6ES7652-8CX18-0YK5 | SIMATIC PCS 7, SOFTWARE UPGRADE PACKAGE CLIENT, SFC VISUALIZATION FROM V7.1 TO V8.1 FLOATING LIC | 3544.71
6ES7522-5EH00-0AB0 | SIMATIC S7-1500, DIGITAL OUTPUT MODULE DQ16 X 24...48VUC/125VDC/0.5A; 16 CHANNELS IN GROUPS OF 1, | 1122.01
6ES7522-5FH00-0AB0 | SIMATIC S7-1500, DIGITAL OUTPUT MODULE DQ 16 X 230VAC / 1A,TRIAC; 16 CHANNELS IN GROUPS OF 2, 2A | 553.38
6ES7522-5HH00-0AB0 | SIMATIC S7-1500, DIGITAL OUTPUT MODULE DQ 16 X 230VAC / 2A ST; RELAY; 16 CHANNELS IN GROUPS OF 2, | 533.96
6ES7528-0AA60-7AA0 | SIMATIC S7-1500, SPARE PART FRONT DOOR FOR 70MM WIDE POWER SUPPLY 5 PIECES PER PACKAGING UNIT | 88.75
6ES7928-5EA20-4AA0 | CASING COVER FOR CONNECTING MODULE TPA 32 BIT / TP3 FUSE / TPRI / TPOO 8 BIT VPE = 4 ST | 30.6
6FB1103-0AT15-4MB0 | SIDOOR MDG180 R DIN EN 45545-2 GEARED MOTOR, PINION RIGHT HAND, MAX. 180KG DOOR WEIGHT, CABLE LEN | 501.06
6ES7655-5DX60-1BB0 | ACTIVE FIELD DISTRIBUTOR AFDISD FISCO FIELD BARRIER FOR PROFIBUS PA FOR FOUNDATION FIELDBUS H1 E | 2450.9
6AV6372-1KC07-3AX3 | WINCC/CALENDAR OPTIONS UPGRADE FROM V7.0/7.2 TO V7.3, FOR WINCC OPTIONS WINCC/CALENDAR SCHEDULER | 424.07
6AV9681-1AA02-3AX0 | WINCC/PMC-CHANNELSUITE V7.3, OPTION F. WINCC V7.0 SP2...V7.3 RUNTIME-SOFTWARE, CONTAINS CHANNELS | 8367.67
6ES7214-1AF40-0XB0 | SIMATIC S7-1200F, CPU 1214 FC, COMPACT CPU, DC/DC/DC, ONBOARD I/O: 14 DI 24V DC; 10 DO 24 V DC; | 973.81
6ES7214-1HF40-0XB0 | SIMATIC S7-1200F, CPU 1214 FC, COMPACT CPU, DC/DC/RELAY, ONBOARD I/O: 14 DI 24V DC; 10 DO RELAY 2 | 973.81
6ES7215-1AF40-0XB0 | SIMATIC S7-1200F, CPU 1215 FC, COMPACT CPU, DC/DC/DC, 2 PROFINET PORT, ONBOARD I/O: 14 DI 24VDC; | 1433.76
6ES7657-5XX18-0YF0 | SIMATIC PCS 7, SOFTWARE, SIMATIC BATCH UPGRADE PACKAGE SERVER FROM V8.0 TO V8.1 SINGLE LICENSE F | 3570.17
6ES7193-6BP20-2BA0 | SIMATIC ET 200SP, BASEUNIT BU15-P16+A10+2B, BU-TYPE A0, PACKING UNIT: 10 PIECES, PUSH-IN TERMINA | 27.03
6ES7193-6BP20-2DA0 | SIMATIC ET 200SP, BASEUNIT BU15-P16+A10+2D, BU-TYPE A0, PACKING UNIT: 10 PIECES, PUSH-IN TERMINA | 42.48
6ES7657-5XX18-0YF5 | SIMATIC PCS 7, SOFTWARE, SIMATIC BATCH UPGRADE PACKAGE CLIENT FROM V8.0 TO V8.1 FLOATING LICENSE | 1021.75
6ES7657-5XX18-0YK0 | SIMATIC PCS 7, SOFTWARE, SIMATIC BATCH UPGRADE PACKAGE SERVER FROM V8.0 TO V8.1 SINGLE LICENSE F | 3570.17
6ES7658-1FX18-2YE5 | SIMATIC VERSION TRAIL, SOFTWARE UPGRADE FROM V8.0 TO V8.1, FLOATING LICENSE FOR 1 USER E-SW, SW A | 1059.6
6AV7674-1KA00-0AA0 | BASIC ADAPTER FOR ALL FULLY ENCLOSED HMI UNITS INCL. 4 SCREWS FOR MOUNTING COLOR: SILVER | 185.65
6ES7651-5EX58-0YE5 | SIMATIC PDM, SOFTWARE UPGRADE PACKAGE BASIC FROM PDM V8.X TO V9.0 FLOATING LICENSE F.1 USER E-SW | 1250.5
6ES7651-5EX58-0YK5 | SIMATIC PDM, SOFTWARE UPGRADE PACKAGE BASIC FROM PDM V8.X TO V9.0, FLOATING LICENSE F.1 USER, E- | 1250.5
6ES7651-5FX58-0YE5 | SIMATIC PDM, SOFTWARE UPGRADE PACKAGE COMPLETE FROM PDM V8.X TO V9.0 FLOATING LICENSE F.1 USER E | 2669.14
6ES7651-5FX58-0YK5 | SIMATIC PDM, SOFTWARE UPGRADE PACKAGE COMPLETE FROM PDM V8.X TO V9.0, FLOATING LICENSE F.1 USER, | 2669.14
6ES7131-6BF00-0DA0 | SIMATIC ET 200SP, DIGITAL INPUT MODULE, DI 8X24VDC HIGH SPEED, PACKING UNIT: 1 PIECE, THREE ALTE | 149.31
6ES7652-3AX18-2YE0 | SIMATIC PCS 7, SOFTWARE UPGRADE PACKAGE OS SINGLE STATION REDUNDANCY FROM V7.1 TO V8.1 SINGLE LI | 7854.97
6ES7652-3AX18-2YK0 | SIMATIC PCS 7, SOFTWARE UPGRADE PACKAGE OS SINGLE STATION REDUNDANCY FROM V7.1 TO V8.1 SINGLE LI | 7854.97
6ES7652-5BX18-0CE0 | SIMATIC PCS 7, SOFTWARE, UPGRADE PACKAGE OS SERVER ASIA FROM V8.0 TO V8.1 SINGLE LICENSE F.1 INS | 4316.26
6ES7652-5BX18-0YE0 | SIMATIC PCS 7, SOFTWARE, UPGRADE PACKAGE OS SERVER FROM V8.0 TO V8.1 SINGLE LICENSE F.1 INSTALLAT | 4316.26
6ES7652-5BX18-0YK0 | SIMATIC PCS 7, SOFTWARE, UPGRADE PACKAGE OS SERVER FROM V8.0 TO V8.1 SINGLE LICENSE F.1 INSTALLAT | 4316.26
6ES7652-5XX18-0YF0 | SIMATIC PCS 7, SOFTWARE, SIMATIC ROUTE CONTROL UPGRADE PACKAGE FROM V8.0 TO V8.1 SINGLE LICENSE | 10270.05
6ES7652-5XX18-0YK0 | SIMATIC PCS 7, SOFTWARE, SIMATIC ROUTE CONTROL UPGRADE PACKAGE FROM V8.0 TO V8.1 SINGLE LICENSE | 10270.05
6ES7591-3AA00-0AA0 | SIMATIC ET 200SP, SPARE PART 5 FRONT COVERS FOR BUSADAPTER INTERFACE OF ET200SP CPU | 41.62
6ES7592-2CX00-0AA0 | SIMATIC S7-1500, LABELING SHEETS FOR 35MM WIDE S7-1500 MODULES ; COLOR: YELLOW; MATERIAL: MEMBRA | 77.65
6ES7648-3AH00-0XA0 | SIMATIC IPC, PS ADAPTER CABLE, PS CONNECTOR ON MOTHERBOARD TO PS SATA FEMALE 15 POLE (+5VDC, +12 | 32.96
6ES7971-0BA02 | SIMATIC S7-400, BACK-UP BATTERY 3.6 V/2.3 AH FOR PS 405 4A/10A/20A AND PS 407 4A/10A/20A FOR EXT | 44.39
6FB1104-0AT05-0AS5 | SIDOOR MOUNTING BRACKET MOUNTING BRACKET SHORT WITH TENSIONING DEVICE FOR SECURING THE SIDOOR DE | 68.04
6ES7652-5CX18-0YK5 | SIMATIC PCS 7, SOFTWARE, UPGRADE PACKAGE CLIENT, SFC VISUALIZATION FROM V8.0 TO V8.1 FLOATING LI | 2125.92
6ES7652-5JX18-0YE0 | SIMATIC PCS 7, SOFTWARE UPGRADE PACKAGE POWERCONTROL OS FROM V8.0 TO V8.1 SINGLE LICENSE F.1 INST | 6453.9
6ES7652-8AX18-0YE0 | SIMATIC PCS 7, SOFTWARE UPGRADE PACKAGE OS SINGLE STATION FROM V7.1 TO V8.1 SINGLE LICENSE F.1 I | 3721.49
6ES7652-8DX18-0YK0 | SIMATIC PCS 7, SOFTWARE UPGRADE PACKAGE WEB SERVER FROM V7.1 TO V8.1 SINGLE LICENSE F.1 INSTALLA | 3114.73
6ES7522-1BH01-0AB0 | SIMATIC S7-1500, DIGITAL OUTPUT MODULE DQ 16 X 24V DC/0.5A; 16 CHANNELS IN GROUPS OF 8, 4 A PER | 320.37
6ES7552-1AA00-0AB0 | SIMATIC S7-1500, TM TIMER DIDQ 16X24V TIME BASED DIGITAL INPUTS AND OUTPUTS MAX. 8DI, 16DQ MAX. | 754.47
6ES7591-1AA01-0AA0 | SIMATIC S7-1500, SPARE PART DISPLAY FOR CPU 1511-1 PN, CPU 1511F-1 PN, CPU 1511C-1 PN, CPU 1512C- | 229.1
6ES7960-1AA08-0XA0 | SIMATIC PCS 7, SYNC SUBMODULE V8 XTR FOR PATCH CABLES UP TO 10M EXTENDED VERSION FOR PROCESS AUT | 666.15
6FB1104-0AT04-0AS2 | SIDOOR DEFLECTOR PULLEY DEFLECTOR PULLEY FOR DEFLECTING THE SIDOOR TOOTHED BELT. 1 PIECE | 28.49
6FB1104-0AT05-0AS1 | SIDOOR DOOR CLUTCH HOLDER DOOR CLUTCH HOLDER FOR TOOTHED BELT WIDTH 20MM, FOR ATTACHING BOTH ENDS | 44.49
6FB1203-0AT12-7DA0 | SIDOOR MED280 GEARED MOTOR, PINION LEFT HAND, MAX. 400KG DOOR WEIGHT, CABLE LENGTH 1,5M,36VDC, | 660.54
6FB1211-5AT10-7AT2 | SIDOOR ATE500E RELAY CONTROL UNIT FOR ELEVATOR DOORS, HORIZONTAL, UP TO 280KG DOOR WEIGHT, 36VDC | 972.96
6ES7923-5BA50-0EB0 | CONNECTING CABLE UNSHIELDED F. SIMATIC S7-300/1500 0.14SQMM BW. FRONT CONN. MOD. 4 X 16POLE AND C | 85.67
6ES7923-5BD00-0EB0 | CONNECTING CABLE UNSHIELDED F. SIMATIC S7-300/1500 0.14SQMM BW. FRONT CONN. MOD. 4 X 16POLE AND C | 107.45
6ES7923-5BF00-0EB0 | CONNECTING CABLE UNSHIELDED F. SIMATIC S7-300/1500 0.14SQMM BW. FRONT CONN. MOD. 4 X 16POLE AND C | 121.91
6ES7400-1JA11-0AA1 | SIMATIC PCS 7-400, UR2 XTR, S7-400 RACK CENTRALIZED AND DISTRIBUTED WITH 9 SLOTS, 2 REDUNDANT PS | 1468.22
6ES7412-2EK07-0AB0 | SIMATIC S7-400, CPU 412-2 PN CENTRAL PROCESSING UNIT WITH: 1 MB WORKING MEMORY, (0,5 MB CODE; 0,5 | 5976.27
6ES7416-3ES07-0AB0 | SIMATIC S7-400, CPU 416-3 PN/DP CENTRAL PROCESSING UNIT WITH: 16 MB WORKING MEMORY, (8 MB KB CODE | 23477.51
6ES7928-3CA20-4AA0 | RELAY FOR TPRO 230 VAC PACKAGING UNIT = 4 PCS | 76.63
6ES7928-3EA20-4AA0 | RELAY FOR TPRI 110 VAC PACKAGING UNIT = 4 PCS | 76.63
6ES7658-3XX01-0YL8 | SIMATIC PDM, SOFTWARE UPDATE SERVICE BASIC WITHIN THE FRAMEWORK OF THIS CONTRACT, YOU WILL RECEIV | 774.57
6FX5002-2DC46-1AF0 | SIGNAL CABLE, PREASSEMBLED TYPE: 6FX5002-2DC46 DRIVE-CLIQ WITH 24 V M12 FEMALE/ M17 MALE SPEED-C | 176.28
6FX5002-2DC46-1AH0 | SIGNAL CABLE, PREASSEMBLED TYPE: 6FX5002-2DC46 DRIVE-CLIQ WITH 24 V M12 FEMALE/ M17 MALE SPEED-C | 195.91
6FX5002-2DC46-1BE0 | SIGNAL CABLE, PREASSEMBLED TYPE: 6FX5002-2DC46 DRIVE-CLIQ WITH 24 V M12 FEMALE/ M17 MALE SPEED-C | 265.05
6FX5002-2DC46-1BG0 | SIGNAL CABLE, PREASSEMBLED TYPE: 6FX5002-2DC46 DRIVE-CLIQ WITH 24 V M12 FEMALE/ M17 MALE SPEED-C | 285.72
6FX8002-2DC30-1AB0 | DRIVE-CLIQ CABLE TYPE: 6FX8002-2DC30 PREASSEMBLED FOR DIRECT MEASURING SYSTEM WITH 24 V CONNECTO | 135.83
6FX8002-2DC30-1AF0 | DRIVE-CLIQ CABLE TYPE: 6FX8002-2DC30 PREASSEMBLED FOR DIRECT MEASURING SYSTEM WITH 24 V CONNECTO | 169.3
6FX8002-2DC30-1BD0 | DRIVE-CLIQ CABLE TYPE: 6FX8002-2DC30 PREASSEMBLED FOR DIRECT MEASURING SYSTEM WITH 24 V CONNECTO | 235.89
6FX8002-2DC30-1BG0 | DRIVE-CLIQ CABLE TYPE: 6FX8002-2DC30 PREASSEMBLED FOR DIRECT MEASURING SYSTEM WITH 24 V CONNECTO | 260.85
6FX8002-2DC46-1AC0 | SIGNAL CABLE, PREASSEMBLED TYPE: 6FX8002-2DC46 DRIVE-CLIQ WITH 24 V M12 FEMALE/ M17 MALE SPEED-C | 153.17
6FX8002-2DC46-1AE0 | SIGNAL CABLE, PREASSEMBLED TYPE: 6FX8002-2DC46 DRIVE-CLIQ WITH 24 V M12 FEMALE/ M17 MALE SPEED-C | 180.11
6FB1104-0AT06-0AB1 | SIDOOR THOOTHED BELT SIMPLE GEARED STD SYNCHRODRIVE TOOTHED BELT, LENGTH 45M, WIDTH 20MM. | 1778.07
6FB1104-0AT07-0AS0 | SIDOOR DEFLECTOR UNIT WITH PULLEY TYPE FOR DEFLECTING THE SIDOOR TOOTHED BELT | 166.62
6ES7923-5BB00-0EB0 | CONNECTING CABLE UNSHIELDED F. SIMATIC S7-300/1500 0.14SQMM BW. FRONT CONN. MOD. 4 X 16POLE AND C | 89.83
6ES7923-5BB50-0EB0 | CONNECTING CABLE UNSHIELDED F. SIMATIC S7-300/1500 0.14SQMM BW. FRONT CONN. MOD. 4 X 16POLE AND C | 95.81
6ES7923-5BC00-0EB0 | CONNECTING CABLE UNSHIELDED F. SIMATIC S7-300/1500 0.14SQMM BW. FRONT CONN. MOD. 4 X 16POLE AND C | 100.11
6ES7923-5BC50-0EB0 | CONNECTING CABLE UNSHIELDED F. SIMATIC S7-300/1500 0.14SQMM BW. FRONT CONN. MOD. 4 X 16POLE AND C | 103.06
6ES7400-2JA10-0AA1 | SIMATIC PCS 7-400, UR2-H XTR, S7-400 RACK CENTRALIZED AND DISTRIBUTED WITH 2 X 9 SLOTS 2 X 2 RED | 2792.62
6ES7401-1DA01-0AA1 | SIMATIC PCS 7, CR3 XTR, S7-400 RACK CENTRALIZED WITH 4 SLOTS FOR EXTENDED TEMP. RANGE AND WITH C | 888.42
6ES7405-0DA02-0AA1 | SIMATIC PCS 7, PS 405 4A XTR S7-400, POWER SUPPLY, WIDE RANGE 24/48/60V DC, 5V DC/4A ATEX APPROB | 827
6ES7405-0KR02-0AA1 | SIMATIC PCS 7, PS 405 10A R XTR S7-400, POWER SUPPLY, WIDE RANGE 24/48/60V DC, 5V DC/10A FOR RED | 1926.66
6ES7407-0DA02-0AA1 | SIMATIC PCS 7, PS 407 4A XTR S7-400, POWER SUPPLY, WIDE RANGE 120/230V UC,5V DC/4A FOR EXTENDED | 717.63
6ES7928-5AA20-4AA0 | CASING COVER FOR CONNECTING MODULE TP1 8 BIT VPE = 4 ST | 17.39
6ES7928-5BA20-4AA0 | CASING COVER FOR CONNECTING MODULE TP2 / TP3 / TPA 8 BIT PACKAGING UNIT = 4 PCS | 21.78
6ES7928-5CA20-4AA0 | CASING COVER FOR CONNECTING MODULE TP3 32 BIT PACKAGING UNIT = 4 PCS | 31.94
6ES7928-5DA20-4AA0 | CASING COVER FOR CONNECTING MODULE TP1 32 BIT / TP3 SWITCH / TPRO 8 BIT VPE = 4 ST | 23.26
6ES7658-3UA00-2YB5 | SIMATIC PDM, SOFTWARE 1 CLIENT FLOATING LICENSE F.1 USER E-SW, WITHOUT SW AND DOCU. LICENSE KEY | 2046.83
6ES7658-3UA00-2YH5 | SIMATIC PDM, SOFTWARE 1 CLIENT FLOATING LICENSE F.1 USER E-SW, WITHOUT SW AND DOCU. LICENSE KEY | 2182.85
6FX5002-2DC46-1AB0 | SIGNAL CABLE, PREASSEMBLED TYPE: 6FX5002-2DC46 DRIVE-CLIQ WITH 24 V M12 FEMALE/ M17 MALE SPEED-C | 126.56
6FX5002-2DC46-1AC0 | SIGNAL CABLE, PREASSEMBLED TYPE: 6FX5002-2DC46 DRIVE-CLIQ WITH 24 V M12 FEMALE/ M17 MALE SPEED-C | 136.36
6FX5002-2DC46-1AD0 | SIGNAL CABLE, PREASSEMBLED TYPE: 6FX5002-2DC46 DRIVE-CLIQ WITH 24 V M12 FEMALE/ M17 MALE SPEED-C | 146.15
6FX5002-2DC46-1AE0 | SIGNAL CABLE, PREASSEMBLED TYPE: 6FX5002-2DC46 DRIVE-CLIQ WITH 24 V M12 FEMALE/ M17 MALE SPEED-C | 165.44
6FX5002-2DC46-1BJ0 | SIGNAL CABLE, PREASSEMBLED TYPE: 6FX5002-2DC46 DRIVE-CLIQ WITH 24 V M12 FEMALE/ M17 MALE SPEED-C | 305.25
6FX5002-2DC46-1BK0 | SIGNAL CABLE, PREASSEMBLED TYPE: 6FX5002-2DC46 DRIVE-CLIQ WITH 24 V M12 FEMALE/ M17 MALE SPEED-C | 315.06
6FX5002-2DC46-1CA0 | SIGNAL CABLE, PREASSEMBLED TYPE: 6FX5002-2DC46 DRIVE-CLIQ WITH 24 V M12 FEMALE/ M17 MALE SPEED-C | 324.83
6FX5002-2DC46-1CF0 | SIGNAL CABLE, PREASSEMBLED TYPE: 6FX5002-2DC46 DRIVE-CLIQ WITH 24 V M12 FEMALE/ M17 MALE SPEED-C | 373.79
6FX8002-2DC30-1BJ0 | DRIVE-CLIQ CABLE TYPE: 6FX8002-2DC30 PREASSEMBLED FOR DIRECT MEASURING SYSTEM WITH 24 V CONNECTO | 277.69
6FX8002-2DC30-1BK0 | DRIVE-CLIQ CABLE TYPE: 6FX8002-2DC30 PREASSEMBLED FOR DIRECT MEASURING SYSTEM WITH 24 V CONNECTO | 286.07
6FX8002-2DC30-1CA0 | DRIVE-CLIQ CABLE TYPE: 6FX8002-2DC30 PREASSEMBLED FOR DIRECT MEASURING SYSTEM WITH 24 V CONNECTO | 294.53
6FX8002-2DC30-1CF0 | DRIVE-CLIQ CABLE TYPE: 6FX8002-2DC30 PREASSEMBLED FOR DIRECT MEASURING SYSTEM WITH 24 V CONNECTO | 336.34
6FX8002-2DC46-1BE0 | SIGNAL CABLE, PREASSEMBLED TYPE: 6FX8002-2DC46 DRIVE-CLIQ WITH 24 V M12 FEMALE/ M17 MALE SPEED-C | 316.44
6FX8002-2DC46-1BF0 | SIGNAL CABLE, PREASSEMBLED TYPE: 6FX8002-2DC46 DRIVE-CLIQ WITH 24 V M12 FEMALE/ M17 MALE SPEED-C | 329.87
6ES7651-7AF18-0YK5 | SIMATIC PCS 7, SOFTWARE UPGRADE PACKAGE ENGINEERING (AS/OS: PO UNLIMITED) FROM V7.1 TO V.8.1 FLO | 6200.98
6ES7132-6BD20-2BA0 | SIMATIC ET 200SP, DIGITAL OUTPUT MODULE, DQ 4X24VDC/2A STANDARD, PACKING UNIT: 10 PIECES, FITS T | 95.25
6ES7138-6CG00-0BA0 | SIMATIC ET 200SP, TM TIMER DIDQ 10X24V TIME BASED DIGITAL INPUTS AND OUTPUTS 4DI, 6DQ WITH TIMES | 388.72
6ES7652-3BX18-2YK0 | SIMATIC PCS 7, SOFTWARE UPGRADE PACKAGE OS SERVER REDUNDANCY FROM V7.1 TO V8.1 SINGLE LICENSE F. | 11327.77
6ES7652-5AX18-0YE0 | SIMATIC PCS 7, SOFTWARE, UPGRADE PACKAGE OS SINGLE STATION FROM V8.0 TO V8.1 SINGLE LICENSE F.1 | 2232.3
6ES7652-5CX18-0YF5 | SIMATIC PCS 7, SOFTWARE, UPGRADE PACKAGE CLIENT, SFC VISUALIZATION FROM V8.0 TO V8.1 FLOATING LI | 2125.92
6ES7652-5FX18-0YK0 | SIMATIC PCS 7, SOFTWARE, UPGRADE PACKAGE MAINTENANCE STATION FROM V8.0 TO V8.1 SINGLE LICENSE F. | 2172.37
6ES7652-5GX18-0YE0 | SIMATIC PCS 7, SOFTWARE UPGRADE PACKAGE TELECONTROL FROM V8.0 TO V8.1 SINGLE LICENSE F.1 INSTALLA | 2823.25
6ES7652-5JX18-2YE0 | SIMATIC PCS 7, SOFTWARE UPGRADE PACKAGE POWERCONTROL LIBRARY FROM V8.0 TO V8.1 SINGLE LICENSE F.1 | 1227.73
6ES7652-8AX18-0YK0 | SIMATIC PCS 7, SOFTWARE UPGRADE PACKAGE OS SINGLE STATION FROM V7.1 TO V8.1 SINGLE LICENSE F.1 I | 3721.49
6ES7652-8DX18-0YF0 | SIMATIC PCS 7, SOFTWARE UPGRADE PACKAGE WEB SERVER FROM V7.1 TO V8.1 SINGLE LICENSE F.1 INSTALLA | 3114.73
6ES7652-8FX18-0YF0 | SIMATIC PCS 7, SOFTWARE UPGRADE PACKAGE MAINTENANCE STATION FROM V7.1 TO V8.1 SINGLE LICENSE F.1 | 3621.11
6ES7521-7EH00-0AB0 | SIMATIC S7-1500, DIGITAL INPUT MODULE DI 16 X 24...125V UC HF, 16 CHANNELS IN GROUPS OF 1; INPUT | 753.1
6ES7522-1BL01-0AB0 | SIMATIC S7-1500, DIGITAL OUTPUT MODULE DQ 32 X 24V DC/0.5A; 32 CHANNELS IN GROUPS OF 8, 4 A PER | 669.87
6ES7528-0AA80-7AA0 | SIMATIC S7-1500, SPARE PART FRONT DOOR FOR 35MM WIDE POWER SUPPLY AND PTP CP 5 PIECES PER PACKAGI | 88.75
6ES7590-1AC40-0AA0 | SIMATIC S7-1500, MOUNTING RAIL 245 MM (APPR. 9.6 INCH); INCL. GROUNDING ELEMENT, INTEGRATED DIN R | 48.56
6ES7928-6AA20-0AA0 | FUSES 0.6 A PACKAGING UNIT = 10 PCS | 11.67
6FB1104-0AT05-0AB0 | SIDOOR THOOTHED BELT SIMPLE GEARED STD SYNCHRODRIVE TOOTHED BELT, LENGTH 4M, WIDTH 20MM. | 183.09
6FB1104-0AT05-0AS4 | SIDOOR MOUNTING BRACKET MOUNTING BRACKET LARGE WITH TENSIONING DEVICE FOR SECURING THE SIDOOR DE | 101.75
6FB1141-3AT10-3WE2 | SIDOOR ATD430W CONTROL UNIT FOR MACHINE TOOL DOOR, UP TO 600KG DOOR WEIGHT, PROFINET IO CONFORMAN | 2562.33
6FB1211-1AT10-7AT3 | SIDOOR ATE500E CAN CONTROL UNIT FOR ELEVATOR DOORS, HORIZONTAL, UP TO 280KG DOOR WEIGHT, 36VDC, | 1033.52
6ES7923-5BE00-0EB0 | CONNECTING CABLE UNSHIELDED F. SIMATIC S7-300/1500 0.14SQMM BW. FRONT CONN. MOD. 4 X 16POLE AND C | 114.57
6ES7923-5BG50-0EB0 | CONNECTING CABLE UNSHIELDED F. SIMATIC S7-300/1500 0.14SQMM BW. FRONT CONN. MOD. 4 X 16POLE AND C | 135.84
6ES7407-0KR02-0AA1 | SIMATIC PCS 7, PS 407 10A R XTR S7-400, POWER SUPPLY, WIDE RANGE 120/230V UC, 5V DC/10A, FOR RED | 1872.74
6ES7414-3EM07-0AB0 | SIMATIC S7-400, CPU 414-3 PN/DP CENTRAL PROCESSING UNIT WITH: 4 MB WORKING MEMORY, (2 MB KB CODE, | 12599.69
6ES7928-3BA20-4AA0 | RELAY FOR TPRI 230 VAC PACKAGING UNIT = 4 PCS | 64
6ES7928-3DA20-4AA0 | RELAY FOR TPRO 60 VDC PACKAGING UNIT = 4 PCS | 81.63
6ES7658-3XX01-0YV8 | SIMATIC PDM, SOFTWARE UPDATE SERVICE BASIC DOWNLOAD WITHIN THE FRAMEWORK OF THIS CONTRACT, YOU W | 578.31
6ES7658-7EX18-0YK0 | SIMATIC PCS 7, SOFTWARE, SIMATIC ROUTE CONTROL CONTROL CENTER UPGRADE PACKAGE FROM V8.0 TO V8.1 | 2028.53
6FX8008-1BD00-6AA0 | SIGNAL CABLE,SOLD BY THE METER TYPE: 6FX8008-1BD00 FOR TEMPERATURE SENSOR 3X2X0.5+1X1 C MOTION-C | 8727.22
6FX5002-2DC46-1AG0 | SIGNAL CABLE, PREASSEMBLED TYPE: 6FX5002-2DC46 DRIVE-CLIQ WITH 24 V M12 FEMALE/ M17 MALE SPEED-C | 186.07
6FB1103-0AT16-4MB0 | SIDOOR MDG180 L DIN EN 45545-2 GEARED MOTOR, PINION LEFT HAND, MAX. 180KG DOOR WEIGHT, CABLE LENG | 501.06
6FB1104-0AT03-0AD0 | SIDOOR MOTOR CONNECTION TOOL, RECOMMENDED FOR SECURING THE GEARED MOTOR SIDOOR MED280 | 112.72
6ES7923-5BJ00-0EB0 | CONNECTING CABLE UNSHIELDED F. SIMATIC S7-300/1500 0.14SQMM BW. FRONT CONN. MOD. 4 X 16POLE AND C | 145.63
6ES7923-5CB00-0EB0 | CONNECTING CABLE UNSHIELDED F. SIMATIC S7-300/1500 0.14SQMM BW. FRONT CONN. MOD. 4 X 16POLE AND C | 157.89
6ES7332-5TB10-0AB0 | SIMATIC DP, HART ANALOG OUTPUT SM 332, 2AO, 0/4 - 20MA HART, FROM HART REV. 5.0, FOR ET200M WITH | 1206.71
6ES7417-4XT07-0AB0 | SIMATIC S7-400, CPU 417-4 CENTRAL PROCESSING UNIT WITH: 32 MB WORKING MEMORY, (16 MB CODE; 16 MB | 27179.51
6ES7928-1AA20-4AA0 | SHIELD SHEET FOR CONNECTION MODULE ANALOG 8BIT SUITABLE FOR CONNECTION MODULES: 6ES7924-2CC20-0.. | 69.02
6ES7928-1BA20-4AA0 | SHIELD SHEET FOR CONNECTION MODULE ANALOG 32BIT SUITABLE FOR CONNECTION MODULES: 6ES7924-2CC20-0. | 120.43
6ES7928-3AA20-4AA0 | RELAY FOR TPRO 24 VDC PACKAGING UNIT = 4 PCS | 56.55
6ES7658-3XX02-0YL8 | SIMATIC PDM, SOFTWARE UPDATE SERVICE COMPL., WITHIN THE FRAMEWORK OF THIS CONTRACT, YOU WILL RECE | 1658.48
6ES7658-3XX02-0YV8 | SIMATIC PDM, SOFTWARE UPDATE SERVICE COMPL., DOWNLOAD WITHIN THE FRAMEWORK OF THIS CONTRACT, YOU | 1239.01
6FX8008-1BD00-1FA0 | SIGNAL CABLE,SOLD BY THE METER TYPE: 6FX8008-1BD00 FOR TEMPERATURE SENSOR 3X2X0.5+1X1 C MOTION-C | 872.72
6FX8008-1BD00-2AA0 | SIGNAL CABLE,SOLD BY THE METER TYPE: 6FX8008-1BD00 FOR TEMPERATURE SENSOR 3X2X0.5+1X1 C MOTION-C | 1745.47
6FX8008-1BD00-3AA0 | SIGNAL CABLE,SOLD BY THE METER TYPE: 6FX8008-1BD00 FOR TEMPERATURE SENSOR 3X2X0.5+1X1 C MOTION-C | 3490.87
6FX5002-2DC46-1AK0 | SIGNAL CABLE, PREASSEMBLED TYPE: 6FX5002-2DC46 DRIVE-CLIQ WITH 24 V M12 FEMALE/ M17 MALE SPEED-C | 215.42
6FX5002-2DC46-1BA0 | SIGNAL CABLE, PREASSEMBLED TYPE: 6FX5002-2DC46 DRIVE-CLIQ WITH 24 V M12 FEMALE/ M17 MALE SPEED-C | 225.89
6FX5002-2DC46-1BB0 | SIGNAL CABLE, PREASSEMBLED TYPE: 6FX5002-2DC46 DRIVE-CLIQ WITH 24 V M12 FEMALE/ M17 MALE SPEED-C | 235.68
6FX5002-2DC46-1BC0 | SIGNAL CABLE, PREASSEMBLED TYPE: 6FX5002-2DC46 DRIVE-CLIQ WITH 24 V M12 FEMALE/ M17 MALE SPEED-C | 245.47
6FX8002-2DC30-1AH0 | DRIVE-CLIQ CABLE TYPE: 6FX8002-2DC30 PREASSEMBLED FOR DIRECT MEASURING SYSTEM WITH 24 V CONNECTO | 185.86
6FX8002-2DC30-1AJ0 | DRIVE-CLIQ CABLE TYPE: 6FX8002-2DC30 PREASSEMBLED FOR DIRECT MEASURING SYSTEM WITH 24 V CONNECTO | 194.34
6FX8002-2DC30-1AK0 | DRIVE-CLIQ CABLE TYPE: 6FX8002-2DC30 PREASSEMBLED FOR DIRECT MEASURING SYSTEM WITH 24 V CONNECTO | 202.7
6FX8002-2DC30-1BC0 | DRIVE-CLIQ CABLE TYPE: 6FX8002-2DC30 PREASSEMBLED FOR DIRECT MEASURING SYSTEM WITH 24 V CONNECTO | 227.58
6FX8002-2DC46-1AG0 | SIGNAL CABLE, PREASSEMBLED TYPE: 6FX8002-2DC46 DRIVE-CLIQ WITH 24 V M12 FEMALE/ M17 MALE SPEED-C | 208.06
6FX8002-2DC46-1AH0 | SIGNAL CABLE, PREASSEMBLED TYPE: 6FX8002-2DC46 DRIVE-CLIQ WITH 24 V M12 FEMALE/ M17 MALE SPEED-C | 221.55
6FX8002-2DC46-1AJ0 | SIGNAL CABLE, PREASSEMBLED TYPE: 6FX8002-2DC46 DRIVE-CLIQ WITH 24 V M12 FEMALE/ M17 MALE SPEED-C | 235.05
6FX8002-2DC46-1AK0 | SIGNAL CABLE, PREASSEMBLED TYPE: 6FX8002-2DC46 DRIVE-CLIQ WITH 24 V M12 FEMALE/ M17 MALE SPEED-C | 248.48
6FX8002-2DC46-1DA0 | SIGNAL CABLE, PREASSEMBLED TYPE: 6FX8002-2DC46 DRIVE-CLIQ WITH 24 V M12 FEMALE/ M17 MALE SPEED-C | 532.89
6FX8002-5EX14-1AJ0 | POWER CABLE, PREASSEMBLED TYPE: 6FX8002-5EX14 CUSTOMER SPECIFIC 4X35+(2X1.5) C, CONNECTOR SIZE 3 | 1997.71
6SL3210-5BE31-8CV0 | SINAMICS V20 3AC380-480V -15/+10% 47-63HZ OUTPUT HIGH OVERLOAD: 18,5KW WITH 150% OVERLOAD FOR 60S | 1927.14
6SL3210-5BE31-8UV0 | SINAMICS V20 3AC380-480V -15/+10% 47-63HZ OUTPUT HIGH OVERLOAD: 18,5KW WITH 150% OVERLOAD FOR 60S | 1783.31
6FX5002-2DC46-1AJ0 | SIGNAL CABLE, PREASSEMBLED TYPE: 6FX5002-2DC46 DRIVE-CLIQ WITH 24 V M12 FEMALE/ M17 MALE SPEED-C | 205.63
6FX5002-2DC46-1BD0 | SIGNAL CABLE, PREASSEMBLED TYPE: 6FX5002-2DC46 DRIVE-CLIQ WITH 24 V M12 FEMALE/ M17 MALE SPEED-C | 255.26
6FX5002-2DC46-1BF0 | SIGNAL CABLE, PREASSEMBLED TYPE: 6FX5002-2DC46 DRIVE-CLIQ WITH 24 V M12 FEMALE/ M17 MALE SPEED-C | 274.82
6FX5002-2DC46-1BH0 | SIGNAL CABLE, PREASSEMBLED TYPE: 6FX5002-2DC46 DRIVE-CLIQ WITH 24 V M12 FEMALE/ M17 MALE SPEED-C | 295.48
6FX5002-2DC46-1DA0 | SIGNAL CABLE, PREASSEMBLED TYPE: 6FX5002-2DC46 DRIVE-CLIQ WITH 24 V M12 FEMALE/ M17 MALE SPEED-C | 422.72
6FX8002-2DC30-1AC0 | DRIVE-CLIQ CABLE TYPE: 6FX8002-2DC30 PREASSEMBLED FOR DIRECT MEASURING SYSTEM WITH 24 V CONNECTO | 144.14
6FX8002-2DC30-1BE0 | DRIVE-CLIQ CABLE TYPE: 6FX8002-2DC30 PREASSEMBLED FOR DIRECT MEASURING SYSTEM WITH 24 V CONNECTO | 244.28
6FX8002-2DC30-1BH0 | DRIVE-CLIQ CABLE TYPE: 6FX8002-2DC30 PREASSEMBLED FOR DIRECT MEASURING SYSTEM WITH 24 V CONNECTO | 269.29
6FX8002-2DC46-1AB0 | SIGNAL CABLE, PREASSEMBLED TYPE: 6FX8002-2DC46 DRIVE-CLIQ WITH 24 V M12 FEMALE/ M17 MALE SPEED-C | 139.75
6FX8002-2DC46-1AD0 | SIGNAL CABLE, PREASSEMBLED TYPE: 6FX8002-2DC46 DRIVE-CLIQ WITH 24 V M12 FEMALE/ M17 MALE SPEED-C | 166.65
6FX8002-2DC46-1AF0 | SIGNAL CABLE, PREASSEMBLED TYPE: 6FX8002-2DC46 DRIVE-CLIQ WITH 24 V M12 FEMALE/ M17 MALE SPEED-C | 194.61
6FX8002-2DC46-1BA0 | SIGNAL CABLE, PREASSEMBLED TYPE: 6FX8002-2DC46 DRIVE-CLIQ WITH 24 V M12 FEMALE/ M17 MALE SPEED-C | 262.58
6FX8002-2DC46-1BC0 | SIGNAL CABLE, PREASSEMBLED TYPE: 6FX8002-2DC46 DRIVE-CLIQ WITH 24 V M12 FEMALE/ M17 MALE SPEED-C | 289.53
6FX8002-2DC46-1BK0 | SIGNAL CABLE, PREASSEMBLED TYPE: 6FX8002-2DC46 DRIVE-CLIQ WITH 24 V M12 FEMALE/ M17 MALE SPEED-C | 384.78
6FX8002-2DC46-1CF0 | SIGNAL CABLE, PREASSEMBLED TYPE: 6FX8002-2DC46 DRIVE-CLIQ WITH 24 V M12 FEMALE/ M17 MALE SPEED-C | 465.55
6SL3210-5BE32-2CV0 | SINAMICS V20 3AC380-480V -15/+10% 47-63HZ RATED POWER 22KW WITH 150% OVERLOAD FOR 60SEC OUTPUT L | 2210.99
6SL3210-5FB10-1UA0 | SINAMICS V90 'INPUT: 1/3 AC 200-240V 15%/+10% 2.5A/1.5A 45-66HZ OUTPUT: 0-INPUT V 1.2A 0-330HZ | 644.57
6SL3210-5FB10-4UA1 | SINAMICS V90 INPUT: 1/3 AC 200-240V -15%/+10% 5.0A/3.0A 45-66HZ OUTPUT: 0-INPUT V 2.6A 0-330HZ | 606.49
6FX2003-0SL12 | POWER CONNECTOR 6FX2003-0SL12 FOR CONNECTION TO S-1FL6 LI 12-POLE INSULATOR 8 X SOCKET CONTACT(0 | 71.78
6FX3002-2CT20-1AF0 | SIGNAL CABLE PREASSEMBLED 6FX3002-2CT20-1AF0 FOR INCR. ENCODER IN S-1FL6 LI 3X2X0.20+2X2X0.25 C | 100.01
6FX3002-5CK01-1AD0 | POWER CABLE PREASSEMBLED 6FX3002-5CK01-1AD0 4X0.75 C, FOR MOTOR S-1FL6 LI WITH V90 230V FS A,B,C, | 60.92
6FX3002-5CK01-1BA0 | POWER CABLE PREASSEMBLED 6FX3002-5CK01-1BA0 4X0.75 C, FOR MOTOR S-1FL6 LI WITH V90 230V FS A,B,C, | 97.87
6FX5002-2DC30-1AC0 | DRIVE-CLIQ CABLE TYPE: 6FX5002-2DC30 PREASSEMBLED FOR DIRECT MEASURING SYSTEM WITH 24 V CONNECTO | 124.45
6FX5002-2DC30-1BC0 | DRIVE-CLIQ CABLE TYPE: 6FX5002-2DC30 PREASSEMBLED FOR DIRECT MEASURING SYSTEM WITH 24 V CONNECTO | 194.22
6FX5002-2DC30-1BJ0 | DRIVE-CLIQ CABLE TYPE: 6FX5002-2DC30 PREASSEMBLED FOR DIRECT MEASURING SYSTEM WITH 24 V CONNECTO | 236.08
6FX5002-2DC30-1CA0 | DRIVE-CLIQ CABLE TYPE: 6FX5002-2DC30 PREASSEMBLED FOR DIRECT MEASURING SYSTEM WITH 24 V CONNECTO | 250.22
6GT2811-6AA10-1AA0 | SIMATIC RF600 READER RF680R FCC (902 ... 928 MHZ); INTERFACES: ETHERNET M12 PROFINET M12 4 ANTE | 3647.47
6GT2821-5AC32 | SIMATIC RF200 READER RF250R IO-LINK IO-LINK INTERFACE WITHOUT ANTENNA IP 65, -25 UP TO +70 DGR/C | 674.4
6GT2898-4AA10 | SIMATIC RF600 PROTECTION CAP-SET FOR SIMATIC RF680R, RF685R CONTAINS 3X PROTECTION CAP FOR ANTEN | 73.32
6NH3112-3BA00-1XX4 | CABLE FITTING, PG16, IP68, -40 UP TO +100 DEG C, BRASS NICKEL-PLATED, FOR HOUSINGS WITH THE ORDER | 22.54
6FX8002-2DC46-1BB0 | SIGNAL CABLE, PREASSEMBLED TYPE: 6FX8002-2DC46 DRIVE-CLIQ WITH 24 V M12 FEMALE/ M17 MALE SPEED-C | 276.05
6FX8002-2DC46-1BD0 | SIGNAL CABLE, PREASSEMBLED TYPE: 6FX8002-2DC46 DRIVE-CLIQ WITH 24 V M12 FEMALE/ M17 MALE SPEED-C | 303.02
6FX8002-2DC46-1BJ0 | SIGNAL CABLE, PREASSEMBLED TYPE: 6FX8002-2DC46 DRIVE-CLIQ WITH 24 V M12 FEMALE/ M17 MALE SPEED-C | 371.36
6FX8002-2DC46-1CA0 | SIGNAL CABLE, PREASSEMBLED TYPE: 6FX8002-2DC46 DRIVE-CLIQ WITH 24 V M12 FEMALE/ M17 MALE SPEED-C | 398.28
6SL3210-5BE32-2UV0 | SINAMICS V20 3AC380-480V -15/+10% 47-63HZ OUTPUT HIGH OVERLOAD: 22KW WITH 150% OVERLOAD FOR 60SEC | 2045.06
6SL3210-5FB10-2UA0 | SINAMICS V90 INPUT: 1/3 AC200-240V -15%/+10% 3.0A/1.8A 45-66HZ OUTPUT: 0-INPUT V 1.4A 0-330H | 664.1
6FX2003-0LL52 | POWER CONNECTOR 6FX2003-0LL12 FOR CONNECTION TO S-1FL6 LI 2-POLES INSULATOR, 2 X SOCKET CONTACT( | 19.58
6FX3002-2CT20-1AD0 | SIGNAL CABLE PREASSEMBLED 6FX3002-2CT20-1AD0 FOR INCR. ENCODER IN S-1FL6 LI 3X2X0.20+2X2X0.25 C | 90.34
6FX3002-5BK02-1CA0 | BRAKE CABLE PREASSEMBLED 6FX3002-5BK02-1CA0 2X0.75, FOR MOTOR S-1FL6 LI WITH V90 230V MOTION-CON | 94.05
6FX3002-5CK01-1AF0 | POWER CABLE PREASSEMBLED 6FX3002-5CK01-1AF0 4X0.75 C, FOR MOTOR S-1FL6 LI WITH V90 230V FS A,B,C, | 76.11
6FX5002-2DC30-1AB0 | DRIVE-CLIQ CABLE TYPE: 6FX5002-2DC30 PREASSEMBLED FOR DIRECT MEASURING SYSTEM WITH 24 V CONNECTO | 117.45
6FX5002-2DC30-1AE0 | DRIVE-CLIQ CABLE TYPE: 6FX5002-2DC30 PREASSEMBLED FOR DIRECT MEASURING SYSTEM WITH 24 V CONNECTO | 138.39
6FX5002-2DC30-1BA0 | DRIVE-CLIQ CABLE TYPE: 6FX5002-2DC30 PREASSEMBLED FOR DIRECT MEASURING SYSTEM WITH 24 V CONNECTO | 180.22
6FX5002-2DC30-1BB0 | DRIVE-CLIQ CABLE TYPE: 6FX5002-2DC30 PREASSEMBLED FOR DIRECT MEASURING SYSTEM WITH 24 V CONNECTO | 187.2
6FX5002-2DC30-1BK0 | DRIVE-CLIQ CABLE TYPE: 6FX5002-2DC30 PREASSEMBLED FOR DIRECT MEASURING SYSTEM WITH 24 V CONNECTO | 243.2
6FX5002-2DC30-1CF0 | DRIVE-CLIQ CABLE TYPE: 6FX5002-2DC30 PREASSEMBLED FOR DIRECT MEASURING SYSTEM WITH 24 V CONNECTO | 285.24
6SL3210-1PC31-1UL0 | SINAMICS G120 POWER MODULE PM240-2 UNFILTERED WITH BUILT IN BRAKING CHOPPER 3AC200-240V +10/-20% | 4607.61
6GT2811-6AA10-2AA0 | SIMATIC RF600 READER RF680R CMIIT (920 ... 925 MHZ); INTERFACES: ETHERNET M12 PROFINET M12 4 AN | 3647.47
6GT2811-6AB20-1AA0 | SIMATIC RF600 READER RF650R FCC (902 ... 928 MHZ); INTERFACES: ETHERNET RJ45 4 ANTENNAS, 4 DIG. | 2545.48
6GT2821-4AC32 | SIMATIC RF200 READER RF240R IO-LINK IO-LINK INTERFACE IP 67, -25 UP TO +70 DGR/C 50 X 50 X 30 MM | 688.74
6GT2823-0AA00 | SIMATIC RF200 HANDHELD TERMINAL RF210M, W/ INTEGR. RFID-READ-/WRITE- UNIT RF210R, INTERFACE RS4 | 1262.7
6GT2898-3AA00 | SIMATIC RF600 SPACER FOR RF622T 130 X 32 X 12 MM (LXWXH), -20 UP TO +85 DGR/C MIN. ORDER QUANTIT | 3.92
6NH3112-3BA00-1XX5 | SEALING PLUG, M16, IP68,-40 UP TO +100 DEG C, BRASS NICKEL-PLATED, FOR HOUSINGS WITH THE ORDER N | 16.26
6GK5896-6MH00-0AA0 | MOBILE RADIO ANTENNA ANT 896-6MH FOR GSM (2G), UMTS (3G) AND LTE (4G) NETWORKS, WITH RAILWAY CER | 624.19
6GK5898-1CV00-4AA0 | SIMATIC NET ANGLED ADAPTER SMA/SMA MALE/ FEMALE | 23.32
6GK5991-2AB01-8AA0 | SCALANCE X ACCESSORIES; MEDIA MODULE MM991-2FM; 2 X 100MBIT/S SC-PORTS, OPTICAL; MULTIMODE GLAS | 739.64
6GK5205-3BD00-2TB2 | SCALANCE XB205-3 MANAGEABLE LAYER 2 IE-SWITCH 5X 10/100 MBITS/S RJ45 PORTS 3X MM FO SC-PORT 1X C | 1155.61
6GK5205-3BF00-2TB2 | SCALANCE XB205-3LD MANAGEABLE LAYER 2 IE-SWITCH 5X 10/100 MBITS/S RJ45 PORTS 3X SM FO SC-PORT 1X | 1582.44
6GK5213-3BF00-2AB2 | SCALANCE XB213-3LD MANAGEABLE LAYER 2 IE-SWITCH 13X 10/100 MBITS/S RJ45 PORTS 3X SM FO SC-PORT 1 | 2504.53
6GK5216-0BA00-2AB2 | SCALANCE XB216 MANAGEABLE LAYER 2 IE-SWITCH 16X 10/100 MBITS/S RJ45 PORTS 1X KONSOLEN-PORT DIAGN | 1500.57
6FX8002-2DC46-1BG0 | SIGNAL CABLE, PREASSEMBLED TYPE: 6FX8002-2DC46 DRIVE-CLIQ WITH 24 V M12 FEMALE/ M17 MALE SPEED-C | 344.44
6FX8002-2DC46-1BH0 | SIGNAL CABLE, PREASSEMBLED TYPE: 6FX8002-2DC46 DRIVE-CLIQ WITH 24 V M12 FEMALE/ M17 MALE SPEED-C | 357.89
6SL3210-5FB10-8UA0 | SINAMICS V90 INPUT: 1/3 AC 200-240V -15%/+10% 10.4A/5.0A 45-66HZ OUTPUT: 0-INPUT V 4.7A 0-330 | 690.75
6SL3210-5FB11-0UA1 | SINAMICS V90 INPUT: 3 AC200-240V -15%/+10% 7.0A 45-66HZ OUTPUT: 0-INPUT V 6.3A 0-330HZ PROTE | 766.58
6SL3210-5FB11-5UA0 | SINAMICS V90 INPUT: 3AC 200-240V -15%/+10% 11.0A 45-66HZ OUTPUT: 0-INPUT V 10.6A 0-330HZ PROT | 909.78
6SL3210-5FB12-0UA0 | SINAMICS V90 INPUT: 3AC 200-240V -15%/+10% 12.0A 45-66HZ OUTPUT: 0-INPUT V 11.6A 0-330HZ PROTE | 1078.25
6FX3002-2CT20-1BA0 | SIGNAL CABLE PREASSEMBLED 6FX3002-2CT20-1BA0 FOR INCR. ENCODER IN S-1FL6 LI 3X2X0.20+2X2X0.25 C | 125.41
6FX3002-2CT20-1CA0 | SIGNAL CABLE PREASSEMBLED 6FX3002-2CT20-1CA0 FOR INCR. ENCODER IN S-1FL6 LI 3X2X0.20+2X2X0.25 C | 186.64
6FX3002-5BK02-1AD0 | BRAKE CABLE PREASSEMBLED 6FX3002-5BK02-1AD0 2X0.75, FOR MOTOR S-1FL6 LI WITH V90 230V MOTION-CON | 41.31
6FX3002-5BK02-1AF0 | BRAKE CABLE PREASSEMBLED 6FX3002-5BK02-1AF0 2X0.75, FOR MOTOR S-1FL6 LI WITH V90 230V MOTION-CON | 50.03
6FX3002-5BK02-1BA0 | BRAKE CABLE PREASSEMBLED 6FX3002-5BK02-1BA0 2X0.75, FOR MOTOR S-1FL6 LI WITH V90 230V MOTION-CON | 67.21
6FX5002-2DC30-1AF0 | DRIVE-CLIQ CABLE TYPE: 6FX5002-2DC30 PREASSEMBLED FOR DIRECT MEASURING SYSTEM WITH 24 V CONNECTO | 145.49
6FX5002-2DC30-1AH0 | DRIVE-CLIQ CABLE TYPE: 6FX5002-2DC30 PREASSEMBLED FOR DIRECT MEASURING SYSTEM WITH 24 V CONNECTO | 159.23
6FX5002-2DC30-1AJ0 | DRIVE-CLIQ CABLE TYPE: 6FX5002-2DC30 PREASSEMBLED FOR DIRECT MEASURING SYSTEM WITH 24 V CONNECTO | 166.35
6FX5002-2DC30-1AK0 | DRIVE-CLIQ CABLE TYPE: 6FX5002-2DC30 PREASSEMBLED FOR DIRECT MEASURING SYSTEM WITH 24 V CONNECTO | 173.4
6FX5002-2DC30-1BD0 | DRIVE-CLIQ CABLE TYPE: 6FX5002-2DC30 PREASSEMBLED FOR DIRECT MEASURING SYSTEM WITH 24 V CONNECTO | 201.16
6FX5002-2DC30-1BE0 | DRIVE-CLIQ CABLE TYPE: 6FX5002-2DC30 PREASSEMBLED FOR DIRECT MEASURING SYSTEM WITH 24 V CONNECTO | 208.14
6FX5002-2DC30-1BG0 | DRIVE-CLIQ CABLE TYPE: 6FX5002-2DC30 PREASSEMBLED FOR DIRECT MEASURING SYSTEM WITH 24 V CONNECTO | 222.05
6FX5002-2DC30-1BH0 | DRIVE-CLIQ CABLE TYPE: 6FX5002-2DC30 PREASSEMBLED FOR DIRECT MEASURING SYSTEM WITH 24 V CONNECTO | 229.08
6GT2811-6AB20-2AA0 | SIMATIC RF600 READER RF650R CMIIT (920 ... 925 MHZ); INTERFACES: ETHERNET RJ45 4 ANTENNAS, 4 DIG | 2545.48
6GT2811-6CA10-0AA0 | SIMATIC RF600 READER RF685R ETSI (865 ... 868 MHZ); INTERFACES: ETHERNET M12 PROFINET M12 1 INT | 4192.72
6GT2811-6CA10-1AA0 | SIMATIC RF600 READER RF685R FCC (902 ... 928 MHZ); INTERFACES: ETHERNET M12 PROFINET M12 1 INTE | 4192.72
6GT2811-6CA10-2AA0 | SIMATIC RF600 READER RF685R CMIIT (920 ... 925 MHZ); INTERFACES: ETHERNET M12 PROFINET M12 1 IN | 4192.72
6NH3112-3BA00-1XX2 | SIMATIC RTU3030C ACCESSORIES; HOUSING FOR LITHIUM BATTERY PACK PULSES PLUS | 234.88
6NH3112-3BA00-1XX3 | ALUMINUM HOUSING FOR LOW POWER RTU IN PROTECT. MODE IP68;TEMPERATURE RANGE -40DGR C UP TO +70DGRC | 433.53
6FX2003-0DA37 | SIGNAL CONNECTOR TYPE: 6FX2003-0DA37 DRIVE-CLIQ 10 POLE M17 SPEED-CONNECT-READY WITH O-RING EXT | 47.08
6GK5793-8DL00-0AA0 | IWLAN ANTENNA ANT 793-8DL VERTICAL-HORIZONTAL POLARIZED; W. STRONG DIRECTION. EFFICIENCY INCL. 2X | 658.77
6GK5795-6MP00-0AA0 | IWLAN ANTENNA ANT 795-6MP WITH OMNIDIRECTIONAL CHARAKTERISTIC INCL. N-FEMALE PLUG 5/7 DBI, 2.4 AN | 291.27
6GK5205-3BB00-2AB2 | SCALANCE XB205-3 MANAGEABLE LAYER 2 IE-SWITCH 5X 10/100 MBITS/S RJ45 PORTS 3X MM FO ST-PORT 1X C | 1155.61
6GK5205-3BB00-2TB2 | SCALANCE XB205-3 MANAGEABLE LAYER 2 IE-SWITCH 5X 10/100 MBITS/S RJ45 PORTS 3X MM FO ST-PORT 1X C | 1155.61
6FX2003-0DU17 | SIGNAL CONNECTOR TYPE: 6FX2003-0DU17 DRIVE-CLIQ 10 POLE SPEED CONNECT M17 SCREW CAP SOCKET 1X 1 | 47.08
6FX2003-0DU37 | SIGNAL CONNECTOR TYPE: 6FX2003-0DU37 DRIVE-CLIQ 10 POLE M17 FULL THREAD SCREW CAP SOCKET 1X 10 | 47.08
6FX2003-0LL12 | POWER CONNECTOR 6FX2003-0LL12 FOR CONNECTION TO S-1FL6 LI 4-POLES INSULATOR, 4 X SOCKET CONTACT( | 28.28
6FX3002-5CK01-1CA0 | POWER CABLE PREASSEMBLED 6FX3002-5CK01-1CA0 4X0.75 C, FOR MOTOR S-1FL6 LI WITH V90 230V FS A,B,C, | 152.29
6SL3210-1PC24-2UL0 | SINAMICS G120 POWER MODULE PM240-2 UNFILTERED WITH BUILT IN BRAKING CHOPPER 3AC200-240V +10/-20% | 1887.7
6SL3210-1PC25-4UL0 | SINAMICS G120 POWER MODULE PM240-2 UNFILTERED WITH BUILT IN BRAKING CHOPPER 3AC200-240V +10/-20% | 2542.11
6SL3210-1PC26-8UL0 | SINAMICS G120 POWER MODULE PM240-2 UNFILTERED WITH BUILT IN BRAKING CHOPPER 3AC200-240V +10/-20% | 3177.67
6SL3210-1PC28-0UL0 | SINAMICS G120 POWER MODULE PM240-2 UNFILTERED WITH BUILT IN BRAKING CHOPPER 3AC200-240V +10/-20% | 3654.3
6GT2811-6AA10-0AA0 | SIMATIC RF600 READER RF680R ETSI (865 ... 868 MHZ); INTERFACES: ETHERNET M12 PROFINET M12 4 ANT | 3647.47
6GT2890-0AB00 | SIMATIC RF600 DIN RAIL MOUNTING SET FOR SIMATIC RF650R, RF680R, RF685R FOR MOUNTING ON DIN RAIL | 74.76
6GT2890-0BC00 | RF600 ANTENNEA SPLITTER FOR USE OF TWO RF600 ANTENNAS W/ RF600 READERN W/ EXTERNAL ANTENNA CONN | 529.47
6GT2891-4MH50 | SIMATIC RF IO-LINK CONNECTING CABLE, PREASSEMBLED, BETWEEN IO-LINK MASTER AND READER,M12 4-POLE O | 78.34
6GT2891-4MN10 | SIMATIC RF IO-LINK CONNECTING CABLE, PREASSEMBLED, BETWEEN IO-LINK MASTER AND READER,M12 4-POLE O | 115.51
6GK5923-0PS00-3AA2 | SCALANCE PS9230 POE POWER SUPPLY FOR POWER-OVER- ETHERNET, INPUT: 120/230 V AC OUTPUT: 54 V / 1.6 | 426.48
6GK5924-0PS00-1AA2 | SCALANCE PS924 POE POWER SUPPLY FOR POWER- OVER- ETHERNT, INPUT: 24 V DC OUTPUT: 54 V / 1.6 A DC | 474.65
6GK5980-2EA00-0AA1 | S7-1500 MOUNTING KIT MOUNTING PLATE FOR FIXING OF X-100/X-200/X-300 ON S7-1500 DIN RAIL SCOPE OF | 106.75
6GK5208-0BA00-2TB2 | SCALANCE XB208 MANAGEABLE LAYER 2 IE-SWITCH 8X 10/100 MBITS/S RJ45 PORTS 1X CONSOLE PORT DIAGNOS | 825.44
6GK5213-3BB00-2AB2 | SCALANCE XB213-3 MANAGEABLE LAYER 2 IE-SWITCH 13X 10/100 MBITS/S RJ45 PORTS 3X MM FO ST-PORT 1X | 2009.25
6GK5213-3BB00-2TB2 | SCALANCE XB213-3 MANAGEABLE LAYER 2 IE-SWITCH 13X 10/100 MBITS/S RJ45 PORTS 3X MM FO SC-PORT 1X | 2009.25
6GK5213-3BD00-2AB2 | SCALANCE XB213-3 MANAGEABLE LAYER 2 IE-SWITCH 13X 10/100 MBITS/S RJ45 PORTS 3X MM FO SC-PORT 1X | 2009.25
6GK5526-8GR00-4AR2 | SCALANCE XR526-8C; MANAGED IE SWITCH; LAYER 3 INTEGRATED; POWER SUPPLY 2XAC 230V; 24 X 10/100/10 | 11154.47
6GK5526-8GS00-2AR2 | SCALANCE XR526-8C; MANAGED IE SWITCH; LAYER 3 W/ KEY-PLUG AVAILABLE; POWER SUPPLY DC 24V; 24 X 1 | 8517.2
6GK5526-8GS00-3AR2 | SCALANCE XR526-8C; MANAGED IE SWITCH; LAYER 3 W/ KEY-PLUG AVAILABLE; POWER SUPPLY AC 230V; 24 X | 8855.64
6GK5526-8GS00-4AR2 | SCALANCE XR526-8C; MANAGED IE SWITCH; LAYER 3 W/ KEY-PLUG AVAILABLE; POWER SUPPLY 2XAC 230V; 24 | 9180.29
6GK6000-1BC43-0CC0 | RUGGEDCOM CROSSBOW DATA CAM ANNUAL MAINTENANCE (PER BLOCK OF 100 IEDS) | 314.51
6GK6000-1BC43-0CD0 | RUGGEDCOM CROSSBOW CONNECTIVITY CAM ANNUAL MAINTENANCE (PER BLOCK OF 100 IEDS) | 62.9
6GK6000-1BC43-0DA0 | RUGGEDCOM CROSSBOW STATION ACCESS CONTROLLER ANNUAL MAINTENANCE (PER SAC) | 398.39
6GK6000-1BC43-0SA0 | -CONSISTS OF CROSSBOW SAM-P, 100 IEDS, 5 USERS STRONG AUTHENTICATION, CONFIG CAM FOR 100 IEDS, | 2222.53
6GK6000-2CA00-0AA0 | RUGGEDCOM CROSSBOW PRIMARY SERVER LICENSE | 29596.14
6GK6000-2CA10-0AA0 | -CONSISTS OF CROSSBOW SAM-P, 100 IEDS, 5 USERS STRONG AUTHENTICATION, CONFIG CAM FOR 100 IEDS, | 10266.07
6GK1720-1AH01-0BV0 | SINEMA REMOTE CONNECT VIRTUAL APPLIANCE V1.0; BASIC SOFTWARE PACKAGE FOR 4 VPN CONNECTIONS USER, | 469.59
6FX2003-0DA17 | SIGNAL CONNECTOR TYPE: 6FX2003-0DA17 DRIVE-CLIQ 10 POLE SPEED CONNECT M17 EXTERNAL THREAD, PIN | 47.08
6GK5908-0PB00 | KEY-PLUG SINEMA RC, REPLACEABLE MED. FOR ACTIVATING THE CONNECTION TO SINEMA REMOTE CONNECT FOR S | 206.18
6GK5205-3BF00-2AB2 | SCALANCE XB205-3LD MANAGEABLE LAYER 2 IE-SWITCH 5X 10/100 MBITS/S RJ45 PORTS 3X SM FO SC-PORT 1X | 1582.44
6GK5208-0BA00-2AB2 | SCALANCE XB208 MANAGEABLE LAYER 2 IE-SWITCH 8X 10/100 MBITS/S RJ45 PORTS 1X KONSOLEN-PORT DIAGNO | 825.44
6GK5213-3BD00-2TB2 | SCALANCE XB213-3 MANAGEABLE LAYER 2 IE-SWITCH 13X 10/100 MBITS/S RJ45 PORTS 3X MM FO SC-PORT 1X | 2009.25
6GK5213-3BF00-2TB2 | SCALANCE XB213-3LD MANAGEABLE LAYER 2 IE-SWITCH 13X 10/100 MBITS/S RJ45 PORTS 3X SM FO SC-PORT 1 | 2504.53
6GK5216-0BA00-2TB2 | SCALANCE XB216 MANAGEABLE LAYER 2 IE-SWITCH 16X 10/100 MBITS/S RJ45 PORTS 1X CONSOLE PORT DIAGNO | 1500.57
6GK5524-8GS00-3AR2 | SCALANCE XR524-8C; MANAGED IE SWITCH; LAYER 3 AVAILABLE W. KEY-PLUG; POWER SUPPLY 230V AC; 24 X | 7219.88
6GK5526-8GR00-2AR2 | SCALANCE XR526-8C; MANAGED IE SWITCH; LAYER 3 INTEGRATED; POWER SUPPLY DC 24V; 24 X 10/100/1000 | 10491.36
6GK6000-1BC43-0AA0 | RUGGEDCOM CROSSBOW PRIMARY SERVER ANNUAL MAINTENANCE | 6541.74
6GK6000-1BC43-0CB0 | RUGGEDCOM CROSSBOW FIRMWARE CAM ANNUAL MAINTENANCE (PER BLOCK OF 100 IEDS) | 90.16
6GK6000-1BC45-1CC1 | RUGGEDCOM ELAN SECURE FEP ANNUAL SUPPORT-50 DEVICES | 2746.7
6GK6000-2CA00-0AC0 | RUGGEDCOM CROSSBOW QA SERVER LICENSE | 18241.74
6GK6000-2CA00-0BA0 | RUGGEDCOM CROSSBOW USER LICENSE (PER BLOCK OF 5 USERS) | 5246.72
6GK6000-2CA00-0CB0 | RUGGEDCOM CROSSBOW FIRMWARE CAM LICENSE (PER BLOCK OF 100 IEDS) | 406.09
6GK6000-2CA00-0CD0 | RUGGEDCOM CROSSBOW CONNECTIVITY CAM LICENSE (PER BLOCK OF 100 IEDS) | 243.65
6GK1722-1JH01-0BV0 | SINEMA RC UPGRADE 64 UPGRADE BY 64 VPN CONNECTIONS LICENSE ONLY | 1718
6GK1722-1QH01-0BV0 | SINEMA RC UPGRADE 1024 UPGRADE BY 1024 VPN CONNECTIONS LICENSE ONLY | 6721.65
6GK1905-0EB10-6AA0 | PB FC M12 CABLE CONNECTOR PRO, M12 PLUG-IN CONNECTOR, W. ROBUST METAL HOUSING A. FC CONNECT. SYST | 58.12
6GT2600-5AE00 | TRANSPONDER MDS D521 FOR RF200 ONLY TOOL PILL IN METAL ISO 15693 CHIP TYPE,FUJITSU MB89R112, 81 | 88.88
6GT2600-5AK00 | TRANSPONDER MDS D528 FOR RF200 SCREW TRANSPONDER M8 LONG ISO 15693 CHIP TYPE,FUJITSU MB89R112, | 73.98
6GT2002-1HD01 | RFID CONNECTING BLOCK FOR RF170C FOR CONNECTING 2 READER VIA M12 PLUG CONNECTOR RS422 OR RS232 | 185.1
6GT2090-0BE00 | RF M12 CONNECTOR 8 PIN, MALE, STRAIGHT SCREW-TYPE CONNECTION MINIMAL ORDER QUANTITY: 5 PCS | 65.59
6GK1704-0HB00-3AE0 | SIMATIC NET IE SOFTNET-S7 REDCONNECT VM UPGRADE V8.2 OR HIGHER; INCL S7-OPC-SERVER SW FOR FAILSA | 2154.64
6SL3005-0DG37-4AA0 | SINAMICS S120 LIQUID COOLED REACTOR FOR ACTIVE INTERFACE MODULE 3AC 500-690V, 50/60HZ, 735A RATE | 32874.04
6SL3210-1PE23-8UL0 | SINAMICS G120 POWER MODULE PM240-2 WITHOUT FILTER WITH BUILT IN BRAKING CHOPPER 3AC380-480V +10/ | 2888.77
6SL3210-1PE24-5UL0 | SINAMICS G120 POWER MODULE PM240-2 WITHOUT FILTER WITH BUILT IN BRAKING CHOPPER 3AC380-480V +10/ | 3322.11
6SL3210-1PE31-1AL0 | SINAMICS G120 POWER MODULE PM240-2 WITH BUILT IN CL. A FILTER WITH BUILT IN BRAKING CHOPPER 3AC3 | 7871.91
6SL3210-1PH21-4AL0 | SINAMICS G120 POWER MODULE PM240-2 WITH BUILT IN CL. A FILTER WITH BUILT IN BRAKING CHOPPER 3AC5 | 2426.57
6SL3210-1PH22-3UL0 | SINAMICS G120 POWER MODULE PM240-2 WITHOUT FILTER WITH BUILT IN BRAKING CHOPPER 3AC500-690V +10/ | 3322.11
6SL3210-1PH22-7UL0 | SINAMICS G120 POWER MODULE PM240-2 WITHOUT FILTER WITH BUILT IN BRAKING CHOPPER 3AC500-690V +10/ | 3820.42
6SL3210-1PH23-5UL0 | SINAMICS G120 POWER MODULE PM240-2 WITHOUT FILTER WITH BUILT IN BRAKING CHOPPER 3AC500-690V +10/ | 4817.03
6SL3210-1PH26-2AL0 | SINAMICS G120 POWER MODULE PM240-2 WITH BUILT IN CL. A FILTER WITH BUILT IN BRAKING CHOPPER 3AC5 | 9052.7
6GK5524-8GS00-4AR2 | SCALANCE XM524-8C; MANAGED IE SWITCH; LAYER 3 AVAILABLE W. KEY-PLUG; POWER SUPPLY 230V 2XAC; 24 | 7544.53
6GK5526-8GR00-3AR2 | SCALANCE XR526-8C; MANAGED IE SWITCH; LAYER 3 INTEGRATED; POWER SUPPLY AC 230V; 24 X 10/100/1000 | 10816.04
6GK5615-0AA00-2AA2 | SCALANCE S615 LAN-ROUTER; F. PROTECTION OF DEVICES/ NETWORKS IN AUTOMATION AND PROTECTION OF INDU | 1321.42
6GK6000-1BC43-0BC0 | RUGGEDCOM CROSSBOW ELDS ANNUAL MAINTENANCE (PER ELDS INTERFACE) | 2620.89
6GK6000-1BC43-0CA0 | RUGGEDCOM CROSSBOW CONFIGURATION CAM ANNUAL MAINTENANCE (PER BLOCK OF 100 IEDS) | 209.68
6GK6000-1BC45-1CB1 | RUGGEDCOM ELAN SECURE FEP ANNUAL SUPPORT-25 DEVICES | 1729.79
6GK6000-1BC45-1CD1 | RUGGEDCOM ELAN SECURE FEP ANNUAL SUPPORT-100 DEVICES | 4424.05
6GK6000-2CA00-0AB0 | RUGGEDCOM CROSSBOW HA SERVER LICENSE | 29596.14
6GK6000-2CA00-0AD0 | RUGGEDCOM CROSSBOW HAT SERVER LICENSE | 9129
6GK6000-2CA00-0CC0 | RUGGEDCOM CROSSBOW DATA CAM LICENSE (PER BLOCK OF 100 IEDS) | 1372.58
6GK6000-2CA00-0DA0 | RUGGEDCOM CROSSBOW STATION ACCESS CONTROLLER LICENSE (PER SAC) | 1705.58
6NH7997-7AA31-0AD2 | SINAUT PP ST7CC V3.1 SM; POWERPACK FOR SOFTWARE ST7CC S ON ST7CC M; MAX 12 SINAUT ST7-STATIONS; | 2201.17
6GT2191-0BH50 | SIMATIC RF, MV CONNECT. CABLE, PREASSEMBLED, BETWEEN RF170C AND MV320 COILED, LENGTH 5 M USEABLE | 317.1
6GK1722-1MH01-0BV0 | SINEMA RC UPGRADE 256 UPGRADE BY 256 VPN CONNECTIONS LICENSE ONLY | 3375.85
6GK1905-0EA10-6AA0 | PB FC M12 PLUG PRO M12 PLUG-IN CONNECTOR W. ROBUST METAL HOUSING A. FC CONNECT. SYSTEMS, WITH AXI | 58.12
6GT2600-5AC00 | TRANSPONDER MDS D524 FOR RF200 ONLY BUTTON ISO 15693 CHIP TYPE,FUJITSU MB89R112, 8192 BYTE FRAM | 51.96
6GK7142-7EX00-0AX0 | LOGO! CMR2040 COMMUNICATION MODULE FOR CONNECT. LOGO! 0BA8 TO LTE NET; 1 RJ45 PORT FOR IND.ETHERN | 664.43
6GT2002-0HD01 | RFID COMMUNICATION MODULES RF170C FOR MOUNTING IN ET 200PRO; BASIC MODULE FOR CONNECTING 2 READE | 978.6
6GT2090-0BD00 | RF M12 CONNECTOR 8 PIN, FEMALE, STRAIGHT SCREW-TYPE CONNECTION MINIMAL ORDER QUANTITY: 5 PCS | 65.59
6SL3005-0DE41-4AA0 | SINAMICS S120 LIQUID COOLED REACTOR FOR ACTIVE INTERFACE MODULE 3AC 380-480V, 50/60HZ, 1405A RAT | 38017.62
6SL3005-0DG41-3AA0 | SINAMICS S120 LIQUID COOLED REACTOR FOR ACTIVE INTERFACE MODULE 3AC 500-690V, 50/60HZ, 1025-1270 | 46962.93
6SL3210-1PE24-5AL0 | SINAMICS G120 POWER MODULE PM240-2 WITH BUILT IN CL. A FILTER WITH BUILT IN BRAKING CHOPPER 3AC3 | 3683.14
6SL3210-1PE26-0AL0 | SINAMICS G120 POWER MODULE PM240-2 WITH BUILT IN CL. A FILTER WITH BUILT IN BRAKING CHOPPER 3AC3 | 4622.05
6SL3210-1PE28-8UL0 | SINAMICS G120 POWER MODULE PM240-2 WITHOUT FILTER WITH BUILT IN BRAKING CHOPPER 3AC380-480V +10/ | 6210.81
6SL3210-1PE31-1UL0 | SINAMICS G120 POWER MODULE PM240-2 WITHOUT FILTER WITH BUILT IN BRAKING CHOPPER 3AC380-480V +10/ | 7149.74
6SL3210-1PH22-7AL0 | SINAMICS G120 POWER MODULE PM240-2 WITH BUILT IN CL. A FILTER WITH BUILT IN BRAKING CHOPPER 3AC5 | 4235.63
6SL3210-1PH23-5AL0 | SINAMICS G120 POWER MODULE PM240-2 WITH BUILT IN CL. A FILTER WITH BUILT IN BRAKING CHOPPER 3AC5 | 5315.34
6SL3210-1PH26-2UL0 | SINAMICS G120 POWER MODULE PM240-2 WITHOUT FILTER WITH BUILT IN BRAKING CHOPPER 3AC500-690V +10/ | 8222.18
6GK6015-0AL17-0AA1 | RUGGEDCOM RX1500PN PS 12 POWER SUPPLY 12VDC (9-15VDC), SCREW TERMINAL BLOCK CONFORMAL COATING | 1193.92
6GK6021-0MK00-0AA2 | THE RUGGEDCOM M2100 IS A 19-PORT MIL-STD HARDENED, FULLY MANAGED, MODULAR, ETHERNET SWITCH; 128-B | 14320.56
6GK6022-0MK00-0AA1 | THE RUGGEDCOM M2200 IS A 9-PORT MIL-STD HARDENED, FULLY MANAGED, MODULAR GIGABIT ETHERNET SWITCH; | 24615.39
6GK6000-8DT01-0AA0 | USB2.0 A TO B TYPE CABLE ASSEMBLY 10FT | 126.49
6GK6000-8HT01-0CA0 | 8 RJ45 DUST COVERS FOR RUGGEDCOM PRODUCTS | 74.65
6GK5205-3BD00-2AB2 | SCALANCE XB205-3 MANAGEABLE LAYER 2 IE-SWITCH 5X 10/100 MBITS/S RJ45 PORTS 3X MM FO SC-PORT 1X C | 1155.61
6GK5524-8GR00-3AR2 | SCALANCE XR524-8C; MANAGED IE SWITCH; LAYER 3 INTEGRATED; POWER SUPPLY 230V AC ; 24 X 10/100/100 | 9180.29
6GK5524-8GR00-4AR2 | SCALANCE XR524-8C; MANAGED IE SWITCH; LAYER 3 INTEGRATED; POWER SUPPLY 230V 2XAC; 24 X 10/100/10 | 9518.72
6GK6000-1BC43-0AB0 | RUGGEDCOM CROSSBOW HA SERVER ANNUAL MAINTENANCE | 6541.74
6GK6000-1BC43-0AC0 | RUGGEDCOM CROSSBOW QA SERVER ANNUAL MAINTENANCE | 4067.62
6GK6000-1BC43-0AD0 | RUGGEDCOM CROSSBOW HAT SERVER ANNUAL MAINTENANCE | 2033.8
6GK6000-1BC43-0BA0 | RUGGEDCOM CROSSBOW USER ANNUAL MAINTENANCE (PER BLOCK OF 5 USERS) | 1174.15
6GK6000-1BC43-0BB0 | RUGGEDCOM CROSSBOW IED ANNUAL MAINTENANCE (PER BLOCK OF 100 IEDS) | 377.42
6GK6000-1BC45-1CE1 | RUGGEDCOM ELAN SECURE FEP ANNUAL SUPPORT-250 DEVICES | 8554.57
6GK6000-1BC45-1CF1 | RUGGEDCOM ELAN SECURE FEP ANNUAL SUPPORT-500 DEVICES | 13775.39
6GK6000-1BC45-1CG0 | RUGGEDCOM ELAN FEP ANNUAL SUPPORT-1000 DEVICES | 12223.82
6GK6000-1BC45-1CG1 | RUGGEDCOM ELAN SECURE FEP ANNUAL SUPPORT-1000 DEVICES | 21931.62
6GK6000-2CA00-0BB0 | RUGGEDCOM CROSSBOW IED LICENSE (PER BLOCK OF 100 IEDS) | 1608.15
6GK6000-2CA00-0BC0 | RUGGEDCOM CROSSBOW ELDS LICENSE (PER ELDS INTERFACE) | 11874.18
6GK6000-2CA00-0CA0 | RUGGEDCOM CROSSBOW CONFIGURATION CAM LICENSE (PER BLOCK OF 100 IEDS) | 933.99
6GT2600-5AF00 | TRANSPONDER MDS D522 FOR RF200 ONLY FOR CLIPPNG IN METAL ISO 15693 CHIP TYPE, FUJITSU MB89R112, | 73.98
6GT2600-5AF00-0AX0 | TRANSPONDER MDS D522 SPECIAL VERSION FOR RF200 ONLY FOR SNAPPING INTO METAL ISO 15693 CHIP TYPE | 54.55
6GT2600-5AG00 | TRANSPONDER MDS D525 FOR RF200 SCREW TRANSPONDER M6 SHORT ISO 15693 CHIP TYPE,FUJITSU MB89R112, | 70.35
6GT2600-5AH00 | TRANSPONDER MDS D526 FOR RF200 ONLY DISK ISO 15693 CHIP TYPE,FUJITSU MB89R112, 8192 BYTE FRAM U | 27.96
6GK7243-7KX30-0XE0 | CP 1243-7 LTE EU COMMUNICATION PROCESSOR FOR CONNECTION OF SIMATIC S7-1200 TO LTE NET WITH EUROP. | 1288.36
6GK7243-8RX30-0XE0 | CP 1243-8 IRC COMMUNICATIONS- PROCESSOR FOR USE OF SIMATIC S7-1200 IN SYSTEM TELECONTROL PROFESSI | 1052.03
6SL3210-1PE26-0UL0 | SINAMICS G120 POWER MODULE PM240-2 WITHOUT FILTER WITH BUILT IN BRAKING CHOPPER 3AC380-480V +10/ | 4188.73
6SL3210-1PE27-5AL0 | SINAMICS G120 POWER MODULE PM240-2 WITH BUILT IN CL. A FILTER WITH BUILT IN BRAKING CHOPPER 3AC3 | 5669.18
6SL3210-1PE27-5UL0 | SINAMICS G120 POWER MODULE PM240-2 WITHOUT FILTER WITH BUILT IN BRAKING CHOPPER 3AC380-480V +10/ | 5127.59
6SL3210-1PE28-8AL0 | SINAMICS G120 POWER MODULE PM240-2 WITH BUILT IN CL. A FILTER WITH BUILT IN BRAKING CHOPPER 3AC3 | 6860.83
6SL3210-1PH24-2AL0 | SINAMICS G120 POWER MODULE PM240-2 WITH BUILT IN CL. A FILTER WITH BUILT IN BRAKING CHOPPER 3AC5 | 6519.62
6SL3210-1PH24-2UL0 | SINAMICS G120 POWER MODULE PM240-2 WITHOUT FILTER WITH BUILT IN BRAKING CHOPPER 3AC500-690V +10/ | 5896.68
6SL3210-1PH25-2AL0 | SINAMICS G120 POWER MODULE PM240-2 WITH BUILT IN CL. A FILTER WITH BUILT IN BRAKING CHOPPER 3AC5 | 7889.95
6SL3210-1PH25-2UL0 | SINAMICS G120 POWER MODULE PM240-2 WITHOUT FILTER WITH BUILT IN BRAKING CHOPPER 3AC500-690V +10/ | 7142.49
6GK6015-0AL18-0AA0 | RUGGEDCOM RX1500PN PS 12 POWER SUPPLY 12VDC (9-15VDC), PLUGGABLE TERMINAL BLOCK | 974.63
6GK6015-0AL18-0AA1 | RUGGEDCOM RX1500PN PS 12 POWER SUPPLY 12VDC (9-15VDC), SCREW TERMINAL BLOCK CONFORMAL COATING | 1128.93
6GK6021-0MK00-0AA0 | THE RUGGEDCOM M2100 IS A 19-PORT MIL-STD HARDENED, FULLY MANAGED, MODULAR, ETHERNET SWITCH; 128-B | 14928.6
6GK6021-0MK00-0AA1 | THE RUGGEDCOM M2100 IS A 19-PORT MIL-STD HARDENED, FULLY MANAGED, MODULAR, ETHERNET SWITCH; 128-B | 14928.6
6GK6000-8FG05-4EA0 | RUGGEDCOM RSG2488 4-PORT SMLC 25KM FIBER ACCESSORY MODULE | 4810.92
6GK1901-0DB40-6AA0 | IE FC M12 CABLE CONNECTOR PRO 4X2; M12 PRE-ASSEMBLED IN THE FIELD PLUG CONECTOR (X-CODED); 8-POL | 63.71
6GK1901-0DB40-6AA8 | IE FC M12 CABLE CONNECTOR PRO 4X2; M12 PRE-ASSEMBLED IN THE FIELD PLUG CONNECTOR (X-CODED); 8-PO | 472.46
6GK1901-0DM40-2AA5 | IE M12 PANEL FEEDTHROUGH 4X2 M12 CONTROL CABINET BUSHING TRANSITITION FROM M12 CONNECT-TECHN.(X-C | 558.35
6GK1503-2CA01 | PB OLM/P11 V4.1 OPTICAL LINK MODULS W/ 1 RS485 AND 1 PLASTIC-FO-INTERFACE (2 BFOC SOCKETS), WITH | 1097.81
6GK1503-3CA01 | PB OLM/P12 V4.1 OPTICAL LINK MODULS W/ 1 RS485 AND 2 PLASTIC-FO-INTERFACE (4 BFOC SOCKETS), WITH | 1322.03
6GK1503-4CA01 | PB OLM/P22 V4.1 OPTICAL LINK MODULS W/ 2 RS485 AND 2 PLASTIC-FO-INTERFACE (4 BFOC SOCKETS), WITH | 1793.76
6SL3210-1PE23-8AL0 | SINAMICS G120 POWER MODULE PM240-2 WITH BUILT IN CL. A FILTER WITH BUILT IN BRAKING CHOPPER 3AC3 | 3177.67
6SL3210-1PH21-4UL0 | SINAMICS G120 POWER MODULE PM240-2 WITHOUT FILTER WITH BUILT IN BRAKING CHOPPER 3AC500-690V +10/ | 2059.28
6SL3210-1PH22-0AL0 | SINAMICS G120 POWER MODULE PM240-2 WITH BUILT IN CL. A FILTER WITH BUILT IN BRAKING CHOPPER 3AC5 | 3041.88
6SL3210-1PH22-0UL0 | SINAMICS G120 POWER MODULE PM240-2 WITHOUT FILTER WITH BUILT IN BRAKING CHOPPER 3AC500-690V +10/ | 2703.88
6SL3210-1PH22-3AL0 | SINAMICS G120 POWER MODULE PM240-2 WITH BUILT IN CL. A FILTER WITH BUILT IN BRAKING CHOPPER 3AC5 | 3654.3
6GK6022-0MK00-0AA3 | THE RUGGEDCOM M2200 IS A 9-PORT MIL-STD HARDENED, FULLY MANAGED, MODULAR GIGABIT ETHERNET SWITCH; | 21889.67
6GK6000-8NP01-1AA0 | LOW POWER, HIGH REJECTION GPS MAGNETIC MOUNTED ANTENNA WITH 30CM OF CABLE AND N FEMALE CONNECTOR. | 290.31
6GK6000-8NT01-0AA0 | WIDE BAND (698-2700MHZ), 2DBI BLADE ANTENNA WITH ARTICULATING KNUCKLE AND MALE SMA CONNECTOR | 126.49
6GK6000-8NT01-1AA0 | WIDE BAND GSM ANTENNA 698-2700MHZ, 3DBI, MLPV ANTENNA WITH VANDAL-PROOF MVP MOUNT, N-FEMALE TERMI | 342.16
6GK6014-0AL53-0AA0 | LAYER 3 STANDARD EDITION TO LAYER 3 SECURITY EDITION | 389.87
6SL3203-0BB21-8VA0 | SINAMICS V LINE FILTER INPUT: 1 AC 200-240V -15%/+10% FOR SINAMICS V90 SIZE 59X155X53 (WXHXD) | 162.54
6SL3203-0BE27-5BA0 | SINAMICS LINE FILTER CLASS B FOR POWER MODULE FSD 3AC 380V-480V 72A | 881.61
6SL3210-1KE12-3UB2 | SINAMICS G120C RATED POWER 0,75KW WITH 150% OVERLOAD FOR 3 SEC 3AC380-480V +10/-20% 47-63HZ UNFI | 579.21
6SL3210-1KE12-3UF2 | SINAMICS G120C RATED POWER 0,75KW WITH 150% OVERLOAD FOR 3 SEC 3AC380-480V +10/-20% 47-63HZ UNFI | 650.72
6SL3210-1KE12-3UP2 | SINAMICS G120C RATED POWER 0,75KW WITH 150% OVERLOAD FOR 3 SEC 3AC380-480V +10/-20% 47-63HZ UNFI | 650.72
6SL3210-1KE13-2AB2 | SINAMICS G120C RATED POWER 1,1KW WITH 150% OVERLOAD FOR 3 SEC 3AC380-480V +10/-20% 47-63HZ INTEG | 672.16
6SL3210-1KE15-8AP2 | SINAMICS G120C RATED POWER 2,2KW WITH 150% OVERLOAD FOR 3 SEC 3AC380-480V +10/-20% 47-63HZ INTE | 886.67
6SL3210-1KE15-8UB2 | SINAMICS G120C RATED POWER 2,2KW WITH 150% OVERLOAD FOR 3 SEC 3AC380-480V +10/-20% 47-63HZ UNFI | 722.14
6SL3210-1KE15-8UF2 | SINAMICS G120C RATED POWER 2,2KW WITH 150% OVERLOAD FOR 3 SEC 3AC380-480V +10/-20% 47-63HZ UNFI | 793.68
6SL3210-1KE15-8UP2 | SINAMICS G120C RATED POWER 2,2KW WITH 150% OVERLOAD FOR 3 SEC 3AC380-480V +10/-20% 47-63HZ UNFI | 793.68
7ML1830-3AD | KIT,O-RINGS FOR 3" AIMER,LR560 | 110.09
7ML1830-3AE | KIT,O-RINGS FOR 4" AIMER,LR560 | 110.09
7ML1830-3AF | KIT,O-RINGS FOR 6" AIMER,LR560 | 110.09
7ML1830-3AG | LR560,SPARE PART ASSEMBLY, ALLEN KEY SET | 31.12
7ML1830-3AH | KIT,LR560,ELECTRONICS MODULE, PROFIBUS PA, 100M | 2470.17
6SL3120-1TE15-0AD0 | SINAMICS S120 SINGLE MOTOR MODULE INPUT: DC 600V OUTPUT: 3-PH 400V, 5A FRAME SIZE: BOOKSIZE D-TY | 1498.83
6SL3120-1TE21-0AD0 | SINAMICS S120 SINGLE MOTOR MODULE INPUT: DC 600V OUTPUT: 3-PH 400V, 9A FRAME SIZE: BOOKSIZE D-TY | 1599.02
6GK6000-8HT01-0SA2 | RUGGEDCOM 4GB MICROSD CARD ACCESSORY | 342.16
6GK6000-8MT00-0AA0 | RUGGEDCOM RX1400 RACK MOUNT KIT | 238.48
6SL3162-8AC00-0AA0 | SINAMICS S120 TERMINAL KIT SINGLE MOTOR MODULE 50MM C-/D-TYPE | 71.84
6SL3162-8BE00-0AA0 | SINAMICS S120 TERMINAL KIT SINGLE MOTOR MODULE 100MM C-/D-TYPE | 71.84
6SL3200-0UF05-0AA0 | SINAMICS V20 FSE REPLACEMENT FAN SIZE: 80X80X38(WXHXD) | 26.01
6SL3203-0BE31-1BA0 | SINAMICS LINE FILTER CLASS B FOR POWER MODULE FSE 3AC 380V-480V 105A | 1116.71
6SL3210-1KE11-8AB2 | SINAMICS G120C RATED POWER 0,55KW WITH 150% OVERLOAD FOR 3 SEC 3AC380-480V +10/-20% 47-63HZ INTE | 614.93
6SL3210-1KE11-8UP2 | SINAMICS G120C RATED POWER 0,55KW WITH 150% OVERLOAD FOR 3 SEC 3AC380-480V +10/-20% 47-63HZ UNFI | 622.08
6SL3210-1KE12-3AF2 | SINAMICS G120C RATED POWER 0,75KW WITH 150% OVERLOAD FOR 3 SEC 3AC380-480V +10/-20% 47-63HZ INTE | 715.06
6SL3210-1KE13-2AP2 | SINAMICS G120C RATED POWER 1,1KW WITH 150% OVERLOAD FOR 3 SEC 3AC380-480V +10/-20% 47-63HZ INTEG | 743.63
6SL3210-1KE13-2UF2 | SINAMICS G120C RATED POWER 1,1KW WITH 150% OVERLOAD FOR 3 SEC 3AC380-480V +10/-20% 47-63HZ UNFIL | 672.16
6SL3210-1KE14-3UB2 | SINAMICS G120C RATED POWER 1,5KW WITH 150% OVERLOAD FOR 3 SEC 3AC380-480V +10/-20% 47-63HZ UNFIL | 650.72
6SL3210-1KE14-3UP2 | SINAMICS G120C RATED POWER 1,5KW WITH 150% OVERLOAD FOR 3 SEC 3AC380-480V +10/-20% 47-63HZ UNFIL | 722.14
6SL3210-1KE15-8AF2 | SINAMICS G120C RATED POWER 2,2KW WITH 150% OVERLOAD FOR 3 SEC 3AC380-480V +10/-20% 47-63HZ INTE | 886.67
7ML1830-3AA | LR560,SPARE PART ASSEMBLY, LID GASKET | 56.25
7ML1830-3AC | KIT,LR560,ELECTRONICS MODULE,HART,100M | 2362.42
7ML1830-3AK | KIT,LR560,ELECTRONICS MODULE,HART,40M | 2362.42
6SL3120-1TE23-0AD0 | SINAMICS S120 SINGLE MOTOR MODULE INPUT: DC 600V OUTPUT: 3AC 400V, 30A FRAME SIZE: BOOKSIZE D-TY | 4878.89
6SL3120-2TE15-0AD0 | SINAMICS S120 DOUBLE MOTOR MODULE INPUT: DC 600V OUTPUT: 3AC 400V, 5A/5A FRAME SIZE: BOOKSIZE D- | 2245.19
6SL3162-2MB00-0AC0 | SINAMICS S120 POWER CONNECTOR C-/D-TYPE WITH PUSH-IN TERMINALS FOR MOTOR MODULES 3-30 A FRAME SI | 34.54
6SL3544-0NB02-1MA0 | SINAMICS G110M CONTROL UNIT CU240M AS-I G AS-INTERFACE WITH GLAND MOUNTING FOR MOTOR FRAME SIZE | 903.51
6SL3544-0QB02-1MA0 | SINAMICS G110M CONTROL UNIT CU240M AS-I Q AS-INTERFACE WITH PLUG-IN TERMINALS FOR MOTOR FRAME SI | 1129.42
6SL3054-4TC00-2AA0 | SINAMICS S110 SD-CARD 512 MB INCLUDING CERTIFICATE (CERTIFICATE OF LICENCE) V4.4 SP3 | 123.41
6SL3055-0AA00-6AA1 | SINAMICS DRIVE-CLIQ MODULE CABINET DMC20 WITHOUT DRIVE-CLIQ CABLE | 586.21
6SL3077-0AA01-8AB0 | SINAMICS S120 MCS: RAIL CONTROL 'OA_ RAILCTRL' SOFTWARE OPTION DELIVERY OF ONE LICENSE ON PAPER | 2856.44
6SL3320-1TE41-4AS3 | SINAMICS S120 MOTOR MODULE INPUT: DC 510-720V OUTPUT: 3AC 380-480V, 50/60HZ, 1330A, RATED POWER: | 74876.51
6SL3244-0BB12-1BD1 | SINAMICS G120 CONTROL UNIT CU240E-2 E-TYPE SAFETY INTEGRATED STO RS485-INTERFACE, USS-PROTOCOL 6 | 14192.65
6SL3266-1ER00-0KA0 | SINAMICS G120C SCREENING PLATE FOR FSAA INCLUDES SCREENING PLATE AND MOUNTING ACCESSORIES | 85.09
6XV1873-5RN30 | SIMATIC NET FO ROBUST CABLE GP 50/125, PREASSEMBLED WITH 2 X LC DUPLEX CONNECTORS, LENGTH 30 M | 407.68
6XV1873-5RT10 | SIMATIC NET FO ROBUST CABLE GP 50/125, PREASSEMBLED WITH 2 X LC DUPLEX CONNECTORS, LENGTH 100 M | 1128.38
6XV1875-5TH50 | SIMATIC NET N-CONNECT/ R-SMA MALE/MALE FLEXIBLE CONNECTION CABLE PREASSEMBLED, WITH RAILWAY CERT | 128.71
6XV1875-5UH20 | SIMATIC NET N-CONNECT/ SMA MALE/MALE FLEXIBLE CONNECTION CABLE PREASSEMBLED, WITH RAILWAY CERTIF | 84.87
7MH7725-1EU | WF100 LOADCELL SPARE 2 LBS HAZ LOC | 3064.97
7MH7725-1EW | WF100 LOADCELL SPARE 10 LBS HAZ LOC | 3064.97
7MH7726-1AS | SWITCH,INDUCTIVE,NCN4- 12GM35-N0 | 438.02
6GK6000-8HC01-0AA0 | SPARE PART KIT FOR THE PLUGGABLE HI POWER SUPPLY PLUGGABLE 48V POWER SUPPLY PLUGGABLE 24 POWER SU | 248.84
6GK6000-8HC02-0AA0 | SPARE PART KIT FOR THE HI POWER SUPPLY, 48V POWER SUPPLY AND 24 POWER SUPPLY | 248.84
6GK6000-8HS01-0AA0 | 54 V/2.6A POWER SUPPLY, INPUT: 120 / 230 V AC, OUTPUT: 54 V/2.6 A DC, -40C TO +75C, SUITABLE FOR | 1285.68
6SL3210-1KE11-8AF2 | SINAMICS G120C RATED POWER 0,55KW WITH 150% OVERLOAD FOR 3 SEC 3AC380-480V +10/-20% 47-63HZ INTE | 686.44
6SL3210-1KE11-8AP2 | SINAMICS G120C RATED POWER 0,55KW WITH 150% OVERLOAD FOR 3 SEC 3AC380-480V +10/-20% 47-63HZ INTE | 686.44
6SL3210-1KE11-8UB2 | SINAMICS G120C RATED POWER 0,55KW WITH 150% OVERLOAD FOR 3 SEC 3AC380-480V +10/-10% 47-63HZ UNFI | 550.59
6SL3210-1KE11-8UF2 | SINAMICS G120C RATED POWER 0,55KW WITH 150% OVERLOAD FOR 3 SEC 3AC380-480V +10/-20% 47-63HZ UNFI | 622.08
6SL3210-1KE13-2UP2 | SINAMICS G120C RATED POWER 1,1KW WITH 150% OVERLOAD FOR 3 SEC 3AC380-480V +10/-20% 47-63HZ UNFIL | 672.16
6SL3210-1KE14-3AB2 | SINAMICS G120C RATED POWER 1,5KW WITH 150% OVERLOAD FOR 3 SEC 3AC380-480V +10/-20% 47-63HZ INTEG | 736.52
6SL3210-1KE14-3AF2 | SINAMICS G120C RATED POWER 1,5KW WITH 150% OVERLOAD FOR 3 SEC 3AC380-480V +10/-20% 47-63HZ INTEG | 807.99
6SL3210-1KE14-3AP2 | SINAMICS G120C RATED POWER 1,5KW WITH 150% OVERLOAD FOR 3 SEC 3AC380-480V +10/-20% 47-63HZ INTEG | 807.99
7ML1830-3AP | KIT,LID, NO WINDOW, LR560 | 108.91
7ML1830-6AA | SPARE ELECTRONIC MODULE WITH 2 RELAYS FOR LVS200 | 663.49
7ML1930-1GA | SUN SHIELD KIT, 304 STAINLESS STEEL | 289.68
7ML1930-6AP | DUAL OUTPUT 4-20MA EXPANSION MODULE | 430.84
6SL3120-2TE21-8AC0 | SINAMICS S120 DOUBLE MOTOR MODULE INPUT: DC 600V OUTPUT: 3AC 400V, 18A/18A FRAME SIZE: BOOKSIZE | 4063.03
6SL3120-2TE21-8AD0 | SINAMICS S120 DOUBLE MOTOR MODULE INPUT: DC 600V OUTPUT: 3AC 400V, 18A/18A FRAME SIZE: BOOKSIZE | 4611.03
6SL3500-0TF02-0AA0 | SINAMICS G110M REPLACEMENT FAN FOR WALL MOUNTING KIT INCLUDES CONNECTING CABLE AND CABLE GLAND | 67.79
6SL3514-1KE13-5AE0 | FREQ. CONVERTER SIMATIC ET 200PRO FC-2 WITH SAFETY INTEGRATED - STO 3AC380-480V +10/-10% 47-63HZ | 1640.37
6SL3544-0LB02-1MA0 | SINAMICS G110M CONTROL UNIT CU240M AS-I G AS-INTERFACE WITH GLAND MOUNTING FOR MOTOR FRAME SIZE | 903.51
6SL3544-0MB02-1MA0 | SINAMICS G110M CONTROL UNIT CU240M AS-I G AS-INTERFACE WITH GLAND MOUNTING FOR MOTOR FRAME SIZE | 903.51
6SL3262-1AD01-0DA0 | SINAMICS SCREENING KIT FOR POWER MODULE PM240-2 FSD | 158.18
6SL3262-1AE01-0DA0 | SINAMICS SCREENING KIT FOR POWER MODULE PM240-2 FSE | 168.55
6SL3760-2AX30-0AE0 | SPARE PART FOR SINAMICS OVERVOLTAGE ARRESTER 1KV 15KA | 631.14
6XV1875-5SH10 | SIMATIC NET N-CONNECT MALE/MALE FLEXIBLE CONNECTION CABLE PREASSEMBLED; WITH RAILWAY CERTIFICAT. | 70.73
6XV1875-5SH20 | SIMATIC NET N-CONNECT MALE/MALE FLEXIBLE CONNECTION CABLE PREASSEMBLED; WITH RAILWAY CERTIFICAT. | 84.87
6XV1875-5SH50 | SIMATIC NET N-CONNECT MALE/MALE FLEXIBLE CONNECTION CABLE PREASSEMBLED; WITH RAILWAY CERTIFICAT. | 128.71
6XV1875-5TH10 | SIMATIC NET N-CONNECT/ R-SMA MALE/MALE FLEXIBLE CONNECTION CABLE PREASSEMBLED, WITH RAILWAY CERT | 70.73
7MH7725-1EP | 50 KG NICKEL PL. STEEL LOAD CELL SPARE | 470.35
6ZB2520-0AH00 | THE TRAINING CASE IS USED TO DEMONSTRATE AND TO PRACTICE PROFINET WITHIN TOTALLY INTEGRATED AUTOM | 27800.01
7KM5212-6CA00-1EA8 | SENTRON PAC5100, DIN RAIL POWER MONITORING DEVICE SNAP ON MOUNTING UNIT FOR MEASUREMENT OF ELECTR | 2450.48
7KM5412-6BA00-1EA2 | SENTRON PAC5200, LCD, 96X96MM POWER MONITORING DEVICE PANEL MOUNT TYPE FOR MEASUREMENT OF ELECTR. | 2357.9
7KM5412-6CA00-1EA8 | SENTRON PAC5200, DIN RAIL POWER MONITORING DEVICE SNAP ON MOUNTING UNIT FOR MEASUREMENT OF ELECTR | 2159.68
7KM9900-0GA00-0AA0 | 10 HOLDERS FOR 5 PAC DEVICES ONLY FOR 7KM3133-0BA00-3AA0 OR 7KM2111-1BA00-3AA0 OR 7KM2112-0BA00-3 | 85.02
6GK6015-0AL17-0AA0 | RUGGEDCOM RX1500PN PS 12 POWER SUPPLY 12VDC (9-15VDC), SCREW TERMINAL BLOCK | 1015.22
6GK6022-0MK00-0AA0 | THE RUGGEDCOM M2200 IS A 9-PORT MIL-STD HARDENED, FULLY MANAGED, MODULAR GIGABIT ETHERNET SWITCH; | 22938.04
6GK6022-0MK00-0AA2 | THE RUGGEDCOM M2200 IS A 9-PORT MIL-STD HARDENED, FULLY MANAGED, MODULAR GIGABIT ETHERNET SWITCH; | 23546.07
6GK6000-8HT01-0SA0 | RUGGEDCOM 1GB MICROSD ACCESSORY | 141.01
6GK6000-8MS00-0AA0 | RUGGEDCOM MOUNTING RS900GP DIN RAIL MOUNT KIT FOR THE RS900GP | 74.65
6SL3162-8AD00-0AA0 | SINAMICS S120 TERMINAL KIT DOUBLE MOTOR MODULE 50MM C-/D-TYPE | 80.84
6SL3162-8BF00-0AA0 | SINAMICS S120 TERMINAL KIT DOUBLE MOTOR MODULE 100MM C-/D-TYPE | 80.84
6SL3203-0BE31-8BA0 | SINAMICS LINE FILTER CLASS B FOR POWER MODULE FSF 3AC 380V-480V 204A | 1821.98
6SL3210-1KE12-3AB2 | SINAMICS G120C RATED POWER 0,75KW WITH 150% OVERLOAD FOR 3 SEC 3AC380-480V +10/-20% 47-63HZ INTE | 643.54
6SL3210-1KE12-3AP2 | SINAMICS G120C RATED POWER 0,75KW WITH 150% OVERLOAD FOR 3 SEC 3AC380-480V +10/-20% 47-63HZ INTE | 715.06
6SL3210-1KE13-2AF2 | SINAMICS G120C RATED POWER 1,1KW WITH 150% OVERLOAD FOR 3 SEC 3AC380-480V +10/-20% 47-63HZ INTEG | 743.63
6SL3210-1KE13-2UB2 | SINAMICS G120C RATED POWER 1,1KW WITH 150% OVERLOAD FOR 3 SEC 3AC380-480V +10/-20% 47-63HZ UNFIL | 600.64
6SL3210-1KE14-3UF2 | SINAMICS G120C RATED POWER 1,5KW WITH 150% OVERLOAD FOR 3 SEC 3AC380-480V +10/-20% 47-63HZ UNFIL | 722.14
6SL3210-1KE15-8AB2 | SINAMICS G120C RATED POWER 2,2KW WITH 150% OVERLOAD FOR 3 SEC 3AC380-480V +10/-20% 47-63HZ INTE | 815.12
7ML1830-3AB | KIT,WRENCH FOR 4",6" AIMERS, LR560 | 56.25
7ML1830-3AL | KIT,LR560,ELECTRONICS MODULE, PROFIBUS PA, 40M | 2470.17
6SL3120-1TE23-0AC0 | SINAMICS S120 SINGLE MOTOR MODULE INPUT: DC 600V OUTPUT: 3AC 400V, 30A FRAME SIZE: BOOKSIZE C-TY | 3827.85
6SL3120-2TE13-0AD0 | SINAMICS S120 DOUBLE MOTOR MODULE INPUT: DC 600V OUTPUT: 3AC 400V, 3A/3A FRAME SIZE: BOOKSIZE D- | 2138.89
6SL3120-2TE21-0AD0 | SINAMICS S120 DOUBLE MOTOR MODULE INPUT: DC 600V OUTPUT: 3-PH 400V, 9A/9A FRAME SIZE: BOOKSIZE D | 2560.08
6SL3162-2MA00-0AC0 | SINAMICS S120 POWER CONNECTOR C-/D-TYPE WITH SCREW TERMINALS FOR MOTOR MODULES 3-30 A FRAME SIZE | 28.83
6XV1801-2A | ROBUST ENERGY CABLE, 4-WIRE ENERGY CABLE, LITZ WIRE 4 X 1.0 MM2 MAX. CONSIGNMENT 1000 M, MIN. OR | 10.97
6SL3120-1TE13-0AD0 | SINAMICS S120 SINGLE MOTOR MODULE INPUT: DC 600V OUTPUT: 3-PH 400V, 3A FRAME SIZE: BOOKSIZE D-TY | 1425.22
6SL3544-0PB02-1MA0 | SINAMICS G110M CONTROL UNIT CU240M AS-I Q AS-INTERFACE WITH PLUG-IN TERMINALS FOR MOTOR FRAME SI | 1129.42
6SL3544-0TB02-1MA0 | SINAMICS G110M CONTROL UNIT CU240M AS-I Q AS-INTERFACE WITH PLUG-IN TERMINALS FOR MOTOR FRAME SI | 1129.42
6SL3566-1GA00-0GA0 | SINAMICS G110M WALL MOUNTING KIT WITH FAN COMPRISING 1 CABLE GLAND FOR MOTOR CONNECTION | 439.24
6SL3266-1AE00-0VA0 | SINAMICS V20 FSE SHIELD CONNECTION KIT | 27.34
6XV1873-5RN50 | SIMATIC NET FO ROBUST CABLE GP 50/125, PREASSEMBLED WITH 2 X LC DUPLEX CONNECTORS, LENGTH 50 M | 618.79
6XV1873-5RT15 | SIMATIC NET FO ROBUST CABLE GP 50/125, PREASSEMBLED WITH 2 X LC DUPLEX CONNECTORS, LENGTH 150 M | 1630.71
6XV1875-5TH20 | SIMATIC NET N-CONNECT/ R-SMA MALE/MALE FLEXIBLE CONNECTION CABLE PREASSEMBLED, WITH RAILWAY CERT | 84.87
6XV1875-5UH10 | SIMATIC NET N-CONNECT/ SMA MALE/MALE FLEXIBLE CONNECTION CABLE PREASSEMBLED, WITH RAILWAY CERTIF | 70.73
7MH7725-1EV | WF100 LOADCELL SPARE 5 LBS HAZ LOC | 3064.97
7MH7726-1AU | REMOTE TOTALIZER | 470.35
7ML1830-1JK | LCD DISPLAY FOR CLS 200, DIGITAL | 156.65
8PQ5000-3BA57 | 8PQ5000-3BA57 | 47.45
7MH5106-3LE00 | LOAD CELL SIWAREX WL 230 BB-S SA 350KG C4 - RATED LOAD 350KG - ACCURACY CLASS C4-OIML R60, - 3M | 530.41
6SL3120-1TE21-8AC0 | SINAMICS S120 SINGLE MOTOR MODULE INPUT: DC 600V OUTPUT: 3AC 400V, 18A FRAME SIZE: BOOKSIZE C-TY | 2535.58
6SL3120-1TE21-8AD0 | SINAMICS S120 SINGLE MOTOR MODULE INPUT: DC 600V OUTPUT: 3AC 400V, 18A FRAME SIZE: BOOKSIZE D-TY | 2860.68
6SL3555-0PR01-0AA0 | SINAMICS G110M REPAIR SWITCH WITH NETWORK INPUT LINES FOR SIDE MOUNTING TO CONTROL UNIT | 213.33
6SL3563-6DC71-0RA1 | DISTRIBUTED SERVO-DRIVE SINAMICS S120M AH63, M(0)=8,5NM, N(N)=2000 RPM, INPUT: DC 600V ABSOLUTE | 4902.86
6XV1873-5RH10 | SIMATIC NET FO ROBUST CABLE GP 50/125, PREASSEMBLED WITH 2 X LC DUPLEX CONNECTORS, LENGTH 1,0 M | 111.81
6XV1873-5RH20 | SIMATIC NET FO ROBUST CABLE GP 50/125, PREASSEMBLED WITH 2 X LC DUPLEX CONNECTORS, LENGTH 2,0 M | 121.86
6XV1873-5RH30 | SIMATIC NET FO ROBUST CABLE GP 50/125, PREASSEMBLED WITH 2 X LC DUPLEX CONNECTORS, LENGTH 3,0 M | 132.05
6XV1873-5RN10 | SIMATIC NET FO ROBUST CABLE GP 50/125, PREASSEMBLED WITH 2 X LC DUPLEX CONNECTORS, LENGTH 10 M | 218.4
6XV1875-5UH50 | SIMATIC NET CABLE N / R-SMA RAILWAY 5MSIMATIC NET N-CONNECT/ SMA MALE/MALE FLEXIBLE CONNECTION C | 128.71
6XV1875-5VH10 | SIMATIC NET QMA / N-CONNECT MALE/FEMALE FLEXIBLE CONNECTION CABLE PREASSEMBLED, LENGTH 1M; FLEXI | 86.5
6XV1881-2A | IE FC TP ROBUST FOOD CABLE GP 2X2, (PROFINET TYPE C) TP-INSTALLATION CABLE FOR USE IN FOOD AND BE | 15.15
7MH7725-1EX | WF100 LOADCELL SPARE 20 LBS HAZ LOC | 3064.97
6ZB2310-0CT00 | SAFETY PERIPHERY CASE S7-1500F THE TRAINING CASE IS USED TO SIMULATE REALISTICALLY PERIPHERY TO P | 16876
6ZB2310-0CV00 | SAFETY TRAINING CASE S7-1513F THE TRAINING CASE IS USED TO REALISTICALLY PRACTICE THE PROGRAMMING | 36095.81
7MH5106-3LE01 | LOAD CELL SIWAREX WL 230 BB-S SA 350KG C4 EX RATED LOAD 350KG, ACCURACY CLASS C4-OIML R60, 3M CA | 619.49
7MH5106-3PE00 | LOAD CELL SIWAREX WL 230 BB-S SA 500KG C3 RATED LOAD 500KG ACCURACY CLASS C3-OIML R60, 3M CABLE | 530.41
7MH5106-3PE01 | LOAD CELL SIWAREX WL 230 BB-S SA 500KG C3 EX RATED LOAD 500KG, ACCURACY CLASS C3-OIML R60, 3M CA | 619.49
7MH5107-4KD00 | SIWAREX WL 230 LOAD CELL SB-S SA 3T C3 - RATED LOAD 3T - ACCURACY CLASS C3 - 6M CABLE LENGTH, 4 | 525.28
7MH5114-4JL01 | LOAD CELL SIWAREX WL270 K-S CA 2.8T 0.1% EX RATED LOAD 2.8T, ACCURACY CLASS 0.1, %, 6 M CABLE LE | 2100.41
7MH5114-4QL01 | LOAD CELL SIWAREX WL270 K-S CA 6T 0.1% EX RATED LOAD 6T, ACCURACY CLASS 0.1, %, 6 M CABLE LENGTH | 2282.54
7MH5114-5DL01 | LOAD CELL SIWAREX WL270 K-S CA 13T 0.1% EX RATED LOAD 13T, ACCURACY CLASS 0.1, %, 15 M CABLE LEN | 2465.99
7MH5114-5JL01 | LOAD CELL SIWAREX WL270 K-S CA 28T 0.1% EX RATED LOAD 28T, ACCURACY CLASS 0.1, %, 15 M CABLE LEN | 2649.45
7MH5120-1KQ00 | SIWAREX WL 260 LOAD CELL SP-S AE 3 KG 0.015 - RATED LOAD 3 KG - ACCURACY CLASS 0,015 PERCENT - N | 144.82
7MH5120-1KQ80-0AF0 | LOAD CELL SIWAREX WL 260 SP-S AE 3 KG 0.015 5M X RATED LOAD 3 KG, ACCURACY CLASS 0.015 PERCENT, | 175.47
7MH5121-3AD00 | SIWAREX WL230 LOAD CELL SB-S CA 100KG C3 - NOMINAL LOAD 100 KG - ACCURACY C3 - 4 M CABLE, 4 WIRE | 292.27
7MH5121-3AE00 | SIWAREX WL230 LOAD CELL SB-S CA 100KG C4 - NOMINAL LOAD 100 KG - ACCURACY C4 - 4 M CABLE, 4 WIRE | 383.08
7MH5121-4KD00 | SIWAREX WL230 LOAD CELL SB-S CA 3T C3 - NOMINAL LOAD 3 T - ACCURACY C3 - 6 M CABLE, 4 WIRE - MA | 330.42
7MH5121-4KE00 | SIWAREX WL230 LOAD CELL SB-S CA 3T C4 - NOMINAL LOAD 3 T - ACCURACY C4 - 6 M CABLE, 4 WIRE - MA | 419.95
7MH5121-4KF00 | SIWAREX WL230 LOAD CELL SB-S CA 3T C5 - NOMINAL LOAD 3 T - ACCURACY C5 - 6 M CABLE, 4 WIRE - MA | 525.28
7MH5121-4PD00 | SIWAREX WL230 LOAD CELL SB-S CA 5T C3 - NOMINAL LOAD 5 T - ACCURACY C3 - 6 M CABLE, 4 WIRE - MA | 330.42
7MH5713-4PG00 | SHIMS FOR COMPACT MOUNTING UNIT SIWAREX WL280 RN-S SA 2 T ... 5 T TO COMPENSATION OF ANGULAR ERR | 97.42
7ML1830-1JF | AMPLIFIER / POWER SUPPLY DIGITAL VERSION | 741.18
6ZB2310-0CW00 | TRAINING CASE S7-1500 WITH CPU 1513F, ET 200SP, TP700, COMPLETE WITH SIMULATOR THE TRAINING CASE | 28108.02
7KM5212-6BA00-1EA2 | SENTRON PAC5100, LCD, 96X96MM POWER MONITORING DEVICE PANEL MOUNT TYPE FOR MEASUREMENT OF ELECTR. | 2817.22
8PQ4000-1BA23 | SIVACON S4 SUPPORTS FIELD BUSBAR BOTTOM 0 | 217.43
8PQ4000-2BA25 | 8PQ4000-2BA25 | 275.97
8PQ5000-3BA83 | SIVACON S4 SEPARATION 3WL SHAPE 4 SWITCH 3WL SIZE 3 3- OR 4-POLE WITHDRAWABLE HEIGHT 550MM WI | 572.32
7MH5114-6DL01 | LOAD CELL SIWAREX WL270 K-S CA 130T 0.1% EX RATED LOAD 130T, ACCURACY CLASS 0.1, %, 20 M CABLE L | 3381.93
7MH5114-6LL01 | LOAD CELL SIWAREX WL270 K-S CA 350T 0.1% EX RATED LOAD 350T, ACCURACY CLASS 0.1, %, 25 M CABLE L | 9119.5
7MH5120-0QQ00 | SIWAREX WL 260 LOAD CELL SP-S AE 0,6 KG 0.015 - RATED LOAD 0,6 KG - ACCURACY CLASS 0,015 PERCENT | 144.82
7MH5120-1BQ00 | SIWAREX WL 260 LOAD CELL SP-S AE 1,2 KG 0.015 - RATED LOAD 1,2 KG - ACCURACY CLASS 0,015 PERCENT | 144.82
7MH5121-3HD00 | SIWAREX WL230 LOAD CELL SB-S CA 250KG C3 - NOMINAL LOAD 250 KG - ACCURACY C3 - 4 M CABLE, 4 WIRE | 292.27
7MH5121-3HF00 | SIWAREX WL230 LOAD CELL SB-S CA 250KG C5 - NOMINAL LOAD 250 KG - ACCURACY C5 - 4 M CABLE, 4 WIRE | 472.6
7MH5121-4GD00 | SIWAREX WL230 LOAD CELL SB-S CA 2T C3 - NOMINAL LOAD 2 T - ACCURACY C3 - 4 M CABLE, 4 WIRE - MA | 292.27
7MH5121-4GF00 | SIWAREX WL230 LOAD CELL SB-S CA 2T C5 - NOMINAL LOAD 2 T - ACCURACY C5 - 4 M CABLE, 4 WIRE - MA | 472.6
7MH5121-4PE00 | SIWAREX WL230 LOAD CELL SB-S CA 5T C4 - NOMINAL LOAD 5 T - ACCURACY C4 - 6 M CABLE, 4 WIRE - MA | 419.95
7MH5121-5AD00 | SIWAREX WL230 LOAD CELL SB-S CA 10T C3 - NOMINAL LOAD 10 T - ACCURACY C3 - 6 M CABLE, 4 WIRE - | 472.6
7MH5713-4AE00 | GUIDE ELEMENT FOR COMPACT MOUNTING UNIT SIWAREX WL280 RN-S SA 0.5 T / 1 T MAX. LATERAL FORCE: 2,5 | 396.24
7MH5713-4PA00 | MOUNTING UNIT FOR LOAD CELLS SIWAREX WL280 RN-S SA 2T, 3.5T OR 5T INSTALLATION READY PRE-ASSEMBLE | 1009.73
8GK9920-0KK01 | ALPHA AS ADAPTER CABLE ROOM FOR MOUNTING 250MM MOUNTING KITS IN THE CABLE ROOM | 61.02
7MH4960-0AY10 | LEGAL-FOR-TRADE CALIBRATION SET SIWAREX WP2XX FOR CERTIFICATION OFUP TO 3 SCALES CONSISTING OF 3X | 198.01
7MH4965-4AA01 | SIWAREX WT241 WEIGHING TERMINAL WEIGHING TERMINAL FOR USE WITH BELTSCALES. - STAINLESS STEEL ENCL | 3587.2
8GK9527-0KK01 | ALPHA AS UNIVERSAL DISTR. BOARD ELECTRIC SHOCK PROTECTION MAIN BUSBAR W=600MM, D=400MM FOR MAIN | 149.54
8GK9527-0KK03 | ALPHA AS UNIVERSAL DISTR. BOARD ELECTRIC SHOCK PROTECTION MAIN BUSBAR W=250MM, D=400MM FOR MAIN | 104.19
8GK9605-4KK30 | ALPHA AS NF BLIND COVER 35MM DEPHT H=600, W=900MM | 205.92
8GK9750-0KK01 | ALPHA AS UNIVERSAL DISTR. BOARD BUSBAR HOLDER 4POLES, STEPPED FOR CU 15X10, 20X10 AND 30X10 | 180.35
8GK9901-0KA22 | ALPHA 630 DIN, BASE ADDITIONAL BASE FOR FLOOR MOUNTED DISTRIBUTION BOARD H=100MM, W=550MM, D=210 | 163.75
8GK9901-0KA42 | ALPHA 630 DIN, BASE ADDITIONAL BASE FOR FLOOR MOUNTED DISTRIBUTION BOARD H=100MM, W=1050MM, D=21 | 208.94
8GK9906-0KK15 | ALPHA AS UNIVERSAL BASE H=100MM, D=400MM, W=300MM BLUE GREEN BASIC FOR ASSEMBLY TO AN AVAILABLE | 272.78
8GK6735-6KK23 | ALPHA 630 UNIVERSAL MCCB-ASSEMBLY KIT 3 X 3VA10-11 /100A /160A 3 + 4 POLE H=600MM W=600MM VERTI | 333.52
8GK6736-2KK23 | ALPHA 630 UNIVERSAL MCCB-ASSEMBLY KIT 3VA12 3VM12 1 X 3VA12/ VM12 250A 3 + 4 POLE H=200MM W=600M | 406.22
8GK6737-6KK23 | ALPHA 630 UNIVERSAL MCCB-ASSEMBLY KIT 3 X 3VA10-11 /100A /160A 3 + 4 POLE WITH MOTOR OPERATOR H= | 246.1
8GK6738-6KK13 | ALPHA 630 UNIVERSAL MCCB-ASSEMBLY KIT 1 X 3VA10-11 /100A /160A 3 + 4 POLE WITH MOTOR OPERATOR H= | 353.6
8GK6740-4KK33 | ALPHA 630 UNIVERSAL MCCB-ASSEMBLY KIT 5 X 3VA23-24 /400A /630A 3 + 4 POLE H=400MM W=900MM HORIZ | 457.24
7MH5114-5QL01 | LOAD CELL SIWAREX WL270 K-S CA 60T 0.1% EX RATED LOAD 60T, ACCURACY CLASS 0.1, %, 15 M CABLE LEN | 3017.68
7MH5114-6JL01 | LOAD CELL SIWAREX WL270 K-S CA 280T 0.1% EX RATED LOAD 280T, ACCURACY CLASS 0.1, %, 20 M CABLE L | 4481.33
7MH5120-1AQ00 | SIWAREX WL 260 LOAD CELL SP-S AE 1 KG 0.015 - RATED LOAD 1 KG - ACCURACY CLASS 0,015 PERCENT - N | 144.82
7MH5120-1EQ00 | SIWAREX WL 260 LOAD CELL SP-S AE 1,5 KG 0.015 - RATED LOAD 1,5 KG - ACCURACY CLASS 0,015 PERCENT | 144.82
7MH5121-3AF00 | SIWAREX WL230 LOAD CELL SB-S CA 100KG C5 - NOMINAL LOAD 100 KG - ACCURACY C5 - 4 M CABLE, 4 WIRE | 472.6
7MH5121-3HE00 | SIWAREX WL230 LOAD CELL SB-S CA 250KG C4 - NOMINAL LOAD 250 KG - ACCURACY C4 - 4 M CABLE, 4 WIRE | 383.08
7MH5121-3PD00 | SIWAREX WL230 LOAD CELL SB-S CA 500KG C3 - NOMINAL LOAD 500 KG - ACCURACY C3 - 4 M CABLE, 4 WIRE | 292.27
7MH5121-4AF00 | SIWAREX WL230 LOAD CELL SB-S CA 1T C5 - NOMINAL LOAD 1 T - ACCURACY C5 - 4 M CABLE, 4 WIRE - MA | 472.6
7MH5121-4GE00 | SIWAREX WL230 LOAD CELL SB-S CA 2T C4 - NOMINAL LOAD 2 T - ACCURACY C4 - 4 M CABLE, 4 WIRE - MA | 383.08
7MH5121-4PF00 | SIWAREX WL230 LOAD CELL SB-S CA 5T C5 - NOMINAL LOAD 5 T - ACCURACY C5 - 6 M CABLE, 4 WIRE - MA | 525.28
7MH5121-5AE00 | SIWAREX WL230 LOAD CELL SB-S CA 10T C4 - NOMINAL LOAD 10 T - ACCURACY C4 - 6 M CABLE, 4 WIRE - | 559.51
7MH5713-4AG00 | SHIMS FOR COMPACT MOUNTING UNIT SIWAREX WL280 RN-S SA 0.5 T / 1 T TO COMPENSATION OF ANGULAR ERR | 89.51
7MH5713-4PE00 | GUIDE ELEMENT FOR COMPACT MOUNTING UNIT SIWAREX WL280 RN-S SA 2 T ... 5 T MAX. LATERAL FORCE: 5 K | 675.35
7MH7723-1RU | WEIGHFEEDER OUTLINE DRAWING | 485.89
7MH4965-2AA01 | SIWAREX WT231 WEIGHING TERMINAL WEIGHING TERMINAL FOR USE WITH PLATFORMSCALES, BINWEIGHING AND FU | 2462.26
8GK9526-0KK04 | ALPHA AS UNIVERSAL DISTR. BOARD HORIZONTAL PARTITION W=600MM, D=400MM FOR MAIN BUSBAR SHEET META | 131.66
8GK9527-0KK02 | ALPHA AS UNIVERSAL DISTR. BOARD ELECTRIC SHOCK PROTECTION MAIN BUSBAR W=900MM, D=400MM FOR MAIN | 177.01
8GK9527-0KK05 | ALPHA AS UNIVERSAL DISTR. BOARD HORIZONTAL PARTITION W=250MM, D=400MM FOR MAIN BUSBAR SHEET META | 177.2
8GK9605-4KK20 | ALPHA AS NF BLIND COVER 35MM DEPHT H=600, W=600MM | 166.77
8GK9750-0KK00 | ALPHA AS DISTR. BOARD PEN HOLDER | 72.8
8GK9901-0KA32 | ALPHA 630 DIN, BASE ADDITIONAL BASE FOR FLOOR MOUNTED DISTRIBUTION BOARD H=100MM, W=800MM, D=210 | 187.84
8GK9901-0KA52 | ALPHA 630 DIN, BASE ADDITIONAL BASE FOR FLOOR MOUNTED DISTRIBUTION BOARD H=100MM, W=1300MM, D=21 | 232.05
7MF9001-1DB | SWIVEL GAUGE ADAPTOR PN700, MAT. NO. 1.4404, WITH THREAD 1/2-14 NPT-M TO 1/2-14 NPT-M; PRESSURE E | 141.79
8GK6735-6KK13 | ALPHA 630 UNIVERSAL MCCB-ASSEMBLY KIT 1 X 3VA10-11 /100A /160A 3 + 4 POLE H=600MM W=300MM VERTI | 353.6
8GK6735-6KK33 | ALPHA 630 UNIVERSAL MCCB-ASSEMBLY KIT 5 X 3VA10-11 /100A /160A 3 + 4 POLE H=600MM W=900MM VERTI | 428.94
8GK6737-6KK33 | ALPHA 630 UNIVERSAL MCCB-ASSEMBLY KIT 5 X 3VA10-11 /100A /160A 3 + 4 POLE WITH MOTOR OPERATOR H= | 326.48
8GK6740-4KK23 | ALPHA 630 UNIVERSAL MCCB-ASSEMBLY KIT 3 X 3VA23-24 /400A /630A 3 + 4 POLE H=400MM W=600MM HORIZ | 406.22
8GK6745-6KK33 | ALPHA 630 UNIVERSAL MCCB-ASSEMBLY KIT 5 X 3VA23-24 /400A /630A 3 + 4 POLE H=600MM W=900MM VERTI | 871.31
8GK6850-0KK01 | ALPHA AS DISTR. BOARD MOUNTING SUPPORT SIDEWAYS | 30.81
8GK6850-0KK06 | ALPHA AS UNIVERSAL DISTR. BOARD MOUNTINGSTAY H=2000 FOR MOUNTING ON THE REARPLATE | 157.19
8GK9200-8KK01 | ALPHA AS DISTR. BOARD INTERMEDIATE UPRIGHT FUER ALPHA AS D=400MM, W=900MM H=2000MM FOR SUBDIVISI | 500.42
8GK9526-0KK02 | ALPHA AS UNIVERSAL DISTR. BOARD VERTICAL PARTITION H=2000MM, D=400MM SHEET METAL | 359.13
8PQ3000-3BA07 | SIVACON S4 MOUNTING PLATE MODULAR BLANK HEIGHT 550MM WIDTH 600MM | 105
8PQ4000-1BA25 | SIVACON S4 MAIN BUSBAR CONNECTION COVER FOR MAIN BUSBAR BOTTOM | 90.06
8PQ4000-2BA22 | SIVACON S4 N/PE SUPPORTS CABLE COMPARTMENT | 53.45
8PQ4000-2BA23 | 8PQ4000-2BA23 | 22.33
8PQ4000-2BA24 | 8PQ4000-2BA24 | 100.35
7MH5114-6PL01 | LOAD CELL SIWAREX WL270 K-S CA 500T 0.1% EX RATED LOAD 500T, ACCURACY CLASS 0.1, %, 25 M CABLE L | 12639.69
7MH5120-0KQ00 | SIWAREX WL 260 LOAD CELL SP-S AE 0,3 KG 0.015 - RATED LOAD 0,3 KG - ACCURACY CLASS 0,015 PERCENT | 144.82
7MH5120-0KQ80-0AD0 | LOAD CELL SIWAREX WL 260 SP-S AE 0.3 KG 0.015 3M X RATED LOAD 0.3 KG, ACCURACY CLASS 0.015 PERCEN | 166.17
7MH5120-0KQ80-0AF0 | LOAD CELL SIWAREX WL 260 SP-S AE 0.3 KG 0.015 5M X RATED LOAD 0.3 KG, ACCURACY CLASS 0.015 PERCEN | 175.47
7MH5121-3PE00 | SIWAREX WL230 LOAD CELL SB-S CA 500KG C4 - NOMINAL LOAD 500 KG - ACCURACY C4 - 4 M CABLE, 4 WIRE | 383.08
7MH5121-3PF00 | SIWAREX WL230 LOAD CELL SB-S CA 500KG C5 - NOMINAL LOAD 500 KG - ACCURACY C5 - 4 M CABLE, 4 WIRE | 472.6
7MH5121-4AD00 | SIWAREX WL230 LOAD CELL SB-S CA 1T C3 - NOMINAL LOAD 1 T - ACCURACY C3 - 4 M CABLE, 4 WIRE - MA | 292.27
7MH5121-4AE00 | SIWAREX WL230 LOAD CELL SB-S CA 1T C4 - NOMINAL LOAD 1 T - ACCURACY C4 - 4 M CABLE, 4 WIRE - MA | 383.08
7MH5121-5AF00 | SIWAREX WL230 LOAD CELL SB-S CA 10T C5 - NOMINAL LOAD 10 T - ACCURACY C5 - 6 M CABLE, 4 WIRE - | 652.97
7MH5713-3JA00 | MOUNTING UNIT FOR LOAD CELLS SIWAREX WL280 RN-S SA 60KG, 130KG OR 280KG INSTALLATION READY PRE-AS | 721.43
7MH5713-3JE00 | GUIDE ELEMENT FOR COMPACT MOUNTING UNIT SIWAREX WL280 RN-S SA 60 KG ... 280 KG MAX. LATERAL FORCE | 376.52
7MH5713-3JG00 | SHIMS FOR COMPACT MOUNTING UNIT SIWAREX WL280 RN-S SA 60 KG ... 280 KG TO COMPENSATION OF ANGULAR | 77.65
7MH5713-4AA00 | MOUNTING UNIT FOR LOAD CELLS SIWAREX WL280 RN-S SA 0.5T OR 1T INSTALLATION READY PRE-ASSEMBLE AN | 885.97
8GK9930-0KK03 | ALPHA 630 NF DEPHT ADJUSTABLE BRACKET FOR MOUNTING PLATES FOR ALPHA 630 WITH DEPHT 250MM | 52.04
8GK9930-0KK04 | ALPHA AS NF DEPHT ADJUSTABLE BRACKET FOR MOUNTING PLATES FOR ALPHA AS WITH DEPHT 400MM | 55.83
8GK9605-1KK20 | ALPHA AS NF BLIND COVER 35MM DEPHT H=200, W=600MM | 101.47
8GK9605-1KK30 | ALPHA AS NF BLIND COVER 35MM DEPHT H=200, W=900MM | 115.52
8GK9605-2KK20 | ALPHA AS NF BLIND COVER 35MM DEPHT H=400, W=600MM | 127.58
8GK9605-2KK30 | ALPHA AS NF BLIND COVER 35MM DEPHT H=400, W=900MM | 166.77
8GK9906-0KK25 | ALPHA AS UNIVERSAL DISTR. BOARD BASE H=100MM, D=400MM, W=600MM BLUE GREEN BASIC FOR ASSEMBLY TO | 294.36
8GK9906-0KK35 | ALPHA AS UNIVERSAL DISTR. BOARD BASE H=100MM, D=400MM, W=900MM BLUE GREEN BASIC FOR ASSEMBLY TO | 327.72
8GK6736-2KK33 | ALPHA 630 UNIVERSAL MCCB-ASSEMBLY KIT 3VA12 3VM12 1 X 3VA12/ VM12 250A 3 + 4 POLE H=200MM W=900M | 494.53
8GK6736-6KK13 | ALPHA 630 UNIVERSAL MCCB-ASSEMBLY KIT 1 X 3VA10-11 /100A /160A 3 + 4 POLE WITH MOTOR OPERATOR H= | 430.95
8GK6736-6KK23 | ALPHA 630 UNIVERSAL MCCB-ASSEMBLY KIT 3 X 3VA10-11 /100A /160A 3 + 4 POLE WITH MOTOR OPERATOR H= | 289.32
8GK6736-6KK33 | ALPHA 630 UNIVERSAL MCCB-ASSEMBLY KIT 5 X 3VA10-11 /100A /160A 3 + 4 POLE WITH MOTOR OPERATOR H= | 428.94
8GK6850-0KK02 | ALPHA AS UNIVERSAL DISTR. BOARD STAYS H=1600 2 PARTS | 300.25
8GK6850-0KK03 | ALPHA AS UNIVERSAL DISTR. BOARD STAYS H=1800 2 PARTS | 312.03
8GK6850-0KK04 | ALPHA AS UNIVERSAL DISTR. BOARD STAYS H=2000 2 PARTS | 333.62
8GK6850-0KK05 | ALPHA AS UNIVERSAL DISTR. BOARD MOUNTINGSTAY H=1800 FOR MOUNTING ON THE REARPLATE | 146.59
8PQ3000-3BA10 | SIVACON S4 SUPPORTING STRUCTURE INSIDE FOR MAIN BUSBAR BOTTOM ASSEMBLY HEIGHT 1600MM | 158.87
8PQ3000-3BA11 | SIVACON S4 SUPPORTING STRUCTURE INSIDE FOR MAIN BUSBAR BOTTOM ASSEMBLY HEIGHT 1600MM | 164.47
8PQ3000-3BA13 | SIVACON S4 SEPARATION MAIN BUSBAR SYSTEM SHAPE2B | 91.07
7MH5713-5DA00 | MOUNTING UNIT FOR LOAD CELLS SIWAREX WL280 RN-S SA 10T OR 13T INSTALLATION READY PRE-ASSEMBLE AN | 1287.5
7MH5713-5DE00 | GUIDE ELEMENT FOR COMPACT MOUNTING UNIT SIWAREX WL280 RN-S SA 10 T ... 13 T MAX. LATERAL FORCE: 1 | 812.25
7MH5713-5DG00 | SHIMS FOR COMPACT MOUNTING UNIT SIWAREX WL280 RN-S SA 10 T / 13 T TO COMPENSATION OF ANGULAR ERR | 104.01
8GK9526-0KK05 | ALPHA AS UNIVERSAL DISTR. BOARD HORIZONTAL PARTITION W=900MM, D=400MM FOR MAIN BUSBAR SHEET META | 159.36
8GK9526-0KK06 | ALPHA AS UNIVERSAL DISTR. BOARD HORIZONTAL PARTITION W=300MM, D=400MM FOR MODULS SHEET METAL | 173.28
8GK9526-0KK07 | ALPHA AS UNIVERSAL DISTR. BOARD HORIZONTAL PARTITION W=600MM, D=400MM FOR MODULS SHEET METAL | 202.13
8GK9526-0KK08 | ALPHA AS UNIVERSAL DISTR. BOARD HORIZONTAL PARTITION W=900MM, D=400MM FOR MODULS SHEET METAL | 239.41
8GK9527-0KK00 | ALPHA AS UNIVERSAL DISTR. BOARD ELECTRIC SHOCK PROTECTION MAIN BUSBAR W=300MM, D=400MM FOR MAIN | 110.68
8GK9750-0KK02 | ALPHA AS UNIVERSAL DISTR. BOARD BUSBAR HOLDER 4POLES, STRAIGHT FOR CU 20X10, 30X10 | 372.85
8GK9790-0KK00 | ALPHA AS UNIVERSAL DISTR. BOARD BUSBAR CONNECTOR F. CONNECTION HORIZONTAL BUSBAR WITH VERTICAL BU | 327.72
8GK9790-0KK01 | ALPHA AS UNIV. BUSBAR CONNECTOR BUSBAR CONNECTOR FOR BUSBAR-CONNECTION CUBICAL-CUBICAL FOR CU 2X | 474.91
8GK9901-0KA12 | ALPHA 630 DIN, BASE ADDITIONAL BASE FOR FLOOR MOUNTED DISTRIBUTION BOARD H=100MM, W=300MM, D=210 | 148.68
7MF9001-1EB | SWIVEL GAUGE ADAPTOR, MAT. NO. 1.4404, WITH THREAD 1/2-14 NPT-M TO G 1/2 EN837-1; PRESSURE EQUIPM | 82.3
8GK6735-2KK33 | ALPHA 630 UNIVERSAL MCCB-ASSEMBLY KIT 1 X 3VA10-11 /100A /160A 3 + 4 POLE H=200MM W=900MM HORIZ | 247.12
8GK6735-4KK43 | ALPHA 630 UNIVERSAL MCCB-ASSEMBLY KIT 1 X 3VA10-11 /100A /160A 3 + 4 POLE H=600MM W=250MM VERTI | 353.6
8GK6740-6KK13 | ALPHA 630 UNIVERSAL MCCB-ASSEMBLY KIT 1 X 3VA23-24 /400A /630A 3 + 4 POLE H=600MM W=300MM VERTI | 706.47
8GK6740-6KK23 | ALPHA 630 UNIVERSAL MCCB-ASSEMBLY KIT 3 X 3VA23-24 /400A /630A 3 + 4 POLE H=600MM W=600MM VERTI | 437.61
8GK6740-6KK33 | ALPHA 630 UNIVERSAL MCCB-ASSEMBLY KIT 5 X 3VA23-24 /400A /630A 3 + 4 POLE H=600MM W=900MM VERTI | 586.77
8GK6745-4KK23 | ALPHA 630 UNIVERSAL MCCB-ASSEMBLY KIT 3 X 3VA23-24 /400A /630A 3 + 4 POLE H=400MM W=900MM HORIZ | 455.28
8GK9200-8KK05 | ALPHA AS UNIVERSAL DISTR. BOARD SIDE PLATES H=2000, D=400, RAL 7035 | 667.22
8GK9200-8KK07 | ALPHA AS UNIVERSAL DISTR. BOARD SIDE PLATES H=1800, D=400 BLUE GREEN BASIC | 818.33
8GK9200-8KK08 | ALPHA AS UNIVERSAL DISTR. BOARD SIDE PLATES H=2000, D=400 BLUE GREEN BASIC | 832.05
8GK9526-0KK00 | ALPHA AS UNIVERSAL DISTR. BOARD VERTICAL PARTITION H=1600MM, D=400MM SHEET METAL | 286.52
8PQ3000-3BA20 | SIVACON S4 SEPARATION MAIN BUSBAR SYSTEM SHAPE2B | 166.31
8PQ3000-3BA22 | SIVACON S4 SEPARATION MAIN BUSBAR SYSTEM SHAPE2B MAIN BUSBAR BOTTOM FRONT 0 | 112.44
8PQ3000-3BA23 | SIVACON S4 SEPARATION MAIN BUSBAR SYSTEM SHAPE2B MAIN BUSBAR BOTTOM FRONT 0 | 105.94
8PQ3000-3BA24 | SIVACON S4 SEPARATION MAIN BUSBAR SYSTEM SHAPE2B MAIN BUSBAR BOTTOM FRONT 0 | 119.85
8PQ3000-3BA42 | SIVACON S4 SEPARATION MAIN BUSBAR SYSTEM SHAPE2B CABLE ENTRY MAIN BUSBAR BOTTOM FRONT 0 | 155.16
8PQ3000-3BA43 | SIVACON S4 SEPARATION MAIN BUSBAR SYSTEM SHAPE2B CABLE ENTRY MAIN BUSBAR BOTTOM FRONT 0 | 199.78
8PQ3000-3BA44 | SIVACON S4 SEPARATION MAIN BUSBAR SYSTEM SHAPE2B CABLE ENTRY MAIN BUSBAR BOTTOM FRONT 0 | 207.22
8PQ3000-3BA45 | SIVACON S4 SEPARATION MAIN BUSBAR SYSTEM SHAPE2B CABLE ENTRY MAIN BUSBAR BOTTOM FRONT 0 | 218.37
8GK4731-2KK12 | ALPHA 400/630 DIN MCCB-ASSEMBLY KIT 1 X 3VA10-11 /100A /160A 3 + 4 POLE H=300MM W=250MM VERTICA | 260.99
8GK4731-2KK22 | ALPHA 400/630 DIN MCCB-ASSEMBLY KIT 3 X 3VA10-11 /100A /160A 3 + 4 POLE H=300MM W=500MM VERTICA | 319.87
8GK6745-6KK23 | ALPHA 630 UNIVERSAL MCCB-ASSEMBLY KIT 3 X 3VA23-24 /400A /630A 3 + 4 POLE H=600MM W=600MM VERTI | 749.64
8GK6850-0KK00 | ALPHA AS DISTR. BOARD MOUNTING SUPPORT TOP AND BUTTOM, DEPHT 400MM NECESSARY FOR ADDITIONAL BUSB | 28.65
8GK9200-8KK00 | ALPHA AS DISTR. BOARD INTERMEDIATE UPRIGHT FUER ALPHA AS D=400MM, W=900MM H=1800MM FOR SUBDIVISI | 482.75
8GK9200-8KK04 | ALPHA AS UNIVERSAL DISTR. BOARD SIDE PLATES H=1800, D=400, RAL 7035 | 661.33
8GK9526-0KK01 | ALPHA AS UNIVERSAL DISTR. BOARD VERTICAL PARTITION H=1800MM, D=400MM SHEET METAL | 304.17
8GK9526-0KK03 | ALPHA AS UNIVERSAL DISTR. BOARD HORIZONTAL PARTITION W=300MM, D=400MM FOR MAIN BUSBAR SHEET META | 112.83
8PQ3000-3BA08 | SIVACON S4 MOUNTING PLATE MODULAR BLANK HEIGHT 550MM WIDTH 800MM | 125.44
8PQ3000-3BA15 | SIVACON S4 SEPARATION MAIN BUSBAR SYSTEM SHAPE2B | 120.79
8PQ3000-3BA17 | SIVACON S4 SEPARATION MAIN BUSBAR SYSTEM SHAPE2B | 171.89
8PQ3000-3BA26 | SIVACON S4 SEPARATION MAIN BUSBAR SYSTEM SHAPE2B MAIN BUSBAR BOTTOM FRONT 0 | 204.4
8PQ3000-3BA28 | SIVACON S4 SEPARATION MAIN BUSBAR SYSTEM SHAPE2B MAIN BUSBAR BOTTOM FRONT 0 | 199.78
8PQ3000-3BA37 | SIVACON S4 SEPARATION MAIN BUSBAR SYSTEM SHAPE2B MAIN BUSBAR BOTTOM DOUBLE 0 | 271.3
8PQ3000-3BA41 | SIVACON S4 SEPARATION MAIN BUSBAR SYSTEM SHAPE2B CABLE ENTRY MAIN BUSBAR BOTTOM FRONT 0 | 137.51
8PQ3000-3BA46 | SIVACON S4 SEPARATION MAIN BUSBAR SYSTEM SHAPE2B CABLE ENTRY MAIN BUSBAR BOTTOM FRONT 0 | 232.28
8PQ3000-3BA48 | SIVACON S4 SEPARATION STRUCTURE FOR MAIN BUSBAR BOTTOM ASSEMBLY HEIGHT 1600MM | 109.62
8GK4730-3KK20 | ALPHA 630 DIN MCCB-ASSEMBLY KIT 3 X 3VA20-22 /100A /160A /250A 3 + 4 POLE H=300MM W=500MM VERTI | 197.9
8GK4730-4KK22 | ALPHA 400/630 DIN MCCB-ASSEMBLY KIT 2 X 3VA23-24 /400A /630A 3 + 4 POLE H=450MM W=500MM VERTICA | 445.47
8GK4731-4KK12 | ALPHA 400/630 DIN MCCB-ASSEMBLY KIT 1 X 3VA23-24 /400A /630A 3 + 4 POLE H=600MM W=250MM VERTICA | 417.99
8GK4732-2KK12 | ALPHA 400/630 DIN MCCB-ASSEMBLY KIT 1 X 3VA12/ VM12 250A 3 + 4 POLE H=300MM W=250MM VERTICAL MO | 286.52
8GK4733-4KK10 | ALPHA 400/630 DIN MCCB-ASSEMBLY KIT 3VA12 3VM12 1 X 3VA12/ VM12 250A 3 + 4 POLE H=450MM W=250MM | 339.5
8GK4734-2KK22 | ALPHA 400/630 DIN MCCB-ASSEMBLY KIT 3 X 3VA10-11 /100A /160A 3 + 4 POLE WITH MOTOR OPERATOR H=30 | 159.72
8GK4735-4KK22 | ALPHA 400/630 DIN MCCB-ASSEMBLY KIT 2/3 X3VA20-22 /100A /160A /250A 3 + 4 POLE H=600MM W=500MM | 194.87
8GK4736-4KK22 | ALPHA 400/630 DIN MCCB-ASSEMBLY KIT 2/3 X3VA20-22 /100A /160A /250A 3 + 4 POLE WITH MOTOR OPERATO | 194.87
8GK6430-4KK34 | ALPHA NF MOUNTING KIT FOR 3KA711 / 3KL711 (125A) H=200, W=900MM FOR BOARDS WITH 250/400MM DEPHT | 205.92
8GK6431-4KK14 | ALPHA AS NF MOUNTING KIT FOR 3KA712 / 3KL712 (250A) H=400, W=300MM FOR BOARDS WITH 400MM DEPHT | 197.9
8GK6433-4KK24 | ALPHA NF MOUNTING KIT FOR 3KA714 / 3KL714 (630A) H=400, W=600MM FOR BOARDS WITH 250/400MM DEPHT | 218.99
8GK6700-6KK24 | ALPHA AS MOUNTING KIT 3VL 800A MOUNTING KIT 3VL 800A H=600, B=600 VERTICAL MOUNTING | 384.63
8GK6720-4KK33 | ALPHA 630 UNIVERSAL MCCB-ASSEMBLY KIT 5 X 3VA20-22 /100A /160A /250A 3 + 4 POLE H=400MM W=900MM | 293.33
8GK6721-2KK33 | ALPHA 630 UNIVERSAL MCCB-ASSEMBLY KIT 3VA12 3VM12 1 X 3VA12/ VM12 250A 3 + 4 POLE H=200MM W=900M | 345.38
8GK6722-6KK13 | ALPHA 630 UNIVERSAL MCCB-ASSEMBLY KIT 3VA12 3VM12 1 X 3VA12/ VM12 250A 3 + 4 POLE H=600MM W=300M | 706.47
8GK6722-6KK33 | ALPHA 630 UNIVERSAL MCCB-ASSEMBLY KIT 3VA12 3VM12 5 X 3VA12/ VM12 250A 3 + 4 POLE WITH MOTOR OPER | 834.03
8GK6724-4KK23 | ALPHA 630 UNIVERSAL MCCB-ASSEMBLY KIT 3 X 3VA20-22 /100A /160A /250A 3 + 4 POLE WITH MOTOR OPERAT | 207.95
8GK6724-6KK23 | ALPHA 630 UNIVERSAL MCCB-ASSEMBLY KIT 3VA12 3VM12 3 X 3VA12/ VM12 250A 3 + 4 POLE H=600MM W=600M | 559.29
8PQ3000-3BA16 | SIVACON S4 SEPARATION MAIN BUSBAR SYSTEM SHAPE2B | 160.75
8PQ3000-3BA18 | SIVACON S4 SEPARATION MAIN BUSBAR SYSTEM SHAPE2B | 171.89
8PQ3000-3BA25 | SIVACON S4 SEPARATION MAIN BUSBAR SYSTEM SHAPE2B MAIN BUSBAR BOTTOM FRONT 0 | 196.07
8PQ3000-3BA27 | SIVACON S4 SEPARATION MAIN BUSBAR SYSTEM SHAPE2B MAIN BUSBAR BOTTOM FRONT 0 | 196.07
8PQ3000-3BA36 | SIVACON S4 SEPARATION MAIN BUSBAR SYSTEM SHAPE2B MAIN BUSBAR BOTTOM DOUBLE 0 | 236
8PQ3000-3BA40 | SIVACON S4 SEPARATION MAIN BUSBAR SYSTEM SHAPE2B CABLE ENTRY MAIN BUSBAR BOTTOM FRONT 0 | 135.67
8PQ3000-3BA47 | SIVACON S4 SEPARATION STRUCTURE FOR MAIN BUSBAR BOTTOM ASSEMBLY HEIGHT 1600MM | 104.06
8GK4720-2KK10 | ALPHA DIN MOUNTING KIT 1 X 3KD SWITCH DISCONNECTOR SIZE 1 AND 2 H=300MM, W=250MM SIZE 1 (3-POLE) | 64.78
8GK4730-3KK10 | ALPHA 630 DIN MCCB-ASSEMBLY KIT 1 X 3VA20-22 /100A /160A /250A 3 + 4 POLE H=300MM W=250MM VERTI | 148.68
8GK4730-4KK12 | ALPHA 400/630 DIN MCCB-ASSEMBLY KIT 1 X 3VA23-24 /400A /630A 3 + 4 POLE H=450MM W=250MM VERTICA | 192.86
8GK4731-3KK22 | ALPHA 400/630 DIN MCCB-ASSEMBLY KIT 3 X 3VA10-11 /100A /160A 3 + 4 POLE H=450MM W=500MM VERTICA | 192.86
8GK4731-4KK22 | ALPHA 400/630 DIN MCCB-ASSEMBLY KIT 2 X 3VA23-24 /400A /630A 3 + 4 POLE H=600MM W=500MM VERTICA | 461.16
8GK4734-2KK12 | ALPHA 400/630 DIN MCCB-ASSEMBLY KIT 1 X 3VA10-11 /100A /160A 3 + 4 POLE WITH MOTOR OPERATOR H=30 | 129.56
8GK4734-3KK12 | ALPHA 400/630 DIN MCCB-ASSEMBLY KIT 1 X 3VA10-11 /100A /160A 3 + 4 POLE WITH MOTOR OPERATOR H=45 | 163.75
8GK4735-4KK12 | ALPHA 400/630 DIN MCCB-ASSEMBLY KIT 1 X 3VA20-22 /100A /160A /250A 3 + 4 POLE H=600MM W=250MM V | 175.79
8GK4736-4KK12 | ALPHA 400/630 DIN MCCB-ASSEMBLY KIT 1 X 3VA20-22 /100A /160A /250A 3 + 4 POLE WITH MOTOR OPERATOR | 185.84
8GK6430-4KK33 | ALPHA DIN MOUNTIN KIT FOR 3KD SWITCH DISCONNECTOR 2 X 3KD SIZE 1 TO 4 H=400MM, W=900MM FOR DOOR- | 383.74
8GK6431-4KK04 | ALPHA AS NF MOUNTING KIT FOR 3KA712 / 3KL712 (250A) FOR CABLE COMPARTMENT H=400, W=250MM FOR BOA | 191.87
8GK6433-4KK34 | ALPHA NF MOUNTING KIT FOR 3KA714 / 3KL714 (630A) H=400, W=900MM FOR BOARDS WITH 250/400MM DEPHT | 284.3
8GK6700-6KK34 | ALPHA AS MOUNTING KIT 3VL 800A MOUNTING KIT 3VL 800A H=600, B=900 VERTICAL MOUNTING | 574.98
8GK6720-4KK23 | ALPHA 630 UNIVERSAL MCCB-ASSEMBLY KIT 3 X 3VA20-22 /100A /160A /250A 3 + 4 POLE H=400MM W=600MM | 218
8GK6721-2KK23 | ALPHA 630 UNIVERSAL MCCB-ASSEMBLY KIT 3VA12 3VM12 1 X 3VA12/ VM12 250A 3 + 4 POLE H=200MM W=600M | 312.03
8GK6721-4KK13 | ALPHA 630 UNIVERSAL MCCB-ASSEMBLY KIT 3VA12 3VM12 1 X 3VA12/ VM12 250A 3 + 4 POLE H=400MM W=300M | 624.04
8GK6721-6KK33 | ALPHA 630 UNIVERSAL MCCB-ASSEMBLY KIT 3VA12 3VM12 5 X 3VA12/ VM12 250A 3 + 4 POLE H=600MM W=900M | 834.03
8GK6722-6KK23 | ALPHA 630 UNIVERSAL MCCB-ASSEMBLY KIT 3VA12 3VM12 3 X 3VA12/ VM12 250A 3 + 4 POLE WITH MOTOR OPER | 559.29
8GK6724-4KK33 | ALPHA 630 UNIVERSAL MCCB-ASSEMBLY KIT 5 X 3VA20-22 /100A /160A /250A 3 + 4 POLE WITH MOTOR OPERAT | 246.1
8GK6724-6KK33 | ALPHA 630 UNIVERSAL MCCB-ASSEMBLY KIT 3VA12 3VM12 5 X 3VA12/ VM12 250A 3 + 4 POLE H=600MM W=900M | 834.03
8GK6725-6KK33 | ALPHA 630 UNIVERSAL MCCB-ASSEMBLY KIT 5 X 3VA20-22 /100A /160A /250A 3 + 4 POLE H=600MM W=900MM | 428.94
8GK6730-2KK33 | ALPHA 630 UNIVERSAL MCCB-ASSEMBLY KIT 1 X 3VA10-11 /100A /160A 3 + 4 POLE H=200MM W=900MM HORIZ | 173.78
8GK6730-4KK23 | ALPHA 630 UNIVERSAL MCCB-ASSEMBLY KIT 3 X 3VA10-11 /100A /160A 3 + 4 POLE H=400MM W=600MM VERTI | 218
8GK6731-2KK23 | ALPHA 630 UNIVERSAL MCCB-ASSEMBLY KIT 3 X 3VA10-11 /100A /160A 3 + 4 POLE H=200MM W=600MM VERTI | 347.34
8GK6731-6KK13 | ALPHA 630 UNIVERSAL MCCB-ASSEMBLY KIT 1 X 3VA10-11 /100A /160A 3 + 4 POLE H=400MM W=300MM VERTI | 353.6
8PQ3000-3BA14 | SIVACON S4 SEPARATION MAIN BUSBAR SYSTEM SHAPE2B | 106.85
8PQ3000-3BA31 | SIVACON S4 SEPARATION MAIN BUSBAR SYSTEM SHAPE2B MAIN BUSBAR BOTTOM DOUBLE 0 | 137.51
8PQ3000-3BA32 | SIVACON S4 SEPARATION MAIN BUSBAR SYSTEM SHAPE2B MAIN BUSBAR BOTTOM DOUBLE 0 | 139.38
8PQ3000-3BA33 | SIVACON S4 SEPARATION MAIN BUSBAR SYSTEM SHAPE2B MAIN BUSBAR BOTTOM DOUBLE 0 | 197.93
8PQ3000-3BA34 | SIVACON S4 SEPARATION MAIN BUSBAR SYSTEM SHAPE2B MAIN BUSBAR BOTTOM DOUBLE 0 | 218.37
8PQ3000-3BA35 | SIVACON S4 SEPARATION MAIN BUSBAR SYSTEM SHAPE2B MAIN BUSBAR BOTTOM DOUBLE 0 | 233.22
8GK4720-3KK20 | ALPHA DIN MOUNTING KIT 1 X 3KD SWITCH DISCONNECTOR SIZE 3 AND 4 H=450MM, W=500MM FOR DOOR-COUPLI | 148.68
8GK4721-2KK10 | ALPHA DIN MOUNTING KIT 1 X 3KD SWITCH DISCONNECTOR SIZE 3 H=300MM, W=250MM ONLY FOR 3KD WITH DI | 101.47
8GK4730-2KK12 | ALPHA 400/630 DIN MCCB-ASSEMBLY KIT 1 X 3VA10-11 /100A /160A 3 + 4 POLE H=450MM W=250MM VERTICA | 120.53
8GK4730-2KK22 | ALPHA 400/630 DIN MCCB-ASSEMBLY KIT 3 X 3VA10-11 /100A /160A 3 + 4 POLE H=450MM W=500MM VERTICA | 133.61
8GK4732-2KK22 | ALPHA 400/630 DIN MCCB-ASSEMBLY KIT 3 X 3VA12/ VM12 250A 3 + 4 POLE H=300MM W=500MM VERTICAL MO | 327.72
8GK4732-3KK20 | ALPHA 400/630 DIN MCCB-ASSEMBLY KIT 3VA12 3VM12 3 X 3VA12/ VM12 250A 3 + 4 POLE WITH MOTOR OPERAT | 335.58
8GK4732-4KK10 | ALPHA 400/630 DIN MCCB-ASSEMBLY KIT 3VA12 3VM12 1 X 3VA12/ VM12 250A 3 + 4 POLE H=600MM W=250MM | 341.46
8GK4733-3KK10 | ALPHA 400/630 DIN MCCB-ASSEMBLY KIT 3VA12 3VM12 1 X 3VA12/ VM12 250A 3 + 4 POLE H=450MM W=250MM | 298.29
8GK6430-4KK03 | ALPHA NF MOUNTING KIT FOR 3KA711 / 3KL711 (125A) FOR CABLE COMPARTMENT H=400, W=250MM FOR BOARDS | 191.87
8GK6430-4KK13 | ALPHA DIN MOUNTING KIT 1 X 3KD SWITCH DISCONNECTOR 1 X 3KD SIZE 1 TO 3 H=400MM, W=250MM FOR CABL | 250.13
8GK6430-4KK14 | ALPHA NF MOUNTING KIT FOR 3KA711 / 3KL711 (125A) H=400, W=300MM FOR BOARDS WITH 250/400MM DEPHT | 197.9
8GK6430-4KK23 | ALPHA DIN MOUNTIN KIT FOR 3KD SWITCH DISCONNECTOR 2 X 3KD SIZE 1 AND 2 OR 1 X 3KD SINZE 3 AND 4 | 311.4
8GK6430-4KK24 | ALPHA NF MOUNTING KIT FOR 3KA711 / 3KL711 (125A) H=200, W=600MM FOR BOARDS WITH 250/400MM DEPHT | 187.84
8GK6701-6KK24 | ALPHA AS MOUNTING KIT 3VL 1250A MOUNTING KIT 3VL 1250A H=600, B=600 VERTICAL MOUNTING | 419.95
8GK6720-2KK23 | ALPHA 630 UNIVERSAL MCCB-ASSEMBLY KIT 1 X 3VA20-22 /100A /160A /250A 3 + 4 POLE W=200MM W=600MM | 155.73
8GK6720-2KK33 | ALPHA 630 UNIVERSAL MCCB-ASSEMBLY KIT 1 X 3VA20-22 /100A /160A /250A 3 + 4 POLE H=200MM W=900MM | 173.78
8GK6720-4KK13 | ALPHA 630 UNIVERSAL MCCB-ASSEMBLY KIT 1 X 3VA20-22 /100A /160A /250A 3 + 4 POLE H=400MM W=300MM | 312.42
8GK6723-2KK23 | ALPHA 630 UNIVERSAL MCCB-ASSEMBLY KIT 1 X 3VA20-22 /100A /160A /250A 3 + 4 POLE FOR ROTARY DRIVE | 202.91
8GK6723-2KK33 | ALPHA 630 UNIVERSAL MCCB-ASSEMBLY KIT 1 X 3VA20-22 /100A /160A /250A 3 + 4 POLE FOR ROTARY DRIVE | 244.11
8GK6723-6KK23 | ALPHA 630 UNIVERSAL MCCB-ASSEMBLY KIT 3VA12 3VM12 3 X 3VA12/ VM12 250A 3 + 4 POLE H=600MM W=600M | 559.29
8GK6723-6KK33 | ALPHA 630 UNIVERSAL MCCB-ASSEMBLY KIT 3VA12 3VM12 5 X 3VA12/ VM12 250A 3 + 4 POLE H=600MM W=900M | 834.03
8GK6730-4KK33 | ALPHA 630 UNIVERSAL MCCB-ASSEMBLY KIT 5 X 3VA10-11 /100A /160A 3 + 4 POLE H=400MM W=900MM VERTI | 293.33
8GK6730-4KK43 | ALPHA 630 UNIVERSAL MCCB-ASSEMBLY KIT 1 X 3VA10-11 /100A /160A 3 + 4 POLE H=400MM W=250MM VERTI | 353.6
8GK6730-6KK13 | ALPHA 630 UNIVERSAL MCCB-ASSEMBLY KIT 3VA12 3VM12 1 X 3VA12/ VM12 250A 3 + 4 POLE H=600MM W=250M | 837.95
8GK6731-2KK13 | ALPHA 630 UNIVERSAL MCCB-ASSEMBLY KIT 1 X 3VA10-11 /100A /160A 3 + 4 POLE H=200MM W=300MM VERTI | 437.61
8GK6734-4KK33 | ALPHA 630 UNIVERSAL MCCB-ASSEMBLY KIT 5 X 3VA10-11 /100A /160A 3 + 4 POLE WITH MOTOR OPERATOR H= | 307.41
8GK4731-3KK10 | ALPHA 400/630 DIN MCCB-ASSEMBLY KIT 3VA10-11 1 X 3VA10-11 /100A /160A 3 + 4 POLE H=450MM W=250MM | 327.72
8GK4731-3KK12 | ALPHA 400/630 DIN MCCB-ASSEMBLY KIT 1 X 3VA10-11 /100A /160A 3 + 4 POLE H=450MM W=250MM VERTICA | 162.72
8GK4731-3KK20 | ALPHA 400/630 DIN MCCB-ASSEMBLY KIT 3VA12 3VM12 3 X 3VA12/ VM12 250A 3 + 4 POLE H=450MM W=500MM | 339.5
8GK4734-3KK22 | ALPHA 400/630 DIN MCCB-ASSEMBLY KIT 3 X 3VA10-11 /100A /160A 3 + 4 POLE WITH MOTOR OPERATOR H=45 | 192.86
8GK4734-4KK12 | ALPHA 400/630 DIN MCCB-ASSEMBLY KIT 1 X 3VA23-24 /400A /630A 3 + 4 POLE WITH MOTOR OPERATOR H=45 | 404.26
8GK4734-4KK22 | ALPHA 400/630 DIN MCCB-ASSEMBLY KIT 2 X 3VA23-24 /400A /630A 3 + 4 POLE WITH MOTOR OPERATOR H=45 | 455.28
8GK4735-3KK10 | ALPHA 400/630 DIN MCCB-ASSEMBLY KIT 3VA12 3VM12 1 X 3VA12/ VM12 250A 3 + 4 POLE WITH MOTOR OPERAT | 298.29
8GK6431-4KK24 | ALPHA NF MOUNTING KIT FOR 3KA712 / 3KL712 (250A) H=400, W=600MM FOR BOARDS WITH 250/400MM DEPHT | 195.87
8GK6431-4KK34 | ALPHA NF MOUNTING KIT FOR 3KA712 / 3KL712 (250A) H=400, W=900MM FOR BOARDS WITH 250/400MM DEPHT | 218.99
8GK6432-4KK24 | ALPHA NF MOUNTING KIT FOR 3KA713 / 3KL713 (400A) H=400, W=600MM FOR BOARDS WITH 250/400MM DEPHT | 215.97
8GK6432-4KK34 | ALPHA NF MOUNTING KIT FOR 3KA713 / 3KL713 (400A) H=400, W=900MM FOR BOARDS WITH 250/400MM DEPHT | 277.25
8GK6721-4KK23 | ALPHA 630 UNIVERSAL MCCB-ASSEMBLY KIT 3VA12 3VM12 3 X 3VA12/ VM12 250A 3 + 4 POLE H=400MM W=600M | 437.61
8GK6721-4KK33 | ALPHA 630 UNIVERSAL MCCB-ASSEMBLY KIT 3VA12 3VM12 5 X 3VA12/ VM12 250A 3 + 4 POLE H=400MM W=900M | 586.77
8GK6721-6KK13 | ALPHA 630 UNIVERSAL MCCB-ASSEMBLY KIT 3VA12 3VM12 1 X 3VA12/ VM12 250A 3 + 4 POLE H=600MM W=300M | 690.76
8GK6721-6KK23 | ALPHA 630 UNIVERSAL MCCB-ASSEMBLY KIT 3VA12 3VM12 3 X 3VA12/ VM12 250A 3 + 4 POLE H=600MM W=600M | 559.29
8GK6725-2KK23 | ALPHA 630 UNIVERSAL MCCB-ASSEMBLY KIT 1 X 3VA20-22 /100A /160A /250A 3 + 4 POLE H=200MM W=600MM | 202.91
8GK6725-2KK33 | ALPHA 630 UNIVERSAL MCCB-ASSEMBLY KIT 1 X 3VA20-22 /100A /160A /250A 3 + 4 POLE H=200MM W=900MM | 247.12
8GK6725-6KK13 | ALPHA 630 UNIVERSAL MCCB-ASSEMBLY KIT 1 X 3VA20-22 /100A /160A /250A 3 + 4 POLE H=600MM W=300MM | 353.6
8GK6725-6KK23 | ALPHA 630 UNIVERSAL MCCB-ASSEMBLY KIT 3 X 3VA20-22 /100A /160A /250A 3 + 4 POLE H=600MM W=600MM | 333.52
8GK6731-6KK33 | ALPHA 630 UNIVERSAL MCCB-ASSEMBLY KIT 5 X 3VA10-11 /100A /160A 3 + 4 POLE H=400MM W=900MM VERTI | 326.48
8GK6732-6KK13 | ALPHA 630 UNIVERSAL MCCB-ASSEMBLY KIT 3VA12 3VM12 1 X 3VA12/ VM12 250A 3 + 4 POLE H=600MM W=250M | 837.95
8GK6733-2KK23 | ALPHA 630 UNIVERSAL MCCB-ASSEMBLY KIT 1 X 3VA10-11 /100A /160A 3 + 4 POLE FOR ROTARY DRIVE H=200 | 202.91
8GK6733-2KK33 | ALPHA 630 UNIVERSAL MCCB-ASSEMBLY KIT 1 X 3VA10-11 /100A /160A 3 + 4 POLE FOR ROTARY DRIVE H=200 | 244.11
8PQ5000-4BA28 | SIVACON S4 SEPARATION 3WL SHAPE 4 3WL SIZE I, 4-POLE WIDTH 600 MM 0 | 374.42
8PQ5000-4BA30 | SIVACON S4 SEPARATION 3WL SHAPE 4 3WL SIZE I, 4-POLE WIDTH 600 MM 0 | 416.24
8PQ5000-4BA31 | SIVACON S4 SEPARATION 3WL SHAPE 4 3WL SIZE I, 4-POLE WIDTH 600 MM 0 | 425.52
8PQ5000-4BA32 | SIVACON S4 SEPARATION 3WL SHAPE 4 3WL SIZE II, 4-POLE WIDTH 800 MM 0 | 486.87
8PQ5000-4BA46 | 8PQ5000-4BA46 | 153.32
8PQ5000-4BA47 | 8PQ5000-4BA47 | 245.31
8PQ5000-4BA48 | 8PQ5000-4BA48 | 89.38
8PQ5000-4BA50 | 8PQ5000-4BA50 | 112.44
8PQ5000-4BA51 | 8PQ5000-4BA51 | 157.97
8PQ5000-4BA70 | 8PQ5000-4BA70 | 30.21
8PQ5000-4BA71 | 8PQ5000-4BA71 | 39.61
8PQ5000-4BA72 | 8PQ5000-4BA72 | 39.61
8PQ5000-4BA73 | 8PQ5000-4BA73 | 35.69
8PQ2300-8BA11 | SIVACON S4 BOTTOM PLATE MBB BOTTOM DEGREE OF PROTECTION UP TO IP20 BLANK WIDTH 850 MM DEPTH 800 | 142.17
8PQ2300-8BA14 | SIVACON S4 BOTTOM PLATE CORNER MBB BOTTOM DEGREE OF PROTECTION UP TO IP20 | 217.43
8GK6730-2KK23 | ALPHA 630 UNIVERSAL MCCB-ASSEMBLY KIT 1 X 3VA10-11 /100A /160A 3 + 4 POLE H=200MM W=600MM HORIZ | 155.73
8GK6730-4KK13 | ALPHA 630 UNIVERSAL MCCB-ASSEMBLY KIT 1 X 3VA10-11 /100A /160A 3 + 4 POLE H=400MM W=300MM VERTI | 312.42
8GK6731-2KK33 | ALPHA 630 UNIVERSAL MCCB-ASSEMBLY KIT 5 X 3VA10-11 /100A /160A 3 + 4 POLE H=200MM W=900MM VERTI | 406.22
8GK6731-6KK23 | ALPHA 630 UNIVERSAL MCCB-ASSEMBLY KIT 3 X 3VA10-11 /100A /160A 3 + 4 POLE H=400MM W=600MM VERTI | 207.95
8GK6734-2KK23 | ALPHA 630 UNIVERSAL MCCB-ASSEMBLY KIT 3VA12 3VM12 1 X 3VA12/ VM12 250A 3 + 4 POLE FOR ROTARY DRIV | 406.22
8GK6734-4KK13 | ALPHA 630 UNIVERSAL MCCB-ASSEMBLY KIT 1 X 3VA10-11 /100A /160A 3 + 4 POLE WITH MOTOR OPERATOR H= | 315.45
8PQ5000-4BA24 | SIVACON S4 SEPARATION MAIN BUSBAR BACK WIDTH 400 | 367.02
8PQ5000-4BA26 | SIVACON S4 SEPARATION MAIN BUSBAR BACK WIDTH 800 | 507.29
8PQ5000-4BA34 | SIVACON S4 SEPARATION 3WL SHAPE 4 3WL SIZE I, 4-POLE WIDTH 600 MM DEPTH 400 MM 0 | 424.62
8PQ5000-4BA36 | SIVACON S4 SEPARATION 3WL SHAPE 4 3WL SIZE I, 4-POLE WIDTH 600 MM DEPTH 800 MM 0 | 479.41
8PQ5000-4BA42 | 8PQ5000-4BA42 | 83.92
8PQ5000-4BA44 | 8PQ5000-4BA44 | 118.93
8PQ5000-4BA52 | 8PQ5000-4BA52 | 178.4
8PQ5000-4BA58 | 8PQ5000-4BA58 | 62.27
8PQ5000-4BA66 | 8PQ5000-4BA66 | 29.48
8PQ5000-4BA68 | 8PQ5000-4BA68 | 29.48
8PQ5000-4BA74 | 8PQ5000-4BA74 | 47.45
8PQ5000-4BA76 | 8PQ5000-4BA76 | 47.45
8PQ2300-6BA25 | SIVACON S4 BOTTOM PLATE MBB BOTTOM DEGREE OF PROTECTION UP TO IP20 BLANK WIDTH 350 MM DEPTH 600 | 65.52
8PQ2300-6BA27 | SIVACON S4 BOTTOM PLATE CORNER MBB BOTTOM DEGREE OF PROTECTION UP TO IP20 | 105.94
8PQ2301-6BA05 | SIVACON S4 BOTTOM PLATE MBB BOTTOM DEGREE OF PROTECTION UP TO IP20 BLANK WIDTH 1000 MM DEPTH 60 | 101.29
8PQ2304-4BA14 | SIVACON S4 BOTTOM PLATE MBB BOTTOM DEGREE OF PROTECTION UP TO IP20 BLANK WIDTH 400 MM DEPTH 400 | 68.2
8PQ2304-8BA05 | SIVACON S4 BOTTOM PLATE MBB BOTTOM DEGREE OF PROTECTION UP TO IP20 BLANK WIDTH 400 MM DEPTH 800 | 102.23
8PQ2306-4BA10 | SIVACON S4 BOTTOM PLATE MBB BOTTOM DEGREE OF PROTECTION UP TO IP20 BLANK WIDTH 600 MM DEPTH 400 | 72.59
8PQ2308-6BA13 | SIVACON S4 BOTTOM PLATE MBB BOTTOM DEGREE OF PROTECTION UP TO IP20 BLANK WIDTH 800 MM DEPTH 600 | 94.79
8GK2420-6KK24 | ALPHA AS UNIVERSAL DISTR. BOARD EMPTY ENCLOSURE IP55, RAL 7035 CLASS OF PROTECTION I H=1800 W=60 | 2335.26
8GK2420-7KK14 | ALPHA AS UNIVERSAL DISTR. BOARD EMPTY ENCLOSURE IP55, RAL 7035 CLASS OF PROTECTION I H=2000 W=30 | 2139.03
8PQ2045-6BA08 | 8PQ2045-6BA08 | 114.31
8PQ2045-6BA11 | 8PQ2045-6BA11 | 114.31
8PQ2045-8BA12 | 8PQ2045-8BA12 | 155.16
8PQ2045-8BA14 | 8PQ2045-8BA14 | 155.16
8PQ2050-8BA13 | 8PQ2050-8BA13 | 167.27
8PQ2055-6BA21 | 8PQ2055-6BA21 | 140.3
8PQ2060-8BA07 | 8PQ2060-8BA07 | 272.24
8PQ2067-1BA01 | SIVACON S4 MODULE DOOR DEGREE OF PROTECTION IP4X | 334.49
8PQ2075-8BA03 | SIVACON S4 MODULE DOOR UPGRADE TO DEGREE OF PROTECTION IP55 | 86.03
8GK1122-2KA22 | ALPHA 400 DIN WALL-MOUNTING DISTRIBUTION BOARD EMPTY CUBICLE, RAL 9016, IP43 H=650 W=550 D=210 | 339.53
8GK1122-2KA42 | ALPHA 400 DIN WALL-MOUNTING DISTRIBUTION BOARD EMPTY CUBICLE, RAL 9016, IP43 H=650 W=1050 D=210 | 564.55
8GK1122-4KA12 | ALPHA 400 DIN WALL-MOUNTING DISTRIBUTION BOARD EMPTY CUBICLE, RAL 9016, IP43 H=950 W=300 D=210 | 332.51
8GK1122-4KA32 | ALPHA 400 DIN WALL-MOUNTING DISTRIBUTION BOARD EMPTY CUBICLE, RAL 9016, IP43 H=950 W=800 D=210 | 544.48
8GK1122-5KA52 | ALPHA 400 DIN WALL-MOUNTING DISTRIBUTION BOARD EMPTY CUBICLE, RAL 9016, IP43 H=1100 W=1300 D=210 | 899.05
8GK1122-6KA22 | ALPHA 400 DIN WALL-MOUNTING DISTRIBUTION BOARD EMPTY CUBICLE, RAL 9016, IP43 H=1250 W=550 D=210 | 494.26
8PQ2306-6BA16 | SIVACON S4 BOTTOM PLATE MBB BOTTOM DEGREE OF PROTECTION UP TO IP20 BLANK WIDTH 600 MM DEPTH 600 | 74.81
8PQ2306-8BA05 | SIVACON S4 BOTTOM PLATE MBB BOTTOM DEGREE OF PROTECTION UP TO IP20 BLANK WIDTH 600 MM DEPTH 800 | 139.38
8PQ2308-4BA13 | SIVACON S4 BOTTOM PLATE MBB BOTTOM DEGREE OF PROTECTION UP TO IP20 BLANK WIDTH 800 MM DEPTH 400 | 85.2
8GK2420-7KK24 | ALPHA AS UNIVERSAL DISTR. BOARD EMPTY ENCLOSURE IP55, RAL 7035 CLASS OF PROTECTION I H=2000 W=60 | 2453.02
8GK2420-7KK34 | ALPHA AS UNIVERSAL DISTR. BOARD EMPTY ENCLOSURE IP55, RAL 7035 CLASS OF PROTECTION I H=2000 W=90 | 2943.61
8PQ2045-6BA12 | 8PQ2045-6BA12 | 114.31
8PQ2045-6BA13 | 8PQ2045-6BA13 | 114.31
8PQ2045-6BA14 | 8PQ2045-6BA14 | 114.31
8PQ2045-8BA08 | 8PQ2045-8BA08 | 155.16
8PQ2045-8BA10 | 8PQ2045-8BA10 | 155.16
8PQ2055-8BA12 | 8PQ2055-8BA12 | 187.67
8PQ2055-8BA13 | 8PQ2055-8BA13 | 187.67
8PQ2055-8BA14 | 8PQ2055-8BA14 | 187.67
8PQ2060-6BA25 | 8PQ2060-6BA25 | 155.16
8GK1122-3KA12 | ALPHA 400 DIN WALL-MOUNTING DISTRIBUTION BOARD EMPTY CUBICLE, RAL 9016, IP43 H=800 W=300 D=210 | 338.53
8GK1122-3KA22 | ALPHA 400 DIN WALL-MOUNTING DISTRIBUTION BOARD EMPTY CUBICLE, RAL 9016, IP43 H=800 W=550 D=210 | 365.66
8GK1122-3KA32 | ALPHA 400 DIN WALL-MOUNTING DISTRIBUTION BOARD EMPTY CUBICLE, RAL 9016, IP43 H=800 W=800 D=210 | 517.35
8GK1122-3KA42 | ALPHA 400 DIN WALL-MOUNTING DISTRIBUTION BOARD EMPTY CUBICLE, RAL 9016, IP43 H=800 W=1050 D=210 | 624.83
8GK1122-6KA42 | ALPHA 400 DIN WALL-MOUNTING DISTRIBUTION BOARD EMPTY CUBICLE, RAL 9016, IP43 H=1250 W=1050 D=210 | 792.61
8GK1122-6KA52 | ALPHA 400 DIN WALL-MOUNTING DISTRIBUTION BOARD EMPTY CUBICLE, RAL 9016, IP43 H=1250 W=1300 D=210 | 951.32
8GK1122-7KA12 | ALPHA 400 DIN WALL-MOUNTING DISTRIBUTION BOARD EMPTY CUBICLE, RAL 9016, IP43 H=1400 W=300 D=210 | 409.87
8GK1122-7KA22 | ALPHA 400 DIN WALL-MOUNTING DISTRIBUTION BOARD EMPTY CUBICLE, RAL 9016, IP43 H=1400 W=550 D=210 | 536.43
8GK1132-4KA22 | ALPHA 400 DIN WALL-MOUNTING DISTRIBUTION BOARD EMPTY CUBICLE, RAL 9016, IP43 H=950 W=550 D=210 | 530.4
8GK1132-4KA32 | ALPHA 400 DIN WALL-MOUNTING DISTRIBUTION BOARD EMPTY CUBICLE, RAL 9016, IP43 H=950 W=800 D=210 | 730.29
8GK1132-4KA42 | ALPHA 400 DIN WALL-MOUNTING DISTRIBUTION BOARD EMPTY CUBICLE, RAL 9016, IP43 H=950 W=1050 D=210 | 907.09
8GK1132-4KA52 | ALPHA 400 DIN WALL-MOUNTING DISTRIBUTION BOARD EMPTY CUBICLE, RAL 9016, IP43 H=950 W=1300 D=210 | 1135.14
8GK1132-5KA12 | ALPHA 400 DIN WALL-MOUNTING DISTRIBUTION BOARD EMPTY CUBICLE, RAL 9016, IP43 H=1100 W=300 D=210 | 506.28
8GK1132-7KA42 | ALPHA 400 DIN WALL-MOUNTING DISTRIBUTION BOARD EMPTY CUBICLE, RAL 9016, IP43 H=1400 W=1050 D=210 | 1155.23
8GK1132-7KA52 | ALPHA 400 DIN WALL-MOUNTING DISTRIBUTION BOARD EMPTY CUBICLE, RAL 9016, IP43 H=1400 W=1300 D=210 | 1456.6
8GK1322-8KA12 | ALPHA 630 DIN, FLOOR-MOUNTED DB DELIVERED PREASSEMBLED RAL 7035 IP43, H=1950, W=300, D=210 CLASS | 773.48
8GK1322-8KA22 | ALPHA 630 DIN, FLOOR-MOUNTED DB DELIVERED PREASSEMBLED RAL 7035 IP43, H=1950, W=550, D=210 CLASS | 981.43
8PQ2015-8BA12 | 8PQ2015-8BA12 | 131.02
8PQ2020-4BA04 | SIVACON S4 OUTER PLATE DEGREE OF PROTECTION IP4X | 46.09
8PQ2020-4BA05 | SIVACON S4 MODULE DOOR UPGRADE TO DEGREE OF PROTECTION IP55 | 62.17
8PQ2020-6BA34 | SIVACON S4 OUTER PLATE DEGREE OF PROTECTION IP4X | 60.6
8PQ2020-8BA20 | 8PQ2020-8BA20 | 121.73
8PQ2020-8BA21 | 8PQ2020-8BA21 | 124.86
8PQ2020-8BA22 | 8PQ2020-8BA22 | 176.56
8PQ2020-8BA23 | 8PQ2020-8BA23 | 176.56
8PQ2030-8BA13 | 8PQ2030-8BA13 | 182.13
8PQ2030-8BA14 | 8PQ2030-8BA14 | 182.13
8PQ2035-6BA25 | 8PQ2035-6BA25 | 158.87
8PQ2035-6BA26 | 8PQ2035-6BA26 | 88.93
8PQ2000-8BA10 | SIVACON S4 MODULE DOOR UPGRADE TO DEGREE OF PROTECTION IP55 | 91.26
8GK1122-7KA42 | ALPHA 400 DIN WALL-MOUNTING DISTRIBUTION BOARD EMPTY CUBICLE, RAL 9016, IP43 H=1400 W=1050 D=210 | 861.92
8GK1132-2KA12 | ALPHA 400 DIN WALL-MOUNTING DISTRIBUTION BOARD EMPTY CUBICLE, RAL 9016, IP43 H=650 W=300 D=210 | 392.77
8GK1132-3KA22 | ALPHA 400 DIN WALL-MOUNTING DISTRIBUTION BOARD EMPTY CUBICLE, RAL 9016, IP43 H=800 W=550 D=210 | 515.36
8GK1132-3KA42 | ALPHA 400 DIN WALL-MOUNTING DISTRIBUTION BOARD EMPTY CUBICLE, RAL 9016, IP43 H=800 W=1050 D=210 | 841.83
8GK1132-5KA22 | ALPHA 400 DIN WALL-MOUNTING DISTRIBUTION BOARD EMPTY CUBICLE, RAL 9016, IP43 H=1100 W=550 D=210 | 603.73
8GK1132-5KA42 | ALPHA 400 DIN WALL-MOUNTING DISTRIBUTION BOARD EMPTY CUBICLE, RAL 9016, IP43 H=1100 W=1050 D=210 | 1014.59
8GK1132-7KA12 | ALPHA 400 DIN WALL-MOUNTING DISTRIBUTION BOARD EMPTY CUBICLE, RAL 9016, IP43 H=1400 W=300 D=210 | 549.49
8GK1132-7KA32 | ALPHA 400 DIN WALL-MOUNTING DISTRIBUTION BOARD EMPTY CUBICLE, RAL 9016, IP43 H=1400 W=800 D=210 | 984.48
8GK1322-8KA32 | ALPHA 630 DIN, FLOOR-MOUNTED DB DELIVERED PREASSEMBLED RAL 7035 IP43, H=1950, W=800, D=210 CLASS | 1215.51
8GK1322-8KA52 | ALPHA 630 DIN, FLOOR-MOUNTED DB DELIVERED PREASSEMBLED RAL 7035 IP43, H=1950, W=1300, D=210 CLAS | 1687.67
8PQ2015-6BA33 | 8PQ2015-6BA33 | 100.35
8PQ2015-6BA35 | 8PQ2015-6BA35 | 100.35
8PQ2020-6BA36 | 8PQ2020-6BA36 | 90.89
8PQ2020-6BA38 | 8PQ2020-6BA38 | 90.89
8PQ2020-6BA44 | 8PQ2020-6BA44 | 131.02
8PQ2020-6BA46 | 8PQ2020-6BA46 | 131.02
8PQ2020-8BA18 | SIVACON S4 MODULE DOOR UPGRADE TO DEGREE OF PROTECTION IP55 | 67.27
8PQ2025-6BA21 | 8PQ2025-6BA21 | 114.31
8PQ2025-6BA23 | 8PQ2025-6BA23 | 114.31
8PQ2030-6BA26 | 8PQ2030-6BA26 | 137.51
8PQ2030-8BA12 | 8PQ2030-8BA12 | 182.13
8PQ2035-6BA27 | 8PQ2035-6BA27 | 88.93
8PQ2035-8BA15 | 8PQ2035-8BA15 | 118.93
8PQ2035-8BA17 | 8PQ2035-8BA17 | 118.93
8PQ2040-8BA24 | 8PQ2040-8BA24 | 135.67
8PQ2000-4BA02 | SIVACON S4 FIXED COVER DEGREE OF PROTECTION IP4X | 80.21
8PQ2000-6BA08 | SIVACON S4 FIXED COVER DEGREE OF PROTECTION IP4X | 97.55
8PQ2000-8BA08 | SIVACON S4 FIXED COVER DEGREE OF PROTECTION IP4X | 106.85
8UD1841-2AF05 | HANDLE WITH HOUSING EM EMERGENCY SIZE 100X100, FOR SHAFT 10X10, TEST - 0 - I COMPLETE UNIT HAN | 83.22
8UD1841-2CD05 | HANDLE WITH HOUSING EM EMERGENCY WITH ILLUMINATION SIZE 100X100, FOR SHAFT 8X8, 0 - I COMPLETE | 140.03
8UD1851-3CD01 | HANDLE WITH HOUSING STD STANDARD WITH ILLUMINATION SIZE 100X100, FOR SHAFT 10X10, 0 - I COMPLE | 157.76
8UD1851-3CF01 | HANDLE WITH HOUSING STD STANDARD WITH ILLUMINATION SIZE 100X100, FOR SHAFT 10X10, TEST - 0 - I | 157.76
8UD1861-4CD05 | HANDLE WITH HOUSING EM EMERGENCY WITH ILLUMINATION SIZE 100X100, FOR SHAFT 12X12, 0 - I COMPLE | 170.15
8UD1861-4CF05 | HANDLE WITH HOUSING EM EMERGENCY WITH ILLUMINATION SIZE 100X100, FOR SHAFT 12X12, TEST - 0 - I | 170.15
8UD1900-6GA00 | COUPLING TOLERANCE ADAPTER SIZE 8X8MM, BIG HEAD, ACCESSORY FOR: DOOR COUPLING OPERATOR EXTENSION | 37.39
8US1211-6MT10 | BUSBAR ADAPTER S2, 80A, RIVERSING STARTER AWG4 25 MM2 150 MM 150 DEGREE LENGTH 260 MM, WIDTH 118 | 161.84
8US1621-2NJ02 | BUSBAR ADAPTER FOR MCB, 32 A, 1POLE | 17.83
8US1651-5DK02 | BUSBAR ADAPTER 32 A WITH ONE MOUNTING RAIL | 45.96
8US1921-1CF02 | TERMINAL PLATE PE 120 MM2 | 35.27
8US1922-2CA02 | SUPPORTS FOR BLANKING COVER 700 X 160 MM | 10.6
8US1998-1DA10 | VIBRATION AND SHOCK KIT S2 METAL MOUNTING RAIL, | 40.73
8UD1141-2AF21 | DOOR MOUNTED ROTARY OPERATOR, STANDARD WITH TOLERANCE COMPENSATION SIZE 100X100, SHAFT 10X10, 30 | 80.13
8UD1171-2AD15 | ACCESSORY FOR 3KD SIZE 1 AND 2 DOOR-COUPL ROT OPERAT MECH COMPLETE UNIT EMERGENCY-STOP WITHOUT T | 50.68
8UD1171-2AF25 | ACCESSORY FOR 3KD SIZE 1 AND 2 DOOR-COUPL ROT OPERAT MECH COMPLETE UNIT EMERGENCY-STOP WITH TOLE | 50.68
8GK6734-2KK33 | ALPHA 630 UNIVERSAL MCCB-ASSEMBLY KIT 3VA12 3VM12 1 X 3VA12/ VM12 250A 3 + 4 POLE FOR ROTARY DRIV | 490.61
8GK6734-4KK23 | ALPHA 630 UNIVERSAL MCCB-ASSEMBLY KIT 3 X 3VA10-11 /100A /160A 3 + 4 POLE WITH MOTOR OPERATOR H= | 228.05
8PQ5000-4BA25 | SIVACON S4 SEPARATION MAIN BUSBAR BACK WIDTH 600 | 441.33
8PQ5000-4BA27 | SIVACON S4 SEPARATION MAIN BUSBAR BACK WIDTH 1000 | 678.24
8PQ5000-4BA33 | SIVACON S4 SEPARATION 3WL SHAPE 4 3WL SIZE II, 4-POLE WIDTH 800 MM 0 | 510.07
8PQ5000-4BA35 | SIVACON S4 SEPARATION 3WL SHAPE 4 3WL SIZE I, 4-POLE WIDTH 600 MM DEPTH 600 MM 0 | 460.87
8PQ5000-4BA43 | 8PQ5000-4BA43 | 101.29
8PQ5000-4BA45 | 8PQ5000-4BA45 | 135.67
8PQ5000-4BA53 | 8PQ5000-4BA53 | 200.69
8PQ5000-4BA60 | 8PQ5000-4BA60 | 74.44
8PQ5000-4BA65 | 8PQ5000-4BA65 | 99.41
8PQ5000-4BA67 | 8PQ5000-4BA67 | 40.6
8PQ5000-4BA75 | 8PQ5000-4BA75 | 59.3
8PQ5000-4BA77 | 8PQ5000-4BA77 | 63.29
8PQ2300-6BA26 | SIVACON S4 BOTTOM PLATE MBB BOTTOM DEGREE OF PROTECTION UP TO IP20 BLANK WIDTH 850 MM DEPTH 600 | 87.78
8PQ2300-8BA10 | SIVACON S4 BOTTOM PLATE MBB BOTTOM DEGREE OF PROTECTION UP TO IP20 BLANK WIDTH 350 MM DEPTH 800 | 92.93
8PQ2301-4BA06 | SIVACON S4 BOTTOM PLATE MBB BOTTOM DEGREE OF PROTECTION UP TO IP20 BLANK WIDTH 1000 MM DEPTH 40 | 79.36
8PQ2301-8BA04 | SIVACON S4 BOTTOM PLATE MBB BOTTOM DEGREE OF PROTECTION UP TO IP20 BLANK WIDTH 1000 MM DEPTH 80 | 144.03
8PQ2304-6BA11 | SIVACON S4 BOTTOM PLATE MBB BOTTOM DEGREE OF PROTECTION UP TO IP20 BLANK WIDTH 400 MM DEPTH 600 | 78.23
8PQ2308-8BA10 | SIVACON S4 BOTTOM PLATE MBB BOTTOM DEGREE OF PROTECTION UP TO IP20 BLANK WIDTH 800 MM DEPTH 800 | 142.17
8GK1332-8KA12 | ALPHA 630 DIN, FLOOR-MOUNTED DB DELIVERED PREASSEMBLED RAL 7035 IP43, H=1950, W=300, D=210 CLASS | 1125.07
8GK2420-6KK14 | ALPHA AS UNIVERSAL DISTR. BOARD EMPTY ENCLOSURE IP55, RAL 7035 CLASS OF PROTECTION I H=1800 W=30 | 2021.29
8GK2420-6KK34 | ALPHA AS UNIVERSAL DISTR. BOARD EMPTY ENCLOSURE IP55, RAL 7035 CLASS OF PROTECTION I H=1800 W=90 | 2786.62
8PQ2045-6BA10 | 8PQ2045-6BA10 | 114.31
8PQ2045-8BA11 | 8PQ2045-8BA11 | 155.16
8PQ2045-8BA13 | 8PQ2045-8BA13 | 155.16
8PQ2055-6BA20 | 8PQ2055-6BA20 | 140.3
8PQ2055-8BA11 | 8PQ2055-8BA11 | 187.67
8PQ2060-6BA26 | 8PQ2060-6BA26 | 155.16
8PQ2060-8BA08 | 8PQ2060-8BA08 | 202.55
8PQ2075-6BA03 | SIVACON S4 MODULE DOOR UPGRADE TO DEGREE OF PROTECTION IP55 | 82.7
8GK1122-2KA12 | ALPHA 400 DIN WALL-MOUNTING DISTRIBUTION BOARD EMPTY CUBICLE, RAL 9016, IP43 H=650 W=300 D=210 | 287.3
8GK1122-2KA32 | ALPHA 400 DIN WALL-MOUNTING DISTRIBUTION BOARD EMPTY CUBICLE, RAL 9016, IP43 H=650 W=800 D=210 | 476.17
8GK1122-4KA22 | ALPHA 400 DIN WALL-MOUNTING DISTRIBUTION BOARD EMPTY CUBICLE, RAL 9016, IP43 H=950 W=550 D=210 | 397.83
8GK1122-4KA42 | ALPHA 400 DIN WALL-MOUNTING DISTRIBUTION BOARD EMPTY CUBICLE, RAL 9016, IP43 H=950 W=1050 D=210 | 652.95
8GK1122-5KA42 | ALPHA 400 DIN WALL-MOUNTING DISTRIBUTION BOARD EMPTY CUBICLE, RAL 9016, IP43 H=1100 W=1050 D=210 | 719.26
8GK1122-6KA12 | ALPHA 400 DIN WALL-MOUNTING DISTRIBUTION BOARD EMPTY CUBICLE, RAL 9016, IP43 H=1250 W=300 D=210 | 374.7
8GK1122-6KA32 | ALPHA 400 DIN WALL-MOUNTING DISTRIBUTION BOARD EMPTY CUBICLE, RAL 9016, IP43 H=1250 W=800 D=210 | 681.06
8GK1122-7KA32 | ALPHA 400 DIN WALL-MOUNTING DISTRIBUTION BOARD EMPTY CUBICLE, RAL 9016, IP43 H=1400 W=800 D=210 | 731.3
8GK1122-7KA52 | ALPHA 400 DIN WALL-MOUNTING DISTRIBUTION BOARD EMPTY CUBICLE, RAL 9016, IP43 H=1400 W=1300 D=210 | 1044.74
8GK1132-3KA32 | ALPHA 400 DIN WALL-MOUNTING DISTRIBUTION BOARD EMPTY CUBICLE, RAL 9016, IP43 H=800 W=800 D=210 | 722.25
8GK1132-4KA12 | ALPHA 400 DIN WALL-MOUNTING DISTRIBUTION BOARD EMPTY CUBICLE, RAL 9016, IP43 H=950 W=300 D=210 | 444.02
8GK6735-2KK23 | ALPHA 630 UNIVERSAL MCCB-ASSEMBLY KIT 1 X 3VA10-11 /100A /160A 3 + 4 POLE H=200MM W=600MM HORIZ | 202.91
8PQ5000-4BA20 | SIVACON S4 SHAPE 4 SEPARATION FOR 3WL SENTRON 3WL, SIZE I, 2000A 3 POLE | 107.76
8PQ5000-4BA21 | SIVACON S4 SHAPE 4 SEPARATION FOR 3WL SENTRON 3WL, SIZE I, 2000A 3/4 POLE | 209.97
8PQ5000-4BA22 | SIVACON S4 SHAPE 4 SEPARATION FOR 3WL SENTRON 3WL, SIZE I, 2000A 3/4 POLE | 141.23
8PQ5000-4BA37 | SIVACON S4 SEPARATION 3WL SHAPE 4 3WL SIZE II, 4-POLE WIDTH 800 MM DEPTH 600 MM 0 | 610.44
8PQ5000-4BA38 | SIVACON S4 SEPARATION 3WL SHAPE 4 3WL SIZE II, 4-POLE WIDTH 800 MM DEPTH 800 MM 0 | 638.32
8PQ5000-4BA40 | 8PQ5000-4BA40 | 50.37
8PQ5000-4BA41 | 8PQ5000-4BA41 | 67.08
8PQ5000-4BA61 | 8PQ5000-4BA61 | 101.99
8PQ5000-4BA62 | 8PQ5000-4BA62 | 74.44
8PQ5000-4BA63 | 8PQ5000-4BA63 | 99.41
8PQ5000-4BA78 | 8PQ5000-4BA78 | 78.88
8PQ5000-4BA80 | 8PQ5000-4BA80 | 37.57
8PQ2300-4BA23 | SIVACON S4 BOTTOM PLATE MBB BOTTOM DEGREE OF PROTECTION UP TO IP20 BLANK WIDTH 350 MM DEPTH 400 | 59.3
8PQ2300-4BA24 | SIVACON S4 BOTTOM PLATE MBB BOTTOM DEGREE OF PROTECTION UP TO IP20 BLANK WIDTH 850 MM DEPTH 400 | 85.2
8PQ2300-4BA25 | SIVACON S4 BOTTOM PLATE CORNER MBB BOTTOM DEGREE OF PROTECTION UP TO IP20 | 75.09
8PQ2302-4BA05 | SIVACON S4 BOTTOM PLATE MBB BOTTOM DEGREE OF PROTECTION UP TO IP20 BLANK WIDTH 1200 MM DEPTH 40 | 88.44
8PQ2302-6BA05 | SIVACON S4 BOTTOM PLATE MBB BOTTOM DEGREE OF PROTECTION UP TO IP20 BLANK WIDTH 1200 MM DEPTH 60 | 116.14
8PQ2302-8BA04 | SIVACON S4 BOTTOM PLATE MBB BOTTOM DEGREE OF PROTECTION UP TO IP20 BLANK WIDTH 1200 MM DEPTH 80 | 130.08
8GK1332-8KA22 | ALPHA 630 DIN, FLOOR-MOUNTED DB DELIVERED PREASSEMBLED RAL 7035 IP43, H=1950, W=550, D=210 CLASS | 1295.89
8GK1332-8KA32 | ALPHA 630 DIN, FLOOR-MOUNTED DB DELIVERED PREASSEMBLED RAL 7035 IP43, H=1950, W=800, D=210 CLASS | 1577.13
8GK1332-8KA42 | ALPHA 630 DIN, FLOOR-MOUNTED DB DELIVERED PREASSEMBLED RAL 7035 IP43, H=1950, W=1050, D=210 CLAS | 1888.57
8GK1332-8KA52 | ALPHA 630 DIN, FLOOR-MOUNTED DB DELIVERED PREASSEMBLED RAL 7035 IP43, H=1950, W=1300, D=210 CLAS | 2189.92
8PQ2045-8BA15 | 8PQ2045-8BA15 | 155.16
8PQ2045-8BA16 | 8PQ2045-8BA16 | 155.16
8PQ2050-6BA10 | 8PQ2050-6BA10 | 125.44
8PQ2050-8BA12 | 8PQ2050-8BA12 | 167.27
8PQ2067-1BA02 | SIVACON S4 MODULE DOOR UPGRADE TO DEGREE OF PROTECTION IP55 | 107.76
8PQ2067-6BA01 | SIVACON S4 MODULE DOOR DEGREE OF PROTECTION IP4X | 222.1
8PQ2067-6BA02 | SIVACON S4 MODULE DOOR UPGRADE TO DEGREE OF PROTECTION IP55 | 92.36
8PQ2067-8BA01 | SIVACON S4 MODULE DOOR DEGREE OF PROTECTION IP4X | 263.88
8PQ2067-8BA02 | SIVACON S4 MODULE DOOR UPGRADE TO DEGREE OF PROTECTION IP55 | 105
8GK1122-4KA52 | ALPHA 400 DIN WALL-MOUNTING DISTRIBUTION BOARD EMPTY CUBICLE, RAL 9016, IP43 H=950 W=1300 D=210 | 801.63
8GK1122-5KA12 | ALPHA 400 DIN WALL-MOUNTING DISTRIBUTION BOARD EMPTY CUBICLE, RAL 9016, IP43 H=1100 W=300 D=210 | 360.62
8GK1122-5KA22 | ALPHA 400 DIN WALL-MOUNTING DISTRIBUTION BOARD EMPTY CUBICLE, RAL 9016, IP43 H=1100 W=550 D=210 | 445
8GK1122-5KA32 | ALPHA 400 DIN WALL-MOUNTING DISTRIBUTION BOARD EMPTY CUBICLE, RAL 9016, IP43 H=1100 W=800 D=210 | 614.75
8GK1132-2KA22 | ALPHA 400 DIN WALL-MOUNTING DISTRIBUTION BOARD EMPTY CUBICLE, RAL 9016, IP43 H=650 W=550 D=210 | 473.16
8GK1132-2KA32 | ALPHA 400 DIN WALL-MOUNTING DISTRIBUTION BOARD EMPTY CUBICLE, RAL 9016, IP43 H=650 W=800 D=210 | 674.07
8GK1132-2KA42 | ALPHA 400 DIN WALL-MOUNTING DISTRIBUTION BOARD EMPTY CUBICLE, RAL 9016, IP43 H=650 W=1050 D=210 | 755.4
8GK1132-3KA12 | ALPHA 400 DIN WALL-MOUNTING DISTRIBUTION BOARD EMPTY CUBICLE, RAL 9016, IP43 H=800 W=300 D=210 | 441.02
8GK1132-6KA12 | ALPHA 400 DIN WALL-MOUNTING DISTRIBUTION BOARD EMPTY CUBICLE, RAL 9016, IP43 H=1250 W=300 D=210 | 494.26
8GK1132-5KA32 | ALPHA 400 DIN WALL-MOUNTING DISTRIBUTION BOARD EMPTY CUBICLE, RAL 9016, IP43 H=1100 W=800 D=210 | 866.95
8GK1132-5KA52 | ALPHA 400 DIN WALL-MOUNTING DISTRIBUTION BOARD EMPTY CUBICLE, RAL 9016, IP43 H=1100 W=1300 D=210 | 1275.78
8GK1132-6KA52 | ALPHA 400 DIN WALL-MOUNTING DISTRIBUTION BOARD EMPTY CUBICLE, RAL 9016, IP43 H=1250 W=1300 D=210 | 1326
8GK1132-7KA22 | ALPHA 400 DIN WALL-MOUNTING DISTRIBUTION BOARD EMPTY CUBICLE, RAL 9016, IP43 H=1400 W=550 D=210 | 716.26
8GK1322-8KA42 | ALPHA 630 DIN, FLOOR-MOUNTED DB DELIVERED PREASSEMBLED RAL 7035 IP43, H=1950, W=1050, D=210 CLAS | 1436.53
8PQ2015-6BA34 | 8PQ2015-6BA34 | 100.35
8PQ2015-8BA11 | 8PQ2015-8BA11 | 90.89
8PQ2020-6BA35 | SIVACON S4 MODULE DOOR UPGRADE TO DEGREE OF PROTECTION IP55 | 64.97
8PQ2020-6BA37 | 8PQ2020-6BA37 | 90.89
8PQ2020-6BA45 | 8PQ2020-6BA45 | 131.02
8PQ2020-8BA17 | SIVACON S4 OUTER PLATE DEGREE OF PROTECTION IP4X | 58.46
8PQ2025-6BA22 | 8PQ2025-6BA22 | 114.31
8PQ2025-6BA24 | 8PQ2025-6BA24 | 164.47
8PQ2030-6BA25 | 8PQ2030-6BA25 | 137.51
8PQ2030-6BA27 | 8PQ2030-6BA27 | 137.51
8PQ2035-6BA28 | 8PQ2035-6BA28 | 88.93
8PQ2035-8BA16 | 8PQ2035-8BA16 | 118.93
8PQ2000-4BA03 | SIVACON S4 MODULE DOOR UPGRADE TO DEGREE OF PROTECTION IP55 | 80.48
8PQ2000-6BA10 | SIVACON S4 MODULE DOOR UPGRADE TO DEGREE OF PROTECTION IP55 | 81.05
8UD1841-2CD01 | HANDLE WITH HOUSING STD STANDARD WITH ILLUMINATION SIZE 100X100, FOR SHAFT 8X8, 0 - I COMPLETE | 140.03
8UD1841-2CF01 | HANDLE WITH HOUSING STD STANDARD WITH ILLUMINATION SIZE 100X100, FOR SHAFT 8X8, TEST - 0 - I C | 140.03
8UD1851-3AF05 | HANDLE WITH HOUSING EM EMERGENCY SIZE 100X100, FOR SHAFT 10X10, TEST - 0 - I COMPLETE UNIT HAN | 101.92
8UD1851-3CD05 | HANDLE WITH HOUSING EM EMERGENCY WITH ILLUMINATION SIZE 100X100, FOR SHAFT 10X10, 0 - I COMPLE | 157.76
8UD1861-4CD01 | HANDLE WITH HOUSING STD STANDARD WITH ILLUMINATION SIZE 100X100, FOR SHAFT 12X12, 0 - I COMPLE | 170.15
8UD1861-4CF01 | HANDLE WITH HOUSING STD STANDARD WITH ILLUMINATION SIZE 100X100, FOR SHAFT 12X12, TEST - 0 - I | 170.15
8UD1900-6HA00 | DOOR COUPLING SIZE 8X8MM, BIG HEAD, ACCESSORY FOR: DOOR COUPLING OPERATOR EXTENSION SHAFT 8MM, 3 | 35.62
8US1261-5MS13 | BUSBAR ADAPTER S2, 80A, SHORT AWG4 25 MM2 150 MM 150 DEGREE LENGTH 200 MM, WIDTH 54 MM | 98.08
8US1621-2FK02 | BUSBAR ADAPTER FOR MCB, 63 A, 1POLE | 19.76
8US1624-2FK02 | BUSBAR ADAPTER 63 A 1POLE | 16.89
8US1921-1CE02 | TERMINAL PLATE N 120 MM2 | 35.27
8US1922-1CA02 | UL- FIXING PIECE 18 MM HEIGHT | 18.25
8US1998-2BH02 | SIDE MODULE, 9MM | 9.37
8UD1141-2AF25 | DOOR MOUNTED ROTARY OPERATOR, EMERGENCY WITH TOLERANCE COMPENSATION SIZE 100X100, SHAFT 10X10, 3 | 80.13
8UD1171-2AD11 | ACCESSORY FOR 3KD SIZE 1 AND 2 DOOR-COUPL ROT OPERAT MECH COMPLETE UNIT STANDARD WITHOUT TOLERAN | 50.68
8UD1171-2AF21 | ACCESSORY FOR 3KD SIZE 1 AND 2 DOOR-COUPL ROT OPERAT MECH COMPLETE UNIT STANDARD WITH TOLERANCE | 50.68
8UD1771-2AD01 | ACC. FOR 3KD SIZES 1 AND 2 HANDLE WITH MASKING FRAME FOR DOOR-COUP. ROT. OP. M. 8UD1 STANDARD WI | 38.28
A5E02798955 | WW100 AC G-M FOOD CAN CAF28-LA71ZMP4 | 6023.63
A5E02956323 | 7ML5431XXX201XGX,HART SU<3.6MA,M20,AP-G LR250 ENCLOSURE WITH BOARD STACK FOR HORN ANTENNA VERSIO | 3271.59
A5E02956420 | 7ML5423XXXXX3CEX,HART SU<(><<)>3.6MA,M20 LR200 ENCLOSURE WITH BOARD STACK, LUI DISPLAY, 5.8 GHZ, | 2547.08
A5E02455469 | MWL OUTPUT SHAFT RH | 103.32
8WH6000-0CK07 | PE-TERMINAL BLOCK16MM2 IPO-CONNECTION WIDTH 12MM YELLOW-GREEN | 13.92
8PQ6000-8BA44 | 8PQ6000-8BA44 | 135.67
8PQ6000-8BA52 | 8PQ6000-8BA52 | 156.1
8PQ6000-8BA54 | 8PQ6000-8BA54 | 101.29
8PQ6000-8BA62 | 8PQ6000-8BA62 | 193.25
8UD1841-2AD01 | HANDLE WITH HOUSING STD STANDARD SIZE 100X100, FOR SHAFT 10X10, 0 - I COMPLETE UNIT HANDLE SIZ | 68.68
8UD1841-2AD05 | HANDLE WITH HOUSING EM EMERGENCY SIZE 100X100, FOR SHAFT 10X10, 0 - I COMPLETE UNIT HANDLE SIZ | 68.68
8UD1841-2AF01 | HANDLE WITH HOUSING STD STANDARD SIZE 100X100, FOR SHAFT 10X10, TEST - 0 - I COMPLETE UNIT HAN | 83.22
8UD1851-3CF05 | HANDLE WITH HOUSING EM EMERGENCY WITH ILLUMINATION SIZE 100X100, FOR SHAFT 10X10, TEST - 0 - I | 157.76
8UD1861-4AD01 | HANDLE WITH HOUSING STD STANDARD SIZE 100X100, FOR SHAFT 12X12, 0 - I COMPLETE UNIT HANDLE SIZ | 110.79
8UD1861-4AD05 | HANDLE WITH HOUSING EM EMERGENCY SIZE 100X100, FOR SHAFT 12X12, 0 - I COMPLETE UNIT HANDLE SIZ | 110.79
8UD1861-4AF01 | HANDLE WITH HOUSING STD STANDARD SIZE 100X100, FOR SHAFT 12X12, TEST - 0 - I COMPLETE UNIT HAN | 114.32
8UD1861-4AF05 | HANDLE WITH HOUSING EM EMERGENCY SIZE 100X100, FOR SHAFT 12X12, TEST - 0 - I COMPLETE UNIT HAN | 114.32
8US1261-6MT10 | BUSBAR ADAPTER S2, 80A, DIRECT-ONLINE STARTER AWG4 25 MM2 150 MM 150 DEGREE LENGTH 260 MM, WIDTH | 91.49
8US1600-0RE02 | MODULE N, 5POLE | 14.41
8US1600-0RF02 | MODULE PE, 5POLE | 15.09
8US1620-5AK02 | BUSBAR DEVICE HOLDER, 1POLE | 10.87
8US1922-2CB02 | BLANKING COVER 700 X 160 MM | 56.51
8US1923-5CA02 | BUSBAR SUPORT, ACCESSORY | 19.35
8US1928-5CA02 | INTERMEDIATE BUSBAR BRACE | 6.06
8US1998-1AA02 | CONNECTING WEDGES | 19.35
8UD1771-2AD05 | ACC. FOR 3KD SIZES 1 AND 2 HANDLE WITH MASKING FRAME FOR DOOR-COUP. ROT. OP. M. 8UD1 EMERGENCY ST | 38.28
8UD1771-2AF01 | ACC. FOR 3KD SIZES 1 AND 2 HANDLE WITH MASKING FRAME FOR DOOR-COUP. ROT. OP. M. 8UD1 STANDARD WI | 38.28
8UD1771-2AF05 | ACC. FOR 3KD SIZES 1 AND 2 HANDLE WITH MASKING FRAME FOR DOOR-COUP. ROT. OP. M. 8UD1 EMERGENCY ST | 38.28
A5E02956319 | 7ML5431XXX201XCX,HART SU<3.6MA,M20 LR250 ENCLOSURE WITH BOARD STACK FOR HORN ANTENNA VERSIONS, M | 3271.59
A5E02478541 | TRANSDUCER CABLE 2 X 15 M FUS080 SONOKIT | 243.8
A5E02478751 | TRANSDUCER CABLE 2 X 30 M FUS080 SONOKIT | 346.69
8WH6000-0AK00 | TROUGH-TYPE 16MM2 IPO-CONNECTION WIDTH 12MM GREY | 6.77
8WH6000-0AK01 | N-TERMINAL BLOCK 16MM2 IPO-CONNECTION WIDTH 12MM BLUE | 6.77
8WH6000-0AM00 | TROUGH-TYPE 35MM2 IPO-CONNECTION WIDTH 16MM GREY BOTH SIDES ARE CLOSED | 30.79
8WH6000-0AM01 | N-TERMINAL BLOCK 35MM2 IPO-CONNECTION WIDTH 16MM BLUE BOTH SIDES ARE CLOSED | 30.79
8PQ6000-8BA55 | 8PQ6000-8BA55 | 144.03
8PQ6000-8BA56 | 8PQ6000-8BA56 | 115.21
8PQ6000-8BA57 | 8PQ6000-8BA57 | 135.67
8PQ6000-8BA58 | 8PQ6000-8BA58 | 193.25
8PQ6000-8BA60 | 8PQ6000-8BA60 | 156.1
A5E03118594 | 7ML56300AX000HA0,X=REINFORCED FURTHER DETAILS CAN BE FOUND ON THE CORRESPONDING BUDGETARY QUOTE P | 1990.07
A5E03120231 | 7ML56300CXY00FA0, X=REINFORC,Y= FURTHER DETAILS CAN BE FOUND ON THE CORRESPONDING BUDGETARY QUOTE | 1996.72
A5E03121244 | 7ML56300AX000FA0,X=REINFORCED FURTHER DETAILS CAN BE FOUND ON THE CORRESPONDING BUDGETARY QUOTE P | 1470.29
A5E03121245 | 7ML56300AX000GA0,X=REINFORCED FURTHER DETAILS CAN BE FOUND ON THE CORRESPONDING BUDGETARY QUOTE P | 1438.38
A5E02360694 | KIT, PTFE EMITTER FOR LR260/LR460, NO-PRESSURE | 196.75
8PQ6000-8BA01 | 8PQ6000-8BA01 | 57.71
8PQ6000-8BA02 | 8PQ6000-8BA02 | 77.01
8PQ6000-8BA03 | 8PQ6000-8BA03 | 57.71
8PQ6000-8BA04 | 8PQ6000-8BA04 | 59.2
8PQ6000-8BA18 | 8PQ6000-8BA18 | 257.36
8PQ6000-8BA20 | 8PQ6000-8BA20 | 257.36
8PQ6000-8BA21 | 8PQ6000-8BA21 | 322.4
8PQ6000-8BA22 | 8PQ6000-8BA22 | 322.4
8PQ6000-8BA37 | 8PQ6000-8BA37 | 115.21
8PQ6000-8BA38 | 8PQ6000-8BA38 | 115.21
8PQ6000-8BA40 | 8PQ6000-8BA40 | 135.67
8PQ6000-8BA41 | 8PQ6000-8BA41 | 135.67
8GK1132-6KA22 | ALPHA 400 DIN WALL-MOUNTING DISTRIBUTION BOARD EMPTY CUBICLE, RAL 9016, IP43 H=1250 W=550 D=210 | 661.01
8GK1132-6KA32 | ALPHA 400 DIN WALL-MOUNTING DISTRIBUTION BOARD EMPTY CUBICLE, RAL 9016, IP43 H=1250 W=800 D=210 | 919.17
8GK1132-6KA42 | ALPHA 400 DIN WALL-MOUNTING DISTRIBUTION BOARD EMPTY CUBICLE, RAL 9016, IP43 H=1250 W=1050 D=210 | 1094.98
8PQ2015-6BA26 | 8PQ2015-6BA26 | 68.2
8PQ2015-6BA27 | 8PQ2015-6BA27 | 68.2
8PQ2015-6BA28 | 8PQ2015-6BA28 | 68.2
8PQ2015-6BA30 | 8PQ2015-6BA30 | 68.2
8PQ2015-6BA31 | 8PQ2015-6BA31 | 100.35
8PQ2020-6BA40 | 8PQ2020-6BA40 | 90.89
8PQ2020-6BA41 | 8PQ2020-6BA41 | 90.89
8PQ2020-6BA42 | 8PQ2020-6BA42 | 131.02
8PQ2020-6BA43 | 8PQ2020-6BA43 | 131.02
8PQ2025-8BA12 | 8PQ2025-8BA12 | 153.32
8PQ2025-8BA13 | 8PQ2025-8BA13 | 153.32
8PQ2025-8BA14 | 8PQ2025-8BA14 | 153.32
8PQ2025-8BA15 | 8PQ2025-8BA15 | 221.14
8PQ2035-8BA18 | 8PQ2035-8BA18 | 118.93
8PQ2035-8BA20 | 8PQ2035-8BA20 | 118.93
8PQ2040-6BA26 | 8PQ2040-6BA26 | 102.23
8PQ2040-8BA23 | 8PQ2040-8BA23 | 135.67
8WH9006-1SA00 | DECKEL FUER REIHENKLEMME16 MM2 FOR IPO-CONNECTION WIDTH 2MM GREY | 0.97
8UD1841-2CF05 | HANDLE WITH HOUSING EM EMERGENCY WITH ILLUMINATION SIZE 100X100, FOR SHAFT 8X8, TEST - 0 - I C | 140.03
8UD1851-3AD01 | HANDLE WITH HOUSING STD STANDARD SIZE 100X100, FOR SHAFT 10X10, 0 - I COMPLETE UNIT HANDLE SIZ | 86.06
8UD1851-3AD05 | HANDLE WITH HOUSING EM EMERGENCY SIZE 100X100, FOR SHAFT 10X10, 0 - I COMPLETE UNIT HANDLE SIZ | 86.06
8UD1851-3AF01 | HANDLE WITH HOUSING STD STANDARD SIZE 100X100, FOR SHAFT 10X10, TEST - 0 - I COMPLETE UNIT HAN | 101.92
8UD1900-3GA00 | COUPLING TOLERANCE COMPENSATION SIZE 10X10 | 76.38
8UD1900-3HA00 | DOOR COUPLING SIZE 10X10 | 70.55
8UD1900-4GA00 | COUPLING TOLERANCE COMPENSATION SIZE 12X12 | 89.51
8UD1900-4HA00 | DOOR COUPLING SIZE 12X12 | 80.37
8US1661-5FK02 | BUSBAR ADAPTER 63 A WITH ONE MOUNTING RAIL | 53.89
8US1921-1BA02 | SPRING TERMINAL PLATE WITH COVER 16 MM2 | 34.29
8US1921-1CB02 | TERMINAL PLATE WITH COVER 50 MM2 | 46.35
8US1921-1CC02 | TERMINAL PLATE WITH COVER 150 MM2 | 81.62
8US1921-1CD02 | TERMINAL PLATE 120 MM2 | 98.75
8UD1151-3AF21 | DOOR MOUNTED ROTARY OPERATOR, STANDARD WITH TOLERANCE COMPENSATION SIZE 100X100, SHAFT 10X10, 30 | 102.8
8UD1151-3AF25 | DOOR MOUNTED ROTARY OPERATOR, EMERGENCY WITH TOLERANCE COMPENSATION SIZE 100X100, SHAFT 10X10, 3 | 102.8
8UD1161-4AF21 | DOOR MOUNTED ROTARY OPERATOR, STANDARD WITH TOLERANCE COMPENSATION SIZE 100X100, SHAFT 12X12, 30 | 154.21
8UD1161-4AF25 | DOOR MOUNTED ROTARY OPERATOR, EMERGENCY WITH TOLERANCE COMPENSATION SIZE 100X100, SHAFT 12X12, 3 | 154.21
A5E02796139 | WW100 AC G-MOTOR WOR CAF28- LA71ZMP4 | 4485.44
A5E02956421 | 7ML5423XXXXX3CGX,HART SU<(><<)>3.6MA,M20 LR200 ENCLOSURE WITH BOARD STACK, LUI DISPLAY, 5.8 GHZ, | 2318.42
A5E02956422 | 7ML5423XXXXX3CHX,HART SU<3.6MA,M20 LR200 ENCLOSURE WITH BOARD STACK, LUI DISPLAY, 5.8 GHZ, LR200 | 2547.08
8PQ6000-8BA46 | 8PQ6000-8BA46 | 135.67
8PQ6000-8BA47 | 8PQ6000-8BA47 | 135.67
8PQ6000-8BA48 | 8PQ6000-8BA48 | 135.67
8PQ6000-8BA50 | 8PQ6000-8BA50 | 156.1
8PQ6000-8BA65 | 8PQ6000-8BA65 | 193.25
8PQ6000-8BA66 | 8PQ6000-8BA66 | 156.1
A5E02246486 | LOADCELL,MSI,100LB,316 COVER,TBSP | 3393.5
8PQ6000-7BA03 | SIVACON S4 3WL VBB CONNECTION SENTRON 3WL, SIZE I, 2000A | 570.49
8PQ6000-7BA04 | SIVACON S4 3WL VBB CONNECTION SENTRON 3WL, SIZE I, 2000A | 627.15
8PQ6000-7BA05 | SIVACON S4 3WL VBB CONNECTION SENTRON 3WL, SIZE I, 2000A | 533.32
8PQ6000-7BA06 | SIVACON S4 3WL VBB CONNECTION SENTRON 3WL, SIZE I, 2000A | 537.03
8PQ6000-8BA10 | 8PQ6000-8BA10 | 103.14
A5E02798953 | WW100 AC G-MOTOR WOR CAF28-LA71ZMP4 | 4485.44
A5E02798968 | WW100 AC G-M FOOD WOR CAF28-LA71ZMP4 | 6023.63
A5E02956419 | 7ML5423XXXXX3CAX,HART <3.6MA,M20 LR200 ENCLOSURE WITH BOARD STACK, LUI DISPLAY, 5.8 GHZ, M20 CAB | 2547.08
A5E02455488 | MWL OUTPUT SHAFT LH | 103.32
8WH6000-0CM07 | PE-TERMINAL BLOCK35MM2 IPO-CONNECTION WIDTH 16MM YELLOW-GREEN BOTH SIDES ARE CLOSED | 44.93
8PQ6000-8BA45 | 8PQ6000-8BA45 | 135.67
8PQ6000-8BA51 | 8PQ6000-8BA51 | 156.1
8PQ6000-8BA53 | 8PQ6000-8BA53 | 156.1
8PQ6000-8BA61 | 8PQ6000-8BA61 | 135.67
8PQ6000-8BA63 | 8PQ6000-8BA63 | 156.1
A5E03121246 | 7ML56300CX000FC0,X=REINFORCED FURTHER DETAILS CAN BE FOUND ON THE CORRESPONDING BUDGETARY QUOTE P | 1508.85
A5E03121248 | 7ML56300CX000HC0,X=REINFORCED FURTHER DETAILS CAN BE FOUND ON THE CORRESPONDING BUDGETARY QUOTE P | 1437.05
A5E34827189 | TERMINAL BLOCKS FOR MAG 3100/5100W/1100 TERMINAL BOX, 2 PCS. | 32.66
A5E35525363 | REPLACEMENT ELECTRONICS MODULE (125 HZ) (19 ... 230 V AC, 19 ... 55 V DC, TWO RELAY OUTPUT (DPDT | 465.28
A5E35637821 | LG250 ELECTRONICS MODULE 7ML58811AE380FB1 FURTHER DETAILS CAN BE FOUND ON THE CORRESPONDING BUDG | 1090.08
A5E02057089 | KIT,LR460,LID WITH WINDOW, O-RING | 167.5
8PQ6000-5BA23 | SIVACON S4 KIT SENTRON 3WL SWITCH 3WL SIZE 3 3- OR 4-POLE WITHDRAWABLE HEIGHT 550MM WIDTH 1000 | 260.15
8PQ6000-5BA34 | SIVACON S4 KIT HOLDER AND DRAWINGS FOR COPPER CONNECTION TO MBB SENTRON 3WL1350 FIXED MOUNTED OR | 1570.21
8PQ6000-5BA84 | SIVACON S4 KIT HOLDER AND DRAWINGS FOR SWITCHGEAR CONNECTION TO CABLE SENTRON 3WL1340 FIXED MOUN | 731.2
8PQ6000-5BA86 | SIVACON S4 KIT HOLDER AND DRAWINGS FOR SWITCHGEAR CONNECTION TO CABLE SENTRON 3WL1363 WITHDRAWAB | 1908.67
8PQ6000-6BA76 | SIVACON S4 FIXED, WITHDRAWABLE 3/4 POLE | 375.4
8PQ6000-7BA07 | SIVACON S4 3WL VBB CONNECTION SENTRON 3WL, SIZE I, 2000A | 570.49
8PQ6000-7BA28 | SIVACON S4 3WL ISOLATION FOR 3WL WITHDRAWABLE | 56.22
8PQ6000-8BA05 | 8PQ6000-8BA05 | 77.01
8PQ6000-8BA07 | 8PQ6000-8BA07 | 103.14
8PQ6000-8BA15 | 8PQ6000-8BA15 | 257.36
8PQ6000-8BA17 | 8PQ6000-8BA17 | 257.36
8PQ6000-8BA23 | 8PQ6000-8BA23 | 77.01
8PQ6000-8BA25 | 8PQ6000-8BA25 | 96.64
8PQ6000-8BA27 | 8PQ6000-8BA27 | 128.23
8PQ6000-8BA33 | 8PQ6000-8BA33 | 101.29
8PQ6000-8BA35 | 8PQ6000-8BA35 | 101.29
8PQ6000-8BA43 | 8PQ6000-8BA43 | 135.67
A5E34320773 | BW500/L MOTHERBOARD, AC | 2479.47
A5E34409029 | SPARE PART VALVE FIP FOR SIPART PS2 6DR5* -Z F01 | 679.24
A5E34699664 | LVDT CARD SPARE | 298.45
A5E35778738 | SPARE LID WITH HMI, MULTIRANGER 200 HMI/ HYDRORANGER 200 HMI, WALL | 209.6
A5E32462817 | KIT,LR250,ENCAP,2" 150LB RF, FEA,LENS | 320.37
A5E32462820 | KIT,LR250,ENCAP,4" 150LB RF, FEA,LENS | 802.95
A5E32462822 | KIT,LR250,ENCAP,50A JIS10K RF, FEA,LENS | 1043.55
A5E32462827 | KIT,LR250,ENCAP,DN80PN16 B1 RF,FEA,LENS | 684.62
A5E32462829 | KIT,LR250,ENCAP,DN150PN16 B1 RF,FEA,LENS | 1952.85
A5E32462855 | LR250 - 7ML5432 - ENCLOSURE WITH BOARD STACK,NPT CABLE INLET, APPROVAL OPTION B, WITH PROFIBUS | 3403.21
A5E32462857 | LR250 - 7ML5432 - ENCLOSURE WITH BOARD STACK,NPT CABLE INLET, APPROVAL OPTION D, WITH PROFIBUS | 3093.46
A5E32462866 | LR250 - 7ML5432 - ENCLOSURE WITH BOARD STACK,NPT CABLE INLET, APPROVAL OPTION A, WITH HART- COM | 2852.84
A5E32572745 | KIT, 3 INCH ISO 2852,HEA TFM1600 PTFE LENS, AND SILICONE SECONDARY O-RING | 797.63
A5E32572782 | KIT, DN100,DIN 11864-1,HEA TFM1600 PTFE LENS, AND SILICONE SECONDARY O-RING | 970.44
A5E32572790 | KIT, DN80 DIN 11864-2/3,HEA TFM1600 PTFE LENS, AND SILICONE SECONDARY O-RING | 1164.54
A5E32964662 | SUNSHIELD, ULTRASONICS | 50.81
A5E03441097 | 7ML5431XXX200XBX,HART SU<(><<)>3.6MA,NPT LR250 ENCLOSURE WITH BOARD STACK FOR HORN ANTENNA VERSI | 3631.85
A5E34699647 | LID WITH OVERLAY AND KEYPAD FOR BW500/L | 446.25
A5E35817107 | LVL200, NAMUR SPARE PART MODULE | 651.4
A5E32462831 | LR250 - 7ML5432 - ENCLOSURE WITH BOARD STACK,M20 CABLE INLET, APPROVAL OPTION F, WITH HART- COM | 3167.9
A5E32462832 | LR250 - 7ML5432 - ENCLOSURE WITH BOARD STACK,M20 CABLE INLET, APPROVAL OPTION G, WITH HART- COM | 3167.9
A5E32462833 | LR250 - 7ML5432 - ENCLOSURE WITH BOARD STACK,NPT CABLE INLET, APPROVAL OPTION H, WITH HART- COM | 3167.9
A5E32462853 | LR250 - 7ML5432 - ENCLOSURE WITH BOARD STACK,M20 CABLE INLET, APPROVAL OPTION A, WITH PROFIBUS | 3093.46
A5E32462867 | LR250 - 7ML5432 - ENCLOSURE WITH BOARD STACK,NPT CABLE INLET, APPROVAL OPTION B, WITH HART- COM | 3167.9
A5E32462868 | LR250 - 7ML5432 - ENCLOSURE WITH BOARD STACK,M20 CABLE INLET, APPROVAL OPTION C, WITH HART- COM | 3167.9
A5E32462869 | LR250 - 7ML5432 - ENCLOSURE WITH BOARD STACK,NPT CABLE INLET, APPROVAL OPTION D, WITH HART- COM | 2852.84
A5E32572791 | KIT,DN100 DIN 11864-2/3,HEA TFM1600 PTFE LENS, AND SILICONE SECONDARY O-RING | 1208.41
A5E32572794 | KIT,TUCHENHAGEN,TYPE F,HEA TFM1600 PTFE LENS, AND SILICONE SECONDARY O-RING | 1024.95
A5E32572795 | KIT,TUCHENHAGEN,TYPE N,HEA TFM1600 PTFE LENS, AND SILICONE SECONDARY O-RING | 1078.12
A5E36281317 | MANUAL, HYDRORANGER HMI, ENGLISH | 87.11
S79220-B6372-P | PROCESS HISTORIAN 2014 SP1 UPDATE FROM VERSION 2014 TO 2014 SP1, DATA MEDIUM WITHOUT LICENSE, UT | 56.87
JJY:023434020001 | FA. HEINE BREAKING RESISTOR FOR POWERMODULE PM240-2 FSE P_MAX=55KW/12S/5% ED R=10 OHM P_DAUER=27 | 1129.8
JJY:023434020002 | FA. HEINE BREAKING RESISTOR FOR POWERMODULE PM240-2 FSE P_MAX=55KW/12S/5% ED R=21 OHM P_DAUER=27 | 1385.89
PBD:20377-111 | 40 TPH,MILD STEEL FLOWGUIDE,2 INCH ASME | 892.49
PBD:20377-114 | 40 TPH, 304 (1.4301) STAINLESS STEEL FLOWGUIDE 2 INCH ASME | 1262.7
PBD:20377-115 | 40 TPH, 316 (1.4401) STAINLESS STEEL FLOWGUIDE 2 INCH ASME | 1487.97
PBD:20377-324 | 40 TPH, 304 (1.4301) STAINLESS STEEL FLOWGUIDE 6 INCH DIN | 2426.38
PBD:20377-412 | 40 TPH, MILD STEEL-EPOXY FLOWGUIDE 8 INCH ASME | 1487.97
PBD:20377-414 | 40 TPH, 304 (1.4301) STAINLESS STEEL FLOWGUIDE 8 INCH ASME | 2304.42
PBD:20377-415 | 40 TPH, 316 (1.4401) STAINLESS STEEL FLOWGUIDE 8 INCH ASME | 3092.17
PBD:20377-421 | 40 TPH,MILD STEEL FLOWGUIDE,8 INCH DIN | 1153.64
PBD:20388-411 | 300 TPH,MILD STEEL FLOWGUIDE, 12 INCH ASME | 1525.28
PBD:20388-414 | 300 TPH, 304 (1.4301) STAINLESS STEEL FLOWGUIDE 12 INCH ASME | 4280.25
PBD:20388-421 | 300 TBH,MILD STEEL FLOWGUIDE,12 INCH DIN | 1525.28
PBD:20388-424 | 300 TPH, 304 (1.4301) STAINLESS STEEL FLOWGUIDE 12 INCH DIN | 4280.25
PBD:20458-10 | 300 TPH, MILD STEEL FLOWGUIDE 6 X 20 INCH | 2132.22
PBD:24250393 | J-BOX CAUTION TAG,LOCKOUT | 1.43
PBD:25851-A0H53 | LOAD CELL,MSI, 50LB,SS, F,316 COVER | 3030.47
PBD:25851-A0T50 | LOAD CELL, 50 LB, STAINLESS STEEL, HIGH TEMP UP TO 175 C (347 F) | 3961.71
PBD:25851-A0TA | LOAD CELL, 50 LB, STAINLESS STEEL, HIGH TEMP UP TO 175 C (347 F) & 15M (49.2 FT) CABLE LENGTH | 4192.72
PBD:25851-A0TH | LOAD CELL, 50 LB, STAINLESS STEEL, HIGH TEMP UP TO 175 C (347 F) AND 316 (1.4401) COVER | 4192.72
PBD:25851-A1A08 | LOAD CELL, 100 LB, STAINLESS STEEL, WITH 15M (49.2 FT) CABLE LENGTH | 3730.7
PBD:25851-A2TH | LOAD CELL, 250 LB, STAINLESS STEEL, HIGH TEMP UP TO 175 C (347 F) AND 316 (1.4401) COVER | 4192.72
PBD:25851-A3A08 | WAEGEZELLE, 250 LB, EDELSTAHL, MIT 15 M (49.2 FT) LANGEM KABEL | 3730.7
PBD:25851-A3AH | LOAD CELL, 500 LB, STAINLESS STEEL, WITH 15M (49.2 FT) CABLE LENGTH & 316 (1.4401) COVER | 4192.72
PBD:25851-A3AHT | LOAD CELL, 500 LB, STAINLESS STEEL, WITH 15M (49.2 FT) CABLE LENGTH & 316 (1.4401) COVER & HIGH | 4660.49
8PQ6000-8BA11 | 8PQ6000-8BA11 | 77.01
8PQ6000-8BA12 | 8PQ6000-8BA12 | 194.19
8PQ6000-8BA13 | 8PQ6000-8BA13 | 194.19
8PQ6000-8BA28 | 8PQ6000-8BA28 | 128.23
8PQ6000-8BA30 | 8PQ6000-8BA30 | 279.68
A5E34320774 | BW500 MOTHERBOARD, DC | 3838.31
A5E34320775 | BW500/L MOTHERBOARD, DC | 2479.47
A5E34320776 | SF500 MOTHERBOARD, AC | 3953.1
A5E34320778 | SF500, MOTHERBOARD, DC | 3953.1
A5E35667901 | NAMUR ISOLATED SWITCH AMP. RELAY OUTPUT SPARE: NAMUR ISOLATED SWITCH AMPLIFIER RELAY OUTPUT KFD | 681.96
A5E35778740 | SPARE LID WITH HMI, MULTIRANGER 200 HMI/ HYDRORANGER 200 HMI, PANEL | 220.49
A5E35778741 | SPARE,MODULE,PROFIBUS DP V1 | 755.82
A5E35801457 | LOAD CELL,MSI,25LB,SS,F FURTHER DETAILS CAN BE FOUND ON THE CORRESPONDING BUDGETARY QUOTE PREVIOU | 2478.04
A5E32337695 | MANUAL FOR SITRANS PROBE LU, HART IN ENGLISH | 49.9
A5E32462823 | KIT,LR250,ENCAP,80A JIS10K RF, FEA,LENS | 483.88
A5E32462824 | KIT,LR250,ENCAP,100A JIS10K RF,FEA,LENS | 1219.04
A5E32462825 | KIT,LR250,ENCAP,150A JIS10K RF,FEA,LENS | 1732.18
A5E32462826 | KIT,LR250,ENCAP,DN50PN16 B1 RF,FEA,LENS | 711.22
A5E32462858 | LR250 - 7ML5432 - ENCLOSURE WITH BOARD STACK,M20 CABLE INLET, APPROVAL OPTION E, WITH PROFIBUS | 3093.46
A5E32572758 | KIT, DN50,DIN 11851,HEA TFM1600 PTFE LENS, AND SILICONE SECONDARY O-RING | 701.91
A5E32572770 | KIT, DN80 DIN 11851,HEA TFM1600 PTFE LENS, AND SILICONE SECONDARY O-RING | 757.75
A5E32572772 | KIT, DN100 DIN 11851,HEA TFM1600 PTFE LENS, AND SILICONE SECONDARY O-RING | 797.63
A5E32572773 | KIT, DN50 DIN 11864-1,HEA TFM1600 PTFE LENS, AND SILICONE SECONDARY O-RING | 757.75
A5E01032851 | ACCESS LEG WF WARNING LABEL | 1.43
JJY:023422620001 | FA. HEINE BREAKING RESISTOR FOR POWERMODULE PM240-2 FSD P_MAX=22KW/12S/5% ED R=25 OHM P_DAUER=11 | 527.24
PBD:61010743 | KIT,4 IDLER CABLE SUSPENSION MAGNUM | 964.24
PMF:ZERTIFIKATE | ZERTIFICATE SITRANS P | 107.45
PBD:00000158 | SIEMENS CANADA - BID_MCGINNIS CEMENT APPROVAL DRAWING 1 | 906.85
PBD:00000159 | SIEMENS CANADA - BID_MCGINNIS CEMENT APPROVAL DRAWING 1 | 906.85
PBD:00000160 | SIEMENS CANADA - BID_MCGINNIS CEMENT APPROVAL DRAWING 1 | 906.85
PBD:20377-214 | 40 TPH, 304 (1.4301) STAINLESS STEEL FLOWGUIDE 4 INCH ASME | 1665.89
PBD:20377-215 | 40 TPH, 316 (1.4401) STAINLESS STEEL FLOWGUIDE 4 INCH ASME | 1848.12
PBD:20377-221 | 40 TPH,MILD STEEL FLOWGUIDE,4 INCH DIN | 1034.54
PBD:20377-224 | 40 TPH, 304 (1.4301) STAINLESS STEEL FLOWGUIDE 4 INCH DIN | 1665.89
PBD:20377-521 | 40 TPH,MILD STEEL FLOWGUIDE,10 INCH DIN | 1307.17
PBD:20377-524 | 40 TPH, 304 (1.4301) STAINLESS STEEL FLOWGUIDE 10 INCH DIN | 3033.34
PBD:20377-525 | 40 TPH, 316 (1.4401) STAINLESS STEEL FLOWGUIDE 10 INCH DIN | 4042.06
PBD:20388-111 | 300 TPH,MILD STEEL FLOWGUIDE,6 INCH ASME | 1046.03
PBD:20395-100 | 40 TPH, MILD STEEL FLOWGUIDE 4 X 10" | 803.53
PBD:20395-300 | 40 TPH, 304 (1.4301) STAINLESS STEEL FLOWGUIDE 4 X 10 INCH | 2772.2
PBD:20401-100 | FG,V40,3"X6",MS,POWDER COAT | 619.88
PBD:20401-400 | FG,V40,3"X6",316SS | 2737.76
PBD:22520-2A0 | A-40 TPH, MILD STEEL FLOWGUIDE 12 INCH | 5825.61
PBD:23311020 | WINDOW,DAMPER,E37,LUCITE | 124.84
PBD:25851-A1TA | LOAD CELL, 100 LB, STAINLESS STEEL, HIGH TEMP UP TO 175 C (347 F) & 15M (49.2 FT) CABLE LENGTH | 4192.72
PBD:25851-A1TH | LOAD CELL, 100 LB, STAINLESS STEEL, HIGH TEMP UP TO 175 C (347 F) & 316 (1.4401) COVER | 4192.72
PBD:25851-A2A08 | LOAD CELL, 250 LB, STAINLESS STEEL, WITH 15M (49.2 FT) CABLE LENGTH | 3730.7
PBD:25851-A2AH | LOAD CELL, 250 LB, STAINLESS STEEL, WITH 15M (49.2 FT) CABLE LENGTH & 316 (1.4401) COVER | 4192.72
PBD:25851-A4A08 | LOAD CELL, 750 LB, STAINLESS STEEL, WITH 15M (49.2 FT) CABLE LENGTH | 3730.7
PBD:25851-A4AHT | LOAD CELL, 750 LB, STAINLESS STEEL, WITH 15M (49.2 FT) CABLE LENGTH & 316 (1.4401) COVER & HIGH | 4660.49
PBD:25851-A4H53 | LOAD CELL,MSI, 750LB,SS, F,316 COVER | 3030.47
PBD:25851-A4T50 | LOAD CELL, 750 LB, STAINLESS STEEL, HIGH TEMP UP TO 175 C (347 F) | 3961.71
PBD:25851-A4TA | LOAD CELL, 750 LB, STAINLESS STEEL, HIGH TEMP UP TO 175 C (347 F) & 15M (49.2 FT) CABLE LENGTH | 4192.72
PBD:25851-A6T50 | LOAD CELL, 1250 LB, STAINLESS STEEL, HIGH TEMP UP TO 175 C (347 F) | 3961.71
PBD:25851-A6TA | LOAD CELL, 1250 LB, STAINLESS STEEL, HIGH TEMP UP TO 175 C (347 F) & 15M (49.2 FT) CABLE LENGTH | 4192.72
PBD:25851-A6TH | LOAD CELL, 1250 LB, STAINLESS STEEL, HIGH TEMP UP TO 175 C (347 F) AND 316 (1.4401) COVER | 4192.72
PBD:25851-A7A08 | LOAD CELL, 1500 LB, STAINLESS STEEL, WITH 15M (49.2 FT) CABLE LENGTH | 3730.7
PBD:25851-B3AH | LOAD CELL, MSI, 500 LB, SS, NTEP, OIML/MID, WITH 15M (49.2 FT) CABLE LENGTH & 316 (1.4401) COVER | 6058.06
PBD:25851-B3H53 | LOAD CELL, MSI, 500 LB, SS, NTEP, OIML/MID, WITH 316 (1.4401) COVER | 4892.95
PBD:25851-B4A08 | LOAD CELL, MSI, 750 LB, SS, NTEP, OIML/MID, WITH 15M (49.2 FT) CABLE LENGTH | 4892.95
PBD:25851-B4AH | LOAD CELL, MSI, 750 LB, SS, NTEP, OIML/MID, WITH 15M (49.2 FT) CABLE LENGTH & 316 (1.4401) COVER | 6058.06
3KC9603-1 | ACCESSORY FOR 3KC3, 3KC6 AUXILIARY SWITCH CONTAINS 3 CHANGEOVERS: 1 CHANGEOVER FOR POS. I, O, II | 63.04
3KC9603-2 | ACCESSORY FOR 3KC3, 3KC6 AUXILIARY SWITCH CONTAINS 3 CHANGEOVERS: 1 CHANGEOVER FOR POS. I, O, II | 63.04
3KC9604-2 | ACCESSORY FOR 3KC3, 3KC6 TERMINAL COVERS 4 POLE FOR 40 to 125A INCLUDES 2 PIECES | 10.62
3KC9808-1 | ACCESSORY FOR 3KC4, 3KC8 PHASE BARRIERS FOR 3 POLE 3KC FOR 250 TO 400A INCLUDES 2 PIECES | 22.9
3KC9808-2 | ACCESSORY FOR 3KC4, 3KC8 PHASE BARRIERS FOR 3 POLE 3KC FOR 630A INCLUDES 2 PIECES | 26.48
3KC9808-6 | ACCESSORY FOR 3KC4, 3KC8 PHASE BARRIERS FOR 4 POLE 3KC FOR 250 TO 400A INCLUDES 3 PIECES | 29.09
3KC9808-7 | ACCESSORY FOR 3KC4, 3KC8 PHASE BARRIERS FOR 4 POLE 3KC FOR 630A INCLUDES 3 PIECES | 32.45
3KC9820-4 | ACCESSORY FOR 3KC8 COVER FRAME FOR DOOR CUT-OUT FOR 250 TO 630A INCLUDES 1 PIECE INCLUDES A SET | 48.34
3KC9820-5 | ACCESSORY FOR 3KC8 COVER FRAME FOR DOOR CUT-OUT FOR 800 TO 3200A INCLUDES 1 PIECE INCLUDES A SET | 69.32
3KC9821-0 | ACCESSORY FOR 3KC8 SEALABLE COVER FOR 250 to 3200A INCLUDES 1 PIECE INCLUDES SEALING RIBBONS | 103.64
3KC9822-1 | ACCESSORY FOR 3KC8 AUX. CONDUCTOR TERMINAL ASSEMBLY KIT FOR BOTTOM SIDE CONNECTION 3 POLES FOR | 179.83
3KC9826-3 | ACCESSORY FOR 3KC4, 3KC8 MOTOR OPERATOR SPARE PART FOR 800 TO 1250A INCLUDES 1 PIECE | 3159.39
3KC9826-4 | ACCESSORY FOR 3KC4, 3KC8 MOTOR OPERATOR SPARE PART FOR 1600A INCLUDES 1 PIECE | 5188.65
3KC9826-5 | ACCESSORY FOR 3KC4, 3KC8 MOTOR OPERATOR SPARE PART FOR 2000 TO 3200A INCLUDES 1 PIECE | 8866.29
3KC9827-1 | ACCESSORY FOR 3KC4, 3KC8 TERMINAL PLATE FOR TOP- AND BOTTOM SIDE FOR 3 POLE 3KC FOR 250 TO 400A | 43.03
3KC9830-5 | ACCESSORY FOR 3KC8 POWER SUPPLY KIT FOR BOTTOM SIDE CONNECTION 4 POLE FOR 1250A INCLUDES 1 PIEC | 277.83
3KC9830-6 | ACCESSORY FOR 3KC8 POWER SUPPLY KIT FOR BOTTOM SIDE CONNECTION 4 POLE FOR 1600A INCLUDES 1 PIEC | 283.47
3KC9830-7 | ACCESSORY FOR 3KC8 POWER SUPPLY KIT FOR BOTTOM SIDE CONNECTION 4 POLE FOR 2000 to 3200A INCLUDE | 310.29
3KC9831-1 | ACCESSORY FOR 3KC8 POWER SUPPLY KIT FOR TOP SIDE CONNECTION 4 POLE FOR 250A INCLUDES 1 PIECE | 144.24
3KC9833-1 | ACCESSORY FOR 3KC8 POWER SUPPLY KIT FOR BOTTOM SIDE CONNECTION 2 POLE FOR 250A FOR 3 POLE 3KC8 | 172.94
3KC9833-2 | ACCESSORY FOR 3KC8 POWER SUPPLY KIT FOR BOTTOM SIDE CONNECTION 2 POLE FOR 400A FOR 3 POLE 3KC8 | 195.42
3KC9833-3 | ACCESSORY FOR 3KC8 POWER SUPPLY KIT FOR BOTTOM SIDE CONNECTION 2 POLE FOR 630A FOR 3 POLE 3KC8 | 214.16
3KC9833-4 | ACCESSORY FOR 3KC8 POWER SUPPLY KIT FOR BOTTOM SIDE CONNECTION 2 POLE FOR 800 to 1000A FOR 3 PO | 274.1
3KC3424-2AA22-0AA3 | REMOTELY OP TRANSFER SWITCHING EQUIP, RTSE, 40A, 4-POLE FRONT OPERATING BASIC UNIT WITH DIRECT O | 780.48
3KC3426-2AA22-0AA3 | REMOTELY OP TRANSFER SWITCHING EQUIP, RTSE, 63A, 4-POLE FRONT OPERATING BASIC UNIT WITH DIRECT O | 805.46
3KC4360-0JA21-0AA3 | REMOTELY OP TRANSFER SWITCHING EQUIP, RTSE, 3200A, 3-POLE FRONT OPERATING BASIC UNIT WITH DIRECT | 17545.26
3KC4438-0CA21-0AA3 | REMOTELY OP TRANSFER SWITCHING EQUIP, RTSE, 250A, 4-POLE FRONT OPERATING BASIC UNIT WITH DIRECT | 1673.35
3KC4442-0DA21-0AA3 | REMOTELY OP TRANSFER SWITCHING EQUIP, RTSE, 400A, 4-POLE FRONT OPERATING BASIC UNIT WITH DIRECT | 2141.64
3KC4446-0EA21-0AA3 | REMOTELY OP TRANSFER SWITCHING EQUIP, RTSE, 630A, 4-POLE FRONT OPERATING BASIC UNIT WITH DIRECT | 3484.08
3KC8338-0CA22-0GA3 | AUTOMATIC TRANSFER SWITCHING EQUIP, ATSE, 250A, 3-POLE FRONT OPERATING BASIC UNIT WITH DIRECT OP | 3146.9
3KC8342-0DA22-0GA3 | AUTOMATIC TRANSFER SWITCHING EQUIP, ATSE, 400A, 3-POLE FRONT OPERATING BASIC UNIT WITH DIRECT OP | 3883.69
3KC8346-0EA22-0GA3 | AUTOMATIC TRANSFER SWITCHING EQUIP, ATSE, 630A, 3-POLE FRONT OPERATING BASIC UNIT WITH DIRECT OP | 5113.73
3KC8348-0FA22-0GA3 | AUTOMATIC TRANSFER SWITCHING EQUIP, ATSE, 800A, 3-POLE FRONT OPERATING BASIC UNIT WITH DIRECT OP | 6306.32
3KC8454-0HA22-0GA3 | AUTOMATIC TRANSFER SWITCHING EQUIP, ATSE, 1600A, 4-POLE FRONT OPERATING BASIC UNIT WITH DIRECT O | 10489.67
3KC8456-0JA22-0GA3 | AUTOMATIC TRANSFER SWITCHING EQUIP, ATSE, 2000A, 4-POLE FRONT OPERATING BASIC UNIT WITH DIRECT O | 13986.24
3KC8458-0JA22-0GA3 | AUTOMATIC TRANSFER SWITCHING EQUIP, ATSE, 2500A, 4-POLE FRONT OPERATING BASIC UNIT WITH DIRECT O | 17420.37
3KC8460-0JA22-0GA3 | AUTOMATIC TRANSFER SWITCHING EQUIP, ATSE, 3200A, 4-POLE FRONT OPERATING BASIC UNIT WITH DIRECT O | 20105.23
3RA2426-8XF32-1AK6 | STAR-DELTA COMB. AC3, 22KW/400V AC110V 50 HZ/120V 60HZ, 3-POLE SZ S0, SCREW TERMINAL ELECTR. AND | 440.53
3RA2444-8XF32-1AC2 | STAR-DELTA CONT. ASSY. AC3:75KW/400V 24 V AC 50/60HZ SIZE S3, SCREW TERMINALS ELEC. AND MECH. IN | 766.34
3RA2444-8XF32-1AG2 | STAR-DELTA CONT. ASSY. AC3:75KW/400V 110 V AC 50/60HZ SIZE S3, SCREW TERMINALS ELEC. AND MECH. I | 766.34
3RA2444-8XF32-1AL2 | STAR-DELTA CONT. ASSY. AC3:75KW/400V 230 V AC 50/60 HZ SIZE S3, SCREW TERMINALS ELEC. AND MECH. | 766.34
3NE4335-3 | SITOR fuse link, with slotted blade contacts, NH2, In: 550 A, aR, Un AC: 750 V, Front indicator | 238.24
3RA1953-3G | CONNECTOR FOR YD STARTER SIZE S6-S6-S3 S3 WITH DC COIL | 239.57
3RA2942-1A | STANDARD MOUNTING RAIL ADAPTER, SIZES3, FOR MECHANICAL FIXING OF CIRCUIT-BREAKER A. CONTACTOR F. | 19.08
3RA2942-1AA00 | STANDARD MOUNTING RAIL ADAPTER SIZE S3 FOR MECHANICAL FIXING OF CIRCUIT-BREAKER A. CONTACTOR F. S | 19.08
3RB3026-1SB0-ZW96 | OVERLOAD RELAY 3...12 A FOR MOTOR PROTECTION SIZE S0, CLASS 10 CONTACTOR ASS. MAIN CIRCUIT: SCRE | 88.62
3RB3036-1UB0-ZW96 | OVERLOAD RELAY 12.5...50 A FOR MOTOR PROTECTION SIZE S2, CLASS 10E FOR MOUNTING ONTO CONTACTORS | 145.6
3RB3036-1UB0-ZX95 | OVERLOAD RELAY 12.5...50 A FOR MOTOR PROTECTION SIZE S2, CLASS 10E FOR MOUNTING ONTO CONTACTORS | 145.6
3RB3036-1WB0-ZW96 | OVERLOAD RELAY 20...80 A FOR MOTOR PROTECTION SIZE S2, CLASS 10E FOR MOUNTING ONTO CONTACTORS MA | 186.75
3RB3036-1WB0-ZX95 | OVERLOAD RELAY 20...80 A FOR MOTOR PROTECTION SIZE S2, CLASS 10E FOR MOUNTING ONTO CONTACTORS MA | 186.75
3RA2338-8XB30-1AP6 | REVERSING COMB., AC3:37KW/400V, AC 220V 50HZ 240V 60 HZ, 3-POLE, SIZE S2 SCREW CONNECTION ELECTR | 464.94
3RH2122-1AB00-ZW96 | CONTACTOR RELAY, 2NO+2NC, AC 24V, 50/60 HZ, SIZE S00, SCREW TERMINAL MULTI-UNIT PACKAGE = 72 PIEC | 30.19
3RH2122-1AB00-ZW97 | CONTACTOR RELAY, 2NO+2NC, AC 24V, 50/60 HZ, SIZE S00, SCREW TERMINAL MULTI-UNIT PACKAGE = 40 PIEC | 30.19
3RH2122-1AB00-ZX95 | CONTACTOR RELAY, 2NO+2NC, AC 24V, 50/60 HZ, SIZE S00, SCREW TERMINAL REUSABLE PACKAGING 144 PIECE | 30.19
3RK1207-3CG00-2AA2 | AS-I SLIMLINE COMPACT ANALOG IP20, ANALOG SLAVE, 4AI-RTD SPRING-LOADED TERMINALS, 22.5MM . . | 408.94
3RT1065-6AP36-3PA0 | CONTACTOR, 132KW/400V/AC-3 AC(40...60HZ)/DC OPERATION UC 220-240V AUXILIARY CONTACTS 2NO+2NC 3-P | 913.51
3RT1065-6NP36-3PA0 | CONTACTOR, 132KW/400V/AC-3 AC(40...60HZ)/DC OPERATION UC 200-277V AUXILIARY CONTACTS 2NO+2NC 3-P | 973.69
3RT1066-6AB36-0UA0 | CONTACTOR, 160KW/400V/AC-3 AC(40...60HZ)/DC OPERATION AC/DC 23 - 26V AUXILIARY CONTACTS 2NO+2NC | 1077.64
3RB3046-1XB0 | OVERLOAD RELAY 32...115 A FOR MOTOR PROTECTION SIZE S3, CLASS 10E F. MOUNTING ONTO CONTACTORS MA | 210.15
3RB3046-1XD0 | OVERLOAD RELAY 32...115 A FOR MOTOR PROTECTION SIZE S3, CLASS 10E F. MOUNTING ONTO CONTACTORS MA | 210.15
3RB3046-1XW1 | OVERLOAD RELAY 32...115 A FOR MOTOR PROTECTION SIZE S3, CLASS 10E STAND-ALONE INSTALLATION MAIN | 210.15
3RB3046-1XX1 | OVERLOAD RELAY 32...115 A FOR MOTOR PROTECTION SIZE S3, CLASS 10E STAND-ALONE INSTALLATION MAIN | 210.15
3RH2911-1GA04-ZW96 | AUX.SWITCH BLOCK,FRONT,4NC, CURR.PATH: 1NC, 1NC, 1NC, 1NC, FOR CONTACTOR RELAYS, SZ S00, SCREW T | 13.16
3RH2911-1GA04-ZW97 | AUX.SWITCH BLOCK,FRONT,4NC, CURR.PATH: 1NC, 1NC, 1NC, 1NC, FOR CONTACTOR RELAYS, SZ S00, SCREW T | 13.16
3RH2911-1GA04-ZW98 | AUX.SWITCH BLOCK,FRONT,4NC, CURR.PATH: 1NC, 1NC, 1NC, 1NC, FOR CONTACTOR RELAYS, SZ S00, SCREW T | 13.16
3RH2911-1GA04-ZX95 | AUX.SWITCH BLOCK,FRONT,4NC, CURR.PATH: 1NC, 1NC, 1NC, 1NC, FOR CONTACTOR RELAYS, SZ S00, SCREW T | 13.16
3RH2911-2HA10-ZW96 | AUX.SWITCH BLOCK,FRONT,1NO, CURR.PATH: 1NO, F. CONT. RELAYS A. MOTOR CONT., 3RT2 SPRING-LOADED T | 6.22
3RH2911-2HA10-ZX95 | AUX.SWITCH BLOCK,FRONT,1NO, CURR.PATH: 1NO, F. CONT. RELAYS A. MOTOR CONT., 3RT2 SPRING-LOADED T | 6.22
3RH2911-2HA11-ZW96 | AUX.SWITCH BLOCK,FRONT,1NO+1NC, CURR.PATH: 1NC, 1NO, F. CONT. RELAYS A. MOTOR CONT., 3RT2 SPRING | 7.84
3RM1930-1AA | ACCESSORIES FOR SIRIUS 3RM1 FUSE MODULE FOR 22.5 MM ADAPTER 8USXX WITHOUT FUSES | 58.62
3RH2131-1AB00-ZX95 | CONTACTOR RELAY, 3NO+1NC, AC 24V, 50/60 HZ, SIZE S00, SCREW TERMINAL REUSABLE PACKAGING 144 PIECE | 30.19
3RH2131-1AU60 | CONTACTOR RELAY, 3NO+1NC, AC 277V 60 HZ, SIZE S00, SCREW TERMINAL | 32.33
3RH2131-1VB40-ZW96 | COUPLING CONTACTOR RELAY, 3NO+1NC, DC 24V, 0.85..1.85*US, W/ INTEGRATED DIODE, SIZE S00, SCREW TE | 40.39
3RH2131-1VB40-ZW97 | COUPLING CONTACTOR RELAY, 3NO+1NC, DC 24V, 0.85..1.85*US, W/ INTEGRATED DIODE, SIZE S00, SCREW TE | 40.39
3RK2200-0CG00-2AA2 | AS-I SLIMLINE COMPACT MODULE IP20, A/B-SLAVE, DIGITAL, 4DI SPRING-LOADED TERMINALS, 17,5MM 4X INP | 163.57
3RK2200-2CE00-2AA2 | AS-I SLIMLINE COMPACT MODULE IP20, A/B-SLAVE, DIGITAL, 4DI SCREW-TYPE TERMINAL, 22,5 MM 4X INPUT | 202.33
3RK2200-2CG00-2AA2 | AS-I SLIMLINE COMPACT MODULE IP20, A/B-SLAVE, DIGITAL, 4DI SCREW-TYPE TERMINAL, 22,5 MM 4X INPUTS | 202.33
3RK2400-2CE00-2AA2 | AS-I SLIMLINE COMPACT MODULE IP20, A/B-SLAVE DIGITAL 4DI/4DQ SCREW-TYPE TERMINAL, 22,5 MM 4X INPU | 265.45
3RK2400-2CG00-2AA2 | AS-I SLIMLINE COMPACT MODULE IP20, A/B-SLAVE DIGITAL 4DI/4DQ SPRING-LOADED TERMINALS, 22.5MM 4X I | 265.45
3RK1908-0AP00-0BP0 | BU for ET 200SP motor starter | 144.09
3RK1908-0AP00-0CP0 | BU for ET 200SP motor starter | 154.68
3RK1908-0AP00-0DP0 | BU for ET 200SP motor starter | 123.74
3RK1908-1AA00-0BP0 | 3DI/LC module (conn. terminals) for ET 200SP motor starter | 82.1
5SV3446-6LA01 | RCCB, 4-pole, type A, short- time delayed, In: 63 A, 100 mA, Un AC: 400 V, with thermal overload | 288.43
5SV3446-8LA | RCCB, 4-pole, type A, selective, In: 63 A, 100 mA, Un AC: 400 V, with thermal overload protection | 270.88
5SV3644-8LA | RCCB, 4-pole, type A, selective, In: 40 A, 300 mA, Un AC: 400 V, with thermal overload protection | 116.4
5SV3646-8LA | RCCB, 4-pole, type A, selective, In: 63 A, 300 mA, Un AC: 400 V, with thermal overload protection | 181.89
3RT1055-6NP36-3PA0 | CONTACTOR, 75KW/400V/AC-3, AC(40...60HZ)/DC OPERATION UC 200...277V AUXIL. CONTACTS 2NO+2NC 3-PO | 525.7
3RT1056-6AP36-3PA0 | CONTACTOR, 90KW/400V/AC-3, AC(40...60HZ)/DC OPERATION UC 220...240V AUXIL. CONTACTS 2NO+2NC 3-PO | 585.31
3RT1056-6NP36-3PA0 | CONTACTOR, 90KW/400V/AC-3, AC(40...60HZ)/DC OPERATION UC 200...277V AUXIL. CONTACTS 2NO+2NC 3-PO | 640.02
3RT1064-6AP36-3PA0 | CONTACTOR, 110KW/400V/AC-3 AC(40...60HZ)/DC OPERATION UC 220-240V AUXILIARY CONTACTS 2NO+2NC 3-P | 650.98
3RT2017-2XF42-0LA2 | 3RT2017-2XF42-0LA2 | 60.74
3RT2018-1AK61-ZW96 | CONTACTOR, AC-3, 7.5KW/400V, 1NO, AC110V 50HZ, 120V 60HZ 3-POLE, SZ S00 SCREW TERMINAL MULTI-UN | 46.21
3RT2023-1BB40-1AA0-ZX95 | CONTACTOR, AC-3, 4KW/400V, 1NO+1NC, DC 24V, 3-POLE, SZ S0 SCREW TERMINAL | 77.86
3RT2023-1BN40 | CONTACTOR, AC-3, 4KW/400V, 1NO+1NC, DC 250V, 3-POLE, SZ S0 SCREW TERMINAL | 66.43
3RT2016-2BA41 | CONTACTOR, AC-3, 4KW/400V, 1NO, DC 12V, 3-POLE, SZ S00 SPRING-LOADED TERMINAL | 35.06
3RT2016-2BA42 | CONTACTOR, AC-3, 4KW/400V, 1NC, DC 12V, 3-POLE, SZ S00 SPRING-LOADED TERMINAL | 35.06
3RT2025-1AB00-1AA0-ZX95 | CONTACTOR, AC-3, 7.5KW/400V, 1NO+1NC, AC 24V 50HZ, 3-POLE, SZ S0 SCREW TERMINAL REUSABLE PACKAGI | 59.25
3RT2025-1AK60-1AA0 | CONTACTOR, AC-3, 7.5KW/400V, 1NO+1NC, AC110V 50HZ, 120V 60HZ 3-POLE, SZ S0 SCREW TERMINAL UPRIG | 53.26
3RT2025-1AK60-ZX95 | CONTACTOR, AC-3, 7.5KW/400V, 1NO+1NC, 110VAC 50HZ, 120V 60HZ 3-POLE, SIZE S0 SCREW TERMINALS REU | 51.02
3RT2025-1AU60 | CONTACTOR, AC-3, 7.5KW/400V, 1NO+1NC, AC 277V 60HZ, 3-POLE, SZ S0 SCREW TERMINAL | 48.49
3RT2015-2AP02-ZW97 | CONTACTOR, AC-3, 3KW/400V, 1NC, AC 230V, 50/60 HZ, 3-POLE, SZ S00 SPRING-LOADED TERMINAL MULTI-U | 27.6
3RT2016-1JB41-ZX95 | COUPL. CONT., AC-3, 4KW/400V, 1NO, 24 V DC, 0.7...1.25*US, W. INTEGRATED DIODE, 3-POLE SIZE S00, | 40.32
3RT2015-1AK62-ZW96 | CONTACTOR, AC-3, 3KW/400V, 1NC, AC110V 50HZ, 120V 60HZ 3-POLE, SZ S00 SCREW TERMINAL MULTI-UNIT | 27.6
3RT2015-1AK62-ZX95 | CONTACTOR, AC-3, 3KW/400V, 1NC, AC110V 50HZ, 120V 60HZ 3-POLE, SZ S00 SCREW TERMINAL REUSABLE PA | 27.6
3RT2517-2AP00-ZW97 | 2NO+2NC CONTACTOR, AC3: 5.5KW AC 230V 50HZ 4-POLE, 2NO+2NC, SZ: S00, SPRING-LOADED TERMINAL MULT | 39.19
3RT2517-2AP00-ZX95 | 2NO+2NC CONTACTOR, AC3: 5.5KW AC 230V 50HZ 4-POLE, 2NO+2NC, SZ: S00, SPRING-LOADED TERMINAL MULT | 39.19
3RT2626-1AC25 | CONTACTOR, AC-6B, 20KVAR/400V, 1NO+2NC, AC 24 V 50/60HZ, 3-POLE, SIZE S0 SCREW TERMINAL | 94.79
3RT2626-1AK65 | CONTACTOR, AC-6B, 20KVAR/400V, 1NO+2NC, AC 110 V 50 HZ 120 V 60 HZ, 3-POLE, SIZE S0 SCREW TERMINA | 94.79
3RT2626-1AP65 | CONTACTOR, AC-6B, 20KVAR/400V, 1NO+2NC, AC 220 V 50 HZ 240 V 60 HZ, 3-POLE, SIZE S0 SCREW TERMINA | 94.79
3RT2038-1AK60-ZW97 | CONTACTOR,AC3:37KW/400V, 1NO+1NC, 110V AC 50/120V 60HZ, 3-POLE, SIZE S2, SCREW TERMINAL MULTI - | 230.43
3RT2326-1AL20-4AA0 | 4NO CONTACTOR, AC3: 15KW AC 230V 50/60HZ 4-POLE, 4NO, SZ: S0, SCREW TERMINAL 1NO+1NC INTEGR. | 80.06
3RT2326-1AM20 | 4NO CONTACTOR, AC1: 40A AC 208V 50/60HZ 4-POLE, 4NO, SZ: S0, SCREW TERMINAL 1NO+1NC INTEGR. | 75.51
3RT2326-1BB40-4AA0 | 4NO CONTACTOR, AC3: 15KW DC 24 V 4-POLE, 4NO, SZ: S0, SCREW TERMINAL 1NO+1NC INTEGR. | 117.53
3RT2035-3AB00-1AA0 | CONTACTOR,AC3:18.5KW/400V, 1NO+1NC, 24V AC 50HZ, 3-POLE, SIZE S2, SPRING-TYPE TERMINAL UPRIGHT M | 115.42
3RT2035-3AK64-3MA0 | CONTACTOR, AC3:18.5KW/400V, WITH VARISTOR 2NO+2NC, 110VAC 50HZ/120V 60HZ, 3-POLE, SIZE S2 SPRING | 112.7
A5E03617087 | 7ML5423XXXXX2CCX,HART SU<3.6MA,NPT LR200 ENCLOSURE WITH BOARD STACK, LUI DISPLAY, 5.8 GHZ, LR200 | 2610.89
A5E03623963 | TERMINATION BOX LOADCELL, SPEED BOARD | 479.25
A5E36563512 | ULTRASONIC HAND PROGRAMMER | 75.31
A5E36653574 | SITRANS LG MOUNTING EYE M8X20 FURTHER DETAILS CAN BE FOUND ON THE CORRESPONDING BUDGETARY QUOTE P | 41.21
JJY:023422620002 | FA. HEINE BREAKING RESISTOR FOR POWERMODULE PM240-2 FSD P_MAX=18,5KW/12S/5% ED R=7,5 OHM P_DAUER | 602.57
JJY:023424020001 | FA. HEINE BREAKING RESISTOR FOR POWERMODULE PM240-2 FSD P_MAX=37KW/12S/5% ED R=15 OHM P_DAUER=18 | 753.21
PBD:51040483 | CERTIFICATE C11 | 373.55
PBD:51041449 | SITRANS LG MOUNTING SPRING | 115.65
PBD:61010082 | KIT,2 IDLER CABLE SUSPN.HEAVY DUTY | 378.82
PBD:20377-121 | 40 TPH,MILD STEEL FLOWGUIDE,2 INCH DIN | 892.49
PBD:20377-211 | 40 TPH,MILD STEEL FLOWGUIDE,4 INCH ASME | 1034.54
PBD:20377-312 | 40 TPH, MILD STEEL-EPOXY FLOWGUIDE 6 INCH ASME | 1307.17
PBD:20377-315 | 40 TPH, 316 (1.4401) STAINLESS STEEL FLOWGUIDE 6 INCH ASME | 2376.17
PBD:20377-512 | 40 TPH, MILD STEEL-EPOXY FLOWGUIDE 10 INCH ASME | 1607.06
PBD:20377-515 | 40 TPH, 316 (1.4401) STAINLESS STEEL FLOWGUIDE 10 INCH ASME | 4042.06
PBD:20388-211 | 300 TPH,MILD STEEL FLOWGUIDE, 8 INCH ASME | 1545.36
PBD:20388-311 | 300 TPH,MILD STEEL FLOWGUIDE, 10 INCH ASME | 1533.89
PBD:20388-611 | 300 TPH,MILD STEEL FLOWGUIDE, 16 INCH ASME | 1950
PBD:20388-614 | 300 TPH, 304 (1.4301) STAINLESS STEEL FLOWGUIDE 16 INCH ASME | 4634.66
PBD:20405-300 | 40 TPH, 304 (1.4301) STAINLESS STEEL FLOWGUIDE 5 X 12 INCH | 3030.47
PBD:20455-20 | 300 TPH, MILD STEEL-EPOXY FLOWGUIDE 5 X 16 INCH | 1106.29
PBD:22519-1A0 | A-300 TPH, MILD STEEL FLOWGUIDE 10 INCH | 5825.61
PBD:22519-3A0 | A-300 TPH, MILD STEEL FLOWGUIDE 20 INCH | 6758.29
PBD:25851-A0AH | LOAD CELL, 50 LB, STAINLESS STEEL, WITH 15M (49.2 FT) CABLE LENGTH & 316 (1.4401) COVER | 4192.72
PBD:25851-A1AH | LOAD CELL, 100 LB, STAINLESS STEEL, WITH 15M (49.2 FT) CABLE LENGTH & 316 (1.4401) COVER | 4192.72
PBD:25851-A1H53 | LOAD CELL,MSI, 100LB,SS, F,316 COVER | 3030.47
PBD:25851-A2H53 | LOAD CELL,MSI, 250LB,SS, F,316 COVER | 3030.47
PBD:25851-A2TA | LOAD CELL, 250 LB, STAINLESS STEEL, HIGH TEMP UP TO 175 C (347 F) & 15M (49.2 FT) CABLE LENGTH | 4192.72
PBD:25851-A3H53 | LOAD CELL,MSI, 500LB,SS, F,316 COVER | 3030.47
PBD:25851-A3TA | LOAD CELL, 500 LB, STAINLESS STEEL, HIGH TEMP UP TO 175 C (347 F) & 15M (49.2 FT) CABLE LENGTH | 4192.72
PBD:25851-A4TH | LOAD CELL, 750 LB, STAINLESS STEEL, HIGH TEMP UP TO 175 C (347 F) AND 316 (1.4401) COVER | 4192.72
PBD:25851-A5AH | LOAD CELL, 1000 LB, STAINLESS STEEL, WITH 15M (49.2 FT) CABLE LENGTH & 316 (1.4401) COVER | 4192.72
PBD:25851-A6AH | LOAD CELL, 1250 LB, STAINLESS STEEL, WITH 15M (49.2 FT) CABLE LENGTH & 316 (1.4401) COVER | 4192.72
PBD:25851-A6H53 | LOAD CELL,MSI, 1250LB,SS, F,316 COVER | 3030.47
PBD:25851-A7AH | LOAD CELL, 1500 LB, STAINLESS STEEL, WITH 15M (49.2 FT) CABLE LENGTH & 316 (1.4401) COVER | 4192.72
PBD:25851-A7H53 | LOAD CELL,MSI, 1500LB,SS, F,316 COVER | 3030.47
PBD:25851-B2A08 | LOAD CELL, MSI, 250 LB, SS, NTEP, OIML/MID, WITH 15M (49.2 FT) CABLE LENGTH | 4892.95
PBD:25851-B2H53 | LOAD CELL, MSI, 250 LB, SS, NTEP, OIML/MID, WITH 316 (1.4401) COVER | 4892.95
PBD:25851-B5A08 | LOAD CELL, MSI, 1000 LB, SS, NTEP, OIML/MID, WITH 15M (49.2 FT) CABLE LENGTH | 4892.95
PBD:25851-B5H53 | LOAD CELL, MSI, 1000 LB, SS, NTEP, OIML/MID, WITH 316 (1.4401) COVER | 4892.95
5TG5900-8KK | CORAL, IRIS, MEGA PRESENCE DETECTOR 2300W 3THEARDS WHITE | 222.62
3KC9618-2 | ACCESSORY FOR 3KC3, 3KC6 BRIDGING BAR FOR LOADSIDE CONNECTION 4 POLE FOR 40 to 125A INCLUDES 1 | 91.8
3RT2035-3AL20-ZW96 | CONTACTOR,AC3:18.5KW/400V, 1NO+1NC, 230V AC 50/60HZ, 3-POLE, SIZE S2, SPRING-TYPE TERMINAL MULTI | 115.21
3RT2035-3AL20-ZW97 | CONTACTOR,AC3:NO/400V, 1NO+1NC, 230V AC 50/60HZ, 3-POLE, SIZE S2, SPRING-TYPE TERMINAL MULTI-UNI | 115.21
3RV2011-1DA25-ZW97 | CIRCUIT-BREAKER SZ S00, FOR MOTOR PROTECTION, CLASS 10, A-RELEASE2.2...3.2A, N-RELEASE 42A, SPRI | 72.17
3RV2011-1DA25-ZX95 | CIRCUIT-BREAKER SZ S00, FOR MOTOR PROTECTION, CLASS 10, A-RELEASE2.2...3.2A, N-RELEASE 42A, SPRI | 74.06
3RU2136-4JB0-ZX95 | OVERLOAD RELAY 54...65 A FOR MOTOR PROTECTION SIZE S2, CLASS 10 FOR MOUNTING ONTO CONTACTORS MAI | 119.64
3RU2926-3AA01-ZX95 | SUPPORT FOR STAND-ALONE INST. FOR 3RU21/3RB30/3RB31/3RR2 SIZE S0, STAND-ALONE INSTALLATION MAIN | 11.52
3RT2035-1AL20-ZW96 | CONTACTOR,AC3:18.5KW/400V, 1NO+1NC, 230V AC 50/60HZ, 3-POLE, SIZE S2, SCREW TERMINAL MULTI-UNIT | 115.21
3RT2035-1AL20-ZW97 | CONTACTOR,AC3:18.5KW/400V, 1NO+1NC, 230V AC 50/60HZ, 3-POLE, SIZE S2, SCREW TERMINAL MULTI - UNI | 115.21
3RU2116-0EC0-ZW97 | OVERLOAD RELAY 0.28...0.40 A FOR MOTOR PROTECTION SZ S00, CLASS 10, F. MOUNTING ONTO CONTACTOR M | 47.66
3RT2025-2BM40-ZX95 | CONTACTOR, AC-3, 7.5KW/400V, 1NO+1NC, DC 220V, 3-POLE, SZ S0 SPRING-LOADED TERMINAL REUSABLE PAC | 91.16
3RT2025-2BP40 | CONTACTOR, AC-3, 7.5KW/400V, 1NO+1NC, DC 230V, 3-POLE, SZ S0 SPRING-LOADED TERMINAL | 85.72
3RT2026-1AK60-ZX95 | CONTACTOR, AC-3, 11KW/400V, 1NO+1NC, 110VAC 50HZ, 120V 60HZ 3-POLE, SIZE S0 SCREW TERMINALS REUS | 68.36
3RT2026-1AK64 | CONTACTOR, AC-3, 11KW/400V, 2NO+2NC, AC 110V 50HZ 120V 60HZ 3-POLE, SZ S0 SCREW TERMINAL REMOVAB | 72.67
3RU2116-0KC0-ZW97 | OVERLOAD RELAY 0.90...1.25 A FOR MOTOR PROTECTION SZ S00, CLASS 10, F. MOUNTING ONTO CONTACTOR M | 47.66
3RU2116-0KC0-ZX95 | OVERLOAD RELAY 0.90...1.25 A FOR MOTOR PROTECTION SZ S00, CLASS 10, F. MOUNTING ONTO CONTACTOR M | 47.66
3RU2116-1AC0-ZW97 | OVERLOAD RELAY 1.1...1.6 A FOR MOTOR PROTECTION SZ S00, CLASS 10, F. MOUNTING ONTO CONTACTOR MAI | 47.66
3RU2116-1AC0-ZX95 | OVERLOAD RELAY 1.1...1.6 A FOR MOTOR PROTECTION SZ S00, CLASS 10, F. MOUNTING ONTO CONTACTOR MAI | 47.66
3RU2116-1JC0-ZW97 | OVERLOAD RELAY 7.0...10 A FOR MOTOR PROTECTION SZ S00, CLASS 10, F. MOUNTING ONTO CONTACTOR MAIN | 47.66
3RU2116-1JC0-ZX95 | OVERLOAD RELAY 7.0...10 A FOR MOTOR PROTECTION SZ S00, CLASS 10, F. MOUNTING ONTO CONTACTOR MAIN | 47.66
3RU2116-4AC0-ZW97 | OVERLOAD RELAY 11...16 A FOR MOTOR PROTECTION SZ S00, CLASS 10, F. MOUNTING ONTO CONTACTOR MAIN | 47.66
3RU2116-4AC0-ZX95 | OVERLOAD RELAY 11...16 A FOR MOTOR PROTECTION SZ S00, CLASS 10, F. MOUNTING ONTO CONTACTOR MAIN | 47.66
3RW4745-6SC44 | Control unit 230 V for 3RW4445 with screw type terminals | 1687.67
3RW4746-6SC44 | Control unit 230 V for 3RW4446 with screw type terminals | 1687.67
3RW4747-6SC44 | Control unit 230 V for 3RW4447 with screw type terminals | 1687.67
3RW4753-6SC44 | Control unit 230 V for 3RW4453 with screw type terminals | 2027.82
3RT2946-1CB00 | RC-ELEMENT, AC 24...48 V,DC 24...70 V, SURGE SUPPRESSOR, FOR MOUNTING ONTO CONTACTORS SIZE S2 AN | 10.84
3RT2946-1CC00 | RC-ELEMENT, AC 48...127 V, SURGE SUPPRESSOR, FOR MOUNTING ONTO CONTACTORS SIZE S2 AND S3 | 13.68
3RT2946-1CD00 | RC-ELEMENT, AC 127...240 V, SURGE SUPPRESSOR, FOR MOUNTING ONTO CONTACTORS SIZE S2 AND S3 | 11.72
3RT2946-1CE00 | RC ELEMENT, AC 240...400 V, SURGE SUPPRESSOR, FOR MOUNTING ONTO CONTACTORS FOR S2 AND S3 | 14.34
3RT2946-1CF00 | RC ELEMENT, AC 400...600 V, SURGE SUPPRESSOR, FOR MOUNTING ONTO CONTACTORS FOR S2 AND S3 | 14.34
3RV2031-4VB15 | CIRCUIT BREAKER, SIZE S2, FOR MOTOR PROTECTION, CLASS 20, A-RELEASE 35...45A, N-RELEASE 650 A, S | 228.21
3RV2031-4WA10-ZW96 | CIRCUIT BREAKER, SIZE S2, FOR MOTOR PROTECTION, CLASS 10, A-RELEASE 42...52A, N-RELEASE 741A, SC | 206.38
3RV2031-4WA10-ZW97 | CIRCUIT BREAKER, SIZE S2, FOR MOTOR PROTECTION, CLASS 10, A-RELEASE 42...52A, N-RELEASE 741A, SC | 206.38
3RV2031-4XB15 | CIRCUIT BREAKER, SIZE S2, FOR MOTOR PROTECTION, CLASS 20, A-RELEASE 49...59A, N-RELEASE 845A, SC | 233.31
3RV2041-4YA15 | CIRCUIT-BREAKER SIZE S3, FOR MOTOR PROTECTION, CLASS 10, A-REL. 75...93A,N-REL. 1300A SCREW TERMI | 252.63
3RV2042-4FA10 | CIRCUIT-BREAKER SIZE S3, FOR MOTOR PROTECTION, CLASS 10, A-REL. 28...40 A, N-RES. 520 A, SCREW TE | 303.16
3RV2042-4FB10 | CIRCUIT-BREAKER SIZE S3, FOR MOTOR PROTECTION, CLASS 20, A-REL. 28...40 A, N-RES. 520 A, SCREW TE | 334.91
3RV2042-4HA10 | CIRCUIT-BREAKER SIZE S3, FOR MOTOR PROTECTION, CLASS 10, A-REL. 36...50A, N-REL. 650A, SCREW TERM | 303.16
3RV2142-4HA10 | CIRCUIT-BREAKER SIZE S3, FOR MOTOR PROTECTION, CLASS 10, WITH OVERLOAD RELAY FUNCTION A-REL. 36.. | 336.08
3RV2142-4JA10 | CIRCUIT-BREAKER SIZE S3, FOR MOTOR PROTECTION, CLASS 10, WITH OVERLOAD RELAY FUNCTION A-REL. 45.. | 354.25
3RV2142-4KA10 | CIRCUIT-BREAKER SIZE S3, FOR MOTOR PROTECTION, CLASS 10, WITH OVERLOAD RELAY FUNCTION A-REL. 57.. | 370.71
3RV2142-4MA10 | CIRCUIT-BREAKER SIZE S3, FOR MOTOR PROTECTION, CLASS 10, WITH OVERLOAD RELAY FUNCTION A-REL. 80.. | 397.94
3RV2142-4RA10 | CIRCUIT-BREAKER SIZE S3, FOR MOTOR PROTECTION, CLASS 10, WITH OVERLOAD RELAY FUNCTION A-REL. 65.. | 385.43
3RV2021-1DA10-ZW97 | CIRCUIT-BREAKER SZ S0, FOR MOTOR PROTECTION, CLASS 10, A-REL.2.2...3.2A, N-REL. 42A SCREW CONNECT | 62.93
3RV2021-1DA10-ZX95 | CIRCUIT-BREAKER SZ S0, FOR MOTOR PROTECTION, CLASS 10, A-REL.2.2...3.2A, N-REL. 42A SCREW CONNECT | 62.93
3RV2021-1FA10-ZW97 | CIRCUIT-BREAKER SZ S0, FOR MOTOR PROTECTION, CLASS 10, A-REL. 3.5...5A, N-REL. 65A SCREW CONNECTI | 62.93
3RV2021-1FA10-ZX95 | CIRCUIT-BREAKER SZ S0, FOR MOTOR PROTECTION, CLASS 10, A-REL. 3.5...5A, N-REL. 65A SCREW CONNECTI | 62.93
3RV2031-4EA10-ZW96 | CIRCUIT BREAKER SIZE S2, FOR MOTOR PROTECTION, CLASS 10, A-RELEASE 22...32A, N-RELEASE 416A, SCR | 156.36
3RV2031-4EA10-ZW97 | CIRCUIT BREAKER SIZE S2, FOR MOTOR PROTECTION, CLASS 10, A-RELEASE 22...32A, N-RELEASE 416A, SCR | 156.36
3RV2031-4EA15-0BA0 | SPECIAL TYPE CIRCUIT BREAKER SIZE S2, FOR MOTOR PROTECTION, CLASS 10, A-RELEASE 22...32A, N-RELE | 178.81
3RV2031-4EA15-ZW96 | CIRCUIT BREAKER, SIZE S2, FOR MOTOR PROTECTION, CLASS 10, A-RELEASE 22...32A, N-RELEASE 416A, SC | 172.81
3SE5114-0CD02-1AC5 | POSITION SWITCH WITH ROLLER PLUNGER 3SE5114, METAL ENCLOSURE 40MM, ACC TO. EN50041 1NO/1NC SNAP- | 87.82
3SE5114-0CH60-1AC5 | POSITION SWITCH WITH TWIST LEVER, ADJUST. LENGTH WITH DRILL HOLE, METAL ENCL. 40MM ACC. TO EN50 | 91.1
3SE5114-1CH60-1AF3 | POSITION SWITCH 3SE5114, WITH TWIST LEVER ADJUST. LENGTH WITH DRILL HOLE, METAL ENCL. 40MM ACC. | 109.93
3SU1000-0HC10-0AA0 | STOP PUSHBUTTON, 22MM, ROUND, PLASTIC, BLACK, RAISED BUTTON, PUSH AND ROTATE RIGHT TO LATCH, | 17.33
3SU1000-0HC20-0AA0-ZY13 | STOP PUSHBUTTON, 22MM, ROUND, PLASTIC, RED, RAISED BUTTON, PUSH AND ROTATE RIGHT TO LATCH, RO | 22.02
3SU1000-0HC20-0AA0-ZY15 | STOP PUSHBUTTON, 22MM, ROUND, PLASTIC, RED, RAISED BUTTON, PUSH AND ROTATE RIGHT TO LATCH, RO | 22.02
3SU1000-0HC20-0AA0-ZY19 | STOP PUSHBUTTON, 22MM, ROUND, PLASTIC, RED, RAISED BUTTON, PUSH AND ROTATE RIGHT TO LATCH, RO | 20.13
3SK2611-3AA00 | SIRIUS, DIAGNOSTIC DISPLAY FOR 3SK2 AND MODULAR SAFETY SYSTEM 3RK3 FOR DISPLAYING DIAGNOSTIC DATA | 404.33
3SF1320-1AB00-1AM8 | LED COVER FOR 3SF13 POSITION SWITCH WITH AS-I WITH INSCRIPTION, WITHOUT AUX. RELEASE, COLOR YELLO | 8.99
3SU1062-2DC10-0AA0-ZY11 | SELECTOR SWITCH, CAN BE ILLUM., 30MM, ROUND, METAL, MATT, BLACK, SHORT SELECTOR SWITCH, FRONT R | 35.44
3SU1062-2DC10-0AA0-ZY12 | SELECTOR SWITCH, CAN BE ILLUM., 30MM, ROUND, METAL, MATT, BLACK, SHORT SELECTOR SWITCH, FRONT R | 35.44
3KC9621-2 | ACCESSORY FOR 3KC3, 3KC6 SEALING RIBBON FOR 40 to 630A INCLUDES 10 PIECES | 28.07
3KC9624-1 | ACCESSORY FOR 3KC3, 3KC6 AUTOTRANSFORMER 400V TO 230V 400VA FOR 40 TO 160A INCLUDES 1 PIECE | 577.58
3KC9804-1 | ACCESSORY FOR 3KC4, 3KC8 TERMINAL COVERS 1 POLE FOR 250 to 400A INCLUDES 3 PIECES | 22.9
3KC9804-3 | ACCESSORY FOR 3KC4, 3KC8 TERMINAL COVERS 1 POLE FOR 630A INCLUDES 3 PIECES | 36.94
3KC9811-1 | ACCESSORY FOR 3KC4, 3KC8 COPPER BAR CONNECTION KIT BOLT SET PART B, 45 MM FOR 2000 to 3200A INC | 29.92
3KC9811-3 | ACCESSORY FOR 3KC4, 3KC8 COPPER BAR CONNECTION KIT T_PIECE PART C FOR 2000 to 3200A INCLUDES 1 | 417.06
3KC9818-5 | ACCESSORY FOR 3KC4, 3KC8 BRIDGING BAR FOR LOADSIDE CONNECTION 1 POLE FOR 800 to 1000A INCLUDES | 110.51
3KC9818-7 | ACCESSORY FOR 3KC4, 3KC8 BRIDGING BAR FOR LOADSIDE CONNECTION 1 POLE FOR 1600A INCLUDES 1 PIECE | 229.16
3KC9820-3 | ACCESSORY FOR 3KC4, 3KC8 MOUNTING SPACER FOR 250 TO 630A INCLUDES 2 PIECES | 46.61
3KC9822-2 | ACCESSORY FOR 3KC8 AUX. CONDUCTOR TERMINAL ASSEMBLY KIT FOR BOTTOM SIDE CONNECTION 3 POLES FOR | 203.54
3KC9822-4 | ACCESSORY FOR 3KC8 AUX. CONDUCTOR TERMINAL ASSEMBLY KIT FOR BOTTOM SIDE CONNECTION 3 POLES FOR | 281.59
3KC9826-0 | ACCESSORY FOR 3KC8 ELECTRONIC MODUL SPARE PART FOR 250 TO 3200A INCLUDES 1 PIECE | 2609.92
3KC9826-2 | ACCESSORY FOR 3KC4, 3KC8 MOTOR OPERATOR SPARE PART FOR 630A INCLUDES 1 PIECE | 2391.37
3KC9827-2 | ACCESSORY FOR 3KC4, 3KC8 TERMINAL PLATE FOR TOP- AND BOTTOM SIDE FOR 3 POLE 3KC FOR 630A INCLUD | 69.32
3KC9827-4 | ACCESSORY FOR 3KC4, 3KC8 TERMINAL PLATE FOR TOP- AND BOTTOM SIDE FOR 3 POLE 3KC FOR 1600A INCLU | 111.78
3KC9828-1 | ACCESSORY FOR 3KC4, 3KC8 TERMINAL PLATE FOR TOP- AND BOTTOM SIDE FOR 4 POLE 3KC FOR 250 TO 400A | 46.61
3KC9830-1 | ACCESSORY FOR 3KC8 POWER SUPPLY KIT FOR BOTTOM SIDE CONNECTION 4 POLE FOR 250A INCLUDES 1 PIECE | 172.94
3KC9830-3 | ACCESSORY FOR 3KC8 POWER SUPPLY KIT FOR BOTTOM SIDE CONNECTION 4 POLE FOR 630A INCLUDES 1 PIECE | 214.16
3KC9831-3 | ACCESSORY FOR 3KC8 POWER SUPPLY KIT FOR TOP SIDE CONNECTION 4 POLE FOR 630A INCLUDES 1 PIECE | 177.33
3KC9831-5 | ACCESSORY FOR 3KC8 POWER SUPPLY KIT FOR TOP SIDE CONNECTION 4 POLE FOR 1250A INCLUDES 1 PIECE | 230.38
3KC9832-5 | ACCESSORY FOR 3KC8 AUX. CONDUCTOR TERMINAL ASSEMBLY KIT FOR TOP SIDE CONNECTION 3 POLES FOR 125 | 287.23
3KC9832-7 | ACCESSORY FOR 3KC8 AUX. CONDUCTOR TERMINAL ASSEMBLY KIT FOR TOP SIDE CONNECTION 3 POLES FOR 200 | 310.94
3KC9833-5 | ACCESSORY FOR 3KC8 POWER SUPPLY KIT FOR BOTTOM SIDE CONNECTION 2 POLE FOR 1250A FOR 3 POLE 3KC8 | 277.83
3KC9833-7 | ACCESSORY FOR 3KC8 POWER SUPPLY KIT FOR BOTTOM SIDE CONNECTION 2 POLE FOR 2000 to 3200A FOR 3 P | 310.29
3KC9834-7 | ACCESSORY FOR 3KC8 POWER SUPPLY KIT FOR TOP SIDE CONNECTION 2 POLE FOR 2000 TO 3200A FOR 3 POLE | 257.85
3KC3430-2AA22-0AA3 | REMOTELY OP TRANSFER SWITCHING EQUIP, RTSE, 100A, 4-POLE FRONT OPERATING BASIC UNIT WITH DIRECT | 942.83
3KC3434-2AA22-0AA3 | REMOTELY OP TRANSFER SWITCHING EQUIP, RTSE, 160A, 4-POLE FRONT OPERATING BASIC UNIT WITH DIRECT | 1236.28
3KC4354-0HA21-0AA3 | REMOTELY OP TRANSFER SWITCHING EQUIP, RTSE, 1600A, 3-POLE FRONT OPERATING BASIC UNIT WITH DIRECT | 8304.35
3KC4358-0JA21-0AA3 | REMOTELY OP TRANSFER SWITCHING EQUIP, RTSE, 2500A, 3-POLE FRONT OPERATING BASIC UNIT WITH DIRECT | 15047.7
3KC4448-0FA21-0AA3 | REMOTELY OP TRANSFER SWITCHING EQUIP, RTSE, 800A, 4-POLE FRONT OPERATING BASIC UNIT WITH DIRECT | 4682.91
3KC4452-0GA21-0AA3 | REMOTELY OP TRANSFER SWITCHING EQUIP, RTSE, 1250A, 4-POLE FRONT OPERATING BASIC UNIT WITH DIRECT | 7242.88
3KC6428-2TA20-0TA3 | AUTOMATIC TRANSFER SWITCHING EQUIP, ATSE, 80A, 4-POLE FRONT OPERATING BASIC UNIT WITH DIRECT OPE | 1011.53
3KC6432-2TA20-0TA3 | AUTOMATIC TRANSFER SWITCHING EQUIP, ATSE, 125A, 4-POLE FRONT OPERATING BASIC UNIT WITH DIRECT OP | 1230.04
3KC8352-0GA22-0GA3 | AUTOMATIC TRANSFER SWITCHING EQUIP, ATSE, 1250A, 3-POLE FRONT OPERATING BASIC UNIT WITH DIRECT O | 7929.7
3KC8356-0JA22-0GA3 | AUTOMATIC TRANSFER SWITCHING EQUIP, ATSE, 2000A, 3-POLE FRONT OPERATING BASIC UNIT WITH DIRECT O | 12924.81
3KC8446-0EA22-0GA3 | AUTOMATIC TRANSFER SWITCHING EQUIP, ATSE, 630A, 4-POLE FRONT OPERATING BASIC UNIT WITH DIRECT OP | 5357.24
3KC8450-0FA22-0GA3 | AUTOMATIC TRANSFER SWITCHING EQUIP, ATSE, 1000A, 4-POLE FRONT OPERATING BASIC UNIT WITH DIRECT O | 7492.62
3RK1308-0AC00-0CP0 | D-O-L starter for ET 200SP Direct-on-line-starter Expandable Setting range 0.9...3A AC-3, 1.1 kW | 338.41
3RK1308-0BB00-0CP0 | RS for ET 200SP Reversing starter Expandable Setting range 0.3...1A AC-3, 0.25 kW / 400 V Hybri | 432.28
3RA2347-8XB30-1AG2 | REV. CON. ASS., AC3:55KW/400V, 110VAC 50/60HZ, 3-POLE, SIZE S2 SCREW TERMINALS ELEC. AND MECH. I | 726.61
3RA2444-8XF32-1AP0 | STAR-DELTA CONT. ASSY. AC3:75KW/400V 230 V AC 50/60 HZ SIZE S3, SCREW TERMINALS ELEC. AND MECH. | 766.34
3RA2445-8XF32-1AG2 | STAR-DELTA CONT. ASSY. AC3:75KW/400V 110 V AC 50/60HZ SIZE S3, SCREW TERMINALS ELEC. AND MECH. I | 800.43
3NE4331-3 | SITOR fuse link, with slotted blade contacts, NH2, In: 350 A, gR, Un AC: 750 V, Front indicator | 212.15
3NE4333-3 | SITOR fuse link, with slotted blade contacts, NH2, In: 450 A, aR, Un AC: 750 V, Front indicator | 225.19
3RA2942-2G | MECHANICAL LINKS REVERSING, CONTACTOR DISTANCE 10 MM CONSISTS OF 2 MECANICAL LINKS FOR 1 COMBINAT | 2.11
3RA2943-2AA1 | WIRING KIT (ELECTR.A.MECHANIC.) FOR REVERSING STARTER, SIZE S3 | 48.57
3RA2943-3FA00 | WIRING MODULE FOR CONTACTOR COMBINAT. S3...S3 W. 10 MM DISTANCE BETWEEN THE CONTACTORS | 22.48
3RB3016-1PB0-ZW96 | OVERLOAD RELAY 1...4 A FOR MOTOR PROTECTION SIZE S00, CLASS 10 CONTACTOR ASS. MAIN CIRCUIT: SCRE | 77.23
3RA2323-8XB30-1BB4 | REV. COMB., AC3, 4KW/ 400V DC 24V 3-POLE, SZ S0 SCREW TERMINAL ELECTR. AND MECH. INTERLOCK 2NO | 169.73
3RA2335-8XB30-1AC2 | REV. COMB., AC3:18.5KW/400V, AC 24V, 50/60 HZ, 3-POLE, SIZE S2 SCREW CONNECTION ELECTR. AND MECH | 259.45
3RA2337-8XB30-1AP6 | REVERSING COMB., AC3:30KW/400V, AC 220V 50HZ 240V 60 HZ, 3-POLE, SIZE S2 SCREW CONNECTION ELECTR | 422.92
3RA2338-8XB30-1AC2 | REVERSING COMB., AC3:37KW/400V, AC 24V, 50/60 HZ, 3-POLE, SIZE S2 SCREW CONNECTION ELECTR. AND M | 464.94
3RK1400-2CE00-2AA2 | AS-I SLIMLINE COMPACT MODULE IP20, STD-SLAVE DIGITAL 4DI/4DQ SCREW-TYPE TERMINAL, 22,5 MM 4X INPU | 242.5
3RH2911-2HA12-ZW98 | AUX.SWITCH BLOCK,FRONT,1NO+2NC, CURR.PATH: 1NC, 1NC, 1NO, F. CONT. RELAYS A. MOTOR CONT., 3RT2 S | 10.7
3RK1205-0BG00-2AA2 | ASISAFE SLIMLINE COMPACT MODULE IP20, SAFETY-SLAVE, 2F-DI SPRING-LOADED TERMINALS, 17.5MM FOR MEC | 219.54
3RK1207-0CG00-2AA2 | AS-I SLIMLINE COMPACT ANALOG IP20, ANALOG SLAVE, 4AI-C/V SPRING-LOADED TERMINALS, 22.5MM . . | 408.94
3RT1075-6AP36-3PA0 | CONTACTOR, 200KW/400V/AC-3 AC(40...60HZ)/DC OPERATION UC 220-240V AUXILIARY CONTACTS 2NO+2NC 3-P | 1373.04
3RB3046-1UD0 | OVERLOAD RELAY 12,5...50 A FOR MOTOR PROTECTION SIZE S3, CLASS 10E F. MOUNTING ONTO CONTACTORS M | 151.6
3RB3046-1UX1 | OVERLOAD RELAY 12,5...50 A FOR MOTOR PROTECTION SIZE S3, CLASS 10E STAND-ALONE INSTALLATION MAIN | 191.94
3RB3046-2UB0 | OVERLOAD RELAY 12,5...50 A FOR MOTOR PROTECTION SIZE S3, CLASS 20E F. MOUNTING ONTO CONTACTORS M | 181.52
3RB3046-2UW1 | OVERLOAD RELAY 12,5...50 A FOR MOTOR PROTECTION SIZE S3, CLASS 20E STAND-ALONE INSTALLATION MAIN | 220.57
3RH2140-2JC40 | COUPL. CONT. REL., 4NO, 30 V DC, 0.7...1.25*US, W. INTEGRATED DIODE, SIZE S00, SPRING-TYPE TERMIN | 43.06
3RH2140-2XF40-0LA2 | 3RH2140-2XF40-0LA2 | 60.73
3RH2911-1GA13-ZW96 | AUX.SWITCH BLOCK,FRONT,1NO+3NC, CURR.PATH: 1NO, 1NC, 1NC, 1NC, FOR CONTACTOR RELAYS, SZ S00, SCR | 13.16
3RH2911-1GA13-ZW98 | AUX.SWITCH BLOCK,FRONT,1NO+3NC, CURR.PATH: 1NO, 1NC, 1NC, 1NC, FOR CONTACTOR RELAYS, SZ S00, SCR | 13.16
3RH2911-1GA22-ZW96 | AUX.SWITCH BLOCK,FRONT,2NO+2NC, CURR.PATH: 1NO, 1NC, 1NC, 1NO, FOR CONTACTOR RELAYS, SZ S00, SCR | 13.16
3RH2911-1GA31-ZW97 | AUX.SWITCH BLOCK,FRONT,3NO+1NC, CURR.PATH: 1NO, 1NC, 1NO, 1NO, FOR CONTACTOR RELAYS, SZ S00, SCR | 13.16
3RH2911-2GA04-ZW98 | AUX.SWITCH BLOCK,FRONT,4NC, CURR.PATH: 1NC, 1NC, 1NC, 1NC, FOR CONTACTOR RELAYS, SZ S00, SPRING- | 13.16
3RH2122-1VB40-ZW97 | COUPLING CONTACTOR RELAY, 2NO+2NC, DC 24V, 0.85..1.85*US, W/ INTEGRATED DIODE, SIZE S00, SCREW TE | 40.39
3RH2131-1AB00-ZW96 | CONTACTOR RELAY, 3NO+1NC, AC 24V, 50/60 HZ, SIZE S00, SCREW TERMINAL MULTI-UNIT PACKAGE = 72 PIEC | 30.19
3RH2131-1VB40-ZX95 | COUPLING CONTACTOR RELAY, 3NO+1NC, DC 24V, 0.85..1.85*US, W/ INTEGRATED DIODE, SIZE S00, SCREW TE | 40.39
3RH2131-2XF40-0LA2 | 3RH2131-2XF40-0LA2 | 60.73
3RK2100-1CE00-2AA2 | AS-I SLIMLINE COMPACT MODULE IP20, A/B-SLAVE, DIGITAL, 4DQ SCREW-TYPE TERMINAL, 22,5 MM 4X OUTPUT | 203.75
3RK2200-0CE00-2AA2 | AS-I SLIMLINE COMPACT MODULE IP20, A/B-SLAVE, DIGITAL, 4DI SCREW-TYPE TERMINAL, 17,5 MM 4X INPUT | 163.57
3RK2402-2CG00-2AA2 | AS-I SLIMLINE COMPACT MODULE IP20,A/B-SLAVE,DIGITAL, 4DI/4RQ SPRING-LOADED TERMINALS, 22.5MM 4X I | 278.37
3RK2402-2MG00-2AA2 | AS-I SLIMLINE COMPACT MODULE IP20,A/B-SLAVE,DIGITAL, 4DI/2RQ SPRING-LOADED TERMINALS, 22.5MM 4X I | 219.54
3RK1901-1YA01 | DEVICE TERMINATING CONNECTOR FOR AS-I SLIMLINE COMPACT 17.5 FOR ELECTRICAL CONNECTION OF U_AS-I A | 27.26
3RK1901-1YA11 | DEVICE TERMINATING CONNECTOR FOR AS-I SLIMLINE COMPACT 22.5 FOR ELECTRICAL CONNECTION OF U_AS-I A | 27.26
3RK1908-1DA00-2BP0 | Touch protection for power bus for ET 200SP motor starter containing 10 units | 45.61
5SV3342-6KK03 | RCCB, 4-pole, type A, In: 25 A, 30 mA, Un AC: 400 V | 115.55
5SV3357-6 | RCCB, 4-pole, type A, In: 80 A, 30 mA, Un AC: 500 V | 347.05
5SV3444-8LA | RCCB, 4-pole, type A, selective, In: 40 A, 100 mA, Un AC: 400 V, with thermal overload protection | 169.93
5SV3652-6 | RCCB, 4-pole, type A, In: 25 A, 300 mA, Un AC: 500 V | 89.1
5SV3656-6 | RCCB, 4-pole, type A, In: 63 A, 300 mA, Un AC: 500 V | 135.28
3RT1055-1AF36 | CONTACTOR, 75KW/400V/AC-3, AC(40...60HZ)/DC OPERATION AC/DC 110...127V AUXIL. CONTACTS 2NO+2NC 3 | 516.4
3RT2017-2XB41-0LA2 | 3RT2017-2XB41-0LA2 | 60.74
3RT2017-2XF41-0LA2 | 3RT2017-2XF41-0LA2 | 60.74
3RT2018-1AK61-ZW97 | CONTACTOR, AC-3, 7.5KW/400V, 1NO, AC110V 50HZ, 120V 60HZ 3-POLE, SZ S00 SCREW TERMINAL MULTI-UN | 46.21
3RT2018-1AV61-0UA0 | CONTACTOR, 5HP 460/575V, 1NO, AC 480V 60HZ, 3-POLE, SZ S00 SCREW TERMINAL | 47.45
3RT2023-1AK60-ZX95 | CONTACTOR, AC-3, 4KW/400V, 1NO+1NC, 110VAC 50HZ, 120V 60HZ 3-POLE, SIZE S0 SCREW TERMINALS REUSA | 32.54
3RT2016-2GG21 | CONTACTOR, AC-3, 4KW/400V, 1NO, AC 110V, 50/60 HZ, 3-POLE, SZ S00 SPRING-LOADED TERMINAL . | 54.37
3RT2017-2BM42-ZW97 | CONTACTOR, AC-3, 5.5KW/400V, 1NC, DC 220V 3-POLE, SZ S00 SPRING-LOADED TERMINAL MULTI-UNIT PACKA | 41.91
3RT2024-1AK60-ZX95 | CONTACTOR, AC-3, 5.5KW/400V, 1NO+1NC, 110VAC 50HZ, 120V 60HZ 3-POLE, SIZE S0 SCREW TERMINALS REU | 38.43
3RT2015-2BB41-ZW96 | CONTACTOR, AC-3, 3KW/400V, 1NO, DC 24V, 3-POLE, SZ S00 SPRING-LOADED TERMINAL MULTI - UNIT PACKA | 32.28
3RT2016-1AK61-1AA0 | CONTACTOR, AC-3, 4KW/400V, 1NO, AC110V 50HZ, 120V 60HZ 3-POLE, SZ S00 SCREW TERMINAL UPRIGHT MOU | 29.04
3RT2016-1JB41-ZW97 | COUPL. CONT., AC-3, 4KW/400V, 1NO, 24 V DC, 0.7...1.25*US, W. INTEGRATED DIODE, 3-POLE SIZE S00, | 40.32
3RV2011-0FA20-ZW96 | CIRCUIT-BREAKER SZ S00, FOR MOTOR PROTECTION, CLASS 10, A-REL.0.35...0.5A,N-REL. 6.5A SPRING-L. C | 50.84
3RT2015-1AB02-2AA0 | CONTACTOR, AC-3, 3KW/400V, 1NC, AC 24V, 50/60 HZ, 3-POLE, SZ S00 SCREW TERMINAL UPSIDE DOWN MOUN | 27.16
3RT2526-1BA40 | 2NO+2NC CONTACTOR, AC3: 11KW DC 12V 4-POLE, 2NO+2NC, SZ: S0, SCREW TERMINAL 1NO+1NC INTEGR. | 121.5
3RT2535-1AC20 | 2NO+2NC CONTACTOR,AC3:18.5KW 24V AC 50/60HZ, 4-POLE, 2NO+2NC, SIZE S2, SCREW TERMINAL 1NO+1NC IN | 125.83
3RT2617-1AK63 | CONTACT., AC-6B, 12.5KVAR/400V, 1NO+1NC, 110 V AC 50 HZ / 120 V 60 HZ, 3-POLE, SIZE S00 SCREW TER | 75.51
3RT2625-1AC25 | CONTACTOR, AC-6B,16.7KVAR/400V, 1NO+2NC, AC 24 V 50/60 HZ 3-POLE, SIZE S0 SCREW TERMINAL | 85.72
3RT2625-1AP65 | CONTACTOR, AC-6B,16.7KVAR/400V, 1NO+2NC, AC 220 V 50 HZ / 240 V 60 HZ, 3-POLE, SIZE S0 SCREW TERM | 85.72
3RT2038-3AK64-3MA0 | CONTACTOR, AC3:37KW/400V, WITH VARISTOR 2NO+2NC, 110VAC 50HZ/120V 60HZ, 3-POLE, SIZE S2 SPRING-T | 212.24
3RT2038-3AL20-ZW97 | CONTACTOR,AC3:37KW/400V, 1NO+1NC, 230V AC 50/60HZ, 3-POLE, SIZE S2, SPRING-TYPE TERMINAL MULTI-U | 230.43
3RT2325-2AB00-1AA0 | 4NO CONTACTOR, AC1: 35A AC 24V 50HZ 4-POLE, 4NO, SZ: S0, SPRING-LOADED TERMINAL 1NO+1NC INTEGR. | 59.06
3RT2336-1NF30 | 4NO CONTACTOR,AC1:60A 83-155V AC/DC,VARISTOR, 4-POLE, 4NO, SIZE S2, SCREW TERMINAL 1NO+1NC INTEG | 212.24
3RT2337-1AK60 | 4NO CONTACTOR,AC1:110A AC 24V 110V 50HZ / 120V 60HZ 4-POLE, 4NO, SIZE S2, SCREW TERMINAL 1NO+1NC | 205.68
3RT2627-1AP65 | CONTACTOR, AC-6B, 25KVAR/400V, 1NO+2NC, 220 V AC 50HZ / 240 V AC 60 HZ, 3-POLE, SIZE S0 SCREW TER | 115.83
3RT2628-1AK65 | CONTACTOR, AC-6B, 33KVAR/400V, 1NO+2NC, 110 V AC 50HZ / 120 V 60 HZ, 3-POLE, SIZE S0 SCREW TERMIN | 153.25
3RT2036-1AL20-ZW97 | CONTACTOR,AC3:22KW/400V, 1NO+1NC, 230V AC 50/60HZ, 3-POLE, SIZE S2, SCREW TERMINAL MULTI-UNIT PA | 146.87
3RT2036-3AL20-ZW96 | CONTACTOR,AC3:22KW/400V, 1NO+1NC, 230V AC 50/60HZ, 3-POLE, SIZE S2, SPRING-TYPE TERMINAL MULTI - | 146.87
3RT2037-3AL20-ZW97 | CONTACTOR,AC3:30KW/400V, 1NO+1NC, 230V AC 50/60HZ, 3-POLE, SIZE S2, SPRING-TYPE TERMINAL MULTI-U | 207.01
3RV2011-1DA25-ZW96 | CIRCUIT-BREAKER SZ S00, FOR MOTOR PROTECTION, CLASS 10, A-RELEASE2.2...3.2A, N-RELEASE 42A, SPRI | 74.06
3RU2946-3AA01 | SUPPORT F. STAND-ALONE INSTALLATION FOR 3RU21/3RB30/3RB31 SZ. S3, MAIN CIRCUIT: SCREW TERMINAL | 19.76
3RT2027-2AM20 | CONTACTOR, AC-3, 15KW/400V, 1NO+1NC, AC 208V 50/60HZ, 3-POLE, SZ S0 SPRING-LOADED TERMINAL | 90.86
3RT2028-1AM20 | CONTACTOR, AC-3, 18.5KW/400V, 1NO+1NC, AC 208V 50/60HZ, 3-POLE, SZ S0 SCREW TERMINALS | 101.08
3RT2028-2XL40-0LA2 | CONT. F. RAILW. A., AC-3, 18.5KW/400V, 1NO+1NC, . DC 30-36V, 0,7...1,25*US, W. VARISTOR INTEGRAT | 198.14
3RU2116-0EC0-ZX95 | OVERLOAD RELAY 0.28...0.40 A FOR MOTOR PROTECTION SZ S00, CLASS 10, F. MOUNTING ONTO CONTACTOR M | 47.66
3RU2116-0FC0-ZX95 | OVERLOAD RELAY 0.35...0.50 A FOR MOTOR PROTECTION SZ S00, CLASS 10, F. MOUNTING ONTO CONTACTOR M | 47.66
3RT2025-2AL20-ZW96 | CONTACTOR, AC-3, 7.5KW/400V, 1NO+1NC, AC 230V 50/60HZ, 3-POLE, SZ S0 SPRING-LOADED TERMINAL MULT | 51.02
3RT2025-2AM20 | CONTACTOR, AC-3, 7.5KW/400V, 1NO+1NC, AC 208V 50/60HZ, 3-POLE, SZ S0 SPRING-LOADED TERMINAL | 48.49
3RT2026-2AL20-ZW96 | CONTACTOR, AC-3, 11KW/400V, 1NO+1NC, AC 230V 50/60HZ, 3-POLE, SZ S0 SPRING-LOADED TERMINAL MULTI | 68.36
3RT2026-2AM20 | CONTACTOR, AC-3, 11KW/400V, 1NO+1NC, AC 208V 50/60HZ, 3-POLE, SZ S0 SPRING-LOADED TERMINAL | 63.58
3RT2027-1AK60-ZX95 | CONTACTOR, AC-3, 15KW/400V, 1NO+1NC, 110VAC 50HZ,120V 60HZ 3-POLE, SIZE S0 SCREW TERMINALS REUSA | 98.12
3RT2027-1AL20-ZW97 | CONTACTOR, AC-3, 15 KW/400 V, 1 NO+1 NC, 230 V AC 50/60 HZ, 3-POLE, S. S0 SCREW TERMINAL MULTI- | 98.12
3RU2116-1BC0-ZW97 | OVERLOAD RELAY 1.4...2.0 A FOR MOTOR PROTECTION SZ S00, CLASS 10, F. MOUNTING ONTO CONTACTOR MAI | 47.66
3RU2116-1CC0-ZW97 | OVERLOAD RELAY 1.8...2.5 A FOR MOTOR PROTECTION SZ S00, CLASS 10, F. MOUNTING ONTO CONTACTOR MAI | 47.66
3RU2116-1GC0-ZW97 | OVERLOAD RELAY 4.5...6.3 A FOR MOTOR PROTECTION SZ S00, CLASS 10, F. MOUNTING ONTO CONTACTOR MAI | 47.66
PBD:25851-A5H53 | LOAD CELL,MSI, 1000LB,SS, F,316 COVER | 3030.47
PBD:25851-A5T50 | LOAD CELL, 1000 LB, STAINLESS STEEL, HIGH TEMP UP TO 175 C (347 F) | 3961.71
PBD:25851-A5TA | LOAD CELL, 1000 LB, STAINLESS STEEL, HIGH TEMP UP TO 175 C (347 F) & 15M (49.2 FT) CABLE LENGTH | 4192.72
PBD:25851-A5TH | LOAD CELL, 1000 LB, STAINLESS STEEL, HIGH TEMP UP TO 175 C (347 F) AND 316 (1.4401) COVER | 4192.72
PBD:25851-A7TA | LOAD CELL, 1500 LB, STAINLESS STEEL, HIGH TEMP UP TO 175 C (347 F) & 15M (49.2 FT) CABLE LENGTH | 4192.72
PBD:25851-A7TH | LOAD CELL, 1500 LB, STAINLESS STEEL, HIGH TEMP UP TO 175 C (347 F) AND 316 (1.4401) COVER | 4192.72
PBD:25851-B1A08 | LOAD CELL, MSI, 100 LB, SS, NTEP, OIML/MID, WITH 15M (49.2 FT) CABLE LENGTH | 4892.95
PBD:25851-B1AH | LOAD CELL, MSI, 100 LB, SS, NTEP, OIML/MID, WITH 15M (49.2 FT) CABLE LENGTH & 316 (1.4401) COVER | 6058.06
PBD:25851-B1H53 | LOAD CELL, MSI, 100 LB, SS, NTEP, OIML/MID, WITH 316 (1.4401) COVER | 4892.95
3KC9625-1 | ACCESSORY FOR 3KC3, 3KC4 DUAL POWER SUPPLY, DPS FOR THE CONTROL CIRCUIT FOR 40 TO 3200A INCLUDES | 177.33
3KC9721-1 | ACCESSORY FOR 3KC6 SEALABLE COVER FOR 40 to 630A INCLUDES 1 PIECE INCLUDES A SET OF BOLTS AND S | 103.64
3KC9803-1 | ACCESSORY FOR 3KC4, 3KC8 AUXILIARY SWITCH CONTAINS 2 CHANGEOVERS: 1 CHANGEOVER FOR POS. I, II FO | 79.93
3KC9803-2 | ACCESSORY FOR 3KC4, 3KC8 AUXILIARY SWITCH CONTAINS 2 CHANGEOVERS: 1 CHANGEOVER FOR POS. I, II FO | 79.93
3KC9811-4 | ACCESSORY FOR 3KC4, 3KC8 COPPER BAR CONNECTION KIT ANGLE PIECE PART D FOR 2000 to 3200A INCLUDE | 287.85
3KC9818-2 | ACCESSORY FOR 3KC4, 3KC8 BRIDGING BAR FOR LOADSIDE CONNECTION 1 POLE FOR 250A INCLUDES 1 PIECE | 43.03
3KC9818-3 | ACCESSORY FOR 3KC4, 3KC8 BRIDGING BAR FOR LOADSIDE CONNECTION 1 POLE FOR 400A INCLUDES 1 PIECE | 51
3KC9818-4 | ACCESSORY FOR 3KC4, 3KC8 BRIDGING BAR FOR LOADSIDE CONNECTION 1 POLE FOR 630A INCLUDES 1 PIECE | 79.32
3KC9822-6 | ACCESSORY FOR 3KC8 AUX. CONDUCTOR TERMINAL ASSEMBLY KIT FOR BOTTOM SIDE CONNECTION 3 POLES FOR | 291.59
3KC9822-7 | ACCESSORY FOR 3KC8 AUX. CONDUCTOR TERMINAL ASSEMBLY KIT FOR BOTTOM SIDE CONNECTION 3 POLES FOR | 310.94
3KC9823-0 | ACCESSORY FOR 3KC8 DISPLAY FOR 250 to 3200A INCLUDES 1 PIECE | 184.19
3KC9823-2 | ACCESSORY FOR 3KC8 CONNECTION CABLE FOR THE DISPLAY RJ45 3 METERS INCLUDES 1 PIECE | 17.54
3KC9828-2 | ACCESSORY FOR 3KC4, 3KC8 TERMINAL PLATE FOR TOP- AND BOTTOM SIDE FOR 4 POLE 3KC FOR 630A INCLUD | 69.32
3KC9828-3 | ACCESSORY FOR 3KC4, 3KC8 TERMINAL PLATE FOR TOP- AND BOTTOM SIDE FOR 4 POLE 3KC FOR 800 TO 1250A | 79.93
3KC9828-4 | ACCESSORY FOR 3KC4, 3KC8 TERMINAL PLATE FOR TOP- AND BOTTOM SIDE FOR 4 POLE 3KC FOR 1600A INCLU | 116.12
3KC9828-5 | ACCESSORY FOR 3KC4, 3KC8 TERMINAL PLATE FOR TOP- AND BOTTOM SIDE FOR 4 POLE 3KC FOR 2000 TO 3200 | 172.94
3KC9831-6 | ACCESSORY FOR 3KC8 POWER SUPPLY KIT FOR TOP SIDE CONNECTION 4 POLE FOR 1600A INCLUDES 1 PIECE | 236.63
3KC9831-7 | ACCESSORY FOR 3KC8 POWER SUPPLY KIT FOR TOP SIDE CONNECTION 4 POLE FOR 2000 to 3200A INCLUDES 1 | 257.85
3KC9832-1 | ACCESSORY FOR 3KC8 AUX. CONDUCTOR TERMINAL ASSEMBLY KIT FOR TOP SIDE CONNECTION 3 POLES FOR 250 | 179.83
3KC9832-2 | ACCESSORY FOR 3KC8 AUX. CONDUCTOR TERMINAL ASSEMBLY KIT FOR TOP SIDE CONNECTION 3 POLES FOR 400 | 203.54
3KC9832-3 | ACCESSORY FOR 3KC8 AUX. CONDUCTOR TERMINAL ASSEMBLY KIT FOR TOP SIDE CONNECTION 3 POLES FOR 630 | 221.68
3KC9834-2 | ACCESSORY FOR 3KC8 POWER SUPPLY KIT FOR TOP SIDE CONNECTION 2 POLE FOR 400A FOR 3 POLE 3KC8 IN | 162.96
3KC9834-3 | ACCESSORY FOR 3KC8 POWER SUPPLY KIT FOR TOP SIDE CONNECTION 2 POLE FOR 630A FOR 3 POLE 3KC8 IN | 177.33
3KC9834-4 | ACCESSORY FOR 3KC8 POWER SUPPLY KIT FOR TOP SIDE CONNECTION 2 POLE FOR 800 to 1000A FOR 3 POLE | 226.62
3RU2116-1HC0-ZX95 | OVERLOAD RELAY 5.5...8.0 A FOR MOTOR PROTECTION SZ S00, CLASS 10, F. MOUNTING ONTO CONTACTOR MAI | 47.66
3RU2126-4AC0-ZW97 | OVERLOAD RELAY 11...16 A FOR MOTOR PROTECTION SZ S0, CLASS 10, F. MOUNTING ONTO CONTACTOR MAIN C | 51.21
3RW4722-1SC44 | Control unit 230 V for 3RW4422 with screw type terminals | 1347.53
3RW4735-6SC44 | Control unit 230 V for 3RW4435 with screw type terminals | 1347.53
3RW4743-6SC44 | Control unit 230 V for 3RW4443 with screw type terminals | 1687.67
3RW4755-6SC44 | Control unit 230 V for 3RW4455 with screw type terminals | 2027.82
3RW4757-6SC44 | Control unit 230 V for 3RW4457 with screw type terminals | 2027.82
3RV2925-5EB-ZX90 | 3-PHASE INFEED TERMINAL FOR 3-PHASE BUSBARS, FOR SELF-PROTECTED COMBINATION MOTOR CONTROLLER (TYP | 14.75
3RV2935-5E-ZX90 | 3-PHASE INFEED TERMINAL FOR 3-PHASE BUSBARS, FOR SELF-PROTECTED COMBINATION MOTOR CONTROLLER (TYP | 25.07
3RT2946-4EA2 | TERMINAL COVER FOR BOX TERMINALS, FOR CONTACTOR, . AND OVERLOAD RELAY SIZE S3 AND SOFT STARTER 3 | 3.97
3RT2946-4F | AUX. CONDUCTOR TERMINAL, 3-POLE, FOR 3RT204. | 6.21
3RV2031-4VA10-ZW97 | CIRCUIT BREAKER, SIZE S2, FOR MOTOR PROTECTION, CLASS 10, A-RELEASE 35...45A, N-RELEASE 650A, SC | 200.67
3RV2031-4VA15-0BA0 | SPECIAL TYPE CIRCUIT BREAKER SIZE S2, FOR MOTOR PROTECTION, CLASS 10, A-RELEASE 35...45A N-RELEA | 220.28
3RV2041-4FA10 | CIRCUIT-BREAKER SIZE S3 FOR MOTOR PROTECTION, CLASS 10, A-REL. 28...40 A, N-RES. 520 A, SCREW TER | 199.26
3RV2041-4HA10 | CIRCUIT-BREAKER SIZE S3, FOR MOTOR PROTECTION, CLASS 10, A-REL. 36...50A, N-REL. 650A, SCREW TERM | 199.26
3RV2041-4MA15 | CIRCUIT-BREAKER SIZE S3, FOR MOTOR PROTECTION, CLASS 10, A-REL. 80...100A,N-REL. 1300A SCREW TERM | 274.19
3RV2041-4RA15 | CIRCUIT-BREAKER SIZE S3, FOR MOTOR PROTECTION, CLASS 10, A-REL. 65...84A, N-REL. 1170A SCREW TERM | 252.63
3RV2042-4JA10 | CIRCUIT-BREAKER SIZE S3, FOR MOTOR PROTECTION, CLASS 10, A-REL. 45...63A, N-REL. 819A, SCREW TERM | 303.16
3RV2042-4KA10 | CIRCUIT-BREAKER SIZE S3, FOR MOTOR PROTECTION, CLASS 10, A-REL. 57...75A, N-REL. 975A, SCREW TERM | 330.93
3RV2042-4RB10 | CIRCUIT-BREAKER SIZE S3, FOR MOTOR PROTECTION, CLASS 20, A-REL. 65...84A, N-REL. 1170A SCREW TERM | 395.07
3RV2042-4YB10 | CIRCUIT-BREAKER SIZE S3, FOR MOTOR PROTECTION, CLASS 20, A-REL. 75...93A,N-REL. 1300A SCREW TERMI | 364.44
3RV2142-4YA10 | CIRCUIT-BREAKER SIZE S3, FOR MOTOR PROTECTION, CLASS 10, WITH OVERLOAD RELAY FUNCTION A-REL. 75.. | 385.43
3RV2021-0JA10-ZW97 | CIRCUIT-BREAKER SZ S0, FOR MOTOR PROTECTION, CLASS 10, A-REL. 0.7...1A, N-RELEASE 13A, SCREW CONN | 56.72
3RV2021-1BA10-ZX95 | CIRCUIT-BREAKER SZ S0, FOR MOTOR PROTECTION, CLASS 10, A-REL. 1.4...2A, N-RELEASE 26A, SCREW CONN | 62.93
3RV2021-1GA10-ZW97 | CIRCUIT BREAKER SZ S0, FOR MOTOR PROTECTION, CLASS 10, A-REL. 4.5...6.3A, N-REL. 82A SCREW CONNEC | 62.93
3RV2021-1HA10-ZX95 | CIRCUIT-BREAKER SZ S0, FOR MOTOR PROTECTION, CLASS 10, A-REL. 5.5...8A, N-REL. 104A SCREW CONNECT | 62.93
3RV2021-1KA20-0BA0 | 3RV2021-1KA20-0BA0 | 81.96
3RV2021-4BA25-ZW97 | CIRCUIT-BREAKER SZ S0, FOR MOTOR PROTECTION, CLASS 10, A-RELEASE 13...20A, N-RELEASE 260A, SPRIN | 86.72
3RV2021-4DA10-ZW97 | CIRCUIT-BREAKER SZ S0, FOR MOTOR PROTECTION, CLASS 10, A-REL. 18...25A, N-REL. 325A, SCREW CONNEC | 88.62
3RV2031-4JA10-ZW97 | CIRCUIT BREAKER SIZE S2, FOR MOTOR PROTECTION, CLASS 10, A-RELEASE 54...65A, N-RELEASE 845A, SC | 207.64
3SU1000-0HC10-0AA0-ZX90 | STOP PUSHBUTTON, 22MM, ROUND, PLASTIC, BLACK, RAISED BUTTON, PUSH AND ROTATE RIGHT TO LATCH, | 18.86
3SU1000-0HC10-0AA0-ZY11 | STOP PUSHBUTTON, 22MM, ROUND, PLASTIC, BLACK, RAISED BUTTON, PUSH AND ROTATE RIGHT TO LATCH, | 22.02
3SU1000-0HC20-0AA0-ZY10 | STOP PUSHBUTTON, 22MM, ROUND, PLASTIC, RED, RAISED BUTTON, PUSH AND ROTATE RIGHT TO LATCH, RO | 22.02
3KC9834-5 | ACCESSORY FOR 3KC8 POWER SUPPLY KIT FOR TOP SIDE CONNECTION 2 POLE FOR 1250A FOR 3 POLE 3KC8 I | 230.38
3KC4338-0CA21-0AA3 | REMOTELY OP TRANSFER SWITCHING EQUIP, RTSE, 250A, 3-POLE FRONT OPERATING BASIC UNIT WITH DIRECT | 1592.18
3KC4342-0DA21-0AA3 | REMOTELY OP TRANSFER SWITCHING EQUIP, RTSE, 400A, 3-POLE FRONT OPERATING BASIC UNIT WITH DIRECT | 2035.5
3KC4346-0EA21-0AA3 | REMOTELY OP TRANSFER SWITCHING EQUIP, RTSE, 630A, 3-POLE FRONT OPERATING BASIC UNIT WITH DIRECT | 3271.75
3KC4348-0FA21-0AA3 | REMOTELY OP TRANSFER SWITCHING EQUIP, RTSE, 800A, 3-POLE FRONT OPERATING BASIC UNIT WITH DIRECT | 4364.46
3KC4350-0FA21-0AA3 | REMOTELY OP TRANSFER SWITCHING EQUIP, RTSE, 1000A, 3-POLE FRONT OPERATING BASIC UNIT WITH DIRECT | 5669.39
3KC4456-0JA21-0AA3 | REMOTELY OP TRANSFER SWITCHING EQUIP, RTSE, 2000A, 4-POLE FRONT OPERATING BASIC UNIT WITH DIRECT | 12799.91
3KC4458-0JA21-0AA3 | REMOTELY OP TRANSFER SWITCHING EQUIP, RTSE, 2500A, 4-POLE FRONT OPERATING BASIC UNIT WITH DIRECT | 16421.34
3KC4460-0JA21-0AA3 | REMOTELY OP TRANSFER SWITCHING EQUIP, RTSE, 3200A, 4-POLE FRONT OPERATING BASIC UNIT WITH DIRECT | 18981.34
3KC6424-2TA20-0TA3 | AUTOMATIC TRANSFER SWITCHING EQUIP, ATSE, 40A, 4-POLE FRONT OPERATING BASIC UNIT WITH DIRECT OPE | 930.33
3KC8358-0JA22-0GA3 | AUTOMATIC TRANSFER SWITCHING EQUIP, ATSE, 2500A, 3-POLE FRONT OPERATING BASIC UNIT WITH DIRECT O | 16296.48
3KC8360-0JA22-0GA3 | AUTOMATIC TRANSFER SWITCHING EQUIP, ATSE, 3200A, 3-POLE FRONT OPERATING BASIC UNIT WITH DIRECT O | 18731.58
3KC8438-0CA22-0GA3 | AUTOMATIC TRANSFER SWITCHING EQUIP, ATSE, 250A, 4-POLE FRONT OPERATING BASIC UNIT WITH DIRECT OP | 3215.58
3KC8442-0DA22-0GA3 | AUTOMATIC TRANSFER SWITCHING EQUIP, ATSE, 400A, 4-POLE FRONT OPERATING BASIC UNIT WITH DIRECT OP | 4008.58
3RK1308-0BD00-0CP0 | RS for ET 200SP Reversing starter Expandable Setting range 2.8...9A AC-3, 4 kW / 400 V Hybrid s | 464.02
3RA2345-8XB30-1AG2 | REVERSING CONTACTOR COMBINATION 37KW, SIZE S3, AC 110V, 50/60HZ | 521.68
3RA2345-8XB30-1AL2 | REVERSING CONTACTOR COMBINATION 37KW, SIZE S3, AC 230V, 50/60HZ | 521.68
3RA2346-8XB30-1AG2 | REV. CON. ASS.,AC3:45KW/400V, 110VAC 50/60HZ, 3-POLE, SIZE S2 SCREW TERMINALS ELEC. AND MECH. IN | 635.81
3RA2445-8XF32-1AP0 | STAR-DELTA CONT. ASSY. AC3:75KW/400V 230 V AC 50/60 HZ SIZE S3, SCREW TERMINALS ELEC. AND MECH. | 800.43
3RA2446-8XF32-1AC2 | STAR-DELTA CONT. ASSY. AC3:90KW/400V 24 V AC 50/60HZ SIZE S3, SCREW TERMINALS ELEC. AND MECH. IN | 1067.2
3RA2446-8XF32-1AG2 | STAR-DELTA CONT. ASSY. AC3:90KW/400V 110VAC 50/60HZ SIZE S3, SCREW TERMINALS ELEC. AND MECH. INT | 1067.2
3RA2446-8XF32-1AP0 | STAR-DELTA CONT. ASSY. AC3:90KW/400V 230 V AC 50/60 HZ SIZE S3, SCREW TERMINALS ELEC. AND MECH. | 1067.2
3RA2902-1B | SIDE MODULE FOR STAND. MOUNT. RAIL ADAPTER | 1.8
3RA2943-2AA2 | WIRING KIT (ELECTR.A.MECHANIC.) FOR REVERSING STARTER, SIZE S3 | 48.57
3RA2943-2BB1 | WIRING KIT (ELECTRICAL) F. STAR-DELTA STARTER SIZE S3, S3, S2, | 57.34
3RA2943-2BB2 | WIRING KIT (ELECTRICAL) F. STAR-DELTA STARTER SIZE S3, S3, S2, | 57.34
3RA2943-2C | WIRING KIT (ELECTRICAL) F. STAR-DELTA STARTER SIZE S3, S3, S2, | 57.34
3RA2335-8XB30-1KB4 | REV. COMB., AC3:18.5KW/400V, DC 0,7...1,25 US, DC 24 V 3-POLE, SIZE S2 SCREW CONNECTION ELECTR. | 367.86
3RA2336-8XB30-1AC2 | REVERSING COMB., AC3:22KW/400V, AC 24V, 50/60 HZ, 3-POLE, SIZE S2 SCREW CONNECTION ELECTR. AND M | 314.49
3RA2336-8XB30-1AP6 | REVERSING COMB., AC3:22KW/400V, AC 220V 50HZ 240V 60 HZ, 3-POLE, SIZE S2 SCREW CONNECTION ELECTR | 314.49
3RA2336-8XB30-1KB4 | REV. COMB., AC3: 22 KW/400V, DC 0,7...1,25 US, DC 24 V 3-POLE, SIZE S2 SCREW CONNECTION ELECTR. | 462.64
3RH2911-2HA13-0KT0 | AUX.SWITCH BLOCK,FRONT,1NO+3NC, CURR.PATH: 1NC, 1NC, 1NC, 1NO, F. CONT. RELAYS A. MOTOR CONT., 3R | 11.81
3RH2911-2NF22 | AUX.SWITCH BLOCK,FRONT,2NO+2NC, CURR.PATH: 1NC, 1NO, 1NO, 1NC, F. CONT. RELAYS A. MOTOR CONT., 3R | 60.74
3RK1107-0BE00-2AA2 | AS-I SLIMLINE COMPACT ANALOG IP20, ANALOG SLAVE, 2AQ-C/V SCREW-TYPE TERMINAL, 22.5 MM . . | 391.72
3RK1107-0BG00-2AA2 | AS-I SLIMLINE COMPACT ANALOG IP20, ANALOG SLAVE, 2AQ-C/V SPRING-LOADED TERMINALS, 22.5MM . . | 391.72
3RK1205-0BE00-2AA2 | ASISAFE SLIMLINE COMPACT MODULE IP20, SAFETY-SLAVE, 2F-DI SCREW-TYPE TERMINAL, 17,5 MM FOR MECHAN | 219.54
3RT1076-6AB36-0UA0 | CONTACTOR, 250KW/400V/AC-3 AC(40...60HZ)/DC OPERATION AC/DC 23 - 26V AUXILIARY CONTACTS 2NO+2NC | 1947.39
3RT1076-6AP36-3PA0 | CONTACTOR, 250KW/400V/AC-3 AC(40...60HZ)/DC OPERATION UC 220-240V AUXILIARY CONTACTS 2NO+2NC 3-P | 1963.8
3RB3046-2XB0 | OVERLOAD RELAY 32...115 A FOR MOTOR PROTECTION SIZE S3, CLASS 20E F. MOUNTING ONTO CONTACTORS MA | 236.18
3RB3046-2XD0 | OVERLOAD RELAY 32...115 A FOR MOTOR PROTECTION SIZE S3, CLASS 20E F. MOUNTING ONTO CONTACTORS MA | 236.18
3RB3046-2XW1 | OVERLOAD RELAY 32...115 A FOR MOTOR PROTECTION SIZE S3, CLASS 20E STAND-ALONE INSTALLATION MAIN | 236.18
3RB3046-2XX1 | OVERLOAD RELAY 32...115 A FOR MOTOR PROTECTION SIZE S3, CLASS 20E STAND-ALONE INSTALLATION MAIN | 236.18
3RH2911-1GA22-ZW97 | AUX.SWITCH BLOCK,FRONT,2NO+2NC, CURR.PATH: 1NO, 1NC, 1NC, 1NO, FOR CONTACTOR RELAYS, SZ S00, SCR | 13.16
3RH2911-1GA22-ZW98 | AUX.SWITCH BLOCK,FRONT,2NO+2NC, CURR.PATH: 1NO, 1NC, 1NC, 1NO, FOR CONTACTOR RELAYS, SZ S00, SCR | 13.16
3RH2911-1GA22-ZX95 | AUX.SWITCH BLOCK,FRONT,2NO+2NC, CURR.PATH: 1NO, 1NC, 1NC, 1NO, FOR CONTACTOR RELAYS, SZ S00, SCR | 13.16
3RH2911-1GA31-ZW96 | AUX.SWITCH BLOCK,FRONT,3NO+1NC, CURR.PATH: 1NO, 1NC, 1NO, 1NO, FOR CONTACTOR RELAYS, SZ S00, SCR | 13.16
3RH2122-1VB40-ZX95 | COUPLING CONTACTOR RELAY, 2NO+2NC, DC 24V, 0.85..1.85*US, W/ INTEGRATED DIODE, SIZE S00, SCREW TE | 40.39
3RH2122-1XF40-0LA2 | 3RH2122-1XF40-0LA2 | 60.73
3RH2122-2JC40 | COUPL. CONT. REL., 2NO+2NC, 30 V DC, 0.7...1.25*US, W. INTEGRATED DIODE, SIZE S00, SPRING-TYPE TE | 43.06
3RH2122-2XB40-0LA2 | 3RH2122-2XB40-0LA2 | 60.73
3RH2140-1AB00-ZW97 | CONTACTOR RELAY, 4NO, AC 24V, 50/60 HZ, SIZE S00, SCREW TERMINAL MULTI-UNIT PACKAGE = 40 UNITS | 30.19
3RH2140-1AB00-ZX95 | CONTACTOR RELAY, 4NO, AC 24V, 50/60 HZ, SIZE S00, SCREW TERMINAL REUSABLE PACKAGING 144 PIECES | 30.19
3RH2140-1AT60 | CONTACTOR RELAY, 4NO, AC 600V 60 HZ, SIZE S00, SCREW TERMINAL | 32.33
3RH2140-1AU60 | CONTACTOR RELAY, 4NO, AC 277V 60 HZ, SIZE S00, SCREW TERMINAL | 32.33
3RK1400-2CG00-2AA2 | AS-I SLIMLINE COMPACT MODULE IP20, STD-SLAVE DIGITAL 4DI/4DQ SPRING-LOADED TERMINALS, 22.5MM 4X I | 242.5
3RK1405-2BE00-2AA2 | ASISAFE SLIMLINE COMPACT MODUL IP20, SAFETY-SLAVE, 2F-DI/2DQ SCREW-TYPE TERMINAL, 17.5MM FOR MECH | 274.06
3RK1405-2BG00-2AA2 | ASISAFE SLIMLINE COMPACT MODUL IP20, SAFETY-SLAVE, 2F-DI/2DQ SPRING-LOADED TERMINALS, 17.5MM FOR | 274.06
3RK1901-1YA00 | DEVICE CONNECTOR FOR AS-I SLIMLINE COMPACT 17.5 FOR ELECTRICAL CONNECTION OF U_AS-I AND U_AUX | 24.96
5SV3344-6KK03 | RCCB, 4-pole, type A, In: 40 A, 30 mA, Un AC: 400 V | 122.72
5SV3344-6LA01 | RCCB, 4-pole, type A, short- time delayed, In: 40 A, 30 mA, Un AC: 400 V, with thermal overload p | 127.5
5SV3346-6LA01 | RCCB, 4-pole, type A, short- time delayed, In: 63 A, 30 mA, Un AC: 400 V, with thermal overload p | 224.76
5SV3352-6 | RCCB, 4-pole, type A, In: 25 A, 30 mA, Un AC: 500 V | 115.55
5SV3354-6 | RCCB, 4-pole, type A, In: 40 A, 30 mA, Un AC: 500 V | 94.66
5SV4314-0LA01 | RCCB, 2-pole, type AC, short- time delayed, In: 40 A, 30 mA, Un AC: 230 V, with thermal overload | 92.98
5SV4344-0LA01 | RCCB, 4-pole, type AC, short- time delayed, In: 40 A, 30 mA, Un AC: 400 V, with thermal overload | 100.06
5SV4346-0LA01 | RCCB, 4-pole, type AC, short- time delayed, In: 63 A, 30 mA, Un AC: 400 V, with thermal overload | 159.3
5SV4444-0LA01 | RCCB, 4-pole, type AC, short- time delayed, In: 40 A, 100 mA, Un AC: 400 V, with thermal overload | 140.17
3RT1054-1AP36-3PA0 | CONTACTOR, 55KW/400V/AC-3 AC(40...60HZ)/DC OPERATION UC 220...240V AUXIL. CONTACTS 2NO+2NC 3-POL | 383.45
3RT1054-1NP36-3PA0 | CONTACTOR, 55KW/400V/AC-3 AC(40...60HZ)/DC OPERATION UC 200...277V AUXIL. CONTACTS 2NO+2NC 3-POL | 443.08
3RT2017-2KB41-1AA0 | COUPL. RELAY, AC-3, 5.5KW/400V, 1 NO, 24 V DC, 0.7...1.25*US, W. INTEGRATED SUPPRESSOR DIODE, 3-P | 44.76
3RT2017-2KB42-1AA0 | COUPL. RELAY, AC-3, 5.5KW/400V, 1 NC, 24 V DC, 0.7...1.25*US, W. INTEGRATED SUPPRESSOR DIODE, 3-P | 44.76
3RT2017-2KJ82-0LA0 | CONT. FOR RAILW., AC-3, 5.5KW 400V, 72 V DC, 0.7...1.25*US, W. INTEGRATED SUPPRESSOR DIODE, 3-POL | 63.03
3RT2017-2KV41 | COUPL. CONT., AC-3, 5.5KW/400V, 1NO, 36 V DC, 0.7...1.25*US, W. INTEGRATED SUPPRESSOR DIODE, 3-PO | 46.27
3RT2018-2AP02-ZW97 | CONTACTOR, AC-3, 7.5KW/400V, 1NC, AC 230V, 50/60 HZ, 3-POLE, SZ S00 SPRING-LOADED TERMINAL MULTI | 46.21
3RT2018-2XB41-0LA2 | 3RT2018-2XB41-0LA2 | 75.51
3RT2018-2XB42-0LA2 | 3RT2018-2XB42-0LA2 | 75.51
3RT2018-2XF41-0LA2 | 3RT2018-2XF41-0LA2 | 75.51
3RT2017-1AK61-ZW96 | CONTACTOR, AC-3, 5.5KW/400V, 1NO, AC110V 50HZ, 120V 60HZ 3-POLE, SZ S00 SCREW TERMINAL MULTI-UN | 36.4
3RT2017-1AK61-ZW97 | CONTACTOR, AC-3, 5.5KW/400V, 1NO, AC110V 50HZ, 120V 60HZ 3-POLE, SZ S00 SCREW TERMINAL MULTI-UN | 36.4
3RT2017-2AB01-1AA0-ZX95 | CONTACTOR, AC-3, 5.5KW/400V, 1NC, AC 24V, 50/60 HZ, 3-POLE, SZ S00 SPRING FORCE TERMINAL Reusabl | 39.19
3RT2016-1AK61-ZW96 | CONTACTOR, AC-3, 4KW/400V, 1NO, AC110V 50HZ, 120V 60HZ 3-POLE, SZ S00 SCREW TERMINAL MULTI-UNIT | 29.5
3RT2016-1AK61-ZW97 | CONTACTOR, AC-3, 4KW/400V, 1NO AC110V 50HZ, 120V 60HZ 3-POLE, SZ S00 SCREW TERMINAL MULTII-UNIT | 29.5
3RT2016-1AK61-ZX95 | CONTACTOR, AC-3, 4KW/400V, 1NO, 110VAC 50HZ, 120V 60HZ 3-POLE, SIZE S00 SCREW TERMINALS REUSABLE | 29.5
3RV2011-0AA10-ZW97 | CIRCUIT-BREAKER SZ S00, FOR MOTOR PROTECTION, CLASS 10, A-REL.0.11...0.16A,N-REL.2.1A SCREW CONNE | 50.39
3RV2011-0BA10-ZW97 | CIRCUIT-BREAKER SZ S00, FOR MOTOR PROTECTION, CLASS 10, A-REL.0.14...0.2A,N-REL.2.6A, SCREW CONNE | 50.39
3RV2011-0EA10-ZW97 | CIRCUIT-BREAKER SZ S00, FOR MOTOR PROTECTION, CLASS 10, A-REL.0.28...0.4A,N-REL.5.2A, SCREW CONNE | 50.84
3RT2535-1AP60 | 2NO+2NC CONTACTOR,AC3:18.5KW AC 220V/240V,50/60HZ 4-POLE, 2NO+2NC, SIZE S2, SCREW TERMINAL 1NO+1 | 125.83
3RT2536-1AC20 | 2NO+2NC CONTACTOR,AC3:22KW AC 24V 50/60HZ, 4-POLE, 2NO+2NC, SIZE S2, SCREW TERMINAL 1NO+1NC INTE | 162.46
3RT2536-1AK60 | 2NO+2NC CONTACTOR,AC3:22KW AC 110 V 50 HZ / 120 V 60 HZ, 4-POLE, 2NO+2NC, SIZE S2, SCREW TERMINAL | 162.46
3RT2536-1AP60 | 2NO+2NC CONTACTOR,AC3:22KW AC 220V/240V,50/60HZ 4-POLE, 2NO+2NC, SIZE S2, SCREW TERMINAL 1NO+1NC | 162.46
3RT2337-1NF30 | 4NO CONTACTOR,AC1:110A 83-155V AC/DC,VARISTOR, 4-POLE, 4NO, SIZE S2, SCREW TERMINAL 1NO+1NC INTE | 301.41
3RT2516-1AM20 | 2NO+2NC CONTACTOR, AC3: 4KW AC 208 V 50/60 HZ 4-POLE, 2NO+2NC, SZ: S00, SCREW TERMINAL | 31
3RT2627-1AC25 | CONTACTOR, AC-6B, 25KVAR/400V, 1NO+2NC, 24 V AC 50/60HZ 3-POLE, SIZE S0 SCREW TERMINAL | 115.83
3RT2627-1AK65 | CONTACTOR, AC-6B, 25KVAR/400V, 1NO+2NC, 110 V AC 50HZ / 120 V AC 60 HZ, 3-POLE, SIZE S0 SCREW TE | 115.83
3RT2036-3AL20-ZW97 | CONTACTOR,AC3:22KW/400V, 1NO+1NC, 230V AC 50/60HZ, 3-POLE, SIZE S2, SPRING-TYPE TERMINAL MULTI-U | 146.87
3RT2037-1AL20-ZW96 | CONTACTOR,AC3:30KW/400V, 1NO+1NC, 230V AC 50/60HZ, 3-POLE, SIZE S2, SCREW TERMINAL MULTI-UNIT PA | 207.01
3RT2027-2BM40-ZW97 | CONTACTOR, AC-3, 15KW/400V, 1NO+1NC, DC 220V, 3-POLE, SZ S0 SPRING-LOADED TERMINAL MULTI-UNIT PA | 147.5
3RT2027-2BM40-ZX95 | CONTACTOR, AC-3, 15KW/400V, 1NO+1NC, DC 220V, 3-POLE, SZ S0 SPRING-LOADED TERMINAL REUSABLE PACK | 147.5
3RT2028-1AK60-ZW96 | CONTACTOR, AC-3, 18,5KW/400V, 1NO+1NC, 110VAC 50HZ, 120V 60HZ 3-POLE, SIZE S0 SCREW TERMINALS MU | 109.51
3RT2028-1AK60-ZX95 | CONTACTOR, AC-3, 18,5KW/400V, 1NO+1NC, 110VAC 50HZ, 120V 60HZ 3-POLE, SIZE S0 SCREW TERMINALS RE | 109.51
3RT2028-1AL20-ZW97 | CONTACTOR, AC-3, 18.5KW/400V, 1NO+1NC, AC 230V 50/60HZ, 3-POLE, SZ S0 SCREW TERMINAL MULTI-UNIT | 109.51
3RU2116-0GC0-ZX95 | OVERLOAD RELAY 0.45...0.63 A FOR MOTOR PROTECTION SZ S00, CLASS 10, F. MOUNTING ONTO CONTACTOR M | 47.66
3RU2116-0HC0-ZW97 | OVERLOAD RELAY 0.55...0.80 A FOR MOTOR PROTECTION SZ S00, CLASS 10, F. MOUNTING ONTO CONTACTOR M | 47.66
3RU2116-0HC0-ZX95 | OVERLOAD RELAY 0.55...0.80 A FOR MOTOR PROTECTION SZ S00, CLASS 10, F. MOUNTING ONTO CONTACTOR M | 47.66
3RU2116-0JC0-ZW97 | OVERLOAD RELAY 0.70...1.0 A FOR MOTOR PROTECTION SZ S00, CLASS 10, F. MOUNTING ONTO CONTACTOR MA | 47.66
3RT2026-2BB40-1AA0 | CONTACTOR, AC-3, 11KW/400V, 1NO+1NC, DC 24V, 3-POLE, SZ S0 SPRING-LOADED TERMINAL upright mounti | 105.04
3RT2026-2BM40-ZW97 | CONTACTOR, AC-3, 11KW/400V, 1NO+1NC, DC 220V, 3-POLE, SZ S0 SPRING-LOADED TERMINAL MULTI-UNIT PA | 108.24
3RT2026-2BM40-ZX95 | CONTACTOR, AC-3, 11KW/400V, 1NO+1NC, DC 220V, 3-POLE, SZ S0 SPRING-LOADED TERMINAL REUSABLE PACK | 108.24
3RU2116-1DC0-ZW97 | OVERLOAD RELAY 2.2...3.2 A FOR MOTOR PROTECTION SZ S00, CLASS 10, F. MOUNTING ONTO CONTACTOR MAI | 47.66
3RU2116-1DC0-ZX95 | OVERLOAD RELAY 2.2...3.2 A FOR MOTOR PROTECTION SZ S00, CLASS 10, F. MOUNTING ONTO CONTACTOR MAI | 47.66
3RU2116-1EB0-ZW97 | OVERLOAD RELAY 2.8...4.0 A FOR MOTOR PROTECTION SZ S00, CLASS 10, F. MOUNTING ONTO CONTACTOR MAI | 47.66
3RU2116-1EC0-ZW97 | OVERLOAD RELAY 2.8...4.0 A FOR MOTOR PROTECTION SZ S00, CLASS 10, F. MOUNTING ONTO CONTACTOR MAI | 47.66
3RW4724-1SC44 | Control unit 230 V for 3RW4424 with screw type terminals | 1347.53
3RW4725-1SC44 | Control unit 230 V for 3RW4425 with screw type terminals | 1347.53
3RW4726-1SC44 | Control unit 230 V for 3RW4426 with screw type terminals | 1347.53
3RW4727-1SC44 | Control unit 230 V for 3RW4427 with screw type terminals | 1347.53
3RW4758-6SC44 | Control unit 230 V for 3RW4458 with screw type terminals | 2027.82
3RW4765-6SC44 | Control unit 230 V for 3RW4465 with screw type terminals | 2315.64
3RW4766-6SC44 | Control unit 230 V for 3RW4466 with screw type terminals | 2315.64
3RV2925-5AB-ZX90 | 3-PHASE INFEED TERMINAL, FOR 3-PHASE BUSBARS, CONNECTION FROM ABOVE, SIZE S00/S0 . | 9.56
3RV2031-4PB15 | CIRCUIT BREAKER, SIZE S2, FOR MOTOR PROTECTION, CLASS 20, A-RELEASE 28...36 A, N-RELEASE 520 A, | 200.4
3RV2031-4SB15 | CIRCUIT BREAKER, SIZE S2, FOR MOTOR PROTECTION, CLASS 20, A-RELEASE 9.5...14A, N-RELEASE 208A, S | 162.93
3RV2031-4TB15 | CIRCUIT BREAKER, SIZE S2, FOR MOTOR PROTECTION, CLASS 20, A-RELEASE 12...17A, N-RELEASE 260A, SC | 162.93
3RV2031-4UB15 | CIRCUIT BREAKER, SIZE S2, FOR MOTOR PROTECTION, CLASS 20, A-RELEASE 32...40A, N-RELEASE 585 A, S | 208.92
3RV2041-4JA10 | CIRCUIT-BREAKER SIZE S3, FOR MOTOR PROTECTION, CLASS 10, A-REL. 45...63A, N-REL. 819A, SCREW TERM | 199.26
3RV2041-4JA15 | CIRCUIT-BREAKER SIZE S3, FOR MOTOR PROTECTION, CLASS 10, A-REL. 45...63A, N-REL. 819A, SCREW TERM | 211.76
3RV2041-4KA10 | CIRCUIT-BREAKER SIZE S3, FOR MOTOR PROTECTION, CLASS 10, A-REL. 57...75A, N-REL. 975A, SCREW TERM | 222.53
3RV2041-4KA15 | CIRCUIT-BREAKER SIZE S3, FOR MOTOR PROTECTION, CLASS 10, A-REL. 57...75A, N-REL. 975A, SCREW TERM | 232.18
3RV2041-4MA10 | CIRCUIT-BREAKER SIZE S3, FOR MOTOR PROTECTION, CLASS 10, A-REL. 80...100A,N-REL. 1300A SCREW TERM | 261.12
3RV2042-4KB10 | CIRCUIT-BREAKER SIZE S3, FOR MOTOR PROTECTION, CLASS 20, A-REL. 57...75A, N-REL. 975A, SCREW TERM | 354.25
3RV2042-4MA10 | CIRCUIT-BREAKER SIZE S3, FOR MOTOR PROTECTION, CLASS 10, A-REL. 80...100A,N-REL. 1300A SCREW TERM | 362.19
3RV2042-4MB10 | CIRCUIT-BREAKER SIZE S3, FOR MOTOR PROTECTION, CLASS 20, A-REL. 80...100A,N-REL. 1300A SCREW TERM | 379.77
3RV2042-4RA10 | CIRCUIT-BREAKER SIZE S3, FOR MOTOR PROTECTION, CLASS 10, A-REL. 65...84A, N-REL. 1170A SCREW TERM | 346.86
3RV2011-1HA10-ZW97 | CIRCUIT-BREAKER SZ S00, FOR MOTOR PROTECTION, CLASS 10, A-REL. 5.5...8A, N-REL. 104A, SCREW CONNE | 60.27
3RV2011-1KA10-ZW97 | CIRCUIT-BREAKER SZ S00, FOR MOTOR PROTECTION, CLASS 10, A-REL. 9..12.5A, N-REL. 163A, SCREW CONNE | 67.73
3RV2021-0GA10-ZW97 | CIRCUIT-BREAKER SZ S0, FOR MOTOR PROTECTION, CLASS 10, A-REL. 0.45...0.63A, N-REL.8.2A SCREW CONN | 53.3
3RV2021-0GA10-ZX95 | CIRCUIT-BREAKER SZ S0, FOR MOTOR PROTECTION, CLASS 10, A-REL. 0.45...0.63A, N-REL.8.2A SCREW CONN | 53.3
3RV2021-4AA25-ZW96 | CIRCUIT-BREAKER SZ S0, FOR MOTOR PROTECTION, CLASS 10, A-RELEASE 10...16A, N-RELEASE 208A, SPRIN | 86.72
3RV2021-4AA25-ZW97 | CIRCUIT-BREAKER SZ S0, FOR MOTOR PROTECTION, CLASS 10, A-RELEASE 10...16A, N-RELEASE 208A, SPRIN | 86.72
3RV2021-4AA25-ZX95 | CIRCUIT-BREAKER SZ S0, FOR MOTOR PROTECTION, CLASS 10, A-RELEASE 10...16A, N-RELEASE 208A, SPRIN | 86.72
3RV2021-4BA25-ZW96 | CIRCUIT-BREAKER SZ S0, FOR MOTOR PROTECTION, CLASS 10, A-RELEASE 13...20A, N-RELEASE 260A, SPRIN | 86.72
3SU1000-0HC10-0AA0-ZY13 | STOP PUSHBUTTON, 22MM, ROUND, PLASTIC, BLACK, RAISED BUTTON, PUSH AND ROTATE RIGHT TO LATCH, | 22.02
3SU1000-0HC10-0AA0-ZY15 | STOP PUSHBUTTON, 22MM, ROUND, PLASTIC, BLACK, RAISED BUTTON, PUSH AND ROTATE RIGHT TO LATCH, | 22.02
3SU1000-0HC10-0AA0-ZY19 | STOP PUSHBUTTON, 22MM, ROUND, PLASTIC, BLACK, RAISED BUTTON, PUSH AND ROTATE RIGHT TO LATCH, | 20.13
3SU1000-0HC20-0AA0 | STOP PUSHBUTTON, 22MM, ROUND, PLASTIC, RED, RAISED BUTTON, PUSH AND ROTATE RIGHT TO LATCH, RO | 17.33
3SU1061-0JB34-0AS0 | ILLUMINATED PUSHBUTTON, 30MM, ROUND, METAL, MATT, YELLOW, FRONT RING FOR FLAT INSTALL., MOMENTA | 29.3
3SU1061-0JB51-0AS0 | ILLUMINATED PUSHBUTTON, 30MM, ROUND, METAL, MATT, BLUE, FRONT RING FOR FLAT INSTALL., MOMENTARY | 29.3
3SU1061-0JB71-0AS0 | ILLUMINATED PUSHBUTTON, 30MM, ROUND, METAL, MATT, CLEAR, FRONT RING FOR FLAT INSTALL., MOMENTAR | 29.3
3SU1061-0JB72-0AS0 | ILLUMINATED PUSHBUTTON, 30MM, ROUND, METAL, MATT, CLEAR, FRONT RING FOR FLAT INSTALL., MOMENTAR | 29.3
3SU1052-2CM10-0AA0 | SELECTOR SWITCH, CAN BE ILLUM., 22MM, ROUND, METAL, SHINY, BLACK, LONG SELECTOR SWITCH, 3 SWITC | 13.65
3SU1052-2CM10-0AA0-ZX90 | SELECTOR SWITCH, CAN BE ILLUM., 22MM, ROUND, METAL, SHINY, BLACK, LONG SELECTOR SWITCH, 3 SWITC | 14.88
3SU1000-7AC10-0AA0 | COORDINATE SWITCH, 22MM, ROUND, PLASTIC, BLACK, 2 SWITCH POSITIONS O-I, HORIZONTAL, MOM. CONTAC | 36.77
3SU1000-7AC10-0AA0-ZX90 | COORDINATE SWITCH, 22MM, ROUND, PLASTIC, BLACK, 2 SWITCH POSITIONS O-I, HORIZONTAL, MOM. CONTAC | 40.06
3SU1000-7AC10-0AA0-ZY10 | COORDINATE SWITCH, 22MM, ROUND, PLASTIC, BLACK, 2 SWITCH POSITIONS O-I, HORIZONTAL, MOM. CONTAC | 43.24
3SU1000-7AC10-0AA0-ZY11 | COORDINATE SWITCH, 22MM, ROUND, PLASTIC, BLACK, 2 SWITCH POSITIONS O-I, HORIZONTAL, MOM. CONTAC | 43.24
3SU1000-7AF10-0AA0-ZY11 | COORDINATE SWITCH, 22MM, ROUND, PLASTIC, BLACK, 4 SWITCH POSITIONS O-I-II-III, MOMENTARY CONTAC | 54.13
3SU1000-7AF10-0AA0-ZY12 | COORDINATE SWITCH, 22MM, ROUND, PLASTIC, BLACK, 4 SWITCH POSITIONS O-I-II-III, MOMENTARY CONTAC | 54.13
3SU1000-7AF10-0AA0-ZY15 | COORDINATE SWITCH, 22MM, ROUND, PLASTIC, BLACK, 4 SWITCH POSITIONS O-I-II-III, MOMENTARY CONTAC | 54.13
3SU1000-7AF10-0AA0-ZY19 | COORDINATE SWITCH, 22MM, ROUND, PLASTIC, BLACK, 4 SWITCH POSITIONS O-I-II-III, MOMENTARY CONTAC | 52.22
3SU1000-7BD10-0AA0-ZY19 | COORDINATE SWITCH, 22MM, ROUND, PLASTIC, BLACK, 2 SWITCH POSITIONS O-I, VERTICAL, MOM. CONTACT | 52.22
3SU1000-0HC20-0AA0-ZY12 | STOP PUSHBUTTON, 22MM, ROUND, PLASTIC, RED, RAISED BUTTON, PUSH AND ROTATE RIGHT TO LATCH, RO | 22.02
3SU1061-0JB31-0AS0 | ILLUMINATED PUSHBUTTON, 30MM, ROUND, METAL, MATT, YELLOW, FRONT RING FOR FLAT INSTALL., MOMENTA | 29.3
3SU1061-0JB33-0AS0 | ILLUMINATED PUSHBUTTON, 30MM, ROUND, METAL, MATT, YELLOW, FRONT RING FOR FLAT INSTALL., MOMENTA | 29.3
3SU1061-0JB73-0AS0 | ILLUMINATED PUSHBUTTON, 30MM, ROUND, METAL, MATT, CLEAR, FRONT RING FOR FLAT INSTALL., MOMENTAR | 29.3
3SU1062-2DC10-0AA0-ZX90 | SELECTOR SWITCH, CAN BE ILLUM., 30MM, ROUND, METAL, MATT, BLACK, SHORT SELECTOR SWITCH, FRONT R | 32.28
3SU1052-2CL10-0AA0-ZX90 | SELECTOR SWITCH, CAN BE ILLUM., 22MM, ROUND, METAL, SHINY, BLACK, LONG SELECTOR SWITCH, 3 SWITC | 14.88
3SU1000-7AC10-0AA0-ZY15 | COORDINATE SWITCH, 22MM, ROUND, PLASTIC, BLACK, 2 SWITCH POSITIONS O-I, HORIZONTAL, MOM. CONTAC | 43.24
3SU1000-7AD10-0AA0 | COORDINATE SWITCH, 22MM, ROUND, PLASTIC, BLACK, 2 SWITCH POSITIONS O-I, VERTICAL, MOM. CONTACT | 36.77
3SU1000-7AF10-0AA0 | COORDINATE SWITCH, 22MM, ROUND, PLASTIC, BLACK, 4 SWITCH POSITIONS O-I-II-III, MOMENTARY CONTAC | 46.79
3SU1000-7AF10-0AA0-ZY10 | COORDINATE SWITCH, 22MM, ROUND, PLASTIC, BLACK, 4 SWITCH POSITIONS O-I-II-III, MOMENTARY CONTAC | 54.13
3SU1000-7BC10-0AA0 | COORDINATE SWITCH, 22MM, ROUND, PLASTIC, BLACK, 2 SWITCH POSITIONS O-I, HORIZONTAL, MOM. CONTAC | 46.79
3SU1000-7BC10-0AA0-ZY10 | COORDINATE SWITCH, 22MM, ROUND, PLASTIC, BLACK, 2 SWITCH POSITIONS O-I, HORIZONTAL, MOM. CONTAC | 54.13
3SU1000-7BD10-0AA0-ZY10 | COORDINATE SWITCH, 22MM, ROUND, PLASTIC, BLACK, 2 SWITCH POSITIONS O-I, VERTICAL, MOM. CONTACT | 54.13
3SU1000-7BD10-0AA0-ZY12 | COORDINATE SWITCH, 22MM, ROUND, PLASTIC, BLACK, 2 SWITCH POSITIONS O-I, VERTICAL, MOM. CONTACT | 54.13
3SU1000-7BF10-0AA0-ZY12 | COORDINATE SWITCH, 22MM, ROUND, PLASTIC, BLACK, 4 SWITCH POSITIONS O-I-II-III, MOMENTARY CONTAC | 65.83
3SU1000-7BF10-0AA0-ZY19 | COORDINATE SWITCH, 22MM, ROUND, PLASTIC, BLACK, 4 SWITCH POSITIONS O-I-II-III, MOMENTARY CONTAC | 63.94
3SU1030-2AS60-0AA0-ZY11 | SELECTOR SWITCH, CAN BE ILLUM., 22MM, ROUND, PLASTIC WITH METAL FRONT RING, WHITE, ROTARY KNOB, | 32.09
3SU1030-2AS60-0AA0-ZY15 | SELECTOR SWITCH, CAN BE ILLUM., 22MM, ROUND, PLASTIC WITH METAL FRONT RING, WHITE, ROTARY KNOB, | 32.09
3SU1030-3EA10-0AA0-ZY15 | TOGGLE SWITCH, 22MM, ROUND, PLASTIC WITH METAL FRONT RING, BLACK, 2 SWITCH POSITIONS O-I, LATCH | 25.77
3SU1030-3EC10-0AA0 | TOGGLE SWITCH, 22MM, ROUND, PLASTIC WITH METAL FRONT RING, BLACK, 2 SWITCH POSITIONS O-I, MOMEN | 22.59
3SU1000-2AS60-0AA0 | SELECTOR SWITCH, 22MM, ROUND, PLASTIC, WHITE, ROTARY KNOB, 4 SWITCH POSITIONS O-I-II-III, LATC | 13.65
3SU1000-2AS60-0AA0-ZY10 | SELECTOR SWITCH, 22MM, ROUND, PLASTIC, WHITE, ROTARY KNOB, 4 SWITCH POSITIONS O-I-II-III, LATC | 18.04
3SU1000-3EA10-0AA0 | TOGGLE SWITCH, 22MM, ROUND, PLASTIC, BLACK, 2 SWITCH POSITIONS O-I, LATCHING | 10.76
3SU1000-3EA10-0AA0-ZY10 | TOGGLE SWITCH, 22MM, ROUND, PLASTIC, BLACK, 2 SWITCH POSITIONS O-I, LATCHING, WITH LASER INSCR | 14.88
3SU1000-3EC10-0AA0-ZY10 | TOGGLE SWITCH, 22MM, ROUND, PLASTIC, BLACK, 2 SWITCH POSITIONS O-I, MOMENTARY CONTACT TYPE, RE | 14.88
3SU1000-3EC10-0AA0-ZY12 | TOGGLE SWITCH, 22MM, ROUND, PLASTIC, BLACK, 2 SWITCH POSITIONS O-I, MOMENTARY CONTACT TYPE, RE | 14.88
3SU1052-2FM60-0AA0 | SELECTOR SWITCH, CAN BE ILLUM., 22MM, ROUND, METAL, SHINY, WHITE, SHORT SELECTOR SWITCH, 3 SWIT | 13.37
3SU1030-7AC10-0AA0-ZX90 | COORDINATE SWITCH, 22MM, ROUND, PLASTIC WITH METAL FRONT RING, BLACK, 2 SWITCH POSITIONS O-I, H | 72.8
3SU1030-7AD10-0AA0-ZX90 | COORDINATE SWITCH, 22MM, ROUND, PLASTIC WITH METAL FRONT RING, BLACK, 2 SWITCH POSITIONS O-I, V | 72.8
3SU1062-2DC10-0AA0-ZY15 | SELECTOR SWITCH, CAN BE ILLUM., 30MM, ROUND, METAL, MATT, BLACK, SHORT SELECTOR SWITCH, FRONT R | 35.44
3SU1062-2DC10-0AA0-ZY19 | SELECTOR SWITCH, CAN BE ILLUM., 30MM, ROUND, METAL, MATT, BLACK, SHORT SELECTOR SWITCH, FRONT R | 33.55
3SU1052-2CN10-0AA0 | SELECTOR SWITCH, CAN BE ILLUM., 22MM, ROUND, METAL, SHINY, BLACK, LONG SELECTOR SWITCH, 3 SWITC | 13.71
3SU1052-2CN10-0AA0-ZX90 | SELECTOR SWITCH, CAN BE ILLUM., 22MM, ROUND, METAL, SHINY, BLACK, LONG SELECTOR SWITCH, 3 SWITC | 14.94
3SU1000-7AD10-0AA0-ZX90 | COORDINATE SWITCH, 22MM, ROUND, PLASTIC, BLACK, 2 SWITCH POSITIONS O-I, VERTICAL, MOM. CONTACT | 40.06
3SU1000-7AD10-0AA0-ZY10 | COORDINATE SWITCH, 22MM, ROUND, PLASTIC, BLACK, 2 SWITCH POSITIONS O-I, VERTICAL, MOM. CONTACT | 43.24
3SU1000-7AD10-0AA0-ZY11 | COORDINATE SWITCH, 22MM, ROUND, PLASTIC, BLACK, 2 SWITCH POSITIONS O-I, VERTICAL, MOM. CONTACT | 43.24
3SU1000-7AD10-0AA0-ZY12 | COORDINATE SWITCH, 22MM, ROUND, PLASTIC, BLACK, 2 SWITCH POSITIONS O-I, VERTICAL, MOM. CONTACT | 43.24
3SU1000-7AD10-0AA0-ZY15 | COORDINATE SWITCH, 22MM, ROUND, PLASTIC, BLACK, 2 SWITCH POSITIONS O-I, VERTICAL, MOM. CONTACT | 43.24
3SU1000-7BC10-0AA0-ZY12 | COORDINATE SWITCH, 22MM, ROUND, PLASTIC, BLACK, 2 SWITCH POSITIONS O-I, HORIZONTAL, MOM. CONTAC | 54.13
3SU1000-7BC10-0AA0-ZY15 | COORDINATE SWITCH, 22MM, ROUND, PLASTIC, BLACK, 2 SWITCH POSITIONS O-I, HORIZONTAL, MOM. CONTAC | 54.13
3SU1000-7BC10-0AA0-ZY19 | COORDINATE SWITCH, 22MM, ROUND, PLASTIC, BLACK, 2 SWITCH POSITIONS O-I, HORIZONTAL, MOM. CONTAC | 52.22
3SU1000-7BD10-0AA0 | COORDINATE SWITCH, 22MM, ROUND, PLASTIC, BLACK, 2 SWITCH POSITIONS O-I, VERTICAL, MOM. CONTACT | 46.79
3SE5162-0CH12-1CC1 | SIRIUS POSITION SWITCH 3SE5162, METAL ENCLOSURE XL, 56MM WIDE WITH TWIST LEVER 27MM, STAINL. STE | 230.98
3SE5162-0CH63-1AN4 | SIRIUS POSITION SWITCH, W. TWIST LEVER, HEIGHT-ADJUSTA. W. GRID HOLE, METAL, 56MM, XL ENHANCED CO | 249.86
3SU1032-2CF10-0AA0 | SELECTOR SWITCH, CAN BE ILLUM., 22MM, ROUND, PLASTIC WITH METAL FRONT RING, BLACK, LONG SELECTOR | 21.9
3SU1030-3EA10-0AA0 | TOGGLE SWITCH, 22MM, ROUND, PLASTIC WITH METAL FRONT RING, BLACK, 2 SWITCH POSITIONS O-I, LATCH | 22.59
3SU1030-3EA10-0AA0-ZX90 | TOGGLE SWITCH, 22MM, ROUND, PLASTIC WITH METAL FRONT RING, BLACK, 2 SWITCH POSITIONS O-I, LATCH | 22.59
3SU1030-3EA10-0AA0-ZY10 | TOGGLE SWITCH, 22MM, ROUND, PLASTIC WITH METAL FRONT RING, BLACK, 2 SWITCH POSITIONS O-I, LATCH | 25.77
3SU1030-3EA10-0AA0-ZY11 | TOGGLE SWITCH, 22MM, ROUND, PLASTIC WITH METAL FRONT RING, BLACK, 2 SWITCH POSITIONS O-I, LATCH | 25.77
3SU1030-3EA10-0AA0-ZY12 | TOGGLE SWITCH, 22MM, ROUND, PLASTIC WITH METAL FRONT RING, BLACK, 2 SWITCH POSITIONS O-I, LATCH | 25.77
3SU1000-2AS60-0AA0-ZY11 | SELECTOR SWITCH, 22MM, ROUND, PLASTIC, WHITE, ROTARY KNOB, 4 SWITCH POSITIONS O-I-II-III, LATC | 18.04
3SU1000-2AS60-0AA0-ZY12 | SELECTOR SWITCH, 22MM, ROUND, PLASTIC, WHITE, ROTARY KNOB, 4 SWITCH POSITIONS O-I-II-III, LATC | 18.04
3SU1000-2AS60-0AA0-ZY15 | SELECTOR SWITCH, 22MM, ROUND, PLASTIC, WHITE, ROTARY KNOB, 4 SWITCH POSITIONS O-I-II-III, LATC | 18.04
3SU1000-2AS60-0AA0-ZY19 | SELECTOR SWITCH, 22MM, ROUND, PLASTIC, WHITE, ROTARY KNOB, 4 SWITCH POSITIONS O-I-II-III, LATC | 16.14
3SU1000-3EC10-0AA0-ZY19 | TOGGLE SWITCH, 22MM, ROUND, PLASTIC, BLACK, 2 SWITCH POSITIONS O-I, MOMENTARY CONTACT TYPE, RE | 12.98
3SU1032-2BC10-0AA0 | SELECTOR SWITCH, CAN BE ILLUM., 22MM, ROUND, PLASTIC WITH METAL FRONT RING, BLACK, SHORT SELECTO | 17.97
3SU1032-2BM10-0AA0 | SELECTOR SWITCH, CAN BE ILLUM., 22MM, ROUND, PLASTIC WITH METAL FRONT RING, BLACK, SHORT SELECTO | 17.97
3SU1052-2FC60-0AA0 | SELECTOR SWITCH, CAN BE ILLUM., 22MM, ROUND, METAL, SHINY, WHITE, SHORT SELECTOR SWITCH, 2 SWIT | 13.37
3SU1000-7BF10-0AA0 | COORDINATE SWITCH, 22MM, ROUND, PLASTIC, BLACK, 4 SWITCH POSITIONS O-I-II-III, MOMENTARY CONTAC | 57.49
3SU1000-7BF10-0AA0-ZX90 | COORDINATE SWITCH, 22MM, ROUND, PLASTIC, BLACK, 4 SWITCH POSITIONS O-I-II-III, MOMENTARY CONTAC | 62.61
3SU1000-7BF10-0AA0-ZY10 | COORDINATE SWITCH, 22MM, ROUND, PLASTIC, BLACK, 4 SWITCH POSITIONS O-I-II-III, MOMENTARY CONTAC | 65.83
3SU1030-2AS60-0AA0 | SELECTOR SWITCH, CAN BE ILLUM., 22MM, ROUND, PLASTIC WITH METAL FRONT RING, WHITE, ROTARY KNOB, | 28.93
3SU1030-2AS60-0AA0-ZX90 | SELECTOR SWITCH, CAN BE ILLUM., 22MM, ROUND, PLASTIC WITH METAL FRONT RING, WHITE, ROTARY KNOB, | 28.93
3SU1030-2AS60-0AA0-ZY10 | SELECTOR SWITCH, CAN BE ILLUM., 22MM, ROUND, PLASTIC WITH METAL FRONT RING, WHITE, ROTARY KNOB, | 32.09
3SU1030-3EC10-0AA0-ZY10 | TOGGLE SWITCH, 22MM, ROUND, PLASTIC WITH METAL FRONT RING, BLACK, 2 SWITCH POSITIONS O-I, MOMEN | 25.77
3SU1030-3EC10-0AA0-ZY11 | TOGGLE SWITCH, 22MM, ROUND, PLASTIC WITH METAL FRONT RING, BLACK, 2 SWITCH POSITIONS O-I, MOMEN | 25.77
3SU1030-3EC10-0AA0-ZY12 | TOGGLE SWITCH, 22MM, ROUND, PLASTIC WITH METAL FRONT RING, BLACK, 2 SWITCH POSITIONS O-I, MOMEN | 25.77
3SU1030-3EC10-0AA0-ZY15 | TOGGLE SWITCH, 22MM, ROUND, PLASTIC WITH METAL FRONT RING, BLACK, 2 SWITCH POSITIONS O-I, MOMEN | 25.77
3SU1000-3EA10-0AA0-ZY12 | TOGGLE SWITCH, 22MM, ROUND, PLASTIC, BLACK, 2 SWITCH POSITIONS O-I, LATCHING, WITH LASER INSCR | 14.88
3SU1000-3EA10-0AA0-ZY15 | TOGGLE SWITCH, 22MM, ROUND, PLASTIC, BLACK, 2 SWITCH POSITIONS O-I, LATCHING, WITH LASER INSCR | 14.88
3SU1000-3EA10-0AA0-ZY19 | TOGGLE SWITCH, 22MM, ROUND, PLASTIC, BLACK, 2 SWITCH POSITIONS O-I, LATCHING, WITH LASER INSCR | 12.98
3SU1000-3EC10-0AA0 | TOGGLE SWITCH, 22MM, ROUND, PLASTIC, BLACK, 2 SWITCH POSITIONS O-I, MOMENTARY CONTACT TYPE, RE | 10.76
3SU1000-3EC10-0AA0-ZX90 | TOGGLE SWITCH, 22MM, ROUND, PLASTIC, BLACK, 2 SWITCH POSITIONS O-I, MOMENTARY CONTACT TYPE, RE | 11.72
3SU1052-2CP10-0AA0 | SELECTOR SWITCH, CAN BE ILLUM., 22MM, ROUND, METAL, SHINY, BLACK, LONG SELECTOR SWITCH, 3 SWITC | 13.71
3SU1052-2CP10-0AA0-ZX90 | SELECTOR SWITCH, CAN BE ILLUM., 22MM, ROUND, METAL, SHINY, BLACK, LONG SELECTOR SWITCH, 3 SWITC | 14.94
3SU1030-7AD10-0AA0 | COORDINATE SWITCH, 22MM, ROUND, PLASTIC WITH METAL FRONT RING, BLACK, 2 SWITCH POSITIONS O-I, V | 72.8
3SU1030-7BC10-0AA0 | COORDINATE SWITCH, 22MM, ROUND, PLASTIC WITH METAL FRONT RING, BLACK, 2 SWITCH POSITIONS O-I, H | 93.69
3SU1030-7BC10-0AA0-ZX90 | COORDINATE SWITCH, 22MM, ROUND, PLASTIC WITH METAL FRONT RING, BLACK, 2 SWITCH POSITIONS O-I, H | 93.69
3SU1002-2BF10-0AA0-ZY15 | SELECTOR SWITCH, CAN BE ILLUM., 22MM, ROUND, PLASTIC, BLACK, SHORT SELECTOR SWITCH, 2 SWITCH PO | 12.85
3SU1002-2BF10-0AA0-ZY19 | SELECTOR SWITCH, CAN BE ILLUM., 22MM, ROUND, PLASTIC, BLACK, SHORT SELECTOR SWITCH, 2 SWITCH PO | 10.96
3SU1002-2BL10-0AA0 | SELECTOR SWITCH, CAN BE ILLUM., 22MM, ROUND, PLASTIC, BLACK, SHORT SELECTOR SWITCH, 3 SWITCH PO | 8.88
3SU1002-2BL10-0AA0-ZX90 | SELECTOR SWITCH, CAN BE ILLUM., 22MM, ROUND, PLASTIC, BLACK, SHORT SELECTOR SWITCH, 3 SWITCH PO | 9.69
3SU1002-2BN10-0AA0 | SELECTOR SWITCH, CAN BE ILLUM., 22MM, ROUND, PLASTIC, BLACK, SHORT SELECTOR SWITCH, 3 SWITCH PO | 9.01
3SU1002-2BN10-0AA0-ZX90 | SELECTOR SWITCH, CAN BE ILLUM., 22MM, ROUND, PLASTIC, BLACK, SHORT SELECTOR SWITCH, 3 SWITCH PO | 9.81
3SU1002-2BN10-0AA0-ZY10 | SELECTOR SWITCH, CAN BE ILLUM., 22MM, ROUND, PLASTIC, BLACK, SHORT SELECTOR SWITCH, 3 SWITCH PO | 12.98
3SU1002-2BN10-0AA0-ZY11 | SELECTOR SWITCH, CAN BE ILLUM., 22MM, ROUND, PLASTIC, BLACK, SHORT SELECTOR SWITCH, 3 SWITCH PO | 12.98
3SU1002-2BN10-0AA0-ZY12 | SELECTOR SWITCH, CAN BE ILLUM., 22MM, ROUND, PLASTIC, BLACK, SHORT SELECTOR SWITCH, 3 SWITCH PO | 12.98
3SU1030-7BD10-0AA0 | COORDINATE SWITCH, 22MM, ROUND, PLASTIC WITH METAL FRONT RING, BLACK, 2 SWITCH POSITIONS O-I, V | 93.69
3SU1030-7BF10-0AA0 | COORDINATE SWITCH, 22MM, ROUND, PLASTIC WITH METAL FRONT RING, BLACK, 4 SWITCH POSITIONS O-I-II- | 113.32
3SU1002-2BC10-0AA0 | SELECTOR SWITCH, CAN BE ILLUM., 22MM, ROUND, PLASTIC, BLACK, SHORT SELECTOR SWITCH, 2 SWITCH PO | 8.88
3SU1002-2BC10-0AA0-ZY10 | SELECTOR SWITCH, CAN BE ILLUM., 22MM, ROUND, PLASTIC, BLACK, SHORT SELECTOR SWITCH, 2 SWITCH PO | 12.85
3SU1002-2BF10-0AA0 | SELECTOR SWITCH, CAN BE ILLUM., 22MM, ROUND, PLASTIC, BLACK, SHORT SELECTOR SWITCH, 2 SWITCH PO | 8.88
3SU1002-2BF10-0AA0-ZY10 | SELECTOR SWITCH, CAN BE ILLUM., 22MM, ROUND, PLASTIC, BLACK, SHORT SELECTOR SWITCH, 2 SWITCH PO | 12.85
3SU1002-2BF10-0AA0-ZY12 | SELECTOR SWITCH, CAN BE ILLUM., 22MM, ROUND, PLASTIC, BLACK, SHORT SELECTOR SWITCH, 2 SWITCH PO | 12.85
3SU1002-2BL10-0AA0-ZY10 | SELECTOR SWITCH, CAN BE ILLUM., 22MM, ROUND, PLASTIC, BLACK, SHORT SELECTOR SWITCH, 3 SWITCH PO | 12.85
3SU1002-2BL10-0AA0-ZY12 | SELECTOR SWITCH, CAN BE ILLUM., 22MM, ROUND, PLASTIC, BLACK, SHORT SELECTOR SWITCH, 3 SWITCH PO | 12.85
3SU1002-2BM10-0AA0-ZY12 | SELECTOR SWITCH, CAN BE ILLUM., 22MM, ROUND, PLASTIC, BLACK, SHORT SELECTOR SWITCH, 3 SWITCH PO | 12.85
3SU1002-2BM10-0AA0-ZY19 | SELECTOR SWITCH, CAN BE ILLUM., 22MM, ROUND, PLASTIC, BLACK, SHORT SELECTOR SWITCH, 3 SWITCH PO | 10.96
3SU1002-2BN10-0AA0-ZY19 | SELECTOR SWITCH, CAN BE ILLUM., 22MM, ROUND, PLASTIC, BLACK, SHORT SELECTOR SWITCH, 3 SWITCH PO | 11.09
3SU1002-2BP10-0AA0-ZX90 | SELECTOR SWITCH, CAN BE ILLUM., 22MM, ROUND, PLASTIC, BLACK, SHORT SELECTOR SWITCH, 3 SWITCH PO | 9.81
3SU1002-2BP10-0AA0-ZY19 | SELECTOR SWITCH, CAN BE ILLUM., 22MM, ROUND, PLASTIC, BLACK, SHORT SELECTOR SWITCH, 3 SWITCH PO | 11.09
3SU1002-2CF10-0AA0-ZX90 | SELECTOR SWITCH, CAN BE ILLUM., 22MM, ROUND, PLASTIC, BLACK, LONG SELECTOR SWITCH, 2 SWITCH POS | 10
3SU1031-0CB40-0AA0 | ILLUMINATED PUSHBUTTON, 22MM, ROUND, PLASTIC WITH METAL FRONT RING, GREEN, RAISED FRONT RING MO | 11.96
3SU1062-2DF10-0AA0-ZX90 | SELECTOR SWITCH, CAN BE ILLUM., 30MM, ROUND, METAL, MATT, BLACK, SHORT SELECTOR SWITCH, FRONT R | 32.28
3SU1062-2DL10-0AA0 | SELECTOR SWITCH, CAN BE ILLUM., 30MM, ROUND, METAL, MATT, BLACK, SHORT SELECTOR SWITCH, FRONT R | 29.64
3SU1062-2DL10-0AA0-ZY10 | SELECTOR SWITCH, CAN BE ILLUM., 30MM, ROUND, METAL, MATT, BLACK, SHORT SELECTOR SWITCH, FRONT R | 35.44
3SU1062-2DM10-0AA0 | SELECTOR SWITCH, CAN BE ILLUM., 30MM, ROUND, METAL, MATT, BLACK, SHORT SELECTOR SWITCH, FRONT R | 29.64
3SU1062-2DM10-0AA0-ZY10 | SELECTOR SWITCH, CAN BE ILLUM., 30MM, ROUND, METAL, MATT, BLACK, SHORT SELECTOR SWITCH, FRONT R | 35.44
3SU1050-7AF88-0AA0 | COORDINATE SWITCH, 22MM, ROUND, METAL, SHINY, BLACK, 4 SWITCH POSITIONS O-I-II-III, MOMENTARY C | 52.07
3SU1050-7BD88-0AA0 | COORDINATE SWITCH, 22MM, ROUND, METAL, SHINY, BLACK, 2 SWITCH POSITIONS O-I, VERTICAL, MOM. CON | 61.62
3SU1052-2BF30-0AA0 | SELECTOR SWITCH, CAN BE ILLUM., 22MM, ROUND, METAL, SHINY, YELLOW, SHORT SELECTOR SWITCH, 2 SWI | 9.9
3SU1052-2BN10-0AA0 | SELECTOR SWITCH, CAN BE ILLUM., 22MM, ROUND, METAL, SHINY, BLACK, SHORT SELECTOR SWITCH, 3 SWIT | 10.05
3SU1052-2BP10-0AA0 | SELECTOR SWITCH, CAN BE ILLUM., 22MM, ROUND, METAL, SHINY, BLACK, SHORT SELECTOR SWITCH, 3 SWIT | 10.05
3SU1052-2CC10-0AA0 | SELECTOR SWITCH, CAN BE ILLUM., 22MM, ROUND, METAL, SHINY, BLACK, LONG SELECTOR SWITCH, 2 SWITC | 15.17
3SU1062-2EC10-0AA0-ZY12 | SELECTOR SWITCH, CAN BE ILLUM., 30MM, ROUND, METAL, MATT, BLACK, LONG SELECTOR SWITCH, FRONT RI | 35.44
3SU1062-2EC10-0AA0-ZY19 | SELECTOR SWITCH, CAN BE ILLUM., 30MM, ROUND, METAL, MATT, BLACK, LONG SELECTOR SWITCH, FRONT RI | 33.55
3SU1052-2FF60-0AA0 | SELECTOR SWITCH, CAN BE ILLUM., 22MM, ROUND, METAL, SHINY, WHITE, SHORT SELECTOR SWITCH, 2 SWIT | 13.37
3SU1052-2FL60-0AA0 | SELECTOR SWITCH, CAN BE ILLUM., 22MM, ROUND, METAL, SHINY, WHITE, SHORT SELECTOR SWITCH, 3 SWIT | 13.37
3SU1030-7AF10-0AA0 | COORDINATE SWITCH, 22MM, ROUND, PLASTIC WITH METAL FRONT RING, BLACK, 4 SWITCH POSITIONS O-I-II- | 93.69
3SU1030-7AF10-0AA0-ZX90 | COORDINATE SWITCH, 22MM, ROUND, PLASTIC WITH METAL FRONT RING, BLACK, 4 SWITCH POSITIONS O-I-II- | 93.69
3SU1030-7BD10-0AA0-ZX90 | COORDINATE SWITCH, 22MM, ROUND, PLASTIC WITH METAL FRONT RING, BLACK, 2 SWITCH POSITIONS O-I, V | 93.69
3SU1002-2BC10-0AA0-ZY11 | SELECTOR SWITCH, CAN BE ILLUM., 22MM, ROUND, PLASTIC, BLACK, SHORT SELECTOR SWITCH, 2 SWITCH PO | 12.85
3SU1002-2BC10-0AA0-ZY12 | SELECTOR SWITCH, CAN BE ILLUM., 22MM, ROUND, PLASTIC, BLACK, SHORT SELECTOR SWITCH, 2 SWITCH PO | 12.85
3SU1002-2BC10-0AA0-ZY15 | SELECTOR SWITCH, CAN BE ILLUM., 22MM, ROUND, PLASTIC, BLACK, SHORT SELECTOR SWITCH, 2 SWITCH PO | 12.85
3SU1002-2BC10-0AA0-ZY19 | SELECTOR SWITCH, CAN BE ILLUM., 22MM, ROUND, PLASTIC, BLACK, SHORT SELECTOR SWITCH, 2 SWITCH PO | 10.96
3SU1002-2BL10-0AA0-ZY19 | SELECTOR SWITCH, CAN BE ILLUM., 22MM, ROUND, PLASTIC, BLACK, SHORT SELECTOR SWITCH, 3 SWITCH PO | 10.96
3SU1002-2BM10-0AA0 | SELECTOR SWITCH, CAN BE ILLUM., 22MM, ROUND, PLASTIC, BLACK, SHORT SELECTOR SWITCH, 3 SWITCH PO | 8.88
3SU1002-2BM10-0AA0-ZX90 | SELECTOR SWITCH, CAN BE ILLUM., 22MM, ROUND, PLASTIC, BLACK, SHORT SELECTOR SWITCH, 3 SWITCH PO | 9.69
3SU1002-2BM10-0AA0-ZY10 | SELECTOR SWITCH, CAN BE ILLUM., 22MM, ROUND, PLASTIC, BLACK, SHORT SELECTOR SWITCH, 3 SWITCH PO | 12.85
3SU1002-2BP10-0AA0-ZY10 | SELECTOR SWITCH, CAN BE ILLUM., 22MM, ROUND, PLASTIC, BLACK, SHORT SELECTOR SWITCH, 3 SWITCH PO | 12.98
3SU1002-2BP10-0AA0-ZY11 | SELECTOR SWITCH, CAN BE ILLUM., 22MM, ROUND, PLASTIC, BLACK, SHORT SELECTOR SWITCH, 3 SWITCH PO | 12.98
3SU1002-2BP10-0AA0-ZY12 | SELECTOR SWITCH, CAN BE ILLUM., 22MM, ROUND, PLASTIC, BLACK, SHORT SELECTOR SWITCH, 3 SWITCH PO | 12.98
3SU1002-2BP10-0AA0-ZY15 | SELECTOR SWITCH, CAN BE ILLUM., 22MM, ROUND, PLASTIC, BLACK, SHORT SELECTOR SWITCH, 3 SWITCH PO | 12.98
3SU1062-2DF10-0AA0-ZY10 | SELECTOR SWITCH, CAN BE ILLUM., 30MM, ROUND, METAL, MATT, BLACK, SHORT SELECTOR SWITCH, FRONT R | 35.44
3SU1062-2DF10-0AA0-ZY11 | SELECTOR SWITCH, CAN BE ILLUM., 30MM, ROUND, METAL, MATT, BLACK, SHORT SELECTOR SWITCH, FRONT R | 35.44
3SU1062-2DF10-0AA0-ZY12 | SELECTOR SWITCH, CAN BE ILLUM., 30MM, ROUND, METAL, MATT, BLACK, SHORT SELECTOR SWITCH, FRONT R | 35.44
3SU1062-2DF10-0AA0-ZY15 | SELECTOR SWITCH, CAN BE ILLUM., 30MM, ROUND, METAL, MATT, BLACK, SHORT SELECTOR SWITCH, FRONT R | 35.44
3SU1062-2DF10-0AA0-ZY19 | SELECTOR SWITCH, CAN BE ILLUM., 30MM, ROUND, METAL, MATT, BLACK, SHORT SELECTOR SWITCH, FRONT R | 33.55
3SU1062-2DM10-0AA0-ZY12 | SELECTOR SWITCH, CAN BE ILLUM., 30MM, ROUND, METAL, MATT, BLACK, SHORT SELECTOR SWITCH, FRONT R | 35.44
3SU1062-2DM10-0AA0-ZY15 | SELECTOR SWITCH, CAN BE ILLUM., 30MM, ROUND, METAL, MATT, BLACK, SHORT SELECTOR SWITCH, FRONT R | 35.44
3SU1062-2DM10-0AA0-ZY19 | SELECTOR SWITCH, CAN BE ILLUM., 30MM, ROUND, METAL, MATT, BLACK, SHORT SELECTOR SWITCH, FRONT R | 33.55
3SU1050-7AC88-0AA0 | COORDINATE SWITCH, 22MM, ROUND, METAL, SHINY, BLACK, 2 SWITCH POSITIONS O-I, HORIZONTAL, MOM. C | 49.46
3SU1052-2BF50-0AA0 | SELECTOR SWITCH, CAN BE ILLUM., 22MM, ROUND, METAL, SHINY, BLUE, SHORT SELECTOR SWITCH, 2 SWITC | 9.9
3SU1052-2BL10-0AA0 | SELECTOR SWITCH, CAN BE ILLUM., 22MM, ROUND, METAL, SHINY, BLACK, SHORT SELECTOR SWITCH, 3 SWIT | 9.9
3SU1052-2BL10-0AA0-ZX90 | SELECTOR SWITCH, CAN BE ILLUM., 22MM, ROUND, METAL, SHINY, BLACK, SHORT SELECTOR SWITCH, 3 SWIT | 10.76
8PQ6000-8BA64 | 8PQ6000-8BA64 | 135.67
A5E03121247 | POINTEK CLS200 - STANDARD - ROD VERSION WITH THREADED OR FLANGED PROCESS CONNECTION: VERSATILE I | 1696.28
A5E35192015 | SPARE: USB COMMUNICATOR FOR LG2XX TDR | 390.84
A5E35345074 | ADD-ON MODULE PROFIBUS DP PROFILE 3. | 438.25
A5E33482052 | MANUAL, MILLTRONICS BW500 AND BW500L, ENGLISH | 114.79
8PQ6000-5BA33 | SIVACON S4 KIT HOLDER AND DRAWINGS FOR COPPER CONNECTION TO MBB SENTRON 3WL1340 FIXED MOUNTED OR | 646.67
8PQ6000-5BA35 | SIVACON S4 KIT HOLDER AND DRAWINGS FOR COPPER CONNECTION TO MBB SENTRON 3WL1363 WITHDRAWABLE WI | 1783.89
8PQ6000-5BA85 | SIVACON S4 KIT HOLDER AND DRAWINGS FOR SWITCHGEAR CONNECTION TO CABLE SENTRON 3WL1350 FIXED MOUN | 903.09
8PQ6000-6BA75 | SIVACON S4 FIXED, WITHDRAWABLE 3/4 POLE | 363.27
8PQ6000-7BA08 | SIVACON S4 3WL VBB CONNECTION SENTRON 3WL, SIZE I, 2000A | 593.7
8PQ6000-8BA06 | 8PQ6000-8BA06 | 77.01
8PQ6000-8BA08 | 8PQ6000-8BA08 | 77.01
8PQ6000-8BA14 | 8PQ6000-8BA14 | 257.36
8PQ6000-8BA16 | 8PQ6000-8BA16 | 257.36
8PQ6000-8BA24 | 8PQ6000-8BA24 | 77.01
8PQ6000-8BA26 | 8PQ6000-8BA26 | 96.64
8PQ6000-8BA34 | 8PQ6000-8BA34 | 101.29
8PQ6000-8BA36 | 8PQ6000-8BA36 | 101.29
8PQ6000-8BA42 | 8PQ6000-8BA42 | 156.1
A5E34320772 | BW500 MOTHERBOARD, AC | 3838.31
A5E32462819 | KIT,LR250,ENCAP,3" 150LB RF, FEA,LENS | 656.71
A5E32462821 | KIT,LR250,ENCAP,6" 150LB RF, FEA,LENS | 1697.61
A5E32462828 | KIT,LR250,ENCAP,DN100PN16 B1 RF,FEA,LENS | 950.51
A5E32462830 | LR250 - 7ML5432 - ENCLOSURE WITH BOARD STACK,M20 CABLE INLET, APPROVAL OPTION E, WITH HART- COM | 2852.84
A5E32462854 | LR250 - 7ML5432 - ENCLOSURE WITH BOARD STACK,NPT CABLE INLET, APPROVAL OPTION A, WITH PROFIBUS | 3093.46
A5E32462856 | LR250 - 7ML5432 - ENCLOSURE WITH BOARD STACK,M20 CABLE INLET, APPROVAL OPTION C, WITH PROFIBUS | 3403.21
A5E32462863 | LR250 - 7ML5432 - ENCLOSURE WITH BOARD STACK,NPT CABLE INLET, APPROVAL OPTION D, WITH FOUNDATION | 3381.93
A5E32462865 | LR250 - 7ML5432 - ENCLOSURE WITH BOARD STACK,M20 CABLE INLET, APPROVAL OPTION A, WITH HART- COM | 2852.84
A5E32572731 | KIT, 2 INCH ISO 2852,HEA TFM1600 PTFE LENS, AND SILICONE SECONDARY O-RING | 757.75
A5E32572747 | KIT, 4 INCH ISO 2852,HEA TFM1600 PTFE LENS, AND SILICONE SECONDARY O-RING | 864.1
A5E32572779 | KIT, DN80,DIN 11864-1,HEA TFM1600 PTFE LENS, AND SILICONE SECONDARY O-RING | 927.9
A5E32572785 | KIT, DN50 DIN 11864-2/3,HEA TFM1600 PTFE LENS, SILICONE SECONDARY O-RING | 1078.12
A5E03441096 | 7ML5431XXX200XAX,HART SU<3.6MA,NPT LR250 ENCLOSURE WITH BOARD STACK FOR HORN ANTENNA VERSIONS, N | 3271.59
A5E03441099 | 7ML5431XXX200XHX,HART SU <3.6MA,NPT LR250 ENCLOSURE WITH BOARD STACK FOR HORN ANTENNA VERSIONS, | 3444.4
S79220-B6194-F888 | SIMATIC PCS 7, SOFTWARE OS ARCHIVE (5.000 VAR), SINGLE LICENSE F.1 INSTALLATION R-SW, WITHOUT SW | 473.43
JJY:023423320001 | FA. HEINE BREAKING RESISTOR FOR POWERMODULE PM240-2 FSE P_MAX=30KW/12S/5% ED R=4,5 OHM P_DAUER=1 | 828.52
JJY:023424020002 | FA. HEINE BREAKING RESISTOR FOR POWERMODULE PM240-2 FSD P_MAX=37KW/12S/5% ED R=31 OHM P_DAUER=18 | 866.2
PBD:51041448 | SITRANS LG MOUNTING EYE M12X20 | 74.44
PBD:61010081 | KIT,2 IDLER CABLE SUSPENSION | 298.45
PBD:61010741 | KIT,4 IDLER CABLE SUSPENSION STANDARD | 753.31
PBD:20377-125 | 40 TPH, 316 (1.4401) STAINLESS STEEL FLOWGUIDE 2 INCH DIN | 1487.97
PBD:20377-212 | 40 TPH, MILD STEEL-EPOXY FLOWGUIDE 4 INCH ASME | 1130.68
PBD:20377-311 | 40 TPH,MILD STEEL FLOWGUIDE,6 INCH ASME | 926.93
PBD:20377-314 | 40 TPH, 304 (1.4301) STAINLESS STEEL FLOWGUIDE 6 INCH ASME | 2426.38
PBD:20377-424 | 40 TPH, 304 (1.4301) STAINLESS STEEL FLOWGUIDE 8 INCH DIN | 2304.42
PBD:20377-514 | 40 TPH, 304 (1.4301) STAINLESS STEEL FLOWGUIDE 10 INCH ASME | 3033.34
PBD:20388-214 | 300 TPH, 304 (1.4301) STAINLESS STEEL FLOWGUIDE 8 INCH ASME | 2569.87
PBD:20388-324 | 300 TPH, 304 (1.4301) STAINLESS STEEL FLOWGUIDE 10 INCH DIN | 3328.93
PBD:20388-511 | 300 TPH,MILD STEEL FLOWGUIDE, 14 INCH ASME | 1809.39
PBD:20388-612 | 300 TPH, MILD STEEL-EPOXY FLOWGUIDE 16 INCH ASME | 3805.3
PBD:20388-621 | 300 TBH,MILD STEEL FLOWGUIDE, 16 INCH DIN | 1950
PBD:20405-100 | 40 TPH, MILD STEEL FLOWGUIDE 5 X 12 INCH | 873.84
PBD:20455-10 | 300 TPH, MILD STEEL FLOWGUIDE 5 X 16 INCH | 1060.37
PBD:22519-2A0 | A-300 TPH, MILD STEEL FLOWGUIDE 14 INCH | 6291.94
PBD:22520-1A0 | A-40 TPH, MILD STEEL FLOWGUIDE 8 INCH | 5591.73
PBD:25851-A0A08 | LOAD CELL, 50 LB, STAINLESS STEEL, WITH 15M (49.2 FT) CABLE LENGTH | 3730.7
PBD:25851-A0AHT | LOAD CELL, 50 LB, STAINLESS STEEL, WITH 15M (49.2 FT) CABLE LENGTH & 316 (1.4401) COVER & HIGH T | 4660.49
PBD:25851-A1AHT | LOAD CELL, 100 LB, STAINLESS STEEL, WITH 15M (49.2 FT) CABLE LENGTH & 316 (1.4401) COVER & HIGH | 4660.49
PBD:25851-A1T50 | LOAD CELL, 100 LB, STAINLESS STEEL, HIGH TEMP UP TO 175 C (347 F) | 3961.71
PBD:25851-A2AHT | LOAD CELL, 250 LB, STAINLESS STEEL, WITH 15M (49.2 FT) CABLE LENGTH & 316 (1.4401) COVER & HIGH | 4660.49
PBD:25851-A2T50 | LOAD CELL, 250 LB, STAINLESS STEEL, HIGH TEMP UP TO 175 C (347 F) | 3961.71
PBD:25851-A3T50 | LOAD CELL, 500 LB, STAINLESS STEEL, HIGH TEMP UP TO 175 C (347 F) | 3961.71
PBD:25851-A3TH | LOAD CELL, 500 LB, STAINLESS STEEL, HIGH TEMP UP TO 175 C (347 F) AND 316 (1.4401) COVER | 4192.72
PBD:25851-A5A08 | LOAD CELL, 1000 LB, STAINLESS STEEL, WITH 15M (49.2 FT) CABLE LENGTH | 3730.7
PBD:25851-A5AHT | LOAD CELL, 1000 LB, STAINLESS STEEL, WITH 15M (49.2 FT) CABLE LENGTH & 316 (1.4401) COVER & HIG | 4660.49
PBD:25851-A6A08 | WAEGEZELLE, 1250 LB, EDELSTAHL, MIT 15 M (49.2 FT) LANGEM KABEL | 3730.7
PBD:25851-A6AHT | LOAD CELL, 1250 LB, STAINLESS STEEL, WITH 15M (49.2 FT) CABLE LENGTH & 316 (1.4401) COVER & HIG | 4660.49
PBD:25851-A7AHT | LOAD CELL, 1500 LB, STAINLESS STEEL, WITH 15M (49.2 FT) CABLE LENGTH & 316 (1.4401) COVER & HIGH | 4660.49
PBD:25851-A7T50 | LOAD CELL, 1500 LB, STAINLESS STEEL, HIGH TEMP UP TO 175 C (347 F) | 3961.71
PBD:25851-B2AH | LOAD CELL, MSI, 250 LB, SS, NTEP, OIML/MID, WITH 15M (49.2 FT) CABLE LENGTH & 316 (1.4401) COVER | 6058.06
PBD:25851-B3A08 | LOAD CELL, MSI, 500 LB, SS, NTEP, OIML/MID, WITH 15M (49.2 FT) CABLE LENGTH | 4892.95
PBD:25851-B4H53 | LOAD CELL, MSI, 750 LB, SS, NTEP, OIML/MID, WITH 316 (1.4401) COVER | 4892.95
PBD:25851-B5AH | LOAD CELL, MSI, 1000 LB, SS, NTEP, OIML/MID, WITH 15M (49.2 FT) CABLE LENGTH & 316 (1.4401) COVER | 6058.06
3KC9618-3 | ACCESSORY FOR 3KC3, 3KC6 BRIDGING BAR FOR LOADSIDE CONNECTION 4 POLE FOR 160A INCLUDES 1 PIECE | 138.62
3KC9622-2 | ACCESSORY FOR 3KC3, 3KC6 AUX. CONDUCTOR TERMINAL 1 POLE FOR 40 TO160A INCLUDES 2 PIECES | 31.65
3KC9804-2 | ACCESSORY FOR 3KC4, 3KC8 TERMINAL COVERS 1 POLE FOR 250 to 400A INCLUDES 4 PIECES | 28.07
3KC9804-4 | ACCESSORY FOR 3KC4, 3KC8 TERMINAL COVERS 1 POLE FOR 630A INCLUDES 4 PIECES | 41.41
3KC9811-0 | ACCESSORY FOR 3KC4, 3KC8 COPPER BAR CONNECTION KIT CONNECTION BAR PART A FOR 2000 to 2500A INCL | 159.85
3KC9811-2 | ACCESSORY FOR 3KC4, 3KC8 COPPER BAR CONNECTION KIT BOLT SET PART B, 35MM, SHORT LENGTH FOR 2000 | 27.37
3KC9818-6 | ACCESSORY FOR 3KC4, 3KC8 BRIDGING BAR FOR LOADSIDE CONNECTION 1 POLE FOR 1250A INCLUDES 1 PIECE | 161.73
3KC9818-8 | ACCESSORY FOR 3KC4, 3KC8 BRIDGING BAR FOR LOADSIDE CONNECTION PART E, 1 POLE FOR 2000 to 3200A | 668.11
3KC9822-3 | ACCESSORY FOR 3KC8 AUX. CONDUCTOR TERMINAL ASSEMBLY KIT FOR BOTTOM SIDE CONNECTION 3 POLES FOR | 221.68
3KC9822-5 | ACCESSORY FOR 3KC8 AUX. CONDUCTOR TERMINAL ASSEMBLY KIT FOR BOTTOM SIDE CONNECTION 3 POLES FOR | 287.23
3SU1002-2CF10-0AA0-ZY11 | SELECTOR SWITCH, CAN BE ILLUM., 22MM, ROUND, PLASTIC, BLACK, LONG SELECTOR SWITCH, 2 SWITCH POS | 13.16
3SU1002-2CF10-0AA0-ZY12 | SELECTOR SWITCH, CAN BE ILLUM., 22MM, ROUND, PLASTIC, BLACK, LONG SELECTOR SWITCH, 2 SWITCH POS | 13.16
3SU1002-2CF10-0AA0-ZY15 | SELECTOR SWITCH, CAN BE ILLUM., 22MM, ROUND, PLASTIC, BLACK, LONG SELECTOR SWITCH, 2 SWITCH POS | 13.16
3SU1002-2CF10-0AA0-ZY19 | SELECTOR SWITCH, CAN BE ILLUM., 22MM, ROUND, PLASTIC, BLACK, LONG SELECTOR SWITCH, 2 SWITCH POS | 11.26
3SU1062-2DL10-0AA0-ZY11 | SELECTOR SWITCH, CAN BE ILLUM., 30MM, ROUND, METAL, MATT, BLACK, SHORT SELECTOR SWITCH, FRONT R | 35.44
3SU1062-2DL10-0AA0-ZY12 | SELECTOR SWITCH, CAN BE ILLUM., 30MM, ROUND, METAL, MATT, BLACK, SHORT SELECTOR SWITCH, FRONT R | 35.44
3SU1062-2DL10-0AA0-ZY15 | SELECTOR SWITCH, CAN BE ILLUM., 30MM, ROUND, METAL, MATT, BLACK, SHORT SELECTOR SWITCH, FRONT R | 35.44
3SU1062-2DL10-0AA0-ZY19 | SELECTOR SWITCH, CAN BE ILLUM., 30MM, ROUND, METAL, MATT, BLACK, SHORT SELECTOR SWITCH, FRONT R | 33.55
3SU1052-2BF10-0AA0 | SELECTOR SWITCH, CAN BE ILLUM., 22MM, ROUND, METAL, SHINY, BLACK, SHORT SELECTOR SWITCH, 2 SWIT | 9.9
3SU1052-2BF10-0AA0-ZX90 | SELECTOR SWITCH, CAN BE ILLUM., 22MM, ROUND, METAL, SHINY, BLACK, SHORT SELECTOR SWITCH, 2 SWIT | 10.76
3SU1052-2BM10-0AA0 | SELECTOR SWITCH, CAN BE ILLUM., 22MM, ROUND, METAL, SHINY, BLACK, SHORT SELECTOR SWITCH, 3 SWIT | 9.9
3SU1052-2BM10-0AA0-ZX90 | SELECTOR SWITCH, CAN BE ILLUM., 22MM, ROUND, METAL, SHINY, BLACK, SHORT SELECTOR SWITCH, 3 SWIT | 10.76
3SU1062-2EC10-0AA0 | SELECTOR SWITCH, CAN BE ILLUM., 30MM, ROUND, METAL, MATT, BLACK, LONG SELECTOR SWITCH, FRONT RI | 29.64
3SU1062-2EC10-0AA0-ZX90 | SELECTOR SWITCH, CAN BE ILLUM., 30MM, ROUND, METAL, MATT, BLACK, LONG SELECTOR SWITCH, FRONT RI | 32.28
3SU1062-2EC10-0AA0-ZY10 | SELECTOR SWITCH, CAN BE ILLUM., 30MM, ROUND, METAL, MATT, BLACK, LONG SELECTOR SWITCH, FRONT RI | 35.44
3SU1062-2EL10-0AA0-ZX90 | SELECTOR SWITCH, CAN BE ILLUM., 30MM, ROUND, METAL, MATT, BLACK, LONG SELECTOR SWITCH, FRONT RI | 32.28
3SU1062-2EL10-0AA0-ZY10 | SELECTOR SWITCH, CAN BE ILLUM., 30MM, ROUND, METAL, MATT, BLACK, LONG SELECTOR SWITCH, FRONT RI | 35.44
3SU1062-2EL10-0AA0-ZY11 | SELECTOR SWITCH, CAN BE ILLUM., 30MM, ROUND, METAL, MATT, BLACK, LONG SELECTOR SWITCH, FRONT RI | 35.44
3SU1062-2EL10-0AA0-ZY12 | SELECTOR SWITCH, CAN BE ILLUM., 30MM, ROUND, METAL, MATT, BLACK, LONG SELECTOR SWITCH, FRONT RI | 35.44
3SU1062-2EL10-0AA0-ZY15 | SELECTOR SWITCH, CAN BE ILLUM., 30MM, ROUND, METAL, MATT, BLACK, LONG SELECTOR SWITCH, FRONT RI | 35.44
3SU1050-3EC10-0AA0 | TOGGLE SWITCH, 22MM, ROUND, METAL, SHINY, BLACK, 2 SWITCH POSITIONS O-I, MOMENTARY CONTACT TYPE | 12.79
3SU1401-2BF30-1AA0-ZX90 | LED MODULE WITH INTEGRATED LED 230V AC, YELLOW, SCREW TERMINAL, FOR BASE MOUNTING Z = 150X PACK | 14.44
3SU1401-2BF30-3AA0-ZX90 | LED MODULE WITH INTEGRATED LED 230V AC, YELLOW, SPRING-TYPE TERMINAL, FOR BASE MOUNTING Z = 150 | 13.99
3SU1401-2BF40-1AA0-ZX90 | LED MODULE WITH INTEGRATED LED 230V AC, GREEN, SCREW TERMINAL, FOR BASE MOUNTING Z = 150X PACK | 14.44
3SU1401-2BF40-3AA0-ZX90 | LED MODULE WITH INTEGRATED LED 230V AC, GREEN, SPRING-TYPE TERMINAL, FOR BASE MOUNTING Z = 150X | 13.99
3SU1401-2BG50-3AA0-ZX90 | LED MODULE WITH INTEGRATED LED 6-24V AC/DC BLUE, SPRING-TYPE TERMINAL, FOR BASE MOUNTING Z = 15 | 9.37
3SU1401-2BG60-1AA0-ZX90 | LED MODULE WITH INTEGRATED LED 6-24V AC/DC WHITE, SCREW TERMINAL, FOR BASE MOUNTING Z = 150X PA | 8.74
3SU1401-2BG60-3AA0-ZX90 | LED MODULE WITH INTEGRATED LED 6-24V AC/DC WHITE, SPRING-TYPE TERMINAL, FOR BASE MOUNTING Z = 1 | 9.37
3SU1401-2BH00-1AA0-ZX90 | LED MODULE WITH INTEGRATED LED, 24-240V AC/DC, AMBER, SCREW TERMINAL, FOR BASE MOUNTING Z = 15 | 17.16
3SU1062-2EF10-0AA0-ZY12 | SELECTOR SWITCH, CAN BE ILLUM., 30MM, ROUND, METAL, MATT, BLACK, LONG SELECTOR SWITCH, FRONT RI | 35.44
3SU1062-2EF10-0AA0-ZY19 | SELECTOR SWITCH, CAN BE ILLUM., 30MM, ROUND, METAL, MATT, BLACK, LONG SELECTOR SWITCH, FRONT RI | 33.55
3SU1062-2EL10-0AA0-ZY19 | SELECTOR SWITCH, CAN BE ILLUM., 30MM, ROUND, METAL, MATT, BLACK, LONG SELECTOR SWITCH, FRONT RI | 33.55
3SU1050-2AS60-0AA0-ZX90 | SELECTOR SWITCH, 22MM, ROUND, METAL, SHINY, WHITE, ROTARY KNOB, 4 SWITCH POSITIONS O-I-II-III, | 17.41
3SU1050-3EA10-0AA0-ZX90 | TOGGLE SWITCH, 22MM, ROUND, METAL, SHINY, BLACK, 2 SWITCH POSITIONS O-I, LATCHING, Z = 50X PAC | 13.92
3SU1050-3EC10-0AA0-ZX90 | TOGGLE SWITCH, 22MM, ROUND, METAL, SHINY, BLACK, 2 SWITCH POSITIONS O-I, MOMENTARY CONTACT TYPE | 13.92
3SU1401-2BF50-3AA0-ZX90 | LED MODULE WITH INTEGRATED LED 230V AC, BLUE, SPRING-TYPE TERMINAL, FOR BASE MOUNTING Z = 150X | 13.99
3SU1401-2BF60-3AA0-ZX90 | LED MODULE WITH INTEGRATED LED 230V AC, WHITE, SPRING-TYPE TERMINAL, FOR BASE MOUNTING Z = 150X | 13.99
3SU1401-2BG30-1AA0-ZX90 | LED MODULE WITH INTEGRATED LED 6-24V AC/DC YELLOW, SCREW TERMINAL, FOR BASE MOUNTING Z = 150X P | 8.74
3SU1401-2BG40-1AA0-ZX90 | LED MODULE WITH INTEGRATED LED 6-24V AC/DC GREEN, SCREW TERMINAL, FOR BASE MOUNTING Z = 150X PA | 8.74
3SU1401-2BG50-1AA0-ZX90 | LED MODULE WITH INTEGRATED LED 6-24V AC/DC BLUE, SCREW TERMINAL, FOR BASE MOUNTING Z = 150X PAC | 8.74
3SU1401-2BH00-3AA0-ZX90 | LED MODULE WITH INTEGRATED LED, 24-240V AC/DC, AMBER, SPRING-TYPE TERMINAL, FOR BASE MOUNTING | 17.03
3SU1401-2BH20-3AA0-ZX90 | LED MODULE WITH INTEGRATED LED, 24-240V AC/DC, RED, SPRING-TYPE TERMINAL, FOR BASE MOUNTING Z | 17.03
3SU1401-2BH60-1AA0-ZX90 | LED MODULE WITH INTEGRATED LED, 24-240V AC/DC, WHITE, SCREW TERMINAL, FOR BASE MOUNTING Z = 15 | 17.16
3SU1401-3BA00-5AA0-ZX90 | LED MODULE WITH INTEGRATED LED, AMBER, SOLDER TERMINAL, FOR PCB MOUNTING Z = 150X PACK | 17.54
3SU1401-3BA60-5AA0-ZX90 | LED MODULE WITH INTEGRATED LED, WHITE, SOLDER TERMINAL, FOR PCB MOUNTING Z = 150X PACK | 17.54
3SU1500-0BA10-0AA0-ZX90 | HOLDER FOR 4 MODULES, PLASTIC, Z = 100X PACK | 3.5
3SU1550-0BA10-0AA0 | HOLDER FOR 4 MODULES, METAL | 5.88
3SU1400-2CK10-1AA0-ZX90 | LED TEST MODULE OPERATING VOLTAGE 12-240VAC/DC, SCREW TERMINAL, FOR FLOOR MOUNTING Z = 150X PACK | 6.77
3SU1401-1BB30-3AA0-ZX90 | LED MODULE WITH INTEGRATED LED 24V AC/DC, YELLOW, SPRING-TYPE TERMINAL, FOR FRONT PLATE MOUNTING | 7.73
3SU1401-1BB60-1AA0-ZX90 | LED MODULE WITH INTEGRATED LED 24V AC/DC, WHITE, SCREW TERMINAL, FOR FRONT PLATE MOUNTING Z = 1 | 7.41
3SU1401-1BB60-3AA0-ZX90 | LED MODULE WITH INTEGRATED LED 24V AC/DC, WHITE, SPRING-TYPE TERMINAL, FOR FRONT PLATE MOUNTING | 7.73
3SU1401-1BC00-3AA0-ZX90 | LED MODULE WITH INTEGRATED LED 110V AC, AMBER, SPRING-TYPE TERMINAL, FOR FRONT PLATE MOUNTING Z | 13.68
3SU1401-1BC40-1AA0-ZX90 | LED MODULE WITH INTEGRATED LED 110V AC, GREEN, SCREW TERMINAL, FOR FRONT PLATE MOUNTING Z = 150 | 12.41
3SU1401-1BC50-1AA0-ZX90 | LED MODULE WITH INTEGRATED LED 110V AC, BLUE, SCREW TERMINAL, FOR FRONT PLATE MOUNTING Z = 150X | 12.41
3SU1401-1BF20-3AA0-ZX90 | LED MODULE WITH INTEGRATED LED 230V AC, RED, SPRING-TYPE TERMINAL, FOR FRONT PLATE MOUNTING Z = | 13.68
3SU1401-1BF30-3AA0-ZX90 | LED MODULE WITH INTEGRATED LED 230V AC, YELLOW, SPRING-TYPE TERMINAL, FOR FRONT PLATE MOUNTING | 13.68
3SU1401-1BG00-1AA0-ZX90 | LED MODULE WITH INTEGRATED LED 6-24V AC/DC AMBER, SCREW TERMINAL, FOR FRONT PLATE MOUNTING Z = | 8.41
3SU1401-1BG20-1AA0-ZX90 | LED MODULE WITH INTEGRATED LED 6-24V AC/DC RED, SCREW TERMINAL, FOR FRONT PLATE MOUNTING Z = 15 | 8.41
3SU1401-1BG40-3AA0-ZX90 | LED MODULE WITH INTEGRATED LED 6-24V AC/DC GREEN, SPRING-TYPE TERMINAL, FOR FRONT PLATE MOUNTING | 8.93
3SU1052-2CF10-0AA0 | SELECTOR SWITCH, CAN BE ILLUM., 22MM, ROUND, METAL, SHINY, BLACK, LONG SELECTOR SWITCH, 2 SWITC | 13.65
3SU1062-2EF10-0AA0 | SELECTOR SWITCH, CAN BE ILLUM., 30MM, ROUND, METAL, MATT, BLACK, LONG SELECTOR SWITCH, FRONT RI | 29.64
3SU1062-2EF10-0AA0-ZX90 | SELECTOR SWITCH, CAN BE ILLUM., 30MM, ROUND, METAL, MATT, BLACK, LONG SELECTOR SWITCH, FRONT RI | 32.28
3SU1062-2EF10-0AA0-ZY10 | SELECTOR SWITCH, CAN BE ILLUM., 30MM, ROUND, METAL, MATT, BLACK, LONG SELECTOR SWITCH, FRONT RI | 35.44
3SU1062-2EF10-0AA0-ZY11 | SELECTOR SWITCH, CAN BE ILLUM., 30MM, ROUND, METAL, MATT, BLACK, LONG SELECTOR SWITCH, FRONT RI | 35.44
3SU1052-2BC10-0AA0 | SELECTOR SWITCH, CAN BE ILLUM., 22MM, ROUND, METAL, SHINY, BLACK, SHORT SELECTOR SWITCH, 2 SWIT | 9.9
3SU1052-2BC10-0AA0-ZX90 | SELECTOR SWITCH, CAN BE ILLUM., 22MM, ROUND, METAL, SHINY, BLACK, SHORT SELECTOR SWITCH, 2 SWIT | 10.76
3SU1401-2BG00-1AA0-ZX90 | LED MODULE WITH INTEGRATED LED 6-24V AC/DC AMBER, SCREW TERMINAL, FOR BASE MOUNTING Z = 150X PA | 8.74
3SU1401-2BG00-3AA0-ZX90 | LED MODULE WITH INTEGRATED LED 6-24V AC/DC AMBER, SPRING-TYPE TERMINAL, FOR BASE MOUNTING Z = 1 | 9.37
3SU1401-2BG20-1AA0-ZX90 | LED MODULE WITH INTEGRATED LED 6-24V AC/DC RED, SCREW TERMINAL, FOR BASE MOUNTING Z = 150X PACK | 8.74
3SU1401-2BG20-3AA0-ZX90 | LED MODULE WITH INTEGRATED LED 6-24V AC/DC RED, SPRING-TYPE TERMINAL, FOR BASE MOUNTING Z = 150 | 9.37
3SU1401-2BH30-3AA0-ZX90 | LED MODULE WITH INTEGRATED LED, 24-240V AC/DC, YELLOW, SPRING-TYPE TERMINAL, FOR BASE MOUNTING | 17.03
3SU1401-2BH40-1AA0-ZX90 | LED MODULE WITH INTEGRATED LED, 24-240V AC/DC, GREEN, SCREW TERMINAL, FOR BASE MOUNTING Z = 15 | 17.16
3SU1401-2BH40-3AA0-ZX90 | LED MODULE WITH INTEGRATED LED, 24-240V AC/DC, GREEN, SPRING-TYPE TERMINAL, FOR BASE MOUNTING | 17.03
3SU1401-2BH50-1AA0-ZX90 | LED MODULE WITH INTEGRATED LED, 24-240V AC/DC, BLUE, SCREW TERMINAL, FOR BASE MOUNTING Z = 150 | 17.16
3SU1550-0BA10-0AA0-ZX90 | HOLDER FOR 4 MODULES, METAL, Z = 100X PACK | 6.4
3SU1550-1AA10-1PA0 | HOLDER FOR 3 MODULES, METAL, 1NC, 1NC, SCREW TERMINAL | 11.39
3SU1400-1AA10-3HA0-ZX90 | CONTACT MODULE WITH 1 CONTACT ELEMENT, 1NC, INSTALLATION MONITORING CON., SPRING-TYPE TERMINAL, | 10.96
3SU1400-1CK10-1AA0-ZX90 | LED TEST MODULE OPERA. VOLTAGE 12-240V AC/DC, SCREW TERMINALS, FOR FRONT PLATE MOUNTING Z = 150X | 11.39
3SU1401-1BB40-3AA0-ZX90 | LED MODULE WITH INTEGRATED LED 24V AC/DC, GREEN, SPRING-TYPE TERMINAL, FOR FRONT PLATE MOUNTING | 7.73
3SU1401-1BB50-1AA0-ZX90 | LED MODULE WITH INTEGRATED LED 24V AC/DC, BLUE, SCREW TERMINAL, FOR FRONT PLATE MOUNTING Z = 15 | 7.41
3SU1401-1BB50-3AA0-ZX90 | LED MODULE WITH INTEGRATED LED 24V AC/DC, BLUE, SPRING-TYPE TERMINAL, FOR FRONT PLATE MOUNTING | 7.73
3SU1401-1BC60-1AA0-ZX90 | LED MODULE WITH INTEGRATED LED 110V AC, WHITE, SCREW TERMINAL, FOR FRONT PLATE MOUNTING Z = 150 | 12.41
3SU1401-1BC60-3AA0-ZX90 | LED MODULE WITH INTEGRATED LED 110V AC, WHITE, SPRING-TYPE TERMINAL, FOR FRONT PLATE MOUNTING Z | 13.68
3SU1401-1BF00-1AA0-ZX90 | LED MODULE WITH INTEGRATED LED 230V AC, AMBER, SCREW TERMINAL, FOR FRONT PLATE MOUNTING Z = 150 | 12.41
3SU1401-1BF00-3AA0-ZX90 | LED MODULE WITH INTEGRATED LED 230V AC, AMBER, SPRING-TYPE TERMINAL, FOR FRONT PLATE MOUNTING Z | 13.68
3SU1401-1BG20-3AA0-ZX90 | LED MODULE WITH INTEGRATED LED 6-24V AC/DC RED, SPRING-TYPE TERMINAL, FOR FRONT PLATE MOUNTING | 8.93
3SU1401-1BG30-1AA0-ZX90 | LED MODULE WITH INTEGRATED LED 6-24V AC/DC YELLOW, SCREW TERMINAL, FOR FRONT PLATE MOUNTING Z = | 8.41
3SU1401-1BG30-3AA0-ZX90 | LED MODULE WITH INTEGRATED LED 6-24V AC/DC YELLOW, SPRING-TYPE TERMINAL, FOR FRONT PLATE MOUNTIN | 8.93
3SU1401-1BG40-1AA0-ZX90 | LED MODULE WITH INTEGRATED LED 6-24V AC/DC GREEN, SCREW TERMINAL, FOR FRONT PLATE MOUNTING Z = | 8.41
3KC9824-1 | ACCESSORY FOR 3KC4, 3KC8 AUTOTRANSFORMER 400V TO 230V 200VA FOR 250 TO 3200A INCLUDES 1 PIECE | 490.76
3KC9826-1 | ACCESSORY FOR 3KC4, 3KC8 MOTOR OPERATOR SPARE PART FOR 250 TO 400A INCLUDES 1 PIECE | 1535.99
3KC9827-3 | ACCESSORY FOR 3KC4, 3KC8 TERMINAL PLATE FOR TOP- AND BOTTOM SIDE FOR 3 POLE 3KC FOR 800 TO 1250A | 77.4
3KC9827-5 | ACCESSORY FOR 3KC4, 3KC8 TERMINAL PLATE FOR TOP- AND BOTTOM SIDE FOR 3 POLE 3KC FOR 2000 TO 3200 | 171.73
3KC9830-2 | ACCESSORY FOR 3KC8 POWER SUPPLY KIT FOR BOTTOM SIDE CONNECTION 4 POLE FOR 400A INCLUDES 1 PIECE | 195.42
3KC9830-4 | ACCESSORY FOR 3KC8 POWER SUPPLY KIT FOR BOTTOM SIDE CONNECTION 4 POLE FOR 800 to 1000A INCLUDES | 274.1
3KC9831-2 | ACCESSORY FOR 3KC8 POWER SUPPLY KIT FOR TOP SIDE CONNECTION 4 POLE FOR 400A INCLUDES 1 PIECE | 162.96
3KC9831-4 | ACCESSORY FOR 3KC8 POWER SUPPLY KIT FOR TOP SIDE CONNECTION 4 POLE FOR 800 to 1000A INCLUDES 1 | 226.62
3KC9832-4 | ACCESSORY FOR 3KC8 AUX. CONDUCTOR TERMINAL ASSEMBLY KIT FOR TOP SIDE CONNECTION 3 POLES FOR 800 | 281.59
3KC9832-6 | ACCESSORY FOR 3KC8 AUX. CONDUCTOR TERMINAL ASSEMBLY KIT FOR TOP SIDE CONNECTION 3 POLES FOR 160 | 291.59
3KC9833-6 | ACCESSORY FOR 3KC8 POWER SUPPLY KIT FOR BOTTOM SIDE CONNECTION 2 POLE FOR 1600A FOR 3 POLE 3KC8 | 283.47
3KC9834-1 | ACCESSORY FOR 3KC8 POWER SUPPLY KIT FOR TOP SIDE CONNECTION 2 POLE FOR 250A FOR 3 POLE 3KC8 IN | 144.24
3KC9834-6 | ACCESSORY FOR 3KC8 POWER SUPPLY KIT FOR TOP SIDE CONNECTION 2 POLE FOR 1600A FOR 3 POLE 3KC8 I | 236.63
3KC3428-2AA22-0AA3 | REMOTELY OP TRANSFER SWITCHING EQUIP, RTSE, 80A, 4-POLE FRONT OPERATING BASIC UNIT WITH DIRECT O | 836.66
3KC3432-2AA22-0AA3 | REMOTELY OP TRANSFER SWITCHING EQUIP, RTSE, 125A, 4-POLE FRONT OPERATING BASIC UNIT WITH DIRECT | 1067.7
3KC4352-0GA21-0AA3 | REMOTELY OP TRANSFER SWITCHING EQUIP, RTSE, 1250A, 3-POLE FRONT OPERATING BASIC UNIT WITH DIRECT | 6618.49
3KC4356-0JA21-0AA3 | REMOTELY OP TRANSFER SWITCHING EQUIP, RTSE, 2000A, 3-POLE FRONT OPERATING BASIC UNIT WITH DIRECT | 11925.78
3KC4450-0FA21-0AA3 | REMOTELY OP TRANSFER SWITCHING EQUIP, RTSE, 1000A, 4-POLE FRONT OPERATING BASIC UNIT WITH DIRECT | 6156.44
3KC4454-0HA21-0AA3 | REMOTELY OP TRANSFER SWITCHING EQUIP, RTSE, 1600A, 4-POLE FRONT OPERATING BASIC UNIT WITH DIRECT | 9240.91
3KC6426-2TA20-0TA3 | AUTOMATIC TRANSFER SWITCHING EQUIP, ATSE, 63A, 4-POLE FRONT OPERATING BASIC UNIT WITH DIRECT OPE | 967.8
3KC6430-2TA20-0TA3 | AUTOMATIC TRANSFER SWITCHING EQUIP, ATSE, 100A, 4-POLE FRONT OPERATING BASIC UNIT WITH DIRECT OP | 1136.38
3KC6434-2TA20-0TA3 | AUTOMATIC TRANSFER SWITCHING EQUIP, ATSE, 160A, 4-POLE FRONT OPERATING BASIC UNIT WITH DIRECT OP | 1448.58
3KC8350-0FA22-0GA3 | AUTOMATIC TRANSFER SWITCHING EQUIP, ATSE, 1000A, 3-POLE FRONT OPERATING BASIC UNIT WITH DIRECT O | 7055.56
3KC8354-0HA22-0GA3 | AUTOMATIC TRANSFER SWITCHING EQUIP, ATSE, 1600A, 3-POLE FRONT OPERATING BASIC UNIT WITH DIRECT O | 9553.11
3KC8448-0FA22-0GA3 | AUTOMATIC TRANSFER SWITCHING EQUIP, ATSE, 800A, 4-POLE FRONT OPERATING BASIC UNIT WITH DIRECT OP | 6680.92
3KC8452-0GA22-0GA3 | AUTOMATIC TRANSFER SWITCHING EQUIP, ATSE, 1250A, 4-POLE FRONT OPERATING BASIC UNIT WITH DIRECT O | 8554.08
3RK1308-0AB00-0CP0 | D-O-L ST. for ET 200SP Direct-on-line-starter Expandable Setting range 0.3...1A AC-3, 0.25 kW / | 327.85
3RK1308-0AD00-0CP0 | D-O-L starter for ET 200SP Direct-on-line-starter Expandable Setting range 2.8...9A AC-3, 4 kW / | 362.22
3RK1308-0BC00-0CP0 | RS for ET 200SP Reversing starter Expandable Setting range 0.9...3A AC-3, 1.1 kW / 400 V Hybrid | 442.87
3RA2346-8XB30-1AL2 | REV. CON. ASS.,AC3:45KW/400V, AC 230V 50/60 HZ, 3-POLE, SIZE S2 SCREW TERMINALS ELEC. AND MECH. | 635.81
3RA2445-8XF32-1AC2 | STAR-DELTA CONT. ASSY. AC3:75KW/400V 24 V AC 50/60HZ SIZE S3, SCREW TERMINALS ELEC. AND MECH. IN | 800.43
3SU1401-3BA20-5AA0-ZX90 | LED MODULE WITH INTEGRATED LED, RED, SOLDER TERMINAL, FOR PCB MOUNTING Z = 150X PACK | 17.54
3SU1401-3BA30-5AA0-ZX90 | LED MODULE WITH INTEGRATED LED, YELLOW, SOLDER TERMINAL, FOR PCB MOUNTING Z = 150X PACK | 17.54
3SU1401-3BA40-5AA0-ZX90 | LED MODULE WITH INTEGRATED LED, GREEN, SOLDER TERMINAL, FOR PCB MOUNTING Z = 150X PACK | 17.54
3SU1401-3BA50-5AA0-ZX90 | LED MODULE WITH INTEGRATED LED, BLUE, SOLDER TERMINAL, FOR PCB MOUNTING Z = 150X PACK | 17.54
3SU1401-1BB20-1AA0-ZX90 | LED MODULE WITH INTEGRATED LED 24V AC/DC, RED, SCREW TERMINAL, FOR FRONT PLATE MOUNTING Z = 150 | 7.41
3SU1401-1BB20-3AA0-ZX90 | LED MODULE WITH INTEGRATED LED 24V AC/DC, RED, SPRING-TYPE TERMINAL, FOR FRONT PLATE MOUNTING Z | 7.73
3SU1401-1BB30-1AA0-ZX90 | LED MODULE WITH INTEGRATED LED 24V AC/DC, YELLOW, SCREW TERMINAL, FOR FRONT PLATE MOUNTING Z = | 7.41
3SU1401-1BC20-1AA0-ZX90 | LED MODULE WITH INTEGRATED LED 110V AC, RED, SCREW TERMINAL, FOR FRONT PLATE MOUNTING Z = 150X | 12.41
3SU1401-1BC20-3AA0-ZX90 | LED MODULE WITH INTEGRATED LED 110V AC, RED, SPRING-TYPE TERMINAL, FOR FRONT PLATE MOUNTING Z = | 13.68
3SU1401-1BC30-1AA0-ZX90 | LED MODULE WITH INTEGRATED LED 110V AC, YELLOW, SCREW TERMINAL, FOR FRONT PLATE MOUNTING Z = 15 | 12.41
3SU1401-1BC30-3AA0-ZX90 | LED MODULE WITH INTEGRATED LED 110V AC, YELLOW, SPRING-TYPE TERMINAL, FOR FRONT PLATE MOUNTING | 13.68
3SU1401-1BF40-1AA0-ZX90 | LED MODULE WITH INTEGRATED LED 230V AC, GREEN, SCREW TERMINAL, FOR FRONT PLATE MOUNTING, Z = 15 | 12.41
3SU1401-1BF40-3AA0-ZX90 | LED MODULE WITH INTEGRATED LED 230V AC, GREEN, SPRING-TYPE TERMINAL, FOR FRONT PLATE MOUNTING Z | 13.68
3SU1401-1BF50-1AA0-ZX90 | LED MODULE WITH INTEGRATED LED 230V AC, BLUE, SCREW TERMINAL, FOR FRONT PLATE MOUNTING Z = 150X | 12.41
3SU1401-1BF50-3AA0-ZX90 | LED MODULE WITH INTEGRATED LED 230V AC, BLUE, SPRING-TYPE TERMINAL, FOR FRONT PLATE MOUNTING Z | 13.68
3SU1401-1BF60-1AA0-ZX90 | LED MODULE WITH INTEGRATED LED 230V AC, WHITE, SCREW TERMINAL, FOR FRONT PLATE MOUNTING Z = 150 | 12.41
3SU1401-1BG60-3AA0-ZX90 | LED MODULE WITH INTEGRATED LED 6-24V AC/DC WHITE, SPRING-TYPE TERMINAL, FOR FRONT PLATE MOUNTING | 8.93
3SU1401-1BH00-1AA0-ZX90 | LED MODULE WITH INTEGRATED LED, 24-240V AC/DC, AMBER, SCREW TERMINAL, FOR FRONT PLATE MOUNTING | 15.07
3SU1401-1BH00-3AA0-ZX90 | LED MODULE WITH INTEGRATED LED, 24-240V AC/DC, AMBER, SPRING-TYPE TERMINAL, FOR FRONT PLATE MOU | 15.88
3SU1401-1BH20-1AA0-ZX90 | LED MODULE WITH INTEGRATED LED, 24-240V AC/DC, RED, SCREW TERMINAL, FOR FRONT PLATE MOUNTING Z | 15.07
3SU1401-2BB20-3AA0-ZX90 | LED MODULE WITH INTEGRATED LED 24V AC/DC, RED, SPRING-TYPE TERMINAL, FOR BASE MOUNTING Z = 150X | 8.23
3SU1401-2BB30-1AA0-ZX90 | LED MODULE WITH INTEGRATED LED 24V AC/DC, YELLOW, SCREW TERMINAL, FOR BASE MOUNTING Z = 150X PA | 7.67
3SU1401-2BC20-1AA0-ZX90 | LED MODULE WITH INTEGRATED LED 110V AC, RED, SCREW TERMINAL, FOR BASE MOUNTING Z = 150X PACK | 14.44
3SU1401-2BC20-3AA0-ZX90 | LED MODULE WITH INTEGRATED LED 110V AC, RED, SPRING-TYPE TERMINAL, FOR BASE MOUNTING Z = 150X P | 13.99
3SU1401-2BC30-1AA0-ZX90 | LED MODULE WITH INTEGRATED LED 110V AC, YELLOW, SCREW TERMINAL, FOR BASE MOUNTING Z = 150X PACK | 14.44
3SU1401-2BC30-3AA0-ZX90 | LED MODULE WITH INTEGRATED LED 110V AC, YELLOW, SPRING-TYPE TERMINAL, FOR BASE MOUNTING Z = 150 | 13.99
3SU1401-2BC40-1AA0-ZX90 | LED MODULE WITH INTEGRATED LED 110V AC, GREEN, SCREW TERMINAL, FOR BASE MOUNTING Z = 150X PACK | 14.44
3SU1100-7AD10-1NA0-ZY10 | COORDINATE SWITCH, 22MM, ROUND, PLASTIC, BLACK, 2 SWITCH POSITIONS O-I, VERTICAL, MOM. CONTACT | 56.97
3SU1100-7AD10-1NA0-ZY11 | COORDINATE SWITCH, 22MM, ROUND, PLASTIC, BLACK, 2 SWITCH POSITIONS O-I, VERTICAL, MOM. CONTACT | 56.97
3SU1401-1BG50-3AA0-ZX90 | LED MODULE WITH INTEGRATED LED 6-24V AC/DC BLUE, SPRING-TYPE TERMINAL, FOR FRONT PLATE MOUNTING | 8.93
3SU1401-1BH30-1AA0-ZX90 | LED MODULE WITH INTEGRATED LED, 24-240V AC/DC, YELLOW, SCREW TERMINAL, FOR FRONT PLATE MOUNTING | 15.07
3SU1401-1BH40-1AA0-ZX90 | LED MODULE WITH INTEGRATED LED, 24-240V AC/DC, GREEN, SCREW TERMINAL, FOR FRONT PLATE MOUNTING | 15.07
3SU1401-2BB20-1AA0-ZX90 | LED MODULE WITH INTEGRATED LED 24V AC/DC, RED, SCREW TERMINAL, FOR BASE MOUNTING Z = 150X PACK | 7.67
3SU1401-2BB30-3AA0-ZX90 | LED MODULE WITH INTEGRATED LED 24V AC/DC, YELLOW, SPRING-TYPE TERMINAL, FOR BASE MOUNTING Z = 1 | 8.23
3SU1401-2BB60-3AA0-ZX90 | LED MODULE WITH INTEGRATED LED 24V AC/DC, WHITE, SPRING-TYPE TERMINAL, FOR BASE MOUNTING Z = 15 | 8.23
3SU1401-2BC00-3AA0-ZX90 | LED MODULE WITH INTEGRATED LED 110V AC, AMBER, SPRING-TYPE TERMINAL, FOR BASE MOUNTING Z = 150X | 13.99
3SU1100-7BF10-1QA0-ZY19 | COORDINATE SWITCH, 22MM, ROUND, PLASTIC, BLACK, 4 SWITCH POSITIONS O-I-II-III, MOMENTARY CONTAC | 86.09
3SU1100-7AC10-1NA0 | COORDINATE SWITCH, 22MM, ROUND, PLASTIC, BLACK, 2 SWITCH POSITIONS O-I, HORIZONTAL, MOM. CONTAC | 49.41
3SU1100-7AC10-1NA0-ZY15 | COORDINATE SWITCH, 22MM, ROUND, PLASTIC, BLACK, 2 SWITCH POSITIONS O-I, HORIZONTAL, MOM. CONTAC | 56.97
3SU1100-7AD10-1NA0 | COORDINATE SWITCH, 22MM, ROUND, PLASTIC, BLACK, 2 SWITCH POSITIONS O-I, VERTICAL, MOM. CONTACT | 49.41
3SU1100-7AF10-1QA0 | COORDINATE SWITCH, 22MM, ROUND, PLASTIC, BLACK, 4 SWITCH POSITIONS O-I-II-III, MOMENTARY CONTAC | 67.42
3SU1100-7AF10-1QA0-ZY10 | COORDINATE SWITCH, 22MM, ROUND, PLASTIC, BLACK, 4 SWITCH POSITIONS O-I-II-III, MOMENTARY CONTAC | 76.59
3SU1100-7BC10-1NA0-ZY10 | COORDINATE SWITCH, 22MM, ROUND, PLASTIC, BLACK, 2 SWITCH POSITIONS O-I, HORIZONTAL, MOM. CONTAC | 67.73
3SU1100-7BC10-1NA0-ZY12 | COORDINATE SWITCH, 22MM, ROUND, PLASTIC, BLACK, 2 SWITCH POSITIONS O-I, HORIZONTAL, MOM. CONTAC | 67.73
3SU1100-7BD10-1NA0-ZY10 | COORDINATE SWITCH, 22MM, ROUND, PLASTIC, BLACK, 2 SWITCH POSITIONS O-I, VERTICAL, MOM. CONTACT | 67.73
3SU1100-7BD10-1NA0-ZY12 | COORDINATE SWITCH, 22MM, ROUND, PLASTIC, BLACK, 2 SWITCH POSITIONS O-I, VERTICAL, MOM. CONTACT | 67.73
3SU1100-7BF10-1QA0-ZY12 | COORDINATE SWITCH, 22MM, ROUND, PLASTIC, BLACK, 4 SWITCH POSITIONS O-I-II-III, MOMENTARY CONTAC | 87.99
3SU1130-7AC10-1NA0-ZX90 | COORDINATE SWITCH, 22MM, ROUND, PLASTIC WITH METAL FRONT RING, BLACK, 2 SWITCH POSITIONS O-I, H | 135.47
3SU1130-7AD10-1NA0-ZX90 | COORDINATE SWITCH, 22MM, ROUND, PLASTIC WITH METAL FRONT RING, BLACK, 2 SWITCH POSITIONS O-I, V | 135.47
3SU1130-7AD10-1NA0-ZY11 | COORDINATE SWITCH, 22MM, ROUND, PLASTIC WITH METAL FRONT RING, BLACK, 2 SWITCH POSITIONS O-I, V | 138.63
3SU1130-7AF10-1QA0-ZX90 | COORDINATE SWITCH, 22MM, ROUND, PLASTIC WITH METAL FRONT RING, BLACK, 4 SWITCH POSITIONS O-I-II- | 177.25
3SU1130-7AF10-1QA0-ZY11 | COORDINATE SWITCH, 22MM, ROUND, PLASTIC WITH METAL FRONT RING, BLACK, 4 SWITCH POSITIONS O-I-II- | 180.41
3SU1130-7BC10-1NA0-ZY11 | COORDINATE SWITCH, 22MM, ROUND, PLASTIC WITH METAL FRONT RING, BLACK, 2 SWITCH POSITIONS O-I, H | 170.28
3SU1130-7BC10-1NA0-ZY15 | COORDINATE SWITCH, 22MM, ROUND, PLASTIC WITH METAL FRONT RING, BLACK, 2 SWITCH POSITIONS O-I, H | 170.28
3SU1130-7BD10-1NA0-ZY15 | COORDINATE SWITCH, 22MM, ROUND, PLASTIC WITH METAL FRONT RING, BLACK, 2 SWITCH POSITIONS O-I, V | 170.28
3SU1130-7BF10-1QA0 | COORDINATE SWITCH, 22MM, ROUND, PLASTIC WITH METAL FRONT RING, BLACK, 4 SWITCH POSITIONS O-I-II- | 211.43
3SU1130-7BF10-1QA0-ZY15 | COORDINATE SWITCH, 22MM, ROUND, PLASTIC WITH METAL FRONT RING, BLACK, 4 SWITCH POSITIONS O-I-II- | 214.59
3SU1062-2EM10-0AA0 | SELECTOR SWITCH, CAN BE ILLUM., 30MM, ROUND, METAL, MATT, BLACK, LONG SELECTOR SWITCH, FRONT RI | 29.64
3SU1401-1BH40-3AA0-ZX90 | LED MODULE WITH INTEGRATED LED, 24-240V AC/DC, GREEN, SPRING-TYPE TERMINAL, FOR FRONT PLATE MOU | 15.88
3SU1401-1BH50-1AA0-ZX90 | LED MODULE WITH INTEGRATED LED, 24-240V AC/DC, BLUE, SCREW TERMINAL, FOR FRONT PLATE MOUNTING | 15.07
3SU1401-1BH50-3AA0-ZX90 | LED MODULE WITH INTEGRATED LED, 24-240V AC/DC, BLUE, SPRING-TYPE TERMINAL, FOR FRONT PLATE MOUN | 15.88
3SU1401-1BH60-1AA0-ZX90 | LED MODULE WITH INTEGRATED LED, 24-240V AC/DC, WHITE, SCREW TERMINAL, FOR FRONT PLATE MOUNTING | 15.07
3SU1401-1BH60-3AA0-ZX90 | LED MODULE WITH INTEGRATED LED, 24-240V AC/DC, WHITE, SPRING-TYPE TERMINAL, FOR FRONT PLATE MOU | 15.88
3SU1401-2BB50-1AA0-ZX90 | LED MODULE WITH INTEGRATED LED 24V AC/DC, BLUE, SCREW TERMINAL, FOR BASE MOUNTING Z = 150X PACK | 7.67
3SU1401-2BB50-3AA0-ZX90 | LED MODULE WITH INTEGRATED LED 24V AC/DC, BLUE, SPRING-TYPE TERMINAL, FOR BASE MOUNTING Z = 150 | 8.23
3SU1401-2BB60-1AA0-ZX90 | LED MODULE WITH INTEGRATED LED 24V AC/DC, WHITE, SCREW TERMINAL, FOR BASE MOUNTING Z = 150X PAC | 7.67
3SU1100-7AC10-1NA0-ZX90 | COORDINATE SWITCH, 22MM, ROUND, PLASTIC, BLACK, 2 SWITCH POSITIONS O-I, HORIZONTAL, MOM. CONTAC | 53.81
3SU1100-7AC10-1NA0-ZY10 | COORDINATE SWITCH, 22MM, ROUND, PLASTIC, BLACK, 2 SWITCH POSITIONS O-I, HORIZONTAL, MOM. CONTAC | 56.97
3SU1100-7AC10-1NA0-ZY11 | COORDINATE SWITCH, 22MM, ROUND, PLASTIC, BLACK, 2 SWITCH POSITIONS O-I, HORIZONTAL, MOM. CONTAC | 56.97
3SU1100-7AC10-1NA0-ZY12 | COORDINATE SWITCH, 22MM, ROUND, PLASTIC, BLACK, 2 SWITCH POSITIONS O-I, HORIZONTAL, MOM. CONTAC | 56.97
3SU1100-7AF10-1QA0-ZY12 | COORDINATE SWITCH, 22MM, ROUND, PLASTIC, BLACK, 4 SWITCH POSITIONS O-I-II-III, MOMENTARY CONTAC | 76.59
3SU1100-7AF10-1QA0-ZY15 | COORDINATE SWITCH, 22MM, ROUND, PLASTIC, BLACK, 4 SWITCH POSITIONS O-I-II-III, MOMENTARY CONTAC | 76.59
3SU1100-7AF10-1QA0-ZY19 | COORDINATE SWITCH, 22MM, ROUND, PLASTIC, BLACK, 4 SWITCH POSITIONS O-I-II-III, MOMENTARY CONTAC | 74.7
3SU1100-7BC10-1NA0 | COORDINATE SWITCH, 22MM, ROUND, PLASTIC, BLACK, 2 SWITCH POSITIONS O-I, HORIZONTAL, MOM. CONTAC | 59.3
3SU1100-7BD10-1NA0-ZY19 | COORDINATE SWITCH, 22MM, ROUND, PLASTIC, BLACK, 2 SWITCH POSITIONS O-I, VERTICAL, MOM. CONTACT | 65.83
3SU1100-7BF10-1QA0 | COORDINATE SWITCH, 22MM, ROUND, PLASTIC, BLACK, 4 SWITCH POSITIONS O-I-II-III, MOMENTARY CONTAC | 77.89
3SU1100-7BF10-1QA0-ZX90 | COORDINATE SWITCH, 22MM, ROUND, PLASTIC, BLACK, 4 SWITCH POSITIONS O-I-II-III, MOMENTARY CONTAC | 84.83
3SU1100-7BF10-1QA0-ZY10 | COORDINATE SWITCH, 22MM, ROUND, PLASTIC, BLACK, 4 SWITCH POSITIONS O-I-II-III, MOMENTARY CONTAC | 87.99
3SU1130-7AD10-1NA0-ZY12 | COORDINATE SWITCH, 22MM, ROUND, PLASTIC WITH METAL FRONT RING, BLACK, 2 SWITCH POSITIONS O-I, V | 138.63
3SU1130-7AD10-1NA0-ZY15 | COORDINATE SWITCH, 22MM, ROUND, PLASTIC WITH METAL FRONT RING, BLACK, 2 SWITCH POSITIONS O-I, V | 138.63
3SU1130-7AD10-1NA0-ZY19 | COORDINATE SWITCH, 22MM, ROUND, PLASTIC WITH METAL FRONT RING, BLACK, 2 SWITCH POSITIONS O-I, V | 136.74
3SU1130-7AF10-1QA0 | COORDINATE SWITCH, 22MM, ROUND, PLASTIC WITH METAL FRONT RING, BLACK, 4 SWITCH POSITIONS O-I-II- | 177.25
3SU1130-7BD10-1NA0 | COORDINATE SWITCH, 22MM, ROUND, PLASTIC WITH METAL FRONT RING, BLACK, 2 SWITCH POSITIONS O-I, V | 167.12
3SU1130-7BD10-1NA0-ZX90 | COORDINATE SWITCH, 22MM, ROUND, PLASTIC WITH METAL FRONT RING, BLACK, 2 SWITCH POSITIONS O-I, V | 167.12
3SU1130-7BD10-1NA0-ZY10 | COORDINATE SWITCH, 22MM, ROUND, PLASTIC WITH METAL FRONT RING, BLACK, 2 SWITCH POSITIONS O-I, V | 170.28
3SU1130-7BD10-1NA0-ZY11 | COORDINATE SWITCH, 22MM, ROUND, PLASTIC WITH METAL FRONT RING, BLACK, 2 SWITCH POSITIONS O-I, V | 170.28
3SU1062-2EM10-0AA0-ZY10 | SELECTOR SWITCH, CAN BE ILLUM., 30MM, ROUND, METAL, MATT, BLACK, LONG SELECTOR SWITCH, FRONT RI | 35.44
3RA2445-8XF32-1AL2 | STAR-DELTA CONT. ASSY. AC3:75KW/400V 230 V AC 50/60 HZ SIZE S3, SCREW TERMINALS ELEC. AND MECH. | 800.43
3NE4332-3 | SITOR fuse link, with slotted blade contacts, NH2, In: 400 A, gR, Un AC: 750 V, Front indicator | 216.89
3NE4334-3 | SITOR fuse link, with slotted blade contacts, NH2, In: 500 A, aR, Un AC: 750 V, Front indicator | 231.12
3RA2942-2F | BASE PLATE, SIZE S3-S3-S2 WITH TIME RELAY, LATERAL, BUTT MOUNTING | 29.71
3RA2943-1BB1 | WIRING KIT (ELECTR.A.MECHANIC.) COMPL. F. LOAD FEEDERS FUSELESS, SIZE S3 FOR MOUNTING ON STANDARD | 87.99
3RA2943-3L | 1-PHASE SUPPLY TERMINAL, SIZE S3 | 15.72
3RB3026-1QB0-ZW96 | OVERLOAD RELAY 6...25 A FOR MOTOR PROTECTION SIZE S0, CLASS 10 CONTACTOR ASS. MAIN CIRCUIT: SCRE | 88.62
3RA2326-8XB30-1AL2-ZX95 | REV. COMB., AC3, 11KW/400V AC230V, 50/60HZ, 3-POLE, SZ S0 SCREW TERMINAL ELECTR. AND MECH. INTER | 164.6
3RA2335-8XB30-1AP6 | REV. COMB., AC3:18.5KW/400V, AC 220V 50HZ 240V 60 HZ, 3-POLE, SIZE S2 SCREW CONNECTION ELECTR. A | 259.45
3RA2337-8XB30-1AC2 | REVERSING COMB., AC3:30KW/400V, AC 24V, 50/60 HZ, 3-POLE, SIZE S2 SCREW CONNECTION ELECTR. AND M | 422.92
3RA2337-8XB30-1KB4 | REV. COMB., AC3: 30 KW/400V, DC 0,7...1,25 US, DC 24 V 3-POLE, SIZE S2 SCREW CONNECTION ELECTR. | 613.1
3RH2911-2HA11-ZW97 | AUX.SWITCH BLOCK,FRONT,1NO+1NC, CURR.PATH: 1NC, 1NO, F. CONT. RELAYS A. MOTOR CONT., 3RT2 SPRING | 7.84
3RH2911-2HA12-ZX95 | AUX.SWITCH BLOCK,FRONT,1NO+2NC, CURR.PATH: 1NC, 1NC, 1NO, F. CONT. RELAYS A. MOTOR CONT., 3RT2 S | 10.7
3RK1207-0CE00-2AA2 | AS-I SLIMLINE COMPACT ANALOG IP20, ANALOG SLAVE, 4AI-C/V SCREW-TYPE TERMINAL, 22.5 MM . . | 408.94
3RK1207-3CE00-2AA2 | AS-I SLIMLINE COMPACT ANALOG IP20, ANALOG SLAVE, 4AI-RTD SCREW-TYPE TERMINAL, 22.5 MM . . | 408.94
3RT1066-6AP36-3PA0 | CONTACTOR, 160KW/400V/AC-3 AC(40...60HZ)/DC OPERATION UC 220-240V AUXILIARY CONTACTS 2NO+2NC 3-P | 1099.51
3RB3046-1UB0 | OVERLOAD RELAY 12,5...50 A FOR MOTOR PROTECTION SIZE S3, CLASS 10E F. MOUNTING ONTO CONTACTORS M | 151.6
3RB3046-1UW1 | OVERLOAD RELAY 12,5...50 A FOR MOTOR PROTECTION SIZE S3, CLASS 10E STAND-ALONE INSTALLATION MAIN | 191.94
3RB3046-2UD0 | OVERLOAD RELAY 12,5...50 A FOR MOTOR PROTECTION SIZE S3, CLASS 20E F. MOUNTING ONTO CONTACTORS M | 181.52
3RB3046-2UX1 | OVERLOAD RELAY 12,5...50 A FOR MOTOR PROTECTION SIZE S3, CLASS 20E STAND-ALONE INSTALLATION MAIN | 220.57
3RH2140-2BM40-1AA0 | CONTACTOR RELAY, 4NO, DC 220V, SZ S00, SPRING-LOADED TERMINAL UPRIGHT MOUNTING POSITION | 36.59
3RH2140-2XB40-0LA2 | 3RH2140-2XB40-0LA2 | 60.73
3RH2911-1GA13-ZW97 | AUX.SWITCH BLOCK,FRONT,1NO+3NC, CURR.PATH: 1NO, 1NC, 1NC, 1NC, FOR CONTACTOR RELAYS, SZ S00, SCR | 13.16
3RH2911-1GA13-ZX95 | AUX.SWITCH BLOCK,FRONT,1NO+3NC, CURR.PATH: 1NO, 1NC, 1NC, 1NC, FOR CONTACTOR RELAYS, SZ S00, SCR | 13.16
3RH2911-1NE22 | SOLID-STATE COMP. AUX. SW BL.FR 2NO+2NC CURR.PATH:1NO el.,1NO,1NC,1NOel F. CONT. RELAYS A. MOTOR | 33.55
3RH2911-2HA01-ZX95 | AUX.SWITCH BLOCK,FRONT,1NC, CURR.PATH: 1NC, F. CONT. RELAYS A. MOTOR CONT., 3RT2 SPRING-LOADED T | 6.22
3RM1932-1AB | ACCESSORIES FOR SIRIUS 3RM1 FUSE MODULE FOR 22.5 MM ADAPTER 8USXX W. GG FUSES 20A | 79.14
3RH2122-1VB40-ZW96 | COUPLING CONTACTOR RELAY, 2NO+2NC, DC 24V, 0.85..1.85*US, W/ INTEGRATED DIODE, SIZE S00, SCREW TE | 40.39
3RH2122-2XF40-0LA2 | 3RH2122-2XF40-0LA2 | 60.73
3RH2140-1AB00-ZW96 | CONTACTOR RELAY, 4NO, AC 24V, 50/60 HZ, SIZE S00, SCREW TERMINAL MULTI-UNIT PACKAGE = 72 UNITS | 30.19
3RH2140-1BD40 | CONTACTOR RELAY, 4NO, DC 42V, SIZE S00, SCREW TERMINAL | 37.79
3RK2100-1CG00-2AA2 | AS-I SLIMLINE COMPACT MODULE IP20, A/B-SLAVE, DIGITAL, 4DQ SPRING-LOADED TERMINALS, 22.5MM 4X OUT | 203.75
3RK2402-2CE00-2AA2 | AS-I SLIMLINE COMPACT MODULE IP20,A/B-SLAVE,DIGITAL, 4DI/4RQ SCREW-TYPE TERMINAL, 22,5 MM 4X INPU | 278.37
3SU1100-7AD10-1NA0-ZY12 | COORDINATE SWITCH, 22MM, ROUND, PLASTIC, BLACK, 2 SWITCH POSITIONS O-I, VERTICAL, MOM. CONTACT | 56.97
3SU1100-7AD10-1NA0-ZY15 | COORDINATE SWITCH, 22MM, ROUND, PLASTIC, BLACK, 2 SWITCH POSITIONS O-I, VERTICAL, MOM. CONTACT | 56.97
3SU1100-7BC10-1NA0-ZY15 | COORDINATE SWITCH, 22MM, ROUND, PLASTIC, BLACK, 2 SWITCH POSITIONS O-I, HORIZONTAL, MOM. CONTAC | 67.73
3SU1100-7BC10-1NA0-ZY19 | COORDINATE SWITCH, 22MM, ROUND, PLASTIC, BLACK, 2 SWITCH POSITIONS O-I, HORIZONTAL, MOM. CONTAC | 65.83
3SU1100-7BD10-1NA0 | COORDINATE SWITCH, 22MM, ROUND, PLASTIC, BLACK, 2 SWITCH POSITIONS O-I, VERTICAL, MOM. CONTACT | 59.3
3SU1100-7BD10-1NA0-ZX90 | COORDINATE SWITCH, 22MM, ROUND, PLASTIC, BLACK, 2 SWITCH POSITIONS O-I, VERTICAL, MOM. CONTACT | 64.57
3SU1130-7AC10-1NA0-ZY11 | COORDINATE SWITCH, 22MM, ROUND, PLASTIC WITH METAL FRONT RING, BLACK, 2 SWITCH POSITIONS O-I, H | 138.63
3SU1130-7AC10-1NA0-ZY12 | COORDINATE SWITCH, 22MM, ROUND, PLASTIC WITH METAL FRONT RING, BLACK, 2 SWITCH POSITIONS O-I, H | 138.63
3SU1130-7AC10-1NA0-ZY15 | COORDINATE SWITCH, 22MM, ROUND, PLASTIC WITH METAL FRONT RING, BLACK, 2 SWITCH POSITIONS O-I, H | 138.63
3SU1130-7AC10-1NA0-ZY19 | COORDINATE SWITCH, 22MM, ROUND, PLASTIC WITH METAL FRONT RING, BLACK, 2 SWITCH POSITIONS O-I, H | 136.74
3SU1130-7AF10-1QA0-ZY15 | COORDINATE SWITCH, 22MM, ROUND, PLASTIC WITH METAL FRONT RING, BLACK, 4 SWITCH POSITIONS O-I-II- | 180.41
3SU1130-7AF10-1QA0-ZY19 | COORDINATE SWITCH, 22MM, ROUND, PLASTIC WITH METAL FRONT RING, BLACK, 4 SWITCH POSITIONS O-I-II- | 178.52
3SU1130-7BC10-1NA0 | COORDINATE SWITCH, 22MM, ROUND, PLASTIC WITH METAL FRONT RING, BLACK, 2 SWITCH POSITIONS O-I, H | 167.12
3SU1130-7BC10-1NA0-ZX90 | COORDINATE SWITCH, 22MM, ROUND, PLASTIC WITH METAL FRONT RING, BLACK, 2 SWITCH POSITIONS O-I, H | 167.12
3SU1130-7BC10-1NA0-ZY10 | COORDINATE SWITCH, 22MM, ROUND, PLASTIC WITH METAL FRONT RING, BLACK, 2 SWITCH POSITIONS O-I, H | 170.28
3SU1130-7BF10-1QA0-ZX90 | COORDINATE SWITCH, 22MM, ROUND, PLASTIC WITH METAL FRONT RING, BLACK, 4 SWITCH POSITIONS O-I-II- | 211.43
3SU1130-7BF10-1QA0-ZY10 | COORDINATE SWITCH, 22MM, ROUND, PLASTIC WITH METAL FRONT RING, BLACK, 4 SWITCH POSITIONS O-I-II- | 214.59
3SU1130-7BF10-1QA0-ZY11 | COORDINATE SWITCH, 22MM, ROUND, PLASTIC WITH METAL FRONT RING, BLACK, 4 SWITCH POSITIONS O-I-II- | 214.59
3SU1130-7BF10-1QA0-ZY12 | COORDINATE SWITCH, 22MM, ROUND, PLASTIC WITH METAL FRONT RING, BLACK, 4 SWITCH POSITIONS O-I-II- | 214.59
3SU1401-2BC60-3AA0-ZX90 | LED MODULE WITH INTEGRATED LED 110V AC, WHITE, SPRING-TYPE TERMINAL, FOR BASE MOUNTING Z = 150X | 13.99
3SU1401-2BF00-1AA0-ZX90 | LED MODULE WITH INTEGRATED LED 230V AC, AMBER, SCREW TERMINAL, FOR BASE MOUNTING Z = 150X PACK | 14.44
3SU1401-2BF00-3AA0-ZX90 | LED MODULE WITH INTEGRATED LED 230V AC, AMBER, SPRING-TYPE TERMINAL, FOR BASE MOUNTING Z = 150X | 13.99
3SU1401-2BF20-1AA0-ZX90 | LED MODULE WITH INTEGRATED LED 230V AC, RED, SCREW TERMINAL, FOR BASE MOUNTING Z = 150X PACK | 14.44
3SU1150-7BF88-1QA0 | COORDINATE SWITCH, 22MM, ROUND, METAL, SHINY, BLACK, 4 SWITCH POSITIONS O-I-II-III, MOMENTARY C | 86.59
3SU1250-0EB50-0AA0 | PUSHBUTTON, COMPACT, WITH EXTENDED STROKE (12MM), 22MM, ROUND, METAL, BLUE, FLAT BUTTON, MOMEN | 16.58
3SU1250-0EB50-0AA0-ZX90 | PUSHBUTTON, COMPACT, WITH EXTENDED STROKE (12MM), 22MM, ROUND, METAL, BLUE, FLAT BUTTON, MOMEN | 18.04
3SU1250-0EB50-0AA0-ZY10 | PUSHBUTTON, COMPACT, WITH EXTENDED STROKE (12MM), 22MM, ROUND, METAL, BLUE, FLAT BUTTON, MOMEN | 21.21
3SU1250-0EB50-0AA0-ZY11 | PUSHBUTTON, COMPACT, WITH EXTENDED STROKE (12MM), 22MM, ROUND, METAL, BLUE, FLAT BUTTON, MOMEN | 21.21
3SU1900-0AM10-0AA0-ZX90 | LABEL HOLDER FOR COORDINATE SWITCH, 4 SWITCH POSITIONS, BLACK, FOR LABELING PLATES FOR LABEL SI | 8.48
3SU1401-2BC40-3AA0-ZX90 | LED MODULE WITH INTEGRATED LED 110V AC, GREEN, SPRING-TYPE TERMINAL, FOR BASE MOUNTING Z = 150X | 13.99
3SU1401-2BC50-3AA0-ZX90 | LED MODULE WITH INTEGRATED LED 110V AC, BLUE, SPRING-TYPE TERMINAL, FOR BASE MOUNTING Z = 150X | 13.99
3SU1801-2GA00-2AA1 | ENCLOSURE FOR COMMAND DEVICES, 22MM, ROUND, ENCLOSURE MATERIAL PLASTIC, ENCLOSURE TOP PART GRAY, | 69.75
3SU1150-7AD88-1NA0 | COORDINATE SWITCH, 22MM, ROUND, METAL, SHINY, BLACK, 2 SWITCH POSITIONS O-I, VERTICAL MOM. CONT | 63.37
3SU1150-7BC88-1NA0 | COORDINATE SWITCH, 22MM, ROUND, METAL, SHINY, BLACK, 2 SWITCH POSITIONS O-I, HORIZONTAL MOM. CO | 74.99
3SU1250-0EB50-0AA0-ZY12 | PUSHBUTTON, COMPACT, WITH EXTENDED STROKE (12MM), 22MM, ROUND, METAL, BLUE, FLAT BUTTON, MOMEN | 21.21
3SU1250-0EB50-0AA0-ZY15 | PUSHBUTTON, COMPACT, WITH EXTENDED STROKE (12MM), 22MM, ROUND, METAL, BLUE, FLAT BUTTON, MOMEN | 21.21
3SU1900-0AJ10-0AA0-ZX90 | LABEL HOLDER, FLAT, FRAME WITH ROUNDED BOTTOM, BLACK, FOR LABELING PLATE 27MM X 27MM Z = 100X | 1.1
3SU1900-0AL10-0AA0-ZX90 | LABEL HOLDER FOR COORDINATE SWITCH, 2 SWITCH POSITIONS, BLACK, FOR LABELING PLATES FOR LABEL SI | 4.98
3SU1900-0AR10-0AA0-ZX90 | LABEL HOLDER, FLAT, FRAME WITH ROUNDED BOTTOM, BLACK, FOR LABELING PLATE 12.5MM X 27MM Z = 100 | 1.1
3SU1900-0AT10-0AA0-ZX90 | LABEL HOLDER, FLAT, FRAME WITH ROUNDED BOTTOM, BLACK, FOR LABELING PLATE 27MM X 27MM Z = 100X | 1.1
3SU1900-0BA31-0ND0 | BACKING PLATE FOR EM. STOP, YELLOW, WITH INSCRIPTION (POLISH), ZATRZYMANIE, SYMBOL 5638, AWARYJN | 6.9
3SU1900-0BB31-0ND0 | BACKING PLATE FOR EM. STOP, YELLOW, WITH INSCRIPTION (POLISH), ZATRZYMANIE, SYMBOL 5638, AWARYJN | 7.94
3SU1900-0ED70-0AA0 | SILICONE-FREE PROT. CAP FOR FLAT BUTTON, CLEAR | 3.84
3WL9111-0AA45-0AA0 | SET OF 4 PCS CT ONLY ROGOWSKI COIL WITHOUT IRON CORE PART WITH WARNING LABEL AND MANUAL FOR 4POLE | 1026.36
3WL9111-0AA47-0AA0 | SET OF 4 PCS CT ONLY ROGOWSKI COIL WITHOUT IRON CORE PART WITH WARNING LABEL AND MANUAL FOR 4POLE | 1852.27
3VA2340-6HL32-0KC0 | CIRCUIT BREAKER 3VA2 IEC FRAME 400 BREAKING CAPACITY CLASS H ICU=85KA @ 415 V 3-POLE, LINE PROT | 1692.1
3VA2340-6HL32-0KL0 | CIRCUIT BREAKER 3VA2 IEC FRAME 400 BREAKING CAPACITY CLASS H ICU=85KA @ 415 V 3-POLE, LINE PROT | 1761.74
3VA2163-5MQ32-0AB0 | CIRCUIT BREAKER 3VA2 IEC FRAME 160 BREAKING CAPACITY CLASS M ICU=55KA @ 415 V 3-POLE, MOTOR PRO | 1114.15
3VA1108-6MG32-0AA0 | CIRCUIT BREAKER 3VA1 IEC FRAME 160 BREAKING CAPACITY CLASS H ICU=70KA @ 415 V 3-POLE,MOTOR STAR | 204.84
3VA1116-1AA46-0LH0 | SWITCH DISCONNECTOR 3VA1 IEC FRAME 160 4-POLE SD100, IN=160A WITHOUT OVERLOAD PROTECTION WITHOU | 724.2
3VA1120-5MH32-0AA0 | CIRCUIT BREAKER 3VA1 IEC FRAME 160 BREAKING CAPACITY CLASS M ICU=55KA @ 415 V 3-POLE,MOTOR STAR | 188.68
3VA1120-6GF46-0KF0 | CIRCUIT BREAKER 3VA1 IEC FRAME 160 BREAKING CAPACITY CLASS H ICU=70KA @ 415 V 4-POLE, LINE PROT | 547.32
3VA1180-3EE32-0HC0 | CIRCUIT BREAKER 3VA1 IEC FRAME 160 BREAKING CAPACITY CLASS N ICU=25KA @ 415 V 3-POLE, LINE PROT | 371.15
3VA1180-3EE32-0KH0 | CIRCUIT BREAKER 3VA1 IEC FRAME 160 BREAKING CAPACITY CLASS N ICU=25KA @ 415 V 3-POLE, LINE PROT | 395.53
3VA1220-6EF32-0KF0 | CIRCUIT BREAKER 3VA1 IEC FRAME 250 BREAKING CAPACITY CLASS H ICU=70KA @ 415 V 3-POLE, LINE PROT | 1051.48
3VA1216-6EF32-0KF0 | CIRCUIT BREAKER 3VA1 IEC FRAME 250 BREAKING CAPACITY CLASS H ICU=70KA @ 415 V 3-POLE, LINE PROT | 1037.54
3VA1192-6MG36-0AA0 | CIRCUIT BREAKER 3VA1 IEC FRAME 160 BREAKING CAPACITY CLASS H ICU=70KA @ 415 V 3-POLE,MOTOR STAR | 222
3VA1196-3EE32-0AB0 | CIRCUIT BREAKER 3VA1 IEC FRAME 160 BREAKING CAPACITY CLASS N ICU=25KA @ 415 V 3-POLE, LINE PROT | 286.19
3VA2010-5HL36-0BE0 | CIRCUIT BREAKER 3VA2 IEC FRAME 100 BREAKING CAPACITY CLASS M ICU=55KA @ 415 V 3POLE, LINE PROTE | 772.93
3SU1062-2EM10-0AA0-ZY11 | SELECTOR SWITCH, CAN BE ILLUM., 30MM, ROUND, METAL, MATT, BLACK, LONG SELECTOR SWITCH, FRONT RI | 35.44
3SU1062-2EM10-0AA0-ZY12 | SELECTOR SWITCH, CAN BE ILLUM., 30MM, ROUND, METAL, MATT, BLACK, LONG SELECTOR SWITCH, FRONT RI | 35.44
3SU1062-2EM10-0AA0-ZY15 | SELECTOR SWITCH, CAN BE ILLUM., 30MM, ROUND, METAL, MATT, BLACK, LONG SELECTOR SWITCH, FRONT RI | 35.44
3SU1062-2EM10-0AA0-ZY19 | SELECTOR SWITCH, CAN BE ILLUM., 30MM, ROUND, METAL, MATT, BLACK, LONG SELECTOR SWITCH, FRONT RI | 33.55
3SU1806-0AB10-4DB1 | . COMMAND DEVICES, 22MM, ROUND, ENCLOSURE MATERIAL PLASTIC, ENCLOSURE TOP PART GRAY, 3 COMMAND P | 1225.55
3SU1851-2GA00-2AA1 | ENCLOSURE FOR COMMAND DEVICES, 22MM, ROUND, ENCLOSURE MATERIAL METAL, ENCLOSURE TOP PART GRAY, 1 | 118.57
3SU1851-2NG00-2AA2 | ENCLOSURE FOR COMMAND DEVICES, 22MM, ROUND, ENCLOSURE MATERIAL METAL, ENCLOSURE TOP PART YELLOW, | 161.78
3SU1150-7AC88-1NA0 | COORDINATE SWITCH, 22MM, ROUND, METAL, SHINY, BLACK, 2 SWITCH POSITIONS O-I, HORIZONTAL MOM. CO | 63.37
3SU1200-2PW10-1AA0 | POTENTIOMETER, COMPACT, 22MM, ROUND, PLASTIC, BLACK, 2,2K OHM, WITH HOLDER, SCREW TERMINAL | 61.62
3TF6833-8DF4-ZA02B01 | CONTACTOR SIZE 14, 3-POLE AC-3, 335KW, 400/380V (1000V) AUXILIARY SWITCH 33 (3NO+3NC) W.3TC44174A | 4551.52
3SU1158-1HB20-1PT0 | EM. STOP MUSHROOM PUSHBUTTON, CAN BE ILLUMINATED, 22MM, ROUND, METAL, SHINY, RED, 40MM, LATCHI | 51.26
3SU1900-0AG10-0AA0-ZX90 | LABEL HOLDER, FLAT, FRAME WITH ROUNDED BOTTOM, BLACK, FOR LABELING PLATE 12.5MM X 27MM Z = 100 | 1.1
3SU1900-0BB31-0AA0-ZX90 | BACKING PLATE FOR EM. STOP, YELLOW, WITHOUT INSCRIPTION, EXTERNAL DIAMETER 75MM, INTERNAL DIAMET | 6.77
3SU1900-0BB31-0AS0-ZX90 | BACKING PLATE FOR EM. STOP, YELLOW, WITH INSCRIPTION: NOT-AUS, EXTERNAL DIAMETER 75MM, INTERNAL | 8.48
3SU1900-0BB31-0AT0-ZX90 | BACKING PLATE FOR EM. STOP, YELLOW, WITH INSCRIPTION: NOT-HALT, EXTERNAL DIAMETER 75MM, INTERNA | 8.48
3SU1900-0BB31-0DA0 | BACKING PLATE FOR EM. STOP, YELLOW, WITH INSCRIPTION: EMERGENCY STOP, EXTERNAL DIAMETER 75MM, I | 7.94
3VA1025-2ED42-0KH0 | CIRCUIT BREAKER 3VA1 IEC FRAME 100 BREAKING CAPACITY CLASS B ICU=16KA @ 415 V 4-POLE, LINE PROT | 416.42
3VA2340-6HL32-0JH0 | CIRCUIT BREAKER 3VA2 IEC FRAME 400 BREAKING CAPACITY CLASS H ICU=85KA @ 415 V 3-POLE, LINE PROT | 1733.88
3VA2340-6HL32-0JL0 | CIRCUIT BREAKER 3VA2 IEC FRAME 400 BREAKING CAPACITY CLASS H ICU=85KA @ 415 V 3-POLE, LINE PROT | 1761.74
3VA2340-6HL32-0KA0 | CIRCUIT BREAKER 3VA2 IEC FRAME 400 BREAKING CAPACITY CLASS H ICU=85KA @ 415 V 3-POLE, LINE PROT | 1657.29
3VA1112-4ED32-0KF0 | CIRCUIT BREAKER 3VA1 IEC FRAME 160 BREAKING CAPACITY CLASS S ICU=36KA @ 415 V 3-POLE, LINE PROT | 601.64
3VA1125-4EE32-0KH0 | CIRCUIT BREAKER 3VA1 IEC FRAME 160 BREAKING CAPACITY CLASS S ICU=36KA @ 415 V 3-POLE, LINE PROT | 394.13
3VA1125-5EE32-0BF0 | CIRCUIT BREAKER 3VA1 IEC FRAME 160 BREAKING CAPACITY CLASS M ICU=55KA @ 415 V 3-POLE, LINE PROT | 420.58
3VA1125-6GF46-0KF0 | CIRCUIT BREAKER 3VA1 IEC FRAME 160 BREAKING CAPACITY CLASS H ICU=70KA @ 415 V 4-POLE, LINE PROT | 547.32
3VA1220-5EF32-0BD0 | CIRCUIT BREAKER 3VA1 IEC FRAME 250 BREAKING CAPACITY CLASS M ICU=55KA @ 415 V 3-POLE, LINE PROT | 981.84
3VA1220-5EF42-0DF0 | CIRCUIT BREAKER 3VA1 IEC FRAME 250 BREAKING CAPACITY CLASS M ICU=55KA @ 415 V 4-POLE, LINE PROT | 1211.63
3VA1140-5EE32-0BM0 | CIRCUIT BREAKER 3VA1 IEC FRAME 160 BREAKING CAPACITY CLASS M ICU=55KA @ 415 V 3-POLE, LINE PROT | 480.48
3VA1140-6GF46-0KF0 | CIRCUIT BREAKER 3VA1 IEC FRAME 160 BREAKING CAPACITY CLASS H ICU=70KA @ 415 V 4-POLE, LINE PROT | 547.32
3VA2040-8HL36-0AF0 | CIRCUIT BREAKER 3VA2 IEC FRAME 100 BREAKING CAPACITY CLASS L ICU=150KA @ 415 V 3POLE, LINE PROT | 738.12
3VA2010-6HL36-0BK0 | CIRCUIT BREAKER 3VA2 IEC FRAME 100 BREAKING CAPACITY CLASS H ICU=85KA @ 415 V 3POLE, LINE PROTE | 821.68
3SU1900-0AN10-0AA0-ZX90 | LABEL HOLDER, FRAME WITH SQUARE BOTTOM, BLACK, FOR LABELING PLATE 12.5MM X 27MM Z = 100X PACK | 1.1
3SU1900-0AP10-0AA0-ZX90 | LABEL HOLDER, FRAME WITH SQUARE BOTTOM, BLACK, FOR LABELING PLATE 17.5MM X 27MM Z = 100X PACK | 1.1
3SU1900-0AQ10-0AA0-ZX90 | LABEL HOLDER, FRAME WITH SQUARE BOTTOM, BLACK, FOR LABELING PLATE 27MM X 27MM Z = 100X PACK | 1.1
3SU1900-0JF10-0AA0 | . ACTUATORS AND SIGNALING DEVICES WITH FRONT RING FOR FLAT INSTALLATION 30MM | 11.33
3SU1900-0JG10-0AA0 | . GRAY | 3.23
3WL9111-0AA42-0AA0 | SET OF 3 PCS CT ONLY ROGOWSKI COIL WITHOUT IRON CORE PART WITH WARNING LABEL AND MANUAL FOR 3POLE | 765.77
3WL9111-0AA43-0AA0 | SET OF 3 PCS CT ONLY ROGOWSKI COIL WITHOUT IRON CORE PART WITH WARNING LABEL AND MANUAL FOR 3POLE | 938.16
3VA2163-5MQ32-0AH0 | CIRCUIT BREAKER 3VA2 IEC FRAME 160 BREAKING CAPACITY CLASS M ICU=55KA @ 415 V 3-POLE, MOTOR PRO | 1114.15
3VA1096-2ED32-0KF0 | CIRCUIT BREAKER 3VA1 IEC FRAME 100 BREAKING CAPACITY CLASS B ICU=16KA @ 415 V 3-POLE, LINE PROT | 334.25
3VA1108-5MG32-0AA0 | CIRCUIT BREAKER 3VA1 IEC FRAME 160 BREAKING CAPACITY CLASS M ICU=55KA @ 415 V 3-POLE,MOTOR STAR | 188.68
3VA1108-5MG36-0AA0 | CIRCUIT BREAKER 3VA1 IEC FRAME 160 BREAKING CAPACITY CLASS M ICU=55KA @ 415 V 3-POLE,MOTOR STAR | 204.35
3VA1120-6MH32-0AA0 | CIRCUIT BREAKER 3VA1 IEC FRAME 160 BREAKING CAPACITY CLASS H ICU=70KA @ 415 V 3-POLE,MOTOR STAR | 204.84
3VA1120-6MH36-0AA0 | CIRCUIT BREAKER 3VA1 IEC FRAME 160 BREAKING CAPACITY CLASS H ICU=70KA @ 415 V 3-POLE,MOTOR STAR | 222
3VA1132-6GF46-0KF0 | CIRCUIT BREAKER 3VA1 IEC FRAME 160 BREAKING CAPACITY CLASS H ICU=70KA @ 415 V 4-POLE, LINE PROT | 547.32
3VA1120-3ED26-0LA0 | CIRCUIT BREAKER 3VA1 IEC FRAME 160 BREAKING CAPACITY CLASS N ICU=25KA @ 415 V 2-POLE, LINE PROT | 406.66
3VA1120-3EE32-0KM0 | CIRCUIT BREAKER 3VA1 IEC FRAME 160 BREAKING CAPACITY CLASS N ICU=25KA @ 415 V 3-POLE, LINE PROT | 410.84
3VA1180-4ED32-0KF0 | CIRCUIT BREAKER 3VA1 IEC FRAME 160 BREAKING CAPACITY CLASS S ICU=36KA @ 415 V 3-POLE, LINE PROT | 387.16
3VA1180-5EE32-0BC0 | CIRCUIT BREAKER 3VA1 IEC FRAME 160 BREAKING CAPACITY CLASS M ICU=55KA @ 415 V 3-POLE, LINE PROT | 444.96
3VA1192-5MG32-0AA0 | CIRCUIT BREAKER 3VA1 IEC FRAME 160 BREAKING CAPACITY CLASS M ICU=55KA @ 415 V 3-POLE,MOTOR STAR | 188.68
3VA1192-5MG36-0AA0 | CIRCUIT BREAKER 3VA1 IEC FRAME 160 BREAKING CAPACITY CLASS M ICU=55KA @ 415 V 3-POLE,MOTOR STAR | 204.35
3VA2116-5HL42-0AB0 | CIRCUIT BREAKER 3VA2 IEC FRAME 160 BREAKING CAPACITY CLASS M ICU=55KA @ 415 V 4POLE, LINE PROTE | 1114.15
3VA2116-5HL42-0KF0 | CIRCUIT BREAKER 3VA2 IEC FRAME 160 BREAKING CAPACITY CLASS M ICU=55KA @ 415 V 4POLE, LINE PROTE | 1183.77
3VA2116-5HN32-0BB0 | CIRCUIT BREAKER 3VA2 IEC FRAME 160 BREAKING CAPACITY CLASS M ICU=55KA @ 415 V 3POLE, LINE PROTE | 1051.48
3VA2116-5HN32-0KF0 | CIRCUIT BREAKER 3VA2 IEC FRAME 160 BREAKING CAPACITY CLASS M ICU=55KA @ 415 V 3POLE, LINE PROTE | 1002.73
3VA2340-5HL42-0AJ0 | CIRCUIT BREAKER 3VA2 IEC FRAME 400 BREAKING CAPACITY CLASS M ICU=55KA @ 415 V 4-POLE, LINE PROT | 1928.86
3VA2340-5HL42-0BA0 | CIRCUIT BREAKER 3VA2 IEC FRAME 400 BREAKING CAPACITY CLASS M ICU=55KA @ 415 V 4-POLE, LINE PROT | 1928.86
3VA2340-5HL42-0BC0 | CIRCUIT BREAKER 3VA2 IEC FRAME 400 BREAKING CAPACITY CLASS M ICU=55KA @ 415 V 4-POLE, LINE PROT | 1963.67
3VA2340-5HL42-0BH0 | CIRCUIT BREAKER 3VA2 IEC FRAME 400 BREAKING CAPACITY CLASS M ICU=55KA @ 415 V 4-POLE, LINE PROT | 1998.49
3VA2340-5HL42-0BL0 | CIRCUIT BREAKER 3VA2 IEC FRAME 400 BREAKING CAPACITY CLASS M ICU=55KA @ 415 V 4-POLE, LINE PROT | 2033.31
3VA2340-5HL42-0CH0 | CIRCUIT BREAKER 3VA2 IEC FRAME 400 BREAKING CAPACITY CLASS M ICU=55KA @ 415 V 4-POLE, LINE PROT | 1998.49
3VA2340-5HL42-0JA0 | CIRCUIT BREAKER 3VA2 IEC FRAME 400 BREAKING CAPACITY CLASS M ICU=55KA @ 415 V 4-POLE, LINE PROT | 1907.97
3VA2010-6JQ32-0AE0 | CIRCUIT BREAKER 3VA2 IEC FRAME 100 BREAKING CAPACITY CLASS H ICU=85KA @ 415 V 3POLE, LINE PROTE | 1455.35
3VA2010-7KP32-0DA0 | CIRCUIT BREAKER 3VA2 IEC FRAME 100 BREAKING CAPACITY CLASS C ICU=110KA @ 415 V 3POLE, LINE PROT | 1469.27
3VA2063-5JP32-0AF0 | CIRCUIT BREAKER 3VA2 IEC FRAME 100 BREAKING CAPACITY CLASS M ICU=55KA @ 415 V 3POLE, LINE PROTE | 1044.51
3VA2340-5HL32-0KL0 | CIRCUIT BREAKER 3VA2 IEC FRAME 400 BREAKING CAPACITY CLASS M ICU=55KA @ 415 V 3-POLE, LINE PROT | 1587.65
3VA2340-5HL42-0AB0 | CIRCUIT BREAKER 3VA2 IEC FRAME 400 BREAKING CAPACITY CLASS M ICU=55KA @ 415 V 4-POLE, LINE PROT | 1901
3VA2340-5HL42-0AC0 | CIRCUIT BREAKER 3VA2 IEC FRAME 400 BREAKING CAPACITY CLASS M ICU=55KA @ 415 V 4-POLE, LINE PROT | 1887.08
3VA2340-5HL42-0AD0 | CIRCUIT BREAKER 3VA2 IEC FRAME 400 BREAKING CAPACITY CLASS M ICU=55KA @ 415 V 4-POLE, LINE PROT | 1901
3VA2340-5HL42-0DC0 | CIRCUIT BREAKER 3VA2 IEC FRAME 400 BREAKING CAPACITY CLASS M ICU=55KA @ 415 V 4-POLE, LINE PROT | 1963.67
3VA2340-5HL42-0DF0 | CIRCUIT BREAKER 3VA2 IEC FRAME 400 BREAKING CAPACITY CLASS M ICU=55KA @ 415 V 4-POLE, LINE PROT | 1963.67
3VA2340-5HL42-0DH0 | CIRCUIT BREAKER 3VA2 IEC FRAME 400 BREAKING CAPACITY CLASS M ICU=55KA @ 415 V 4-POLE, LINE PROT | 1998.49
3VA2340-5HL42-0DL0 | CIRCUIT BREAKER 3VA2 IEC FRAME 400 BREAKING CAPACITY CLASS M ICU=55KA @ 415 V 4-POLE, LINE PROT | 2033.31
3VA2116-6HL36-0BC0 | CIRCUIT BREAKER 3VA2 IEC FRAME 160 BREAKING CAPACITY CLASS H ICU=85KA @ 415 V 3POLE, LINE PROTE | 1100.21
3VA2116-6HM32-0KG0 | CIRCUIT BREAKER 3VA2 IEC FRAME 160 BREAKING CAPACITY CLASS H ICU=85KA @ 415 V 3POLE, LINE PROTE | 1323.04
3VA2116-7HL42-0BD0 | CIRCUIT BREAKER 3VA2 IEC FRAME 160 BREAKING CAPACITY CLASS C ICU=110KA @ 415 V 4POLE, LINE PROT | 1448.38
3VA2116-7KP32-0DA0 | CIRCUIT BREAKER 3VA2 IEC FRAME 160 BREAKING CAPACITY CLASS C ICU=110KA @ 415 V 3POLE, LINE PROT | 1789.6
3VA2340-6HL32-0BL0 | CIRCUIT BREAKER 3VA2 IEC FRAME 400 BREAKING CAPACITY CLASS H ICU=85KA @ 415 V 3-POLE, LINE PROT | 1789.6
3VA2340-6HL32-0CA0 | CIRCUIT BREAKER 3VA2 IEC FRAME 400 BREAKING CAPACITY CLASS H ICU=85KA @ 415 V 3-POLE, LINE PROT | 1678.18
3VA2340-6HL32-0CC0 | CIRCUIT BREAKER 3VA2 IEC FRAME 400 BREAKING CAPACITY CLASS H ICU=85KA @ 415 V 3-POLE, LINE PROT | 1733.88
3VA2340-6HL32-0CL0 | CIRCUIT BREAKER 3VA2 IEC FRAME 400 BREAKING CAPACITY CLASS H ICU=85KA @ 415 V 3-POLE, LINE PROT | 1789.6
3VA2325-5HL32-0DH0 | CIRCUIT BREAKER 3VA2 IEC FRAME 400 BREAKING CAPACITY CLASS M ICU=55KA @ 415 V 3-POLE, LINE PROT | 1580.69
3VA2325-5HL32-0DL0 | CIRCUIT BREAKER 3VA2 IEC FRAME 400 BREAKING CAPACITY CLASS M ICU=55KA @ 415 V 3-POLE, LINE PROT | 1615.5
3VA2325-5HL32-0HA0 | CIRCUIT BREAKER 3VA2 IEC FRAME 400 BREAKING CAPACITY CLASS M ICU=55KA @ 415 V 3-POLE, LINE PROT | 1469.27
3VA2325-5HL32-0HC0 | CIRCUIT BREAKER 3VA2 IEC FRAME 400 BREAKING CAPACITY CLASS M ICU=55KA @ 415 V 3-POLE, LINE PROT | 1524.99
3VA2225-5HN42-0KB0 | CIRCUIT BREAKER 3VA2 IEC FRAME 250 BREAKING CAPACITY CLASS M ICU=55KA @ 415 V 4POLE, LINE PROTE | 1601.58
3VA2225-5JP42-0KH0 | CIRCUIT BREAKER 3VA2 IEC FRAME 250 BREAKING CAPACITY CLASS M ICU=55KA @ 415 V 4POLE, LINE PROTE | 2012.42
3VA2225-5KP32-0KF0 | CIRCUIT BREAKER 3VA2 IEC FRAME 250 BREAKING CAPACITY CLASS M ICU=55KA @ 415 V 3POLE, LINE PROTE | 1907.97
3VA2216-6JP32-0HF0 | CIRCUIT BREAKER 3VA2 IEC FRAME 250 BREAKING CAPACITY CLASS H ICU=85KA @ 415 V 3POLE, LINE PROTE | 1817.44
3VA2325-6HL32-0AH0 | CIRCUIT BREAKER 3VA2 IEC FRAME 400 BREAKING CAPACITY CLASS H ICU=85KA @ 415 V 3-POLE, LINE PROT | 1643.36
3VA2325-6HL32-0AJ0 | CIRCUIT BREAKER 3VA2 IEC FRAME 400 BREAKING CAPACITY CLASS H ICU=85KA @ 415 V 3-POLE, LINE PROT | 1678.18
3VA2325-6HL32-0BA0 | CIRCUIT BREAKER 3VA2 IEC FRAME 400 BREAKING CAPACITY CLASS H ICU=85KA @ 415 V 3-POLE, LINE PROT | 1678.18
3VA2110-7HL36-0BD0 | CIRCUIT BREAKER 3VA2 IEC FRAME 160 BREAKING CAPACITY CLASS C ICU=110KA @ 415 V 3POLE, LINE PROT | 849.54
3VA2116-5HN42-0HD0 | CIRCUIT BREAKER 3VA2 IEC FRAME 160 BREAKING CAPACITY CLASS M ICU=55KA @ 415 V 4POLE, LINE PROTE | 1253.41
3VA2140-7MQ32-0DH0 | CIRCUIT BREAKER 3VA2 IEC FRAME 160 BREAKING CAPACITY CLASS C ICU=110KA @ 415 V 3-POLE, MOTOR PR | 1316.08
3VA2340-5HL42-0AF0 | CIRCUIT BREAKER 3VA2 IEC FRAME 400 BREAKING CAPACITY CLASS M ICU=55KA @ 415 V 4-POLE, LINE PROT | 1887.08
3VA2340-5HL42-0AH0 | CIRCUIT BREAKER 3VA2 IEC FRAME 400 BREAKING CAPACITY CLASS M ICU=55KA @ 415 V 4-POLE, LINE PROT | 1901
3VA2340-5HL42-0CC0 | CIRCUIT BREAKER 3VA2 IEC FRAME 400 BREAKING CAPACITY CLASS M ICU=55KA @ 415 V 4-POLE, LINE PROT | 1963.67
3VA2340-5HL42-0DA0 | CIRCUIT BREAKER 3VA2 IEC FRAME 400 BREAKING CAPACITY CLASS M ICU=55KA @ 415 V 4-POLE, LINE PROT | 1928.86
3VA2340-5HL42-0HA0 | CIRCUIT BREAKER 3VA2 IEC FRAME 400 BREAKING CAPACITY CLASS M ICU=55KA @ 415 V 4-POLE, LINE PROT | 1907.97
3VA2340-5HL42-0HH0 | CIRCUIT BREAKER 3VA2 IEC FRAME 400 BREAKING CAPACITY CLASS M ICU=55KA @ 415 V 4-POLE, LINE PROT | 1963.67
3VA2340-5HL42-0KA0 | CIRCUIT BREAKER 3VA2 IEC FRAME 400 BREAKING CAPACITY CLASS M ICU=55KA @ 415 V 4-POLE, LINE PROT | 1907.97
3VA2340-5HL42-0KH0 | CIRCUIT BREAKER 3VA2 IEC FRAME 400 BREAKING CAPACITY CLASS M ICU=55KA @ 415 V 4-POLE, LINE PROT | 1963.67
3VA2340-6HL32-0AB0 | CIRCUIT BREAKER 3VA2 IEC FRAME 400 BREAKING CAPACITY CLASS H ICU=85KA @ 415 V 3-POLE, LINE PROT | 1643.36
3VA2340-6HL32-0AD0 | CIRCUIT BREAKER 3VA2 IEC FRAME 400 BREAKING CAPACITY CLASS H ICU=85KA @ 415 V 3-POLE, LINE PROT | 1643.36
3VA2340-6HL32-0AJ0 | CIRCUIT BREAKER 3VA2 IEC FRAME 400 BREAKING CAPACITY CLASS H ICU=85KA @ 415 V 3-POLE, LINE PROT | 1678.18
3VA2340-6HL32-0BC0 | CIRCUIT BREAKER 3VA2 IEC FRAME 400 BREAKING CAPACITY CLASS H ICU=85KA @ 415 V 3-POLE, LINE PROT | 1733.88
3VA2340-6HL32-0DC0 | CIRCUIT BREAKER 3VA2 IEC FRAME 400 BREAKING CAPACITY CLASS H ICU=85KA @ 415 V 3-POLE, LINE PROT | 1733.88
3VA2340-6HL32-0DL0 | CIRCUIT BREAKER 3VA2 IEC FRAME 400 BREAKING CAPACITY CLASS H ICU=85KA @ 415 V 3-POLE, LINE PROT | 1789.6
3VA2340-6HL32-0JC0 | CIRCUIT BREAKER 3VA2 IEC FRAME 400 BREAKING CAPACITY CLASS H ICU=85KA @ 415 V 3-POLE, LINE PROT | 1692.1
3VA2325-5HL32-0DC0 | CIRCUIT BREAKER 3VA2 IEC FRAME 400 BREAKING CAPACITY CLASS M ICU=55KA @ 415 V 3-POLE, LINE PROT | 1545.88
3VA2325-5HL32-0HH0 | CIRCUIT BREAKER 3VA2 IEC FRAME 400 BREAKING CAPACITY CLASS M ICU=55KA @ 415 V 3-POLE, LINE PROT | 1545.88
3VA2325-5HL32-0CH0 | CIRCUIT BREAKER 3VA2 IEC FRAME 400 BREAKING CAPACITY CLASS M ICU=55KA @ 415 V 3-POLE, LINE PROT | 1580.69
3VA2325-5HL32-0KF0 | CIRCUIT BREAKER 3VA2 IEC FRAME 400 BREAKING CAPACITY CLASS M ICU=55KA @ 415 V 3-POLE, LINE PROT | 1531.94
3VA2325-5HL32-0KL0 | CIRCUIT BREAKER 3VA2 IEC FRAME 400 BREAKING CAPACITY CLASS M ICU=55KA @ 415 V 3-POLE, LINE PROT | 1587.65
3VA2220-7MN32-0KF0 | CIRCUIT BREAKER 3VA2 IEC FRAME 250 BREAKING CAPACITY CLASS C ICU=110KA @ 415 V 3-POLE, MOTOR PR | 1420.54
3VA2225-5HL32-0BB0 | CIRCUIT BREAKER 3VA2 IEC FRAME 250 BREAKING CAPACITY CLASS M ICU=55KA @ 415 V 3POLE, LINE PROTE | 1239.48
3VA2325-6HL32-0AD0 | CIRCUIT BREAKER 3VA2 IEC FRAME 400 BREAKING CAPACITY CLASS H ICU=85KA @ 415 V 3-POLE, LINE PROT | 1643.36
3VA2325-6HL32-0AF0 | CIRCUIT BREAKER 3VA2 IEC FRAME 400 BREAKING CAPACITY CLASS H ICU=85KA @ 415 V 3-POLE, LINE PROT | 1622.47
3VA2325-6HL32-0BL0 | CIRCUIT BREAKER 3VA2 IEC FRAME 400 BREAKING CAPACITY CLASS H ICU=85KA @ 415 V 3-POLE, LINE PROT | 1789.6
3VA2325-6HL32-0CC0 | CIRCUIT BREAKER 3VA2 IEC FRAME 400 BREAKING CAPACITY CLASS H ICU=85KA @ 415 V 3-POLE, LINE PROT | 1733.88
3VA2325-6HL32-0HC0 | CIRCUIT BREAKER 3VA2 IEC FRAME 400 BREAKING CAPACITY CLASS H ICU=85KA @ 415 V 3-POLE, LINE PROT | 1692.1
3RK2402-2ME00-2AA2 | AS-I SLIMLINE COMPACT MODULE IP20,A/B-SLAVE,DIGITAL, 4DI/2RQ SCREW-TYPE TERMINAL, 22,5 MM 4X INPU | 219.54
3RK1901-1YA10 | DEVICE CONNECTOR FOR AS-I SLIMLINE COMPACT 22.5 FOR ELECTRICAL CONNECTION OF U_AS-I AND U_AUX | 24.96
3RK1908-0AP00-0AP0 | BU for ET 200SP motor starter | 163.93
3RK1908-1CA00-0BP0 | BU Cover 30 For ET 200SP motor starter protects empty locations | 25.38
3RK1908-1EA00-1BP0 | Additional mounting BU for ET 200SP motor starter containing 5 units | 5.45
5SV3356-6 | RCCB, 4-pole, type A, In: 63 A, 30 mA, Un AC: 500 V | 196.52
5SV3444-6LA01 | RCCB, 4-pole, type A, short- time delayed, In: 40 A, 100 mA, Un AC: 400 V, with thermal overload | 197.37
5SV3654-6 | RCCB, 4-pole, type A, In: 40 A, 300 mA, Un AC: 500 V | 90.21
5SV3657-6 | RCCB, 4-pole, type A, In: 80 A, 300 mA, Un AC: 500 V | 332.71
5SV4446-0LA01 | RCCB, 4-pole, type AC, short- time delayed, In: 63 A, 100 mA, Un AC: 400 V, with thermal overload | 218.19
3RT1054-8AR38-0PR0 | CONTACTOR, 55KW/400V/AC-3 AC(40...60HZ)/DC OPERATION UC 440-480V AUX. CON. RIGHT 3RH1921-2DE11 3 | 384
3RT1055-6AP36-3PA0 | CONTACTOR, 75KW/400V/AC-3, AC(40...60HZ)/DC OPERATION UC 220...240V AUXIL. CONTACTS 2NO+2NC 3-PO | 464.42
3RT2017-2XB42-0LA2 | 3RT2017-2XB42-0LA2 | 60.74
3RT2018-1AP61-0UA0 | CONTACTOR, 5HP 460/575V, 1NO, AC 220V 50HZ, 240V 60HZ 3-POLE, SZ S00 SCREW TERMINAL NEMA TYPE | 44.97
3RT2018-2XF42-0LA2 | 3RT2018-2XF42-0LA2 | 75.51
3RT2023-1BB40-1AA0-ZW96 | CONTACTOR, AC-3, 4KW/400V, 1NO+1NC, DC 24V, 3-POLE, SZ S0 SCREW TERMINAL | 77.86
3RT2016-2DB44 | CONTACTOR, AC-3, 4KW/400V, 2NO + 2NC, 24 V DC, 3-POLE, SIZE S00 SPRING-TYPE TERMINALS FITTED WIT | 56.16
3RT2017-2BM42-ZX95 | CONTACTOR, AC-3, 5.5KW/400V, 1NC, DC 220V 3-POLE, SZ S00 SPRING-LOADED TERMINAL REUSABLE PACKAGI | 41.91
3RT2024-1AL20-ZW97 | CONTACTOR, AC-3, 5.5KW/400V, 1NO+1NC, AC 230V 50/60HZ, 3-POLE, SZ S0 SCREW TERMINAL MULTI-UNIT P | 38.43
3RT2015-4AB01 | CONTACTOR, AC-3, 3KW/400V, 1NO, AC 24 V 50 HZ 3-POLE, SZ S00 RING CABLE LUG CONNECTION | 30.95
3RT2015-1AB01-2AA0 | CONTACTOR, AC-3, 3KW/400V, 1NO, AC 24V, 50/60 HZ, 3-POLE, SZ S00 SCREW TERMINAL UPSIDE DOWN MOUN | 27.16
3RT2015-1AK61-ZX95 | CONTACTOR, AC-3, 3KW/400V, 1NO, AC110V 50HZ, 120V 60HZ 3-POLE, SZ S00 SCREW TERMINAL REUSABLE PA | 27.6
3RT2526-1AG20 | 2NO+2NC CONTACTOR, AC3: 11KW AC 110V 50/60HZ 4-POLE, 2NO+2NC, SZ: S0, SCREW TERMINAL 1NO+1NC INT | 80.06
3RT2526-2BW40 | 2NO+2NC CONTACTOR, AC3: 11KW DC 48V 4-POLE, 2NO+2NC, SZ: S0, SPRING-LOADED TERMINAL 1NO+1NC INTE | 117.53
3RT2617-1AP63 | CONT., AC-6B, 12.5KVAR/400V, 1NO+1NC, 220 V 50 HZ / 240 V 60 HZ, 3-POLE, SIZE S00 SCREW TERMINALS | 75.51
3RT2625-1AK65 | CONTACTOR, AC-6B,16.7KVAR/400V, 1NO+2NC, AC 110 V 50 HZ / 120 V 60 HZ, 3-POLE, SIZE S0 SCREW TERM | 85.72
3RT2038-3AL20-ZW96 | CONTACTOR,AC3:37KW/400V, 1NO+1NC, 230V AC 50/60HZ, 3-POLE, SIZE S2, SPRING-TYPE TERMINAL MULTI - | 230.43
3RT2317-2AB00-1AA0 | 4NO CONTACTOR, AC1: 22A AC 24V 50/60HZ 4-POLE, 4NO, SZ: S00, SPRING-LOADED TERMINAL UPRIGHT MOUN | 40.1
3RT2336-1NE30 | 4NO CONTACTOR,AC1:60A 48-80V AC/DC,VARISTOR, 4-POLE, 4NO, SIZE S2, SCREW TERMINAL 1NO+1NC INTEGR | 216.6
3RT2337-1AC20 | 4NO CONTACTOR,AC1:110A 24V AC 50/60HZ, 4-POLE, 4NO, SIZE S2, SCREW TERMINAL 1NO+1NC INTEGRATED | 205.68
3RT2628-1AC25 | CONTACTOR, AC-6B, 33KVAR/400V, 1NO+2NC, 24 V AC 50/60 HZ, 3-POLE, SIZE S0 SCREW TERMINAL | 153.25
3RT2628-1AP65 | CONTACTOR, AC-6B, 33KVAR/400V, 1NO+2NC, 220 V AC 50HZ / 240 V 60 HZ, 3-POLE, SIZE S0 SCREW TERMIN | 153.25
3RT2037-3AL20-ZW96 | CONTACTOR,AC3:30KW/400V, 1NO+1NC, 230V AC 50/60HZ, 3-POLE, SIZE S2, SPRING-TYPE TERMINAL MULTI - | 207.01
3RT2028-1AL20-ZX95 | CONTACTOR, AC-3, 18.5KW/400V, 1NO+1NC, AC 230V 50/60HZ, 3-POLE, SZ S0 SCREW TERMINAL REUSABLE PA | 109.51
3VA2340-5HL42-0JC0 | CIRCUIT BREAKER 3VA2 IEC FRAME 400 BREAKING CAPACITY CLASS M ICU=55KA @ 415 V 4-POLE, LINE PROT | 1942.78
3VA2340-5HL42-0JH0 | CIRCUIT BREAKER 3VA2 IEC FRAME 400 BREAKING CAPACITY CLASS M ICU=55KA @ 415 V 4-POLE, LINE PROT | 1963.67
3VA2340-6HL32-0AE0 | CIRCUIT BREAKER 3VA2 IEC FRAME 400 BREAKING CAPACITY CLASS H ICU=85KA @ 415 V 3-POLE, LINE PROT | 1664.25
3VA2340-6HL32-0AF0 | CIRCUIT BREAKER 3VA2 IEC FRAME 400 BREAKING CAPACITY CLASS H ICU=85KA @ 415 V 3-POLE, LINE PROT | 1622.47
3VA2340-6HL32-0AG0 | CIRCUIT BREAKER 3VA2 IEC FRAME 400 BREAKING CAPACITY CLASS H ICU=85KA @ 415 V 3-POLE, LINE PROT | 1643.36
3VA2340-6HL32-0AH0 | CIRCUIT BREAKER 3VA2 IEC FRAME 400 BREAKING CAPACITY CLASS H ICU=85KA @ 415 V 3-POLE, LINE PROT | 1643.36
3VA2340-6HL32-0HC0 | CIRCUIT BREAKER 3VA2 IEC FRAME 400 BREAKING CAPACITY CLASS H ICU=85KA @ 415 V 3-POLE, LINE PROT | 1692.1
3VA2340-6HL32-0HH0 | CIRCUIT BREAKER 3VA2 IEC FRAME 400 BREAKING CAPACITY CLASS H ICU=85KA @ 415 V 3-POLE, LINE PROT | 1733.88
3VA2340-6HL32-0HL0 | CIRCUIT BREAKER 3VA2 IEC FRAME 400 BREAKING CAPACITY CLASS H ICU=85KA @ 415 V 3-POLE, LINE PROT | 1761.74
3VA2340-6HL32-0CH0 | CIRCUIT BREAKER 3VA2 IEC FRAME 400 BREAKING CAPACITY CLASS H ICU=85KA @ 415 V 3-POLE, LINE PROT | 1747.82
3VA2325-5HL32-0JC0 | CIRCUIT BREAKER 3VA2 IEC FRAME 400 BREAKING CAPACITY CLASS M ICU=55KA @ 415 V 3-POLE, LINE PROT | 1524.99
3VA2325-5HL32-0JH0 | CIRCUIT BREAKER 3VA2 IEC FRAME 400 BREAKING CAPACITY CLASS M ICU=55KA @ 415 V 3-POLE, LINE PROT | 1545.88
3VA2325-5HL32-0JL0 | CIRCUIT BREAKER 3VA2 IEC FRAME 400 BREAKING CAPACITY CLASS M ICU=55KA @ 415 V 3-POLE, LINE PROT | 1587.65
3VA2325-5HL32-0KA0 | CIRCUIT BREAKER 3VA2 IEC FRAME 400 BREAKING CAPACITY CLASS M ICU=55KA @ 415 V 3-POLE, LINE PROT | 1469.27
3VA2325-5HL32-0KC0 | CIRCUIT BREAKER 3VA2 IEC FRAME 400 BREAKING CAPACITY CLASS M ICU=55KA @ 415 V 3-POLE, LINE PROT | 1524.99
3VA2325-5MN32-0DF0 | CIRCUIT BREAKER 3VA2 IEC FRAME 400 BREAKING CAPACITY CLASS M ICU=55KA @ 415 V 3-POLE, MOTOR PRO | 1685.14
3VA2325-5MN32-0KB0 | CIRCUIT BREAKER 3VA2 IEC FRAME 400 BREAKING CAPACITY CLASS M ICU=55KA @ 415 V 3-POLE, MOTOR PRO | 1692.1
3VA2325-6HL32-0AB0 | CIRCUIT BREAKER 3VA2 IEC FRAME 400 BREAKING CAPACITY CLASS H ICU=85KA @ 415 V 3-POLE, LINE PROT | 1643.36
3VA2325-6HL32-0AC0 | CIRCUIT BREAKER 3VA2 IEC FRAME 400 BREAKING CAPACITY CLASS H ICU=85KA @ 415 V 3-POLE, LINE PROT | 1622.47
3VA2325-6HL32-0DA0 | CIRCUIT BREAKER 3VA2 IEC FRAME 400 BREAKING CAPACITY CLASS H ICU=85KA @ 415 V 3-POLE, LINE PROT | 1678.18
3VA2325-6HL32-0DC0 | CIRCUIT BREAKER 3VA2 IEC FRAME 400 BREAKING CAPACITY CLASS H ICU=85KA @ 415 V 3-POLE, LINE PROT | 1733.88
3VA2325-6HL32-0DH0 | CIRCUIT BREAKER 3VA2 IEC FRAME 400 BREAKING CAPACITY CLASS H ICU=85KA @ 415 V 3-POLE, LINE PROT | 1747.82
3VA2325-6HL32-0DL0 | CIRCUIT BREAKER 3VA2 IEC FRAME 400 BREAKING CAPACITY CLASS H ICU=85KA @ 415 V 3-POLE, LINE PROT | 1789.6
3VA2325-6HL32-0KH0 | CIRCUIT BREAKER 3VA2 IEC FRAME 400 BREAKING CAPACITY CLASS H ICU=85KA @ 415 V 3-POLE, LINE PROT | 1733.88
3VA2325-6HL32-0KL0 | CIRCUIT BREAKER 3VA2 IEC FRAME 400 BREAKING CAPACITY CLASS H ICU=85KA @ 415 V 3-POLE, LINE PROT | 1761.74
3VA2325-7MN32-0HK0 | CIRCUIT BREAKER 3VA2 IEC FRAME 400 BREAKING CAPACITY CLASS C ICU=110KA @ 415 V 3-POLE, MOTOR PR | 1998.49
3VA2325-7MN32-0KF0 | CIRCUIT BREAKER 3VA2 IEC FRAME 400 BREAKING CAPACITY CLASS C ICU=110KA @ 415 V 3-POLE, MOTOR PR | 1956.71
3VA2340-5HL32-0AB0 | CIRCUIT BREAKER 3VA2 IEC FRAME 400 BREAKING CAPACITY CLASS M ICU=55KA @ 415 V 3-POLE, LINE PROT | 1455.35
3VA2340-5HL32-0CC0 | CIRCUIT BREAKER 3VA2 IEC FRAME 400 BREAKING CAPACITY CLASS M ICU=55KA @ 415 V 3-POLE, LINE PROT | 1545.88
3VA2340-5HL32-0CL0 | CIRCUIT BREAKER 3VA2 IEC FRAME 400 BREAKING CAPACITY CLASS M ICU=55KA @ 415 V 3-POLE, LINE PROT | 1615.5
3VA2325-6HL32-0HL0 | CIRCUIT BREAKER 3VA2 IEC FRAME 400 BREAKING CAPACITY CLASS H ICU=85KA @ 415 V 3-POLE, LINE PROT | 1761.74
3VA2216-5KQ32-0BB0 | CIRCUIT BREAKER 3VA2 IEC FRAME 250 BREAKING CAPACITY CLASS M ICU=55KA @ 415 V 3POLE, LINE PROTE | 2089.02
3VA2325-6HL32-0KA0 | CIRCUIT BREAKER 3VA2 IEC FRAME 400 BREAKING CAPACITY CLASS H ICU=85KA @ 415 V 3-POLE, LINE PROT | 1657.29
3VA2340-5HL32-0AC0 | CIRCUIT BREAKER 3VA2 IEC FRAME 400 BREAKING CAPACITY CLASS M ICU=55KA @ 415 V 3-POLE, LINE PROT | 1434.46
3VA2340-5HL32-0AE0 | CIRCUIT BREAKER 3VA2 IEC FRAME 400 BREAKING CAPACITY CLASS M ICU=55KA @ 415 V 3-POLE, LINE PROT | 1483.21
3VA2340-5HL32-0BH0 | CIRCUIT BREAKER 3VA2 IEC FRAME 400 BREAKING CAPACITY CLASS M ICU=55KA @ 415 V 3-POLE, LINE PROT | 1580.69
3VA2340-5HL32-0CA0 | CIRCUIT BREAKER 3VA2 IEC FRAME 400 BREAKING CAPACITY CLASS M ICU=55KA @ 415 V 3-POLE, LINE PROT | 1497.13
3VA2340-5HL32-0DF0 | CIRCUIT BREAKER 3VA2 IEC FRAME 400 BREAKING CAPACITY CLASS M ICU=55KA @ 415 V 3-POLE, LINE PROT | 1545.88
3VA2340-5HL32-0DL0 | CIRCUIT BREAKER 3VA2 IEC FRAME 400 BREAKING CAPACITY CLASS M ICU=55KA @ 415 V 3-POLE, LINE PROT | 1615.5
3VA2340-5HL32-0HC0 | CIRCUIT BREAKER 3VA2 IEC FRAME 400 BREAKING CAPACITY CLASS M ICU=55KA @ 415 V 3-POLE, LINE PROT | 1524.99
3VA2340-5HL32-0JC0 | CIRCUIT BREAKER 3VA2 IEC FRAME 400 BREAKING CAPACITY CLASS M ICU=55KA @ 415 V 3-POLE, LINE PROT | 1524.99
3VA2340-5HL32-0JL0 | CIRCUIT BREAKER 3VA2 IEC FRAME 400 BREAKING CAPACITY CLASS M ICU=55KA @ 415 V 3-POLE, LINE PROT | 1587.65
3VA2340-7HL32-0AE0 | CIRCUIT BREAKER 3VA2 IEC FRAME 400 BREAKING CAPACITY CLASS C ICU=110KA @ 415 V 3-POLE, LINE PRO | 1782.63
3VA2340-7HL32-0AG0 | CIRCUIT BREAKER 3VA2 IEC FRAME 400 BREAKING CAPACITY CLASS C ICU=110KA @ 415 V 3-POLE, LINE PRO | 1761.74
3VA2340-7HL32-0BH0 | CIRCUIT BREAKER 3VA2 IEC FRAME 400 BREAKING CAPACITY CLASS C ICU=110KA @ 415 V 3-POLE, LINE PRO | 1901
3VA2340-7HL32-0CA0 | CIRCUIT BREAKER 3VA2 IEC FRAME 400 BREAKING CAPACITY CLASS C ICU=110KA @ 415 V 3-POLE, LINE PRO | 1796.55
3VA2340-7HL32-0CL0 | CIRCUIT BREAKER 3VA2 IEC FRAME 400 BREAKING CAPACITY CLASS C ICU=110KA @ 415 V 3-POLE, LINE PRO | 1928.86
3VA2340-7HL32-0HA0 | CIRCUIT BREAKER 3VA2 IEC FRAME 400 BREAKING CAPACITY CLASS C ICU=110KA @ 415 V 3-POLE, LINE PRO | 1768.71
3VA2340-7HL32-0HH0 | CIRCUIT BREAKER 3VA2 IEC FRAME 400 BREAKING CAPACITY CLASS C ICU=110KA @ 415 V 3-POLE, LINE PRO | 1887.08
3VA2340-7HL32-0KA0 | CIRCUIT BREAKER 3VA2 IEC FRAME 400 BREAKING CAPACITY CLASS C ICU=110KA @ 415 V 3-POLE, LINE PRO | 1768.71
3VA2340-7HL32-0KH0 | CIRCUIT BREAKER 3VA2 IEC FRAME 400 BREAKING CAPACITY CLASS C ICU=110KA @ 415 V 3-POLE, LINE PRO | 1887.08
3VA2440-5HL32-0AE0 | CIRCUIT BREAKER 3VA2 IEC FRAME 630 BREAKING CAPACITY CLASS M ICU=55KA @ 415 V 3-POLE, LINE PROT | 1956.71
3VA2440-5HL32-0AG0 | CIRCUIT BREAKER 3VA2 IEC FRAME 630 BREAKING CAPACITY CLASS M ICU=55KA @ 415 V 3-POLE, LINE PROT | 1942.78
3VA2440-5HL32-0AJ0 | CIRCUIT BREAKER 3VA2 IEC FRAME 630 BREAKING CAPACITY CLASS M ICU=55KA @ 415 V 3-POLE, LINE PROT | 1984.56
3VA2440-5HL32-0CA0 | CIRCUIT BREAKER 3VA2 IEC FRAME 630 BREAKING CAPACITY CLASS M ICU=55KA @ 415 V 3-POLE, LINE PROT | 1984.56
3VA2440-5HL32-0CL0 | CIRCUIT BREAKER 3VA2 IEC FRAME 630 BREAKING CAPACITY CLASS M ICU=55KA @ 415 V 3-POLE, LINE PROT | 2095.99
3VA2440-5HL32-0HH0 | CIRCUIT BREAKER 3VA2 IEC FRAME 630 BREAKING CAPACITY CLASS M ICU=55KA @ 415 V 3-POLE, LINE PROT | 2033.31
3VA2440-5HL32-0CH0 | CIRCUIT BREAKER 3VA2 IEC FRAME 630 BREAKING CAPACITY CLASS M ICU=55KA @ 415 V 3-POLE, LINE PROT | 2061.16
3VA2440-5HL32-0KH0 | CIRCUIT BREAKER 3VA2 IEC FRAME 630 BREAKING CAPACITY CLASS M ICU=55KA @ 415 V 3-POLE, LINE PROT | 2033.31
3VA6140-6JP41-2AA0 | CIRCUIT BREAKER 3VA6 UL FRAME 150 BREAKING CAPACITY CLASS H 65KA @ 480 V 4-POLE, LINE PROTECTIO | 1203.45
3VA2340-5HL32-0DA0 | CIRCUIT BREAKER 3VA2 IEC FRAME 400 BREAKING CAPACITY CLASS M ICU=55KA @ 415 V 3-POLE, LINE PROT | 1497.13
3VA2340-5HL32-0DC0 | CIRCUIT BREAKER 3VA2 IEC FRAME 400 BREAKING CAPACITY CLASS M ICU=55KA @ 415 V 3-POLE, LINE PROT | 1545.88
3VA2340-5HL32-0KC0 | CIRCUIT BREAKER 3VA2 IEC FRAME 400 BREAKING CAPACITY CLASS M ICU=55KA @ 415 V 3-POLE, LINE PROT | 1524.99
3VA2340-6KP42-0AJ0 | CIRCUIT BREAKER 3VA2 IEC FRAME 400 BREAKING CAPACITY CLASS H ICU=85KA @ 415 V 4-POLE, LINE PROT | 2910.7
3VA2340-7HL32-0AB0 | CIRCUIT BREAKER 3VA2 IEC FRAME 400 BREAKING CAPACITY CLASS C ICU=110KA @ 415 V 3-POLE, LINE PRO | 1761.74
3VA2340-7HL32-0AC0 | CIRCUIT BREAKER 3VA2 IEC FRAME 400 BREAKING CAPACITY CLASS C ICU=110KA @ 415 V 3-POLE, LINE PRO | 1740.85
3VA2340-7HL32-0DA0 | CIRCUIT BREAKER 3VA2 IEC FRAME 400 BREAKING CAPACITY CLASS C ICU=110KA @ 415 V 3-POLE, LINE PRO | 1796.55
3VA2340-7HL32-0DC0 | CIRCUIT BREAKER 3VA2 IEC FRAME 400 BREAKING CAPACITY CLASS C ICU=110KA @ 415 V 3-POLE, LINE PRO | 1887.08
3VA2340-7HL32-0DH0 | CIRCUIT BREAKER 3VA2 IEC FRAME 400 BREAKING CAPACITY CLASS C ICU=110KA @ 415 V 3-POLE, LINE PRO | 1901
3VA2340-7HL32-0DL0 | CIRCUIT BREAKER 3VA2 IEC FRAME 400 BREAKING CAPACITY CLASS C ICU=110KA @ 415 V 3-POLE, LINE PRO | 1928.86
3VA2340-7HL32-0KL0 | CIRCUIT BREAKER 3VA2 IEC FRAME 400 BREAKING CAPACITY CLASS C ICU=110KA @ 415 V 3-POLE, LINE PRO | 1907.97
3VA2440-5HL32-0AB0 | CIRCUIT BREAKER 3VA2 IEC FRAME 630 BREAKING CAPACITY CLASS M ICU=55KA @ 415 V 3-POLE, LINE PROT | 1942.78
3VA2440-5HL32-0AC0 | CIRCUIT BREAKER 3VA2 IEC FRAME 630 BREAKING CAPACITY CLASS M ICU=55KA @ 415 V 3-POLE, LINE PROT | 1928.86
3VA2440-5HL32-0AD0 | CIRCUIT BREAKER 3VA2 IEC FRAME 630 BREAKING CAPACITY CLASS M ICU=55KA @ 415 V 3-POLE, LINE PROT | 1942.78
3VA2440-5HL32-0DC0 | CIRCUIT BREAKER 3VA2 IEC FRAME 630 BREAKING CAPACITY CLASS M ICU=55KA @ 415 V 3-POLE, LINE PROT | 2033.31
3VA2440-5HL32-0DH0 | CIRCUIT BREAKER 3VA2 IEC FRAME 630 BREAKING CAPACITY CLASS M ICU=55KA @ 415 V 3-POLE, LINE PROT | 2061.16
3VA2440-5HL32-0DL0 | CIRCUIT BREAKER 3VA2 IEC FRAME 630 BREAKING CAPACITY CLASS M ICU=55KA @ 415 V 3-POLE, LINE PROT | 2095.99
3VA2440-5HL32-0HA0 | CIRCUIT BREAKER 3VA2 IEC FRAME 630 BREAKING CAPACITY CLASS M ICU=55KA @ 415 V 3-POLE, LINE PROT | 1949.75
3VA6140-6JQ31-0AA0 | CIRCUIT BREAKER 3VA6 UL FRAME 150 BREAKING CAPACITY CLASS H 65KA @ 480 V 3-POLE, LINE PROTECTIO | 1214.39
3VA6140-6JQ31-2AA0 | CIRCUIT BREAKER 3VA6 UL FRAME 150 BREAKING CAPACITY CLASS H 65KA @ 480 V 3-POLE, LINE PROTECTIO | 1323.78
3VA6140-6JQ41-0AA0 | CIRCUIT BREAKER 3VA6 UL FRAME 150 BREAKING CAPACITY CLASS H 65KA @ 480 V 4-POLE, LINE PROTECTIO | 1329.26
3VA6140-6JQ41-2AA0 | CIRCUIT BREAKER 3VA6 UL FRAME 150 BREAKING CAPACITY CLASS H 65KA @ 480 V 4-POLE, LINE PROTECTIO | 1493.37
3VA6140-6KP31-0AA0 | CIRCUIT BREAKER 3VA6 UL FRAME 150 BREAKING CAPACITY CLASS H 65KA @ 480 V 3-POLE, LINE PROTECTIO | 1165.15
3VA6140-6KP31-2AA0 | CIRCUIT BREAKER 3VA6 UL FRAME 150 BREAKING CAPACITY CLASS H 65KA @ 480 V 3-POLE, LINE PROTECTIO | 1274.58
3VA6140-6KP41-0AA0 | CIRCUIT BREAKER 3VA6 UL FRAME 150 BREAKING CAPACITY CLASS H 65KA @ 480 V 4-POLE, LINE PROTECTIO | 1301.9
3VA6140-6KP41-2AA0 | CIRCUIT BREAKER 3VA6 UL FRAME 150 BREAKING CAPACITY CLASS H 65KA @ 480 V 4-POLE, LINE PROTECTIO | 1444.15
3VA6140-6KQ31-0AA0 | CIRCUIT BREAKER 3VA6 UL FRAME 150 BREAKING CAPACITY CLASS H 65KA @ 480 V 3-POLE, LINE PROTECTIO | 1307.38
3VA6140-7HM31-2AA0 | CIRCUIT BREAKER 3VA6 UL FRAME 150 BREAKING CAPACITY CLASS C 100KA @ 480 V 3-POLE, LINE PROTECTI | 864.31
3VA6140-7HM41-0AA0 | CIRCUIT BREAKER 3VA6 UL FRAME 150 BREAKING CAPACITY CLASS C 100KA @ 480 V 4-POLE, LINE PROTECTI | 924.47
3VA6140-7HM41-2AA0 | CIRCUIT BREAKER 3VA6 UL FRAME 150 BREAKING CAPACITY CLASS C 100KA @ 480 V 4-POLE, LINE PROTECTI | 1022.94
3VA2325-6HL32-0BC0 | CIRCUIT BREAKER 3VA2 IEC FRAME 400 BREAKING CAPACITY CLASS H ICU=85KA @ 415 V 3-POLE, LINE PROT | 1733.88
3VA2325-6HL32-0BH0 | CIRCUIT BREAKER 3VA2 IEC FRAME 400 BREAKING CAPACITY CLASS H ICU=85KA @ 415 V 3-POLE, LINE PROT | 1747.82
3VA2325-6HL32-0CH0 | CIRCUIT BREAKER 3VA2 IEC FRAME 400 BREAKING CAPACITY CLASS H ICU=85KA @ 415 V 3-POLE, LINE PROT | 1747.82
3VA2325-6HL32-0JA0 | CIRCUIT BREAKER 3VA2 IEC FRAME 400 BREAKING CAPACITY CLASS H ICU=85KA @ 415 V 3-POLE, LINE PROT | 1657.29
3VA2325-6HL32-0JC0 | CIRCUIT BREAKER 3VA2 IEC FRAME 400 BREAKING CAPACITY CLASS H ICU=85KA @ 415 V 3-POLE, LINE PROT | 1692.1
3VA2325-6HL32-0JH0 | CIRCUIT BREAKER 3VA2 IEC FRAME 400 BREAKING CAPACITY CLASS H ICU=85KA @ 415 V 3-POLE, LINE PROT | 1733.88
3VA2340-5HL32-0AG0 | CIRCUIT BREAKER 3VA2 IEC FRAME 400 BREAKING CAPACITY CLASS M ICU=55KA @ 415 V 3-POLE, LINE PROT | 1455.35
3VA2340-5HL32-0AJ0 | CIRCUIT BREAKER 3VA2 IEC FRAME 400 BREAKING CAPACITY CLASS M ICU=55KA @ 415 V 3-POLE, LINE PROT | 1497.13
3VA2340-5HL32-0BA0 | CIRCUIT BREAKER 3VA2 IEC FRAME 400 BREAKING CAPACITY CLASS M ICU=55KA @ 415 V 3-POLE, LINE PROT | 1497.13
3VA2340-5HL32-0BB0 | CIRCUIT BREAKER 3VA2 IEC FRAME 400 BREAKING CAPACITY CLASS M ICU=55KA @ 415 V 3-POLE, LINE PROT | 1587.65
3VA2340-5HL32-0HH0 | CIRCUIT BREAKER 3VA2 IEC FRAME 400 BREAKING CAPACITY CLASS M ICU=55KA @ 415 V 3-POLE, LINE PROT | 1545.88
3VA2340-5HL32-0HL0 | CIRCUIT BREAKER 3VA2 IEC FRAME 400 BREAKING CAPACITY CLASS M ICU=55KA @ 415 V 3-POLE, LINE PROT | 1587.65
3VA2340-5HL32-0CH0 | CIRCUIT BREAKER 3VA2 IEC FRAME 400 BREAKING CAPACITY CLASS M ICU=55KA @ 415 V 3-POLE, LINE PROT | 1580.69
3VA2340-5HL32-0JA0 | CIRCUIT BREAKER 3VA2 IEC FRAME 400 BREAKING CAPACITY CLASS M ICU=55KA @ 415 V 3-POLE, LINE PROT | 1469.27
3VA2340-7HL32-0AH0 | CIRCUIT BREAKER 3VA2 IEC FRAME 400 BREAKING CAPACITY CLASS C ICU=110KA @ 415 V 3-POLE, LINE PRO | 1761.74
3VA2340-7HL32-0AJ0 | CIRCUIT BREAKER 3VA2 IEC FRAME 400 BREAKING CAPACITY CLASS C ICU=110KA @ 415 V 3-POLE, LINE PRO | 1796.55
3VA2340-7HL32-0BA0 | CIRCUIT BREAKER 3VA2 IEC FRAME 400 BREAKING CAPACITY CLASS C ICU=110KA @ 415 V 3-POLE, LINE PRO | 1796.55
3VA2340-7HL32-0BC0 | CIRCUIT BREAKER 3VA2 IEC FRAME 400 BREAKING CAPACITY CLASS C ICU=110KA @ 415 V 3-POLE, LINE PRO | 1887.08
3VA2340-7HL32-0CH0 | CIRCUIT BREAKER 3VA2 IEC FRAME 400 BREAKING CAPACITY CLASS C ICU=110KA @ 415 V 3-POLE, LINE PRO | 1901
3VA2340-7HL32-0JA0 | CIRCUIT BREAKER 3VA2 IEC FRAME 400 BREAKING CAPACITY CLASS C ICU=110KA @ 415 V 3-POLE, LINE PRO | 1768.71
3VA2340-7HL32-0JC0 | CIRCUIT BREAKER 3VA2 IEC FRAME 400 BREAKING CAPACITY CLASS C ICU=110KA @ 415 V 3-POLE, LINE PRO | 1838.33
3VA2340-7HL32-0JH0 | CIRCUIT BREAKER 3VA2 IEC FRAME 400 BREAKING CAPACITY CLASS C ICU=110KA @ 415 V 3-POLE, LINE PRO | 1887.08
3VA2440-5HL32-0BA0 | CIRCUIT BREAKER 3VA2 IEC FRAME 630 BREAKING CAPACITY CLASS M ICU=55KA @ 415 V 3-POLE, LINE PROT | 1984.56
3VA2440-5HL32-0BC0 | CIRCUIT BREAKER 3VA2 IEC FRAME 630 BREAKING CAPACITY CLASS M ICU=55KA @ 415 V 3-POLE, LINE PROT | 2033.31
3VA2440-5HL32-0BH0 | CIRCUIT BREAKER 3VA2 IEC FRAME 630 BREAKING CAPACITY CLASS M ICU=55KA @ 415 V 3-POLE, LINE PROT | 2061.16
3VA2440-5HL32-0BL0 | CIRCUIT BREAKER 3VA2 IEC FRAME 630 BREAKING CAPACITY CLASS M ICU=55KA @ 415 V 3-POLE, LINE PROT | 2095.99
3VA2440-5HL32-0JA0 | CIRCUIT BREAKER 3VA2 IEC FRAME 630 BREAKING CAPACITY CLASS M ICU=55KA @ 415 V 3-POLE, LINE PROT | 1949.75
3VA2440-5HL32-0JC0 | CIRCUIT BREAKER 3VA2 IEC FRAME 630 BREAKING CAPACITY CLASS M ICU=55KA @ 415 V 3-POLE, LINE PROT | 2005.46
3VA2440-5HL32-0JH0 | CIRCUIT BREAKER 3VA2 IEC FRAME 630 BREAKING CAPACITY CLASS M ICU=55KA @ 415 V 3-POLE, LINE PROT | 2033.31
3VA2440-5HL32-0JL0 | CIRCUIT BREAKER 3VA2 IEC FRAME 630 BREAKING CAPACITY CLASS M ICU=55KA @ 415 V 3-POLE, LINE PROT | 2068.13
3RT2028-2AM20 | CONTACTOR, AC-3, 18.5KW/400V, 1NO+1NC, AC 208V 50/60HZ, 3-POLE, SZ S0 SPRING-LOADED TERMINAL | 101.08
3RU2116-0FC0-ZW97 | OVERLOAD RELAY 0.35...0.50 A FOR MOTOR PROTECTION SZ S00, CLASS 10, F. MOUNTING ONTO CONTACTOR M | 47.66
3RU2116-0GC0-ZW97 | OVERLOAD RELAY 0.45...0.63 A FOR MOTOR PROTECTION SZ S00, CLASS 10, F. MOUNTING ONTO CONTACTOR M | 47.66
3RU2116-0JC0-ZX95 | OVERLOAD RELAY 0.70...1.0 A FOR MOTOR PROTECTION SZ S00, CLASS 10, F. MOUNTING ONTO CONTACTOR MA | 47.66
3RT2025-2AL20-ZW97 | CONTACTOR, AC-3, 7.5KW/400V, 1NO+1NC, AC 230V 50/60HZ, 3-POLE, SZ S0 SPRING-LOADED TERMINAL MULT | 51.02
3RT2025-2BM40-ZW97 | CONTACTOR, AC-3, 7.5KW/400V, 1NO+1NC, DC 220V, 3-POLE, SZ S0 SPRING-LOADED TERMINAL MULTI-UNIT P | 91.16
3RT2026-1AM20-1AA0 | CONTACTOR, AC-3, 11KW/400V, 1NO+1NC, AC 208V 50/60HZ, 3-POLE, SZ S0 SCREW TERMINAL UPRIGHT MOUNT | 70.99
3RT2026-2AL20-ZW97 | CONTACTOR, AC-3, 11KW/400V, 1NO+1NC, AC 230V 50/60HZ, 3-POLE, SZ S0 SPRING-LOADED TERMINAL MEHRS | 68.36
3RT2027-1AL20-1AA0 | CONTACTOR, AC-3, 15KW/400V, 1NO+1NC, AC 230V 50/60HZ, 3-POLE, SZ S0 SCREW TERMINALS UPRIGHT MOUN | 95.94
3RT2027-1AM20 | CONTACTOR, AC-3, 15KW/400V, 1NO+1NC, AC 208V 50/60HZ, 3-POLE, SZ S0 SCREW TERMINALS | 90.86
3RU2116-1BB0-ZW97 | OVERLOAD RELAY 1.4...2.0 A FOR MOTOR PROTECTION SZ S00, CLASS 10, F. MOUNTING ONTO CONTACTOR MAI | 47.66
3RU2116-1BC0-ZX95 | OVERLOAD RELAY 1.4...2.0 A FOR MOTOR PROTECTION SZ S00, CLASS 10, F. MOUNTING ONTO CONTACTOR MAI | 47.66
3RU2116-1CC0-ZX95 | OVERLOAD RELAY 1.8...2.5 A FOR MOTOR PROTECTION SZ S00, CLASS 10, F. MOUNTING ONTO CONTACTOR MAI | 47.66
3RU2116-1EC0-ZX95 | OVERLOAD RELAY 2.8...4.0 A FOR MOTOR PROTECTION SZ S00, CLASS 10, F. MOUNTING ONTO CONTACTOR MAI | 47.66
3RU2116-1HC0-ZW97 | OVERLOAD RELAY 5.5...8.0 A FOR MOTOR PROTECTION SZ S00, CLASS 10, F. MOUNTING ONTO CONTACTOR MAI | 47.66
3RU2126-4AC0-ZX95 | OVERLOAD RELAY 11...16 A FOR MOTOR PROTECTION SZ S0, CLASS 10, F. MOUNTING ONTO CONTACTOR MAIN C | 51.21
3RW4723-1SC44 | Control unit 230 V for 3RW4423 with screw type terminals | 1347.53
3RW4734-6SC44 | Control unit 230 V for 3RW4434 with screw type terminals | 1347.53
3RW4736-6SC44 | Control unit 230 V for 3RW4436 with screw type terminals | 1347.53
3RW4744-6SC44 | Control unit 230 V for 3RW4444 with screw type terminals | 1687.67
3RW4754-6SC44 | Control unit 230 V for 3RW4454 with screw type terminals | 2027.82
3RW4756-6SC44 | Control unit 230 V for 3RW4456 with screw type terminals | 2027.82
3RV2935-5A-ZX90 | 3-PHASE INFEED TERMINAL, SZ.S2 F. 3-PHASE BUSBAR, CONNECTION FROM TOP . | 17.41
3RV2948-1K | TERMINAL BLOCK FOR INCREASED CREEPAGE DIST. AND CLEARANCES, WITH PHASE BARRIERS FOR CIRCUIT-BREAK | 22.84
3RT2946-4EA4 | TERMINAL COVER FOR BOX TERMINALS, FOR CONTACTOR AND OVERLOAD RELAY, SIZE S3, 4-POLE | 6.09
3RT2946-4GA07 | TERMINAL BLOCK, UL/CSA, FOR CIRCUIT-BREAKERS SIZE S3, | 12.5
3RV2031-4VA10-ZW96 | CIRCUIT BREAKER, SIZE S2, FOR MOTOR PROTECTION, CLASS 10, A-RELEASE 35...45A, N-RELEASE 650A, SC | 200.67
3RV2031-4VA10-ZX95 | CIRCUIT BREAKER, SIZE S2, FOR MOTOR PROTECTION, CLASS 10, A-RELEASE 35...45A, N-RELEASE 650A, SC | 200.67
3RV2041-4FA15 | CIRCUIT-BREAKER SIZE S3, FOR MOTOR PROTECTION, CLASS 10, A-REL. 28...40 A, N-RES. 520 A, SCREW TE | 229.55
3RV2041-4HA15 | CIRCUIT-BREAKER SIZE S3, FOR MOTOR PROTECTION, CLASS 10, A-REL. 36...50A, N-REL. 650A, SCREW TERM | 211.76
3RV2041-4RA10 | CIRCUIT-BREAKER SIZE S3, FOR MOTOR PROTECTION, CLASS 10, A-REL. 65...84A, N-REL. 1170A SCREW TERM | 236.15
3RV2041-4YA10 | CIRCUIT-BREAKER SIZE S3, FOR MOTOR PROTECTION, CLASS 10, A-REL. 75...93A,N-REL. 1300A SCREW TERMI | 236.15
3RV2042-4HB10 | CIRCUIT-BREAKER SIZE S3, FOR MOTOR PROTECTION, CLASS 20, A-REL. 36...50A, N-REL. 650A, SCREW TERM | 334.91
3VA6140-7HN31-0AA0 | CIRCUIT BREAKER 3VA6 UL FRAME 150 BREAKING CAPACITY CLASS C 100KA @ 480 V 3-POLE, LINE PROTECTI | 590.78
3VA6140-7JT41-0AA0 | CIRCUIT BREAKER 3VA6 UL FRAME 150 BREAKING CAPACITY CLASS C 100KA @ 480 V 4-POLE, LINE PROTECTI | 1137.81
3VA6140-7JT41-2AA0 | CIRCUIT BREAKER 3VA6 UL FRAME 150 BREAKING CAPACITY CLASS C 100KA @ 480 V 4-POLE, LINE PROTECTI | 1520.73
3VA6140-7KL31-0AA0 | CIRCUIT BREAKER 3VA6 UL FRAME 150 BREAKING CAPACITY CLASS C 100KA @ 480 V 3-POLE, LINE PROTECTI | 1143.26
3VA6140-7KL31-2AA0 | CIRCUIT BREAKER 3VA6 UL FRAME 150 BREAKING CAPACITY CLASS C 100KA @ 480 V 3-POLE, LINE PROTECTI | 1258.16
3VA6140-7KQ41-2AA0 | CIRCUIT BREAKER 3VA6 UL FRAME 150 BREAKING CAPACITY CLASS C 100KA @ 480 V 4-POLE, LINE PROTECTI | 1619.18
3VA6140-7KT31-0AA0 | CIRCUIT BREAKER 3VA6 UL FRAME 150 BREAKING CAPACITY CLASS C 100KA @ 480 V 3-POLE, LINE PROTECTI | 1203.45
3VA2225-6JP32-0LA0 | CIRCUIT BREAKER 3VA2 IEC FRAME 250 BREAKING CAPACITY CLASS H ICU=85KA @ 415 V 3POLE, LINE PROTE | 1907.97
3VA2325-5HL32-0AB0 | CIRCUIT BREAKER 3VA2 IEC FRAME 400 BREAKING CAPACITY CLASS M ICU=55KA @ 415 V 3-POLE, LINE PROT | 1455.35
3VA2325-5HL32-0CC0 | CIRCUIT BREAKER 3VA2 IEC FRAME 400 BREAKING CAPACITY CLASS M ICU=55KA @ 415 V 3-POLE, LINE PROT | 1545.88
3VA2325-5HL32-0CL0 | CIRCUIT BREAKER 3VA2 IEC FRAME 400 BREAKING CAPACITY CLASS M ICU=55KA @ 415 V 3-POLE, LINE PROT | 1615.5
3VA6110-8HN41-2AA0 | CIRCUIT BREAKER 3VA6 UL FRAME 150 BREAKING CAPACITY CLASS L 150KA @ 480 V 4-POLE, LINE PROTECTI | 984.64
3VA6110-8JP31-0AA0 | CIRCUIT BREAKER 3VA6 UL FRAME 150 BREAKING CAPACITY CLASS L 150KA @ 480 V 3-POLE, LINE PROTECTI | 1099.51
3VA6110-8KL41-0AA0 | CIRCUIT BREAKER 3VA6 UL FRAME 150 BREAKING CAPACITY CLASS L 150KA @ 480 V 4-POLE, LINE PROTECTI | 1476.95
3VA6110-8KL41-2AA0 | CIRCUIT BREAKER 3VA6 UL FRAME 150 BREAKING CAPACITY CLASS L 150KA @ 480 V 4-POLE, LINE PROTECTI | 1597.29
3VA6110-8KM31-0AA0 | CIRCUIT BREAKER 3VA6 UL FRAME 150 BREAKING CAPACITY CLASS L 150KA @ 480 V 3-POLE, LINE PROTECTI | 1487.91
3VA6110-8KM31-2AA0 | CIRCUIT BREAKER 3VA6 UL FRAME 150 BREAKING CAPACITY CLASS L 150KA @ 480 V 3-POLE, LINE PROTECTI | 1602.78
3VA6110-8KT41-2AA0 | CIRCUIT BREAKER 3VA6 UL FRAME 150 BREAKING CAPACITY CLASS L 150KA @ 480 V 4-POLE, LINE PROTECTI | 1810.63
3VA6115-5HL31-0AA0 | CIRCUIT BREAKER 3VA6 UL FRAME 150 BREAKING CAPACITY CLASS M 35KA @ 480 V 3-POLE, LINE PROTECTIO | 733
3VA6115-5HL31-2AA0 | CIRCUIT BREAKER 3VA6 UL FRAME 150 BREAKING CAPACITY CLASS M 35KA @ 480 V 3-POLE, LINE PROTECTIO | 815.05
3VA6115-5HL41-0AA0 | CIRCUIT BREAKER 3VA6 UL FRAME 150 BREAKING CAPACITY CLASS M 35KA @ 480 V 4-POLE, LINE PROTECTIO | 946.36
3VA6115-5JP41-2AA0 | CIRCUIT BREAKER 3VA6 UL FRAME 150 BREAKING CAPACITY CLASS M 35KA @ 480 V 4-POLE, LINE PROTECTIO | 1542.61
3VA6115-5JQ31-0AA0 | CIRCUIT BREAKER 3VA6 UL FRAME 150 BREAKING CAPACITY CLASS M 35KA @ 480 V 3-POLE, LINE PROTECTIO | 1444.15
3VA6115-5JQ31-2AA0 | CIRCUIT BREAKER 3VA6 UL FRAME 150 BREAKING CAPACITY CLASS M 35KA @ 480 V 3-POLE, LINE PROTECTIO | 1575.41
3VA6115-5JQ41-0AA0 | CIRCUIT BREAKER 3VA6 UL FRAME 150 BREAKING CAPACITY CLASS M 35KA @ 480 V 4-POLE, LINE PROTECTIO | 1662.94
3VA6115-5JQ41-2AA0 | CIRCUIT BREAKER 3VA6 UL FRAME 150 BREAKING CAPACITY CLASS M 35KA @ 480 V 4-POLE, LINE PROTECTIO | 1816.11
3VA6115-5KP31-0AA0 | CIRCUIT BREAKER 3VA6 UL FRAME 150 BREAKING CAPACITY CLASS M 35KA @ 480 V 3-POLE, LINE PROTECTIO | 1389.42
3VA6115-5KP31-2AA0 | CIRCUIT BREAKER 3VA6 UL FRAME 150 BREAKING CAPACITY CLASS M 35KA @ 480 V 3-POLE, LINE PROTECTIO | 1531.67
3VA6115-5KP41-0AA0 | CIRCUIT BREAKER 3VA6 UL FRAME 150 BREAKING CAPACITY CLASS M 35KA @ 480 V 4-POLE, LINE PROTECTIO | 1619.18
3VA6115-5KP41-2AA0 | CIRCUIT BREAKER 3VA6 UL FRAME 150 BREAKING CAPACITY CLASS M 35KA @ 480 V 4-POLE, LINE PROTECTIO | 1788.75
3VA2440-5HL32-0KA0 | CIRCUIT BREAKER 3VA2 IEC FRAME 630 BREAKING CAPACITY CLASS M ICU=55KA @ 415 V 3-POLE, LINE PROT | 1949.75
3VA6140-6KL31-0AA0 | CIRCUIT BREAKER 3VA6 UL FRAME 150 BREAKING CAPACITY CLASS H 65KA @ 480 V 3-POLE, LINE PROTECTIO | 1088.57
3VA6140-6KL31-2AA0 | CIRCUIT BREAKER 3VA6 UL FRAME 150 BREAKING CAPACITY CLASS H 65KA @ 480 V 3-POLE, LINE PROTECTIO | 1208.91
3VA6140-6KL41-0AA0 | CIRCUIT BREAKER 3VA6 UL FRAME 150 BREAKING CAPACITY CLASS H 65KA @ 480 V 4-POLE, LINE PROTECTIO | 1252.67
3VA6140-6KL41-2AA0 | CIRCUIT BREAKER 3VA6 UL FRAME 150 BREAKING CAPACITY CLASS H 65KA @ 480 V 4-POLE, LINE PROTECTIO | 1367.54
3VA6140-6KT31-2AA0 | CIRCUIT BREAKER 3VA6 UL FRAME 150 BREAKING CAPACITY CLASS H 65KA @ 480 V 3-POLE, LINE PROTECTIO | 1471.49
3VA6140-6KT41-0AA0 | CIRCUIT BREAKER 3VA6 UL FRAME 150 BREAKING CAPACITY CLASS H 65KA @ 480 V 4-POLE, LINE PROTECTIO | 1301.9
3VA6140-6KT41-2AA0 | CIRCUIT BREAKER 3VA6 UL FRAME 150 BREAKING CAPACITY CLASS H 65KA @ 480 V 4-POLE, LINE PROTECTIO | 1569.96
3VA6140-7HL31-0AA0 | CIRCUIT BREAKER 3VA6 UL FRAME 150 BREAKING CAPACITY CLASS C 100KA @ 480 V 3-POLE, LINE PROTECTI | 531.71
3VA6140-7JP41-0AA0 | CIRCUIT BREAKER 3VA6 UL FRAME 150 BREAKING CAPACITY CLASS C 100KA @ 480 V 4-POLE, LINE PROTECTI | 1137.81
3VA6140-7JP41-2AA0 | CIRCUIT BREAKER 3VA6 UL FRAME 150 BREAKING CAPACITY CLASS C 100KA @ 480 V 4-POLE, LINE PROTECTI | 1252.67
3VA6140-7JQ31-0AA0 | CIRCUIT BREAKER 3VA6 UL FRAME 150 BREAKING CAPACITY CLASS C 100KA @ 480 V 3-POLE, LINE PROTECTI | 1252.67
3VA6140-7JQ31-2AA0 | CIRCUIT BREAKER 3VA6 UL FRAME 150 BREAKING CAPACITY CLASS C 100KA @ 480 V 3-POLE, LINE PROTECTI | 1362.08
3VA6140-7KM41-0AA0 | CIRCUIT BREAKER 3VA6 UL FRAME 150 BREAKING CAPACITY CLASS C 100KA @ 480 V 4-POLE, LINE PROTECTI | 1498.83
3VA6140-7KM41-2AA0 | CIRCUIT BREAKER 3VA6 UL FRAME 150 BREAKING CAPACITY CLASS C 100KA @ 480 V 4-POLE, LINE PROTECTI | 1635.6
3VA6140-7KP31-0AA0 | CIRCUIT BREAKER 3VA6 UL FRAME 150 BREAKING CAPACITY CLASS C 100KA @ 480 V 3-POLE, LINE PROTECTI | 1203.45
3VA6140-7KP31-2AA0 | CIRCUIT BREAKER 3VA6 UL FRAME 150 BREAKING CAPACITY CLASS C 100KA @ 480 V 3-POLE, LINE PROTECTI | 1312.86
3VA2325-5HL32-0AG0 | CIRCUIT BREAKER 3VA2 IEC FRAME 400 BREAKING CAPACITY CLASS M ICU=55KA @ 415 V 3-POLE, LINE PROT | 1455.35
3VA2325-5HL32-0AH0 | CIRCUIT BREAKER 3VA2 IEC FRAME 400 BREAKING CAPACITY CLASS M ICU=55KA @ 415 V 3-POLE, LINE PROT | 1455.35
3VA2325-5HL32-0AJ0 | CIRCUIT BREAKER 3VA2 IEC FRAME 400 BREAKING CAPACITY CLASS M ICU=55KA @ 415 V 3-POLE, LINE PROT | 1497.13
3VA2325-5HL32-0BA0 | CIRCUIT BREAKER 3VA2 IEC FRAME 400 BREAKING CAPACITY CLASS M ICU=55KA @ 415 V 3-POLE, LINE PROT | 1497.13
3VA6110-8JQ41-0AA0 | CIRCUIT BREAKER 3VA6 UL FRAME 150 BREAKING CAPACITY CLASS L 150KA @ 480 V 4-POLE, LINE PROTECTI | 1558.99
3VA6110-8JQ41-2AA0 | CIRCUIT BREAKER 3VA6 UL FRAME 150 BREAKING CAPACITY CLASS L 150KA @ 480 V 4-POLE, LINE PROTECTI | 1717.64
3VA6110-8JT31-0AA0 | CIRCUIT BREAKER 3VA6 UL FRAME 150 BREAKING CAPACITY CLASS L 150KA @ 480 V 3-POLE, LINE PROTECTI | 1099.51
3VA6110-8JT31-2AA0 | CIRCUIT BREAKER 3VA6 UL FRAME 150 BREAKING CAPACITY CLASS L 150KA @ 480 V 3-POLE, LINE PROTECTI | 1504.31
3VA6110-8KP41-0AA0 | CIRCUIT BREAKER 3VA6 UL FRAME 150 BREAKING CAPACITY CLASS L 150KA @ 480 V 4-POLE, LINE PROTECTI | 1520.73
3VA6110-8KP41-2AA0 | CIRCUIT BREAKER 3VA6 UL FRAME 150 BREAKING CAPACITY CLASS L 150KA @ 480 V 4-POLE, LINE PROTECTI | 1668.44
3VA6110-8KQ31-0AA0 | CIRCUIT BREAKER 3VA6 UL FRAME 150 BREAKING CAPACITY CLASS L 150KA @ 480 V 3-POLE, LINE PROTECTI | 1476.95
3VA6110-8KQ31-2AA0 | CIRCUIT BREAKER 3VA6 UL FRAME 150 BREAKING CAPACITY CLASS L 150KA @ 480 V 3-POLE, LINE PROTECTI | 1591.86
3VA6110-8KQ41-0AA0 | CIRCUIT BREAKER 3VA6 UL FRAME 150 BREAKING CAPACITY CLASS L 150KA @ 480 V 4-POLE, LINE PROTECTI | 1641.06
3VA6140-6JT31-0AA0 | CIRCUIT BREAKER 3VA6 UL FRAME 150 BREAKING CAPACITY CLASS H 65KA @ 480 V 3-POLE, LINE PROTECTIO | 951.81
3VA6140-6JT41-0AA0 | CIRCUIT BREAKER 3VA6 UL FRAME 150 BREAKING CAPACITY CLASS H 65KA @ 480 V 4-POLE, LINE PROTECTIO | 1083.1
3VA6140-6KM31-2AA0 | CIRCUIT BREAKER 3VA6 UL FRAME 150 BREAKING CAPACITY CLASS H 65KA @ 480 V 3-POLE, LINE PROTECTIO | 1444.15
3VA6140-6KM41-2AA0 | CIRCUIT BREAKER 3VA6 UL FRAME 150 BREAKING CAPACITY CLASS H 65KA @ 480 V 4-POLE, LINE PROTECTIO | 1591.86
3VA6140-6KQ41-0AA0 | CIRCUIT BREAKER 3VA6 UL FRAME 150 BREAKING CAPACITY CLASS H 65KA @ 480 V 4-POLE, LINE PROTECTIO | 1416.78
3VA6140-6KT31-0AA0 | CIRCUIT BREAKER 3VA6 UL FRAME 150 BREAKING CAPACITY CLASS H 65KA @ 480 V 3-POLE, LINE PROTECTIO | 1165.15
3VA6140-7HL31-2AA0 | CIRCUIT BREAKER 3VA6 UL FRAME 150 BREAKING CAPACITY CLASS C 100KA @ 480 V 3-POLE, LINE PROTECTI | 585.31
3VA6140-7HL41-2AA0 | CIRCUIT BREAKER 3VA6 UL FRAME 150 BREAKING CAPACITY CLASS C 100KA @ 480 V 4-POLE, LINE PROTECTI | 738.48
3VA6140-7HN41-0AA0 | CIRCUIT BREAKER 3VA6 UL FRAME 150 BREAKING CAPACITY CLASS C 100KA @ 480 V 4-POLE, LINE PROTECTI | 733
3VA6140-7JP31-0AA0 | CIRCUIT BREAKER 3VA6 UL FRAME 150 BREAKING CAPACITY CLASS C 100KA @ 480 V 3-POLE, LINE PROTECTI | 995.58
3VA6140-7JQ41-2AA0 | CIRCUIT BREAKER 3VA6 UL FRAME 150 BREAKING CAPACITY CLASS C 100KA @ 480 V 4-POLE, LINE PROTECTI | 1520.73
3VA6140-7JT31-2AA0 | CIRCUIT BREAKER 3VA6 UL FRAME 150 BREAKING CAPACITY CLASS C 100KA @ 480 V 3-POLE, LINE PROTECTI | 1362.08
3VA6140-7KL41-0AA0 | CIRCUIT BREAKER 3VA6 UL FRAME 150 BREAKING CAPACITY CLASS C 100KA @ 480 V 4-POLE, LINE PROTECTI | 1285.5
3VA6140-7KM31-0AA0 | CIRCUIT BREAKER 3VA6 UL FRAME 150 BREAKING CAPACITY CLASS C 100KA @ 480 V 3-POLE, LINE PROTECTI | 1329.26
3VA6140-7KP41-2AA0 | CIRCUIT BREAKER 3VA6 UL FRAME 150 BREAKING CAPACITY CLASS C 100KA @ 480 V 4-POLE, LINE PROTECTI | 1493.37
3VA6140-7KQ31-2AA0 | CIRCUIT BREAKER 3VA6 UL FRAME 150 BREAKING CAPACITY CLASS C 100KA @ 480 V 3-POLE, LINE PROTECTI | 1487.91
3VA2325-5HL32-0AD0 | CIRCUIT BREAKER 3VA2 IEC FRAME 400 BREAKING CAPACITY CLASS M ICU=55KA @ 415 V 3-POLE, LINE PROT | 1455.35
3VA2325-5HL32-0AF0 | CIRCUIT BREAKER 3VA2 IEC FRAME 400 BREAKING CAPACITY CLASS M ICU=55KA @ 415 V 3-POLE, LINE PROT | 1434.46
3VA2325-5HL32-0BC0 | CIRCUIT BREAKER 3VA2 IEC FRAME 400 BREAKING CAPACITY CLASS M ICU=55KA @ 415 V 3-POLE, LINE PROT | 1545.88
3VA2325-5HL32-0BL0 | CIRCUIT BREAKER 3VA2 IEC FRAME 400 BREAKING CAPACITY CLASS M ICU=55KA @ 415 V 3-POLE, LINE PROT | 1615.5
3VA6110-8JP41-0AA0 | CIRCUIT BREAKER 3VA6 UL FRAME 150 BREAKING CAPACITY CLASS L 150KA @ 480 V 4-POLE, LINE PROTECTI | 1307.38
3VA6110-8JQ31-0AA0 | CIRCUIT BREAKER 3VA6 UL FRAME 150 BREAKING CAPACITY CLASS L 150KA @ 480 V 3-POLE, LINE PROTECTI | 1351.16
3VA6110-8JT41-2AA0 | CIRCUIT BREAKER 3VA6 UL FRAME 150 BREAKING CAPACITY CLASS L 150KA @ 480 V 4-POLE, LINE PROTECTI | 1717.64
3VA6110-8KL31-2AA0 | CIRCUIT BREAKER 3VA6 UL FRAME 150 BREAKING CAPACITY CLASS L 150KA @ 480 V 3-POLE, LINE PROTECTI | 1383.96
3VA6110-8KM41-0AA0 | CIRCUIT BREAKER 3VA6 UL FRAME 150 BREAKING CAPACITY CLASS L 150KA @ 480 V 4-POLE, LINE PROTECTI | 1662.94
3VA6110-8KP31-0AA0 | CIRCUIT BREAKER 3VA6 UL FRAME 150 BREAKING CAPACITY CLASS L 150KA @ 480 V 3-POLE, LINE PROTECTI | 1312.86
3VA6110-8KQ41-2AA0 | CIRCUIT BREAKER 3VA6 UL FRAME 150 BREAKING CAPACITY CLASS L 150KA @ 480 V 4-POLE, LINE PROTECTI | 1810.63
3VA6110-8KT31-2AA0 | CIRCUIT BREAKER 3VA6 UL FRAME 150 BREAKING CAPACITY CLASS L 150KA @ 480 V 3-POLE, LINE PROTECTI | 1591.86
3VA6115-5HM31-0AA0 | CIRCUIT BREAKER 3VA6 UL FRAME 150 BREAKING CAPACITY CLASS M 35KA @ 480 V 3-POLE, LINE PROTECTIO | 973.69
3VA6115-5HM41-0AA0 | CIRCUIT BREAKER 3VA6 UL FRAME 150 BREAKING CAPACITY CLASS M 35KA @ 480 V 4-POLE, LINE PROTECTIO | 1197.97
3VA6115-5HN41-2AA0 | CIRCUIT BREAKER 3VA6 UL FRAME 150 BREAKING CAPACITY CLASS M 35KA @ 480 V 4-POLE, LINE PROTECTIO | 1099.51
3VA6115-5JP31-2AA0 | CIRCUIT BREAKER 3VA6 UL FRAME 150 BREAKING CAPACITY CLASS M 35KA @ 480 V 3-POLE, LINE PROTECTIO | 1312.86
3VA6115-5JT31-0AA0 | CIRCUIT BREAKER 3VA6 UL FRAME 150 BREAKING CAPACITY CLASS M 35KA @ 480 V 3-POLE, LINE PROTECTIO | 1203.45
3VA6115-5JT41-0AA0 | CIRCUIT BREAKER 3VA6 UL FRAME 150 BREAKING CAPACITY CLASS M 35KA @ 480 V 4-POLE, LINE PROTECTIO | 1400.36
3VA6115-5KM31-2AA0 | CIRCUIT BREAKER 3VA6 UL FRAME 150 BREAKING CAPACITY CLASS M 35KA @ 480 V 3-POLE, LINE PROTECTIO | 1706.7
3VA6115-5KM41-2AA0 | CIRCUIT BREAKER 3VA6 UL FRAME 150 BREAKING CAPACITY CLASS M 35KA @ 480 V 4-POLE, LINE PROTECTIO | 1941.94
3VA6115-5KQ31-0AA0 | CIRCUIT BREAKER 3VA6 UL FRAME 150 BREAKING CAPACITY CLASS M 35KA @ 480 V 3-POLE, LINE PROTECTIO | 1537.11
3VA6115-5KQ41-0AA0 | CIRCUIT BREAKER 3VA6 UL FRAME 150 BREAKING CAPACITY CLASS M 35KA @ 480 V 4-POLE, LINE PROTECTIO | 1772.35
3VA6115-5KT31-0AA0 | CIRCUIT BREAKER 3VA6 UL FRAME 150 BREAKING CAPACITY CLASS M 35KA @ 480 V 3-POLE, LINE PROTECTIO | 1389.42
3VA6115-6HL31-2AA0 | CIRCUIT BREAKER 3VA6 UL FRAME 150 BREAKING CAPACITY CLASS H 65KA @ 480 V 3-POLE, LINE PROTECTIO | 913.51
3VA6115-6HL41-2AA0 | CIRCUIT BREAKER 3VA6 UL FRAME 150 BREAKING CAPACITY CLASS H 65KA @ 480 V 4-POLE, LINE PROTECTIO | 1187.03
3VA6115-6HN41-0AA0 | CIRCUIT BREAKER 3VA6 UL FRAME 150 BREAKING CAPACITY CLASS H 65KA @ 480 V 4-POLE, LINE PROTECTIO | 1137.81
3VA6115-6JP31-0AA0 | CIRCUIT BREAKER 3VA6 UL FRAME 150 BREAKING CAPACITY CLASS H 65KA @ 480 V 3-POLE, LINE PROTECTIO | 1301.9
3VA6115-6JQ31-2AA0 | CIRCUIT BREAKER 3VA6 UL FRAME 150 BREAKING CAPACITY CLASS H 65KA @ 480 V 3-POLE, LINE PROTECTIO | 1695.76
3VA6115-6JQ41-2AA0 | CIRCUIT BREAKER 3VA6 UL FRAME 150 BREAKING CAPACITY CLASS H 65KA @ 480 V 4-POLE, LINE PROTECTIO | 1969.27
3VA6115-6JT31-2AA0 | CIRCUIT BREAKER 3VA6 UL FRAME 150 BREAKING CAPACITY CLASS H 65KA @ 480 V 3-POLE, LINE PROTECTIO | 1695.76
3VA6115-6KL41-0AA0 | CIRCUIT BREAKER 3VA6 UL FRAME 150 BREAKING CAPACITY CLASS H 65KA @ 480 V 4-POLE, LINE PROTECTIO | 1690.28
3VA6115-6KM31-0AA0 | CIRCUIT BREAKER 3VA6 UL FRAME 150 BREAKING CAPACITY CLASS H 65KA @ 480 V 3-POLE, LINE PROTECTIO | 1624.66
3VA6115-6KP41-2AA0 | CIRCUIT BREAKER 3VA6 UL FRAME 150 BREAKING CAPACITY CLASS H 65KA @ 480 V 4-POLE, LINE PROTECTIO | 1925.51
3VA6115-6KQ31-2AA0 | CIRCUIT BREAKER 3VA6 UL FRAME 150 BREAKING CAPACITY CLASS H 65KA @ 480 V 3-POLE, LINE PROTECTIO | 1799.69
3VA6115-6KT41-0AA0 | CIRCUIT BREAKER 3VA6 UL FRAME 150 BREAKING CAPACITY CLASS H 65KA @ 480 V 4-POLE, LINE PROTECTIO | 1734.06
3VA6115-7HL31-0AA0 | CIRCUIT BREAKER 3VA6 UL FRAME 150 BREAKING CAPACITY CLASS C 100KA @ 480 V 3-POLE, LINE PROTECTI | 897.12
3VA6115-7HL41-0AA0 | CIRCUIT BREAKER 3VA6 UL FRAME 150 BREAKING CAPACITY CLASS C 100KA @ 480 V 4-POLE, LINE PROTECTI | 1154.21
3VA6115-7HM41-2AA0 | CIRCUIT BREAKER 3VA6 UL FRAME 150 BREAKING CAPACITY CLASS C 100KA @ 480 V 4-POLE, LINE PROTECTI | 1537.11
3VA6115-7HN31-2AA0 | CIRCUIT BREAKER 3VA6 UL FRAME 150 BREAKING CAPACITY CLASS C 100KA @ 480 V 3-POLE, LINE PROTECTI | 1039.34
3VA6115-7JQ31-0AA0 | CIRCUIT BREAKER 3VA6 UL FRAME 150 BREAKING CAPACITY CLASS C 100KA @ 480 V 3-POLE, LINE PROTECTI | 1597.29
3VA6115-7JQ41-0AA0 | CIRCUIT BREAKER 3VA6 UL FRAME 150 BREAKING CAPACITY CLASS C 100KA @ 480 V 4-POLE, LINE PROTECTI | 1859.89
3VA6115-7KL31-2AA0 | CIRCUIT BREAKER 3VA6 UL FRAME 150 BREAKING CAPACITY CLASS C 100KA @ 480 V 3-POLE, LINE PROTECTI | 1662.94
3VA6115-7KL41-2AA0 | CIRCUIT BREAKER 3VA6 UL FRAME 150 BREAKING CAPACITY CLASS C 100KA @ 480 V 4-POLE, LINE PROTECTI | 1941.94
3VA6115-7KP31-0AA0 | CIRCUIT BREAKER 3VA6 UL FRAME 150 BREAKING CAPACITY CLASS C 100KA @ 480 V 3-POLE, LINE PROTECTI | 1569.96
3VA6115-5HM41-2AA0 | CIRCUIT BREAKER 3VA6 UL FRAME 150 BREAKING CAPACITY CLASS M 35KA @ 480 V 4-POLE, LINE PROTECTIO | 1307.38
3VA6115-5HN31-0AA0 | CIRCUIT BREAKER 3VA6 UL FRAME 150 BREAKING CAPACITY CLASS M 35KA @ 480 V 3-POLE, LINE PROTECTIO | 787.73
3VA6115-5HN31-2AA0 | CIRCUIT BREAKER 3VA6 UL FRAME 150 BREAKING CAPACITY CLASS M 35KA @ 480 V 3-POLE, LINE PROTECTIO | 875.23
3VA6115-5HN41-0AA0 | CIRCUIT BREAKER 3VA6 UL FRAME 150 BREAKING CAPACITY CLASS M 35KA @ 480 V 4-POLE, LINE PROTECTIO | 1012
3VA6115-5KL31-0AA0 | CIRCUIT BREAKER 3VA6 UL FRAME 150 BREAKING CAPACITY CLASS M 35KA @ 480 V 3-POLE, LINE PROTECTIO | 1329.26
3VA6115-5KL31-2AA0 | CIRCUIT BREAKER 3VA6 UL FRAME 150 BREAKING CAPACITY CLASS M 35KA @ 480 V 3-POLE, LINE PROTECTIO | 1487.91
3VA6115-5KL41-0AA0 | CIRCUIT BREAKER 3VA6 UL FRAME 150 BREAKING CAPACITY CLASS M 35KA @ 480 V 4-POLE, LINE PROTECTIO | 1558.99
3VA6115-5KL41-2AA0 | CIRCUIT BREAKER 3VA6 UL FRAME 150 BREAKING CAPACITY CLASS M 35KA @ 480 V 4-POLE, LINE PROTECTIO | 1717.64
3VA6115-5KT31-2AA0 | CIRCUIT BREAKER 3VA6 UL FRAME 150 BREAKING CAPACITY CLASS M 35KA @ 480 V 3-POLE, LINE PROTECTIO | 1695.76
3VA6115-5KT41-0AA0 | CIRCUIT BREAKER 3VA6 UL FRAME 150 BREAKING CAPACITY CLASS M 35KA @ 480 V 4-POLE, LINE PROTECTIO | 1619.18
3VA6115-5KT41-2AA0 | CIRCUIT BREAKER 3VA6 UL FRAME 150 BREAKING CAPACITY CLASS M 35KA @ 480 V 4-POLE, LINE PROTECTIO | 1936.46
3VA6115-6HL31-0AA0 | CIRCUIT BREAKER 3VA6 UL FRAME 150 BREAKING CAPACITY CLASS H 65KA @ 480 V 3-POLE, LINE PROTECTIO | 831.47
3VA6115-6JP31-2AA0 | CIRCUIT BREAKER 3VA6 UL FRAME 150 BREAKING CAPACITY CLASS H 65KA @ 480 V 3-POLE, LINE PROTECTIO | 1416.78
3VA6115-6JP41-0AA0 | CIRCUIT BREAKER 3VA6 UL FRAME 150 BREAKING CAPACITY CLASS H 65KA @ 480 V 4-POLE, LINE PROTECTIO | 1537.11
3VA6115-6JP41-2AA0 | CIRCUIT BREAKER 3VA6 UL FRAME 150 BREAKING CAPACITY CLASS H 65KA @ 480 V 4-POLE, LINE PROTECTIO | 1706.7
3VA6115-6JQ31-0AA0 | CIRCUIT BREAKER 3VA6 UL FRAME 150 BREAKING CAPACITY CLASS H 65KA @ 480 V 3-POLE, LINE PROTECTIO | 1537.11
3VA6115-6KM41-0AA0 | CIRCUIT BREAKER 3VA6 UL FRAME 150 BREAKING CAPACITY CLASS H 65KA @ 480 V 4-POLE, LINE PROTECTIO | 1898.18
3VA6115-6KM41-2AA0 | CIRCUIT BREAKER 3VA6 UL FRAME 150 BREAKING CAPACITY CLASS H 65KA @ 480 V 4-POLE, LINE PROTECTIO | 2089.63
3VA6115-6KP31-0AA0 | CIRCUIT BREAKER 3VA6 UL FRAME 150 BREAKING CAPACITY CLASS H 65KA @ 480 V 3-POLE, LINE PROTECTIO | 1498.83
3VA6115-6KP31-2AA0 | CIRCUIT BREAKER 3VA6 UL FRAME 150 BREAKING CAPACITY CLASS H 65KA @ 480 V 3-POLE, LINE PROTECTIO | 1624.66
3VA6115-7HL41-2AA0 | CIRCUIT BREAKER 3VA6 UL FRAME 150 BREAKING CAPACITY CLASS C 100KA @ 480 V 4-POLE, LINE PROTECTI | 1269.09
3VA6115-7HM31-0AA0 | CIRCUIT BREAKER 3VA6 UL FRAME 150 BREAKING CAPACITY CLASS C 100KA @ 480 V 3-POLE, LINE PROTECTI | 1126.87
3VA6115-7HM31-2AA0 | CIRCUIT BREAKER 3VA6 UL FRAME 150 BREAKING CAPACITY CLASS C 100KA @ 480 V 3-POLE, LINE PROTECTI | 1247.21
3VA6115-7HM41-0AA0 | CIRCUIT BREAKER 3VA6 UL FRAME 150 BREAKING CAPACITY CLASS C 100KA @ 480 V 4-POLE, LINE PROTECTI | 1389.42
3VA6115-7JQ41-2AA0 | CIRCUIT BREAKER 3VA6 UL FRAME 150 BREAKING CAPACITY CLASS C 100KA @ 480 V 4-POLE, LINE PROTECTI | 2040.4
3VA6115-7JT31-0AA0 | CIRCUIT BREAKER 3VA6 UL FRAME 150 BREAKING CAPACITY CLASS C 100KA @ 480 V 3-POLE, LINE PROTECTI | 1351.16
3VA6115-7JT31-2AA0 | CIRCUIT BREAKER 3VA6 UL FRAME 150 BREAKING CAPACITY CLASS C 100KA @ 480 V 3-POLE, LINE PROTECTI | 1777.82
3VA6115-7JT41-0AA0 | CIRCUIT BREAKER 3VA6 UL FRAME 150 BREAKING CAPACITY CLASS C 100KA @ 480 V 4-POLE, LINE PROTECTI | 1624.66
3VA6115-7JT41-2AA0 | CIRCUIT BREAKER 3VA6 UL FRAME 150 BREAKING CAPACITY CLASS C 100KA @ 480 V 4-POLE, LINE PROTECTI | 2040.4
3VA6115-7KQ31-0AA0 | CIRCUIT BREAKER 3VA6 UL FRAME 150 BREAKING CAPACITY CLASS C 100KA @ 480 V 3-POLE, LINE PROTECTI | 1706.7
3VA6115-6HM31-2AA0 | CIRCUIT BREAKER 3VA6 UL FRAME 150 BREAKING CAPACITY CLASS H 65KA @ 480 V 3-POLE, LINE PROTECTIO | 1187.03
3VA6115-6HM41-0AA0 | CIRCUIT BREAKER 3VA6 UL FRAME 150 BREAKING CAPACITY CLASS H 65KA @ 480 V 4-POLE, LINE PROTECTIO | 1318.34
3VA6115-6HM41-2AA0 | CIRCUIT BREAKER 3VA6 UL FRAME 150 BREAKING CAPACITY CLASS H 65KA @ 480 V 4-POLE, LINE PROTECTIO | 1476.95
3VA6115-6HN31-0AA0 | CIRCUIT BREAKER 3VA6 UL FRAME 150 BREAKING CAPACITY CLASS H 65KA @ 480 V 3-POLE, LINE PROTECTIO | 891.63
3VA6115-6JT41-0AA0 | CIRCUIT BREAKER 3VA6 UL FRAME 150 BREAKING CAPACITY CLASS H 65KA @ 480 V 4-POLE, LINE PROTECTIO | 1537.11
3VA6115-6JT41-2AA0 | CIRCUIT BREAKER 3VA6 UL FRAME 150 BREAKING CAPACITY CLASS H 65KA @ 480 V 4-POLE, LINE PROTECTIO | 1969.27
3VA6115-6KL31-0AA0 | CIRCUIT BREAKER 3VA6 UL FRAME 150 BREAKING CAPACITY CLASS H 65KA @ 480 V 3-POLE, LINE PROTECTIO | 1416.78
3VA6115-6KL31-2AA0 | CIRCUIT BREAKER 3VA6 UL FRAME 150 BREAKING CAPACITY CLASS H 65KA @ 480 V 3-POLE, LINE PROTECTIO | 1558.99
3VA6115-6KQ41-0AA0 | CIRCUIT BREAKER 3VA6 UL FRAME 150 BREAKING CAPACITY CLASS H 65KA @ 480 V 4-POLE, LINE PROTECTIO | 1887.23
3VA6115-6KQ41-2AA0 | CIRCUIT BREAKER 3VA6 UL FRAME 150 BREAKING CAPACITY CLASS H 65KA @ 480 V 4-POLE, LINE PROTECTIO | 2089.63
3VA6115-6KT31-0AA0 | CIRCUIT BREAKER 3VA6 UL FRAME 150 BREAKING CAPACITY CLASS H 65KA @ 480 V 3-POLE, LINE PROTECTIO | 1498.83
3VA6115-6KT31-2AA0 | CIRCUIT BREAKER 3VA6 UL FRAME 150 BREAKING CAPACITY CLASS H 65KA @ 480 V 3-POLE, LINE PROTECTIO | 1799.69
3VA6115-7HN41-2AA0 | CIRCUIT BREAKER 3VA6 UL FRAME 150 BREAKING CAPACITY CLASS C 100KA @ 480 V 4-POLE, LINE PROTECTI | 1345.66
3VA6115-7JP31-0AA0 | CIRCUIT BREAKER 3VA6 UL FRAME 150 BREAKING CAPACITY CLASS C 100KA @ 480 V 3-POLE, LINE PROTECTI | 1351.16
3VA6115-7JP31-2AA0 | CIRCUIT BREAKER 3VA6 UL FRAME 150 BREAKING CAPACITY CLASS C 100KA @ 480 V 3-POLE, LINE PROTECTI | 1504.31
3VA6115-7JP41-0AA0 | CIRCUIT BREAKER 3VA6 UL FRAME 150 BREAKING CAPACITY CLASS C 100KA @ 480 V 4-POLE, LINE PROTECTI | 1624.66
3VA6115-7KM31-0AA0 | CIRCUIT BREAKER 3VA6 UL FRAME 150 BREAKING CAPACITY CLASS C 100KA @ 480 V 3-POLE, LINE PROTECTI | 1717.64
3VA6115-7KM31-2AA0 | CIRCUIT BREAKER 3VA6 UL FRAME 150 BREAKING CAPACITY CLASS C 100KA @ 480 V 3-POLE, LINE PROTECTI | 1887.23
3VA6115-7KM41-0AA0 | CIRCUIT BREAKER 3VA6 UL FRAME 150 BREAKING CAPACITY CLASS C 100KA @ 480 V 4-POLE, LINE PROTECTI | 1969.27
3VA6115-7KM41-2AA0 | CIRCUIT BREAKER 3VA6 UL FRAME 150 BREAKING CAPACITY CLASS C 100KA @ 480 V 4-POLE, LINE PROTECTI | 2166.21
3VA6115-8HL31-0AA0 | CIRCUIT BREAKER 3VA6 UL FRAME 150 BREAKING CAPACITY CLASS L 150KA @ 480 V 3-POLE, LINE PROTECTI | 1028.38
3VA6115-8HL31-2AA0 | CIRCUIT BREAKER 3VA6 UL FRAME 150 BREAKING CAPACITY CLASS L 150KA @ 480 V 3-POLE, LINE PROTECTI | 1126.87
3VA6115-8HL41-0AA0 | CIRCUIT BREAKER 3VA6 UL FRAME 150 BREAKING CAPACITY CLASS L 150KA @ 480 V 4-POLE, LINE PROTECTI | 1323.78
3VA6115-8HL41-2AA0 | CIRCUIT BREAKER 3VA6 UL FRAME 150 BREAKING CAPACITY CLASS L 150KA @ 480 V 4-POLE, LINE PROTECTI | 1482.41
3VA6115-8HM31-0AA0 | CIRCUIT BREAKER 3VA6 UL FRAME 150 BREAKING CAPACITY CLASS L 150KA @ 480 V 3-POLE, LINE PROTECTI | 1274.58
3VA6115-8JQ31-2AA0 | CIRCUIT BREAKER 3VA6 UL FRAME 150 BREAKING CAPACITY CLASS L 150KA @ 480 V 3-POLE, LINE PROTECTI | 1898.18
3VA6115-8JQ41-0AA0 | CIRCUIT BREAKER 3VA6 UL FRAME 150 BREAKING CAPACITY CLASS L 150KA @ 480 V 4-POLE, LINE PROTECTI | 2029.44
3VA6115-8JQ41-2AA0 | CIRCUIT BREAKER 3VA6 UL FRAME 150 BREAKING CAPACITY CLASS L 150KA @ 480 V 4-POLE, LINE PROTECTI | 2242.79
3VA6115-8JT31-0AA0 | CIRCUIT BREAKER 3VA6 UL FRAME 150 BREAKING CAPACITY CLASS L 150KA @ 480 V 3-POLE, LINE PROTECTI | 1493.37
3VA6115-8KP41-0AA0 | CIRCUIT BREAKER 3VA6 UL FRAME 150 BREAKING CAPACITY CLASS L 150KA @ 480 V 4-POLE, LINE PROTECTI | 2002.1
3VA6115-7KQ31-2AA0 | CIRCUIT BREAKER 3VA6 UL FRAME 150 BREAKING CAPACITY CLASS C 100KA @ 480 V 3-POLE, LINE PROTECTI | 1876.27
3VA6115-7KQ41-0AA0 | CIRCUIT BREAKER 3VA6 UL FRAME 150 BREAKING CAPACITY CLASS C 100KA @ 480 V 4-POLE, LINE PROTECTI | 1974.76
3VA6115-7KQ41-2AA0 | CIRCUIT BREAKER 3VA6 UL FRAME 150 BREAKING CAPACITY CLASS C 100KA @ 480 V 4-POLE, LINE PROTECTI | 2177.15
3VA6115-8HN31-2AA0 | CIRCUIT BREAKER 3VA6 UL FRAME 150 BREAKING CAPACITY CLASS L 150KA @ 480 V 3-POLE, LINE PROTECTI | 1187.03
3VA6115-8HN41-0AA0 | CIRCUIT BREAKER 3VA6 UL FRAME 150 BREAKING CAPACITY CLASS L 150KA @ 480 V 4-POLE, LINE PROTECTI | 1383.96
3VA6115-8HN41-2AA0 | CIRCUIT BREAKER 3VA6 UL FRAME 150 BREAKING CAPACITY CLASS L 150KA @ 480 V 4-POLE, LINE PROTECTI | 1526.19
3VA6115-8JP31-0AA0 | CIRCUIT BREAKER 3VA6 UL FRAME 150 BREAKING CAPACITY CLASS L 150KA @ 480 V 3-POLE, LINE PROTECTI | 1493.37
3VA6115-8KL31-2AA0 | CIRCUIT BREAKER 3VA6 UL FRAME 150 BREAKING CAPACITY CLASS L 150KA @ 480 V 3-POLE, LINE PROTECTI | 1794.23
3VA6115-8KL41-0AA0 | CIRCUIT BREAKER 3VA6 UL FRAME 150 BREAKING CAPACITY CLASS L 150KA @ 480 V 4-POLE, LINE PROTECTI | 1947.39
3VA6115-8KL41-2AA0 | CIRCUIT BREAKER 3VA6 UL FRAME 150 BREAKING CAPACITY CLASS L 150KA @ 480 V 4-POLE, LINE PROTECTI | 2149.79
3VA6115-8KM31-0AA0 | CIRCUIT BREAKER 3VA6 UL FRAME 150 BREAKING CAPACITY CLASS L 150KA @ 480 V 3-POLE, LINE PROTECTI | 1832.51
3VA6115-8KM31-2AA0 | CIRCUIT BREAKER 3VA6 UL FRAME 150 BREAKING CAPACITY CLASS L 150KA @ 480 V 3-POLE, LINE PROTECTI | 2007.56
3VA6115-8KT41-0AA0 | CIRCUIT BREAKER 3VA6 UL FRAME 150 BREAKING CAPACITY CLASS L 150KA @ 480 V 4-POLE, LINE PROTECTI | 2002.1
3VA6115-8KT41-2AA0 | CIRCUIT BREAKER 3VA6 UL FRAME 150 BREAKING CAPACITY CLASS L 150KA @ 480 V 4-POLE, LINE PROTECTI | 2341.24
3VA6125-1MS31-0AA0 | CIRCUIT BREAKER 3VA6 UL FRAME 150 3-POLE,MOTOR STARTER PROTECTION ETU310M, I, IN=25A WITHOUT OVE | 398.25
3VA6130-1MS31-0AA0 | CIRCUIT BREAKER 3VA6 UL FRAME 150 3-POLE,MOTOR STARTER PROTECTION ETU310M, I, IN=30A WITHOUT OVE | 398.25
3VA6140-5JP31-0AA0 | CIRCUIT BREAKER 3VA6 UL FRAME 150 BREAKING CAPACITY CLASS M 35KA @ 480 V 3-POLE, LINE PROTECTIO | 913.51
3VA6140-5JP31-2AA0 | CIRCUIT BREAKER 3VA6 UL FRAME 150 BREAKING CAPACITY CLASS M 35KA @ 480 V 3-POLE, LINE PROTECTIO | 995.58
3VA6140-5JP41-0AA0 | CIRCUIT BREAKER 3VA6 UL FRAME 150 BREAKING CAPACITY CLASS M 35KA @ 480 V 4-POLE, LINE PROTECTIO | 1028.38
3VA6140-5JP41-2AA0 | CIRCUIT BREAKER 3VA6 UL FRAME 150 BREAKING CAPACITY CLASS M 35KA @ 480 V 4-POLE, LINE PROTECTIO | 1126.87
3VA6140-5KM31-2AA0 | CIRCUIT BREAKER 3VA6 UL FRAME 150 BREAKING CAPACITY CLASS M 35KA @ 480 V 3-POLE, LINE PROTECTIO | 1373.04
3VA6140-5KM41-0AA0 | CIRCUIT BREAKER 3VA6 UL FRAME 150 BREAKING CAPACITY CLASS M 35KA @ 480 V 4-POLE, LINE PROTECTIO | 1373.04
3VA6140-5KM41-2AA0 | CIRCUIT BREAKER 3VA6 UL FRAME 150 BREAKING CAPACITY CLASS M 35KA @ 480 V 4-POLE, LINE PROTECTIO | 1520.73
3VA6140-5KP31-0AA0 | CIRCUIT BREAKER 3VA6 UL FRAME 150 BREAKING CAPACITY CLASS M 35KA @ 480 V 3-POLE, LINE PROTECTIO | 1099.51
3VA6140-6HL31-2AA0 | CIRCUIT BREAKER 3VA6 UL FRAME 150 BREAKING CAPACITY CLASS H 65KA @ 480 V 3-POLE, LINE PROTECTIO | 545.37
3VA6140-6HL41-0AA0 | CIRCUIT BREAKER 3VA6 UL FRAME 150 BREAKING CAPACITY CLASS H 65KA @ 480 V 4-POLE, LINE PROTECTIO | 629.1
3VA6140-6HL41-2AA0 | CIRCUIT BREAKER 3VA6 UL FRAME 150 BREAKING CAPACITY CLASS H 65KA @ 480 V 4-POLE, LINE PROTECTIO | 700.18
3VA6140-6HM31-0AA0 | CIRCUIT BREAKER 3VA6 UL FRAME 150 BREAKING CAPACITY CLASS H 65KA @ 480 V 3-POLE, LINE PROTECTIO | 738.48
3VA6140-6HM31-2AA0 | CIRCUIT BREAKER 3VA6 UL FRAME 150 BREAKING CAPACITY CLASS H 65KA @ 480 V 3-POLE, LINE PROTECTIO | 820.55
3VA2463-5KQ32-0HD0 | CIRCUIT BREAKER 3VA2 IEC FRAME 630 BREAKING CAPACITY CLASS M ICU=55KA @ 415 V 3-POLE, LINE PROT | 2931.59
3VA6115-7KP41-0AA0 | CIRCUIT BREAKER 3VA6 UL FRAME 150 BREAKING CAPACITY CLASS C 100KA @ 480 V 4-POLE, LINE PROTECTI | 1816.11
3VA6115-7KT31-2AA0 | CIRCUIT BREAKER 3VA6 UL FRAME 150 BREAKING CAPACITY CLASS C 100KA @ 480 V 3-POLE, LINE PROTECTI | 1876.27
3VA6115-7KT41-2AA0 | CIRCUIT BREAKER 3VA6 UL FRAME 150 BREAKING CAPACITY CLASS C 100KA @ 480 V 4-POLE, LINE PROTECTI | 2177.15
3VA6115-8HM41-0AA0 | CIRCUIT BREAKER 3VA6 UL FRAME 150 BREAKING CAPACITY CLASS L 150KA @ 480 V 4-POLE, LINE PROTECTI | 1575.41
3VA6115-8HN31-0AA0 | CIRCUIT BREAKER 3VA6 UL FRAME 150 BREAKING CAPACITY CLASS L 150KA @ 480 V 3-POLE, LINE PROTECTI | 1066.68
3VA6115-8JP31-2AA0 | CIRCUIT BREAKER 3VA6 UL FRAME 150 BREAKING CAPACITY CLASS L 150KA @ 480 V 3-POLE, LINE PROTECTI | 1619.18
3VA6115-8JP41-2AA0 | CIRCUIT BREAKER 3VA6 UL FRAME 150 BREAKING CAPACITY CLASS L 150KA @ 480 V 4-POLE, LINE PROTECTI | 1974.76
3VA6115-8JT41-0AA0 | CIRCUIT BREAKER 3VA6 UL FRAME 150 BREAKING CAPACITY CLASS L 150KA @ 480 V 4-POLE, LINE PROTECTI | 1794.23
3VA6115-8KL31-0AA0 | CIRCUIT BREAKER 3VA6 UL FRAME 150 BREAKING CAPACITY CLASS L 150KA @ 480 V 3-POLE, LINE PROTECTI | 1624.66
3VA6115-8KM41-2AA0 | CIRCUIT BREAKER 3VA6 UL FRAME 150 BREAKING CAPACITY CLASS L 150KA @ 480 V 4-POLE, LINE PROTECTI | 2357.66
3VA6115-8KP31-2AA0 | CIRCUIT BREAKER 3VA6 UL FRAME 150 BREAKING CAPACITY CLASS L 150KA @ 480 V 3-POLE, LINE PROTECTI | 1848.93
3VA6115-8KQ41-0AA0 | CIRCUIT BREAKER 3VA6 UL FRAME 150 BREAKING CAPACITY CLASS L 150KA @ 480 V 4-POLE, LINE PROTECTI | 2149.79
3VA6115-8KT31-0AA0 | CIRCUIT BREAKER 3VA6 UL FRAME 150 BREAKING CAPACITY CLASS L 150KA @ 480 V 3-POLE, LINE PROTECTI | 1690.28
3VA6140-5HL31-0AA0 | CIRCUIT BREAKER 3VA6 UL FRAME 150 BREAKING CAPACITY CLASS M 35KA @ 480 V 3-POLE, LINE PROTECTIO | 444.18
3VA6140-5HL41-0AA0 | CIRCUIT BREAKER 3VA6 UL FRAME 150 BREAKING CAPACITY CLASS M 35KA @ 480 V 4-POLE, LINE PROTECTIO | 557.95
3VA6140-5HN31-2AA0 | CIRCUIT BREAKER 3VA6 UL FRAME 150 BREAKING CAPACITY CLASS M 35KA @ 480 V 3-POLE, LINE PROTECTIO | 552.49
3VA6140-5HN41-2AA0 | CIRCUIT BREAKER 3VA6 UL FRAME 150 BREAKING CAPACITY CLASS M 35KA @ 480 V 4-POLE, LINE PROTECTIO | 678.3
3VA6140-5JQ31-0AA0 | CIRCUIT BREAKER 3VA6 UL FRAME 150 BREAKING CAPACITY CLASS M 35KA @ 480 V 3-POLE, LINE PROTECTIO | 1154.21
3VA6140-5JQ41-0AA0 | CIRCUIT BREAKER 3VA6 UL FRAME 150 BREAKING CAPACITY CLASS M 35KA @ 480 V 4-POLE, LINE PROTECTIO | 1280.02
3VA6140-5KL31-2AA0 | CIRCUIT BREAKER 3VA6 UL FRAME 150 BREAKING CAPACITY CLASS M 35KA @ 480 V 3-POLE, LINE PROTECTIO | 1165.15
3VA6140-5KL41-2AA0 | CIRCUIT BREAKER 3VA6 UL FRAME 150 BREAKING CAPACITY CLASS M 35KA @ 480 V 4-POLE, LINE PROTECTIO | 1290.96
3VA6140-5KP41-0AA0 | CIRCUIT BREAKER 3VA6 UL FRAME 150 BREAKING CAPACITY CLASS M 35KA @ 480 V 4-POLE, LINE PROTECTIO | 1247.21
3VA6140-5KQ31-0AA0 | CIRCUIT BREAKER 3VA6 UL FRAME 150 BREAKING CAPACITY CLASS M 35KA @ 480 V 3-POLE, LINE PROTECTIO | 1258.16
3VA6140-5KT31-2AA0 | CIRCUIT BREAKER 3VA6 UL FRAME 150 BREAKING CAPACITY CLASS M 35KA @ 480 V 3-POLE, LINE PROTECTIO | 1373.04
3VA6140-5KT41-2AA0 | CIRCUIT BREAKER 3VA6 UL FRAME 150 BREAKING CAPACITY CLASS M 35KA @ 480 V 4-POLE, LINE PROTECTIO | 1504.31
3VA6140-6HM41-0AA0 | CIRCUIT BREAKER 3VA6 UL FRAME 150 BREAKING CAPACITY CLASS H 65KA @ 480 V 4-POLE, LINE PROTECTIO | 875.23
3VA6140-6HN31-0AA0 | CIRCUIT BREAKER 3VA6 UL FRAME 150 BREAKING CAPACITY CLASS H 65KA @ 480 V 3-POLE, LINE PROTECTIO | 552.49
3VA2463-6HN42-0AF0 | CIRCUIT BREAKER 3VA2 IEC FRAME 630 BREAKING CAPACITY CLASS H ICU=85KA @ 415 V 4-POLE, LINE PROT | 2973.37
3VA2463-5HN42-0KH0 | CIRCUIT BREAKER 3VA2 IEC FRAME 630 BREAKING CAPACITY CLASS M ICU=55KA @ 415 V 4-POLE, LINE PROT | 2743.57
3VA5110-1MU31-0AA0 | CIRCUIT BREAKER 3VA5 UL FRAME 125 3-POLE,MOTOR STARTER PROTECTION TM120M, AM, IN=100A WITHOUT O | 327.12
3RV2042-4JB10 | CIRCUIT-BREAKER SIZE S3, FOR MOTOR PROTECTION, CLASS 20, A-REL. 45...63A, N-REL. 819A, SCREW TERM | 334.91
3RV2042-4YA10 | CIRCUIT-BREAKER SIZE S3, FOR MOTOR PROTECTION, CLASS 10, A-REL. 75...93A,N-REL. 1300A SCREW TERMI | 346.86
3RV2142-4FA10 | CIRCUIT-BREAKER SIZE S3, FOR MOTOR PROTECTION, CLASS 10, WITH OVERLOAD RELAY FUNCTION A-REL. 28.. | 336.08
3SE5000-0AW51 | . FOR POS. W. TUMBLER 3SE5312../3SE5322.. AND ASI 3SF13... AND POS. WITH SEPARATE ACTUATOR 3SE5 | 28.85
3RV2021-0JA10-ZW96 | CIRCUIT-BREAKER SZ S0, FOR MOTOR PROTECTION, CLASS 10, A-REL. 0.7...1A, N-RELEASE 13A, SCREW CONN | 56.72
3RV2021-0JA10-ZX95 | CIRCUIT-BREAKER SZ S0, FOR MOTOR PROTECTION, CLASS 10, A-REL. 0.7...1A, N-RELEASE 13A, SCREW CONN | 56.72
3RV2021-1HA10-ZW97 | CIRCUIT-BREAKER SZ S0, FOR MOTOR PROTECTION, CLASS 10, A-REL. 5.5...8A, N-REL. 104A SCREW CONNECT | 62.93
3RV2021-1JA20-ZW96 | CIRCUIT BREAKER SZ S0, FOR MOTOR PROTECTION, CLASS 10, A-REL. 7...10A, N-REL. 130A SPRING-L. CONN | 70.27
3RV2021-4BA25-ZX95 | CIRCUIT-BREAKER SZ S0, FOR MOTOR PROTECTION, CLASS 10, A-RELEASE 13...20A, N-RELEASE 260A, SPRIN | 86.72
3RV2031-4BB15 | CIRCUIT BREAKER, SIZE S2, FOR MOTOR PROTECTION, CLASS 20, A-RELEASE 14...20A, N-RELEASE 260A, SC | 162.93
3RV2031-4JA10-ZW96 | CIRCUIT BREAKER SIZE S2, FOR MOTOR PROTECTION, CLASS 10, A-RELEASE 54...65A, N-RELEASE 845A, SC | 207.64
3RV2031-4JB15 | CIRCUIT BREAKER SIZE S2. FOR MOTOR PROTECTION, CLASS 20, A-RELEASE 54...65A, N-RELEASE 845A, SCR | 233.31
3SU1000-0HC10-0AA0-ZY10 | STOP PUSHBUTTON, 22MM, ROUND, PLASTIC, BLACK, RAISED BUTTON, PUSH AND ROTATE RIGHT TO LATCH, | 22.02
3SU1000-0HC10-0AA0-ZY12 | STOP PUSHBUTTON, 22MM, ROUND, PLASTIC, BLACK, RAISED BUTTON, PUSH AND ROTATE RIGHT TO LATCH, | 22.02
3SU1000-0HC20-0AA0-ZX90 | STOP PUSHBUTTON, 22MM, ROUND, PLASTIC, RED, RAISED BUTTON, PUSH AND ROTATE RIGHT TO LATCH, RO | 18.86
3SU1000-0HC20-0AA0-ZY11 | STOP PUSHBUTTON, 22MM, ROUND, PLASTIC, RED, RAISED BUTTON, PUSH AND ROTATE RIGHT TO LATCH, RO | 22.02
3SU1061-0JB32-0AS0 | ILLUMINATED PUSHBUTTON, 30MM, ROUND, METAL, MATT, YELLOW, FRONT RING FOR FLAT INSTALL., MOMENTA | 29.3
3SU1062-2DC10-0AA0 | SELECTOR SWITCH, CAN BE ILLUM., 30MM, ROUND, METAL, MATT, BLACK, SHORT SELECTOR SWITCH, FRONT R | 29.64
3SU1062-2DC10-0AA0-ZY10 | SELECTOR SWITCH, CAN BE ILLUM., 30MM, ROUND, METAL, MATT, BLACK, SHORT SELECTOR SWITCH, FRONT R | 35.44
3SU1052-2CL10-0AA0 | SELECTOR SWITCH, CAN BE ILLUM., 22MM, ROUND, METAL, SHINY, BLACK, LONG SELECTOR SWITCH, 3 SWITC | 13.65
3SU1000-7AC10-0AA0-ZY12 | COORDINATE SWITCH, 22MM, ROUND, PLASTIC, BLACK, 2 SWITCH POSITIONS O-I, HORIZONTAL, MOM. CONTAC | 43.24
3SU1000-7AC10-0AA0-ZY19 | COORDINATE SWITCH, 22MM, ROUND, PLASTIC, BLACK, 2 SWITCH POSITIONS O-I, HORIZONTAL, MOM. CONTAC | 41.34
3SU1000-7AD10-0AA0-ZY19 | COORDINATE SWITCH, 22MM, ROUND, PLASTIC, BLACK, 2 SWITCH POSITIONS O-I, VERTICAL, MOM. CONTACT | 41.34
3SU1000-7AF10-0AA0-ZX90 | COORDINATE SWITCH, 22MM, ROUND, PLASTIC, BLACK, 4 SWITCH POSITIONS O-I-II-III, MOMENTARY CONTAC | 50.95
3SU1000-7BC10-0AA0-ZX90 | COORDINATE SWITCH, 22MM, ROUND, PLASTIC, BLACK, 2 SWITCH POSITIONS O-I, HORIZONTAL, MOM. CONTAC | 50.95
3SU1000-7BC10-0AA0-ZY11 | COORDINATE SWITCH, 22MM, ROUND, PLASTIC, BLACK, 2 SWITCH POSITIONS O-I, HORIZONTAL, MOM. CONTAC | 54.13
3SU1000-7BD10-0AA0-ZX90 | COORDINATE SWITCH, 22MM, ROUND, PLASTIC, BLACK, 2 SWITCH POSITIONS O-I, VERTICAL, MOM. CONTACT | 50.95
3SU1000-7BD10-0AA0-ZY11 | COORDINATE SWITCH, 22MM, ROUND, PLASTIC, BLACK, 2 SWITCH POSITIONS O-I, VERTICAL, MOM. CONTACT | 54.13
3SU1000-7BD10-0AA0-ZY15 | COORDINATE SWITCH, 22MM, ROUND, PLASTIC, BLACK, 2 SWITCH POSITIONS O-I, VERTICAL, MOM. CONTACT | 54.13
3SU1000-7BF10-0AA0-ZY11 | COORDINATE SWITCH, 22MM, ROUND, PLASTIC, BLACK, 4 SWITCH POSITIONS O-I-II-III, MOMENTARY CONTAC | 65.83
3VA2463-6HL42-0KA0 | CIRCUIT BREAKER 3VA2 IEC FRAME 630 BREAKING CAPACITY CLASS H ICU=85KA @ 415 V 4-POLE, LINE PROT | 2910.7
3VA5110-1BB31-0AA0 | MOLDED CASE SWITCH 3VA5 UL FRAME 125 MAX SHORT CIRCUIT CURR. RATING 65KA @ 480Y/277 V 3-POLE, LI | 221.55
3VA5110-1MH31-0AA0 | CIRCUIT BREAKER 3VA5 UL FRAME 125 3-POLE,MOTOR STARTER PROTECTION TM120M, AM, IN=100A WITHOUT O | 327.12
3VA5110-6EC31-0AA0 | CIRCUIT BREAKER 3VA5 UL FRAME 125 BREAKING CAPACITY CLASS H 65KA @ 480Y/277 V 3-POLE, LINE PROT | 310.15
3VA5110-6EC31-1AA0 | CIRCUIT BREAKER 3VA5 UL FRAME 125 BREAKING CAPACITY CLASS H 65KA @ 480Y/277 V 3-POLE, LINE PROT | 321.1
3VA5110-6ED11-0AA0 | CIRCUIT BREAKER 3VA5 UL FRAME 125 BREAKING CAPACITY CLASS H 50KA @ 277 V 1-POLE, LINE PROTECTIO | 155.37
3VA5110-6ED11-1AA0 | CIRCUIT BREAKER 3VA5 UL FRAME 125 BREAKING CAPACITY CLASS H 50KA @ 277 V 1-POLE, LINE PROTECTIO | 168.49
3VA5111-5ED11-0AA0 | CIRCUIT BREAKER 3VA5 UL FRAME 125 BREAKING CAPACITY CLASS M 35KA @ 277 V 1-POLE, LINE PROTECTIO | 158.68
3VA5111-5ED11-1AA0 | CIRCUIT BREAKER 3VA5 UL FRAME 125 BREAKING CAPACITY CLASS M 35KA @ 277 V 1-POLE, LINE PROTECTIO | 167.27
3VA5111-5ED31-0AA0 | CIRCUIT BREAKER 3VA5 UL FRAME 125 BREAKING CAPACITY CLASS M 35KA @ 480Y/277 V 3-POLE, LINE PROT | 309.4
3VA5111-5ED31-1AA0 | CIRCUIT BREAKER 3VA5 UL FRAME 125 BREAKING CAPACITY CLASS M 35KA @ 480Y/277 V 3-POLE, LINE PROT | 314.02
3VA5111-6EC31-0AA0 | CIRCUIT BREAKER 3VA5 UL FRAME 125 BREAKING CAPACITY CLASS H 65KA @ 480Y/277 V 3-POLE, LINE PROT | 373.53
3VA5112-4ED31-1AA0 | CIRCUIT BREAKER 3VA5 UL FRAME 125 BREAKING CAPACITY CLASS S 25KA @ 480Y/277 V 3-POLE, LINE PROT | 426.12
3VA5112-5EC31-0AA0 | CIRCUIT BREAKER 3VA5 UL FRAME 125 BREAKING CAPACITY CLASS M 35KA @ 480Y/277 V 3-POLE, LINE PROT | 469.88
3VA5112-5EC31-1AA0 | CIRCUIT BREAKER 3VA5 UL FRAME 125 BREAKING CAPACITY CLASS M 35KA @ 480Y/277 V 3-POLE, LINE PROT | 480.81
3VA2440-5KP32-0AE0 | CIRCUIT BREAKER 3VA2 IEC FRAME 630 BREAKING CAPACITY CLASS M ICU=55KA @ 415 V 3-POLE, LINE PROT | 2729.65
3VA2440-6HL32-0CC0 | CIRCUIT BREAKER 3VA2 IEC FRAME 630 BREAKING CAPACITY CLASS H ICU=85KA @ 415 V 3-POLE, LINE PROT | 2297.92
3VA2440-6HL32-0CL0 | CIRCUIT BREAKER 3VA2 IEC FRAME 630 BREAKING CAPACITY CLASS H ICU=85KA @ 415 V 3-POLE, LINE PROT | 2360.59
3VA2440-6HL32-0DA0 | CIRCUIT BREAKER 3VA2 IEC FRAME 630 BREAKING CAPACITY CLASS H ICU=85KA @ 415 V 3-POLE, LINE PROT | 2263.11
3VA2440-6HL32-0DC0 | CIRCUIT BREAKER 3VA2 IEC FRAME 630 BREAKING CAPACITY CLASS H ICU=85KA @ 415 V 3-POLE, LINE PROT | 2297.92
3VA2440-6HL32-0KH0 | CIRCUIT BREAKER 3VA2 IEC FRAME 630 BREAKING CAPACITY CLASS H ICU=85KA @ 415 V 3-POLE, LINE PROT | 2297.92
3VA2440-6HL32-0KL0 | CIRCUIT BREAKER 3VA2 IEC FRAME 630 BREAKING CAPACITY CLASS H ICU=85KA @ 415 V 3-POLE, LINE PROT | 2332.73
3VA2440-7HL32-0AB0 | CIRCUIT BREAKER 3VA2 IEC FRAME 630 BREAKING CAPACITY CLASS C ICU=110KA @ 415 V 3-POLE, LINE PRO | 2367.55
3VA2440-7HL32-0AC0 | CIRCUIT BREAKER 3VA2 IEC FRAME 630 BREAKING CAPACITY CLASS C ICU=110KA @ 415 V 3-POLE, LINE PRO | 2353.62
3VA2440-7HL32-0CL0 | CIRCUIT BREAKER 3VA2 IEC FRAME 630 BREAKING CAPACITY CLASS C ICU=110KA @ 415 V 3-POLE, LINE PRO | 2534.67
3VA2440-7HL32-0DA0 | CIRCUIT BREAKER 3VA2 IEC FRAME 630 BREAKING CAPACITY CLASS C ICU=110KA @ 415 V 3-POLE, LINE PRO | 2430.22
3VA2440-7HL32-0DC0 | CIRCUIT BREAKER 3VA2 IEC FRAME 630 BREAKING CAPACITY CLASS C ICU=110KA @ 415 V 3-POLE, LINE PRO | 2472
3VA2440-7HL32-0DH0 | CIRCUIT BREAKER 3VA2 IEC FRAME 630 BREAKING CAPACITY CLASS C ICU=110KA @ 415 V 3-POLE, LINE PRO | 2485.94
3VA2440-7HL32-0DL0 | CIRCUIT BREAKER 3VA2 IEC FRAME 630 BREAKING CAPACITY CLASS C ICU=110KA @ 415 V 3-POLE, LINE PRO | 2534.67
3VA2440-7HL32-0KL0 | CIRCUIT BREAKER 3VA2 IEC FRAME 630 BREAKING CAPACITY CLASS C ICU=110KA @ 415 V 3-POLE, LINE PRO | 2506.83
3VA6115-8KP41-2AA0 | CIRCUIT BREAKER 3VA6 UL FRAME 150 BREAKING CAPACITY CLASS L 150KA @ 480 V 4-POLE, LINE PROTECTI | 2204.51
3VA6115-8KQ31-0AA0 | CIRCUIT BREAKER 3VA6 UL FRAME 150 BREAKING CAPACITY CLASS L 150KA @ 480 V 3-POLE, LINE PROTECTI | 1816.11
3VA6115-8KQ31-2AA0 | CIRCUIT BREAKER 3VA6 UL FRAME 150 BREAKING CAPACITY CLASS L 150KA @ 480 V 3-POLE, LINE PROTECTI | 1996.64
3VA6140-5HM31-0AA0 | CIRCUIT BREAKER 3VA6 UL FRAME 150 BREAKING CAPACITY CLASS M 35KA @ 480 V 3-POLE, LINE PROTECTIO | 683.78
3VA6140-5HM31-2AA0 | CIRCUIT BREAKER 3VA6 UL FRAME 150 BREAKING CAPACITY CLASS M 35KA @ 480 V 3-POLE, LINE PROTECTIO | 754.88
3VA6140-5HM41-0AA0 | CIRCUIT BREAKER 3VA6 UL FRAME 150 BREAKING CAPACITY CLASS M 35KA @ 480 V 4-POLE, LINE PROTECTIO | 809.61
3VA6140-5HM41-2AA0 | CIRCUIT BREAKER 3VA6 UL FRAME 150 BREAKING CAPACITY CLASS M 35KA @ 480 V 4-POLE, LINE PROTECTIO | 886.18
3VA6140-5JT31-0AA0 | CIRCUIT BREAKER 3VA6 UL FRAME 150 BREAKING CAPACITY CLASS M 35KA @ 480 V 3-POLE, LINE PROTECTIO | 913.51
3VA6140-5JT31-2AA0 | CIRCUIT BREAKER 3VA6 UL FRAME 150 BREAKING CAPACITY CLASS M 35KA @ 480 V 3-POLE, LINE PROTECTIO | 1269.09
3VA6140-5JT41-0AA0 | CIRCUIT BREAKER 3VA6 UL FRAME 150 BREAKING CAPACITY CLASS M 35KA @ 480 V 4-POLE, LINE PROTECTIO | 1028.38
3VA6140-5JT41-2AA0 | CIRCUIT BREAKER 3VA6 UL FRAME 150 BREAKING CAPACITY CLASS M 35KA @ 480 V 4-POLE, LINE PROTECTIO | 1400.36
3VA6140-5KQ31-2AA0 | CIRCUIT BREAKER 3VA6 UL FRAME 150 BREAKING CAPACITY CLASS M 35KA @ 480 V 3-POLE, LINE PROTECTIO | 1373.04
3VA6140-5KQ41-0AA0 | CIRCUIT BREAKER 3VA6 UL FRAME 150 BREAKING CAPACITY CLASS M 35KA @ 480 V 4-POLE, LINE PROTECTIO | 1351.16
3VA6140-5KQ41-2AA0 | CIRCUIT BREAKER 3VA6 UL FRAME 150 BREAKING CAPACITY CLASS M 35KA @ 480 V 4-POLE, LINE PROTECTIO | 1504.31
3VA6140-5KT31-0AA0 | CIRCUIT BREAKER 3VA6 UL FRAME 150 BREAKING CAPACITY CLASS M 35KA @ 480 V 3-POLE, LINE PROTECTIO | 1099.51
3VA6140-6HN41-0AA0 | CIRCUIT BREAKER 3VA6 UL FRAME 150 BREAKING CAPACITY CLASS H 65KA @ 480 V 4-POLE, LINE PROTECTIO | 683.78
3VA6140-6HN41-2AA0 | CIRCUIT BREAKER 3VA6 UL FRAME 150 BREAKING CAPACITY CLASS H 65KA @ 480 V 4-POLE, LINE PROTECTIO | 754.88
3VA6140-6JP31-0AA0 | CIRCUIT BREAKER 3VA6 UL FRAME 150 BREAKING CAPACITY CLASS H 65KA @ 480 V 3-POLE, LINE PROTECTIO | 951.81
3VA6140-6JP31-2AA0 | CIRCUIT BREAKER 3VA6 UL FRAME 150 BREAKING CAPACITY CLASS H 65KA @ 480 V 3-POLE, LINE PROTECTIO | 1050.26
3VA5110-4ED11-1AA0 | CIRCUIT BREAKER 3VA5 UL FRAME 125 BREAKING CAPACITY CLASS S 25KA @ 277 V 1-POLE, LINE PROTECTIO | 138.92
3VA5110-4ED31-0AA0 | CIRCUIT BREAKER 3VA5 UL FRAME 125 BREAKING CAPACITY CLASS S 25KA @ 480Y/277 V 3-POLE, LINE PROT | 248.9
3VA5110-4ED31-1AA0 | CIRCUIT BREAKER 3VA5 UL FRAME 125 BREAKING CAPACITY CLASS S 25KA @ 480Y/277 V 3-POLE, LINE PROT | 260.39
3VA5110-5EC31-0AA0 | CIRCUIT BREAKER 3VA5 UL FRAME 125 BREAKING CAPACITY CLASS M 35KA @ 480Y/277 V 3-POLE, LINE PROT | 282.27
3VA5110-5EC31-1AA0 | CIRCUIT BREAKER 3VA5 UL FRAME 125 BREAKING CAPACITY CLASS M 35KA @ 480Y/277 V 3-POLE, LINE PROT | 294.3
3VA5111-4EC31-0AA0 | CIRCUIT BREAKER 3VA5 UL FRAME 125 BREAKING CAPACITY CLASS S 25KA @ 480Y/277 V 3-POLE, LINE PROT | 318.38
3VA5111-4EC31-1AA0 | CIRCUIT BREAKER 3VA5 UL FRAME 125 BREAKING CAPACITY CLASS S 25KA @ 480Y/277 V 3-POLE, LINE PROT | 320.63
3VA5111-4ED11-0AA0 | CIRCUIT BREAKER 3VA5 UL FRAME 125 BREAKING CAPACITY CLASS S 25KA @ 277 V 1-POLE, LINE PROTECTIO | 158.68
3VA5111-4ED11-1AA0 | CIRCUIT BREAKER 3VA5 UL FRAME 125 BREAKING CAPACITY CLASS S 25KA @ 277 V 1-POLE, LINE PROTECTIO | 167.27
3VA5111-6ED31-1AA0 | CIRCUIT BREAKER 3VA5 UL FRAME 125 BREAKING CAPACITY CLASS H 65KA @ 480Y/277 V 3-POLE, LINE PROT | 380.81
3VA5112-1MH31-0AA0 | CIRCUIT BREAKER 3VA5 UL FRAME 125 3-POLE,MOTOR STARTER PROTECTION TM120M, AM, IN=125A WITHOUT O | 543.19
3VA5110-4EC31-1AA0 | CIRCUIT BREAKER 3VA5 UL FRAME 125 BREAKING CAPACITY CLASS S 25KA @ 480Y/277 V 3-POLE, LINE PROT | 265.86
3VA5110-5ED11-0AA0 | CIRCUIT BREAKER 3VA5 UL FRAME 125 BREAKING CAPACITY CLASS M 35KA @ 277 V 1-POLE, LINE PROTECTIO | 141.13
3VA5110-5ED31-0AA0 | CIRCUIT BREAKER 3VA5 UL FRAME 125 BREAKING CAPACITY CLASS M 35KA @ 480Y/277 V 3-POLE, LINE PROT | 276.23
3VA5110-6ED31-1AA0 | CIRCUIT BREAKER 3VA5 UL FRAME 125 BREAKING CAPACITY CLASS H 65KA @ 480Y/277 V 3-POLE, LINE PROT | 316.18
3VA5111-1MU31-0AA0 | CIRCUIT BREAKER 3VA5 UL FRAME 125 3-POLE,MOTOR STARTER PROTECTION TM120M, AM, IN=110A WITHOUT O | 394.02
3VA5111-4ED31-0AA0 | CIRCUIT BREAKER 3VA5 UL FRAME 125 BREAKING CAPACITY CLASS S 25KA @ 480Y/277 V 3-POLE, LINE PROT | 309.4
3VA5111-5EC31-0AA0 | CIRCUIT BREAKER 3VA5 UL FRAME 125 BREAKING CAPACITY CLASS M 35KA @ 480Y/277 V 3-POLE, LINE PROT | 320.63
3VA5111-6EC31-1AA0 | CIRCUIT BREAKER 3VA5 UL FRAME 125 BREAKING CAPACITY CLASS H 65KA @ 480Y/277 V 3-POLE, LINE PROT | 386.76
3VA5111-6ED11-1AA0 | CIRCUIT BREAKER 3VA5 UL FRAME 125 BREAKING CAPACITY CLASS H 50KA @ 277 V 1-POLE, LINE PROTECTIO | 185.15
3VA5112-4ED11-0AA0 | CIRCUIT BREAKER 3VA5 UL FRAME 125 BREAKING CAPACITY CLASS S 25KA @ 277 V 1-POLE, LINE PROTECTIO | 210.61
3VA5112-4ED31-0AA0 | CIRCUIT BREAKER 3VA5 UL FRAME 125 BREAKING CAPACITY CLASS S 25KA @ 480Y/277 V 3-POLE, LINE PROT | 415.74
3VA2440-6HL32-0AB0 | CIRCUIT BREAKER 3VA2 IEC FRAME 630 BREAKING CAPACITY CLASS H ICU=85KA @ 415 V 3-POLE, LINE PROT | 2200.44
3VA2440-6HL32-0AD0 | CIRCUIT BREAKER 3VA2 IEC FRAME 630 BREAKING CAPACITY CLASS H ICU=85KA @ 415 V 3-POLE, LINE PROT | 2200.44
3VA2440-6HL32-0AF0 | CIRCUIT BREAKER 3VA2 IEC FRAME 630 BREAKING CAPACITY CLASS H ICU=85KA @ 415 V 3-POLE, LINE PROT | 2186.5
3VA2440-6HL32-0BC0 | CIRCUIT BREAKER 3VA2 IEC FRAME 630 BREAKING CAPACITY CLASS H ICU=85KA @ 415 V 3-POLE, LINE PROT | 2297.92
3VA2440-6HL32-0BL0 | CIRCUIT BREAKER 3VA2 IEC FRAME 630 BREAKING CAPACITY CLASS H ICU=85KA @ 415 V 3-POLE, LINE PROT | 2360.59
3VA2440-6HL32-0DL0 | CIRCUIT BREAKER 3VA2 IEC FRAME 630 BREAKING CAPACITY CLASS H ICU=85KA @ 415 V 3-POLE, LINE PROT | 2360.59
3VA2440-6HL32-0HC0 | CIRCUIT BREAKER 3VA2 IEC FRAME 630 BREAKING CAPACITY CLASS H ICU=85KA @ 415 V 3-POLE, LINE PROT | 2277.03
3VA2440-6HL32-0JC0 | CIRCUIT BREAKER 3VA2 IEC FRAME 630 BREAKING CAPACITY CLASS H ICU=85KA @ 415 V 3-POLE, LINE PROT | 2277.03
3VA2440-6HL32-0JL0 | CIRCUIT BREAKER 3VA2 IEC FRAME 630 BREAKING CAPACITY CLASS H ICU=85KA @ 415 V 3-POLE, LINE PROT | 2332.73
3VA2440-6HL32-0KC0 | CIRCUIT BREAKER 3VA2 IEC FRAME 630 BREAKING CAPACITY CLASS H ICU=85KA @ 415 V 3-POLE, LINE PROT | 2277.03
3VA2440-7HL32-0AD0 | CIRCUIT BREAKER 3VA2 IEC FRAME 630 BREAKING CAPACITY CLASS C ICU=110KA @ 415 V 3-POLE, LINE PRO | 2367.55
3VA2440-7HL32-0AF0 | CIRCUIT BREAKER 3VA2 IEC FRAME 630 BREAKING CAPACITY CLASS C ICU=110KA @ 415 V 3-POLE, LINE PRO | 2353.62
3VA2440-7HL32-0BL0 | CIRCUIT BREAKER 3VA2 IEC FRAME 630 BREAKING CAPACITY CLASS C ICU=110KA @ 415 V 3-POLE, LINE PRO | 2534.67
3VA2440-7HL32-0CC0 | CIRCUIT BREAKER 3VA2 IEC FRAME 630 BREAKING CAPACITY CLASS C ICU=110KA @ 415 V 3-POLE, LINE PRO | 2472
3VA2440-7HL32-0HC0 | CIRCUIT BREAKER 3VA2 IEC FRAME 630 BREAKING CAPACITY CLASS C ICU=110KA @ 415 V 3-POLE, LINE PRO | 2451.11
3VA2440-7HL32-0HL0 | CIRCUIT BREAKER 3VA2 IEC FRAME 630 BREAKING CAPACITY CLASS C ICU=110KA @ 415 V 3-POLE, LINE PRO | 2506.83
3VA2440-7HL32-0JL0 | CIRCUIT BREAKER 3VA2 IEC FRAME 630 BREAKING CAPACITY CLASS C ICU=110KA @ 415 V 3-POLE, LINE PRO | 2506.83
3VA2440-7HL32-0KC0 | CIRCUIT BREAKER 3VA2 IEC FRAME 630 BREAKING CAPACITY CLASS C ICU=110KA @ 415 V 3-POLE, LINE PRO | 2451.11
3VA2450-5JP32-0KH0 | CIRCUIT BREAKER 3VA2 IEC FRAME 630 BREAKING CAPACITY CLASS M ICU=55KA @ 415 V 3-POLE, LINE PROT | 2562.53
3VA5112-1MU31-0AA0 | CIRCUIT BREAKER 3VA5 UL FRAME 125 3-POLE,MOTOR STARTER PROTECTION TM120M, AM, IN=125A WITHOUT O | 543.19
3VA5112-4EC31-0AA0 | CIRCUIT BREAKER 3VA5 UL FRAME 125 BREAKING CAPACITY CLASS S 25KA @ 480Y/277 V 3-POLE, LINE PROT | 423.94
3VA2440-6HL32-0AG0 | CIRCUIT BREAKER 3VA2 IEC FRAME 630 BREAKING CAPACITY CLASS H ICU=85KA @ 415 V 3-POLE, LINE PROT | 2200.44
3VA2440-6HL32-0AH0 | CIRCUIT BREAKER 3VA2 IEC FRAME 630 BREAKING CAPACITY CLASS H ICU=85KA @ 415 V 3-POLE, LINE PROT | 2200.44
3VA2440-6HL32-0AJ0 | CIRCUIT BREAKER 3VA2 IEC FRAME 630 BREAKING CAPACITY CLASS H ICU=85KA @ 415 V 3-POLE, LINE PROT | 2263.11
3VA2440-6HL32-0BA0 | CIRCUIT BREAKER 3VA2 IEC FRAME 630 BREAKING CAPACITY CLASS H ICU=85KA @ 415 V 3-POLE, LINE PROT | 2263.11
3VA2440-6HL32-0HH0 | CIRCUIT BREAKER 3VA2 IEC FRAME 630 BREAKING CAPACITY CLASS H ICU=85KA @ 415 V 3-POLE, LINE PROT | 2297.92
3VA2440-6HL32-0HL0 | CIRCUIT BREAKER 3VA2 IEC FRAME 630 BREAKING CAPACITY CLASS H ICU=85KA @ 415 V 3-POLE, LINE PROT | 2332.73
3VA2440-6HL32-0CH0 | CIRCUIT BREAKER 3VA2 IEC FRAME 630 BREAKING CAPACITY CLASS H ICU=85KA @ 415 V 3-POLE, LINE PROT | 2311.84
3VA2440-6HL32-0JA0 | CIRCUIT BREAKER 3VA2 IEC FRAME 630 BREAKING CAPACITY CLASS H ICU=85KA @ 415 V 3-POLE, LINE PROT | 2207.39
3VA2440-7HL32-0AH0 | CIRCUIT BREAKER 3VA2 IEC FRAME 630 BREAKING CAPACITY CLASS C ICU=110KA @ 415 V 3-POLE, LINE PRO | 2367.55
3VA2440-7HL32-0AJ0 | CIRCUIT BREAKER 3VA2 IEC FRAME 630 BREAKING CAPACITY CLASS C ICU=110KA @ 415 V 3-POLE, LINE PRO | 2430.22
3VA2440-7HL32-0BA0 | CIRCUIT BREAKER 3VA2 IEC FRAME 630 BREAKING CAPACITY CLASS C ICU=110KA @ 415 V 3-POLE, LINE PRO | 2430.22
3VA2440-7HL32-0BC0 | CIRCUIT BREAKER 3VA2 IEC FRAME 630 BREAKING CAPACITY CLASS C ICU=110KA @ 415 V 3-POLE, LINE PRO | 2472
3VA2440-7HL32-0CH0 | CIRCUIT BREAKER 3VA2 IEC FRAME 630 BREAKING CAPACITY CLASS C ICU=110KA @ 415 V 3-POLE, LINE PRO | 2485.94
3VA2440-7HL32-0JA0 | CIRCUIT BREAKER 3VA2 IEC FRAME 630 BREAKING CAPACITY CLASS C ICU=110KA @ 415 V 3-POLE, LINE PRO | 2388.44
3VA2440-7HL32-0JC0 | CIRCUIT BREAKER 3VA2 IEC FRAME 630 BREAKING CAPACITY CLASS C ICU=110KA @ 415 V 3-POLE, LINE PRO | 2451.11
3VA2440-7HL32-0JH0 | CIRCUIT BREAKER 3VA2 IEC FRAME 630 BREAKING CAPACITY CLASS C ICU=110KA @ 415 V 3-POLE, LINE PRO | 2472
3VA2450-6JQ32-0KA0 | CIRCUIT BREAKER 3VA2 IEC FRAME 630 BREAKING CAPACITY CLASS H ICU=85KA @ 415 V 3-POLE, LINE PROT | 3001.21
3VA6140-7KT31-2AA0 | CIRCUIT BREAKER 3VA6 UL FRAME 150 BREAKING CAPACITY CLASS C 100KA @ 480 V 3-POLE, LINE PROTECTI | 1487.91
3VA6140-7KT41-0AA0 | CIRCUIT BREAKER 3VA6 UL FRAME 150 BREAKING CAPACITY CLASS C 100KA @ 480 V 4-POLE, LINE PROTECTI | 1329.26
3VA6140-7KT41-2AA0 | CIRCUIT BREAKER 3VA6 UL FRAME 150 BREAKING CAPACITY CLASS C 100KA @ 480 V 4-POLE, LINE PROTECTI | 1619.18
3VA6140-8HL31-0AA0 | CIRCUIT BREAKER 3VA6 UL FRAME 150 BREAKING CAPACITY CLASS L 150KA @ 480 V 3-POLE, LINE PROTECTI | 601.72
3VA6140-8JP31-2AA0 | CIRCUIT BREAKER 3VA6 UL FRAME 150 BREAKING CAPACITY CLASS L 150KA @ 480 V 3-POLE, LINE PROTECTI | 1170.63
3VA6140-8JP41-0AA0 | CIRCUIT BREAKER 3VA6 UL FRAME 150 BREAKING CAPACITY CLASS L 150KA @ 480 V 4-POLE, LINE PROTECTI | 1252.67
3VA6140-8JP41-2AA0 | CIRCUIT BREAKER 3VA6 UL FRAME 150 BREAKING CAPACITY CLASS L 150KA @ 480 V 4-POLE, LINE PROTECTI | 1367.54
3VA6140-8JQ31-0AA0 | CIRCUIT BREAKER 3VA6 UL FRAME 150 BREAKING CAPACITY CLASS L 150KA @ 480 V 3-POLE, LINE PROTECTI | 1307.38
3VA6140-8KM41-0AA0 | CIRCUIT BREAKER 3VA6 UL FRAME 150 BREAKING CAPACITY CLASS L 150KA @ 480 V 4-POLE, LINE PROTECTI | 1575.41
3VA6140-8KM41-2AA0 | CIRCUIT BREAKER 3VA6 UL FRAME 150 BREAKING CAPACITY CLASS L 150KA @ 480 V 4-POLE, LINE PROTECTI | 1734.06
3VA6140-8KP31-0AA0 | CIRCUIT BREAKER 3VA6 UL FRAME 150 BREAKING CAPACITY CLASS L 150KA @ 480 V 3-POLE, LINE PROTECTI | 1274.58
3SU1000-7BF10-0AA0-ZY15 | COORDINATE SWITCH, 22MM, ROUND, PLASTIC, BLACK, 4 SWITCH POSITIONS O-I-II-III, MOMENTARY CONTAC | 65.83
3SU1032-2BN10-0AA0 | SELECTOR SWITCH, CAN BE ILLUM., 22MM, ROUND, PLASTIC WITH METAL FRONT RING, BLACK, SHORT SELECTO | 18.23
3SU1032-2BP10-0AA0 | SELECTOR SWITCH, CAN BE ILLUM., 22MM, ROUND, PLASTIC WITH METAL FRONT RING, BLACK, SHORT SELECTO | 18.23
3SU1030-2AS60-0AA0-ZY12 | SELECTOR SWITCH, CAN BE ILLUM., 22MM, ROUND, PLASTIC WITH METAL FRONT RING, WHITE, ROTARY KNOB, | 32.09
3SU1030-2AS60-0AA0-ZY19 | SELECTOR SWITCH, CAN BE ILLUM., 22MM, ROUND, PLASTIC WITH METAL FRONT RING, WHITE, ROTARY KNOB, | 30.19
3SU1030-3EA10-0AA0-ZY19 | TOGGLE SWITCH, 22MM, ROUND, PLASTIC WITH METAL FRONT RING, BLACK, 2 SWITCH POSITIONS O-I, LATCH | 23.87
3SU1030-3EC10-0AA0-ZX90 | TOGGLE SWITCH, 22MM, ROUND, PLASTIC WITH METAL FRONT RING, BLACK, 2 SWITCH POSITIONS O-I, MOMEN | 22.59
3SU1030-3EC10-0AA0-ZY19 | TOGGLE SWITCH, 22MM, ROUND, PLASTIC WITH METAL FRONT RING, BLACK, 2 SWITCH POSITIONS O-I, MOMEN | 23.87
3SU1000-2AS60-0AA0-ZX90 | SELECTOR SWITCH, 22MM, ROUND, PLASTIC, WHITE, ROTARY KNOB, 4 SWITCH POSITIONS O-I-II-III, LATC | 14.88
3SU1000-3EA10-0AA0-ZX90 | TOGGLE SWITCH, 22MM, ROUND, PLASTIC, BLACK, 2 SWITCH POSITIONS O-I, LATCHING, Z = 50X PACK | 11.72
3SU1000-3EA10-0AA0-ZY11 | TOGGLE SWITCH, 22MM, ROUND, PLASTIC, BLACK, 2 SWITCH POSITIONS O-I, LATCHING, WITH LASER INSCR | 14.88
3SU1000-3EC10-0AA0-ZY11 | TOGGLE SWITCH, 22MM, ROUND, PLASTIC, BLACK, 2 SWITCH POSITIONS O-I, MOMENTARY CONTACT TYPE, RE | 14.88
3SU1000-3EC10-0AA0-ZY15 | TOGGLE SWITCH, 22MM, ROUND, PLASTIC, BLACK, 2 SWITCH POSITIONS O-I, MOMENTARY CONTACT TYPE, RE | 14.88
3SU1030-7AC10-0AA0 | COORDINATE SWITCH, 22MM, ROUND, PLASTIC WITH METAL FRONT RING, BLACK, 2 SWITCH POSITIONS O-I, H | 72.8
3SU1030-7BF10-0AA0-ZX90 | COORDINATE SWITCH, 22MM, ROUND, PLASTIC WITH METAL FRONT RING, BLACK, 4 SWITCH POSITIONS O-I-II- | 113.32
3SU1002-2BC10-0AA0-ZX90 | SELECTOR SWITCH, CAN BE ILLUM., 22MM, ROUND, PLASTIC, BLACK, SHORT SELECTOR SWITCH, 2 SWITCH PO | 9.69
3SU1002-2BF10-0AA0-ZX90 | SELECTOR SWITCH, CAN BE ILLUM., 22MM, ROUND, PLASTIC, BLACK, SHORT SELECTOR SWITCH, 2 SWITCH PO | 9.69
3SU1002-2BF10-0AA0-ZY11 | SELECTOR SWITCH, CAN BE ILLUM., 22MM, ROUND, PLASTIC, BLACK, SHORT SELECTOR SWITCH, 2 SWITCH PO | 12.85
3SU1002-2BL10-0AA0-ZY11 | SELECTOR SWITCH, CAN BE ILLUM., 22MM, ROUND, PLASTIC, BLACK, SHORT SELECTOR SWITCH, 3 SWITCH PO | 12.85
3SU1002-2BL10-0AA0-ZY15 | SELECTOR SWITCH, CAN BE ILLUM., 22MM, ROUND, PLASTIC, BLACK, SHORT SELECTOR SWITCH, 3 SWITCH PO | 12.85
3SU1002-2BM10-0AA0-ZY11 | SELECTOR SWITCH, CAN BE ILLUM., 22MM, ROUND, PLASTIC, BLACK, SHORT SELECTOR SWITCH, 3 SWITCH PO | 12.85
3SU1002-2BM10-0AA0-ZY15 | SELECTOR SWITCH, CAN BE ILLUM., 22MM, ROUND, PLASTIC, BLACK, SHORT SELECTOR SWITCH, 3 SWITCH PO | 12.85
3SU1002-2BN10-0AA0-ZY15 | SELECTOR SWITCH, CAN BE ILLUM., 22MM, ROUND, PLASTIC, BLACK, SHORT SELECTOR SWITCH, 3 SWITCH PO | 12.98
3SU1002-2BP10-0AA0 | SELECTOR SWITCH, CAN BE ILLUM., 22MM, ROUND, PLASTIC, BLACK, SHORT SELECTOR SWITCH, 3 SWITCH PO | 9.01
3SU1002-2CF10-0AA0 | SELECTOR SWITCH, CAN BE ILLUM., 22MM, ROUND, PLASTIC, BLACK, LONG SELECTOR SWITCH, 2 SWITCH POS | 9.17
3SU1002-2CF10-0AA0-ZY10 | SELECTOR SWITCH, CAN BE ILLUM., 22MM, ROUND, PLASTIC, BLACK, LONG SELECTOR SWITCH, 2 SWITCH POS | 13.16
3SU1031-0CB20-0AA0 | ILLUMINATED PUSHBUTTON, 22MM, ROUND, PLASTIC WITH METAL FRONT RING, RED, RAISED FRONT RING MOME | 11.96
3SU1062-2DF10-0AA0 | SELECTOR SWITCH, CAN BE ILLUM., 30MM, ROUND, METAL, MATT, BLACK, SHORT SELECTOR SWITCH, FRONT R | 29.64
3SU1062-2DF50-0AA0 | SELECTOR SWITCH, CAN BE ILLUM., 30MM, ROUND, METAL, MATT, BLUE, SHORT SELECTOR SWITCH, FRONT RI | 29.64
3VA2450-6JQ32-0DK0 | CIRCUIT BREAKER 3VA2 IEC FRAME 630 BREAKING CAPACITY CLASS H ICU=85KA @ 415 V 3-POLE, LINE PROT | 3119.6
3VA6140-8HL41-0AA0 | CIRCUIT BREAKER 3VA6 UL FRAME 150 BREAKING CAPACITY CLASS L 150KA @ 480 V 4-POLE, LINE PROTECTI | 765.82
3VA6140-8HM31-0AA0 | CIRCUIT BREAKER 3VA6 UL FRAME 150 BREAKING CAPACITY CLASS L 150KA @ 480 V 3-POLE, LINE PROTECTI | 847.89
3VA6140-8HN31-2AA0 | CIRCUIT BREAKER 3VA6 UL FRAME 150 BREAKING CAPACITY CLASS L 150KA @ 480 V 3-POLE, LINE PROTECTI | 722.06
3VA6140-8HN41-2AA0 | CIRCUIT BREAKER 3VA6 UL FRAME 150 BREAKING CAPACITY CLASS L 150KA @ 480 V 4-POLE, LINE PROTECTI | 913.51
3VA6140-8JQ41-0AA0 | CIRCUIT BREAKER 3VA6 UL FRAME 150 BREAKING CAPACITY CLASS L 150KA @ 480 V 4-POLE, LINE PROTECTI | 1493.37
3VA6140-8JT31-0AA0 | CIRCUIT BREAKER 3VA6 UL FRAME 150 BREAKING CAPACITY CLASS L 150KA @ 480 V 3-POLE, LINE PROTECTI | 1061.22
3VA6140-8KL41-2AA0 | CIRCUIT BREAKER 3VA6 UL FRAME 150 BREAKING CAPACITY CLASS L 150KA @ 480 V 4-POLE, LINE PROTECTI | 1520.73
3VA6140-8KM31-2AA0 | CIRCUIT BREAKER 3VA6 UL FRAME 150 BREAKING CAPACITY CLASS L 150KA @ 480 V 3-POLE, LINE PROTECTI | 1553.53
3VA6140-8KP41-0AA0 | CIRCUIT BREAKER 3VA6 UL FRAME 150 BREAKING CAPACITY CLASS L 150KA @ 480 V 4-POLE, LINE PROTECTI | 1444.15
3VA6140-8KQ31-0AA0 | CIRCUIT BREAKER 3VA6 UL FRAME 150 BREAKING CAPACITY CLASS L 150KA @ 480 V 3-POLE, LINE PROTECTI | 1400.36
3VA6140-8KT41-2AA0 | CIRCUIT BREAKER 3VA6 UL FRAME 150 BREAKING CAPACITY CLASS L 150KA @ 480 V 4-POLE, LINE PROTECTI | 1734.06
3VA6170-1MS31-0AA0 | CIRCUIT BREAKER 3VA6 UL FRAME 150 3-POLE,MOTOR STARTER PROTECTION ETU310M, I, IN=70A WITHOUT OVE | 425.04
3VA6210-5HM31-0AA0 | CIRCUIT BREAKER 3VA6 UL FRAME 250 BREAKING CAPACITY CLASS M 35KA @ 480 V 3-POLE, LINE PROTECTIO | 1214.39
3VA6210-5HM41-0AA0 | CIRCUIT BREAKER 3VA6 UL FRAME 250 BREAKING CAPACITY CLASS M 35KA @ 480 V 4-POLE, LINE PROTECTIO | 1515.23
3VA6210-5HN41-2AA0 | CIRCUIT BREAKER 3VA6 UL FRAME 250 BREAKING CAPACITY CLASS M 35KA @ 480 V 4-POLE, LINE PROTECTIO | 1476.95
3VA6210-5JP31-2AA0 | CIRCUIT BREAKER 3VA6 UL FRAME 250 BREAKING CAPACITY CLASS M 35KA @ 480 V 3-POLE, LINE PROTECTIO | 1558.99
3VA5211-7EC31-1AA0 | CIRCUIT BREAKER 3VA5 UL FRAME 250 BREAKING CAPACITY CLASS C 100KA @ 480 V 3-POLE, LINE PROTECTI | 760.36
3VA5211-7ED31-0AA0 | CIRCUIT BREAKER 3VA5 UL FRAME 250 BREAKING CAPACITY CLASS C 100KA @ 480 V 3-POLE, LINE PROTECTI | 727.55
3VA5212-5ED31-1AA0 | CIRCUIT BREAKER 3VA5 UL FRAME 250 BREAKING CAPACITY CLASS M 35KA @ 480 V 3-POLE, LINE PROTECTIO | 590.78
3VA5212-6EC31-0AA0 | CIRCUIT BREAKER 3VA5 UL FRAME 250 BREAKING CAPACITY CLASS H 65KA @ 480 V 3-POLE, LINE PROTECTIO | 672.86
3VA5212-6ED61-0AA0 | CIRCUIT BREAKER 3VA5 UL FRAME 250 BREAKING CAPACITY CLASS H 65KA @ 480 V 2-POLE, LINE PROTECTIO | 596.23
3VA5212-7EC31-1AA0 | CIRCUIT BREAKER 3VA5 UL FRAME 250 BREAKING CAPACITY CLASS C 100KA @ 480 V 3-POLE, LINE PROTECTI | 760.36
3VA5215-0MH31-0AA0 | CIRCUIT BREAKER 3VA5 UL FRAME 250 3-POLE,MOTOR STARTER PROTECTION TM120M, AM, IN=150A WITHOUT O | 645.48
3VA5215-1BB31-0AA0 | MOLDED CASE SWITCH 3VA5 UL FRAME 250 MAX SHORT CIRCUIT CURR. RATING 100KA @ 480 V 3-POLE, LINE P | 612.68
3VA5215-5ED31-0AA0 | CIRCUIT BREAKER 3VA5 UL FRAME 250 BREAKING CAPACITY CLASS M 35KA @ 480 V 3-POLE, LINE PROTECTIO | 667.36
3VA5215-5ED61-0AA0 | CIRCUIT BREAKER 3VA5 UL FRAME 250 BREAKING CAPACITY CLASS M 35KA @ 480 V 2-POLE, LINE PROTECTIO | 601.72
3VA5215-6ED31-1AA0 | CIRCUIT BREAKER 3VA5 UL FRAME 250 BREAKING CAPACITY CLASS H 65KA @ 480 V 3-POLE, LINE PROTECTIO | 771.31
3VA5215-7EC31-0AA0 | CIRCUIT BREAKER 3VA5 UL FRAME 250 BREAKING CAPACITY CLASS C 100KA @ 480 V 3-POLE, LINE PROTECTI | 864.31
3VA5217-5EC31-1AA0 | CIRCUIT BREAKER 3VA5 UL FRAME 250 BREAKING CAPACITY CLASS M 35KA @ 480 V 3-POLE, LINE PROTECTIO | 711.14
3VA2440-7HN32-0AH0 | CIRCUIT BREAKER 3VA2 IEC FRAME 630 BREAKING CAPACITY CLASS C ICU=110KA @ 415 V 3-POLE, LINE PRO | 2478.97
3VA2440-7MN32-0AH0 | CIRCUIT BREAKER 3VA2 IEC FRAME 630 BREAKING CAPACITY CLASS C ICU=110KA @ 415 V 3-POLE, MOTOR PR | 2541.64
3VA2440-7MN32-0KF0 | CIRCUIT BREAKER 3VA2 IEC FRAME 630 BREAKING CAPACITY CLASS C ICU=110KA @ 415 V 3-POLE, MOTOR PR | 2597.34
3VA6140-8HM31-2AA0 | CIRCUIT BREAKER 3VA6 UL FRAME 150 BREAKING CAPACITY CLASS L 150KA @ 480 V 3-POLE, LINE PROTECTI | 929.93
3VA6140-8HM41-0AA0 | CIRCUIT BREAKER 3VA6 UL FRAME 150 BREAKING CAPACITY CLASS L 150KA @ 480 V 4-POLE, LINE PROTECTI | 1022.94
3VA6140-8HM41-2AA0 | CIRCUIT BREAKER 3VA6 UL FRAME 150 BREAKING CAPACITY CLASS L 150KA @ 480 V 4-POLE, LINE PROTECTI | 1115.93
3VA6140-8HN31-0AA0 | CIRCUIT BREAKER 3VA6 UL FRAME 150 BREAKING CAPACITY CLASS L 150KA @ 480 V 3-POLE, LINE PROTECTI | 661.9
3VA6140-8JT31-2AA0 | CIRCUIT BREAKER 3VA6 UL FRAME 150 BREAKING CAPACITY CLASS L 150KA @ 480 V 3-POLE, LINE PROTECTI | 1471.49
3VA6140-8JT41-0AA0 | CIRCUIT BREAKER 3VA6 UL FRAME 150 BREAKING CAPACITY CLASS L 150KA @ 480 V 4-POLE, LINE PROTECTI | 1252.67
3VA6140-8JT41-2AA0 | CIRCUIT BREAKER 3VA6 UL FRAME 150 BREAKING CAPACITY CLASS L 150KA @ 480 V 4-POLE, LINE PROTECTI | 1619.18
3VA6140-8KL31-0AA0 | CIRCUIT BREAKER 3VA6 UL FRAME 150 BREAKING CAPACITY CLASS L 150KA @ 480 V 3-POLE, LINE PROTECTI | 1214.39
3VA6140-8KL31-2AA0 | CIRCUIT BREAKER 3VA6 UL FRAME 150 BREAKING CAPACITY CLASS L 150KA @ 480 V 3-POLE, LINE PROTECTI | 1323.78
3VA6140-8KQ41-0AA0 | CIRCUIT BREAKER 3VA6 UL FRAME 150 BREAKING CAPACITY CLASS L 150KA @ 480 V 4-POLE, LINE PROTECTI | 1575.41
3VA6140-8KQ41-2AA0 | CIRCUIT BREAKER 3VA6 UL FRAME 150 BREAKING CAPACITY CLASS L 150KA @ 480 V 4-POLE, LINE PROTECTI | 1734.06
3VA6140-8KT31-0AA0 | CIRCUIT BREAKER 3VA6 UL FRAME 150 BREAKING CAPACITY CLASS L 150KA @ 480 V 3-POLE, LINE PROTECTI | 1274.58
3VA6140-8KT31-2AA0 | CIRCUIT BREAKER 3VA6 UL FRAME 150 BREAKING CAPACITY CLASS L 150KA @ 480 V 3-POLE, LINE PROTECTI | 1542.61
3VA6210-5HM41-2AA0 | CIRCUIT BREAKER 3VA6 UL FRAME 250 BREAKING CAPACITY CLASS M 35KA @ 480 V 4-POLE, LINE PROTECTIO | 1662.94
3VA6210-5HN31-0AA0 | CIRCUIT BREAKER 3VA6 UL FRAME 250 BREAKING CAPACITY CLASS M 35KA @ 480 V 3-POLE, LINE PROTECTIO | 1028.38
3VA6210-5HN31-2AA0 | CIRCUIT BREAKER 3VA6 UL FRAME 250 BREAKING CAPACITY CLASS M 35KA @ 480 V 3-POLE, LINE PROTECTIO | 1126.87
3VA6210-5HN41-0AA0 | CIRCUIT BREAKER 3VA6 UL FRAME 250 BREAKING CAPACITY CLASS M 35KA @ 480 V 4-POLE, LINE PROTECTIO | 1312.86
3VA5211-7ED61-0AA0 | CIRCUIT BREAKER 3VA5 UL FRAME 250 BREAKING CAPACITY CLASS C 100KA @ 480 V 2-POLE, LINE PROTECTI | 650.98
3VA5212-5EC31-0AA0 | CIRCUIT BREAKER 3VA5 UL FRAME 250 BREAKING CAPACITY CLASS M 35KA @ 480 V 3-POLE, LINE PROTECTIO | 590.78
3VA5212-5EC31-1AA0 | CIRCUIT BREAKER 3VA5 UL FRAME 250 BREAKING CAPACITY CLASS M 35KA @ 480 V 3-POLE, LINE PROTECTIO | 601.72
3VA5212-5EC61-0AA0 | CIRCUIT BREAKER 3VA5 UL FRAME 250 BREAKING CAPACITY CLASS M 35KA @ 480 V 2-POLE, LINE PROTECTIO | 531.16
3VA5212-7ED31-0AA0 | CIRCUIT BREAKER 3VA5 UL FRAME 250 BREAKING CAPACITY CLASS C 100KA @ 480 V 3-POLE, LINE PROTECTI | 727.55
3VA5212-7ED31-1AA0 | CIRCUIT BREAKER 3VA5 UL FRAME 250 BREAKING CAPACITY CLASS C 100KA @ 480 V 3-POLE, LINE PROTECTI | 738.48
3VA5212-7ED61-0AA0 | CIRCUIT BREAKER 3VA5 UL FRAME 250 BREAKING CAPACITY CLASS C 100KA @ 480 V 2-POLE, LINE PROTECTI | 650.98
3VA5215-0BB31-0AA0 | MOLDED CASE SWITCH 3VA5 UL FRAME 250 MAX SHORT CIRCUIT CURR. RATING 65KA @ 480 V 3-POLE, LINE PR | 531.71
3VA5215-6EC31-0AA0 | CIRCUIT BREAKER 3VA5 UL FRAME 250 BREAKING CAPACITY CLASS H 65KA @ 480 V 3-POLE, LINE PROTECTIO | 771.31
3VA5215-6EC31-1AA0 | CIRCUIT BREAKER 3VA5 UL FRAME 250 BREAKING CAPACITY CLASS H 65KA @ 480 V 3-POLE, LINE PROTECTIO | 787.73
3VA6140-8KP31-2AA0 | CIRCUIT BREAKER 3VA6 UL FRAME 150 BREAKING CAPACITY CLASS L 150KA @ 480 V 3-POLE, LINE PROTECTI | 1389.42
3VA6190-1MS31-0AA0 | CIRCUIT BREAKER 3VA6 UL FRAME 150 3-POLE,MOTOR STARTER PROTECTION ETU310M, I, IN=90A WITHOUT OVE | 425.04
3VA6210-5HL31-0AA0 | CIRCUIT BREAKER 3VA6 UL FRAME 250 BREAKING CAPACITY CLASS M 35KA @ 480 V 3-POLE, LINE PROTECTIO | 962.76
3VA6210-5HL31-2AA0 | CIRCUIT BREAKER 3VA6 UL FRAME 250 BREAKING CAPACITY CLASS M 35KA @ 480 V 3-POLE, LINE PROTECTIO | 1061.22
3VA6210-5HL41-0AA0 | CIRCUIT BREAKER 3VA6 UL FRAME 250 BREAKING CAPACITY CLASS M 35KA @ 480 V 4-POLE, LINE PROTECTIO | 1274.58
3VA6210-5JP41-2AA0 | CIRCUIT BREAKER 3VA6 UL FRAME 250 BREAKING CAPACITY CLASS M 35KA @ 480 V 4-POLE, LINE PROTECTIO | 1898.18
3VA6210-5JQ31-0AA0 | CIRCUIT BREAKER 3VA6 UL FRAME 250 BREAKING CAPACITY CLASS M 35KA @ 480 V 3-POLE, LINE PROTECTIO | 1668.44
3VA6210-5JQ31-2AA0 | CIRCUIT BREAKER 3VA6 UL FRAME 250 BREAKING CAPACITY CLASS M 35KA @ 480 V 3-POLE, LINE PROTECTIO | 1837.99
3VA6210-5JQ41-0AA0 | CIRCUIT BREAKER 3VA6 UL FRAME 250 BREAKING CAPACITY CLASS M 35KA @ 480 V 4-POLE, LINE PROTECTIO | 1974.76
3VA5212-6EC31-1AA0 | CIRCUIT BREAKER 3VA5 UL FRAME 250 BREAKING CAPACITY CLASS H 65KA @ 480 V 3-POLE, LINE PROTECTIO | 683.78
3VA5212-6EC61-0AA0 | CIRCUIT BREAKER 3VA5 UL FRAME 250 BREAKING CAPACITY CLASS H 65KA @ 480 V 2-POLE, LINE PROTECTIO | 607.19
3VA5212-6ED31-0AA0 | CIRCUIT BREAKER 3VA5 UL FRAME 250 BREAKING CAPACITY CLASS H 65KA @ 480 V 3-POLE, LINE PROTECTIO | 661.9
3VA5212-6ED31-1AA0 | CIRCUIT BREAKER 3VA5 UL FRAME 250 BREAKING CAPACITY CLASS H 65KA @ 480 V 3-POLE, LINE PROTECTIO | 672.86
3VA5215-1MH31-0AA0 | CIRCUIT BREAKER 3VA5 UL FRAME 250 3-POLE,MOTOR STARTER PROTECTION TM120M, AM, IN=150A WITHOUT O | 727.55
3VA5215-1MU31-0AA0 | CIRCUIT BREAKER 3VA5 UL FRAME 250 3-POLE,MOTOR STARTER PROTECTION TM120M, AM, IN=150A WITHOUT O | 727.55
3VA5215-5EC31-0AA0 | CIRCUIT BREAKER 3VA5 UL FRAME 250 BREAKING CAPACITY CLASS M 35KA @ 480 V 3-POLE, LINE PROTECTIO | 678.3
3VA5215-5EC31-1AA0 | CIRCUIT BREAKER 3VA5 UL FRAME 250 BREAKING CAPACITY CLASS M 35KA @ 480 V 3-POLE, LINE PROTECTIO | 689.26
3VA5215-7EC61-0AA0 | CIRCUIT BREAKER 3VA5 UL FRAME 250 BREAKING CAPACITY CLASS C 100KA @ 480 V 2-POLE, LINE PROTECTI | 765.82
3VA5215-7ED31-0AA0 | CIRCUIT BREAKER 3VA5 UL FRAME 250 BREAKING CAPACITY CLASS C 100KA @ 480 V 3-POLE, LINE PROTECTI | 831.47
3VA5215-7ED31-1AA0 | CIRCUIT BREAKER 3VA5 UL FRAME 250 BREAKING CAPACITY CLASS C 100KA @ 480 V 3-POLE, LINE PROTECTI | 847.89
3VA5215-7ED61-0AA0 | CIRCUIT BREAKER 3VA5 UL FRAME 250 BREAKING CAPACITY CLASS C 100KA @ 480 V 2-POLE, LINE PROTECTI | 743.94
3VA5217-5EC31-0AA0 | CIRCUIT BREAKER 3VA5 UL FRAME 250 BREAKING CAPACITY CLASS M 35KA @ 480 V 3-POLE, LINE PROTECTIO | 700.18
3VA5217-7EC31-1AA0 | CIRCUIT BREAKER 3VA5 UL FRAME 250 BREAKING CAPACITY CLASS C 100KA @ 480 V 3-POLE, LINE PROTECTI | 886.18
3VA5217-7EC61-0AA0 | CIRCUIT BREAKER 3VA5 UL FRAME 250 BREAKING CAPACITY CLASS C 100KA @ 480 V 2-POLE, LINE PROTECTI | 787.73
3VA5217-7ED31-0AA0 | CIRCUIT BREAKER 3VA5 UL FRAME 250 BREAKING CAPACITY CLASS C 100KA @ 480 V 3-POLE, LINE PROTECTI | 864.31
3VA5217-7ED31-1AA0 | CIRCUIT BREAKER 3VA5 UL FRAME 250 BREAKING CAPACITY CLASS C 100KA @ 480 V 3-POLE, LINE PROTECTI | 875.23
3VA5220-6EC61-0AA0 | CIRCUIT BREAKER 3VA5 UL FRAME 250 BREAKING CAPACITY CLASS H 65KA @ 480 V 2-POLE, LINE PROTECTIO | 716.6
3VA5220-6ED31-0AA0 | CIRCUIT BREAKER 3VA5 UL FRAME 250 BREAKING CAPACITY CLASS H 65KA @ 480 V 3-POLE, LINE PROTECTIO | 771.31
3VA5220-6ED31-1AA0 | CIRCUIT BREAKER 3VA5 UL FRAME 250 BREAKING CAPACITY CLASS H 65KA @ 480 V 3-POLE, LINE PROTECTIO | 787.73
3VA5220-6ED61-0AA0 | CIRCUIT BREAKER 3VA5 UL FRAME 250 BREAKING CAPACITY CLASS H 65KA @ 480 V 2-POLE, LINE PROTECTIO | 700.18
3VA5217-5ED31-0AA0 | CIRCUIT BREAKER 3VA5 UL FRAME 250 BREAKING CAPACITY CLASS M 35KA @ 480 V 3-POLE, LINE PROTECTIO | 678.3
3VA5217-6ED31-1AA0 | CIRCUIT BREAKER 3VA5 UL FRAME 250 BREAKING CAPACITY CLASS H 65KA @ 480 V 3-POLE, LINE PROTECTIO | 787.73
3VA5217-7EC31-0AA0 | CIRCUIT BREAKER 3VA5 UL FRAME 250 BREAKING CAPACITY CLASS C 100KA @ 480 V 3-POLE, LINE PROTECTI | 875.23
3VA5217-7ED61-0AA0 | CIRCUIT BREAKER 3VA5 UL FRAME 250 BREAKING CAPACITY CLASS C 100KA @ 480 V 2-POLE, LINE PROTECTI | 765.82
3VA5220-0MU31-0AA0 | CIRCUIT BREAKER 3VA5 UL FRAME 250 3-POLE,MOTOR STARTER PROTECTION TM120M, AM, IN=200A WITHOUT O | 820.55
3VA5220-5ED31-1AA0 | CIRCUIT BREAKER 3VA5 UL FRAME 250 BREAKING CAPACITY CLASS M 35KA @ 480 V 3-POLE, LINE PROTECTIO | 700.18
3VA5220-6EC31-0AA0 | CIRCUIT BREAKER 3VA5 UL FRAME 250 BREAKING CAPACITY CLASS H 65KA @ 480 V 3-POLE, LINE PROTECTIO | 798.65
3VA5220-7EC31-1AA0 | CIRCUIT BREAKER 3VA5 UL FRAME 250 BREAKING CAPACITY CLASS C 100KA @ 480 V 3-POLE, LINE PROTECTI | 886.18
3VA5220-7ED31-0AA0 | CIRCUIT BREAKER 3VA5 UL FRAME 250 BREAKING CAPACITY CLASS C 100KA @ 480 V 3-POLE, LINE PROTECTI | 864.31
3VA5222-5EC61-0AA0 | CIRCUIT BREAKER 3VA5 UL FRAME 250 BREAKING CAPACITY CLASS M 35KA @ 480 V 2-POLE, LINE PROTECTIO | 705.66
3VA5222-5ED31-1AA0 | CIRCUIT BREAKER 3VA5 UL FRAME 250 BREAKING CAPACITY CLASS M 35KA @ 480 V 3-POLE, LINE PROTECTIO | 776.76
3VA5222-6EC31-0AA0 | CIRCUIT BREAKER 3VA5 UL FRAME 250 BREAKING CAPACITY CLASS H 65KA @ 480 V 3-POLE, LINE PROTECTIO | 897.12
3VA5222-6ED61-0AA0 | CIRCUIT BREAKER 3VA5 UL FRAME 250 BREAKING CAPACITY CLASS H 65KA @ 480 V 2-POLE, LINE PROTECTIO | 787.73
3VA5222-7EC31-1AA0 | CIRCUIT BREAKER 3VA5 UL FRAME 250 BREAKING CAPACITY CLASS C 100KA @ 480 V 3-POLE, LINE PROTECTI | 995.58
3VA5225-1BB31-0AA0 | MOLDED CASE SWITCH 3VA5 UL FRAME 250 MAX SHORT CIRCUIT CURR. RATING 100KA @ 480 V 3-POLE, LINE P | 705.66
3VA5225-5EC31-0AA0 | CIRCUIT BREAKER 3VA5 UL FRAME 250 BREAKING CAPACITY CLASS M 35KA @ 480 V 3-POLE, LINE PROTECTIO | 787.73
3VA5225-5ED61-0AA0 | CIRCUIT BREAKER 3VA5 UL FRAME 250 BREAKING CAPACITY CLASS M 35KA @ 480 V 2-POLE, LINE PROTECTIO | 689.26
3VA5225-6EC31-1AA0 | CIRCUIT BREAKER 3VA5 UL FRAME 250 BREAKING CAPACITY CLASS H 65KA @ 480 V 3-POLE, LINE PROTECTIO | 913.51
3VA5225-6ED31-0AA0 | CIRCUIT BREAKER 3VA5 UL FRAME 250 BREAKING CAPACITY CLASS H 65KA @ 480 V 3-POLE, LINE PROTECTIO | 886.18
3VA5225-7EC61-0AA0 | CIRCUIT BREAKER 3VA5 UL FRAME 250 BREAKING CAPACITY CLASS C 100KA @ 480 V 2-POLE, LINE PROTECTI | 891.63
3VA5225-7ED31-1AA0 | CIRCUIT BREAKER 3VA5 UL FRAME 250 BREAKING CAPACITY CLASS C 100KA @ 480 V 3-POLE, LINE PROTECTI | 973.69
3VA6110-5HM31-0AA0 | CIRCUIT BREAKER 3VA6 UL FRAME 150 BREAKING CAPACITY CLASS M 35KA @ 480 V 3-POLE, LINE PROTECTIO | 727.55
3VA6110-5HM41-0AA0 | CIRCUIT BREAKER 3VA6 UL FRAME 150 BREAKING CAPACITY CLASS M 35KA @ 480 V 4-POLE, LINE PROTECTIO | 864.31
3VA6110-5HN41-2AA0 | CIRCUIT BREAKER 3VA6 UL FRAME 150 BREAKING CAPACITY CLASS M 35KA @ 480 V 4-POLE, LINE PROTECTIO | 733
3VA6110-5JP31-2AA0 | CIRCUIT BREAKER 3VA6 UL FRAME 150 BREAKING CAPACITY CLASS M 35KA @ 480 V 3-POLE, LINE PROTECTIO | 1039.34
3VA6110-5JP41-2AA0 | CIRCUIT BREAKER 3VA6 UL FRAME 150 BREAKING CAPACITY CLASS M 35KA @ 480 V 4-POLE, LINE PROTECTIO | 1187.03
3VA6110-5JT31-0AA0 | CIRCUIT BREAKER 3VA6 UL FRAME 150 BREAKING CAPACITY CLASS M 35KA @ 480 V 3-POLE, LINE PROTECTIO | 946.36
3VA6110-5JT41-0AA0 | CIRCUIT BREAKER 3VA6 UL FRAME 150 BREAKING CAPACITY CLASS M 35KA @ 480 V 4-POLE, LINE PROTECTIO | 1066.68
3VA6110-5KM31-2AA0 | CIRCUIT BREAKER 3VA6 UL FRAME 150 BREAKING CAPACITY CLASS M 35KA @ 480 V 3-POLE, LINE PROTECTIO | 1405.84
3VA6110-5KM41-2AA0 | CIRCUIT BREAKER 3VA6 UL FRAME 150 BREAKING CAPACITY CLASS M 35KA @ 480 V 4-POLE, LINE PROTECTIO | 1569.96
3VA5215-6EC61-0AA0 | CIRCUIT BREAKER 3VA5 UL FRAME 250 BREAKING CAPACITY CLASS H 65KA @ 480 V 2-POLE, LINE PROTECTIO | 700.18
3VA5215-6ED31-0AA0 | CIRCUIT BREAKER 3VA5 UL FRAME 250 BREAKING CAPACITY CLASS H 65KA @ 480 V 3-POLE, LINE PROTECTIO | 760.36
3VA5217-5ED61-0AA0 | CIRCUIT BREAKER 3VA5 UL FRAME 250 BREAKING CAPACITY CLASS M 35KA @ 480 V 2-POLE, LINE PROTECTIO | 612.68
3VA5217-6EC31-0AA0 | CIRCUIT BREAKER 3VA5 UL FRAME 250 BREAKING CAPACITY CLASS H 65KA @ 480 V 3-POLE, LINE PROTECTIO | 798.65
3VA5217-6EC31-1AA0 | CIRCUIT BREAKER 3VA5 UL FRAME 250 BREAKING CAPACITY CLASS H 65KA @ 480 V 3-POLE, LINE PROTECTIO | 815.05
3VA5217-6EC61-0AA0 | CIRCUIT BREAKER 3VA5 UL FRAME 250 BREAKING CAPACITY CLASS H 65KA @ 480 V 2-POLE, LINE PROTECTIO | 716.6
3VA5220-1MU31-0AA0 | CIRCUIT BREAKER 3VA5 UL FRAME 250 3-POLE,MOTOR STARTER PROTECTION TM120M, AM, IN=200A WITHOUT O | 924.47
3VA5220-5EC31-0AA0 | CIRCUIT BREAKER 3VA5 UL FRAME 250 BREAKING CAPACITY CLASS M 35KA @ 480 V 3-POLE, LINE PROTECTIO | 700.18
3VA5220-5EC31-1AA0 | CIRCUIT BREAKER 3VA5 UL FRAME 250 BREAKING CAPACITY CLASS M 35KA @ 480 V 3-POLE, LINE PROTECTIO | 711.14
3VA5220-5EC61-0AA0 | CIRCUIT BREAKER 3VA5 UL FRAME 250 BREAKING CAPACITY CLASS M 35KA @ 480 V 2-POLE, LINE PROTECTIO | 629.1
3VA5220-5ED31-0AA0 | CIRCUIT BREAKER 3VA5 UL FRAME 250 BREAKING CAPACITY CLASS M 35KA @ 480 V 3-POLE, LINE PROTECTIO | 678.3
3VA5220-7ED31-1AA0 | CIRCUIT BREAKER 3VA5 UL FRAME 250 BREAKING CAPACITY CLASS C 100KA @ 480 V 3-POLE, LINE PROTECTI | 875.23
3VA5220-7ED61-0AA0 | CIRCUIT BREAKER 3VA5 UL FRAME 250 BREAKING CAPACITY CLASS C 100KA @ 480 V 2-POLE, LINE PROTECTI | 765.82
3VA5222-5EC31-0AA0 | CIRCUIT BREAKER 3VA5 UL FRAME 250 BREAKING CAPACITY CLASS M 35KA @ 480 V 3-POLE, LINE PROTECTIO | 787.73
3VA5222-5EC31-1AA0 | CIRCUIT BREAKER 3VA5 UL FRAME 250 BREAKING CAPACITY CLASS M 35KA @ 480 V 3-POLE, LINE PROTECTIO | 809.61
3VA5222-7ED31-0AA0 | CIRCUIT BREAKER 3VA5 UL FRAME 250 BREAKING CAPACITY CLASS C 100KA @ 480 V 3-POLE, LINE PROTECTI | 962.76
3VA5222-7ED31-1AA0 | CIRCUIT BREAKER 3VA5 UL FRAME 250 BREAKING CAPACITY CLASS C 100KA @ 480 V 3-POLE, LINE PROTECTI | 973.69
3VA5222-7ED61-0AA0 | CIRCUIT BREAKER 3VA5 UL FRAME 250 BREAKING CAPACITY CLASS C 100KA @ 480 V 2-POLE, LINE PROTECTI | 875.23
3VA5225-0BB31-0AA0 | MOLDED CASE SWITCH 3VA5 UL FRAME 250 MAX SHORT CIRCUIT CURR. RATING 65KA @ 480 V 3-POLE, LINE PR | 618.11
3VA5225-6ED31-1AA0 | CIRCUIT BREAKER 3VA5 UL FRAME 250 BREAKING CAPACITY CLASS H 65KA @ 480 V 3-POLE, LINE PROTECTIO | 897.12
3VA5225-6ED61-0AA0 | CIRCUIT BREAKER 3VA5 UL FRAME 250 BREAKING CAPACITY CLASS H 65KA @ 480 V 2-POLE, LINE PROTECTIO | 787.73
3VA5225-7EC31-0AA0 | CIRCUIT BREAKER 3VA5 UL FRAME 250 BREAKING CAPACITY CLASS C 100KA @ 480 V 3-POLE, LINE PROTECTI | 979.18
3VA5225-7EC31-1AA0 | CIRCUIT BREAKER 3VA5 UL FRAME 250 BREAKING CAPACITY CLASS C 100KA @ 480 V 3-POLE, LINE PROTECTI | 995.58
3VA6110-5HM41-2AA0 | CIRCUIT BREAKER 3VA6 UL FRAME 150 BREAKING CAPACITY CLASS M 35KA @ 480 V 4-POLE, LINE PROTECTIO | 935.39
3VA6110-5HN31-0AA0 | CIRCUIT BREAKER 3VA6 UL FRAME 150 BREAKING CAPACITY CLASS M 35KA @ 480 V 3-POLE, LINE PROTECTIO | 537.72
3VA6110-5HN31-2AA0 | CIRCUIT BREAKER 3VA6 UL FRAME 150 BREAKING CAPACITY CLASS M 35KA @ 480 V 3-POLE, LINE PROTECTIO | 596.23
3VA6110-5HN41-0AA0 | CIRCUIT BREAKER 3VA6 UL FRAME 150 BREAKING CAPACITY CLASS M 35KA @ 480 V 4-POLE, LINE PROTECTIO | 667.36
3VA6110-5KL31-0AA0 | CIRCUIT BREAKER 3VA6 UL FRAME 150 BREAKING CAPACITY CLASS M 35KA @ 480 V 3-POLE, LINE PROTECTIO | 1072.16
3VA6110-5KL31-2AA0 | CIRCUIT BREAKER 3VA6 UL FRAME 150 BREAKING CAPACITY CLASS M 35KA @ 480 V 3-POLE, LINE PROTECTIO | 1197.97
3VA6110-5KL41-0AA0 | CIRCUIT BREAKER 3VA6 UL FRAME 150 BREAKING CAPACITY CLASS M 35KA @ 480 V 4-POLE, LINE PROTECTIO | 1241.71
3SU1062-2DL10-0AA0-ZX90 | SELECTOR SWITCH, CAN BE ILLUM., 30MM, ROUND, METAL, MATT, BLACK, SHORT SELECTOR SWITCH, FRONT R | 32.28
3SU1062-2DM10-0AA0-ZX90 | SELECTOR SWITCH, CAN BE ILLUM., 30MM, ROUND, METAL, MATT, BLACK, SHORT SELECTOR SWITCH, FRONT R | 32.28
3SU1062-2DM10-0AA0-ZY11 | SELECTOR SWITCH, CAN BE ILLUM., 30MM, ROUND, METAL, MATT, BLACK, SHORT SELECTOR SWITCH, FRONT R | 35.44
3SU1050-7AD88-0AA0 | COORDINATE SWITCH, 22MM, ROUND, METAL, SHINY, BLACK, 2 SWITCH POSITIONS O-I, VERTICAL, MOM. CON | 49.46
3SU1050-7BC88-0AA0 | COORDINATE SWITCH, 22MM, ROUND, METAL, SHINY, BLACK, 2 SWITCH POSITIONS O-I, HORIZONTAL, MOM. C | 61.62
3SU1050-7BF88-0AA0 | COORDINATE SWITCH, 22MM, ROUND, METAL, SHINY, BLACK, 4 SWITCH POSITIONS O-I-II-III, MOMENTARY C | 63.94
3SU1052-2BN10-0AA0-ZX90 | SELECTOR SWITCH, CAN BE ILLUM., 22MM, ROUND, METAL, SHINY, BLACK, SHORT SELECTOR SWITCH, 3 SWIT | 10.96
3SU1052-2BP10-0AA0-ZX90 | SELECTOR SWITCH, CAN BE ILLUM., 22MM, ROUND, METAL, SHINY, BLACK, SHORT SELECTOR SWITCH, 3 SWIT | 10.96
3SU1052-2CC10-0AA0-ZX90 | SELECTOR SWITCH, CAN BE ILLUM., 22MM, ROUND, METAL, SHINY, BLACK, LONG SELECTOR SWITCH, 2 SWITC | 16.51
3SU1052-2CF10-0AA0-ZX90 | SELECTOR SWITCH, CAN BE ILLUM., 22MM, ROUND, METAL, SHINY, BLACK, LONG SELECTOR SWITCH, 2 SWITC | 14.88
3SU1062-2EC10-0AA0-ZY11 | SELECTOR SWITCH, CAN BE ILLUM., 30MM, ROUND, METAL, MATT, BLACK, LONG SELECTOR SWITCH, FRONT RI | 35.44
3SU1062-2EC10-0AA0-ZY15 | SELECTOR SWITCH, CAN BE ILLUM., 30MM, ROUND, METAL, MATT, BLACK, LONG SELECTOR SWITCH, FRONT RI | 35.44
3SU1062-2EF10-0AA0-ZY15 | SELECTOR SWITCH, CAN BE ILLUM., 30MM, ROUND, METAL, MATT, BLACK, LONG SELECTOR SWITCH, FRONT RI | 35.44
3SU1062-2EL10-0AA0 | SELECTOR SWITCH, CAN BE ILLUM., 30MM, ROUND, METAL, MATT, BLACK, LONG SELECTOR SWITCH, FRONT RI | 29.64
3SU1050-2AS60-0AA0 | SELECTOR SWITCH, 22MM, ROUND, METAL, SHINY, WHITE, ROTARY KNOB, 4 SWITCH POSITIONS O-I-II-III, | 16
3SU1050-3EA10-0AA0 | TOGGLE SWITCH, 22MM, ROUND, METAL, SHINY, BLACK, 2 SWITCH POSITIONS O-I, LATCHING | 12.79
3SU1401-2BF50-1AA0-ZX90 | LED MODULE WITH INTEGRATED LED 230V AC, BLUE, SCREW TERMINAL, FOR BASE MOUNTING Z = 150X PACK | 14.44
3SU1401-2BF60-1AA0-ZX90 | LED MODULE WITH INTEGRATED LED 230V AC, WHITE, SCREW TERMINAL, FOR BASE MOUNTING Z = 150X PACK | 14.44
3SU1401-2BG30-3AA0-ZX90 | LED MODULE WITH INTEGRATED LED 6-24V AC/DC YELLOW, SPRING-TYPE TERMINAL, FOR BASE MOUNTING Z = | 9.37
3SU1401-2BG40-3AA0-ZX90 | LED MODULE WITH INTEGRATED LED 6-24V AC/DC GREEN, SPRING-TYPE TERMINAL, FOR BASE MOUNTING Z = 1 | 9.37
3SU1401-2BH20-1AA0-ZX90 | LED MODULE WITH INTEGRATED LED, 24-240V AC/DC, RED, SCREW TERMINAL, FOR BASE MOUNTING Z = 150X | 17.16
3SU1401-2BH30-1AA0-ZX90 | LED MODULE WITH INTEGRATED LED, 24-240V AC/DC, YELLOW, SCREW TERMINAL, FOR BASE MOUNTING Z = 1 | 17.16
3SU1401-2BH50-3AA0-ZX90 | LED MODULE WITH INTEGRATED LED, 24-240V AC/DC, BLUE, SPRING-TYPE TERMINAL, FOR BASE MOUNTING Z | 17.03
3SU1401-2BH60-3AA0-ZX90 | LED MODULE WITH INTEGRATED LED, 24-240V AC/DC, WHITE, SPRING-TYPE TERMINAL, FOR BASE MOUNTING | 17.03
3SU1500-0BA10-0AA0 | HOLDER FOR 4 MODULES, PLASTIC | 3.21
3SU1500-1AA10-1PA0 | HOLDER FOR 3 MODULES, PLASTIC, 1NC, 1NC, SCREW TERMINAL | 10.47
3SU1401-1BB00-1AA0-ZX90 | LED MODULE WITH INTEGRATED LED 24V AC/DC, AMBER, SCREW TERMINAL, FOR FRONT PLATE MOUNTING Z = 1 | 7.41
3SU1401-1BB00-3AA0-ZX90 | LED MODULE WITH INTEGRATED LED 24V AC/DC, AMBER, SPRING-TYPE TERMINAL, FOR FRONT PLATE MOUNTING | 7.73
3SU1401-1BB40-1AA0-ZX90 | LED MODULE WITH INTEGRATED LED 24V AC/DC, GREEN, SCREW TERMINAL, FOR FRONT PLATE MOUNTING Z = 1 | 7.41
3SU1401-1BC00-1AA0-ZX90 | LED MODULE WITH INTEGRATED LED 110V AC, AMBER, SCREW TERMINAL, FOR FRONT PLATE MOUNTING Z = 150 | 12.41
3VA5222-6EC31-1AA0 | CIRCUIT BREAKER 3VA5 UL FRAME 250 BREAKING CAPACITY CLASS H 65KA @ 480 V 3-POLE, LINE PROTECTIO | 913.51
3VA5222-6EC61-0AA0 | CIRCUIT BREAKER 3VA5 UL FRAME 250 BREAKING CAPACITY CLASS H 65KA @ 480 V 2-POLE, LINE PROTECTIO | 815.05
3VA5222-6ED31-0AA0 | CIRCUIT BREAKER 3VA5 UL FRAME 250 BREAKING CAPACITY CLASS H 65KA @ 480 V 3-POLE, LINE PROTECTIO | 886.18
3VA5222-6ED31-1AA0 | CIRCUIT BREAKER 3VA5 UL FRAME 250 BREAKING CAPACITY CLASS H 65KA @ 480 V 3-POLE, LINE PROTECTIO | 897.12
3VA5225-5EC31-1AA0 | CIRCUIT BREAKER 3VA5 UL FRAME 250 BREAKING CAPACITY CLASS M 35KA @ 480 V 3-POLE, LINE PROTECTIO | 809.61
3VA5225-5EC61-0AA0 | CIRCUIT BREAKER 3VA5 UL FRAME 250 BREAKING CAPACITY CLASS M 35KA @ 480 V 2-POLE, LINE PROTECTIO | 705.66
3VA5225-5ED31-0AA0 | CIRCUIT BREAKER 3VA5 UL FRAME 250 BREAKING CAPACITY CLASS M 35KA @ 480 V 3-POLE, LINE PROTECTIO | 765.82
3VA5225-5ED31-1AA0 | CIRCUIT BREAKER 3VA5 UL FRAME 250 BREAKING CAPACITY CLASS M 35KA @ 480 V 3-POLE, LINE PROTECTIO | 776.76
3VA6110-1MS31-0AA0 | CIRCUIT BREAKER 3VA6 UL FRAME 150 3-POLE,MOTOR STARTER PROTECTION ETU310M, I, IN=100A WITHOUT OV | 425.04
3VA6110-5HL31-0AA0 | CIRCUIT BREAKER 3VA6 UL FRAME 150 BREAKING CAPACITY CLASS M 35KA @ 480 V 3-POLE, LINE PROTECTIO | 480.29
3VA6110-5HL31-2AA0 | CIRCUIT BREAKER 3VA6 UL FRAME 150 BREAKING CAPACITY CLASS M 35KA @ 480 V 3-POLE, LINE PROTECTIO | 530.61
3VA6110-5HL41-0AA0 | CIRCUIT BREAKER 3VA6 UL FRAME 150 BREAKING CAPACITY CLASS M 35KA @ 480 V 4-POLE, LINE PROTECTIO | 607.19
3VA6110-5JQ31-0AA0 | CIRCUIT BREAKER 3VA6 UL FRAME 150 BREAKING CAPACITY CLASS M 35KA @ 480 V 3-POLE, LINE PROTECTIO | 1197.97
3VA6110-5JQ31-2AA0 | CIRCUIT BREAKER 3VA6 UL FRAME 150 BREAKING CAPACITY CLASS M 35KA @ 480 V 3-POLE, LINE PROTECTIO | 1301.9
3VA6110-5JQ41-0AA0 | CIRCUIT BREAKER 3VA6 UL FRAME 150 BREAKING CAPACITY CLASS M 35KA @ 480 V 4-POLE, LINE PROTECTIO | 1318.34
3VA6110-5JQ41-2AA0 | CIRCUIT BREAKER 3VA6 UL FRAME 150 BREAKING CAPACITY CLASS M 35KA @ 480 V 4-POLE, LINE PROTECTIO | 1476.95
3VA6110-5KP31-0AA0 | CIRCUIT BREAKER 3VA6 UL FRAME 150 BREAKING CAPACITY CLASS M 35KA @ 480 V 3-POLE, LINE PROTECTIO | 1143.26
3VA6110-5KP31-2AA0 | CIRCUIT BREAKER 3VA6 UL FRAME 150 BREAKING CAPACITY CLASS M 35KA @ 480 V 3-POLE, LINE PROTECTIO | 1258.16
3VA6110-5KP41-0AA0 | CIRCUIT BREAKER 3VA6 UL FRAME 150 BREAKING CAPACITY CLASS M 35KA @ 480 V 4-POLE, LINE PROTECTIO | 1285.5
3VA6110-5KP41-2AA0 | CIRCUIT BREAKER 3VA6 UL FRAME 150 BREAKING CAPACITY CLASS M 35KA @ 480 V 4-POLE, LINE PROTECTIO | 1405.84
3VA6110-5KQ31-0AA0 | CIRCUIT BREAKER 3VA6 UL FRAME 150 BREAKING CAPACITY CLASS M 35KA @ 480 V 3-POLE, LINE PROTECTIO | 1290.96
3VA6110-6HM31-2AA0 | CIRCUIT BREAKER 3VA6 UL FRAME 150 BREAKING CAPACITY CLASS H 65KA @ 480 V 3-POLE, LINE PROTECTIO | 869.75
3VA6110-6HM41-0AA0 | CIRCUIT BREAKER 3VA6 UL FRAME 150 BREAKING CAPACITY CLASS H 65KA @ 480 V 4-POLE, LINE PROTECTIO | 929.93
3VA6110-6HM41-2AA0 | CIRCUIT BREAKER 3VA6 UL FRAME 150 BREAKING CAPACITY CLASS H 65KA @ 480 V 4-POLE, LINE PROTECTIO | 1028.38
3VA6110-6HN31-0AA0 | CIRCUIT BREAKER 3VA6 UL FRAME 150 BREAKING CAPACITY CLASS H 65KA @ 480 V 3-POLE, LINE PROTECTIO | 601.72
3VA6110-6JT41-0AA0 | CIRCUIT BREAKER 3VA6 UL FRAME 150 BREAKING CAPACITY CLASS H 65KA @ 480 V 4-POLE, LINE PROTECTIO | 1143.26
3VA6110-6JT41-2AA0 | CIRCUIT BREAKER 3VA6 UL FRAME 150 BREAKING CAPACITY CLASS H 65KA @ 480 V 4-POLE, LINE PROTECTIO | 1526.19
3VA6110-6KL31-0AA0 | CIRCUIT BREAKER 3VA6 UL FRAME 150 BREAKING CAPACITY CLASS H 65KA @ 480 V 3-POLE, LINE PROTECTIO | 1165.15
3VA6110-6KL31-2AA0 | CIRCUIT BREAKER 3VA6 UL FRAME 150 BREAKING CAPACITY CLASS H 65KA @ 480 V 3-POLE, LINE PROTECTIO | 1274.58
3VA6110-6KQ41-2AA0 | CIRCUIT BREAKER 3VA6 UL FRAME 150 BREAKING CAPACITY CLASS H 65KA @ 480 V 4-POLE, LINE PROTECTIO | 1635.6
3VA6110-5KL41-2AA0 | CIRCUIT BREAKER 3VA6 UL FRAME 150 BREAKING CAPACITY CLASS M 35KA @ 480 V 4-POLE, LINE PROTECTIO | 1345.66
3VA6110-5KT31-2AA0 | CIRCUIT BREAKER 3VA6 UL FRAME 150 BREAKING CAPACITY CLASS M 35KA @ 480 V 3-POLE, LINE PROTECTIO | 1411.33
3VA6110-5KT41-0AA0 | CIRCUIT BREAKER 3VA6 UL FRAME 150 BREAKING CAPACITY CLASS M 35KA @ 480 V 4-POLE, LINE PROTECTIO | 1285.5
3VA6110-5KT41-2AA0 | CIRCUIT BREAKER 3VA6 UL FRAME 150 BREAKING CAPACITY CLASS M 35KA @ 480 V 4-POLE, LINE PROTECTIO | 1542.61
3VA6110-6HL31-0AA0 | CIRCUIT BREAKER 3VA6 UL FRAME 150 BREAKING CAPACITY CLASS H 65KA @ 480 V 3-POLE, LINE PROTECTIO | 537.72
3VA6110-6JP31-2AA0 | CIRCUIT BREAKER 3VA6 UL FRAME 150 BREAKING CAPACITY CLASS H 65KA @ 480 V 3-POLE, LINE PROTECTIO | 1088.57
3VA6110-6JP41-0AA0 | CIRCUIT BREAKER 3VA6 UL FRAME 150 BREAKING CAPACITY CLASS H 65KA @ 480 V 4-POLE, LINE PROTECTIO | 1143.26
3VA6110-6JP41-2AA0 | CIRCUIT BREAKER 3VA6 UL FRAME 150 BREAKING CAPACITY CLASS H 65KA @ 480 V 4-POLE, LINE PROTECTIO | 1258.16
3VA6110-6JQ31-0AA0 | CIRCUIT BREAKER 3VA6 UL FRAME 150 BREAKING CAPACITY CLASS H 65KA @ 480 V 3-POLE, LINE PROTECTIO | 1258.16
3VA6110-6JQ31-2AA0 | CIRCUIT BREAKER 3VA6 UL FRAME 150 BREAKING CAPACITY CLASS H 65KA @ 480 V 3-POLE, LINE PROTECTIO | 1373.04
3VA6110-6KM41-0AA0 | CIRCUIT BREAKER 3VA6 UL FRAME 150 BREAKING CAPACITY CLASS H 65KA @ 480 V 4-POLE, LINE PROTECTIO | 1509.79
3VA6110-6KM41-2AA0 | CIRCUIT BREAKER 3VA6 UL FRAME 150 BREAKING CAPACITY CLASS H 65KA @ 480 V 4-POLE, LINE PROTECTIO | 1641.06
3VA6110-6KP31-0AA0 | CIRCUIT BREAKER 3VA6 UL FRAME 150 BREAKING CAPACITY CLASS H 65KA @ 480 V 3-POLE, LINE PROTECTIO | 1214.39
3VA6110-6KP31-2AA0 | CIRCUIT BREAKER 3VA6 UL FRAME 150 BREAKING CAPACITY CLASS H 65KA @ 480 V 3-POLE, LINE PROTECTIO | 1323.78
3VA6110-7HL41-2AA0 | CIRCUIT BREAKER 3VA6 UL FRAME 150 BREAKING CAPACITY CLASS C 100KA @ 480 V 4-POLE, LINE PROTECTI | 820.55
3VA6110-7HM31-0AA0 | CIRCUIT BREAKER 3VA6 UL FRAME 150 BREAKING CAPACITY CLASS C 100KA @ 480 V 3-POLE, LINE PROTECTI | 826.01
3VA6110-7HM31-2AA0 | CIRCUIT BREAKER 3VA6 UL FRAME 150 BREAKING CAPACITY CLASS C 100KA @ 480 V 3-POLE, LINE PROTECTI | 902.59
3VA6110-7HM41-0AA0 | CIRCUIT BREAKER 3VA6 UL FRAME 150 BREAKING CAPACITY CLASS C 100KA @ 480 V 4-POLE, LINE PROTECTI | 973.69
3VA6110-7JT31-0AA0 | CIRCUIT BREAKER 3VA6 UL FRAME 150 BREAKING CAPACITY CLASS C 100KA @ 480 V 3-POLE, LINE PROTECTI | 1044.83
3VA6110-7JT31-2AA0 | CIRCUIT BREAKER 3VA6 UL FRAME 150 BREAKING CAPACITY CLASS C 100KA @ 480 V 3-POLE, LINE PROTECTI | 1411.33
3VA6110-7JT41-0AA0 | CIRCUIT BREAKER 3VA6 UL FRAME 150 BREAKING CAPACITY CLASS C 100KA @ 480 V 4-POLE, LINE PROTECTI | 1208.91
3VA6110-7JT41-2AA0 | CIRCUIT BREAKER 3VA6 UL FRAME 150 BREAKING CAPACITY CLASS C 100KA @ 480 V 4-POLE, LINE PROTECTI | 1575.41
3VA6110-7KQ31-0AA0 | CIRCUIT BREAKER 3VA6 UL FRAME 150 BREAKING CAPACITY CLASS C 100KA @ 480 V 3-POLE, LINE PROTECTI | 1383.96
3VA6110-7KQ31-2AA0 | CIRCUIT BREAKER 3VA6 UL FRAME 150 BREAKING CAPACITY CLASS C 100KA @ 480 V 3-POLE, LINE PROTECTI | 1526.19
3VA6110-7KQ41-0AA0 | CIRCUIT BREAKER 3VA6 UL FRAME 150 BREAKING CAPACITY CLASS C 100KA @ 480 V 4-POLE, LINE PROTECTI | 1537.11
3VA6110-7KQ41-2AA0 | CIRCUIT BREAKER 3VA6 UL FRAME 150 BREAKING CAPACITY CLASS C 100KA @ 480 V 4-POLE, LINE PROTECTI | 1706.7
3VA6110-8HN31-2AA0 | CIRCUIT BREAKER 3VA6 UL FRAME 150 BREAKING CAPACITY CLASS L 150KA @ 480 V 3-POLE, LINE PROTECTI | 787.73
3VA6110-8HN41-0AA0 | CIRCUIT BREAKER 3VA6 UL FRAME 150 BREAKING CAPACITY CLASS L 150KA @ 480 V 4-POLE, LINE PROTECTI | 902.59
3VA6210-5JT31-0AA0 | CIRCUIT BREAKER 3VA6 UL FRAME 250 BREAKING CAPACITY CLASS M 35KA @ 480 V 3-POLE, LINE PROTECTIO | 1411.33
3VA6210-5JT31-2AA0 | CIRCUIT BREAKER 3VA6 UL FRAME 250 BREAKING CAPACITY CLASS M 35KA @ 480 V 3-POLE, LINE PROTECTIO | 1837.99
3VA6110-6KT31-0AA0 | CIRCUIT BREAKER 3VA6 UL FRAME 150 BREAKING CAPACITY CLASS H 65KA @ 480 V 3-POLE, LINE PROTECTIO | 1214.39
3VA6110-6KT31-2AA0 | CIRCUIT BREAKER 3VA6 UL FRAME 150 BREAKING CAPACITY CLASS H 65KA @ 480 V 3-POLE, LINE PROTECTIO | 1498.83
3VA6110-6KT41-0AA0 | CIRCUIT BREAKER 3VA6 UL FRAME 150 BREAKING CAPACITY CLASS H 65KA @ 480 V 4-POLE, LINE PROTECTIO | 1345.66
3VA6110-7HN41-2AA0 | CIRCUIT BREAKER 3VA6 UL FRAME 150 BREAKING CAPACITY CLASS C 100KA @ 480 V 4-POLE, LINE PROTECTI | 886.18
3VA6110-7JP31-0AA0 | CIRCUIT BREAKER 3VA6 UL FRAME 150 BREAKING CAPACITY CLASS C 100KA @ 480 V 3-POLE, LINE PROTECTI | 1044.83
3VA6110-7JP31-2AA0 | CIRCUIT BREAKER 3VA6 UL FRAME 150 BREAKING CAPACITY CLASS C 100KA @ 480 V 3-POLE, LINE PROTECTI | 1154.21
3VA6110-7JP41-0AA0 | CIRCUIT BREAKER 3VA6 UL FRAME 150 BREAKING CAPACITY CLASS C 100KA @ 480 V 4-POLE, LINE PROTECTI | 1208.91
3VA6110-7KM31-0AA0 | CIRCUIT BREAKER 3VA6 UL FRAME 150 BREAKING CAPACITY CLASS C 100KA @ 480 V 3-POLE, LINE PROTECTI | 1389.42
3VA6110-7KM31-2AA0 | CIRCUIT BREAKER 3VA6 UL FRAME 150 BREAKING CAPACITY CLASS C 100KA @ 480 V 3-POLE, LINE PROTECTI | 1537.11
3VA6110-7KM41-0AA0 | CIRCUIT BREAKER 3VA6 UL FRAME 150 BREAKING CAPACITY CLASS C 100KA @ 480 V 4-POLE, LINE PROTECTI | 1542.61
3VA6110-7KM41-2AA0 | CIRCUIT BREAKER 3VA6 UL FRAME 150 BREAKING CAPACITY CLASS C 100KA @ 480 V 4-POLE, LINE PROTECTI | 1706.7
3VA6110-8HL31-2AA0 | CIRCUIT BREAKER 3VA6 UL FRAME 150 BREAKING CAPACITY CLASS L 150KA @ 480 V 3-POLE, LINE PROTECTI | 722.06
3VA6110-8HL41-0AA0 | CIRCUIT BREAKER 3VA6 UL FRAME 150 BREAKING CAPACITY CLASS L 150KA @ 480 V 4-POLE, LINE PROTECTI | 847.89
3VA6110-8HL41-2AA0 | CIRCUIT BREAKER 3VA6 UL FRAME 150 BREAKING CAPACITY CLASS L 150KA @ 480 V 4-POLE, LINE PROTECTI | 929.93
3VA6110-8HM31-0AA0 | CIRCUIT BREAKER 3VA6 UL FRAME 150 BREAKING CAPACITY CLASS L 150KA @ 480 V 3-POLE, LINE PROTECTI | 897.12
3VA6210-5KL41-0AA0 | CIRCUIT BREAKER 3VA6 UL FRAME 250 BREAKING CAPACITY CLASS M 35KA @ 480 V 4-POLE, LINE PROTECTIO | 1876.27
3VA6210-5KL41-2AA0 | CIRCUIT BREAKER 3VA6 UL FRAME 250 BREAKING CAPACITY CLASS M 35KA @ 480 V 4-POLE, LINE PROTECTIO | 2045.86
3VA6210-5KM31-0AA0 | CIRCUIT BREAKER 3VA6 UL FRAME 250 BREAKING CAPACITY CLASS M 35KA @ 480 V 3-POLE, LINE PROTECTIO | 1788.75
3VA6210-5KM31-2AA0 | CIRCUIT BREAKER 3VA6 UL FRAME 250 BREAKING CAPACITY CLASS M 35KA @ 480 V 3-POLE, LINE PROTECTIO | 1952.86
3VA6210-5KM41-0AA0 | CIRCUIT BREAKER 3VA6 UL FRAME 250 BREAKING CAPACITY CLASS M 35KA @ 480 V 4-POLE, LINE PROTECTIO | 2089.63
3VA6210-5KT41-2AA0 | CIRCUIT BREAKER 3VA6 UL FRAME 250 BREAKING CAPACITY CLASS M 35KA @ 480 V 4-POLE, LINE PROTECTIO | 2275.62
3VA6210-6HL31-0AA0 | CIRCUIT BREAKER 3VA6 UL FRAME 250 BREAKING CAPACITY CLASS H 65KA @ 480 V 3-POLE, LINE PROTECTIO | 1077.64
3VA6210-6HL31-2AA0 | CIRCUIT BREAKER 3VA6 UL FRAME 250 BREAKING CAPACITY CLASS H 65KA @ 480 V 3-POLE, LINE PROTECTIO | 1203.45
3VA6210-6HL41-0AA0 | CIRCUIT BREAKER 3VA6 UL FRAME 250 BREAKING CAPACITY CLASS H 65KA @ 480 V 4-POLE, LINE PROTECTIO | 1444.15
3VA6210-6JQ31-0AA0 | CIRCUIT BREAKER 3VA6 UL FRAME 250 BREAKING CAPACITY CLASS H 65KA @ 480 V 3-POLE, LINE PROTECTIO | 1799.69
3VA6210-6JQ31-2AA0 | CIRCUIT BREAKER 3VA6 UL FRAME 250 BREAKING CAPACITY CLASS H 65KA @ 480 V 3-POLE, LINE PROTECTIO | 1974.76
3VA6210-6JQ41-0AA0 | CIRCUIT BREAKER 3VA6 UL FRAME 250 BREAKING CAPACITY CLASS H 65KA @ 480 V 4-POLE, LINE PROTECTIO | 2149.79
3VA6210-6JQ41-2AA0 | CIRCUIT BREAKER 3VA6 UL FRAME 250 BREAKING CAPACITY CLASS H 65KA @ 480 V 4-POLE, LINE PROTECTIO | 2346.72
3VA6210-6KP31-0AA0 | CIRCUIT BREAKER 3VA6 UL FRAME 250 BREAKING CAPACITY CLASS H 65KA @ 480 V 3-POLE, LINE PROTECTIO | 1772.35
3VA6210-6KP31-2AA0 | CIRCUIT BREAKER 3VA6 UL FRAME 250 BREAKING CAPACITY CLASS H 65KA @ 480 V 3-POLE, LINE PROTECTIO | 1936.46
3VA6210-5KP41-2AA0 | CIRCUIT BREAKER 3VA6 UL FRAME 250 BREAKING CAPACITY CLASS M 35KA @ 480 V 4-POLE, LINE PROTECTIO | 2133.39
3VA6210-5KQ31-0AA0 | CIRCUIT BREAKER 3VA6 UL FRAME 250 BREAKING CAPACITY CLASS M 35KA @ 480 V 3-POLE, LINE PROTECTIO | 1777.82
3VA6210-5KQ31-2AA0 | CIRCUIT BREAKER 3VA6 UL FRAME 250 BREAKING CAPACITY CLASS M 35KA @ 480 V 3-POLE, LINE PROTECTIO | 1941.94
3VA6210-5KQ41-0AA0 | CIRCUIT BREAKER 3VA6 UL FRAME 250 BREAKING CAPACITY CLASS M 35KA @ 480 V 4-POLE, LINE PROTECTIO | 2056.81
3VA6210-6HM41-2AA0 | CIRCUIT BREAKER 3VA6 UL FRAME 250 BREAKING CAPACITY CLASS H 65KA @ 480 V 4-POLE, LINE PROTECTIO | 1848.93
3VA6210-6HN31-0AA0 | CIRCUIT BREAKER 3VA6 UL FRAME 250 BREAKING CAPACITY CLASS H 65KA @ 480 V 3-POLE, LINE PROTECTIO | 1143.26
3VA6210-6HN31-2AA0 | CIRCUIT BREAKER 3VA6 UL FRAME 250 BREAKING CAPACITY CLASS H 65KA @ 480 V 3-POLE, LINE PROTECTIO | 1269.09
3VA6210-6HN41-0AA0 | CIRCUIT BREAKER 3VA6 UL FRAME 250 BREAKING CAPACITY CLASS H 65KA @ 480 V 4-POLE, LINE PROTECTIO | 1504.31
3VA6210-6HN41-2AA0 | CIRCUIT BREAKER 3VA6 UL FRAME 250 BREAKING CAPACITY CLASS H 65KA @ 480 V 4-POLE, LINE PROTECTIO | 1635.6
3VA6210-6KL31-0AA0 | CIRCUIT BREAKER 3VA6 UL FRAME 250 BREAKING CAPACITY CLASS H 65KA @ 480 V 3-POLE, LINE PROTECTIO | 1706.7
3VA6210-6KL31-2AA0 | CIRCUIT BREAKER 3VA6 UL FRAME 250 BREAKING CAPACITY CLASS H 65KA @ 480 V 3-POLE, LINE PROTECTIO | 1859.89
3VA6210-6KL41-0AA0 | CIRCUIT BREAKER 3VA6 UL FRAME 250 BREAKING CAPACITY CLASS H 65KA @ 480 V 4-POLE, LINE PROTECTIO | 2029.44
3VA6210-6KL41-2AA0 | CIRCUIT BREAKER 3VA6 UL FRAME 250 BREAKING CAPACITY CLASS H 65KA @ 480 V 4-POLE, LINE PROTECTIO | 2248.26
3VA6210-6KT31-2AA0 | CIRCUIT BREAKER 3VA6 UL FRAME 250 BREAKING CAPACITY CLASS H 65KA @ 480 V 3-POLE, LINE PROTECTIO | 2106.02
3VA6210-6KT41-0AA0 | CIRCUIT BREAKER 3VA6 UL FRAME 250 BREAKING CAPACITY CLASS H 65KA @ 480 V 4-POLE, LINE PROTECTIO | 2111.51
3VA6210-6KT41-2AA0 | CIRCUIT BREAKER 3VA6 UL FRAME 250 BREAKING CAPACITY CLASS H 65KA @ 480 V 4-POLE, LINE PROTECTIO | 2456.12
3VA6210-7HL31-0AA0 | CIRCUIT BREAKER 3VA6 UL FRAME 250 BREAKING CAPACITY CLASS C 100KA @ 480 V 3-POLE, LINE PROTECTI | 1187.03
3VA6210-7JP41-0AA0 | CIRCUIT BREAKER 3VA6 UL FRAME 250 BREAKING CAPACITY CLASS C 100KA @ 480 V 4-POLE, LINE PROTECTI | 2013.02
3VA6210-7JP41-2AA0 | CIRCUIT BREAKER 3VA6 UL FRAME 250 BREAKING CAPACITY CLASS C 100KA @ 480 V 4-POLE, LINE PROTECTI | 2215.46
3VA6210-7JQ31-0AA0 | CIRCUIT BREAKER 3VA6 UL FRAME 250 BREAKING CAPACITY CLASS C 100KA @ 480 V 3-POLE, LINE PROTECTI | 1898.18
3VA6210-7JQ31-2AA0 | CIRCUIT BREAKER 3VA6 UL FRAME 250 BREAKING CAPACITY CLASS C 100KA @ 480 V 3-POLE, LINE PROTECTI | 2095.09
3VA6210-7KM41-0AA0 | CIRCUIT BREAKER 3VA6 UL FRAME 250 BREAKING CAPACITY CLASS C 100KA @ 480 V 4-POLE, LINE PROTECTI | 2357.66
3VA6210-7KM41-2AA0 | CIRCUIT BREAKER 3VA6 UL FRAME 250 BREAKING CAPACITY CLASS C 100KA @ 480 V 4-POLE, LINE PROTECTI | 2603.82
3VA6210-7KP31-0AA0 | CIRCUIT BREAKER 3VA6 UL FRAME 250 BREAKING CAPACITY CLASS C 100KA @ 480 V 3-POLE, LINE PROTECTI | 1848.93
3VA6210-7KP31-2AA0 | CIRCUIT BREAKER 3VA6 UL FRAME 250 BREAKING CAPACITY CLASS C 100KA @ 480 V 3-POLE, LINE PROTECTI | 2023.96
3VA6210-8HL41-2AA0 | CIRCUIT BREAKER 3VA6 UL FRAME 250 BREAKING CAPACITY CLASS L 150KA @ 480 V 4-POLE, LINE PROTECTI | 1969.27
3VA6210-8HM31-0AA0 | CIRCUIT BREAKER 3VA6 UL FRAME 250 BREAKING CAPACITY CLASS L 150KA @ 480 V 3-POLE, LINE PROTECTI | 1597.29
3VA6210-8HM31-2AA0 | CIRCUIT BREAKER 3VA6 UL FRAME 250 BREAKING CAPACITY CLASS L 150KA @ 480 V 3-POLE, LINE PROTECTI | 1777.82
3VA6210-8HM41-0AA0 | CIRCUIT BREAKER 3VA6 UL FRAME 250 BREAKING CAPACITY CLASS L 150KA @ 480 V 4-POLE, LINE PROTECTI | 2023.96
3VA9117-0HB20 | SIDE MOUNTED-MOTOR OPERATOR 110-250 V AC/DC ACCESSORY FOR: 3VA1 160 | 345.17
3VA9131-0QB00 | FRONT BUS CONNECTORS 1 PCS. ACCESSORY FOR: 3VA4/5 125 | 9.14
3VA9131-0WF30 | TERMINAL COVER EXTENDED 3 POLE 1 PCS. ACCESSORY FOR: 3VA4/5 125 | 17.28
3VA9131-0WJ30 | REAR INSULATING PLATE EXTENDED 3 POLE 1 PCS. ACCESSORY FOR: 3VA4/5 125 | 11.38
3VA9137-0EK27 | FRONT MOUNTED ROTARY OPERATOR EMERGENCY-OFF WITH DOOR INTERLOCKING IEC IP30/40 ILLUMINATION KIT | 132.39
3VA9137-0EK31 | FRONT MOUNTED ROTARY OPERATOR STANDARD IP30 NEMA TYPE 1, .. WITH DOOR INTERLOCKING AND DOOR-OPE | 82.05
3VA9137-0EK33 | FRONT MOUNTED ROTARY OPERATOR STANDARD IP30 NEMA TYPE 1, .. WITH DOOR INTERLOCKING ILLUMINATION | 130.72
3VA9137-0EK35 | FRONT MOUNTED ROTARY OPERATOR EMERGENCY-OFF IP30 NEMA TYPE 1, .. WITH DOOR INTERLOCKING AND DOO | 94.1
3VA9137-0EK37 | FRONT MOUNTED ROTARY OPERATOR EMERGENCY-OFF IP30 NEMA TYPE 1, .. WITH DOOR INTERLOCKING ILLUMIN | 141.68
3VA9137-0GA80 | RETAINING BRACKET ACCESSORY FOR: 3VA5 125 | 16.86
3VA9137-0GC01 | SUPPLEMENTARY HANDLE FOR DOOR MOUNTED ROTARY OPERATOR STANDARD ACCESSORY FOR: 3VA5 125 | 55.78
3VA9137-0GC05 | SUPPLEMENTARY HANDLE FOR DOOR MOUNTED ROTARY OPERATOR EMERGENCY-STOP ACCESSORY FOR: 3VA5 125 | 64
3VA9137-0GK00 | ROTARY OPERATOR WITH SHAFT STUB WITHOUT HANDLE FOR RETROFIT 8UC ACCESSORY FOR: 3VA5 125 | 40.26
3VA9143-0KB01 | TERMINAL COVER PLUG-IN AND DRAW-OUT, ACCESSORY FOR: CIRCUIT BREAKER, 3 POLE 3VA6 150/250 | 42.12
3VA9143-0KD00 | DRAW-OUT UNIT COMPLETE KIT ACCESSORY FOR: CIRCUIT BREAKER, 3 POLE 3VA6 150/250 | 320.55
3VA9143-0KD10 | DRAW-OUT UNIT CONVERTION KIT FOR MCCB ACCESSORY FOR: CIRCUIT BREAKER, 3 POLE 3VA6 150/250 | 106.67
3VA9143-0KP00 | PLUG-IN UNIT COMPLETE KIT ACCESSORY FOR: CIRCUIT BREAKER, 3 POLE 3VA6 150/250 | 210.06
3VA9147-0KT00 | DOOR FEEDTHROUGH ACCESSORY FOR: CIRCUIT BREAKER, 3 AND 4 POLE 3VA6 150/250 | 44.7
3VA9147-0LF10 | ADAPTER CYLINDER LOCK ACCESSORY POCKET ACCESSORY FOR: 3VA2 100/160/250 | 61.83
3VA9147-0VF10 | BOWDENCABLE INTERLOCK MODULE TOGGLE LEVER ACCESSORY FOR: 3VA2 100/160/250 | 52.74
3VA9148-0VF30 | SLIDING BAR INTERLOCK ACCESSORY FOR: 3VA6 150/250 | 132.94
3VA6440-6KQ31-2AA0 | CIRCUIT BREAKER 3VA6 UL FRAME 600 BREAKING CAPACITY CLASS H 65KA @ 480 V 3-POLE, LINE PROTECTIO | 3085.2
3VA6440-6KQ41-0AA0 | CIRCUIT BREAKER 3VA6 UL FRAME 600 BREAKING CAPACITY CLASS H 65KA @ 480 V 4-POLE, LINE PROTECTIO | 3440.76
3VA6440-6KQ41-2AA0 | CIRCUIT BREAKER 3VA6 UL FRAME 600 BREAKING CAPACITY CLASS H 65KA @ 480 V 4-POLE, LINE PROTECTIO | 3790.87
3VA6440-6KT31-0AA0 | CIRCUIT BREAKER 3VA6 UL FRAME 600 BREAKING CAPACITY CLASS H 65KA @ 480 V 3-POLE, LINE PROTECTIO | 2653.04
3VA6440-7HN41-0AA0 | CIRCUIT BREAKER 3VA6 UL FRAME 600 BREAKING CAPACITY CLASS C 100KA @ 480 V 4-POLE, LINE PROTECTI | 2915.64
3VA6440-7HN41-2AA0 | CIRCUIT BREAKER 3VA6 UL FRAME 600 BREAKING CAPACITY CLASS C 100KA @ 480 V 4-POLE, LINE PROTECTI | 3200.09
3VA6440-7JP31-0AA0 | CIRCUIT BREAKER 3VA6 UL FRAME 600 BREAKING CAPACITY CLASS C 100KA @ 480 V 3-POLE, LINE PROTECTI | 2625.7
3VA6440-7JP31-2AA0 | CIRCUIT BREAKER 3VA6 UL FRAME 600 BREAKING CAPACITY CLASS C 100KA @ 480 V 3-POLE, LINE PROTECTI | 2882.81
3VA6440-7KL41-2AA0 | CIRCUIT BREAKER 3VA6 UL FRAME 600 BREAKING CAPACITY CLASS C 100KA @ 480 V 4-POLE, LINE PROTECTI | 3774.45
3VA6440-7KM31-0AA0 | CIRCUIT BREAKER 3VA6 UL FRAME 600 BREAKING CAPACITY CLASS C 100KA @ 480 V 3-POLE, LINE PROTECTI | 2932.03
3VA6440-7KM31-2AA0 | CIRCUIT BREAKER 3VA6 UL FRAME 600 BREAKING CAPACITY CLASS C 100KA @ 480 V 3-POLE, LINE PROTECTI | 3216.47
3VA6440-7KM41-0AA0 | CIRCUIT BREAKER 3VA6 UL FRAME 600 BREAKING CAPACITY CLASS C 100KA @ 480 V 4-POLE, LINE PROTECTI | 3637.7
3VA6440-7KT41-2AA0 | CIRCUIT BREAKER 3VA6 UL FRAME 600 BREAKING CAPACITY CLASS C 100KA @ 480 V 4-POLE, LINE PROTECTI | 4026.08
3VA6210-6KP41-0AA0 | CIRCUIT BREAKER 3VA6 UL FRAME 250 BREAKING CAPACITY CLASS H 65KA @ 480 V 4-POLE, LINE PROTECTIO | 2111.51
3VA6210-6KP41-2AA0 | CIRCUIT BREAKER 3VA6 UL FRAME 250 BREAKING CAPACITY CLASS H 65KA @ 480 V 4-POLE, LINE PROTECTIO | 2308.42
3VA6210-6KQ31-0AA0 | CIRCUIT BREAKER 3VA6 UL FRAME 250 BREAKING CAPACITY CLASS H 65KA @ 480 V 3-POLE, LINE PROTECTIO | 1920.06
3VA6210-7HM31-2AA0 | CIRCUIT BREAKER 3VA6 UL FRAME 250 BREAKING CAPACITY CLASS C 100KA @ 480 V 3-POLE, LINE PROTECTI | 1558.99
3VA6210-7HM41-0AA0 | CIRCUIT BREAKER 3VA6 UL FRAME 250 BREAKING CAPACITY CLASS C 100KA @ 480 V 4-POLE, LINE PROTECTI | 1799.69
3VA6210-7HM41-2AA0 | CIRCUIT BREAKER 3VA6 UL FRAME 250 BREAKING CAPACITY CLASS C 100KA @ 480 V 4-POLE, LINE PROTECTI | 1985.68
3VA6210-7HN31-0AA0 | CIRCUIT BREAKER 3VA6 UL FRAME 250 BREAKING CAPACITY CLASS C 100KA @ 480 V 3-POLE, LINE PROTECTI | 1258.16
3VA6210-7JT41-0AA0 | CIRCUIT BREAKER 3VA6 UL FRAME 250 BREAKING CAPACITY CLASS C 100KA @ 480 V 4-POLE, LINE PROTECTI | 2013.02
3VA6210-7JT41-2AA0 | CIRCUIT BREAKER 3VA6 UL FRAME 250 BREAKING CAPACITY CLASS C 100KA @ 480 V 4-POLE, LINE PROTECTI | 2494.41
3VA6210-7KL31-0AA0 | CIRCUIT BREAKER 3VA6 UL FRAME 250 BREAKING CAPACITY CLASS C 100KA @ 480 V 3-POLE, LINE PROTECTI | 1799.69
3VA6210-7KL31-2AA0 | CIRCUIT BREAKER 3VA6 UL FRAME 250 BREAKING CAPACITY CLASS C 100KA @ 480 V 3-POLE, LINE PROTECTI | 1974.76
3VA6210-7KQ41-2AA0 | CIRCUIT BREAKER 3VA6 UL FRAME 250 BREAKING CAPACITY CLASS C 100KA @ 480 V 4-POLE, LINE PROTECTI | 2603.82
3VA6210-7KT31-0AA0 | CIRCUIT BREAKER 3VA6 UL FRAME 250 BREAKING CAPACITY CLASS C 100KA @ 480 V 3-POLE, LINE PROTECTI | 1848.93
3VA6210-7KT31-2AA0 | CIRCUIT BREAKER 3VA6 UL FRAME 250 BREAKING CAPACITY CLASS C 100KA @ 480 V 3-POLE, LINE PROTECTI | 2188.09
3VA6210-7KT41-0AA0 | CIRCUIT BREAKER 3VA6 UL FRAME 250 BREAKING CAPACITY CLASS C 100KA @ 480 V 4-POLE, LINE PROTECTI | 2215.46
3VA6210-8HN41-2AA0 | CIRCUIT BREAKER 3VA6 UL FRAME 250 BREAKING CAPACITY CLASS L 150KA @ 480 V 4-POLE, LINE PROTECTI | 2018.52
3VA6210-8JP31-0AA0 | CIRCUIT BREAKER 3VA6 UL FRAME 250 BREAKING CAPACITY CLASS L 150KA @ 480 V 3-POLE, LINE PROTECTI | 1810.63
3VA6210-8JP31-2AA0 | CIRCUIT BREAKER 3VA6 UL FRAME 250 BREAKING CAPACITY CLASS L 150KA @ 480 V 3-POLE, LINE PROTECTI | 1996.64
3VA6210-8JP41-0AA0 | CIRCUIT BREAKER 3VA6 UL FRAME 250 BREAKING CAPACITY CLASS L 150KA @ 480 V 4-POLE, LINE PROTECTI | 2270.14
3VA6210-8JP41-2AA0 | CIRCUIT BREAKER 3VA6 UL FRAME 250 BREAKING CAPACITY CLASS L 150KA @ 480 V 4-POLE, LINE PROTECTI | 2494.41
3VA9133-0QB00 | FRONT BUS CONNECTORS 3 PCS. ACCESSORY FOR: 3VA4/5 125 | 28.3
3VA9137-0EK11 | FRONT MOUNTED ROTARY OPERATOR STANDARD IEC IP30/40 ACCESSORY FOR: 3VA5 125 | 44.7
3VA9137-0EK13 | FRONT MOUNTED ROTARY OPERATOR STANDARD IEC IP30/40 ILLUMINATION KIT 24 V DC ACCESSORY FOR: 3VA5 | 90.27
3VA9137-0EK15 | FRONT MOUNTED ROTARY OPERATOR EMERGENCY-OFF IEC IP30/40 ACCESSORY FOR 3VA5 125 | 51.47
3VA9137-0FK31 | DOOR MOUNTED ROTARY OPERATOR STANDARD NEMA TYPE 1, 3R, 12 WITH DOOR INTERLOCKING AND DOOR-OPEN P | 83.69
3VA9137-0FK33 | DOOR MOUNTED ROTARY OPERATOR STANDARD NEMA TYPE 1, 3R, 12 WITH DOOR INTERLOCKING ILLUMINATION KI | 132.94
3VA9137-0FK35 | DOOR MOUNTED ROTARY OPERATOR EMERGENCY-OFF NEMA TYPE 1, 3R, 12 WITH DOOR INTERLOCKING AND DOOR-O | 96.27
3VA9137-0FK37 | DOOR MOUNTED ROTARY OPERATOR EMERGENCY-OFF NEMA TYPE 1, 3R, 12 WITH DOOR INTERLOCKING ILLUMINATI | 148.24
3VA9138-0DK82 | VARIABLE DEPTH FLANGE MOUNTED OPERATOR KIT STEEL, CHROME PLATED CHROME NEMA 4, 4X ADJUSTABLE FR | 270.25
3VA9138-0VF30 | SLIDING BAR INTERLOCK ACCESSORY FOR: 3VA5 125 | 125.83
3VA9144-0JB11 | WIRE CONNECTOR; 4 PCS. ACCESSORY FOR: 3VA6 150/250 | 26.13
3VA9144-0JD11 | WIRE CONNECTOR;CU 4 PCS. ACCESSORY FOR: 3VA6 150/250 | 101.19
3VA6440-8HL31-0AA0 | CIRCUIT BREAKER 3VA6 UL FRAME 600 BREAKING CAPACITY CLASS L 150KA @ 480 V 3-POLE, LINE PROTECTI | 2445.18
3VA6440-8HL31-2AA0 | CIRCUIT BREAKER 3VA6 UL FRAME 600 BREAKING CAPACITY CLASS L 150KA @ 480 V 3-POLE, LINE PROTECTI | 2680.42
3VA6440-8HL41-0AA0 | CIRCUIT BREAKER 3VA6 UL FRAME 600 BREAKING CAPACITY CLASS L 150KA @ 480 V 4-POLE, LINE PROTECTI | 3243.84
3VA6440-8HL41-2AA0 | CIRCUIT BREAKER 3VA6 UL FRAME 600 BREAKING CAPACITY CLASS L 150KA @ 480 V 4-POLE, LINE PROTECTI | 3588.45
3VA5112-6ED31-1AA0 | CIRCUIT BREAKER 3VA5 UL FRAME 125 BREAKING CAPACITY CLASS H 65KA @ 480Y/277 V 3-POLE, LINE PROT | 514.76
3VA5120-4EC31-0AA0 | CIRCUIT BREAKER 3VA5 UL FRAME 125 BREAKING CAPACITY CLASS S 25KA @ 480 V 3-POLE, LINE PROTECTIO | 195.28
3VA5120-4EC31-1AA0 | CIRCUIT BREAKER 3VA5 UL FRAME 125 BREAKING CAPACITY CLASS S 25KA @ 480 V 3-POLE, LINE PROTECTIO | 208.97
3VA5120-4ED11-0AA0 | CIRCUIT BREAKER 3VA5 UL FRAME 125 BREAKING CAPACITY CLASS S 25KA @ 277 V 1-POLE, LINE PROTECTIO | 98.46
3VA5120-6ED31-0AA0 | CIRCUIT BREAKER 3VA5 UL FRAME 125 BREAKING CAPACITY CLASS H 65KA @ 480 V 3-POLE, LINE PROTECTIO | 233.57
3VA5120-6ED31-1AA0 | CIRCUIT BREAKER 3VA5 UL FRAME 125 BREAKING CAPACITY CLASS H 65KA @ 480 V 3-POLE, LINE PROTECTIO | 245.61
3VA5125-1MH31-0AA0 | CIRCUIT BREAKER 3VA5 UL FRAME 125 3-POLE,MOTOR STARTER PROTECTION TM120M, AM, IN=25A WITHOUT OV | 253.28
3VA5125-1MU31-0AA0 | CIRCUIT BREAKER 3VA5 UL FRAME 125 3-POLE,MOTOR STARTER PROTECTION TM120M, AM, IN=25A WITHOUT OV | 253.28
3VA5125-6EC31-1AA0 | CIRCUIT BREAKER 3VA5 UL FRAME 125 BREAKING CAPACITY CLASS H 65KA @ 480 V 3-POLE, LINE PROTECTIO | 252.73
3VA5125-6ED11-0AA0 | CIRCUIT BREAKER 3VA5 UL FRAME 125 BREAKING CAPACITY CLASS H 50KA @ 277 V 1-POLE, LINE PROTECTIO | 120.89
3VA5125-6ED11-1AA0 | CIRCUIT BREAKER 3VA5 UL FRAME 125 BREAKING CAPACITY CLASS H 50KA @ 277 V 1-POLE, LINE PROTECTIO | 131.83
3VA5125-6ED31-0AA0 | CIRCUIT BREAKER 3VA5 UL FRAME 125 BREAKING CAPACITY CLASS H 65KA @ 480 V 3-POLE, LINE PROTECTIO | 233.57
3VA5130-5ED11-1AA0 | CIRCUIT BREAKER 3VA5 UL FRAME 125 BREAKING CAPACITY CLASS M 35KA @ 277 V 1-POLE, LINE PROTECTIO | 121.44
3VA5130-5ED31-0AA0 | CIRCUIT BREAKER 3VA5 UL FRAME 125 BREAKING CAPACITY CLASS M 35KA @ 480 V 3-POLE, LINE PROTECTIO | 213.33
3VA5130-5ED31-1AA0 | CIRCUIT BREAKER 3VA5 UL FRAME 125 BREAKING CAPACITY CLASS M 35KA @ 480 V 3-POLE, LINE PROTECTIO | 224.82
3VA5130-6EC31-0AA0 | CIRCUIT BREAKER 3VA5 UL FRAME 125 BREAKING CAPACITY CLASS H 65KA @ 480 V 3-POLE, LINE PROTECTIO | 241.77
3VA5135-5ED11-0AA0 | CIRCUIT BREAKER 3VA5 UL FRAME 125 BREAKING CAPACITY CLASS M 35KA @ 277 V 1-POLE, LINE PROTECTIO | 108.86
3VA5135-5ED11-1AA0 | CIRCUIT BREAKER 3VA5 UL FRAME 125 BREAKING CAPACITY CLASS M 35KA @ 277 V 1-POLE, LINE PROTECTIO | 121.44
3VA5135-5ED31-0AA0 | CIRCUIT BREAKER 3VA5 UL FRAME 125 BREAKING CAPACITY CLASS M 35KA @ 480 V 3-POLE, LINE PROTECTIO | 213.33
3VA5135-5ED31-1AA0 | CIRCUIT BREAKER 3VA5 UL FRAME 125 BREAKING CAPACITY CLASS M 35KA @ 480 V 3-POLE, LINE PROTECTIO | 224.82
3VA5140-4ED31-1AA0 | CIRCUIT BREAKER 3VA5 UL FRAME 125 BREAKING CAPACITY CLASS S 25KA @ 480 V 3-POLE, LINE PROTECTIO | 201.86
3VA5140-5EC31-0AA0 | CIRCUIT BREAKER 3VA5 UL FRAME 125 BREAKING CAPACITY CLASS M 35KA @ 480 V 3-POLE, LINE PROTECTIO | 217.72
3VA5140-5EC31-1AA0 | CIRCUIT BREAKER 3VA5 UL FRAME 125 BREAKING CAPACITY CLASS M 35KA @ 480 V 3-POLE, LINE PROTECTIO | 229.2
3VA5140-5ED11-0AA0 | CIRCUIT BREAKER 3VA5 UL FRAME 125 BREAKING CAPACITY CLASS M 35KA @ 277 V 1-POLE, LINE PROTECTIO | 108.86
3VA5145-4ED11-1AA0 | CIRCUIT BREAKER 3VA5 UL FRAME 125 BREAKING CAPACITY CLASS S 25KA @ 277 V 1-POLE, LINE PROTECTIO | 109.93
3VA5145-4ED31-0AA0 | CIRCUIT BREAKER 3VA5 UL FRAME 125 BREAKING CAPACITY CLASS S 25KA @ 480 V 3-POLE, LINE PROTECTIO | 192
3VA9144-0KB01 | TERMINAL COVER PLUG-IN AND DRAW-OUT, ACCESSORY FOR: CIRCUIT BREAKER, 4 POLE 3VA6 150/250 | 55.25
3VA9144-0KD00 | DRAW-OUT UNIT COMPLETE KIT ACCESSORY FOR: CIRCUIT BREAKER, 4 POLE 3VA6 150/250 | 429.43
3VA6440-6KM31-2AA0 | CIRCUIT BREAKER 3VA6 UL FRAME 600 BREAKING CAPACITY CLASS H 65KA @ 480 V 3-POLE, LINE PROTECTIO | 3063.32
3VA6440-6KM41-0AA0 | CIRCUIT BREAKER 3VA6 UL FRAME 600 BREAKING CAPACITY CLASS H 65KA @ 480 V 4-POLE, LINE PROTECTIO | 3418.88
3VA6440-6KM41-2AA0 | CIRCUIT BREAKER 3VA6 UL FRAME 600 BREAKING CAPACITY CLASS H 65KA @ 480 V 4-POLE, LINE PROTECTIO | 3763.5
3VA6440-6KP31-0AA0 | CIRCUIT BREAKER 3VA6 UL FRAME 600 BREAKING CAPACITY CLASS H 65KA @ 480 V 3-POLE, LINE PROTECTIO | 2653.04
3VA6440-7HL41-0AA0 | CIRCUIT BREAKER 3VA6 UL FRAME 600 BREAKING CAPACITY CLASS C 100KA @ 480 V 4-POLE, LINE PROTECTI | 2822.65
3VA6440-7HL41-2AA0 | CIRCUIT BREAKER 3VA6 UL FRAME 600 BREAKING CAPACITY CLASS C 100KA @ 480 V 4-POLE, LINE PROTECTI | 3101.6
3VA6440-7HM31-0AA0 | CIRCUIT BREAKER 3VA6 UL FRAME 600 BREAKING CAPACITY CLASS C 100KA @ 480 V 3-POLE, LINE PROTECTI | 2357.66
3VA6440-7HM31-2AA0 | CIRCUIT BREAKER 3VA6 UL FRAME 600 BREAKING CAPACITY CLASS C 100KA @ 480 V 3-POLE, LINE PROTECTI | 2603.82
3VA6440-7JQ41-0AA0 | CIRCUIT BREAKER 3VA6 UL FRAME 600 BREAKING CAPACITY CLASS C 100KA @ 480 V 4-POLE, LINE PROTECTI | 3561.12
3VA6440-7JQ41-2AA0 | CIRCUIT BREAKER 3VA6 UL FRAME 600 BREAKING CAPACITY CLASS C 100KA @ 480 V 4-POLE, LINE PROTECTI | 3927.62
3VA6440-7JT31-0AA0 | CIRCUIT BREAKER 3VA6 UL FRAME 600 BREAKING CAPACITY CLASS C 100KA @ 480 V 3-POLE, LINE PROTECTI | 2625.7
3VA6440-7JT31-2AA0 | CIRCUIT BREAKER 3VA6 UL FRAME 600 BREAKING CAPACITY CLASS C 100KA @ 480 V 3-POLE, LINE PROTECTI | 3167.27
3VA6440-7JT41-0AA0 | CIRCUIT BREAKER 3VA6 UL FRAME 600 BREAKING CAPACITY CLASS C 100KA @ 480 V 4-POLE, LINE PROTECTI | 3314.96
3VA6440-7KP41-2AA0 | CIRCUIT BREAKER 3VA6 UL FRAME 600 BREAKING CAPACITY CLASS C 100KA @ 480 V 4-POLE, LINE PROTECTI | 3867.45
3VA6440-7KQ31-0AA0 | CIRCUIT BREAKER 3VA6 UL FRAME 600 BREAKING CAPACITY CLASS C 100KA @ 480 V 3-POLE, LINE PROTECTI | 2959.4
3VA6440-7KQ31-2AA0 | CIRCUIT BREAKER 3VA6 UL FRAME 600 BREAKING CAPACITY CLASS C 100KA @ 480 V 3-POLE, LINE PROTECTI | 3254.77
3VA6440-7KQ41-0AA0 | CIRCUIT BREAKER 3VA6 UL FRAME 600 BREAKING CAPACITY CLASS C 100KA @ 480 V 4-POLE, LINE PROTECTI | 3654.12
3VA5112-5ED11-1AA0 | CIRCUIT BREAKER 3VA5 UL FRAME 125 BREAKING CAPACITY CLASS M 35KA @ 277 V 1-POLE, LINE PROTECTIO | 243.98
3VA5112-5ED31-0AA0 | CIRCUIT BREAKER 3VA5 UL FRAME 125 BREAKING CAPACITY CLASS M 35KA @ 480Y/277 V 3-POLE, LINE PROT | 458.96
3VA5112-5ED31-1AA0 | CIRCUIT BREAKER 3VA5 UL FRAME 125 BREAKING CAPACITY CLASS M 35KA @ 480Y/277 V 3-POLE, LINE PROT | 471
3VA5112-6EC31-0AA0 | CIRCUIT BREAKER 3VA5 UL FRAME 125 BREAKING CAPACITY CLASS H 65KA @ 480Y/277 V 3-POLE, LINE PROT | 514.76
3VA5120-5EC31-1AA0 | CIRCUIT BREAKER 3VA5 UL FRAME 125 BREAKING CAPACITY CLASS M 35KA @ 480 V 3-POLE, LINE PROTECTIO | 229.2
3VA5120-5ED11-0AA0 | CIRCUIT BREAKER 3VA5 UL FRAME 125 BREAKING CAPACITY CLASS M 35KA @ 277 V 1-POLE, LINE PROTECTIO | 108.86
3VA5120-5ED11-1AA0 | CIRCUIT BREAKER 3VA5 UL FRAME 125 BREAKING CAPACITY CLASS M 35KA @ 277 V 1-POLE, LINE PROTECTIO | 121.44
3VA5120-5ED31-0AA0 | CIRCUIT BREAKER 3VA5 UL FRAME 125 BREAKING CAPACITY CLASS M 35KA @ 480 V 3-POLE, LINE PROTECTIO | 213.33
3VA5120-5ED31-1AA0 | CIRCUIT BREAKER 3VA5 UL FRAME 125 BREAKING CAPACITY CLASS M 35KA @ 480 V 3-POLE, LINE PROTECTIO | 224.82
3VA5125-4ED31-0AA0 | CIRCUIT BREAKER 3VA5 UL FRAME 125 BREAKING CAPACITY CLASS S 25KA @ 480 V 3-POLE, LINE PROTECTIO | 192
3VA5125-4ED31-1AA0 | CIRCUIT BREAKER 3VA5 UL FRAME 125 BREAKING CAPACITY CLASS S 25KA @ 480 V 3-POLE, LINE PROTECTIO | 201.86
3VA5145-4ED31-1AA0 | CIRCUIT BREAKER 3VA5 UL FRAME 125 BREAKING CAPACITY CLASS S 25KA @ 480 V 3-POLE, LINE PROTECTIO | 201.86
3VA5145-5EC31-0AA0 | CIRCUIT BREAKER 3VA5 UL FRAME 125 BREAKING CAPACITY CLASS M 35KA @ 480 V 3-POLE, LINE PROTECTIO | 217.72
3VA5145-5EC31-1AA0 | CIRCUIT BREAKER 3VA5 UL FRAME 125 BREAKING CAPACITY CLASS M 35KA @ 480 V 3-POLE, LINE PROTECTIO | 229.2
3VA5150-4EC31-0AA0 | CIRCUIT BREAKER 3VA5 UL FRAME 125 BREAKING CAPACITY CLASS S 25KA @ 480 V 3-POLE, LINE PROTECTIO | 195.28
3VA5150-4EC31-1AA0 | CIRCUIT BREAKER 3VA5 UL FRAME 125 BREAKING CAPACITY CLASS S 25KA @ 480 V 3-POLE, LINE PROTECTIO | 208.97
3VA5150-4ED11-0AA0 | CIRCUIT BREAKER 3VA5 UL FRAME 125 BREAKING CAPACITY CLASS S 25KA @ 277 V 1-POLE, LINE PROTECTIO | 98.46
3VA5150-4ED11-1AA0 | CIRCUIT BREAKER 3VA5 UL FRAME 125 BREAKING CAPACITY CLASS S 25KA @ 277 V 1-POLE, LINE PROTECTIO | 109.93
3VA5150-6ED31-1AA0 | CIRCUIT BREAKER 3VA5 UL FRAME 125 BREAKING CAPACITY CLASS H 65KA @ 480 V 3-POLE, LINE PROTECTIO | 245.61
3VA5160-4EC31-0AA0 | CIRCUIT BREAKER 3VA5 UL FRAME 125 BREAKING CAPACITY CLASS S 25KA @ 480 V 3-POLE, LINE PROTECTIO | 195.28
3VA5160-4EC31-1AA0 | CIRCUIT BREAKER 3VA5 UL FRAME 125 BREAKING CAPACITY CLASS S 25KA @ 480 V 3-POLE, LINE PROTECTIO | 208.97
3VA5160-4ED11-0AA0 | CIRCUIT BREAKER 3VA5 UL FRAME 125 BREAKING CAPACITY CLASS S 25KA @ 277 V 1-POLE, LINE PROTECTIO | 98.46
3VA5160-6ED31-0AA0 | CIRCUIT BREAKER 3VA5 UL FRAME 125 BREAKING CAPACITY CLASS H 65KA @ 480 V 3-POLE, LINE PROTECTIO | 233.57
3VA5160-6ED31-1AA0 | CIRCUIT BREAKER 3VA5 UL FRAME 125 BREAKING CAPACITY CLASS H 65KA @ 480 V 3-POLE, LINE PROTECTIO | 245.61
3VA5170-1MH31-0AA0 | CIRCUIT BREAKER 3VA5 UL FRAME 125 3-POLE,MOTOR STARTER PROTECTION TM120M, AM, IN=70A WITHOUT OV | 281.17
3VA5170-1MU31-0AA0 | CIRCUIT BREAKER 3VA5 UL FRAME 125 3-POLE,MOTOR STARTER PROTECTION TM120M, AM, IN=70A WITHOUT OV | 281.17
3VA5170-6EC31-0AA0 | CIRCUIT BREAKER 3VA5 UL FRAME 125 BREAKING CAPACITY CLASS H 65KA @ 480 V 3-POLE, LINE PROTECTIO | 264.75
3VA5170-6EC31-1AA0 | CIRCUIT BREAKER 3VA5 UL FRAME 125 BREAKING CAPACITY CLASS H 65KA @ 480 V 3-POLE, LINE PROTECTIO | 276.78
3VA5170-6ED11-0AA0 | CIRCUIT BREAKER 3VA5 UL FRAME 125 BREAKING CAPACITY CLASS H 50KA @ 277 V 1-POLE, LINE PROTECTIO | 132.39
3VA5170-6ED11-1AA0 | CIRCUIT BREAKER 3VA5 UL FRAME 125 BREAKING CAPACITY CLASS H 50KA @ 277 V 1-POLE, LINE PROTECTIO | 147.16
3VA5180-5ED11-1AA0 | CIRCUIT BREAKER 3VA5 UL FRAME 125 BREAKING CAPACITY CLASS M 35KA @ 277 V 1-POLE, LINE PROTECTIO | 132.39
3VA5180-5ED31-0AA0 | CIRCUIT BREAKER 3VA5 UL FRAME 125 BREAKING CAPACITY CLASS M 35KA @ 480 V 3-POLE, LINE PROTECTIO | 235.76
3VA5180-5ED31-1AA0 | CIRCUIT BREAKER 3VA5 UL FRAME 125 BREAKING CAPACITY CLASS M 35KA @ 480 V 3-POLE, LINE PROTECTIO | 248.9
3VA5180-6EC31-0AA0 | CIRCUIT BREAKER 3VA5 UL FRAME 125 BREAKING CAPACITY CLASS H 65KA @ 480 V 3-POLE, LINE PROTECTIO | 264.75
3VA5190-5EC31-0AA0 | CIRCUIT BREAKER 3VA5 UL FRAME 125 BREAKING CAPACITY CLASS M 35KA @ 480 V 3-POLE, LINE PROTECTIO | 242.87
3VA5190-5EC31-1AA0 | CIRCUIT BREAKER 3VA5 UL FRAME 125 BREAKING CAPACITY CLASS M 35KA @ 480 V 3-POLE, LINE PROTECTIO | 253.83
3VA5190-5ED11-0AA0 | CIRCUIT BREAKER 3VA5 UL FRAME 125 BREAKING CAPACITY CLASS M 35KA @ 277 V 1-POLE, LINE PROTECTIO | 120.89
3VA5190-5ED11-1AA0 | CIRCUIT BREAKER 3VA5 UL FRAME 125 BREAKING CAPACITY CLASS M 35KA @ 277 V 1-POLE, LINE PROTECTIO | 132.39
3VA5195-4ED11-0AA0 | CIRCUIT BREAKER 3VA5 UL FRAME 125 BREAKING CAPACITY CLASS S 25KA @ 277 V 1-POLE, LINE PROTECTIO | 98.46
3VA5195-4ED11-1AA0 | CIRCUIT BREAKER 3VA5 UL FRAME 125 BREAKING CAPACITY CLASS S 25KA @ 277 V 1-POLE, LINE PROTECTIO | 109.93
3VA5195-4ED31-0AA0 | CIRCUIT BREAKER 3VA5 UL FRAME 125 BREAKING CAPACITY CLASS S 25KA @ 480 V 3-POLE, LINE PROTECTIO | 192
3VA5125-5EC31-0AA0 | CIRCUIT BREAKER 3VA5 UL FRAME 125 BREAKING CAPACITY CLASS M 35KA @ 480 V 3-POLE, LINE PROTECTIO | 217.72
3VA5125-5EC31-1AA0 | CIRCUIT BREAKER 3VA5 UL FRAME 125 BREAKING CAPACITY CLASS M 35KA @ 480 V 3-POLE, LINE PROTECTIO | 229.2
3VA5130-4EC31-1AA0 | CIRCUIT BREAKER 3VA5 UL FRAME 125 BREAKING CAPACITY CLASS S 25KA @ 480 V 3-POLE, LINE PROTECTIO | 208.97
3VA5130-4ED11-0AA0 | CIRCUIT BREAKER 3VA5 UL FRAME 125 BREAKING CAPACITY CLASS S 25KA @ 277 V 1-POLE, LINE PROTECTIO | 98.46
3VA5130-4ED11-1AA0 | CIRCUIT BREAKER 3VA5 UL FRAME 125 BREAKING CAPACITY CLASS S 25KA @ 277 V 1-POLE, LINE PROTECTIO | 109.93
3VA5130-4ED31-0AA0 | CIRCUIT BREAKER 3VA5 UL FRAME 125 BREAKING CAPACITY CLASS S 25KA @ 480 V 3-POLE, LINE PROTECTIO | 192
3VA5135-4EC31-0AA0 | CIRCUIT BREAKER 3VA5 UL FRAME 125 BREAKING CAPACITY CLASS S 25KA @ 480 V 3-POLE, LINE PROTECTIO | 195.28
3VA5135-4EC31-1AA0 | CIRCUIT BREAKER 3VA5 UL FRAME 125 BREAKING CAPACITY CLASS S 25KA @ 480 V 3-POLE, LINE PROTECTIO | 208.97
3VA5135-4ED11-0AA0 | CIRCUIT BREAKER 3VA5 UL FRAME 125 BREAKING CAPACITY CLASS S 25KA @ 277 V 1-POLE, LINE PROTECTIO | 98.46
3VA5135-4ED11-1AA0 | CIRCUIT BREAKER 3VA5 UL FRAME 125 BREAKING CAPACITY CLASS S 25KA @ 277 V 1-POLE, LINE PROTECTIO | 109.93
3VA5135-6ED31-0AA0 | CIRCUIT BREAKER 3VA5 UL FRAME 125 BREAKING CAPACITY CLASS H 65KA @ 480 V 3-POLE, LINE PROTECTIO | 233.57
3VA5135-6ED31-1AA0 | CIRCUIT BREAKER 3VA5 UL FRAME 125 BREAKING CAPACITY CLASS H 65KA @ 480 V 3-POLE, LINE PROTECTIO | 245.61
3VA5140-1MH31-0AA0 | CIRCUIT BREAKER 3VA5 UL FRAME 125 3-POLE,MOTOR STARTER PROTECTION TM120M, AM, IN=40A WITHOUT OV | 253.28
3VA5140-1MU31-0AA0 | CIRCUIT BREAKER 3VA5 UL FRAME 125 3-POLE,MOTOR STARTER PROTECTION TM120M, AM, IN=40A WITHOUT OV | 253.28
3VA5140-6EC31-1AA0 | CIRCUIT BREAKER 3VA5 UL FRAME 125 BREAKING CAPACITY CLASS H 65KA @ 480 V 3-POLE, LINE PROTECTIO | 252.73
3VA5140-6ED11-0AA0 | CIRCUIT BREAKER 3VA5 UL FRAME 125 BREAKING CAPACITY CLASS H 50KA @ 277 V 1-POLE, LINE PROTECTIO | 120.89
3VA5140-6ED11-1AA0 | CIRCUIT BREAKER 3VA5 UL FRAME 125 BREAKING CAPACITY CLASS H 50KA @ 277 V 1-POLE, LINE PROTECTIO | 131.83
3VA5140-6ED31-0AA0 | CIRCUIT BREAKER 3VA5 UL FRAME 125 BREAKING CAPACITY CLASS H 65KA @ 480 V 3-POLE, LINE PROTECTIO | 233.57
3VA5145-6EC31-0AA0 | CIRCUIT BREAKER 3VA5 UL FRAME 125 BREAKING CAPACITY CLASS H 65KA @ 480 V 3-POLE, LINE PROTECTIO | 241.77
3VA5145-6EC31-1AA0 | CIRCUIT BREAKER 3VA5 UL FRAME 125 BREAKING CAPACITY CLASS H 65KA @ 480 V 3-POLE, LINE PROTECTIO | 252.73
3VA5145-6ED11-0AA0 | CIRCUIT BREAKER 3VA5 UL FRAME 125 BREAKING CAPACITY CLASS H 50KA @ 277 V 1-POLE, LINE PROTECTIO | 120.89
3VA5145-6ED11-1AA0 | CIRCUIT BREAKER 3VA5 UL FRAME 125 BREAKING CAPACITY CLASS H 50KA @ 277 V 1-POLE, LINE PROTECTIO | 131.83
3VA5150-5ED11-0AA0 | CIRCUIT BREAKER 3VA5 UL FRAME 125 BREAKING CAPACITY CLASS M 35KA @ 277 V 1-POLE, LINE PROTECTIO | 108.86
3VA5150-5ED11-1AA0 | CIRCUIT BREAKER 3VA5 UL FRAME 125 BREAKING CAPACITY CLASS M 35KA @ 277 V 1-POLE, LINE PROTECTIO | 121.44
3VA5150-5ED31-0AA0 | CIRCUIT BREAKER 3VA5 UL FRAME 125 BREAKING CAPACITY CLASS M 35KA @ 480 V 3-POLE, LINE PROTECTIO | 213.33
3VA5150-5ED31-1AA0 | CIRCUIT BREAKER 3VA5 UL FRAME 125 BREAKING CAPACITY CLASS M 35KA @ 480 V 3-POLE, LINE PROTECTIO | 224.82
3VA5150-6EC31-0AA0 | CIRCUIT BREAKER 3VA5 UL FRAME 125 BREAKING CAPACITY CLASS H 65KA @ 480 V 3-POLE, LINE PROTECTIO | 241.77
3VA5160-5EC31-1AA0 | CIRCUIT BREAKER 3VA5 UL FRAME 125 BREAKING CAPACITY CLASS M 35KA @ 480 V 3-POLE, LINE PROTECTIO | 229.2
3VA5160-5ED11-0AA0 | CIRCUIT BREAKER 3VA5 UL FRAME 125 BREAKING CAPACITY CLASS M 35KA @ 277 V 1-POLE, LINE PROTECTIO | 108.86
3VA5160-5ED11-1AA0 | CIRCUIT BREAKER 3VA5 UL FRAME 125 BREAKING CAPACITY CLASS M 35KA @ 277 V 1-POLE, LINE PROTECTIO | 121.44
3VA5195-4ED31-1AA0 | CIRCUIT BREAKER 3VA5 UL FRAME 125 BREAKING CAPACITY CLASS S 25KA @ 480 V 3-POLE, LINE PROTECTIO | 201.86
3VA5195-5EC31-0AA0 | CIRCUIT BREAKER 3VA5 UL FRAME 125 BREAKING CAPACITY CLASS M 35KA @ 480 V 3-POLE, LINE PROTECTIO | 217.72
3VA5210-1BB61-0AA0 | MOLDED CASE SWITCH 3VA5 UL FRAME 250 MAX SHORT CIRCUIT CURR. RATING 100KA @ 480 V 2-POLE, LINE P | 339.14
3VA5210-5EC31-0AA0 | CIRCUIT BREAKER 3VA5 UL FRAME 250 BREAKING CAPACITY CLASS M 35KA @ 480 V 3-POLE, LINE PROTECTIO | 523.53
3VA5210-5EC31-1AA0 | CIRCUIT BREAKER 3VA5 UL FRAME 250 BREAKING CAPACITY CLASS M 35KA @ 480 V 3-POLE, LINE PROTECTIO | 536.1
3VA5210-5EC61-0AA0 | CIRCUIT BREAKER 3VA5 UL FRAME 250 BREAKING CAPACITY CLASS M 35KA @ 480 V 2-POLE, LINE PROTECTIO | 471.55
3VA5210-7ED31-1AA0 | CIRCUIT BREAKER 3VA5 UL FRAME 250 BREAKING CAPACITY CLASS C 100KA @ 480 V 3-POLE, LINE PROTECTI | 661.9
3VA5210-7ED61-0AA0 | CIRCUIT BREAKER 3VA5 UL FRAME 250 BREAKING CAPACITY CLASS C 100KA @ 480 V 2-POLE, LINE PROTECTI | 585.31
3VA5211-5EC31-0AA0 | CIRCUIT BREAKER 3VA5 UL FRAME 250 BREAKING CAPACITY CLASS M 35KA @ 480 V 3-POLE, LINE PROTECTIO | 590.78
3VA5211-5EC31-1AA0 | CIRCUIT BREAKER 3VA5 UL FRAME 250 BREAKING CAPACITY CLASS M 35KA @ 480 V 3-POLE, LINE PROTECTIO | 601.72
3VA6440-8HN31-2AA0 | CIRCUIT BREAKER 3VA6 UL FRAME 600 BREAKING CAPACITY CLASS L 150KA @ 480 V 3-POLE, LINE PROTECTI | 2811.69
3VA6440-8HN41-0AA0 | CIRCUIT BREAKER 3VA6 UL FRAME 600 BREAKING CAPACITY CLASS L 150KA @ 480 V 4-POLE, LINE PROTECTI | 3358.72
3VA6440-8HN41-2AA0 | CIRCUIT BREAKER 3VA6 UL FRAME 600 BREAKING CAPACITY CLASS L 150KA @ 480 V 4-POLE, LINE PROTECTI | 3703.32
3VA6440-8JP31-0AA0 | CIRCUIT BREAKER 3VA6 UL FRAME 600 BREAKING CAPACITY CLASS L 150KA @ 480 V 3-POLE, LINE PROTECTI | 2942.97
3VA6440-8KL31-2AA0 | CIRCUIT BREAKER 3VA6 UL FRAME 600 BREAKING CAPACITY CLASS L 150KA @ 480 V 3-POLE, LINE PROTECTI | 3369.67
3VA6440-8KL41-0AA0 | CIRCUIT BREAKER 3VA6 UL FRAME 600 BREAKING CAPACITY CLASS L 150KA @ 480 V 4-POLE, LINE PROTECTI | 3856.51
3VA6440-8KL41-2AA0 | CIRCUIT BREAKER 3VA6 UL FRAME 600 BREAKING CAPACITY CLASS L 150KA @ 480 V 4-POLE, LINE PROTECTI | 4244.9
3VA6440-8KM31-0AA0 | CIRCUIT BREAKER 3VA6 UL FRAME 600 BREAKING CAPACITY CLASS L 150KA @ 480 V 3-POLE, LINE PROTECTI | 3243.84
3VA6440-8KT41-0AA0 | CIRCUIT BREAKER 3VA6 UL FRAME 600 BREAKING CAPACITY CLASS L 150KA @ 480 V 4-POLE, LINE PROTECTI | 3954.98
3VA6440-8KT41-2AA0 | CIRCUIT BREAKER 3VA6 UL FRAME 600 BREAKING CAPACITY CLASS L 150KA @ 480 V 4-POLE, LINE PROTECTI | 4502.01
3VA6450-1MS31-0AA0 | CIRCUIT BREAKER 3VA6 UL FRAME 600 3-POLE,MOTOR STARTER PROTECTION ETU310M, I, IN=500A WITHOUT OV | 2045.86
3VA6460-1BB31-0AA0 | MOLDED CASE SWITCH 3VA6 UL FRAME 600 MAX SHORT CIRCUIT CURR. RATING 100KA @ 480 V 3-POLE, LINE P | 1804.86
3VA6460-5KL41-0AA0 | CIRCUIT BREAKER 3VA6 UL FRAME 600 BREAKING CAPACITY CLASS M 35KA @ 480 V 4-POLE, LINE PROTECTIO | 2877.33
3VA6460-5KM31-0AA0 | CIRCUIT BREAKER 3VA6 UL FRAME 600 BREAKING CAPACITY CLASS M 35KA @ 480 V 3-POLE, LINE PROTECTIO | 2527.25
3VA6460-5KM41-0AA0 | CIRCUIT BREAKER 3VA6 UL FRAME 600 BREAKING CAPACITY CLASS M 35KA @ 480 V 4-POLE, LINE PROTECTIO | 3090.67
3VA6460-5KP31-0AA0 | CIRCUIT BREAKER 3VA6 UL FRAME 600 BREAKING CAPACITY CLASS M 35KA @ 480 V 3-POLE, LINE PROTECTIO | 2423.3
3VA6460-6JP41-0AA0 | CIRCUIT BREAKER 3VA6 UL FRAME 600 BREAKING CAPACITY CLASS H 65KA @ 480 V 4-POLE, LINE PROTECTIO | 3101.6
3VA6460-6JQ31-0AA0 | CIRCUIT BREAKER 3VA6 UL FRAME 600 BREAKING CAPACITY CLASS H 65KA @ 480 V 3-POLE, LINE PROTECTIO | 2702.3
3VA6460-6JQ41-0AA0 | CIRCUIT BREAKER 3VA6 UL FRAME 600 BREAKING CAPACITY CLASS H 65KA @ 480 V 4-POLE, LINE PROTECTIO | 3347.79
3VA6460-6JT31-0AA0 | CIRCUIT BREAKER 3VA6 UL FRAME 600 BREAKING CAPACITY CLASS H 65KA @ 480 V 3-POLE, LINE PROTECTIO | 2456.12
3VA6460-6JT41-0AA0 | CIRCUIT BREAKER 3VA6 UL FRAME 600 BREAKING CAPACITY CLASS H 65KA @ 480 V 4-POLE, LINE PROTECTIO | 3101.6
3VA6460-7HM31-0AA0 | CIRCUIT BREAKER 3VA6 UL FRAME 600 BREAKING CAPACITY CLASS C 100KA @ 480 V 3-POLE, LINE PROTECTI | 2357.66
3VA6460-7HM41-0AA0 | CIRCUIT BREAKER 3VA6 UL FRAME 600 BREAKING CAPACITY CLASS C 100KA @ 480 V 4-POLE, LINE PROTECTI | 3068.78
3VA6460-7HN31-0AA0 | CIRCUIT BREAKER 3VA6 UL FRAME 600 BREAKING CAPACITY CLASS C 100KA @ 480 V 3-POLE, LINE PROTECTI | 2215.46
3VA6460-7HN41-0AA0 | CIRCUIT BREAKER 3VA6 UL FRAME 600 BREAKING CAPACITY CLASS C 100KA @ 480 V 4-POLE, LINE PROTECTI | 2915.64
3VA6460-7KQ41-0AA0 | CIRCUIT BREAKER 3VA6 UL FRAME 600 BREAKING CAPACITY CLASS C 100KA @ 480 V 4-POLE, LINE PROTECTI | 3654.12
3VA6460-7KT31-0AA0 | CIRCUIT BREAKER 3VA6 UL FRAME 600 BREAKING CAPACITY CLASS C 100KA @ 480 V 3-POLE, LINE PROTECTI | 2828.11
3VA6460-7KT41-0AA0 | CIRCUIT BREAKER 3VA6 UL FRAME 600 BREAKING CAPACITY CLASS C 100KA @ 480 V 4-POLE, LINE PROTECTI | 3522.83
3VA6460-8HL31-0AA0 | CIRCUIT BREAKER 3VA6 UL FRAME 600 BREAKING CAPACITY CLASS L 150KA @ 480 V 3-POLE, LINE PROTECTI | 2445.18
3VA6460-8KM31-0AA0 | CIRCUIT BREAKER 3VA6 UL FRAME 600 BREAKING CAPACITY CLASS L 150KA @ 480 V 3-POLE, LINE PROTECTI | 3243.84
3VA6460-8KM41-0AA0 | CIRCUIT BREAKER 3VA6 UL FRAME 600 BREAKING CAPACITY CLASS L 150KA @ 480 V 4-POLE, LINE PROTECTI | 4075.3
3VA6460-8KP31-0AA0 | CIRCUIT BREAKER 3VA6 UL FRAME 600 BREAKING CAPACITY CLASS L 150KA @ 480 V 3-POLE, LINE PROTECTI | 3161.77
3VA6460-8KP41-0AA0 | CIRCUIT BREAKER 3VA6 UL FRAME 600 BREAKING CAPACITY CLASS L 150KA @ 480 V 4-POLE, LINE PROTECTI | 3954.98
3VA9164-0SS00 | MOUNTING SCREW KIT CONSISTS OF 4 SCREWS AND NUTS, INCH THREAD (SAE) ACCESSORY FOR: CIRCUIT BREAK | 18.17
3VA9166-0SS00 | MOUNTING SCREW KIT CONSISTS OF 2 SCREWS AND NUTS, INCH THREAD (SAE) ACCESSORY FOR: CIRCUIT BREAK | 13.68
3VA9177-0TB10 | COMMUNICATION MODULE COM060 ACCESSORY FOR: 3VA6 150/250 | 306.32
3VA9177-0TB50 | 24 VOLT MODULE ACCESSORY FOR: 3VA6 150/250 | 84.78
3VA9241-0QE10 | REAR CONNECTION STUD FLAT SHORT 1 PCS. ACCESSORY FOR: 3VA6 150/250 | 16.19
3VA9241-0QE20 | REAR CONNECTION STUD FLAT LONG 1 PCS. ACCESSORY FOR: 3VA6 150/250 | 21.57
3VA9241-0QF10 | REAR CONNECTING STUD ROUND SHORT 1 PCS. ACCESSORY FOR: 3VA6 150/250 | 16.19
3VA9241-0QF20 | REAR CONNECTING STUD ROUND LONG 1 PCS. ACCESSORY FOR: 3VA6 150/250 | 21.57
3VA6325-6JT41-0AA0 | CIRCUIT BREAKER 3VA6 UL FRAME 400 BREAKING CAPACITY CLASS H 65KA @ 480 V 4-POLE, LINE PROTECTIO | 2385.02
3VA6325-6JT41-2AA0 | CIRCUIT BREAKER 3VA6 UL FRAME 400 BREAKING CAPACITY CLASS H 65KA @ 480 V 4-POLE, LINE PROTECTIO | 2893.75
3VA6325-6KL31-0AA0 | CIRCUIT BREAKER 3VA6 UL FRAME 400 BREAKING CAPACITY CLASS H 65KA @ 480 V 3-POLE, LINE PROTECTIO | 2023.96
3VA6325-6KL31-2AA0 | CIRCUIT BREAKER 3VA6 UL FRAME 400 BREAKING CAPACITY CLASS H 65KA @ 480 V 3-POLE, LINE PROTECTIO | 2237.31
3VA6325-6KQ41-0AA0 | CIRCUIT BREAKER 3VA6 UL FRAME 400 BREAKING CAPACITY CLASS H 65KA @ 480 V 4-POLE, LINE PROTECTIO | 2729.62
3VA6325-6KQ41-2AA0 | CIRCUIT BREAKER 3VA6 UL FRAME 400 BREAKING CAPACITY CLASS H 65KA @ 480 V 4-POLE, LINE PROTECTIO | 2986.74
3VA6325-6KT31-0AA0 | CIRCUIT BREAKER 3VA6 UL FRAME 400 BREAKING CAPACITY CLASS H 65KA @ 480 V 3-POLE, LINE PROTECTIO | 2133.39
3VA6325-6KT31-2AA0 | CIRCUIT BREAKER 3VA6 UL FRAME 400 BREAKING CAPACITY CLASS H 65KA @ 480 V 3-POLE, LINE PROTECTIO | 2499.87
3VA6325-6KT41-0AA0 | CIRCUIT BREAKER 3VA6 UL FRAME 400 BREAKING CAPACITY CLASS H 65KA @ 480 V 4-POLE, LINE PROTECTIO | 2587.42
3VA6325-7HN41-2AA0 | CIRCUIT BREAKER 3VA6 UL FRAME 400 BREAKING CAPACITY CLASS C 100KA @ 480 V 4-POLE, LINE PROTECTI | 2335.78
3VA6325-7JP31-0AA0 | CIRCUIT BREAKER 3VA6 UL FRAME 400 BREAKING CAPACITY CLASS C 100KA @ 480 V 3-POLE, LINE PROTECTI | 2023.96
3VA5160-5ED31-0AA0 | CIRCUIT BREAKER 3VA5 UL FRAME 125 BREAKING CAPACITY CLASS M 35KA @ 480 V 3-POLE, LINE PROTECTIO | 213.33
3VA5170-4ED31-0AA0 | CIRCUIT BREAKER 3VA5 UL FRAME 125 BREAKING CAPACITY CLASS S 25KA @ 480 V 3-POLE, LINE PROTECTIO | 213.33
3VA5170-4ED31-1AA0 | CIRCUIT BREAKER 3VA5 UL FRAME 125 BREAKING CAPACITY CLASS S 25KA @ 480 V 3-POLE, LINE PROTECTIO | 224.29
3VA5170-5EC31-0AA0 | CIRCUIT BREAKER 3VA5 UL FRAME 125 BREAKING CAPACITY CLASS M 35KA @ 480 V 3-POLE, LINE PROTECTIO | 242.87
3VA5170-5EC31-1AA0 | CIRCUIT BREAKER 3VA5 UL FRAME 125 BREAKING CAPACITY CLASS M 35KA @ 480 V 3-POLE, LINE PROTECTIO | 253.83
3VA5180-4EC31-1AA0 | CIRCUIT BREAKER 3VA5 UL FRAME 125 BREAKING CAPACITY CLASS S 25KA @ 480 V 3-POLE, LINE PROTECTIO | 228.64
3VA5180-4ED11-0AA0 | CIRCUIT BREAKER 3VA5 UL FRAME 125 BREAKING CAPACITY CLASS S 25KA @ 277 V 1-POLE, LINE PROTECTIO | 108.31
3VA5180-4ED11-1AA0 | CIRCUIT BREAKER 3VA5 UL FRAME 125 BREAKING CAPACITY CLASS S 25KA @ 277 V 1-POLE, LINE PROTECTIO | 121.44
3VA5180-4ED31-0AA0 | CIRCUIT BREAKER 3VA5 UL FRAME 125 BREAKING CAPACITY CLASS S 25KA @ 480 V 3-POLE, LINE PROTECTIO | 213.33
3VA5180-6ED31-1AA0 | CIRCUIT BREAKER 3VA5 UL FRAME 125 BREAKING CAPACITY CLASS H 65KA @ 480 V 3-POLE, LINE PROTECTIO | 271.87
3VA5190-1MH31-0AA0 | CIRCUIT BREAKER 3VA5 UL FRAME 125 3-POLE,MOTOR STARTER PROTECTION TM120M, AM, IN=90A WITHOUT OV | 281.17
3VA5190-1MU31-0AA0 | CIRCUIT BREAKER 3VA5 UL FRAME 125 3-POLE,MOTOR STARTER PROTECTION TM120M, AM, IN=90A WITHOUT OV | 281.17
3VA5190-4EC31-0AA0 | CIRCUIT BREAKER 3VA5 UL FRAME 125 BREAKING CAPACITY CLASS S 25KA @ 480 V 3-POLE, LINE PROTECTIO | 217.72
3VA5190-6ED11-0AA0 | CIRCUIT BREAKER 3VA5 UL FRAME 125 BREAKING CAPACITY CLASS H 50KA @ 277 V 1-POLE, LINE PROTECTIO | 132.39
3VA5190-6ED11-1AA0 | CIRCUIT BREAKER 3VA5 UL FRAME 125 BREAKING CAPACITY CLASS H 50KA @ 277 V 1-POLE, LINE PROTECTIO | 147.16
3VA5190-6ED31-0AA0 | CIRCUIT BREAKER 3VA5 UL FRAME 125 BREAKING CAPACITY CLASS H 65KA @ 480 V 3-POLE, LINE PROTECTIO | 259.84
3VA5190-6ED31-1AA0 | CIRCUIT BREAKER 3VA5 UL FRAME 125 BREAKING CAPACITY CLASS H 65KA @ 480 V 3-POLE, LINE PROTECTIO | 271.87
3VA5195-5ED31-1AA0 | CIRCUIT BREAKER 3VA5 UL FRAME 125 BREAKING CAPACITY CLASS M 35KA @ 480 V 3-POLE, LINE PROTECTIO | 224.82
3VA5195-6EC31-0AA0 | CIRCUIT BREAKER 3VA5 UL FRAME 125 BREAKING CAPACITY CLASS H 65KA @ 480 V 3-POLE, LINE PROTECTIO | 241.77
3VA5195-6EC31-1AA0 | CIRCUIT BREAKER 3VA5 UL FRAME 125 BREAKING CAPACITY CLASS H 65KA @ 480 V 3-POLE, LINE PROTECTIO | 252.73
3VA5195-6ED11-0AA0 | CIRCUIT BREAKER 3VA5 UL FRAME 125 BREAKING CAPACITY CLASS H 50KA @ 277 V 1-POLE, LINE PROTECTIO | 120.89
3VA5210-6EC31-1AA0 | CIRCUIT BREAKER 3VA5 UL FRAME 250 BREAKING CAPACITY CLASS H 65KA @ 480 V 3-POLE, LINE PROTECTIO | 612.68
3VA5210-6EC61-0AA0 | CIRCUIT BREAKER 3VA5 UL FRAME 250 BREAKING CAPACITY CLASS H 65KA @ 480 V 2-POLE, LINE PROTECTIO | 537.72
3VA5210-6ED31-0AA0 | CIRCUIT BREAKER 3VA5 UL FRAME 250 BREAKING CAPACITY CLASS H 65KA @ 480 V 3-POLE, LINE PROTECTIO | 590.78
3VA5210-6ED31-1AA0 | CIRCUIT BREAKER 3VA5 UL FRAME 250 BREAKING CAPACITY CLASS H 65KA @ 480 V 3-POLE, LINE PROTECTIO | 601.72
3VA5210-6ED61-0AA0 | CIRCUIT BREAKER 3VA5 UL FRAME 250 BREAKING CAPACITY CLASS H 65KA @ 480 V 2-POLE, LINE PROTECTIO | 526.25
3VA5211-6EC31-0AA0 | CIRCUIT BREAKER 3VA5 UL FRAME 250 BREAKING CAPACITY CLASS H 65KA @ 480 V 3-POLE, LINE PROTECTIO | 672.86
3VA5211-6EC31-1AA0 | CIRCUIT BREAKER 3VA5 UL FRAME 250 BREAKING CAPACITY CLASS H 65KA @ 480 V 3-POLE, LINE PROTECTIO | 683.78
3VA5211-6EC61-0AA0 | CIRCUIT BREAKER 3VA5 UL FRAME 250 BREAKING CAPACITY CLASS H 65KA @ 480 V 2-POLE, LINE PROTECTIO | 607.19
3VA5211-6ED31-0AA0 | CIRCUIT BREAKER 3VA5 UL FRAME 250 BREAKING CAPACITY CLASS H 65KA @ 480 V 3-POLE, LINE PROTECTIO | 661.9
3VA6325-7JP31-2AA0 | CIRCUIT BREAKER 3VA6 UL FRAME 400 BREAKING CAPACITY CLASS C 100KA @ 480 V 3-POLE, LINE PROTECTI | 2242.79
3VA6325-7JP41-0AA0 | CIRCUIT BREAKER 3VA6 UL FRAME 400 BREAKING CAPACITY CLASS C 100KA @ 480 V 4-POLE, LINE PROTECTI | 2538.17
3VA6325-7KM31-0AA0 | CIRCUIT BREAKER 3VA6 UL FRAME 400 BREAKING CAPACITY CLASS C 100KA @ 480 V 3-POLE, LINE PROTECTI | 2357.66
3VA6325-7KM31-2AA0 | CIRCUIT BREAKER 3VA6 UL FRAME 400 BREAKING CAPACITY CLASS C 100KA @ 480 V 3-POLE, LINE PROTECTI | 2598.36
3VA6325-7KM41-0AA0 | CIRCUIT BREAKER 3VA6 UL FRAME 400 BREAKING CAPACITY CLASS C 100KA @ 480 V 4-POLE, LINE PROTECTI | 2849.99
3VA6325-7KM41-2AA0 | CIRCUIT BREAKER 3VA6 UL FRAME 400 BREAKING CAPACITY CLASS C 100KA @ 480 V 4-POLE, LINE PROTECTI | 3128.97
3VA6325-8HL31-0AA0 | CIRCUIT BREAKER 3VA6 UL FRAME 400 BREAKING CAPACITY CLASS L 150KA @ 480 V 3-POLE, LINE PROTECTI | 1783.31
3VA6325-8HL31-2AA0 | CIRCUIT BREAKER 3VA6 UL FRAME 400 BREAKING CAPACITY CLASS L 150KA @ 480 V 3-POLE, LINE PROTECTI | 1947.39
3VA6325-8HL41-0AA0 | CIRCUIT BREAKER 3VA6 UL FRAME 400 BREAKING CAPACITY CLASS L 150KA @ 480 V 4-POLE, LINE PROTECTI | 2341.24
3VA6325-8HL41-2AA0 | CIRCUIT BREAKER 3VA6 UL FRAME 400 BREAKING CAPACITY CLASS L 150KA @ 480 V 4-POLE, LINE PROTECTI | 2587.42
3VA6325-8HM31-0AA0 | CIRCUIT BREAKER 3VA6 UL FRAME 400 BREAKING CAPACITY CLASS L 150KA @ 480 V 3-POLE, LINE PROTECTI | 2013.02
3VA6325-8JQ31-2AA0 | CIRCUIT BREAKER 3VA6 UL FRAME 400 BREAKING CAPACITY CLASS L 150KA @ 480 V 3-POLE, LINE PROTECTI | 2778.87
3VA6325-8JQ41-0AA0 | CIRCUIT BREAKER 3VA6 UL FRAME 400 BREAKING CAPACITY CLASS L 150KA @ 480 V 4-POLE, LINE PROTECTI | 3090.67
3VA6325-8JQ41-2AA0 | CIRCUIT BREAKER 3VA6 UL FRAME 400 BREAKING CAPACITY CLASS L 150KA @ 480 V 4-POLE, LINE PROTECTI | 3402.48
3VA6325-8JT31-0AA0 | CIRCUIT BREAKER 3VA6 UL FRAME 400 BREAKING CAPACITY CLASS L 150KA @ 480 V 3-POLE, LINE PROTECTI | 2275.62
3VA6325-8KP41-0AA0 | CIRCUIT BREAKER 3VA6 UL FRAME 400 BREAKING CAPACITY CLASS L 150KA @ 480 V 4-POLE, LINE PROTECTI | 3063.32
3VA6325-8KP41-2AA0 | CIRCUIT BREAKER 3VA6 UL FRAME 400 BREAKING CAPACITY CLASS L 150KA @ 480 V 4-POLE, LINE PROTECTI | 3358.72
3VA6325-8KQ31-0AA0 | CIRCUIT BREAKER 3VA6 UL FRAME 400 BREAKING CAPACITY CLASS L 150KA @ 480 V 3-POLE, LINE PROTECTI | 2625.7
3VA6325-8KQ31-2AA0 | CIRCUIT BREAKER 3VA6 UL FRAME 400 BREAKING CAPACITY CLASS L 150KA @ 480 V 3-POLE, LINE PROTECTI | 2882.81
3VA6340-5JP31-0AA0 | CIRCUIT BREAKER 3VA6 UL FRAME 400 BREAKING CAPACITY CLASS M 35KA @ 480 V 3-POLE, LINE PROTECTIO | 1739.53
3VA6340-5JP41-0AA0 | CIRCUIT BREAKER 3VA6 UL FRAME 400 BREAKING CAPACITY CLASS M 35KA @ 480 V 4-POLE, LINE PROTECTIO | 2149.79
3VA6340-5JQ31-0AA0 | CIRCUIT BREAKER 3VA6 UL FRAME 400 BREAKING CAPACITY CLASS M 35KA @ 480 V 3-POLE, LINE PROTECTIO | 2002.1
3VA6340-5JQ41-0AA0 | CIRCUIT BREAKER 3VA6 UL FRAME 400 BREAKING CAPACITY CLASS M 35KA @ 480 V 4-POLE, LINE PROTECTIO | 2395.96
3VA6340-6HL31-0AA0 | CIRCUIT BREAKER 3VA6 UL FRAME 400 BREAKING CAPACITY CLASS H 65KA @ 480 V 3-POLE, LINE PROTECTIO | 1416.78
3VA6340-6HL41-0AA0 | CIRCUIT BREAKER 3VA6 UL FRAME 400 BREAKING CAPACITY CLASS H 65KA @ 480 V 4-POLE, LINE PROTECTIO | 1876.27
3VA6340-6HM31-0AA0 | CIRCUIT BREAKER 3VA6 UL FRAME 400 BREAKING CAPACITY CLASS H 65KA @ 480 V 3-POLE, LINE PROTECTIO | 1684.82
3VA6340-6HM41-0AA0 | CIRCUIT BREAKER 3VA6 UL FRAME 400 BREAKING CAPACITY CLASS H 65KA @ 480 V 4-POLE, LINE PROTECTIO | 2122.44
3VA6340-6HN31-0AA0 | CIRCUIT BREAKER 3VA6 UL FRAME 400 BREAKING CAPACITY CLASS H 65KA @ 480 V 3-POLE, LINE PROTECTIO | 1526.19
3VA6340-6KP41-0AA0 | CIRCUIT BREAKER 3VA6 UL FRAME 400 BREAKING CAPACITY CLASS H 65KA @ 480 V 4-POLE, LINE PROTECTIO | 2587.42
3VA6340-6KQ31-0AA0 | CIRCUIT BREAKER 3VA6 UL FRAME 400 BREAKING CAPACITY CLASS H 65KA @ 480 V 3-POLE, LINE PROTECTIO | 2270.14
3VA6440-8JQ31-2AA0 | CIRCUIT BREAKER 3VA6 UL FRAME 600 BREAKING CAPACITY CLASS L 150KA @ 480 V 3-POLE, LINE PROTECTI | 3517.35
3VA6440-8JQ41-0AA0 | CIRCUIT BREAKER 3VA6 UL FRAME 600 BREAKING CAPACITY CLASS L 150KA @ 480 V 4-POLE, LINE PROTECTI | 4015.14
3VA6440-8JQ41-2AA0 | CIRCUIT BREAKER 3VA6 UL FRAME 600 BREAKING CAPACITY CLASS L 150KA @ 480 V 4-POLE, LINE PROTECTI | 4419.94
3VA6440-8JT31-0AA0 | CIRCUIT BREAKER 3VA6 UL FRAME 600 BREAKING CAPACITY CLASS L 150KA @ 480 V 3-POLE, LINE PROTECTI | 2942.97
3VA6440-8KP41-0AA0 | CIRCUIT BREAKER 3VA6 UL FRAME 600 BREAKING CAPACITY CLASS L 150KA @ 480 V 4-POLE, LINE PROTECTI | 3954.98
3VA6440-8KP41-2AA0 | CIRCUIT BREAKER 3VA6 UL FRAME 600 BREAKING CAPACITY CLASS L 150KA @ 480 V 4-POLE, LINE PROTECTI | 4354.3
3VA6440-8KQ31-0AA0 | CIRCUIT BREAKER 3VA6 UL FRAME 600 BREAKING CAPACITY CLASS L 150KA @ 480 V 3-POLE, LINE PROTECTI | 3304.02
3VA6440-8KQ31-2AA0 | CIRCUIT BREAKER 3VA6 UL FRAME 600 BREAKING CAPACITY CLASS L 150KA @ 480 V 3-POLE, LINE PROTECTI | 3621.3
3VA6460-5HN31-0AA0 | CIRCUIT BREAKER 3VA6 UL FRAME 600 BREAKING CAPACITY CLASS M 35KA @ 480 V 3-POLE, LINE PROTECTIO | 1810.63
3VA6460-5HN41-0AA0 | CIRCUIT BREAKER 3VA6 UL FRAME 600 BREAKING CAPACITY CLASS M 35KA @ 480 V 4-POLE, LINE PROTECTIO | 2346.72
3VA6460-5JP31-0AA0 | CIRCUIT BREAKER 3VA6 UL FRAME 600 BREAKING CAPACITY CLASS M 35KA @ 480 V 3-POLE, LINE PROTECTIO | 2215.46
3VA6460-5JP41-0AA0 | CIRCUIT BREAKER 3VA6 UL FRAME 600 BREAKING CAPACITY CLASS M 35KA @ 480 V 4-POLE, LINE PROTECTIO | 2767.93
3VA6460-5KT41-0AA0 | CIRCUIT BREAKER 3VA6 UL FRAME 600 BREAKING CAPACITY CLASS M 35KA @ 480 V 4-POLE, LINE PROTECTIO | 2959.4
3VA6460-6HL31-0AA0 | CIRCUIT BREAKER 3VA6 UL FRAME 600 BREAKING CAPACITY CLASS H 65KA @ 480 V 3-POLE, LINE PROTECTIO | 1969.27
3VA6460-6HL41-0AA0 | CIRCUIT BREAKER 3VA6 UL FRAME 600 BREAKING CAPACITY CLASS H 65KA @ 480 V 4-POLE, LINE PROTECTIO | 2598.36
3VA6460-6HM31-0AA0 | CIRCUIT BREAKER 3VA6 UL FRAME 600 BREAKING CAPACITY CLASS H 65KA @ 480 V 3-POLE, LINE PROTECTIO | 2209.97
3VA6460-6KP31-0AA0 | CIRCUIT BREAKER 3VA6 UL FRAME 600 BREAKING CAPACITY CLASS H 65KA @ 480 V 3-POLE, LINE PROTECTIO | 2653.04
3VA6460-6KP41-0AA0 | CIRCUIT BREAKER 3VA6 UL FRAME 600 BREAKING CAPACITY CLASS H 65KA @ 480 V 4-POLE, LINE PROTECTIO | 3309.48
3VA6460-6KQ31-0AA0 | CIRCUIT BREAKER 3VA6 UL FRAME 600 BREAKING CAPACITY CLASS H 65KA @ 480 V 3-POLE, LINE PROTECTIO | 2795.27
3VA6460-6KQ41-0AA0 | CIRCUIT BREAKER 3VA6 UL FRAME 600 BREAKING CAPACITY CLASS H 65KA @ 480 V 4-POLE, LINE PROTECTIO | 3440.76
3VA6460-7JT31-0AA0 | CIRCUIT BREAKER 3VA6 UL FRAME 600 BREAKING CAPACITY CLASS C 100KA @ 480 V 3-POLE, LINE PROTECTI | 2625.7
3VA6460-7JT41-0AA0 | CIRCUIT BREAKER 3VA6 UL FRAME 600 BREAKING CAPACITY CLASS C 100KA @ 480 V 4-POLE, LINE PROTECTI | 3314.96
3VA6460-7KL31-0AA0 | CIRCUIT BREAKER 3VA6 UL FRAME 600 BREAKING CAPACITY CLASS C 100KA @ 480 V 3-POLE, LINE PROTECTI | 2735.12
3VA6460-7KL41-0AA0 | CIRCUIT BREAKER 3VA6 UL FRAME 600 BREAKING CAPACITY CLASS C 100KA @ 480 V 4-POLE, LINE PROTECTI | 3429.8
3VA6460-7KM31-0AA0 | CIRCUIT BREAKER 3VA6 UL FRAME 600 BREAKING CAPACITY CLASS C 100KA @ 480 V 3-POLE, LINE PROTECTI | 2932.03
3VA6460-8HN41-0AA0 | CIRCUIT BREAKER 3VA6 UL FRAME 600 BREAKING CAPACITY CLASS L 150KA @ 480 V 4-POLE, LINE PROTECTI | 3358.72
3VA6460-8JP31-0AA0 | CIRCUIT BREAKER 3VA6 UL FRAME 600 BREAKING CAPACITY CLASS L 150KA @ 480 V 3-POLE, LINE PROTECTI | 2942.97
3VA6460-8JP41-0AA0 | CIRCUIT BREAKER 3VA6 UL FRAME 600 BREAKING CAPACITY CLASS L 150KA @ 480 V 4-POLE, LINE PROTECTI | 3752.57
3VA6460-8JQ31-0AA0 | CIRCUIT BREAKER 3VA6 UL FRAME 600 BREAKING CAPACITY CLASS L 150KA @ 480 V 3-POLE, LINE PROTECTI | 3200.09
3VA9033-0SB10 | COVER FRAME FOR DOOR CUT-OUT 76,2 X 45,65 MM (W X H) ACCESSORY FOR: CIRCUIT BREAKER 3 POLE WITHO | 18.75
3VA6340-6KQ41-0AA0 | CIRCUIT BREAKER 3VA6 UL FRAME 400 BREAKING CAPACITY CLASS H 65KA @ 480 V 4-POLE, LINE PROTECTIO | 2729.62
3VA6340-6KT31-0AA0 | CIRCUIT BREAKER 3VA6 UL FRAME 400 BREAKING CAPACITY CLASS H 65KA @ 480 V 3-POLE, LINE PROTECTIO | 2133.39
3VA6340-7KL31-0AA0 | CIRCUIT BREAKER 3VA6 UL FRAME 400 BREAKING CAPACITY CLASS C 100KA @ 480 V 3-POLE, LINE PROTECTI | 2160.72
3VA6340-7KL41-0AA0 | CIRCUIT BREAKER 3VA6 UL FRAME 400 BREAKING CAPACITY CLASS C 100KA @ 480 V 4-POLE, LINE PROTECTI | 2631.17
3VA6340-7KM31-0AA0 | CIRCUIT BREAKER 3VA6 UL FRAME 400 BREAKING CAPACITY CLASS C 100KA @ 480 V 3-POLE, LINE PROTECTI | 2357.66
3VA6340-7KM41-0AA0 | CIRCUIT BREAKER 3VA6 UL FRAME 400 BREAKING CAPACITY CLASS C 100KA @ 480 V 4-POLE, LINE PROTECTI | 2849.99
3VA6340-8JP31-0AA0 | CIRCUIT BREAKER 3VA6 UL FRAME 400 BREAKING CAPACITY CLASS L 150KA @ 480 V 3-POLE, LINE PROTECTI | 2275.62
3VA6340-8JP41-0AA0 | CIRCUIT BREAKER 3VA6 UL FRAME 400 BREAKING CAPACITY CLASS L 150KA @ 480 V 4-POLE, LINE PROTECTI | 2860.94
3VA6340-8JQ31-0AA0 | CIRCUIT BREAKER 3VA6 UL FRAME 400 BREAKING CAPACITY CLASS L 150KA @ 480 V 3-POLE, LINE PROTECTI | 2532.71
3VA6340-8JQ41-0AA0 | CIRCUIT BREAKER 3VA6 UL FRAME 400 BREAKING CAPACITY CLASS L 150KA @ 480 V 4-POLE, LINE PROTECTI | 3090.67
3VA6340-8JT31-0AA0 | CIRCUIT BREAKER 3VA6 UL FRAME 400 BREAKING CAPACITY CLASS L 150KA @ 480 V 3-POLE, LINE PROTECTI | 2275.62
3VA6440-5HL31-0AA0 | CIRCUIT BREAKER 3VA6 UL FRAME 600 BREAKING CAPACITY CLASS M 35KA @ 480 V 3-POLE, LINE PROTECTIO | 1717.64
3VA6440-5HL31-2AA0 | CIRCUIT BREAKER 3VA6 UL FRAME 600 BREAKING CAPACITY CLASS M 35KA @ 480 V 3-POLE, LINE PROTECTIO | 1887.23
3VA6440-5HL41-0AA0 | CIRCUIT BREAKER 3VA6 UL FRAME 600 BREAKING CAPACITY CLASS M 35KA @ 480 V 4-POLE, LINE PROTECTIO | 2270.14
3VA6440-5HL41-2AA0 | CIRCUIT BREAKER 3VA6 UL FRAME 600 BREAKING CAPACITY CLASS M 35KA @ 480 V 4-POLE, LINE PROTECTIO | 2499.87
3VA6440-5JQ31-2AA0 | CIRCUIT BREAKER 3VA6 UL FRAME 600 BREAKING CAPACITY CLASS M 35KA @ 480 V 3-POLE, LINE PROTECTIO | 2707.74
3VA6440-5JQ41-0AA0 | CIRCUIT BREAKER 3VA6 UL FRAME 600 BREAKING CAPACITY CLASS M 35KA @ 480 V 4-POLE, LINE PROTECTIO | 3014.1
3VA6440-5JQ41-2AA0 | CIRCUIT BREAKER 3VA6 UL FRAME 600 BREAKING CAPACITY CLASS M 35KA @ 480 V 4-POLE, LINE PROTECTIO | 3309.48
3VA6440-5JT31-0AA0 | CIRCUIT BREAKER 3VA6 UL FRAME 600 BREAKING CAPACITY CLASS M 35KA @ 480 V 3-POLE, LINE PROTECTIO | 2215.46
3VA6440-5KP41-0AA0 | CIRCUIT BREAKER 3VA6 UL FRAME 600 BREAKING CAPACITY CLASS M 35KA @ 480 V 4-POLE, LINE PROTECTIO | 2959.4
3VA6440-5KP41-2AA0 | CIRCUIT BREAKER 3VA6 UL FRAME 600 BREAKING CAPACITY CLASS M 35KA @ 480 V 4-POLE, LINE PROTECTIO | 3254.77
3VA6440-5KQ31-0AA0 | CIRCUIT BREAKER 3VA6 UL FRAME 600 BREAKING CAPACITY CLASS M 35KA @ 480 V 3-POLE, LINE PROTECTIO | 2570.99
3VA6440-5KQ31-2AA0 | CIRCUIT BREAKER 3VA6 UL FRAME 600 BREAKING CAPACITY CLASS M 35KA @ 480 V 3-POLE, LINE PROTECTIO | 2822.65
3VA6440-6HM41-0AA0 | CIRCUIT BREAKER 3VA6 UL FRAME 600 BREAKING CAPACITY CLASS H 65KA @ 480 V 4-POLE, LINE PROTECTIO | 2849.99
3VA6440-6HM41-2AA0 | CIRCUIT BREAKER 3VA6 UL FRAME 600 BREAKING CAPACITY CLASS H 65KA @ 480 V 4-POLE, LINE PROTECTIO | 3128.97
3VA6440-6HN31-0AA0 | CIRCUIT BREAKER 3VA6 UL FRAME 600 BREAKING CAPACITY CLASS H 65KA @ 480 V 3-POLE, LINE PROTECTIO | 2040.4
3VA6440-6HN31-2AA0 | CIRCUIT BREAKER 3VA6 UL FRAME 600 BREAKING CAPACITY CLASS H 65KA @ 480 V 3-POLE, LINE PROTECTIO | 2248.26
3VA6440-6HN41-0AA0 | CIRCUIT BREAKER 3VA6 UL FRAME 600 BREAKING CAPACITY CLASS H 65KA @ 480 V 4-POLE, LINE PROTECTIO | 2685.88
3VA6440-6JT41-2AA0 | CIRCUIT BREAKER 3VA6 UL FRAME 600 BREAKING CAPACITY CLASS H 65KA @ 480 V 4-POLE, LINE PROTECTIO | 3692.38
3VA6440-6KL31-0AA0 | CIRCUIT BREAKER 3VA6 UL FRAME 600 BREAKING CAPACITY CLASS H 65KA @ 480 V 3-POLE, LINE PROTECTIO | 2581.95
3VA9033-0SB20 | COVER FRAME FOR DOOR CUT-OUT 76,2 X 70,7 MM (W X H) ACCESSORY FOR: CIRCUIT BREAKER 3 POLE WITH A | 21.65
3VA9034-0SB10 | COVER FRAME FOR DOOR CUT-OUT 101,6 X 45,65 MM (W X H) ACCESSORY FOR: CIRCUIT BREAKER 4 POLE WITH | 22.71
3VA9034-0SB20 | COVER FRAME FOR DOOR CUT-OUT 101,6 X 70,7 MM (W X H) ACCESSORY FOR: CIRCUIT BREAKER 4 POLE WITH | 25.8
3VA9233-0QA00 | NUT KEEPER KIT 3PCS ACCESSORY FOR: 3VA5 250 | 19.69
3VA9233-0SB20 | COVER FRAME FOR DOOR CUT-OUT 104,6 X 112,8 MM (W X H) ACCESSORY FOR: CIRCUIT BREAKER 3 POLE WITH | 27.41
3VA9233-0SB30 | COVER FRAME FOR DOOR CUT-OUT 104,6 X 100,8 MM (W X H) ACCESSORY FOR: CIRCUIT BREAKER 3 POLE WITH | 27.41
3VA9237-0LF10 | ADAPTER CYLINDER LOCK ACCESSORY POCKET ACCESSORY FOR: 3VA1 250 | 61.83
3VA9243-0JJ13 | WIRE CONNECTOR LARGE 3 PCS. ACCESSORY FOR: 3VA6 150/250 | 63.45
3VA9243-0JJ22 | WIRE CONNECTOR 2 CABLES 3 PCS. ACCESSORY FOR: 3VA6 150/250 | 72.75
3VA9243-0QA00 | NUT KEEPER KIT 3PCS ACCESSORY FOR: 3VA6 150/250 | 19.69
3VA9243-0QE00 | REAR CONNECTION STUDS FLAT 3 PCS. ACCESSORY FOR: 3VA6 150/250 | 53.6
3VA6325-6KM41-0AA0 | CIRCUIT BREAKER 3VA6 UL FRAME 400 BREAKING CAPACITY CLASS H 65KA @ 480 V 4-POLE, LINE PROTECTIO | 2685.88
3VA6325-6KM41-2AA0 | CIRCUIT BREAKER 3VA6 UL FRAME 400 BREAKING CAPACITY CLASS H 65KA @ 480 V 4-POLE, LINE PROTECTIO | 2948.44
3VA6325-6KP31-0AA0 | CIRCUIT BREAKER 3VA6 UL FRAME 400 BREAKING CAPACITY CLASS H 65KA @ 480 V 3-POLE, LINE PROTECTIO | 2133.39
3VA6325-6KP31-2AA0 | CIRCUIT BREAKER 3VA6 UL FRAME 400 BREAKING CAPACITY CLASS H 65KA @ 480 V 3-POLE, LINE PROTECTIO | 2335.78
3VA6325-7HL41-2AA0 | CIRCUIT BREAKER 3VA6 UL FRAME 400 BREAKING CAPACITY CLASS C 100KA @ 480 V 4-POLE, LINE PROTECTI | 2237.31
3VA6325-7HM31-0AA0 | CIRCUIT BREAKER 3VA6 UL FRAME 400 BREAKING CAPACITY CLASS C 100KA @ 480 V 3-POLE, LINE PROTECTI | 1788.75
3VA6325-7HM31-2AA0 | CIRCUIT BREAKER 3VA6 UL FRAME 400 BREAKING CAPACITY CLASS C 100KA @ 480 V 3-POLE, LINE PROTECTI | 1952.86
3VA6325-7HM41-0AA0 | CIRCUIT BREAKER 3VA6 UL FRAME 400 BREAKING CAPACITY CLASS C 100KA @ 480 V 4-POLE, LINE PROTECTI | 2281.08
3VA6325-7JQ41-2AA0 | CIRCUIT BREAKER 3VA6 UL FRAME 400 BREAKING CAPACITY CLASS C 100KA @ 480 V 4-POLE, LINE PROTECTI | 3068.78
3VA6325-7JT31-0AA0 | CIRCUIT BREAKER 3VA6 UL FRAME 400 BREAKING CAPACITY CLASS C 100KA @ 480 V 3-POLE, LINE PROTECTI | 2023.96
3VA6325-7JT31-2AA0 | CIRCUIT BREAKER 3VA6 UL FRAME 400 BREAKING CAPACITY CLASS C 100KA @ 480 V 3-POLE, LINE PROTECTI | 2516.29
3VA6325-7JT41-0AA0 | CIRCUIT BREAKER 3VA6 UL FRAME 400 BREAKING CAPACITY CLASS C 100KA @ 480 V 4-POLE, LINE PROTECTI | 2538.17
3VA6325-7JT41-2AA0 | CIRCUIT BREAKER 3VA6 UL FRAME 400 BREAKING CAPACITY CLASS C 100KA @ 480 V 4-POLE, LINE PROTECTI | 3068.78
3VA6325-7KQ31-0AA0 | CIRCUIT BREAKER 3VA6 UL FRAME 400 BREAKING CAPACITY CLASS C 100KA @ 480 V 3-POLE, LINE PROTECTI | 2395.96
3VA6325-7KQ31-2AA0 | CIRCUIT BREAKER 3VA6 UL FRAME 400 BREAKING CAPACITY CLASS C 100KA @ 480 V 3-POLE, LINE PROTECTI | 2614.75
3VA6325-7KQ41-0AA0 | CIRCUIT BREAKER 3VA6 UL FRAME 400 BREAKING CAPACITY CLASS C 100KA @ 480 V 4-POLE, LINE PROTECTI | 2882.81
3VA6325-7KQ41-2AA0 | CIRCUIT BREAKER 3VA6 UL FRAME 400 BREAKING CAPACITY CLASS C 100KA @ 480 V 4-POLE, LINE PROTECTI | 3178.19
3VA6325-8HN31-2AA0 | CIRCUIT BREAKER 3VA6 UL FRAME 400 BREAKING CAPACITY CLASS L 150KA @ 480 V 3-POLE, LINE PROTECTI | 2045.86
3VA6325-8HN41-0AA0 | CIRCUIT BREAKER 3VA6 UL FRAME 400 BREAKING CAPACITY CLASS L 150KA @ 480 V 4-POLE, LINE PROTECTI | 2439.71
3VA6325-8HN41-2AA0 | CIRCUIT BREAKER 3VA6 UL FRAME 400 BREAKING CAPACITY CLASS L 150KA @ 480 V 4-POLE, LINE PROTECTI | 2664
3VA6325-8JP31-0AA0 | CIRCUIT BREAKER 3VA6 UL FRAME 400 BREAKING CAPACITY CLASS L 150KA @ 480 V 3-POLE, LINE PROTECTI | 2275.62
3VA6325-8KL41-0AA0 | CIRCUIT BREAKER 3VA6 UL FRAME 400 BREAKING CAPACITY CLASS L 150KA @ 480 V 4-POLE, LINE PROTECTI | 2948.44
3VA6325-8KL41-2AA0 | CIRCUIT BREAKER 3VA6 UL FRAME 400 BREAKING CAPACITY CLASS L 150KA @ 480 V 4-POLE, LINE PROTECTI | 3238.35
3VA6325-8KM31-0AA0 | CIRCUIT BREAKER 3VA6 UL FRAME 400 BREAKING CAPACITY CLASS L 150KA @ 480 V 3-POLE, LINE PROTECTI | 2587.42
3VA6325-8KM31-2AA0 | CIRCUIT BREAKER 3VA6 UL FRAME 400 BREAKING CAPACITY CLASS L 150KA @ 480 V 3-POLE, LINE PROTECTI | 2849.99
3VA6325-8KT41-0AA0 | CIRCUIT BREAKER 3VA6 UL FRAME 400 BREAKING CAPACITY CLASS L 150KA @ 480 V 4-POLE, LINE PROTECTI | 3063.32
3VA6325-8KT41-2AA0 | CIRCUIT BREAKER 3VA6 UL FRAME 400 BREAKING CAPACITY CLASS L 150KA @ 480 V 4-POLE, LINE PROTECTI | 3511.87
3VA6340-1BB31-0AA0 | MOLDED CASE SWITCH 3VA6 UL FRAME 400 MAX SHORT CIRCUIT CURR. RATING 100KA @ 480 V 3-POLE, LINE P | 1348.68
3VA6340-5HL31-0AA0 | CIRCUIT BREAKER 3VA6 UL FRAME 400 BREAKING CAPACITY CLASS M 35KA @ 480 V 3-POLE, LINE PROTECTIO | 1258.16
3VA6340-5KM31-0AA0 | CIRCUIT BREAKER 3VA6 UL FRAME 400 BREAKING CAPACITY CLASS M 35KA @ 480 V 3-POLE, LINE PROTECTIO | 2045.86
3VA6340-5KM41-0AA0 | CIRCUIT BREAKER 3VA6 UL FRAME 400 BREAKING CAPACITY CLASS M 35KA @ 480 V 4-POLE, LINE PROTECTIO | 2456.12
3VA6340-5KP31-0AA0 | CIRCUIT BREAKER 3VA6 UL FRAME 400 BREAKING CAPACITY CLASS M 35KA @ 480 V 3-POLE, LINE PROTECTIO | 1952.86
3VA6340-5KP41-0AA0 | CIRCUIT BREAKER 3VA6 UL FRAME 400 BREAKING CAPACITY CLASS M 35KA @ 480 V 4-POLE, LINE PROTECTIO | 2341.24
3VA6340-6JQ41-0AA0 | CIRCUIT BREAKER 3VA6 UL FRAME 400 BREAKING CAPACITY CLASS H 65KA @ 480 V 4-POLE, LINE PROTECTIO | 2625.7
3VA6340-6JT31-0AA0 | CIRCUIT BREAKER 3VA6 UL FRAME 400 BREAKING CAPACITY CLASS H 65KA @ 480 V 3-POLE, LINE PROTECTIO | 1930.99
3VA6340-6JT41-0AA0 | CIRCUIT BREAKER 3VA6 UL FRAME 400 BREAKING CAPACITY CLASS H 65KA @ 480 V 4-POLE, LINE PROTECTIO | 2385.02
3VA6340-6KL31-0AA0 | CIRCUIT BREAKER 3VA6 UL FRAME 400 BREAKING CAPACITY CLASS H 65KA @ 480 V 3-POLE, LINE PROTECTIO | 2023.96
3VA6340-7HM41-0AA0 | CIRCUIT BREAKER 3VA6 UL FRAME 400 BREAKING CAPACITY CLASS C 100KA @ 480 V 4-POLE, LINE PROTECTI | 2281.08
3VA6340-7HN31-0AA0 | CIRCUIT BREAKER 3VA6 UL FRAME 400 BREAKING CAPACITY CLASS C 100KA @ 480 V 3-POLE, LINE PROTECTI | 1635.6
3VA6340-7HN41-0AA0 | CIRCUIT BREAKER 3VA6 UL FRAME 400 BREAKING CAPACITY CLASS C 100KA @ 480 V 4-POLE, LINE PROTECTI | 2133.39
3VA6340-7JP31-0AA0 | CIRCUIT BREAKER 3VA6 UL FRAME 400 BREAKING CAPACITY CLASS C 100KA @ 480 V 3-POLE, LINE PROTECTI | 2023.96
3VA6340-7JP41-0AA0 | CIRCUIT BREAKER 3VA6 UL FRAME 400 BREAKING CAPACITY CLASS C 100KA @ 480 V 4-POLE, LINE PROTECTI | 2538.17
3VA6340-7KT31-0AA0 | CIRCUIT BREAKER 3VA6 UL FRAME 400 BREAKING CAPACITY CLASS C 100KA @ 480 V 3-POLE, LINE PROTECTI | 2248.26
3VA6340-7KT41-0AA0 | CIRCUIT BREAKER 3VA6 UL FRAME 400 BREAKING CAPACITY CLASS C 100KA @ 480 V 4-POLE, LINE PROTECTI | 2735.12
3VA6340-8HL31-0AA0 | CIRCUIT BREAKER 3VA6 UL FRAME 400 BREAKING CAPACITY CLASS L 150KA @ 480 V 3-POLE, LINE PROTECTI | 1783.31
3VA6340-8HL41-0AA0 | CIRCUIT BREAKER 3VA6 UL FRAME 400 BREAKING CAPACITY CLASS L 150KA @ 480 V 4-POLE, LINE PROTECTI | 2341.24
3VA6340-8KM41-0AA0 | CIRCUIT BREAKER 3VA6 UL FRAME 400 BREAKING CAPACITY CLASS L 150KA @ 480 V 4-POLE, LINE PROTECTI | 3167.27
3VA6340-8KP31-0AA0 | CIRCUIT BREAKER 3VA6 UL FRAME 400 BREAKING CAPACITY CLASS L 150KA @ 480 V 3-POLE, LINE PROTECTI | 2461.59
3VA6340-8KP41-0AA0 | CIRCUIT BREAKER 3VA6 UL FRAME 400 BREAKING CAPACITY CLASS L 150KA @ 480 V 4-POLE, LINE PROTECTI | 3063.32
3VA6340-8KQ31-0AA0 | CIRCUIT BREAKER 3VA6 UL FRAME 400 BREAKING CAPACITY CLASS L 150KA @ 480 V 3-POLE, LINE PROTECTI | 2625.7
3VA6440-5HN31-2AA0 | CIRCUIT BREAKER 3VA6 UL FRAME 600 BREAKING CAPACITY CLASS M 35KA @ 480 V 3-POLE, LINE PROTECTIO | 1991.14
3VA6440-5HN41-0AA0 | CIRCUIT BREAKER 3VA6 UL FRAME 600 BREAKING CAPACITY CLASS M 35KA @ 480 V 4-POLE, LINE PROTECTIO | 2346.72
3VA6440-5HN41-2AA0 | CIRCUIT BREAKER 3VA6 UL FRAME 600 BREAKING CAPACITY CLASS M 35KA @ 480 V 4-POLE, LINE PROTECTIO | 2598.36
3VA6440-5JP31-0AA0 | CIRCUIT BREAKER 3VA6 UL FRAME 600 BREAKING CAPACITY CLASS M 35KA @ 480 V 3-POLE, LINE PROTECTIO | 2215.46
3VA6440-5KL31-2AA0 | CIRCUIT BREAKER 3VA6 UL FRAME 600 BREAKING CAPACITY CLASS M 35KA @ 480 V 3-POLE, LINE PROTECTIO | 2549.13
3VA6440-5KL41-0AA0 | CIRCUIT BREAKER 3VA6 UL FRAME 600 BREAKING CAPACITY CLASS M 35KA @ 480 V 4-POLE, LINE PROTECTIO | 2877.33
3VA6440-5KL41-2AA0 | CIRCUIT BREAKER 3VA6 UL FRAME 600 BREAKING CAPACITY CLASS M 35KA @ 480 V 4-POLE, LINE PROTECTIO | 3178.19
3VA6440-5KM31-0AA0 | CIRCUIT BREAKER 3VA6 UL FRAME 600 BREAKING CAPACITY CLASS M 35KA @ 480 V 3-POLE, LINE PROTECTIO | 2527.25
3VA6440-5KT41-0AA0 | CIRCUIT BREAKER 3VA6 UL FRAME 600 BREAKING CAPACITY CLASS M 35KA @ 480 V 4-POLE, LINE PROTECTIO | 2959.4
3VA6440-5KT41-2AA0 | CIRCUIT BREAKER 3VA6 UL FRAME 600 BREAKING CAPACITY CLASS M 35KA @ 480 V 4-POLE, LINE PROTECTIO | 3418.88
3VA6440-6HL31-0AA0 | CIRCUIT BREAKER 3VA6 UL FRAME 600 BREAKING CAPACITY CLASS H 65KA @ 480 V 3-POLE, LINE PROTECTIO | 1969.27
3VA6440-6HL31-2AA0 | CIRCUIT BREAKER 3VA6 UL FRAME 600 BREAKING CAPACITY CLASS H 65KA @ 480 V 3-POLE, LINE PROTECTIO | 2160.72
3VA6440-6JP41-2AA0 | CIRCUIT BREAKER 3VA6 UL FRAME 600 BREAKING CAPACITY CLASS H 65KA @ 480 V 4-POLE, LINE PROTECTIO | 3407.95
3VA6440-6JQ31-0AA0 | CIRCUIT BREAKER 3VA6 UL FRAME 600 BREAKING CAPACITY CLASS H 65KA @ 480 V 3-POLE, LINE PROTECTIO | 2702.3
3VA6440-6JQ31-2AA0 | CIRCUIT BREAKER 3VA6 UL FRAME 600 BREAKING CAPACITY CLASS H 65KA @ 480 V 3-POLE, LINE PROTECTIO | 2959.4
3VA6440-6JQ41-0AA0 | CIRCUIT BREAKER 3VA6 UL FRAME 600 BREAKING CAPACITY CLASS H 65KA @ 480 V 4-POLE, LINE PROTECTIO | 3347.79
3VA6210-8KL31-2AA0 | CIRCUIT BREAKER 3VA6 UL FRAME 250 BREAKING CAPACITY CLASS L 150KA @ 480 V 3-POLE, LINE PROTECTI | 2166.21
3VA6210-8KL41-0AA0 | CIRCUIT BREAKER 3VA6 UL FRAME 250 BREAKING CAPACITY CLASS L 150KA @ 480 V 4-POLE, LINE PROTECTI | 2417.84
3VA6210-8KL41-2AA0 | CIRCUIT BREAKER 3VA6 UL FRAME 250 BREAKING CAPACITY CLASS L 150KA @ 480 V 4-POLE, LINE PROTECTI | 2642.12
3VA6210-8KM31-0AA0 | CIRCUIT BREAKER 3VA6 UL FRAME 250 BREAKING CAPACITY CLASS L 150KA @ 480 V 3-POLE, LINE PROTECTI | 2177.15
3VA6210-8KM31-2AA0 | CIRCUIT BREAKER 3VA6 UL FRAME 250 BREAKING CAPACITY CLASS L 150KA @ 480 V 3-POLE, LINE PROTECTI | 2395.96
3VA6210-8KT41-0AA0 | CIRCUIT BREAKER 3VA6 UL FRAME 250 BREAKING CAPACITY CLASS L 150KA @ 480 V 4-POLE, LINE PROTECTI | 2456.12
3VA6210-8KT41-2AA0 | CIRCUIT BREAKER 3VA6 UL FRAME 250 BREAKING CAPACITY CLASS L 150KA @ 480 V 4-POLE, LINE PROTECTI | 2866.39
3VA6211-1MS31-0AA0 | CIRCUIT BREAKER 3VA6 UL FRAME 150 3-POLE,MOTOR STARTER PROTECTION ETU310M, I, IN=110A WITHOUT OV | 826.01
3VA6212-1MS31-0AA0 | CIRCUIT BREAKER 3VA6 UL FRAME 150 3-POLE,MOTOR STARTER PROTECTION ETU310M, I, IN=125A WITHOUT OV | 826.01
3VA6225-5HN41-2AA0 | CIRCUIT BREAKER 3VA6 UL FRAME 250 BREAKING CAPACITY CLASS M 35KA @ 480 V 4-POLE, LINE PROTECTIO | 1476.95
3VA6225-5JP31-0AA0 | CIRCUIT BREAKER 3VA6 UL FRAME 250 BREAKING CAPACITY CLASS M 35KA @ 480 V 3-POLE, LINE PROTECTIO | 1411.33
3VA6225-5JP31-2AA0 | CIRCUIT BREAKER 3VA6 UL FRAME 250 BREAKING CAPACITY CLASS M 35KA @ 480 V 3-POLE, LINE PROTECTIO | 1558.99
3VA6225-5JP41-0AA0 | CIRCUIT BREAKER 3VA6 UL FRAME 250 BREAKING CAPACITY CLASS M 35KA @ 480 V 4-POLE, LINE PROTECTIO | 1723.12
3VA6225-5KM31-0AA0 | CIRCUIT BREAKER 3VA6 UL FRAME 250 BREAKING CAPACITY CLASS M 35KA @ 480 V 3-POLE, LINE PROTECTIO | 1788.75
3VA6225-5KM31-2AA0 | CIRCUIT BREAKER 3VA6 UL FRAME 250 BREAKING CAPACITY CLASS M 35KA @ 480 V 3-POLE, LINE PROTECTIO | 1952.86
3VA6110-5KQ41-0AA0 | CIRCUIT BREAKER 3VA6 UL FRAME 150 BREAKING CAPACITY CLASS M 35KA @ 480 V 4-POLE, LINE PROTECTIO | 1400.36
3VA6110-5KT31-0AA0 | CIRCUIT BREAKER 3VA6 UL FRAME 150 BREAKING CAPACITY CLASS M 35KA @ 480 V 3-POLE, LINE PROTECTIO | 1143.26
3VA6110-6HL31-2AA0 | CIRCUIT BREAKER 3VA6 UL FRAME 150 BREAKING CAPACITY CLASS H 65KA @ 480 V 3-POLE, LINE PROTECTIO | 596.23
3VA6110-6HL41-2AA0 | CIRCUIT BREAKER 3VA6 UL FRAME 150 BREAKING CAPACITY CLASS H 65KA @ 480 V 4-POLE, LINE PROTECTIO | 754.88
3VA6110-6HN41-0AA0 | CIRCUIT BREAKER 3VA6 UL FRAME 150 BREAKING CAPACITY CLASS H 65KA @ 480 V 4-POLE, LINE PROTECTIO | 738.48
3VA6110-6JP31-0AA0 | CIRCUIT BREAKER 3VA6 UL FRAME 150 BREAKING CAPACITY CLASS H 65KA @ 480 V 3-POLE, LINE PROTECTIO | 1012
3VA6110-6JQ41-2AA0 | CIRCUIT BREAKER 3VA6 UL FRAME 150 BREAKING CAPACITY CLASS H 65KA @ 480 V 4-POLE, LINE PROTECTIO | 1526.19
3VA6110-6JT31-2AA0 | CIRCUIT BREAKER 3VA6 UL FRAME 150 BREAKING CAPACITY CLASS H 65KA @ 480 V 3-POLE, LINE PROTECTIO | 1373.04
3VA6110-6KL41-0AA0 | CIRCUIT BREAKER 3VA6 UL FRAME 150 BREAKING CAPACITY CLASS H 65KA @ 480 V 4-POLE, LINE PROTECTIO | 1290.96
3VA6110-6KM31-0AA0 | CIRCUIT BREAKER 3VA6 UL FRAME 150 BREAKING CAPACITY CLASS H 65KA @ 480 V 3-POLE, LINE PROTECTIO | 1351.16
3VA6110-6KP41-2AA0 | CIRCUIT BREAKER 3VA6 UL FRAME 150 BREAKING CAPACITY CLASS H 65KA @ 480 V 4-POLE, LINE PROTECTIO | 1498.83
3VA6110-6KQ31-2AA0 | CIRCUIT BREAKER 3VA6 UL FRAME 150 BREAKING CAPACITY CLASS H 65KA @ 480 V 3-POLE, LINE PROTECTIO | 1498.83
3VA6110-7HL31-0AA0 | CIRCUIT BREAKER 3VA6 UL FRAME 150 BREAKING CAPACITY CLASS C 100KA @ 480 V 3-POLE, LINE PROTECTI | 579.84
3VA6110-7HL41-0AA0 | CIRCUIT BREAKER 3VA6 UL FRAME 150 BREAKING CAPACITY CLASS C 100KA @ 480 V 4-POLE, LINE PROTECTI | 738.48
3VA6110-7HM41-2AA0 | CIRCUIT BREAKER 3VA6 UL FRAME 150 BREAKING CAPACITY CLASS C 100KA @ 480 V 4-POLE, LINE PROTECTI | 1072.16
3VA6110-7HN31-2AA0 | CIRCUIT BREAKER 3VA6 UL FRAME 150 BREAKING CAPACITY CLASS C 100KA @ 480 V 3-POLE, LINE PROTECTI | 700.18
3VA6110-7JQ31-0AA0 | CIRCUIT BREAKER 3VA6 UL FRAME 150 BREAKING CAPACITY CLASS C 100KA @ 480 V 3-POLE, LINE PROTECTI | 1290.96
3VA6110-7JQ41-0AA0 | CIRCUIT BREAKER 3VA6 UL FRAME 150 BREAKING CAPACITY CLASS C 100KA @ 480 V 4-POLE, LINE PROTECTI | 1444.15
3VA6110-7KL31-2AA0 | CIRCUIT BREAKER 3VA6 UL FRAME 150 BREAKING CAPACITY CLASS C 100KA @ 480 V 3-POLE, LINE PROTECTI | 1312.86
3VA6110-7KL41-2AA0 | CIRCUIT BREAKER 3VA6 UL FRAME 150 BREAKING CAPACITY CLASS C 100KA @ 480 V 4-POLE, LINE PROTECTI | 1493.37
3VA6110-7KP31-0AA0 | CIRCUIT BREAKER 3VA6 UL FRAME 150 BREAKING CAPACITY CLASS C 100KA @ 480 V 3-POLE, LINE PROTECTI | 1258.16
3VA6110-7KP41-0AA0 | CIRCUIT BREAKER 3VA6 UL FRAME 150 BREAKING CAPACITY CLASS C 100KA @ 480 V 4-POLE, LINE PROTECTI | 1389.42
3VA6110-7KT31-2AA0 | CIRCUIT BREAKER 3VA6 UL FRAME 150 BREAKING CAPACITY CLASS C 100KA @ 480 V 3-POLE, LINE PROTECTI | 1526.19
3VA6110-7KT41-2AA0 | CIRCUIT BREAKER 3VA6 UL FRAME 150 BREAKING CAPACITY CLASS C 100KA @ 480 V 4-POLE, LINE PROTECTI | 1706.7
3VA6110-8HM41-0AA0 | CIRCUIT BREAKER 3VA6 UL FRAME 150 BREAKING CAPACITY CLASS L 150KA @ 480 V 4-POLE, LINE PROTECTI | 1077.64
3VA6110-8HN31-0AA0 | CIRCUIT BREAKER 3VA6 UL FRAME 150 BREAKING CAPACITY CLASS L 150KA @ 480 V 3-POLE, LINE PROTECTI | 716.6
3VA6210-5JT41-0AA0 | CIRCUIT BREAKER 3VA6 UL FRAME 250 BREAKING CAPACITY CLASS M 35KA @ 480 V 4-POLE, LINE PROTECTIO | 1723.12
3VA6210-5KL31-0AA0 | CIRCUIT BREAKER 3VA6 UL FRAME 250 BREAKING CAPACITY CLASS M 35KA @ 480 V 3-POLE, LINE PROTECTIO | 1569.96
3VA6210-5KM41-2AA0 | CIRCUIT BREAKER 3VA6 UL FRAME 250 BREAKING CAPACITY CLASS M 35KA @ 480 V 4-POLE, LINE PROTECTIO | 2281.08
3VA6210-5KP31-2AA0 | CIRCUIT BREAKER 3VA6 UL FRAME 250 BREAKING CAPACITY CLASS M 35KA @ 480 V 3-POLE, LINE PROTECTIO | 1799.69
3VA6210-5KT31-0AA0 | CIRCUIT BREAKER 3VA6 UL FRAME 250 BREAKING CAPACITY CLASS M 35KA @ 480 V 3-POLE, LINE PROTECTIO | 1635.6
3VA6210-5KT41-0AA0 | CIRCUIT BREAKER 3VA6 UL FRAME 250 BREAKING CAPACITY CLASS M 35KA @ 480 V 4-POLE, LINE PROTECTIO | 1936.46
3VA6210-6HL41-2AA0 | CIRCUIT BREAKER 3VA6 UL FRAME 250 BREAKING CAPACITY CLASS H 65KA @ 480 V 4-POLE, LINE PROTECTIO | 1569.96
3VA6210-6HM31-2AA0 | CIRCUIT BREAKER 3VA6 UL FRAME 250 BREAKING CAPACITY CLASS H 65KA @ 480 V 3-POLE, LINE PROTECTIO | 1487.91
3VA6210-6JP31-0AA0 | CIRCUIT BREAKER 3VA6 UL FRAME 250 BREAKING CAPACITY CLASS H 65KA @ 480 V 3-POLE, LINE PROTECTIO | 1558.99
3VA6210-6JP41-0AA0 | CIRCUIT BREAKER 3VA6 UL FRAME 250 BREAKING CAPACITY CLASS H 65KA @ 480 V 4-POLE, LINE PROTECTIO | 1925.51
3VA6210-6JT31-2AA0 | CIRCUIT BREAKER 3VA6 UL FRAME 250 BREAKING CAPACITY CLASS H 65KA @ 480 V 3-POLE, LINE PROTECTIO | 1974.76
3VA6210-6JT41-2AA0 | CIRCUIT BREAKER 3VA6 UL FRAME 250 BREAKING CAPACITY CLASS H 65KA @ 480 V 4-POLE, LINE PROTECTIO | 2346.72
3VA6210-6KM31-0AA0 | CIRCUIT BREAKER 3VA6 UL FRAME 250 BREAKING CAPACITY CLASS H 65KA @ 480 V 3-POLE, LINE PROTECTIO | 1909.11
3VA6210-6KM41-0AA0 | CIRCUIT BREAKER 3VA6 UL FRAME 250 BREAKING CAPACITY CLASS H 65KA @ 480 V 4-POLE, LINE PROTECTIO | 2248.26
3VA6210-6KQ31-2AA0 | CIRCUIT BREAKER 3VA6 UL FRAME 250 BREAKING CAPACITY CLASS H 65KA @ 480 V 3-POLE, LINE PROTECTIO | 2106.02
3VA6210-6KQ41-2AA0 | CIRCUIT BREAKER 3VA6 UL FRAME 250 BREAKING CAPACITY CLASS H 65KA @ 480 V 4-POLE, LINE PROTECTIO | 2456.12
3VA6210-7HL41-0AA0 | CIRCUIT BREAKER 3VA6 UL FRAME 250 BREAKING CAPACITY CLASS C 100KA @ 480 V 4-POLE, LINE PROTECTI | 1558.99
3VA6210-7HM31-0AA0 | CIRCUIT BREAKER 3VA6 UL FRAME 250 BREAKING CAPACITY CLASS C 100KA @ 480 V 3-POLE, LINE PROTECTI | 1411.33
3VA6210-7HN31-2AA0 | CIRCUIT BREAKER 3VA6 UL FRAME 250 BREAKING CAPACITY CLASS C 100KA @ 480 V 3-POLE, LINE PROTECTI | 1367.54
3VA6210-7HN41-2AA0 | CIRCUIT BREAKER 3VA6 UL FRAME 250 BREAKING CAPACITY CLASS C 100KA @ 480 V 4-POLE, LINE PROTECTI | 1788.75
3VA6210-7JP31-2AA0 | CIRCUIT BREAKER 3VA6 UL FRAME 250 BREAKING CAPACITY CLASS C 100KA @ 480 V 3-POLE, LINE PROTECTI | 1816.11
3VA6210-7JQ41-0AA0 | CIRCUIT BREAKER 3VA6 UL FRAME 250 BREAKING CAPACITY CLASS C 100KA @ 480 V 4-POLE, LINE PROTECTI | 2270.14
3VA6210-7JT31-0AA0 | CIRCUIT BREAKER 3VA6 UL FRAME 250 BREAKING CAPACITY CLASS C 100KA @ 480 V 3-POLE, LINE PROTECTI | 1646.54
3VA6210-7KL41-2AA0 | CIRCUIT BREAKER 3VA6 UL FRAME 250 BREAKING CAPACITY CLASS C 100KA @ 480 V 4-POLE, LINE PROTECTI | 2385.02
3VA6210-7KM31-2AA0 | CIRCUIT BREAKER 3VA6 UL FRAME 250 BREAKING CAPACITY CLASS C 100KA @ 480 V 3-POLE, LINE PROTECTI | 2199.01
3VA6210-7KP41-0AA0 | CIRCUIT BREAKER 3VA6 UL FRAME 250 BREAKING CAPACITY CLASS C 100KA @ 480 V 4-POLE, LINE PROTECTI | 2215.46
3VA6210-7KQ31-0AA0 | CIRCUIT BREAKER 3VA6 UL FRAME 250 BREAKING CAPACITY CLASS C 100KA @ 480 V 3-POLE, LINE PROTECTI | 1991.14
3VA6210-7KQ41-0AA0 | CIRCUIT BREAKER 3VA6 UL FRAME 250 BREAKING CAPACITY CLASS C 100KA @ 480 V 4-POLE, LINE PROTECTI | 2357.66
3VA6210-7KT41-2AA0 | CIRCUIT BREAKER 3VA6 UL FRAME 250 BREAKING CAPACITY CLASS C 100KA @ 480 V 4-POLE, LINE PROTECTI | 2603.82
3VA6210-8HL31-2AA0 | CIRCUIT BREAKER 3VA6 UL FRAME 250 BREAKING CAPACITY CLASS L 150KA @ 480 V 3-POLE, LINE PROTECTI | 1504.31
3VA6210-8HN31-0AA0 | CIRCUIT BREAKER 3VA6 UL FRAME 250 BREAKING CAPACITY CLASS L 150KA @ 480 V 3-POLE, LINE PROTECTI | 1405.84
3VA6210-8HN41-0AA0 | CIRCUIT BREAKER 3VA6 UL FRAME 250 BREAKING CAPACITY CLASS L 150KA @ 480 V 4-POLE, LINE PROTECTI | 1843.47
3VA6210-8JQ31-2AA0 | CIRCUIT BREAKER 3VA6 UL FRAME 250 BREAKING CAPACITY CLASS L 150KA @ 480 V 3-POLE, LINE PROTECTI | 2270.14
3VA9117-0HB10 | SIDE MOUNTED-MOTOR OPERATOR 24-60 V DC ACCESSORY FOR: 3VA1 160 | 345.17
3VA9133-0JB11 | WIRE CONNECTOR; 3 PCS. ACCESSORY FOR: 3VA4/5 125 | 19.55
3VA9133-0JJ12 | WIRE CONNECTOR LARGE 3 PCS. ACCESSORY FOR: 3VA4/5 125 | 50.84
3VA9137-0EK21 | FRONT MOUNTED ROTARY OPERATOR STANDARD WITH DOOR INTERLOCKING IEC IP30/40 ACCESSORY FOR: 3VA5 1 | 76.03
3VA9137-0EK25 | FRONT MOUNTED ROTARY OPERATOR EMERGENCY-OFF WITH DOOR INTERLOCKING IEC IP30/40 ACCESSORY FOR: 3 | 88.6
3VA9137-0FK23 | DOOR MOUNTED ROTARY OPERATOR STANDARD IEC IP65 WITH DOOR INTERLOCKING ILLUMINATION KIT 24 V DC | 125.28
3VA9137-0FK27 | DOOR MOUNTED ROTARY OPERATOR EMERGENCY-OFF IEC IP65 WITH DOOR INTERLOCKING ILLUMINATION KIT 24 V | 135.12
3VA9137-0HA20 | MOTOR OPERATOR 110-230 V AC / 110-250 V DC ACCESSORY FOR: 3VA5 125 | 414.08
3VA9137-0VF10 | BOWDENCABLE INTERLOCK MODULE TOGGLE LEVER ACCESSORY FOR: 3VA1 160 | 46.93
3VA9143-0JA12 | BOX TERMINAL 3 PCS. ACCESSORY FOR: 3VA6 150/250 | 21.23
3VA9143-0JD11 | WIRE CONNECTOR;CU 3 PCS. ACCESSORY FOR: 3VA6 150/250 | 74.41
3VA9143-0KP10 | PLUG-IN UNIT CONVERTION KIT FOR MCCB ACCESSORY FOR: CIRCUIT BREAKER, 3 POLE 3VA6 150/250 | 89.7
3VA9143-0SB20 | COVER FRAME FOR DOOR CUT-OUT 104,6 X 100,8 MM (W X H) ACCESSORY FOR: CIRCUIT BREAKER 3 POLE WITH | 29.3
3VA9144-0KP00 | PLUG-IN UNIT COMPLETE KIT ACCESSORY FOR: CIRCUIT BREAKER, 4 POLE 3VA6 150/250 | 278.43
3VA9144-0SB10 | COVER FRAME FOR DOOR CUT-OUT 139,6 X 70,7 MM (W X H) ACCESSORY FOR: CIRCUIT BREAKER 4 POLE WITHO | 31.57
3VA6440-6KL41-0AA0 | CIRCUIT BREAKER 3VA6 UL FRAME 600 BREAKING CAPACITY CLASS H 65KA @ 480 V 4-POLE, LINE PROTECTIO | 3205.55
3VA6440-6KM31-0AA0 | CIRCUIT BREAKER 3VA6 UL FRAME 600 BREAKING CAPACITY CLASS H 65KA @ 480 V 3-POLE, LINE PROTECTIO | 2767.93
3VA6440-6KP31-2AA0 | CIRCUIT BREAKER 3VA6 UL FRAME 600 BREAKING CAPACITY CLASS H 65KA @ 480 V 3-POLE, LINE PROTECTIO | 2926.57
3VA6440-6KP41-2AA0 | CIRCUIT BREAKER 3VA6 UL FRAME 600 BREAKING CAPACITY CLASS H 65KA @ 480 V 4-POLE, LINE PROTECTIO | 3626.75
3VA6440-6KT41-0AA0 | CIRCUIT BREAKER 3VA6 UL FRAME 600 BREAKING CAPACITY CLASS H 65KA @ 480 V 4-POLE, LINE PROTECTIO | 3309.48
3VA6440-7HL31-0AA0 | CIRCUIT BREAKER 3VA6 UL FRAME 600 BREAKING CAPACITY CLASS C 100KA @ 480 V 3-POLE, LINE PROTECTI | 2122.44
3VA6440-7HM41-2AA0 | CIRCUIT BREAKER 3VA6 UL FRAME 600 BREAKING CAPACITY CLASS C 100KA @ 480 V 4-POLE, LINE PROTECTI | 3369.67
3VA6440-7HN31-2AA0 | CIRCUIT BREAKER 3VA6 UL FRAME 600 BREAKING CAPACITY CLASS C 100KA @ 480 V 3-POLE, LINE PROTECTI | 2445.18
3VA6440-7JP41-0AA0 | CIRCUIT BREAKER 3VA6 UL FRAME 600 BREAKING CAPACITY CLASS C 100KA @ 480 V 4-POLE, LINE PROTECTI | 3314.96
3VA6440-7JQ31-0AA0 | CIRCUIT BREAKER 3VA6 UL FRAME 600 BREAKING CAPACITY CLASS C 100KA @ 480 V 3-POLE, LINE PROTECTI | 2877.33
3VA6440-7JT41-2AA0 | CIRCUIT BREAKER 3VA6 UL FRAME 600 BREAKING CAPACITY CLASS C 100KA @ 480 V 4-POLE, LINE PROTECTI | 3927.62
3VA6440-7KL31-2AA0 | CIRCUIT BREAKER 3VA6 UL FRAME 600 BREAKING CAPACITY CLASS C 100KA @ 480 V 3-POLE, LINE PROTECTI | 2992.22
3VA6440-7KP31-0AA0 | CIRCUIT BREAKER 3VA6 UL FRAME 600 BREAKING CAPACITY CLASS C 100KA @ 480 V 3-POLE, LINE PROTECTI | 2828.11
3VA6440-7KP41-0AA0 | CIRCUIT BREAKER 3VA6 UL FRAME 600 BREAKING CAPACITY CLASS C 100KA @ 480 V 4-POLE, LINE PROTECTI | 3522.83
3VA6440-7KQ41-2AA0 | CIRCUIT BREAKER 3VA6 UL FRAME 600 BREAKING CAPACITY CLASS C 100KA @ 480 V 4-POLE, LINE PROTECTI | 4026.08
3VA6440-7KT31-2AA0 | CIRCUIT BREAKER 3VA6 UL FRAME 600 BREAKING CAPACITY CLASS C 100KA @ 480 V 3-POLE, LINE PROTECTI | 3254.77
3VA6440-8HM31-0AA0 | CIRCUIT BREAKER 3VA6 UL FRAME 600 BREAKING CAPACITY CLASS L 150KA @ 480 V 3-POLE, LINE PROTECTI | 2685.88
3VA6440-8HM41-0AA0 | CIRCUIT BREAKER 3VA6 UL FRAME 600 BREAKING CAPACITY CLASS L 150KA @ 480 V 4-POLE, LINE PROTECTI | 3500.93
3VA5112-6ED11-0AA0 | CIRCUIT BREAKER 3VA5 UL FRAME 125 BREAKING CAPACITY CLASS H 50KA @ 277 V 1-POLE, LINE PROTECTIO | 254.9
3VA5112-6ED31-0AA0 | CIRCUIT BREAKER 3VA5 UL FRAME 125 BREAKING CAPACITY CLASS H 65KA @ 480Y/277 V 3-POLE, LINE PROT | 502.72
3VA5120-4ED11-1AA0 | CIRCUIT BREAKER 3VA5 UL FRAME 125 BREAKING CAPACITY CLASS S 25KA @ 277 V 1-POLE, LINE PROTECTIO | 109.93
3VA5120-4ED31-1AA0 | CIRCUIT BREAKER 3VA5 UL FRAME 125 BREAKING CAPACITY CLASS S 25KA @ 480 V 3-POLE, LINE PROTECTIO | 201.86
3VA5120-6EC31-0AA0 | CIRCUIT BREAKER 3VA5 UL FRAME 125 BREAKING CAPACITY CLASS H 65KA @ 480 V 3-POLE, LINE PROTECTIO | 241.77
3VA5120-6ED11-0AA0 | CIRCUIT BREAKER 3VA5 UL FRAME 125 BREAKING CAPACITY CLASS H 50KA @ 277 V 1-POLE, LINE PROTECTIO | 120.89
3VA5125-4EC31-1AA0 | CIRCUIT BREAKER 3VA5 UL FRAME 125 BREAKING CAPACITY CLASS S 25KA @ 480 V 3-POLE, LINE PROTECTIO | 208.97
3VA5125-4ED11-1AA0 | CIRCUIT BREAKER 3VA5 UL FRAME 125 BREAKING CAPACITY CLASS S 25KA @ 277 V 1-POLE, LINE PROTECTIO | 109.93
3VA5125-5ED11-0AA0 | CIRCUIT BREAKER 3VA5 UL FRAME 125 BREAKING CAPACITY CLASS M 35KA @ 277 V 1-POLE, LINE PROTECTIO | 108.86
3VA5125-5ED31-0AA0 | CIRCUIT BREAKER 3VA5 UL FRAME 125 BREAKING CAPACITY CLASS M 35KA @ 480 V 3-POLE, LINE PROTECTIO | 213.33
3VA5125-6EC31-0AA0 | CIRCUIT BREAKER 3VA5 UL FRAME 125 BREAKING CAPACITY CLASS H 65KA @ 480 V 3-POLE, LINE PROTECTIO | 241.77
3VA5125-6ED31-1AA0 | CIRCUIT BREAKER 3VA5 UL FRAME 125 BREAKING CAPACITY CLASS H 65KA @ 480 V 3-POLE, LINE PROTECTIO | 245.61
3VA5130-1MU31-0AA0 | CIRCUIT BREAKER 3VA5 UL FRAME 125 3-POLE,MOTOR STARTER PROTECTION TM120M, AM, IN=30A WITHOUT OV | 253.28
3VA5130-5EC31-0AA0 | CIRCUIT BREAKER 3VA5 UL FRAME 125 BREAKING CAPACITY CLASS M 35KA @ 480 V 3-POLE, LINE PROTECTIO | 217.72
3VA5130-5ED11-0AA0 | CIRCUIT BREAKER 3VA5 UL FRAME 125 BREAKING CAPACITY CLASS M 35KA @ 277 V 1-POLE, LINE PROTECTIO | 108.86
3VA5130-6EC31-1AA0 | CIRCUIT BREAKER 3VA5 UL FRAME 125 BREAKING CAPACITY CLASS H 65KA @ 480 V 3-POLE, LINE PROTECTIO | 252.73
3VA5130-6ED11-1AA0 | CIRCUIT BREAKER 3VA5 UL FRAME 125 BREAKING CAPACITY CLASS H 50KA @ 277 V 1-POLE, LINE PROTECTIO | 131.83
3VA5130-6ED31-1AA0 | CIRCUIT BREAKER 3VA5 UL FRAME 125 BREAKING CAPACITY CLASS H 65KA @ 480 V 3-POLE, LINE PROTECTIO | 245.61
3VA5135-4ED31-0AA0 | CIRCUIT BREAKER 3VA5 UL FRAME 125 BREAKING CAPACITY CLASS S 25KA @ 480 V 3-POLE, LINE PROTECTIO | 192
3VA5135-5EC31-0AA0 | CIRCUIT BREAKER 3VA5 UL FRAME 125 BREAKING CAPACITY CLASS M 35KA @ 480 V 3-POLE, LINE PROTECTIO | 217.72
3VA5135-6EC31-1AA0 | CIRCUIT BREAKER 3VA5 UL FRAME 125 BREAKING CAPACITY CLASS H 65KA @ 480 V 3-POLE, LINE PROTECTIO | 252.73
3VA5135-6ED11-1AA0 | CIRCUIT BREAKER 3VA5 UL FRAME 125 BREAKING CAPACITY CLASS H 50KA @ 277 V 1-POLE, LINE PROTECTIO | 131.83
3VA5140-4EC31-0AA0 | CIRCUIT BREAKER 3VA5 UL FRAME 125 BREAKING CAPACITY CLASS S 25KA @ 480 V 3-POLE, LINE PROTECTIO | 195.28
3VA5140-4ED11-0AA0 | CIRCUIT BREAKER 3VA5 UL FRAME 125 BREAKING CAPACITY CLASS S 25KA @ 277 V 1-POLE, LINE PROTECTIO | 98.46
3VA5140-4ED31-0AA0 | CIRCUIT BREAKER 3VA5 UL FRAME 125 BREAKING CAPACITY CLASS S 25KA @ 480 V 3-POLE, LINE PROTECTIO | 192
3VA5140-5ED11-1AA0 | CIRCUIT BREAKER 3VA5 UL FRAME 125 BREAKING CAPACITY CLASS M 35KA @ 277 V 1-POLE, LINE PROTECTIO | 121.44
3VA5140-5ED31-1AA0 | CIRCUIT BREAKER 3VA5 UL FRAME 125 BREAKING CAPACITY CLASS M 35KA @ 480 V 3-POLE, LINE PROTECTIO | 224.82
3VA5145-4EC31-0AA0 | CIRCUIT BREAKER 3VA5 UL FRAME 125 BREAKING CAPACITY CLASS S 25KA @ 480 V 3-POLE, LINE PROTECTIO | 195.28
3VA5145-4ED11-0AA0 | CIRCUIT BREAKER 3VA5 UL FRAME 125 BREAKING CAPACITY CLASS S 25KA @ 277 V 1-POLE, LINE PROTECTIO | 98.46
3VA5145-5ED11-1AA0 | CIRCUIT BREAKER 3VA5 UL FRAME 125 BREAKING CAPACITY CLASS M 35KA @ 277 V 1-POLE, LINE PROTECTIO | 121.44
3VA5145-5ED31-1AA0 | CIRCUIT BREAKER 3VA5 UL FRAME 125 BREAKING CAPACITY CLASS M 35KA @ 480 V 3-POLE, LINE PROTECTIO | 224.82
3VA5145-6ED31-0AA0 | CIRCUIT BREAKER 3VA5 UL FRAME 125 BREAKING CAPACITY CLASS H 65KA @ 480 V 3-POLE, LINE PROTECTIO | 233.57
3VA5150-1MH31-0AA0 | CIRCUIT BREAKER 3VA5 UL FRAME 125 3-POLE,MOTOR STARTER PROTECTION TM120M, AM, IN=50A WITHOUT OV | 253.28
3VA5150-4ED31-1AA0 | CIRCUIT BREAKER 3VA5 UL FRAME 125 BREAKING CAPACITY CLASS S 25KA @ 480 V 3-POLE, LINE PROTECTIO | 201.86
3VA5150-5EC31-1AA0 | CIRCUIT BREAKER 3VA5 UL FRAME 125 BREAKING CAPACITY CLASS M 35KA @ 480 V 3-POLE, LINE PROTECTIO | 229.2
3VA5150-6ED11-0AA0 | CIRCUIT BREAKER 3VA5 UL FRAME 125 BREAKING CAPACITY CLASS H 50KA @ 277 V 1-POLE, LINE PROTECTIO | 120.89
3VA5150-6ED31-0AA0 | CIRCUIT BREAKER 3VA5 UL FRAME 125 BREAKING CAPACITY CLASS H 65KA @ 480 V 3-POLE, LINE PROTECTIO | 233.57
3VA5160-4ED11-1AA0 | CIRCUIT BREAKER 3VA5 UL FRAME 125 BREAKING CAPACITY CLASS S 25KA @ 277 V 1-POLE, LINE PROTECTIO | 109.93
3VA5160-4ED31-1AA0 | CIRCUIT BREAKER 3VA5 UL FRAME 125 BREAKING CAPACITY CLASS S 25KA @ 480 V 3-POLE, LINE PROTECTIO | 201.86
3VA5160-6EC31-0AA0 | CIRCUIT BREAKER 3VA5 UL FRAME 125 BREAKING CAPACITY CLASS H 65KA @ 480 V 3-POLE, LINE PROTECTIO | 241.77
3VA5160-6ED11-0AA0 | CIRCUIT BREAKER 3VA5 UL FRAME 125 BREAKING CAPACITY CLASS H 50KA @ 277 V 1-POLE, LINE PROTECTIO | 120.89
3VA5170-4EC31-1AA0 | CIRCUIT BREAKER 3VA5 UL FRAME 125 BREAKING CAPACITY CLASS S 25KA @ 480 V 3-POLE, LINE PROTECTIO | 228.64
3VA5170-4ED11-1AA0 | CIRCUIT BREAKER 3VA5 UL FRAME 125 BREAKING CAPACITY CLASS S 25KA @ 277 V 1-POLE, LINE PROTECTIO | 121.44
3VA5170-5ED11-0AA0 | CIRCUIT BREAKER 3VA5 UL FRAME 125 BREAKING CAPACITY CLASS M 35KA @ 277 V 1-POLE, LINE PROTECTIO | 120.89
3VA5170-5ED31-0AA0 | CIRCUIT BREAKER 3VA5 UL FRAME 125 BREAKING CAPACITY CLASS M 35KA @ 480 V 3-POLE, LINE PROTECTIO | 235.76
3VA5170-6ED31-1AA0 | CIRCUIT BREAKER 3VA5 UL FRAME 125 BREAKING CAPACITY CLASS H 65KA @ 480 V 3-POLE, LINE PROTECTIO | 271.87
3VA5180-1MU31-0AA0 | CIRCUIT BREAKER 3VA5 UL FRAME 125 3-POLE,MOTOR STARTER PROTECTION TM120M, AM, IN=80A WITHOUT OV | 281.17
3VA5180-5EC31-0AA0 | CIRCUIT BREAKER 3VA5 UL FRAME 125 BREAKING CAPACITY CLASS M 35KA @ 480 V 3-POLE, LINE PROTECTIO | 242.87
3VA5180-5ED11-0AA0 | CIRCUIT BREAKER 3VA5 UL FRAME 125 BREAKING CAPACITY CLASS M 35KA @ 277 V 1-POLE, LINE PROTECTIO | 120.89
3VA5180-6EC31-1AA0 | CIRCUIT BREAKER 3VA5 UL FRAME 125 BREAKING CAPACITY CLASS H 65KA @ 480 V 3-POLE, LINE PROTECTIO | 276.78
3VA5180-6ED11-1AA0 | CIRCUIT BREAKER 3VA5 UL FRAME 125 BREAKING CAPACITY CLASS H 50KA @ 277 V 1-POLE, LINE PROTECTIO | 147.16
3VA5190-4ED11-0AA0 | CIRCUIT BREAKER 3VA5 UL FRAME 125 BREAKING CAPACITY CLASS S 25KA @ 277 V 1-POLE, LINE PROTECTIO | 108.31
3VA5190-4ED31-0AA0 | CIRCUIT BREAKER 3VA5 UL FRAME 125 BREAKING CAPACITY CLASS S 25KA @ 480 V 3-POLE, LINE PROTECTIO | 213.33
3VA5190-5ED31-1AA0 | CIRCUIT BREAKER 3VA5 UL FRAME 125 BREAKING CAPACITY CLASS M 35KA @ 480 V 3-POLE, LINE PROTECTIO | 248.9
3VA5190-6EC31-1AA0 | CIRCUIT BREAKER 3VA5 UL FRAME 125 BREAKING CAPACITY CLASS H 65KA @ 480 V 3-POLE, LINE PROTECTIO | 276.78
3VA5195-1MH31-0AA0 | CIRCUIT BREAKER 3VA5 UL FRAME 125 3-POLE,MOTOR STARTER PROTECTION TM120M, FM, IN=15A WITHOUT OV | 253.28
3VA5195-4EC31-0AA0 | CIRCUIT BREAKER 3VA5 UL FRAME 125 BREAKING CAPACITY CLASS S 25KA @ 480 V 3-POLE, LINE PROTECTIO | 195.28
3VA5195-5EC31-1AA0 | CIRCUIT BREAKER 3VA5 UL FRAME 125 BREAKING CAPACITY CLASS M 35KA @ 480 V 3-POLE, LINE PROTECTIO | 229.2
3VA5195-5ED11-1AA0 | CIRCUIT BREAKER 3VA5 UL FRAME 125 BREAKING CAPACITY CLASS M 35KA @ 277 V 1-POLE, LINE PROTECTIO | 121.44
3VA5195-6ED31-0AA0 | CIRCUIT BREAKER 3VA5 UL FRAME 125 BREAKING CAPACITY CLASS H 65KA @ 480 V 3-POLE, LINE PROTECTIO | 233.57
3VA5210-1BB31-0AA0 | MOLDED CASE SWITCH 3VA5 UL FRAME 250 MAX SHORT CIRCUIT CURR. RATING 100KA @ 480 V 3-POLE, LINE P | 375.51
3VA5210-5ED31-0AA0 | CIRCUIT BREAKER 3VA5 UL FRAME 250 BREAKING CAPACITY CLASS M 35KA @ 480 V 3-POLE, LINE PROTECTIO | 513.67
3VA5210-5ED61-0AA0 | CIRCUIT BREAKER 3VA5 UL FRAME 250 BREAKING CAPACITY CLASS M 35KA @ 480 V 2-POLE, LINE PROTECTIO | 462.25
3VA5210-7EC31-0AA0 | CIRCUIT BREAKER 3VA5 UL FRAME 250 BREAKING CAPACITY CLASS C 100KA @ 480 V 3-POLE, LINE PROTECTI | 667.36
3VA5210-7EC61-0AA0 | CIRCUIT BREAKER 3VA5 UL FRAME 250 BREAKING CAPACITY CLASS C 100KA @ 480 V 2-POLE, LINE PROTECTI | 596.23
3VA5211-5ED31-0AA0 | CIRCUIT BREAKER 3VA5 UL FRAME 250 BREAKING CAPACITY CLASS M 35KA @ 480 V 3-POLE, LINE PROTECTIO | 579.84
3VA5211-5ED61-0AA0 | CIRCUIT BREAKER 3VA5 UL FRAME 250 BREAKING CAPACITY CLASS M 35KA @ 480 V 2-POLE, LINE PROTECTIO | 520.2
3VA5211-6ED31-1AA0 | CIRCUIT BREAKER 3VA5 UL FRAME 250 BREAKING CAPACITY CLASS H 65KA @ 480 V 3-POLE, LINE PROTECTIO | 672.86
3VA5211-7EC31-0AA0 | CIRCUIT BREAKER 3VA5 UL FRAME 250 BREAKING CAPACITY CLASS C 100KA @ 480 V 3-POLE, LINE PROTECTI | 743.94
3VA6440-8HN31-0AA0 | CIRCUIT BREAKER 3VA6 UL FRAME 600 BREAKING CAPACITY CLASS L 150KA @ 480 V 3-POLE, LINE PROTECTI | 2543.66
3VA6440-8JP31-2AA0 | CIRCUIT BREAKER 3VA6 UL FRAME 600 BREAKING CAPACITY CLASS L 150KA @ 480 V 3-POLE, LINE PROTECTI | 3232.91
3VA6440-8JP41-2AA0 | CIRCUIT BREAKER 3VA6 UL FRAME 600 BREAKING CAPACITY CLASS L 150KA @ 480 V 4-POLE, LINE PROTECTI | 4130.03
3VA6440-8JT41-0AA0 | CIRCUIT BREAKER 3VA6 UL FRAME 600 BREAKING CAPACITY CLASS L 150KA @ 480 V 4-POLE, LINE PROTECTI | 3752.57
3VA6440-8KL31-0AA0 | CIRCUIT BREAKER 3VA6 UL FRAME 600 BREAKING CAPACITY CLASS L 150KA @ 480 V 3-POLE, LINE PROTECTI | 3068.78
3VA6440-8KM31-2AA0 | CIRCUIT BREAKER 3VA6 UL FRAME 600 BREAKING CAPACITY CLASS L 150KA @ 480 V 3-POLE, LINE PROTECTI | 3588.45
3VA6440-8KM41-2AA0 | CIRCUIT BREAKER 3VA6 UL FRAME 600 BREAKING CAPACITY CLASS L 150KA @ 480 V 4-POLE, LINE PROTECTI | 4474.63
3VA6440-8KP31-2AA0 | CIRCUIT BREAKER 3VA6 UL FRAME 600 BREAKING CAPACITY CLASS L 150KA @ 480 V 3-POLE, LINE PROTECTI | 3462.67
3VA6440-8KQ41-0AA0 | CIRCUIT BREAKER 3VA6 UL FRAME 600 BREAKING CAPACITY CLASS L 150KA @ 480 V 4-POLE, LINE PROTECTI | 4102.66
3VA6440-8KT31-0AA0 | CIRCUIT BREAKER 3VA6 UL FRAME 600 BREAKING CAPACITY CLASS L 150KA @ 480 V 3-POLE, LINE PROTECTI | 3161.77
3VA6460-5HL41-0AA0 | CIRCUIT BREAKER 3VA6 UL FRAME 600 BREAKING CAPACITY CLASS M 35KA @ 480 V 4-POLE, LINE PROTECTIO | 2270.14
3VA6460-5HM41-0AA0 | CIRCUIT BREAKER 3VA6 UL FRAME 600 BREAKING CAPACITY CLASS M 35KA @ 480 V 4-POLE, LINE PROTECTIO | 2527.25
3VA6460-5JQ31-0AA0 | CIRCUIT BREAKER 3VA6 UL FRAME 600 BREAKING CAPACITY CLASS M 35KA @ 480 V 3-POLE, LINE PROTECTIO | 2456.12
3VA6460-5JT31-0AA0 | CIRCUIT BREAKER 3VA6 UL FRAME 600 BREAKING CAPACITY CLASS M 35KA @ 480 V 3-POLE, LINE PROTECTIO | 2215.46
3VA6460-5KL31-0AA0 | CIRCUIT BREAKER 3VA6 UL FRAME 600 BREAKING CAPACITY CLASS M 35KA @ 480 V 3-POLE, LINE PROTECTIO | 2319.36
3VA6460-5KP41-0AA0 | CIRCUIT BREAKER 3VA6 UL FRAME 600 BREAKING CAPACITY CLASS M 35KA @ 480 V 4-POLE, LINE PROTECTIO | 2959.4
3VA6460-5KQ41-0AA0 | CIRCUIT BREAKER 3VA6 UL FRAME 600 BREAKING CAPACITY CLASS M 35KA @ 480 V 4-POLE, LINE PROTECTIO | 3107.09
3VA6460-6HN31-0AA0 | CIRCUIT BREAKER 3VA6 UL FRAME 600 BREAKING CAPACITY CLASS H 65KA @ 480 V 3-POLE, LINE PROTECTIO | 2040.4
3VA6460-6JP31-0AA0 | CIRCUIT BREAKER 3VA6 UL FRAME 600 BREAKING CAPACITY CLASS H 65KA @ 480 V 3-POLE, LINE PROTECTIO | 2456.12
3VA6460-6KL41-0AA0 | CIRCUIT BREAKER 3VA6 UL FRAME 600 BREAKING CAPACITY CLASS H 65KA @ 480 V 4-POLE, LINE PROTECTIO | 3205.55
3VA6460-6KM41-0AA0 | CIRCUIT BREAKER 3VA6 UL FRAME 600 BREAKING CAPACITY CLASS H 65KA @ 480 V 4-POLE, LINE PROTECTIO | 3418.88
3VA6460-6KT31-0AA0 | CIRCUIT BREAKER 3VA6 UL FRAME 600 BREAKING CAPACITY CLASS H 65KA @ 480 V 3-POLE, LINE PROTECTIO | 2653.04
3VA6460-7HL31-0AA0 | CIRCUIT BREAKER 3VA6 UL FRAME 600 BREAKING CAPACITY CLASS C 100KA @ 480 V 3-POLE, LINE PROTECTI | 2122.44
3VA6460-7JP41-0AA0 | CIRCUIT BREAKER 3VA6 UL FRAME 600 BREAKING CAPACITY CLASS C 100KA @ 480 V 4-POLE, LINE PROTECTI | 3314.96
3VA6460-7JQ41-0AA0 | CIRCUIT BREAKER 3VA6 UL FRAME 600 BREAKING CAPACITY CLASS C 100KA @ 480 V 4-POLE, LINE PROTECTI | 3561.12
3VA6460-7KP31-0AA0 | CIRCUIT BREAKER 3VA6 UL FRAME 600 BREAKING CAPACITY CLASS C 100KA @ 480 V 3-POLE, LINE PROTECTI | 2828.11
3VA6460-7KQ31-0AA0 | CIRCUIT BREAKER 3VA6 UL FRAME 600 BREAKING CAPACITY CLASS C 100KA @ 480 V 3-POLE, LINE PROTECTI | 2959.4
3VA6460-8HL41-0AA0 | CIRCUIT BREAKER 3VA6 UL FRAME 600 BREAKING CAPACITY CLASS L 150KA @ 480 V 4-POLE, LINE PROTECTI | 3243.84
3VA6460-8HM41-0AA0 | CIRCUIT BREAKER 3VA6 UL FRAME 600 BREAKING CAPACITY CLASS L 150KA @ 480 V 4-POLE, LINE PROTECTI | 3500.93
3VA6460-8JT31-0AA0 | CIRCUIT BREAKER 3VA6 UL FRAME 600 BREAKING CAPACITY CLASS L 150KA @ 480 V 3-POLE, LINE PROTECTI | 2942.97
3VA6460-8KL31-0AA0 | CIRCUIT BREAKER 3VA6 UL FRAME 600 BREAKING CAPACITY CLASS L 150KA @ 480 V 3-POLE, LINE PROTECTI | 3068.78
3VA6460-8KQ41-0AA0 | CIRCUIT BREAKER 3VA6 UL FRAME 600 BREAKING CAPACITY CLASS L 150KA @ 480 V 4-POLE, LINE PROTECTI | 4102.66
3VA6460-8KT41-0AA0 | CIRCUIT BREAKER 3VA6 UL FRAME 600 BREAKING CAPACITY CLASS L 150KA @ 480 V 4-POLE, LINE PROTECTI | 3954.98
3VA9038-0LB10 | HANDLE PADLOCK DEVICE ACCESSORY FOR: 3VA5 125 | 38.13
3VA9078-0VM10 | REAR INTERLOCK WALKING BEAM ACCESSORY FOR: 3VA1 160 3VA2 100/160/250/400/630 | 234.12
3VA9233-0JD12 | WIRE CONNECTOR;CU 3 PCS. ACCESSORY FOR: 3VA5 250 | 107.21
3VA9233-0JJ13 | WIRE CONNECTOR LARGE 3 PCS. ACCESSORY FOR: 3VA5 250 | 63.45
3VA9237-0VF10 | BOWDENCABLE INTERLOCK MODULE TOGGLE LEVER ACCESSORY FOR: 3VA1 250 | 52.56
3VA9238-0VK20 | REAR INTERLOCK MOUNTING PLATE ACCESSORY FOR: 3VA1 250 | 16.86
3VA9243-0JA12 | BOX TERMINAL 3 PCS. ACCESSORY FOR: 3VA6 150/250 | 21.23
3VA9243-0JD12 | WIRE CONNECTOR;CU 3 PCS. ACCESSORY FOR: 3VA6 150/250 | 107.21
3VA9244-0JA12 | BOX TERMINAL 4 PCS. ACCESSORY FOR: 3VA6 150/250 | 28.3
3VA6325-6JT31-0AA0 | CIRCUIT BREAKER 3VA6 UL FRAME 400 BREAKING CAPACITY CLASS H 65KA @ 480 V 3-POLE, LINE PROTECTIO | 1930.99
3VA6325-6KL41-2AA0 | CIRCUIT BREAKER 3VA6 UL FRAME 400 BREAKING CAPACITY CLASS H 65KA @ 480 V 4-POLE, LINE PROTECTIO | 2735.12
3VA6325-6KM31-2AA0 | CIRCUIT BREAKER 3VA6 UL FRAME 400 BREAKING CAPACITY CLASS H 65KA @ 480 V 3-POLE, LINE PROTECTIO | 2456.12
3VA6325-6KP41-0AA0 | CIRCUIT BREAKER 3VA6 UL FRAME 400 BREAKING CAPACITY CLASS H 65KA @ 480 V 4-POLE, LINE PROTECTIO | 2587.42
3VA6325-6KQ31-0AA0 | CIRCUIT BREAKER 3VA6 UL FRAME 400 BREAKING CAPACITY CLASS H 65KA @ 480 V 3-POLE, LINE PROTECTIO | 2270.14
3VA6325-6KT41-2AA0 | CIRCUIT BREAKER 3VA6 UL FRAME 400 BREAKING CAPACITY CLASS H 65KA @ 480 V 4-POLE, LINE PROTECTIO | 2986.74
3VA6325-7HL31-2AA0 | CIRCUIT BREAKER 3VA6 UL FRAME 400 BREAKING CAPACITY CLASS C 100KA @ 480 V 3-POLE, LINE PROTECTI | 1712.18
3VA6325-7HN31-0AA0 | CIRCUIT BREAKER 3VA6 UL FRAME 400 BREAKING CAPACITY CLASS C 100KA @ 480 V 3-POLE, LINE PROTECTI | 1635.6
3VA6325-7HN41-0AA0 | CIRCUIT BREAKER 3VA6 UL FRAME 400 BREAKING CAPACITY CLASS C 100KA @ 480 V 4-POLE, LINE PROTECTI | 2133.39
3VA6325-7JP41-2AA0 | CIRCUIT BREAKER 3VA6 UL FRAME 400 BREAKING CAPACITY CLASS C 100KA @ 480 V 4-POLE, LINE PROTECTI | 2795.27
3VA6325-7JQ31-2AA0 | CIRCUIT BREAKER 3VA6 UL FRAME 400 BREAKING CAPACITY CLASS C 100KA @ 480 V 3-POLE, LINE PROTECTI | 2516.29
3VA6325-7KL31-0AA0 | CIRCUIT BREAKER 3VA6 UL FRAME 400 BREAKING CAPACITY CLASS C 100KA @ 480 V 3-POLE, LINE PROTECTI | 2160.72
3VA6325-7KL41-0AA0 | CIRCUIT BREAKER 3VA6 UL FRAME 400 BREAKING CAPACITY CLASS C 100KA @ 480 V 4-POLE, LINE PROTECTI | 2631.17
3VA6325-7KP31-2AA0 | CIRCUIT BREAKER 3VA6 UL FRAME 400 BREAKING CAPACITY CLASS C 100KA @ 480 V 3-POLE, LINE PROTECTI | 2478
3VA6325-7KP41-2AA0 | CIRCUIT BREAKER 3VA6 UL FRAME 400 BREAKING CAPACITY CLASS C 100KA @ 480 V 4-POLE, LINE PROTECTI | 2992.22
3VA6325-7KT31-0AA0 | CIRCUIT BREAKER 3VA6 UL FRAME 400 BREAKING CAPACITY CLASS C 100KA @ 480 V 3-POLE, LINE PROTECTI | 2248.26
3VA6325-7KT41-0AA0 | CIRCUIT BREAKER 3VA6 UL FRAME 400 BREAKING CAPACITY CLASS C 100KA @ 480 V 4-POLE, LINE PROTECTI | 2735.12
3VA6325-8HM31-2AA0 | CIRCUIT BREAKER 3VA6 UL FRAME 400 BREAKING CAPACITY CLASS L 150KA @ 480 V 3-POLE, LINE PROTECTI | 2215.46
3VA6325-8HM41-2AA0 | CIRCUIT BREAKER 3VA6 UL FRAME 400 BREAKING CAPACITY CLASS L 150KA @ 480 V 4-POLE, LINE PROTECTI | 2860.94
3VA6325-8JP41-0AA0 | CIRCUIT BREAKER 3VA6 UL FRAME 400 BREAKING CAPACITY CLASS L 150KA @ 480 V 4-POLE, LINE PROTECTI | 2860.94
3VA6325-8JQ31-0AA0 | CIRCUIT BREAKER 3VA6 UL FRAME 400 BREAKING CAPACITY CLASS L 150KA @ 480 V 3-POLE, LINE PROTECTI | 2532.71
3VA6325-8JT31-2AA0 | CIRCUIT BREAKER 3VA6 UL FRAME 400 BREAKING CAPACITY CLASS L 150KA @ 480 V 3-POLE, LINE PROTECTI | 2778.87
3VA6325-8JT41-2AA0 | CIRCUIT BREAKER 3VA6 UL FRAME 400 BREAKING CAPACITY CLASS L 150KA @ 480 V 4-POLE, LINE PROTECTI | 3402.48
3VA6325-8KL31-2AA0 | CIRCUIT BREAKER 3VA6 UL FRAME 400 BREAKING CAPACITY CLASS L 150KA @ 480 V 3-POLE, LINE PROTECTI | 2614.75
3VA6325-8KM41-0AA0 | CIRCUIT BREAKER 3VA6 UL FRAME 400 BREAKING CAPACITY CLASS L 150KA @ 480 V 4-POLE, LINE PROTECTI | 3167.27
3VA6325-8KP31-0AA0 | CIRCUIT BREAKER 3VA6 UL FRAME 400 BREAKING CAPACITY CLASS L 150KA @ 480 V 3-POLE, LINE PROTECTI | 2461.59
3VA6325-8KQ41-2AA0 | CIRCUIT BREAKER 3VA6 UL FRAME 400 BREAKING CAPACITY CLASS L 150KA @ 480 V 4-POLE, LINE PROTECTI | 3511.87
3VA6325-8KT31-2AA0 | CIRCUIT BREAKER 3VA6 UL FRAME 400 BREAKING CAPACITY CLASS L 150KA @ 480 V 3-POLE, LINE PROTECTI | 2882.81
3VA6340-5HL41-0AA0 | CIRCUIT BREAKER 3VA6 UL FRAME 400 BREAKING CAPACITY CLASS M 35KA @ 480 V 4-POLE, LINE PROTECTIO | 1635.6
3VA6340-5HM41-0AA0 | CIRCUIT BREAKER 3VA6 UL FRAME 400 BREAKING CAPACITY CLASS M 35KA @ 480 V 4-POLE, LINE PROTECTIO | 1887.23
3VA6340-5HN41-0AA0 | CIRCUIT BREAKER 3VA6 UL FRAME 400 BREAKING CAPACITY CLASS M 35KA @ 480 V 4-POLE, LINE PROTECTIO | 1728.61
3VA6340-5JT31-0AA0 | CIRCUIT BREAKER 3VA6 UL FRAME 400 BREAKING CAPACITY CLASS M 35KA @ 480 V 3-POLE, LINE PROTECTIO | 1739.53
3VA6340-5KL31-0AA0 | CIRCUIT BREAKER 3VA6 UL FRAME 400 BREAKING CAPACITY CLASS M 35KA @ 480 V 3-POLE, LINE PROTECTIO | 1854.39
3VA6340-5KQ41-0AA0 | CIRCUIT BREAKER 3VA6 UL FRAME 400 BREAKING CAPACITY CLASS M 35KA @ 480 V 4-POLE, LINE PROTECTIO | 2494.41
3VA6340-5KT41-0AA0 | CIRCUIT BREAKER 3VA6 UL FRAME 400 BREAKING CAPACITY CLASS M 35KA @ 480 V 4-POLE, LINE PROTECTIO | 2341.24
3VA6340-6JP31-0AA0 | CIRCUIT BREAKER 3VA6 UL FRAME 400 BREAKING CAPACITY CLASS H 65KA @ 480 V 3-POLE, LINE PROTECTIO | 1930.99
3VA6340-6JQ31-0AA0 | CIRCUIT BREAKER 3VA6 UL FRAME 400 BREAKING CAPACITY CLASS H 65KA @ 480 V 3-POLE, LINE PROTECTIO | 2177.15
3VA6340-6KL41-0AA0 | CIRCUIT BREAKER 3VA6 UL FRAME 400 BREAKING CAPACITY CLASS H 65KA @ 480 V 4-POLE, LINE PROTECTIO | 2488.95
3VA6340-6KM41-0AA0 | CIRCUIT BREAKER 3VA6 UL FRAME 400 BREAKING CAPACITY CLASS H 65KA @ 480 V 4-POLE, LINE PROTECTIO | 2685.88
3VA6340-7HL31-0AA0 | CIRCUIT BREAKER 3VA6 UL FRAME 400 BREAKING CAPACITY CLASS C 100KA @ 480 V 3-POLE, LINE PROTECTI | 1542.61
3VA6340-7HM31-0AA0 | CIRCUIT BREAKER 3VA6 UL FRAME 400 BREAKING CAPACITY CLASS C 100KA @ 480 V 3-POLE, LINE PROTECTI | 1788.75
3VA6340-7JQ41-0AA0 | CIRCUIT BREAKER 3VA6 UL FRAME 400 BREAKING CAPACITY CLASS C 100KA @ 480 V 4-POLE, LINE PROTECTI | 2778.87
3SU1401-1BC40-3AA0-ZX90 | LED MODULE WITH INTEGRATED LED 110V AC, GREEN, SPRING-TYPE TERMINAL, FOR FRONT PLATE MOUNTING Z | 13.68
3SU1401-1BC50-3AA0-ZX90 | LED MODULE WITH INTEGRATED LED 110V AC, BLUE, SPRING-TYPE TERMINAL, FOR FRONT PLATE MOUNTING Z | 13.68
3SU1401-1BF20-1AA0-ZX90 | LED MODULE WITH INTEGRATED LED 230V AC, RED, SCREW TERMINAL, FOR FRONT PLATE MOUNTING Z = 150X | 12.41
3SU1401-1BF30-1AA0-ZX90 | LED MODULE WITH INTEGRATED LED 230V AC, YELLOW, SCREW TERMINAL, FOR FRONT PLATE MOUNTING Z = 15 | 12.41
3SU1401-1BF60-3AA0-ZX90 | LED MODULE WITH INTEGRATED LED 230V AC, WHITE, SPRING-TYPE TERMINAL, FOR FRONT PLATE MOUNTING Z | 13.68
3SU1401-1BG00-3AA0-ZX90 | LED MODULE WITH INTEGRATED LED 6-24V AC/DC AMBER, SPRING-TYPE TERMINAL, FOR FRONT PLATE MOUNTING | 8.93
3SU1401-1BG50-1AA0-ZX90 | LED MODULE WITH INTEGRATED LED 6-24V AC/DC BLUE, SCREW TERMINAL, FOR FRONT PLATE MOUNTING Z = 1 | 8.41
3SU1401-1BG60-1AA0-ZX90 | LED MODULE WITH INTEGRATED LED 6-24V AC/DC WHITE, SCREW TERMINAL, FOR FRONT PLATE MOUNTING Z = | 8.41
3SU1401-1BH20-3AA0-ZX90 | LED MODULE WITH INTEGRATED LED, 24-240V AC/DC, RED, SPRING-TYPE TERMINAL, FOR FRONT PLATE MOUNT | 15.88
3SU1401-1BH30-3AA0-ZX90 | LED MODULE WITH INTEGRATED LED, 24-240V AC/DC, YELLOW, SPRING-TYPE TERMINAL, FOR FRONT PLATE MO | 15.88
3SU1401-2BB00-1AA0-ZX90 | LED MODULE WITH INTEGRATED LED 24V AC/DC, AMBER, SCREW TERMINAL, FOR BASE MOUNTING Z = 150X PAC | 7.67
3SU1401-2BB00-3AA0-ZX90 | LED MODULE WITH INTEGRATED LED 24V AC/DC, AMBER, SPRING-TYPE TERMINAL, FOR BASE MOUNTING Z = 15 | 8.23
3SU1401-2BB40-1AA0-ZX90 | LED MODULE WITH INTEGRATED LED 24V AC/DC, GREEN, SCREW TERMINAL, FOR BASE MOUNTING Z = 150X PAC | 7.67
3SU1401-2BB40-3AA0-ZX90 | LED MODULE WITH INTEGRATED LED 24V AC/DC, GREEN, SPRING-TYPE TERMINAL, FOR BASE MOUNTING Z = 15 | 8.23
3SU1401-2BC00-1AA0-ZX90 | LED MODULE WITH INTEGRATED LED 110V AC, AMBER, SCREW TERMINAL, FOR BASE MOUNTING Z = 150X PACK | 14.44
3SU1100-7BF10-1QA0-ZY15 | COORDINATE SWITCH, 22MM, ROUND, PLASTIC, BLACK, 4 SWITCH POSITIONS O-I-II-III, MOMENTARY CONTAC | 87.99
3SU1100-1HB20-1PG0 | EM. STOP MUSHROOM PUSHBUTTON, 22MM, ROUND, PLASTIC, RED, 40MM, LATCHING, POSITIVE LATCHING, R | 37.88
3SU1100-7AC10-1NA0-ZY19 | COORDINATE SWITCH, 22MM, ROUND, PLASTIC, BLACK, 2 SWITCH POSITIONS O-I, HORIZONTAL, MOM. CONTAC | 55.07
3SU1100-7AD10-1NA0-ZX90 | COORDINATE SWITCH, 22MM, ROUND, PLASTIC, BLACK, 2 SWITCH POSITIONS O-I, VERTICAL, MOM. CONTACT | 53.81
3SU1100-7AD10-1NA0-ZY19 | COORDINATE SWITCH, 22MM, ROUND, PLASTIC, BLACK, 2 SWITCH POSITIONS O-I, VERTICAL, MOM. CONTACT | 55.07
3SU1100-7AF10-1QA0-ZX90 | COORDINATE SWITCH, 22MM, ROUND, PLASTIC, BLACK, 4 SWITCH POSITIONS O-I-II-III, MOMENTARY CONTAC | 73.43
3SU1100-7AF10-1QA0-ZY11 | COORDINATE SWITCH, 22MM, ROUND, PLASTIC, BLACK, 4 SWITCH POSITIONS O-I-II-III, MOMENTARY CONTAC | 76.59
3SU1100-7BC10-1NA0-ZX90 | COORDINATE SWITCH, 22MM, ROUND, PLASTIC, BLACK, 2 SWITCH POSITIONS O-I, HORIZONTAL, MOM. CONTAC | 64.57
3SU1100-7BC10-1NA0-ZY11 | COORDINATE SWITCH, 22MM, ROUND, PLASTIC, BLACK, 2 SWITCH POSITIONS O-I, HORIZONTAL, MOM. CONTAC | 67.73
3SU1100-7BD10-1NA0-ZY11 | COORDINATE SWITCH, 22MM, ROUND, PLASTIC, BLACK, 2 SWITCH POSITIONS O-I, VERTICAL, MOM. CONTACT | 67.73
3SU1100-7BD10-1NA0-ZY15 | COORDINATE SWITCH, 22MM, ROUND, PLASTIC, BLACK, 2 SWITCH POSITIONS O-I, VERTICAL, MOM. CONTACT | 67.73
3SU1100-7BF10-1QA0-ZY11 | COORDINATE SWITCH, 22MM, ROUND, PLASTIC, BLACK, 4 SWITCH POSITIONS O-I-II-III, MOMENTARY CONTAC | 87.99
3SU1130-7AC10-1NA0 | COORDINATE SWITCH, 22MM, ROUND, PLASTIC WITH METAL FRONT RING, BLACK, 2 SWITCH POSITIONS O-I, H | 135.47
3SU1130-7AC10-1NA0-ZY10 | COORDINATE SWITCH, 22MM, ROUND, PLASTIC WITH METAL FRONT RING, BLACK, 2 SWITCH POSITIONS O-I, H | 138.63
3VA6340-7JT41-0AA0 | CIRCUIT BREAKER 3VA6 UL FRAME 400 BREAKING CAPACITY CLASS C 100KA @ 480 V 4-POLE, LINE PROTECTI | 2538.17
3VA6340-7KP31-0AA0 | CIRCUIT BREAKER 3VA6 UL FRAME 400 BREAKING CAPACITY CLASS C 100KA @ 480 V 3-POLE, LINE PROTECTI | 2248.26
3VA6340-7KQ31-0AA0 | CIRCUIT BREAKER 3VA6 UL FRAME 400 BREAKING CAPACITY CLASS C 100KA @ 480 V 3-POLE, LINE PROTECTI | 2395.96
3VA6340-8HM41-0AA0 | CIRCUIT BREAKER 3VA6 UL FRAME 400 BREAKING CAPACITY CLASS L 150KA @ 480 V 4-POLE, LINE PROTECTI | 2598.36
3VA6340-8HN41-0AA0 | CIRCUIT BREAKER 3VA6 UL FRAME 400 BREAKING CAPACITY CLASS L 150KA @ 480 V 4-POLE, LINE PROTECTI | 2439.71
3VA6340-8KL31-0AA0 | CIRCUIT BREAKER 3VA6 UL FRAME 400 BREAKING CAPACITY CLASS L 150KA @ 480 V 3-POLE, LINE PROTECTI | 2385.02
3VA6340-8KM31-0AA0 | CIRCUIT BREAKER 3VA6 UL FRAME 400 BREAKING CAPACITY CLASS L 150KA @ 480 V 3-POLE, LINE PROTECTI | 2587.42
3VA6340-8KQ41-0AA0 | CIRCUIT BREAKER 3VA6 UL FRAME 400 BREAKING CAPACITY CLASS L 150KA @ 480 V 4-POLE, LINE PROTECTI | 3194.59
3VA6340-8KT41-0AA0 | CIRCUIT BREAKER 3VA6 UL FRAME 400 BREAKING CAPACITY CLASS L 150KA @ 480 V 4-POLE, LINE PROTECTI | 3063.32
3VA6440-5HM31-2AA0 | CIRCUIT BREAKER 3VA6 UL FRAME 600 BREAKING CAPACITY CLASS M 35KA @ 480 V 3-POLE, LINE PROTECTIO | 2160.72
3VA6440-5HM41-2AA0 | CIRCUIT BREAKER 3VA6 UL FRAME 600 BREAKING CAPACITY CLASS M 35KA @ 480 V 4-POLE, LINE PROTECTIO | 2767.93
3VA6440-5JP41-0AA0 | CIRCUIT BREAKER 3VA6 UL FRAME 600 BREAKING CAPACITY CLASS M 35KA @ 480 V 4-POLE, LINE PROTECTIO | 2767.93
3VA6440-5JQ31-0AA0 | CIRCUIT BREAKER 3VA6 UL FRAME 600 BREAKING CAPACITY CLASS M 35KA @ 480 V 3-POLE, LINE PROTECTIO | 2456.12
3VA6440-5JT31-2AA0 | CIRCUIT BREAKER 3VA6 UL FRAME 600 BREAKING CAPACITY CLASS M 35KA @ 480 V 3-POLE, LINE PROTECTIO | 2707.74
3VA6440-5JT41-2AA0 | CIRCUIT BREAKER 3VA6 UL FRAME 600 BREAKING CAPACITY CLASS M 35KA @ 480 V 4-POLE, LINE PROTECTIO | 3309.48
3VA6440-5KM41-0AA0 | CIRCUIT BREAKER 3VA6 UL FRAME 600 BREAKING CAPACITY CLASS M 35KA @ 480 V 4-POLE, LINE PROTECTIO | 3090.67
3VA6440-5KP31-0AA0 | CIRCUIT BREAKER 3VA6 UL FRAME 600 BREAKING CAPACITY CLASS M 35KA @ 480 V 3-POLE, LINE PROTECTIO | 2423.3
3VA6440-5KQ41-2AA0 | CIRCUIT BREAKER 3VA6 UL FRAME 600 BREAKING CAPACITY CLASS M 35KA @ 480 V 4-POLE, LINE PROTECTIO | 3418.88
3VA6440-5KT31-2AA0 | CIRCUIT BREAKER 3VA6 UL FRAME 600 BREAKING CAPACITY CLASS M 35KA @ 480 V 3-POLE, LINE PROTECTIO | 2822.65
3VA6440-6HL41-0AA0 | CIRCUIT BREAKER 3VA6 UL FRAME 600 BREAKING CAPACITY CLASS H 65KA @ 480 V 4-POLE, LINE PROTECTIO | 2598.36
3VA6440-6HM31-0AA0 | CIRCUIT BREAKER 3VA6 UL FRAME 600 BREAKING CAPACITY CLASS H 65KA @ 480 V 3-POLE, LINE PROTECTIO | 2209.97
3VA6440-6HN41-2AA0 | CIRCUIT BREAKER 3VA6 UL FRAME 600 BREAKING CAPACITY CLASS H 65KA @ 480 V 4-POLE, LINE PROTECTIO | 2953.91
3VA6440-6JP31-2AA0 | CIRCUIT BREAKER 3VA6 UL FRAME 600 BREAKING CAPACITY CLASS H 65KA @ 480 V 3-POLE, LINE PROTECTIO | 2707.74
3VA6440-6JT31-0AA0 | CIRCUIT BREAKER 3VA6 UL FRAME 600 BREAKING CAPACITY CLASS H 65KA @ 480 V 3-POLE, LINE PROTECTIO | 2456.12
3VA6440-6JT41-0AA0 | CIRCUIT BREAKER 3VA6 UL FRAME 600 BREAKING CAPACITY CLASS H 65KA @ 480 V 4-POLE, LINE PROTECTIO | 3101.6
3VA6210-8JT31-2AA0 | CIRCUIT BREAKER 3VA6 UL FRAME 250 BREAKING CAPACITY CLASS L 150KA @ 480 V 3-POLE, LINE PROTECTI | 2270.14
3VA6210-8JT41-2AA0 | CIRCUIT BREAKER 3VA6 UL FRAME 250 BREAKING CAPACITY CLASS L 150KA @ 480 V 4-POLE, LINE PROTECTI | 2751.52
3VA6210-8KM41-0AA0 | CIRCUIT BREAKER 3VA6 UL FRAME 250 BREAKING CAPACITY CLASS L 150KA @ 480 V 4-POLE, LINE PROTECTI | 2603.82
3VA6210-8KP31-0AA0 | CIRCUIT BREAKER 3VA6 UL FRAME 250 BREAKING CAPACITY CLASS L 150KA @ 480 V 3-POLE, LINE PROTECTI | 2018.52
3VA6210-8KQ41-2AA0 | CIRCUIT BREAKER 3VA6 UL FRAME 250 BREAKING CAPACITY CLASS L 150KA @ 480 V 4-POLE, LINE PROTECTI | 2866.39
3SU1130-7AD10-1NA0 | COORDINATE SWITCH, 22MM, ROUND, PLASTIC WITH METAL FRONT RING, BLACK, 2 SWITCH POSITIONS O-I, V | 135.47
3SU1130-7AD10-1NA0-ZY10 | COORDINATE SWITCH, 22MM, ROUND, PLASTIC WITH METAL FRONT RING, BLACK, 2 SWITCH POSITIONS O-I, V | 138.63
3SU1130-7AF10-1QA0-ZY10 | COORDINATE SWITCH, 22MM, ROUND, PLASTIC WITH METAL FRONT RING, BLACK, 4 SWITCH POSITIONS O-I-II- | 180.41
3SU1130-7AF10-1QA0-ZY12 | COORDINATE SWITCH, 22MM, ROUND, PLASTIC WITH METAL FRONT RING, BLACK, 4 SWITCH POSITIONS O-I-II- | 180.41
3SU1130-7BC10-1NA0-ZY12 | COORDINATE SWITCH, 22MM, ROUND, PLASTIC WITH METAL FRONT RING, BLACK, 2 SWITCH POSITIONS O-I, H | 170.28
3SU1130-7BC10-1NA0-ZY19 | COORDINATE SWITCH, 22MM, ROUND, PLASTIC WITH METAL FRONT RING, BLACK, 2 SWITCH POSITIONS O-I, H | 168.39
3SU1130-7BD10-1NA0-ZY12 | COORDINATE SWITCH, 22MM, ROUND, PLASTIC WITH METAL FRONT RING, BLACK, 2 SWITCH POSITIONS O-I, V | 170.28
3SU1130-7BD10-1NA0-ZY19 | COORDINATE SWITCH, 22MM, ROUND, PLASTIC WITH METAL FRONT RING, BLACK, 2 SWITCH POSITIONS O-I, V | 168.39
3SU1130-7BF10-1QA0-ZY19 | COORDINATE SWITCH, 22MM, ROUND, PLASTIC WITH METAL FRONT RING, BLACK, 4 SWITCH POSITIONS O-I-II- | 212.7
3SU1062-2EM10-0AA0-ZX90 | SELECTOR SWITCH, CAN BE ILLUM., 30MM, ROUND, METAL, MATT, BLACK, LONG SELECTOR SWITCH, FRONT RI | 32.28
3SU1401-2BC50-1AA0-ZX90 | LED MODULE WITH INTEGRATED LED 110V AC, BLUE, SCREW TERMINAL, FOR BASE MOUNTING Z = 150X PACK | 14.44
3SU1401-2BC60-1AA0-ZX90 | LED MODULE WITH INTEGRATED LED 110V AC, WHITE, SCREW TERMINAL, FOR BASE MOUNTING Z = 150X PACK | 14.44
3SU1401-2BF20-3AA0-ZX90 | LED MODULE WITH INTEGRATED LED 230V AC, RED, SPRING-TYPE TERMINAL, FOR BASE MOUNTING Z = 150X P | 13.99
3SU1801-2NG00-2AA2 | ENCLOSURE FOR COMMAND DEVICES, 22MM, ROUND, ENCLOSURE MATERIAL PLASTIC, ENCLOSURE TOP PART YELLOW | 82.96
3SU1150-7AF88-1QA0 | COORDINATE SWITCH, 22MM, ROUND, METAL, SHINY, BLACK, 4 SWITCH POSITIONS O-I-II-III, MOMENTARY C | 73.84
3SU1150-7BD88-1NA0 | COORDINATE SWITCH, 22MM, ROUND, METAL, SHINY, BLACK, 2 SWITCH POSITIONS O-I, VERTICAL MOM. CONT | 74.99
3SU1250-0EB50-0AA0-ZY13 | PUSHBUTTON, COMPACT, WITH EXTENDED STROKE (12MM), 22MM, ROUND, METAL, BLUE, FLAT BUTTON, MOMEN | 21.21
3SU1250-0EB50-0AA0-ZY19 | PUSHBUTTON, COMPACT, WITH EXTENDED STROKE (12MM), 22MM, ROUND, METAL, BLUE, FLAT BUTTON, MOMEN | 19.3
3SU1900-0AH10-0AA0-ZX90 | LABEL HOLDER, FLAT, FRAME WITH ROUNDED BOTTOM, BLACK, FOR LABELING PLATE 17.5MM X 27MM Z = 100 | 1.1
3SU1900-0AK10-0AA0-ZX90 | LABEL HOLDER, FOR TWIN PUSHBUTTON, FLAT, BLACK, FOR LABELING PLATE 12.5MM X 27MM Z = 100X PACK | 1.12
3SU1900-0AS10-0AA0-ZX90 | LABEL HOLDER, FLAT, FRAME WITH ROUNDED BOTTOM, BLACK, FOR LABELING PLATE 17.5MM X 27MM Z = 100 | 1.1
3SU1900-0BA31-0AA0-ZX90 | BACKING PLATE FOR EM. STOP, YELLOW, WITHOUT INSCRIPTION, EXTERNAL DIAMETER 45MM, INTERNAL DIAMET | 5.61
3SU1900-0BN31-0NC0 | BACKING PLATE FOR EM. STOP, YELLOW, WITHOUT INSCRIPTION, EXTERNAL DIAMETER 60MM, INTERNAL DIAMET | 8.52
3SU1900-0EE70-0AA0 | SILICONE-FREE PROT. CAP FOR RAISED BUTTON, CLEAR | 4.26
3WL9111-0AA44-0AA0 | SET OF 3 PCS CT ONLY ROGOWSKI COIL WITHOUT IRON CORE PART WITH WARNING LABEL AND MANUAL FOR 3POLE | 1403.23
3WL9111-0AA46-0AA0 | SET OF 4 PCS CT ONLY ROGOWSKI COIL WITHOUT IRON CORE PART WITH WARNING LABEL AND MANUAL FOR 4POLE | 1258.89
3VA2340-6HL32-0KH0 | CIRCUIT BREAKER 3VA2 IEC FRAME 400 BREAKING CAPACITY CLASS H ICU=85KA @ 415 V 3-POLE, LINE PROT | 1733.88
3VA2340-6HL42-0AJ0 | CIRCUIT BREAKER 3VA2 IEC FRAME 400 BREAKING CAPACITY CLASS H ICU=85KA @ 415 V 4-POLE, LINE PROT | 2179.55
3VA1108-6MG36-0AA0 | CIRCUIT BREAKER 3VA1 IEC FRAME 160 BREAKING CAPACITY CLASS H ICU=70KA @ 415 V 3-POLE,MOTOR STAR | 222
3VA1116-3ED46-0HC0 | CIRCUIT BREAKER 3VA1 IEC FRAME 160 BREAKING CAPACITY CLASS N ICU=25KA @ 415 V 4-POLE, LINE PROT | 814.71
3VA1132-4ED22-0KA0 | CIRCUIT BREAKER 3VA1 IEC FRAME 160 BREAKING CAPACITY CLASS S ICU=36KA @ 415 V 2-POLE, LINE PROT | 291.77
3VA1120-5MH36-0AA0 | CIRCUIT BREAKER 3VA1 IEC FRAME 160 BREAKING CAPACITY CLASS M ICU=55KA @ 415 V 3-POLE,MOTOR STAR | 204.35
3VA1150-5ED32-0DA0 | CIRCUIT BREAKER 3VA1 IEC FRAME 160 BREAKING CAPACITY CLASS M ICU=55KA @ 415 V 3-POLE, LINE PROT | 364.88
3VA1180-3EE32-0JA0 | CIRCUIT BREAKER 3VA1 IEC FRAME 160 BREAKING CAPACITY CLASS N ICU=25KA @ 415 V 3-POLE, LINE PROT | 321.7
3VA1225-4EF32-0LE0 | CIRCUIT BREAKER 3VA1 IEC FRAME 250 BREAKING CAPACITY CLASS S ICU=36KA @ 415 V 3-POLE, LINE PROT | 1128.07
3VA2040-5HN32-0KG0 | CIRCUIT BREAKER 3VA2 IEC FRAME 100 BREAKING CAPACITY CLASS M ICU=55KA @ 415 V 3POLE, LINE PROTE | 724.2
3VA1192-6MG32-0AA0 | CIRCUIT BREAKER 3VA1 IEC FRAME 160 BREAKING CAPACITY CLASS H ICU=70KA @ 415 V 3-POLE,MOTOR STAR | 204.84
3VA1196-3ED26-0BA0 | CIRCUIT BREAKER 3VA1 IEC FRAME 160 BREAKING CAPACITY CLASS N ICU=25KA @ 415 V 2-POLE, LINE PROT | 318.22
3VA2010-5HL36-0BD0 | CIRCUIT BREAKER 3VA2 IEC FRAME 100 BREAKING CAPACITY CLASS M ICU=55KA @ 415 V 3POLE, LINE PROTE | 752.04
3VA2110-7MQ36-0BE0 | CIRCUIT BREAKER 3VA2 IEC FRAME 160 BREAKING CAPACITY CLASS C ICU=110KA @ 415 V 3-POLE, MOTOR PR | 1378.76
3VA2125-7HM32-0BK0 | CIRCUIT BREAKER 3VA2 IEC FRAME 160 BREAKING CAPACITY CLASS C ICU=110KA @ 415 V 3POLE, LINE PROT | 1051.48
3VA2340-5HL32-0KH0 | CIRCUIT BREAKER 3VA2 IEC FRAME 400 BREAKING CAPACITY CLASS M ICU=55KA @ 415 V 3-POLE, LINE PROT | 1545.88
3VA2340-5HL42-0AE0 | CIRCUIT BREAKER 3VA2 IEC FRAME 400 BREAKING CAPACITY CLASS M ICU=55KA @ 415 V 4-POLE, LINE PROT | 1914.94
3VA2340-5HL42-0AG0 | CIRCUIT BREAKER 3VA2 IEC FRAME 400 BREAKING CAPACITY CLASS M ICU=55KA @ 415 V 4-POLE, LINE PROT | 1901
3VA2340-5HL42-0CA0 | CIRCUIT BREAKER 3VA2 IEC FRAME 400 BREAKING CAPACITY CLASS M ICU=55KA @ 415 V 4-POLE, LINE PROT | 1928.86
3VA2340-5HL42-0CL0 | CIRCUIT BREAKER 3VA2 IEC FRAME 400 BREAKING CAPACITY CLASS M ICU=55KA @ 415 V 4-POLE, LINE PROT | 2033.31
3VA2340-5HL42-0HC0 | CIRCUIT BREAKER 3VA2 IEC FRAME 400 BREAKING CAPACITY CLASS M ICU=55KA @ 415 V 4-POLE, LINE PROT | 1942.78
3VA2340-5HL42-0HL0 | CIRCUIT BREAKER 3VA2 IEC FRAME 400 BREAKING CAPACITY CLASS M ICU=55KA @ 415 V 4-POLE, LINE PROT | 2005.46
3VA2340-5HL42-0JL0 | CIRCUIT BREAKER 3VA2 IEC FRAME 400 BREAKING CAPACITY CLASS M ICU=55KA @ 415 V 4-POLE, LINE PROT | 2005.46
3VA2340-5HL42-0KC0 | CIRCUIT BREAKER 3VA2 IEC FRAME 400 BREAKING CAPACITY CLASS M ICU=55KA @ 415 V 4-POLE, LINE PROT | 1942.78
3VA2340-5HL42-0KL0 | CIRCUIT BREAKER 3VA2 IEC FRAME 400 BREAKING CAPACITY CLASS M ICU=55KA @ 415 V 4-POLE, LINE PROT | 2005.46
3VA2340-5KQ32-0LC0 | CIRCUIT BREAKER 3VA2 IEC FRAME 400 BREAKING CAPACITY CLASS M ICU=55KA @ 415 V 3-POLE, LINE PROT | 2534.67
3VA2340-6HL32-0AC0 | CIRCUIT BREAKER 3VA2 IEC FRAME 400 BREAKING CAPACITY CLASS H ICU=85KA @ 415 V 3-POLE, LINE PROT | 1622.47
3VA2340-6HL32-0BA0 | CIRCUIT BREAKER 3VA2 IEC FRAME 400 BREAKING CAPACITY CLASS H ICU=85KA @ 415 V 3-POLE, LINE PROT | 1678.18
3VA2340-6HL32-0BH0 | CIRCUIT BREAKER 3VA2 IEC FRAME 400 BREAKING CAPACITY CLASS H ICU=85KA @ 415 V 3-POLE, LINE PROT | 1747.82
3VA2340-6HL32-0DA0 | CIRCUIT BREAKER 3VA2 IEC FRAME 400 BREAKING CAPACITY CLASS H ICU=85KA @ 415 V 3-POLE, LINE PROT | 1678.18
3VA2340-6HL32-0DH0 | CIRCUIT BREAKER 3VA2 IEC FRAME 400 BREAKING CAPACITY CLASS H ICU=85KA @ 415 V 3-POLE, LINE PROT | 1747.82
3VA2340-6HL32-0HA0 | CIRCUIT BREAKER 3VA2 IEC FRAME 400 BREAKING CAPACITY CLASS H ICU=85KA @ 415 V 3-POLE, LINE PROT | 1657.29
3VA2340-6HL32-0JA0 | CIRCUIT BREAKER 3VA2 IEC FRAME 400 BREAKING CAPACITY CLASS H ICU=85KA @ 415 V 3-POLE, LINE PROT | 1657.29
3VA2325-5HL32-0DA0 | CIRCUIT BREAKER 3VA2 IEC FRAME 400 BREAKING CAPACITY CLASS M ICU=55KA @ 415 V 3-POLE, LINE PROT | 1497.13
3VA2325-5HL32-0HL0 | CIRCUIT BREAKER 3VA2 IEC FRAME 400 BREAKING CAPACITY CLASS M ICU=55KA @ 415 V 3-POLE, LINE PROT | 1587.65
3VA2325-5HL32-0JA0 | CIRCUIT BREAKER 3VA2 IEC FRAME 400 BREAKING CAPACITY CLASS M ICU=55KA @ 415 V 3-POLE, LINE PROT | 1469.27
3VA2325-5HL32-0KH0 | CIRCUIT BREAKER 3VA2 IEC FRAME 400 BREAKING CAPACITY CLASS M ICU=55KA @ 415 V 3-POLE, LINE PROT | 1545.88
3VA2325-5HL42-0AF0 | CIRCUIT BREAKER 3VA2 IEC FRAME 400 BREAKING CAPACITY CLASS M ICU=55KA @ 415 V 4-POLE, LINE PROT | 1887.08
3VA2216-6JP32-0KF0 | CIRCUIT BREAKER 3VA2 IEC FRAME 250 BREAKING CAPACITY CLASS H ICU=85KA @ 415 V 3POLE, LINE PROTE | 1817.44
3VA2220-7MQ32-0LL0 | CIRCUIT BREAKER 3VA2 IEC FRAME 250 BREAKING CAPACITY CLASS C ICU=110KA @ 415 V 3-POLE, MOTOR PR | 2068.13
3VA2325-6HL32-0AE0 | CIRCUIT BREAKER 3VA2 IEC FRAME 400 BREAKING CAPACITY CLASS H ICU=85KA @ 415 V 3-POLE, LINE PROT | 1664.25
3VA2325-6HL32-0AG0 | CIRCUIT BREAKER 3VA2 IEC FRAME 400 BREAKING CAPACITY CLASS H ICU=85KA @ 415 V 3-POLE, LINE PROT | 1643.36
3VA2325-6HL32-0CA0 | CIRCUIT BREAKER 3VA2 IEC FRAME 400 BREAKING CAPACITY CLASS H ICU=85KA @ 415 V 3-POLE, LINE PROT | 1678.18
3VA2325-6HL32-0CL0 | CIRCUIT BREAKER 3VA2 IEC FRAME 400 BREAKING CAPACITY CLASS H ICU=85KA @ 415 V 3-POLE, LINE PROT | 1789.6
3VA2325-6HL32-0HA0 | CIRCUIT BREAKER 3VA2 IEC FRAME 400 BREAKING CAPACITY CLASS H ICU=85KA @ 415 V 3-POLE, LINE PROT | 1657.29
3VA2325-6HL32-0HH0 | CIRCUIT BREAKER 3VA2 IEC FRAME 400 BREAKING CAPACITY CLASS H ICU=85KA @ 415 V 3-POLE, LINE PROT | 1733.88
3VA2325-6HL32-0JL0 | CIRCUIT BREAKER 3VA2 IEC FRAME 400 BREAKING CAPACITY CLASS H ICU=85KA @ 415 V 3-POLE, LINE PROT | 1761.74
3VA2325-6HL32-0KC0 | CIRCUIT BREAKER 3VA2 IEC FRAME 400 BREAKING CAPACITY CLASS H ICU=85KA @ 415 V 3-POLE, LINE PROT | 1692.1
3VA2340-5HL32-0AD0 | CIRCUIT BREAKER 3VA2 IEC FRAME 400 BREAKING CAPACITY CLASS M ICU=55KA @ 415 V 3-POLE, LINE PROT | 1455.35
3VA2340-5HL32-0AF0 | CIRCUIT BREAKER 3VA2 IEC FRAME 400 BREAKING CAPACITY CLASS M ICU=55KA @ 415 V 3-POLE, LINE PROT | 1434.46
3VA2340-5HL32-0BC0 | CIRCUIT BREAKER 3VA2 IEC FRAME 400 BREAKING CAPACITY CLASS M ICU=55KA @ 415 V 3-POLE, LINE PROT | 1538.91
3VA2340-5HL32-0BL0 | CIRCUIT BREAKER 3VA2 IEC FRAME 400 BREAKING CAPACITY CLASS M ICU=55KA @ 415 V 3-POLE, LINE PROT | 1615.5
3VA2340-5HL32-0DH0 | CIRCUIT BREAKER 3VA2 IEC FRAME 400 BREAKING CAPACITY CLASS M ICU=55KA @ 415 V 3-POLE, LINE PROT | 1580.69
3VA2340-5HL32-0HA0 | CIRCUIT BREAKER 3VA2 IEC FRAME 400 BREAKING CAPACITY CLASS M ICU=55KA @ 415 V 3-POLE, LINE PROT | 1469.27
3VA2340-5HL32-0JH0 | CIRCUIT BREAKER 3VA2 IEC FRAME 400 BREAKING CAPACITY CLASS M ICU=55KA @ 415 V 3-POLE, LINE PROT | 1545.88
3VA2340-5HL32-0KA0 | CIRCUIT BREAKER 3VA2 IEC FRAME 400 BREAKING CAPACITY CLASS M ICU=55KA @ 415 V 3-POLE, LINE PROT | 1469.27
3VA2340-7HL32-0AD0 | CIRCUIT BREAKER 3VA2 IEC FRAME 400 BREAKING CAPACITY CLASS C ICU=110KA @ 415 V 3-POLE, LINE PRO | 1761.74
3VA2340-7HL32-0AF0 | CIRCUIT BREAKER 3VA2 IEC FRAME 400 BREAKING CAPACITY CLASS C ICU=110KA @ 415 V 3-POLE, LINE PRO | 1740.85
3VA2340-7HL32-0BL0 | CIRCUIT BREAKER 3VA2 IEC FRAME 400 BREAKING CAPACITY CLASS C ICU=110KA @ 415 V 3-POLE, LINE PRO | 1928.86
3VA2340-7HL32-0CC0 | CIRCUIT BREAKER 3VA2 IEC FRAME 400 BREAKING CAPACITY CLASS C ICU=110KA @ 415 V 3-POLE, LINE PRO | 1887.08
3VA2340-7HL32-0HC0 | CIRCUIT BREAKER 3VA2 IEC FRAME 400 BREAKING CAPACITY CLASS C ICU=110KA @ 415 V 3-POLE, LINE PRO | 1838.33
3VA2340-7HL32-0HL0 | CIRCUIT BREAKER 3VA2 IEC FRAME 400 BREAKING CAPACITY CLASS C ICU=110KA @ 415 V 3-POLE, LINE PRO | 1907.97
3VA2340-7HL32-0JL0 | CIRCUIT BREAKER 3VA2 IEC FRAME 400 BREAKING CAPACITY CLASS C ICU=110KA @ 415 V 3-POLE, LINE PRO | 1907.97
3VA2340-7HL32-0KC0 | CIRCUIT BREAKER 3VA2 IEC FRAME 400 BREAKING CAPACITY CLASS C ICU=110KA @ 415 V 3-POLE, LINE PRO | 1838.33
3VA2440-5HL32-0AF0 | CIRCUIT BREAKER 3VA2 IEC FRAME 630 BREAKING CAPACITY CLASS M ICU=55KA @ 415 V 3-POLE, LINE PROT | 1928.86
3VA2440-5HL32-0AH0 | CIRCUIT BREAKER 3VA2 IEC FRAME 630 BREAKING CAPACITY CLASS M ICU=55KA @ 415 V 3-POLE, LINE PROT | 1942.78
3VA2440-5HL32-0CC0 | CIRCUIT BREAKER 3VA2 IEC FRAME 630 BREAKING CAPACITY CLASS M ICU=55KA @ 415 V 3-POLE, LINE PROT | 2033.31
3VA2440-5HL32-0DA0 | CIRCUIT BREAKER 3VA2 IEC FRAME 630 BREAKING CAPACITY CLASS M ICU=55KA @ 415 V 3-POLE, LINE PROT | 1984.56
3VA2440-5HL32-0HC0 | CIRCUIT BREAKER 3VA2 IEC FRAME 630 BREAKING CAPACITY CLASS M ICU=55KA @ 415 V 3-POLE, LINE PROT | 2005.46
3VA2440-5HL32-0HL0 | CIRCUIT BREAKER 3VA2 IEC FRAME 630 BREAKING CAPACITY CLASS M ICU=55KA @ 415 V 3-POLE, LINE PROT | 2068.13
3VA2440-5HL32-0KC0 | CIRCUIT BREAKER 3VA2 IEC FRAME 630 BREAKING CAPACITY CLASS M ICU=55KA @ 415 V 3-POLE, LINE PROT | 2005.46
3VA2440-5HL32-0KL0 | CIRCUIT BREAKER 3VA2 IEC FRAME 630 BREAKING CAPACITY CLASS M ICU=55KA @ 415 V 3-POLE, LINE PROT | 2068.13
3VA6140-6JT31-2AA0 | CIRCUIT BREAKER 3VA6 UL FRAME 150 BREAKING CAPACITY CLASS H 65KA @ 480 V 3-POLE, LINE PROTECTIO | 1323.78
3VA6140-6JT41-2AA0 | CIRCUIT BREAKER 3VA6 UL FRAME 150 BREAKING CAPACITY CLASS H 65KA @ 480 V 4-POLE, LINE PROTECTIO | 1493.37
3VA6140-6KM31-0AA0 | CIRCUIT BREAKER 3VA6 UL FRAME 150 BREAKING CAPACITY CLASS H 65KA @ 480 V 3-POLE, LINE PROTECTIO | 1301.9
3VA6140-6KM41-0AA0 | CIRCUIT BREAKER 3VA6 UL FRAME 150 BREAKING CAPACITY CLASS H 65KA @ 480 V 4-POLE, LINE PROTECTIO | 1476.95
3VA6140-6KQ31-2AA0 | CIRCUIT BREAKER 3VA6 UL FRAME 150 BREAKING CAPACITY CLASS H 65KA @ 480 V 3-POLE, LINE PROTECTIO | 1471.49
3VA6140-6KQ41-2AA0 | CIRCUIT BREAKER 3VA6 UL FRAME 150 BREAKING CAPACITY CLASS H 65KA @ 480 V 4-POLE, LINE PROTECTIO | 1569.96
3VA6140-7HL41-0AA0 | CIRCUIT BREAKER 3VA6 UL FRAME 150 BREAKING CAPACITY CLASS C 100KA @ 480 V 4-POLE, LINE PROTECTI | 678.3
3VA6140-7HM31-0AA0 | CIRCUIT BREAKER 3VA6 UL FRAME 150 BREAKING CAPACITY CLASS C 100KA @ 480 V 3-POLE, LINE PROTECTI | 771.31
3VA6140-7HN31-2AA0 | CIRCUIT BREAKER 3VA6 UL FRAME 150 BREAKING CAPACITY CLASS C 100KA @ 480 V 3-POLE, LINE PROTECTI | 645.48
3VA6140-7HN41-2AA0 | CIRCUIT BREAKER 3VA6 UL FRAME 150 BREAKING CAPACITY CLASS C 100KA @ 480 V 4-POLE, LINE PROTECTI | 815.05
3VA6140-7JP31-2AA0 | CIRCUIT BREAKER 3VA6 UL FRAME 150 BREAKING CAPACITY CLASS C 100KA @ 480 V 3-POLE, LINE PROTECTI | 1083.1
3VA6140-7JQ41-0AA0 | CIRCUIT BREAKER 3VA6 UL FRAME 150 BREAKING CAPACITY CLASS C 100KA @ 480 V 4-POLE, LINE PROTECTI | 1373.04
3VA6140-7JT31-0AA0 | CIRCUIT BREAKER 3VA6 UL FRAME 150 BREAKING CAPACITY CLASS C 100KA @ 480 V 3-POLE, LINE PROTECTI | 995.58
3VA6140-7KL41-2AA0 | CIRCUIT BREAKER 3VA6 UL FRAME 150 BREAKING CAPACITY CLASS C 100KA @ 480 V 4-POLE, LINE PROTECTI | 1405.84
3VA6140-7KM31-2AA0 | CIRCUIT BREAKER 3VA6 UL FRAME 150 BREAKING CAPACITY CLASS C 100KA @ 480 V 3-POLE, LINE PROTECTI | 1493.37
3VA6140-7KP41-0AA0 | CIRCUIT BREAKER 3VA6 UL FRAME 150 BREAKING CAPACITY CLASS C 100KA @ 480 V 4-POLE, LINE PROTECTI | 1329.26
3VA6140-7KQ31-0AA0 | CIRCUIT BREAKER 3VA6 UL FRAME 150 BREAKING CAPACITY CLASS C 100KA @ 480 V 3-POLE, LINE PROTECTI | 1329.26
3VA6140-7KQ41-0AA0 | CIRCUIT BREAKER 3VA6 UL FRAME 150 BREAKING CAPACITY CLASS C 100KA @ 480 V 4-POLE, LINE PROTECTI | 1493.37
3VA2325-5HL32-0AC0 | CIRCUIT BREAKER 3VA2 IEC FRAME 400 BREAKING CAPACITY CLASS M ICU=55KA @ 415 V 3-POLE, LINE PROT | 1434.46
3VA2325-5HL32-0AE0 | CIRCUIT BREAKER 3VA2 IEC FRAME 400 BREAKING CAPACITY CLASS M ICU=55KA @ 415 V 3-POLE, LINE PROT | 1483.21
3VA2325-5HL32-0BH0 | CIRCUIT BREAKER 3VA2 IEC FRAME 400 BREAKING CAPACITY CLASS M ICU=55KA @ 415 V 3-POLE, LINE PROT | 1580.69
3VA2325-5HL32-0CA0 | CIRCUIT BREAKER 3VA2 IEC FRAME 400 BREAKING CAPACITY CLASS M ICU=55KA @ 415 V 3-POLE, LINE PROT | 1497.13
3VA6110-8JP31-2AA0 | CIRCUIT BREAKER 3VA6 UL FRAME 150 BREAKING CAPACITY CLASS L 150KA @ 480 V 3-POLE, LINE PROTECTI | 1219.87
3VA6110-8JP41-2AA0 | CIRCUIT BREAKER 3VA6 UL FRAME 150 BREAKING CAPACITY CLASS L 150KA @ 480 V 4-POLE, LINE PROTECTI | 1471.49
3VA6110-8JQ31-2AA0 | CIRCUIT BREAKER 3VA6 UL FRAME 150 BREAKING CAPACITY CLASS L 150KA @ 480 V 3-POLE, LINE PROTECTI | 1504.31
3VA6110-8JT41-0AA0 | CIRCUIT BREAKER 3VA6 UL FRAME 150 BREAKING CAPACITY CLASS L 150KA @ 480 V 4-POLE, LINE PROTECTI | 1307.38
3VA6110-8KL31-0AA0 | CIRCUIT BREAKER 3VA6 UL FRAME 150 BREAKING CAPACITY CLASS L 150KA @ 480 V 3-POLE, LINE PROTECTI | 1269.09
3VA6110-8KM41-2AA0 | CIRCUIT BREAKER 3VA6 UL FRAME 150 BREAKING CAPACITY CLASS L 150KA @ 480 V 4-POLE, LINE PROTECTI | 1832.51
3VA6110-8KP31-2AA0 | CIRCUIT BREAKER 3VA6 UL FRAME 150 BREAKING CAPACITY CLASS L 150KA @ 480 V 3-POLE, LINE PROTECTI | 1476.95
3VA6110-8KT31-0AA0 | CIRCUIT BREAKER 3VA6 UL FRAME 150 BREAKING CAPACITY CLASS L 150KA @ 480 V 3-POLE, LINE PROTECTI | 1312.86
3VA6110-8KT41-0AA0 | CIRCUIT BREAKER 3VA6 UL FRAME 150 BREAKING CAPACITY CLASS L 150KA @ 480 V 4-POLE, LINE PROTECTI | 1520.73
3VA6115-5HL41-2AA0 | CIRCUIT BREAKER 3VA6 UL FRAME 150 BREAKING CAPACITY CLASS M 35KA @ 480 V 4-POLE, LINE PROTECTIO | 1044.83
3VA6115-5HM31-2AA0 | CIRCUIT BREAKER 3VA6 UL FRAME 150 BREAKING CAPACITY CLASS M 35KA @ 480 V 3-POLE, LINE PROTECTIO | 1066.68
3VA6115-5JP31-0AA0 | CIRCUIT BREAKER 3VA6 UL FRAME 150 BREAKING CAPACITY CLASS M 35KA @ 480 V 3-POLE, LINE PROTECTIO | 1203.45
3VA6115-5JP41-0AA0 | CIRCUIT BREAKER 3VA6 UL FRAME 150 BREAKING CAPACITY CLASS M 35KA @ 480 V 4-POLE, LINE PROTECTIO | 1400.36
3VA6115-5JT31-2AA0 | CIRCUIT BREAKER 3VA6 UL FRAME 150 BREAKING CAPACITY CLASS M 35KA @ 480 V 3-POLE, LINE PROTECTIO | 1575.41
3VA6115-5JT41-2AA0 | CIRCUIT BREAKER 3VA6 UL FRAME 150 BREAKING CAPACITY CLASS M 35KA @ 480 V 4-POLE, LINE PROTECTIO | 1816.11
3VA6115-5KM31-0AA0 | CIRCUIT BREAKER 3VA6 UL FRAME 150 BREAKING CAPACITY CLASS M 35KA @ 480 V 3-POLE, LINE PROTECTIO | 1537.11
3VA6115-5KM41-0AA0 | CIRCUIT BREAKER 3VA6 UL FRAME 150 BREAKING CAPACITY CLASS M 35KA @ 480 V 4-POLE, LINE PROTECTIO | 1777.82
3VA6115-5KQ31-2AA0 | CIRCUIT BREAKER 3VA6 UL FRAME 150 BREAKING CAPACITY CLASS M 35KA @ 480 V 3-POLE, LINE PROTECTIO | 1695.76
3VA6115-5KQ41-2AA0 | CIRCUIT BREAKER 3VA6 UL FRAME 150 BREAKING CAPACITY CLASS M 35KA @ 480 V 4-POLE, LINE PROTECTIO | 1936.46
3VA6115-6HL41-0AA0 | CIRCUIT BREAKER 3VA6 UL FRAME 150 BREAKING CAPACITY CLASS H 65KA @ 480 V 4-POLE, LINE PROTECTIO | 1066.68
3VA6115-6HM31-0AA0 | CIRCUIT BREAKER 3VA6 UL FRAME 150 BREAKING CAPACITY CLASS H 65KA @ 480 V 3-POLE, LINE PROTECTIO | 1066.68
3VA6115-6HN31-2AA0 | CIRCUIT BREAKER 3VA6 UL FRAME 150 BREAKING CAPACITY CLASS H 65KA @ 480 V 3-POLE, LINE PROTECTIO | 973.69
3VA6115-6HN41-2AA0 | CIRCUIT BREAKER 3VA6 UL FRAME 150 BREAKING CAPACITY CLASS H 65KA @ 480 V 4-POLE, LINE PROTECTIO | 1252.67
3VA6115-6JQ41-0AA0 | CIRCUIT BREAKER 3VA6 UL FRAME 150 BREAKING CAPACITY CLASS H 65KA @ 480 V 4-POLE, LINE PROTECTIO | 1788.75
3VA6115-6JT31-0AA0 | CIRCUIT BREAKER 3VA6 UL FRAME 150 BREAKING CAPACITY CLASS H 65KA @ 480 V 3-POLE, LINE PROTECTIO | 1301.9
3VA6115-6KL41-2AA0 | CIRCUIT BREAKER 3VA6 UL FRAME 150 BREAKING CAPACITY CLASS H 65KA @ 480 V 4-POLE, LINE PROTECTIO | 1848.93
3VA6115-6KM31-2AA0 | CIRCUIT BREAKER 3VA6 UL FRAME 150 BREAKING CAPACITY CLASS H 65KA @ 480 V 3-POLE, LINE PROTECTIO | 1794.23
3VA6115-6KP41-0AA0 | CIRCUIT BREAKER 3VA6 UL FRAME 150 BREAKING CAPACITY CLASS H 65KA @ 480 V 4-POLE, LINE PROTECTIO | 1734.06
3VA6115-6KQ31-0AA0 | CIRCUIT BREAKER 3VA6 UL FRAME 150 BREAKING CAPACITY CLASS H 65KA @ 480 V 3-POLE, LINE PROTECTIO | 1635.6
3VA6115-6KT41-2AA0 | CIRCUIT BREAKER 3VA6 UL FRAME 150 BREAKING CAPACITY CLASS H 65KA @ 480 V 4-POLE, LINE PROTECTIO | 2089.63
3VA6115-7HL31-2AA0 | CIRCUIT BREAKER 3VA6 UL FRAME 150 BREAKING CAPACITY CLASS C 100KA @ 480 V 3-POLE, LINE PROTECTI | 979.18
3VA6115-7HN31-0AA0 | CIRCUIT BREAKER 3VA6 UL FRAME 150 BREAKING CAPACITY CLASS C 100KA @ 480 V 3-POLE, LINE PROTECTI | 946.36
3VA6115-7HN41-0AA0 | CIRCUIT BREAKER 3VA6 UL FRAME 150 BREAKING CAPACITY CLASS C 100KA @ 480 V 4-POLE, LINE PROTECTI | 1241.71
3VA6115-7JP41-2AA0 | CIRCUIT BREAKER 3VA6 UL FRAME 150 BREAKING CAPACITY CLASS C 100KA @ 480 V 4-POLE, LINE PROTECTI | 1794.23
3VA6115-7JQ31-2AA0 | CIRCUIT BREAKER 3VA6 UL FRAME 150 BREAKING CAPACITY CLASS C 100KA @ 480 V 3-POLE, LINE PROTECTI | 1777.82
3VA6115-7KL31-0AA0 | CIRCUIT BREAKER 3VA6 UL FRAME 150 BREAKING CAPACITY CLASS C 100KA @ 480 V 3-POLE, LINE PROTECTI | 1515.23
3VA6115-7KL41-0AA0 | CIRCUIT BREAKER 3VA6 UL FRAME 150 BREAKING CAPACITY CLASS C 100KA @ 480 V 4-POLE, LINE PROTECTI | 1777.82
3VA6115-7KP31-2AA0 | CIRCUIT BREAKER 3VA6 UL FRAME 150 BREAKING CAPACITY CLASS C 100KA @ 480 V 3-POLE, LINE PROTECTI | 1723.12
3VA6115-7KP41-2AA0 | CIRCUIT BREAKER 3VA6 UL FRAME 150 BREAKING CAPACITY CLASS C 100KA @ 480 V 4-POLE, LINE PROTECTI | 2002.1
3VA6115-7KT31-0AA0 | CIRCUIT BREAKER 3VA6 UL FRAME 150 BREAKING CAPACITY CLASS C 100KA @ 480 V 3-POLE, LINE PROTECTI | 1569.96
3VA6115-7KT41-0AA0 | CIRCUIT BREAKER 3VA6 UL FRAME 150 BREAKING CAPACITY CLASS C 100KA @ 480 V 4-POLE, LINE PROTECTI | 1816.11
3VA6115-8HM31-2AA0 | CIRCUIT BREAKER 3VA6 UL FRAME 150 BREAKING CAPACITY CLASS L 150KA @ 480 V 3-POLE, LINE PROTECTI | 1389.42
3VA6115-8HM41-2AA0 | CIRCUIT BREAKER 3VA6 UL FRAME 150 BREAKING CAPACITY CLASS L 150KA @ 480 V 4-POLE, LINE PROTECTI | 1734.06
3VA6115-8JP41-0AA0 | CIRCUIT BREAKER 3VA6 UL FRAME 150 BREAKING CAPACITY CLASS L 150KA @ 480 V 4-POLE, LINE PROTECTI | 1794.23
3VA6115-8JQ31-0AA0 | CIRCUIT BREAKER 3VA6 UL FRAME 150 BREAKING CAPACITY CLASS L 150KA @ 480 V 3-POLE, LINE PROTECTI | 1723.12
3VA6115-8JT31-2AA0 | CIRCUIT BREAKER 3VA6 UL FRAME 150 BREAKING CAPACITY CLASS L 150KA @ 480 V 3-POLE, LINE PROTECTI | 1898.18
3VA6115-8JT41-2AA0 | CIRCUIT BREAKER 3VA6 UL FRAME 150 BREAKING CAPACITY CLASS L 150KA @ 480 V 4-POLE, LINE PROTECTI | 2242.79
3VA6115-8KM41-0AA0 | CIRCUIT BREAKER 3VA6 UL FRAME 150 BREAKING CAPACITY CLASS L 150KA @ 480 V 4-POLE, LINE PROTECTI | 2155.27
3VA6115-8KP31-0AA0 | CIRCUIT BREAKER 3VA6 UL FRAME 150 BREAKING CAPACITY CLASS L 150KA @ 480 V 3-POLE, LINE PROTECTI | 1690.28
3VA6115-8KQ41-2AA0 | CIRCUIT BREAKER 3VA6 UL FRAME 150 BREAKING CAPACITY CLASS L 150KA @ 480 V 4-POLE, LINE PROTECTI | 2341.24
3VA6115-8KT31-2AA0 | CIRCUIT BREAKER 3VA6 UL FRAME 150 BREAKING CAPACITY CLASS L 150KA @ 480 V 3-POLE, LINE PROTECTI | 1996.64
3VA6140-1MS31-0AA0 | CIRCUIT BREAKER 3VA6 UL FRAME 150 3-POLE,MOTOR STARTER PROTECTION ETU310M, I, IN=40A WITHOUT OVE | 398.25
3VA6140-5HL31-2AA0 | CIRCUIT BREAKER 3VA6 UL FRAME 150 BREAKING CAPACITY CLASS M 35KA @ 480 V 3-POLE, LINE PROTECTIO | 487.94
3VA6140-5HL41-2AA0 | CIRCUIT BREAKER 3VA6 UL FRAME 150 BREAKING CAPACITY CLASS M 35KA @ 480 V 4-POLE, LINE PROTECTIO | 618.11
3VA6140-5HN31-0AA0 | CIRCUIT BREAKER 3VA6 UL FRAME 150 BREAKING CAPACITY CLASS M 35KA @ 480 V 3-POLE, LINE PROTECTIO | 502.17
3VA6140-5HN41-0AA0 | CIRCUIT BREAKER 3VA6 UL FRAME 150 BREAKING CAPACITY CLASS M 35KA @ 480 V 4-POLE, LINE PROTECTIO | 618.11
3VA6140-5JQ31-2AA0 | CIRCUIT BREAKER 3VA6 UL FRAME 150 BREAKING CAPACITY CLASS M 35KA @ 480 V 3-POLE, LINE PROTECTIO | 1269.09
3VA6140-5JQ41-2AA0 | CIRCUIT BREAKER 3VA6 UL FRAME 150 BREAKING CAPACITY CLASS M 35KA @ 480 V 4-POLE, LINE PROTECTIO | 1400.36
3VA6140-5KL31-0AA0 | CIRCUIT BREAKER 3VA6 UL FRAME 150 BREAKING CAPACITY CLASS M 35KA @ 480 V 3-POLE, LINE PROTECTIO | 1050.26
3VA6140-5KL41-0AA0 | CIRCUIT BREAKER 3VA6 UL FRAME 150 BREAKING CAPACITY CLASS M 35KA @ 480 V 4-POLE, LINE PROTECTIO | 1187.03
3VA6140-5KM31-0AA0 | CIRCUIT BREAKER 3VA6 UL FRAME 150 BREAKING CAPACITY CLASS M 35KA @ 480 V 3-POLE, LINE PROTECTIO | 1258.16
3VA6140-5KP31-2AA0 | CIRCUIT BREAKER 3VA6 UL FRAME 150 BREAKING CAPACITY CLASS M 35KA @ 480 V 3-POLE, LINE PROTECTIO | 1219.87
3VA6140-5KP41-2AA0 | CIRCUIT BREAKER 3VA6 UL FRAME 150 BREAKING CAPACITY CLASS M 35KA @ 480 V 4-POLE, LINE PROTECTIO | 1351.16
3VA6140-5KT41-0AA0 | CIRCUIT BREAKER 3VA6 UL FRAME 150 BREAKING CAPACITY CLASS M 35KA @ 480 V 4-POLE, LINE PROTECTIO | 1247.21
3VA6140-6HL31-0AA0 | CIRCUIT BREAKER 3VA6 UL FRAME 150 BREAKING CAPACITY CLASS H 65KA @ 480 V 3-POLE, LINE PROTECTIO | 495.6
3VA6140-6HM41-2AA0 | CIRCUIT BREAKER 3VA6 UL FRAME 150 BREAKING CAPACITY CLASS H 65KA @ 480 V 4-POLE, LINE PROTECTIO | 951.81
3VA6140-6HN31-2AA0 | CIRCUIT BREAKER 3VA6 UL FRAME 150 BREAKING CAPACITY CLASS H 65KA @ 480 V 3-POLE, LINE PROTECTIO | 607.19
3VA6140-6JP41-0AA0 | CIRCUIT BREAKER 3VA6 UL FRAME 150 BREAKING CAPACITY CLASS H 65KA @ 480 V 4-POLE, LINE PROTECTIO | 1083.1
3VA2463-7HL42-0AB0 | CIRCUIT BREAKER 3VA2 IEC FRAME 630 BREAKING CAPACITY CLASS C ICU=110KA @ 415 V 4-POLE, LINE PRO | 3126.56
3VA5110-4EC31-0AA0 | CIRCUIT BREAKER 3VA5 UL FRAME 125 BREAKING CAPACITY CLASS S 25KA @ 480Y/277 V 3-POLE, LINE PROT | 254.35
3VA5110-4ED11-0AA0 | CIRCUIT BREAKER 3VA5 UL FRAME 125 BREAKING CAPACITY CLASS S 25KA @ 277 V 1-POLE, LINE PROTECTIO | 128
3VA5110-5ED11-1AA0 | CIRCUIT BREAKER 3VA5 UL FRAME 125 BREAKING CAPACITY CLASS M 35KA @ 277 V 1-POLE, LINE PROTECTIO | 153.15
3VA5110-5ED31-1AA0 | CIRCUIT BREAKER 3VA5 UL FRAME 125 BREAKING CAPACITY CLASS M 35KA @ 480Y/277 V 3-POLE, LINE PROT | 288.29
3VA5110-6ED31-0AA0 | CIRCUIT BREAKER 3VA5 UL FRAME 125 BREAKING CAPACITY CLASS H 65KA @ 480Y/277 V 3-POLE, LINE PROT | 304.15
3VA5111-1MH31-0AA0 | CIRCUIT BREAKER 3VA5 UL FRAME 125 3-POLE,MOTOR STARTER PROTECTION TM120M, AM, IN=110A WITHOUT O | 394.02
3VA5111-4ED31-1AA0 | CIRCUIT BREAKER 3VA5 UL FRAME 125 BREAKING CAPACITY CLASS S 25KA @ 480Y/277 V 3-POLE, LINE PROT | 314.02
3VA5111-5EC31-1AA0 | CIRCUIT BREAKER 3VA5 UL FRAME 125 BREAKING CAPACITY CLASS M 35KA @ 480Y/277 V 3-POLE, LINE PROT | 320.63
3VA5111-6ED11-0AA0 | CIRCUIT BREAKER 3VA5 UL FRAME 125 BREAKING CAPACITY CLASS H 50KA @ 277 V 1-POLE, LINE PROTECTIO | 165.29
3VA5111-6ED31-0AA0 | CIRCUIT BREAKER 3VA5 UL FRAME 125 BREAKING CAPACITY CLASS H 65KA @ 480Y/277 V 3-POLE, LINE PROT | 339.81
3VA5112-4EC31-1AA0 | CIRCUIT BREAKER 3VA5 UL FRAME 125 BREAKING CAPACITY CLASS S 25KA @ 480Y/277 V 3-POLE, LINE PROT | 436.51
3VA5112-4ED11-1AA0 | CIRCUIT BREAKER 3VA5 UL FRAME 125 BREAKING CAPACITY CLASS S 25KA @ 277 V 1-POLE, LINE PROTECTIO | 221.55
3VA2440-6HL32-0AC0 | CIRCUIT BREAKER 3VA2 IEC FRAME 630 BREAKING CAPACITY CLASS H ICU=85KA @ 415 V 3-POLE, LINE PROT | 2186.5
3VA2440-6HL32-0AE0 | CIRCUIT BREAKER 3VA2 IEC FRAME 630 BREAKING CAPACITY CLASS H ICU=85KA @ 415 V 3-POLE, LINE PROT | 2214.36
3VA2440-6HL32-0BH0 | CIRCUIT BREAKER 3VA2 IEC FRAME 630 BREAKING CAPACITY CLASS H ICU=85KA @ 415 V 3-POLE, LINE PROT | 2311.84
3VA2440-6HL32-0CA0 | CIRCUIT BREAKER 3VA2 IEC FRAME 630 BREAKING CAPACITY CLASS H ICU=85KA @ 415 V 3-POLE, LINE PROT | 2263.11
3VA2440-6HL32-0DH0 | CIRCUIT BREAKER 3VA2 IEC FRAME 630 BREAKING CAPACITY CLASS H ICU=85KA @ 415 V 3-POLE, LINE PROT | 2311.84
3VA2440-6HL32-0HA0 | CIRCUIT BREAKER 3VA2 IEC FRAME 630 BREAKING CAPACITY CLASS H ICU=85KA @ 415 V 3-POLE, LINE PROT | 2207.39
3VA2440-6HL32-0JH0 | CIRCUIT BREAKER 3VA2 IEC FRAME 630 BREAKING CAPACITY CLASS H ICU=85KA @ 415 V 3-POLE, LINE PROT | 2297.92
3VA2440-6HL32-0KA0 | CIRCUIT BREAKER 3VA2 IEC FRAME 630 BREAKING CAPACITY CLASS H ICU=85KA @ 415 V 3-POLE, LINE PROT | 2207.39
3VA2440-7HL32-0AE0 | CIRCUIT BREAKER 3VA2 IEC FRAME 630 BREAKING CAPACITY CLASS C ICU=110KA @ 415 V 3-POLE, LINE PRO | 2402.37
3VA2440-7HL32-0AG0 | CIRCUIT BREAKER 3VA2 IEC FRAME 630 BREAKING CAPACITY CLASS C ICU=110KA @ 415 V 3-POLE, LINE PRO | 2367.55
3VA2440-7HL32-0BH0 | CIRCUIT BREAKER 3VA2 IEC FRAME 630 BREAKING CAPACITY CLASS C ICU=110KA @ 415 V 3-POLE, LINE PRO | 2485.94
3VA2440-7HL32-0CA0 | CIRCUIT BREAKER 3VA2 IEC FRAME 630 BREAKING CAPACITY CLASS C ICU=110KA @ 415 V 3-POLE, LINE PRO | 2430.22
3VA2440-7HL32-0HA0 | CIRCUIT BREAKER 3VA2 IEC FRAME 630 BREAKING CAPACITY CLASS C ICU=110KA @ 415 V 3-POLE, LINE PRO | 2388.44
3VA2440-7HL32-0HH0 | CIRCUIT BREAKER 3VA2 IEC FRAME 630 BREAKING CAPACITY CLASS C ICU=110KA @ 415 V 3-POLE, LINE PRO | 2472
3VA2440-7HL32-0KA0 | CIRCUIT BREAKER 3VA2 IEC FRAME 630 BREAKING CAPACITY CLASS C ICU=110KA @ 415 V 3-POLE, LINE PRO | 2388.44
3VA2440-7HL32-0KH0 | CIRCUIT BREAKER 3VA2 IEC FRAME 630 BREAKING CAPACITY CLASS C ICU=110KA @ 415 V 3-POLE, LINE PRO | 2472
3VA2450-5JP32-0DH0 | CIRCUIT BREAKER 3VA2 IEC FRAME 630 BREAKING CAPACITY CLASS M ICU=55KA @ 415 V 3-POLE, LINE PROT | 2583.42
3VA2450-5MN32-0KJ0 | CIRCUIT BREAKER 3VA2 IEC FRAME 630 BREAKING CAPACITY CLASS M ICU=55KA @ 415 V 3-POLE, MOTOR PRO | 2583.42
3VA6140-8HL31-2AA0 | CIRCUIT BREAKER 3VA6 UL FRAME 150 BREAKING CAPACITY CLASS L 150KA @ 480 V 3-POLE, LINE PROTECTI | 661.9
3VA6140-8HL41-2AA0 | CIRCUIT BREAKER 3VA6 UL FRAME 150 BREAKING CAPACITY CLASS L 150KA @ 480 V 4-POLE, LINE PROTECTI | 847.89
3VA6140-8HN41-0AA0 | CIRCUIT BREAKER 3VA6 UL FRAME 150 BREAKING CAPACITY CLASS L 150KA @ 480 V 4-POLE, LINE PROTECTI | 831.47
3VA6140-8JP31-0AA0 | CIRCUIT BREAKER 3VA6 UL FRAME 150 BREAKING CAPACITY CLASS L 150KA @ 480 V 3-POLE, LINE PROTECTI | 1061.22
3VA6140-8JQ31-2AA0 | CIRCUIT BREAKER 3VA6 UL FRAME 150 BREAKING CAPACITY CLASS L 150KA @ 480 V 3-POLE, LINE PROTECTI | 1471.49
3VA6140-8JQ41-2AA0 | CIRCUIT BREAKER 3VA6 UL FRAME 150 BREAKING CAPACITY CLASS L 150KA @ 480 V 4-POLE, LINE PROTECTI | 1619.18
3VA6140-8KL41-0AA0 | CIRCUIT BREAKER 3VA6 UL FRAME 150 BREAKING CAPACITY CLASS L 150KA @ 480 V 4-POLE, LINE PROTECTI | 1373.04
3VA6140-8KM31-0AA0 | CIRCUIT BREAKER 3VA6 UL FRAME 150 BREAKING CAPACITY CLASS L 150KA @ 480 V 3-POLE, LINE PROTECTI | 1411.33
3VA6140-8KP41-2AA0 | CIRCUIT BREAKER 3VA6 UL FRAME 150 BREAKING CAPACITY CLASS L 150KA @ 480 V 4-POLE, LINE PROTECTI | 1575.41
3VA6140-8KQ31-2AA0 | CIRCUIT BREAKER 3VA6 UL FRAME 150 BREAKING CAPACITY CLASS L 150KA @ 480 V 3-POLE, LINE PROTECTI | 1542.61
3VA6140-8KT41-0AA0 | CIRCUIT BREAKER 3VA6 UL FRAME 150 BREAKING CAPACITY CLASS L 150KA @ 480 V 4-POLE, LINE PROTECTI | 1444.15
3VA6150-1MS31-0AA0 | CIRCUIT BREAKER 3VA6 UL FRAME 150 3-POLE,MOTOR STARTER PROTECTION ETU310M, I, IN=50A WITHOUT OVE | 398.25
3VA6180-1MS31-0AA0 | CIRCUIT BREAKER 3VA6 UL FRAME 150 3-POLE,MOTOR STARTER PROTECTION ETU310M, I, IN=80A WITHOUT OVE | 425.04
3VA6210-5HL41-2AA0 | CIRCUIT BREAKER 3VA6 UL FRAME 250 BREAKING CAPACITY CLASS M 35KA @ 480 V 4-POLE, LINE PROTECTIO | 1389.42
3VA6210-5HM31-2AA0 | CIRCUIT BREAKER 3VA6 UL FRAME 250 BREAKING CAPACITY CLASS M 35KA @ 480 V 3-POLE, LINE PROTECTIO | 1323.78
3VA6210-5JP31-0AA0 | CIRCUIT BREAKER 3VA6 UL FRAME 250 BREAKING CAPACITY CLASS M 35KA @ 480 V 3-POLE, LINE PROTECTIO | 1411.33
3VA6210-5JP41-0AA0 | CIRCUIT BREAKER 3VA6 UL FRAME 250 BREAKING CAPACITY CLASS M 35KA @ 480 V 4-POLE, LINE PROTECTIO | 1723.12
3VA6210-5JQ41-2AA0 | CIRCUIT BREAKER 3VA6 UL FRAME 250 BREAKING CAPACITY CLASS M 35KA @ 480 V 4-POLE, LINE PROTECTIO | 2166.21
3VA5211-7EC61-0AA0 | CIRCUIT BREAKER 3VA5 UL FRAME 250 BREAKING CAPACITY CLASS C 100KA @ 480 V 2-POLE, LINE PROTECTI | 667.36
3VA5211-7ED31-1AA0 | CIRCUIT BREAKER 3VA5 UL FRAME 250 BREAKING CAPACITY CLASS C 100KA @ 480 V 3-POLE, LINE PROTECTI | 738.48
3VA5212-5ED31-0AA0 | CIRCUIT BREAKER 3VA5 UL FRAME 250 BREAKING CAPACITY CLASS M 35KA @ 480 V 3-POLE, LINE PROTECTIO | 579.84
3VA5212-5ED61-0AA0 | CIRCUIT BREAKER 3VA5 UL FRAME 250 BREAKING CAPACITY CLASS M 35KA @ 480 V 2-POLE, LINE PROTECTIO | 520.2
3VA5212-7EC31-0AA0 | CIRCUIT BREAKER 3VA5 UL FRAME 250 BREAKING CAPACITY CLASS C 100KA @ 480 V 3-POLE, LINE PROTECTI | 743.94
3VA5212-7EC61-0AA0 | CIRCUIT BREAKER 3VA5 UL FRAME 250 BREAKING CAPACITY CLASS C 100KA @ 480 V 2-POLE, LINE PROTECTI | 667.36
3VA5215-0BB61-0AA0 | MOLDED CASE SWITCH 3VA5 UL FRAME 250 MAX SHORT CIRCUIT CURR. RATING 65KA @ 480 V 2-POLE, LINE PR | 477.55
3VA5215-0MU31-0AA0 | CIRCUIT BREAKER 3VA5 UL FRAME 250 3-POLE,MOTOR STARTER PROTECTION TM120M, AM, IN=150A WITHOUT O | 645.48
3VA5215-1BB61-0AA0 | MOLDED CASE SWITCH 3VA5 UL FRAME 250 MAX SHORT CIRCUIT CURR. RATING 100KA @ 480 V 2-POLE, LINE P | 552.49
3VA5215-5EC61-0AA0 | CIRCUIT BREAKER 3VA5 UL FRAME 250 BREAKING CAPACITY CLASS M 35KA @ 480 V 2-POLE, LINE PROTECTIO | 612.68
3VA5215-5ED31-1AA0 | CIRCUIT BREAKER 3VA5 UL FRAME 250 BREAKING CAPACITY CLASS M 35KA @ 480 V 3-POLE, LINE PROTECTIO | 678.3
3VA5215-6ED61-0AA0 | CIRCUIT BREAKER 3VA5 UL FRAME 250 BREAKING CAPACITY CLASS H 65KA @ 480 V 2-POLE, LINE PROTECTIO | 678.3
3VA5215-7EC31-1AA0 | CIRCUIT BREAKER 3VA5 UL FRAME 250 BREAKING CAPACITY CLASS C 100KA @ 480 V 3-POLE, LINE PROTECTI | 875.23
3VA5217-5EC61-0AA0 | CIRCUIT BREAKER 3VA5 UL FRAME 250 BREAKING CAPACITY CLASS M 35KA @ 480 V 2-POLE, LINE PROTECTIO | 629.1
3VA5217-5ED31-1AA0 | CIRCUIT BREAKER 3VA5 UL FRAME 250 BREAKING CAPACITY CLASS M 35KA @ 480 V 3-POLE, LINE PROTECTIO | 700.18
3VA5217-6ED31-0AA0 | CIRCUIT BREAKER 3VA5 UL FRAME 250 BREAKING CAPACITY CLASS H 65KA @ 480 V 3-POLE, LINE PROTECTIO | 771.31
3VA5217-6ED61-0AA0 | CIRCUIT BREAKER 3VA5 UL FRAME 250 BREAKING CAPACITY CLASS H 65KA @ 480 V 2-POLE, LINE PROTECTIO | 700.18
3VA5220-0MH31-0AA0 | CIRCUIT BREAKER 3VA5 UL FRAME 250 3-POLE,MOTOR STARTER PROTECTION TM120M, AM, IN=200A WITHOUT O | 820.55
3VA5220-1MH31-0AA0 | CIRCUIT BREAKER 3VA5 UL FRAME 250 3-POLE,MOTOR STARTER PROTECTION TM120M, AM, IN=200A WITHOUT O | 924.47
3VA5220-5ED61-0AA0 | CIRCUIT BREAKER 3VA5 UL FRAME 250 BREAKING CAPACITY CLASS M 35KA @ 480 V 2-POLE, LINE PROTECTIO | 612.68
3VA5220-6EC31-1AA0 | CIRCUIT BREAKER 3VA5 UL FRAME 250 BREAKING CAPACITY CLASS H 65KA @ 480 V 3-POLE, LINE PROTECTIO | 815.05
3VA5220-7EC31-0AA0 | CIRCUIT BREAKER 3VA5 UL FRAME 250 BREAKING CAPACITY CLASS C 100KA @ 480 V 3-POLE, LINE PROTECTI | 875.23
3VA5220-7EC61-0AA0 | CIRCUIT BREAKER 3VA5 UL FRAME 250 BREAKING CAPACITY CLASS C 100KA @ 480 V 2-POLE, LINE PROTECTI | 787.73
3VA5222-5ED31-0AA0 | CIRCUIT BREAKER 3VA5 UL FRAME 250 BREAKING CAPACITY CLASS M 35KA @ 480 V 3-POLE, LINE PROTECTIO | 765.82
3VA5222-5ED61-0AA0 | CIRCUIT BREAKER 3VA5 UL FRAME 250 BREAKING CAPACITY CLASS M 35KA @ 480 V 2-POLE, LINE PROTECTIO | 689.26
3VA5222-7EC31-0AA0 | CIRCUIT BREAKER 3VA5 UL FRAME 250 BREAKING CAPACITY CLASS C 100KA @ 480 V 3-POLE, LINE PROTECTI | 979.18
3VA5222-7EC61-0AA0 | CIRCUIT BREAKER 3VA5 UL FRAME 250 BREAKING CAPACITY CLASS C 100KA @ 480 V 2-POLE, LINE PROTECTI | 891.63
3VA5225-0BB61-0AA0 | MOLDED CASE SWITCH 3VA5 UL FRAME 250 MAX SHORT CIRCUIT CURR. RATING 65KA @ 480 V 2-POLE, LINE PR | 552.49
3VA5225-1BB61-0AA0 | MOLDED CASE SWITCH 3VA5 UL FRAME 250 MAX SHORT CIRCUIT CURR. RATING 100KA @ 480 V 2-POLE, LINE P | 629.1
3VA5225-6EC31-0AA0 | CIRCUIT BREAKER 3VA5 UL FRAME 250 BREAKING CAPACITY CLASS H 65KA @ 480 V 3-POLE, LINE PROTECTIO | 897.12
3VA5225-6EC61-0AA0 | CIRCUIT BREAKER 3VA5 UL FRAME 250 BREAKING CAPACITY CLASS H 65KA @ 480 V 2-POLE, LINE PROTECTIO | 815.05
3VA5225-7ED31-0AA0 | CIRCUIT BREAKER 3VA5 UL FRAME 250 BREAKING CAPACITY CLASS C 100KA @ 480 V 3-POLE, LINE PROTECTI | 962.76
3VA5225-7ED61-0AA0 | CIRCUIT BREAKER 3VA5 UL FRAME 250 BREAKING CAPACITY CLASS C 100KA @ 480 V 2-POLE, LINE PROTECTI | 875.23
3VA6110-5HL41-2AA0 | CIRCUIT BREAKER 3VA6 UL FRAME 150 BREAKING CAPACITY CLASS M 35KA @ 480 V 4-POLE, LINE PROTECTIO | 672.86
3VA6110-5HM31-2AA0 | CIRCUIT BREAKER 3VA6 UL FRAME 150 BREAKING CAPACITY CLASS M 35KA @ 480 V 3-POLE, LINE PROTECTIO | 798.65
3VA6110-5JP31-0AA0 | CIRCUIT BREAKER 3VA6 UL FRAME 150 BREAKING CAPACITY CLASS M 35KA @ 480 V 3-POLE, LINE PROTECTIO | 946.36
3VA6110-5JP41-0AA0 | CIRCUIT BREAKER 3VA6 UL FRAME 150 BREAKING CAPACITY CLASS M 35KA @ 480 V 4-POLE, LINE PROTECTIO | 1066.68
3VA6110-5JT31-2AA0 | CIRCUIT BREAKER 3VA6 UL FRAME 150 BREAKING CAPACITY CLASS M 35KA @ 480 V 3-POLE, LINE PROTECTIO | 1301.9
3VA6110-5JT41-2AA0 | CIRCUIT BREAKER 3VA6 UL FRAME 150 BREAKING CAPACITY CLASS M 35KA @ 480 V 4-POLE, LINE PROTECTIO | 1476.95
3VA6110-5KM31-0AA0 | CIRCUIT BREAKER 3VA6 UL FRAME 150 BREAKING CAPACITY CLASS M 35KA @ 480 V 3-POLE, LINE PROTECTIO | 1285.5
3VA6110-5KM41-0AA0 | CIRCUIT BREAKER 3VA6 UL FRAME 150 BREAKING CAPACITY CLASS M 35KA @ 480 V 4-POLE, LINE PROTECTIO | 1416.78
3VA6110-5KQ31-2AA0 | CIRCUIT BREAKER 3VA6 UL FRAME 150 BREAKING CAPACITY CLASS M 35KA @ 480 V 3-POLE, LINE PROTECTIO | 1411.33
3VA6110-5KQ41-2AA0 | CIRCUIT BREAKER 3VA6 UL FRAME 150 BREAKING CAPACITY CLASS M 35KA @ 480 V 4-POLE, LINE PROTECTIO | 1542.61
3VA6110-6HL41-0AA0 | CIRCUIT BREAKER 3VA6 UL FRAME 150 BREAKING CAPACITY CLASS H 65KA @ 480 V 4-POLE, LINE PROTECTIO | 683.78
3VA6110-6HM31-0AA0 | CIRCUIT BREAKER 3VA6 UL FRAME 150 BREAKING CAPACITY CLASS H 65KA @ 480 V 3-POLE, LINE PROTECTIO | 776.76
3VA6110-6HN31-2AA0 | CIRCUIT BREAKER 3VA6 UL FRAME 150 BREAKING CAPACITY CLASS H 65KA @ 480 V 3-POLE, LINE PROTECTIO | 650.98
3VA6110-6HN41-2AA0 | CIRCUIT BREAKER 3VA6 UL FRAME 150 BREAKING CAPACITY CLASS H 65KA @ 480 V 4-POLE, LINE PROTECTIO | 826.01
3VA6110-6JQ41-0AA0 | CIRCUIT BREAKER 3VA6 UL FRAME 150 BREAKING CAPACITY CLASS H 65KA @ 480 V 4-POLE, LINE PROTECTIO | 1383.96
3VA6110-6JT31-0AA0 | CIRCUIT BREAKER 3VA6 UL FRAME 150 BREAKING CAPACITY CLASS H 65KA @ 480 V 3-POLE, LINE PROTECTIO | 1012
3VA6110-6KL41-2AA0 | CIRCUIT BREAKER 3VA6 UL FRAME 150 BREAKING CAPACITY CLASS H 65KA @ 480 V 4-POLE, LINE PROTECTIO | 1411.33
3VA6110-6KM31-2AA0 | CIRCUIT BREAKER 3VA6 UL FRAME 150 BREAKING CAPACITY CLASS H 65KA @ 480 V 3-POLE, LINE PROTECTIO | 1504.31
3VA6110-6KP41-0AA0 | CIRCUIT BREAKER 3VA6 UL FRAME 150 BREAKING CAPACITY CLASS H 65KA @ 480 V 4-POLE, LINE PROTECTIO | 1345.66
3VA6110-6KQ31-0AA0 | CIRCUIT BREAKER 3VA6 UL FRAME 150 BREAKING CAPACITY CLASS H 65KA @ 480 V 3-POLE, LINE PROTECTIO | 1345.66
3VA6110-6KQ41-0AA0 | CIRCUIT BREAKER 3VA6 UL FRAME 150 BREAKING CAPACITY CLASS H 65KA @ 480 V 4-POLE, LINE PROTECTIO | 1498.83
3VA6110-6KT41-2AA0 | CIRCUIT BREAKER 3VA6 UL FRAME 150 BREAKING CAPACITY CLASS H 65KA @ 480 V 4-POLE, LINE PROTECTIO | 1635.6
3VA6110-7HL31-2AA0 | CIRCUIT BREAKER 3VA6 UL FRAME 150 BREAKING CAPACITY CLASS C 100KA @ 480 V 3-POLE, LINE PROTECTI | 634.56
3VA6110-7HN31-0AA0 | CIRCUIT BREAKER 3VA6 UL FRAME 150 BREAKING CAPACITY CLASS C 100KA @ 480 V 3-POLE, LINE PROTECTI | 634.56
3VA6110-7HN41-0AA0 | CIRCUIT BREAKER 3VA6 UL FRAME 150 BREAKING CAPACITY CLASS C 100KA @ 480 V 4-POLE, LINE PROTECTI | 798.65
3VA6110-7JP41-2AA0 | CIRCUIT BREAKER 3VA6 UL FRAME 150 BREAKING CAPACITY CLASS C 100KA @ 480 V 4-POLE, LINE PROTECTI | 1318.34
3VA6110-7JQ31-2AA0 | CIRCUIT BREAKER 3VA6 UL FRAME 150 BREAKING CAPACITY CLASS C 100KA @ 480 V 3-POLE, LINE PROTECTI | 1411.33
3VA6110-7JQ41-2AA0 | CIRCUIT BREAKER 3VA6 UL FRAME 150 BREAKING CAPACITY CLASS C 100KA @ 480 V 4-POLE, LINE PROTECTI | 1575.41
3VA6110-7KL31-0AA0 | CIRCUIT BREAKER 3VA6 UL FRAME 150 BREAKING CAPACITY CLASS C 100KA @ 480 V 3-POLE, LINE PROTECTI | 1203.45
3VA6110-7KL41-0AA0 | CIRCUIT BREAKER 3VA6 UL FRAME 150 BREAKING CAPACITY CLASS C 100KA @ 480 V 4-POLE, LINE PROTECTI | 1329.26
3VA6110-7KP31-2AA0 | CIRCUIT BREAKER 3VA6 UL FRAME 150 BREAKING CAPACITY CLASS C 100KA @ 480 V 3-POLE, LINE PROTECTI | 1373.04
3VA6110-7KP41-2AA0 | CIRCUIT BREAKER 3VA6 UL FRAME 150 BREAKING CAPACITY CLASS C 100KA @ 480 V 4-POLE, LINE PROTECTI | 1537.11
3VA6110-7KT31-0AA0 | CIRCUIT BREAKER 3VA6 UL FRAME 150 BREAKING CAPACITY CLASS C 100KA @ 480 V 3-POLE, LINE PROTECTI | 1258.16
3VA6110-7KT41-0AA0 | CIRCUIT BREAKER 3VA6 UL FRAME 150 BREAKING CAPACITY CLASS C 100KA @ 480 V 4-POLE, LINE PROTECTI | 1389.42
3VA6110-8HL31-0AA0 | CIRCUIT BREAKER 3VA6 UL FRAME 150 BREAKING CAPACITY CLASS L 150KA @ 480 V 3-POLE, LINE PROTECTI | 650.98
3VA6110-8HM31-2AA0 | CIRCUIT BREAKER 3VA6 UL FRAME 150 BREAKING CAPACITY CLASS L 150KA @ 480 V 3-POLE, LINE PROTECTI | 984.64
3VA6110-8HM41-2AA0 | CIRCUIT BREAKER 3VA6 UL FRAME 150 BREAKING CAPACITY CLASS L 150KA @ 480 V 4-POLE, LINE PROTECTI | 1197.97
3VA6210-5JT41-2AA0 | CIRCUIT BREAKER 3VA6 UL FRAME 250 BREAKING CAPACITY CLASS M 35KA @ 480 V 4-POLE, LINE PROTECTIO | 2166.21
3VA6210-5KL31-2AA0 | CIRCUIT BREAKER 3VA6 UL FRAME 250 BREAKING CAPACITY CLASS M 35KA @ 480 V 3-POLE, LINE PROTECTIO | 1728.61
3VA6210-5KP31-0AA0 | CIRCUIT BREAKER 3VA6 UL FRAME 250 BREAKING CAPACITY CLASS M 35KA @ 480 V 3-POLE, LINE PROTECTIO | 1635.6
3VA6210-5KP41-0AA0 | CIRCUIT BREAKER 3VA6 UL FRAME 250 BREAKING CAPACITY CLASS M 35KA @ 480 V 4-POLE, LINE PROTECTIO | 1936.46
3VA6210-5KQ41-2AA0 | CIRCUIT BREAKER 3VA6 UL FRAME 250 BREAKING CAPACITY CLASS M 35KA @ 480 V 4-POLE, LINE PROTECTIO | 2275.62
3VA6210-5KT31-2AA0 | CIRCUIT BREAKER 3VA6 UL FRAME 250 BREAKING CAPACITY CLASS M 35KA @ 480 V 3-POLE, LINE PROTECTIO | 1941.94
3VA6210-6HM31-0AA0 | CIRCUIT BREAKER 3VA6 UL FRAME 250 BREAKING CAPACITY CLASS H 65KA @ 480 V 3-POLE, LINE PROTECTIO | 1323.78
3VA6210-6HM41-0AA0 | CIRCUIT BREAKER 3VA6 UL FRAME 250 BREAKING CAPACITY CLASS H 65KA @ 480 V 4-POLE, LINE PROTECTIO | 1690.28
3VA6210-6JP31-2AA0 | CIRCUIT BREAKER 3VA6 UL FRAME 250 BREAKING CAPACITY CLASS H 65KA @ 480 V 3-POLE, LINE PROTECTIO | 1723.12
3VA6210-6JP41-2AA0 | CIRCUIT BREAKER 3VA6 UL FRAME 250 BREAKING CAPACITY CLASS H 65KA @ 480 V 4-POLE, LINE PROTECTIO | 2106.02
3VA6210-6JT31-0AA0 | CIRCUIT BREAKER 3VA6 UL FRAME 250 BREAKING CAPACITY CLASS H 65KA @ 480 V 3-POLE, LINE PROTECTIO | 1558.99
3VA6210-6JT41-0AA0 | CIRCUIT BREAKER 3VA6 UL FRAME 250 BREAKING CAPACITY CLASS H 65KA @ 480 V 4-POLE, LINE PROTECTIO | 1925.51
3VA6210-6KM31-2AA0 | CIRCUIT BREAKER 3VA6 UL FRAME 250 BREAKING CAPACITY CLASS H 65KA @ 480 V 3-POLE, LINE PROTECTIO | 2100.56
3VA6210-6KM41-2AA0 | CIRCUIT BREAKER 3VA6 UL FRAME 250 BREAKING CAPACITY CLASS H 65KA @ 480 V 4-POLE, LINE PROTECTIO | 2478
3VA6210-6KQ41-0AA0 | CIRCUIT BREAKER 3VA6 UL FRAME 250 BREAKING CAPACITY CLASS H 65KA @ 480 V 4-POLE, LINE PROTECTIO | 2237.31
3VA6210-6KT31-0AA0 | CIRCUIT BREAKER 3VA6 UL FRAME 250 BREAKING CAPACITY CLASS H 65KA @ 480 V 3-POLE, LINE PROTECTIO | 1772.35
3VA6210-7HL31-2AA0 | CIRCUIT BREAKER 3VA6 UL FRAME 250 BREAKING CAPACITY CLASS C 100KA @ 480 V 3-POLE, LINE PROTECTI | 1301.9
3VA6210-7HL41-2AA0 | CIRCUIT BREAKER 3VA6 UL FRAME 250 BREAKING CAPACITY CLASS C 100KA @ 480 V 4-POLE, LINE PROTECTI | 1723.12
3VA6210-7HN41-0AA0 | CIRCUIT BREAKER 3VA6 UL FRAME 250 BREAKING CAPACITY CLASS C 100KA @ 480 V 4-POLE, LINE PROTECTI | 1602.78
3VA6210-7JP31-0AA0 | CIRCUIT BREAKER 3VA6 UL FRAME 250 BREAKING CAPACITY CLASS C 100KA @ 480 V 3-POLE, LINE PROTECTI | 1646.54
3VA6210-7JQ41-2AA0 | CIRCUIT BREAKER 3VA6 UL FRAME 250 BREAKING CAPACITY CLASS C 100KA @ 480 V 4-POLE, LINE PROTECTI | 2494.41
3VA6210-7JT31-2AA0 | CIRCUIT BREAKER 3VA6 UL FRAME 250 BREAKING CAPACITY CLASS C 100KA @ 480 V 3-POLE, LINE PROTECTI | 2095.09
3VA6210-7KL41-0AA0 | CIRCUIT BREAKER 3VA6 UL FRAME 250 BREAKING CAPACITY CLASS C 100KA @ 480 V 4-POLE, LINE PROTECTI | 2166.21
3VA6225-5KM41-0AA0 | CIRCUIT BREAKER 3VA6 UL FRAME 250 BREAKING CAPACITY CLASS M 35KA @ 480 V 4-POLE, LINE PROTECTIO | 2089.63
3VA6225-5KM41-2AA0 | CIRCUIT BREAKER 3VA6 UL FRAME 250 BREAKING CAPACITY CLASS M 35KA @ 480 V 4-POLE, LINE PROTECTIO | 2281.08
3VA6225-6HL31-0AA0 | CIRCUIT BREAKER 3VA6 UL FRAME 250 BREAKING CAPACITY CLASS H 65KA @ 480 V 3-POLE, LINE PROTECTIO | 1077.64
3VA6225-6HL31-2AA0 | CIRCUIT BREAKER 3VA6 UL FRAME 250 BREAKING CAPACITY CLASS H 65KA @ 480 V 3-POLE, LINE PROTECTIO | 1203.45
3VA6225-6HL41-0AA0 | CIRCUIT BREAKER 3VA6 UL FRAME 250 BREAKING CAPACITY CLASS H 65KA @ 480 V 4-POLE, LINE PROTECTIO | 1444.15
3VA6225-6HL41-2AA0 | CIRCUIT BREAKER 3VA6 UL FRAME 250 BREAKING CAPACITY CLASS H 65KA @ 480 V 4-POLE, LINE PROTECTIO | 1569.96
3VA6225-6JQ31-2AA0 | CIRCUIT BREAKER 3VA6 UL FRAME 250 BREAKING CAPACITY CLASS H 65KA @ 480 V 3-POLE, LINE PROTECTIO | 1974.76
3VA6225-6JQ41-0AA0 | CIRCUIT BREAKER 3VA6 UL FRAME 250 BREAKING CAPACITY CLASS H 65KA @ 480 V 4-POLE, LINE PROTECTIO | 2149.79
3VA6225-6JQ41-2AA0 | CIRCUIT BREAKER 3VA6 UL FRAME 250 BREAKING CAPACITY CLASS H 65KA @ 480 V 4-POLE, LINE PROTECTIO | 2346.72
3VA6225-6JT31-0AA0 | CIRCUIT BREAKER 3VA6 UL FRAME 250 BREAKING CAPACITY CLASS H 65KA @ 480 V 3-POLE, LINE PROTECTIO | 1558.99
3VA6225-6KP41-0AA0 | CIRCUIT BREAKER 3VA6 UL FRAME 250 BREAKING CAPACITY CLASS H 65KA @ 480 V 4-POLE, LINE PROTECTIO | 2111.51
3VA6225-6KP41-2AA0 | CIRCUIT BREAKER 3VA6 UL FRAME 250 BREAKING CAPACITY CLASS H 65KA @ 480 V 4-POLE, LINE PROTECTIO | 2308.42
3VA6225-6KQ31-0AA0 | CIRCUIT BREAKER 3VA6 UL FRAME 250 BREAKING CAPACITY CLASS H 65KA @ 480 V 3-POLE, LINE PROTECTIO | 1920.06
3VA6225-6KQ31-2AA0 | CIRCUIT BREAKER 3VA6 UL FRAME 250 BREAKING CAPACITY CLASS H 65KA @ 480 V 3-POLE, LINE PROTECTIO | 2106.02
3VA6225-7HM41-0AA0 | CIRCUIT BREAKER 3VA6 UL FRAME 250 BREAKING CAPACITY CLASS C 100KA @ 480 V 4-POLE, LINE PROTECTI | 1799.69
3VA6225-7HM41-2AA0 | CIRCUIT BREAKER 3VA6 UL FRAME 250 BREAKING CAPACITY CLASS C 100KA @ 480 V 4-POLE, LINE PROTECTI | 1985.68
3VA6225-7HN31-0AA0 | CIRCUIT BREAKER 3VA6 UL FRAME 250 BREAKING CAPACITY CLASS C 100KA @ 480 V 3-POLE, LINE PROTECTI | 1258.16
3VA6225-7HN31-2AA0 | CIRCUIT BREAKER 3VA6 UL FRAME 250 BREAKING CAPACITY CLASS C 100KA @ 480 V 3-POLE, LINE PROTECTI | 1367.54
3VA6225-7HN41-0AA0 | CIRCUIT BREAKER 3VA6 UL FRAME 250 BREAKING CAPACITY CLASS C 100KA @ 480 V 4-POLE, LINE PROTECTI | 1602.78
3VA6225-7JT41-2AA0 | CIRCUIT BREAKER 3VA6 UL FRAME 250 BREAKING CAPACITY CLASS C 100KA @ 480 V 4-POLE, LINE PROTECTI | 2494.41
3VA6225-7KL31-0AA0 | CIRCUIT BREAKER 3VA6 UL FRAME 250 BREAKING CAPACITY CLASS C 100KA @ 480 V 3-POLE, LINE PROTECTI | 1799.69
3VA6225-7KL31-2AA0 | CIRCUIT BREAKER 3VA6 UL FRAME 250 BREAKING CAPACITY CLASS C 100KA @ 480 V 3-POLE, LINE PROTECTI | 1974.76
3VA6225-7KL41-0AA0 | CIRCUIT BREAKER 3VA6 UL FRAME 250 BREAKING CAPACITY CLASS C 100KA @ 480 V 4-POLE, LINE PROTECTI | 2166.21
3VA6225-7KT31-0AA0 | CIRCUIT BREAKER 3VA6 UL FRAME 250 BREAKING CAPACITY CLASS C 100KA @ 480 V 3-POLE, LINE PROTECTI | 1848.93
3VA6225-7KT31-2AA0 | CIRCUIT BREAKER 3VA6 UL FRAME 250 BREAKING CAPACITY CLASS C 100KA @ 480 V 3-POLE, LINE PROTECTI | 2188.09
3VA6225-7KT41-0AA0 | CIRCUIT BREAKER 3VA6 UL FRAME 250 BREAKING CAPACITY CLASS C 100KA @ 480 V 4-POLE, LINE PROTECTI | 2215.46
3VA6225-7KT41-2AA0 | CIRCUIT BREAKER 3VA6 UL FRAME 250 BREAKING CAPACITY CLASS C 100KA @ 480 V 4-POLE, LINE PROTECTI | 2603.82
3VA6225-8JP31-2AA0 | CIRCUIT BREAKER 3VA6 UL FRAME 250 BREAKING CAPACITY CLASS L 150KA @ 480 V 3-POLE, LINE PROTECTI | 1996.64
3VA6225-8JP41-0AA0 | CIRCUIT BREAKER 3VA6 UL FRAME 250 BREAKING CAPACITY CLASS L 150KA @ 480 V 4-POLE, LINE PROTECTI | 2270.14
3VA6225-8JP41-2AA0 | CIRCUIT BREAKER 3VA6 UL FRAME 250 BREAKING CAPACITY CLASS L 150KA @ 480 V 4-POLE, LINE PROTECTI | 2494.41
3VA6210-7KM31-0AA0 | CIRCUIT BREAKER 3VA6 UL FRAME 250 BREAKING CAPACITY CLASS C 100KA @ 480 V 3-POLE, LINE PROTECTI | 1996.64
3VA6210-7KP41-2AA0 | CIRCUIT BREAKER 3VA6 UL FRAME 250 BREAKING CAPACITY CLASS C 100KA @ 480 V 4-POLE, LINE PROTECTI | 2445.18
3VA6210-7KQ31-2AA0 | CIRCUIT BREAKER 3VA6 UL FRAME 250 BREAKING CAPACITY CLASS C 100KA @ 480 V 3-POLE, LINE PROTECTI | 2188.09
3VA6210-8HL31-0AA0 | CIRCUIT BREAKER 3VA6 UL FRAME 250 BREAKING CAPACITY CLASS L 150KA @ 480 V 3-POLE, LINE PROTECTI | 1351.16
3VA6210-8HL41-0AA0 | CIRCUIT BREAKER 3VA6 UL FRAME 250 BREAKING CAPACITY CLASS L 150KA @ 480 V 4-POLE, LINE PROTECTI | 1794.23
3VA6210-8HM41-2AA0 | CIRCUIT BREAKER 3VA6 UL FRAME 250 BREAKING CAPACITY CLASS L 150KA @ 480 V 4-POLE, LINE PROTECTI | 2242.79
3VA6210-8HN31-2AA0 | CIRCUIT BREAKER 3VA6 UL FRAME 250 BREAKING CAPACITY CLASS L 150KA @ 480 V 3-POLE, LINE PROTECTI | 1553.53
3VA6210-8JQ31-0AA0 | CIRCUIT BREAKER 3VA6 UL FRAME 250 BREAKING CAPACITY CLASS L 150KA @ 480 V 3-POLE, LINE PROTECTI | 2056.81
3VA6210-8JQ41-0AA0 | CIRCUIT BREAKER 3VA6 UL FRAME 250 BREAKING CAPACITY CLASS L 150KA @ 480 V 4-POLE, LINE PROTECTI | 2499.87
3VA9133-0JF60 | DISTRIBUTION WIRE CONNECTOR 6 CABLES 3 PCS. ACCESSORY FOR: PLUG-IN / DRAW-OUT 3VA5 125 | 92.99
3VA9133-0QA00 | NUT KEEPER KIT 3PCS ACCESSORY FOR: 3VA4/5 125 | 17.94
3VA9137-0EK17 | FRONT MOUNTED ROTARY OPERATOR EMERGENCY-OFF IEC IP30/40 ILLUMINATION KIT 24 V DC ACCESSORY FOR: | 96.27
3VA9137-0EK23 | FRONT MOUNTED ROTARY OPERATOR STANDARD WITH DOOR INTERLOCKING IEC IP30/40 ILLUMINATION KIT 24 V | 121.44
3VA9137-0FK21 | DOOR MOUNTED ROTARY OPERATOR STANDARD IEC IP65 WITH DOOR INTERLOCKING ACCESSORY FOR: 3VA4/5 125 | 77.68
3VA9137-0FK25 | DOOR MOUNTED ROTARY OPERATOR EMERGENCY-OFF IEC IP65 WITH DOOR INTERLOCKING ACCESSORY FOR: 3VA4/ | 90.27
3VA9137-0HA10 | MOTOR OPERATOR 24-60 V DC ACCESSORY FOR: 3VA5 125 | 414.08
3VA9137-0LF10 | ADAPTER CYLINDER LOCK ACCESSORY POCKET ACCESSORY FOR: 3VA1 160 | 60.18
3VA9138-0VK20 | REAR INTERLOCK MOUNTING PLATE ACCESSORY FOR: 3VA1 160 | 16.27
3VA9143-0JB11 | WIRE CONNECTOR; 3 PCS. ACCESSORY FOR: 3VA6 150/250 | 19.55
3VA9143-0SB10 | COVER FRAME FOR DOOR CUT-OUT 104,6 X 70,7 MM (W X H) ACCESSORY FOR: CIRCUIT BREAKER 3 POLE WITHO | 26.4
3VA9144-0JA12 | BOX TERMINAL 4 PCS. ACCESSORY FOR: 3VA6 150/250 | 28.3
3VA9144-0KD10 | DRAW-OUT UNIT CONVERTION KIT FOR MCCB ACCESSORY FOR: CIRCUIT BREAKER, 4 POLE 3VA6 150/250 | 141.68
3VA9144-0KP10 | PLUG-IN UNIT CONVERTION KIT FOR MCCB ACCESSORY FOR: CIRCUIT BREAKER, 4 POLE 3VA6 150/250 | 120.34
3VA9144-0SB20 | COVER FRAME FOR DOOR CUT-OUT 139,6 X 100,8 MM (W X H) ACCESSORY FOR: CIRCUIT BREAKER 4 POLE WITH | 34.5
3VA6440-6KL31-2AA0 | CIRCUIT BREAKER 3VA6 UL FRAME 600 BREAKING CAPACITY CLASS H 65KA @ 480 V 3-POLE, LINE PROTECTIO | 2828.11
3VA6440-6KL41-2AA0 | CIRCUIT BREAKER 3VA6 UL FRAME 600 BREAKING CAPACITY CLASS H 65KA @ 480 V 4-POLE, LINE PROTECTIO | 3533.75
3VA6440-6KP41-0AA0 | CIRCUIT BREAKER 3VA6 UL FRAME 600 BREAKING CAPACITY CLASS H 65KA @ 480 V 4-POLE, LINE PROTECTIO | 3309.48
3VA6440-6KQ31-0AA0 | CIRCUIT BREAKER 3VA6 UL FRAME 600 BREAKING CAPACITY CLASS H 65KA @ 480 V 3-POLE, LINE PROTECTIO | 2795.27
3VA6440-6KT31-2AA0 | CIRCUIT BREAKER 3VA6 UL FRAME 600 BREAKING CAPACITY CLASS H 65KA @ 480 V 3-POLE, LINE PROTECTIO | 3085.2
3VA6440-6KT41-2AA0 | CIRCUIT BREAKER 3VA6 UL FRAME 600 BREAKING CAPACITY CLASS H 65KA @ 480 V 4-POLE, LINE PROTECTIO | 3790.87
3VA6440-7HL31-2AA0 | CIRCUIT BREAKER 3VA6 UL FRAME 600 BREAKING CAPACITY CLASS C 100KA @ 480 V 3-POLE, LINE PROTECTI | 2319.36
3VA6440-7HM41-0AA0 | CIRCUIT BREAKER 3VA6 UL FRAME 600 BREAKING CAPACITY CLASS C 100KA @ 480 V 4-POLE, LINE PROTECTI | 3068.78
3VA6440-7HN31-0AA0 | CIRCUIT BREAKER 3VA6 UL FRAME 600 BREAKING CAPACITY CLASS C 100KA @ 480 V 3-POLE, LINE PROTECTI | 2215.46
3VA6440-7JP41-2AA0 | CIRCUIT BREAKER 3VA6 UL FRAME 600 BREAKING CAPACITY CLASS C 100KA @ 480 V 4-POLE, LINE PROTECTI | 3648.62
3VA6440-7JQ31-2AA0 | CIRCUIT BREAKER 3VA6 UL FRAME 600 BREAKING CAPACITY CLASS C 100KA @ 480 V 3-POLE, LINE PROTECTI | 3167.27
3VA6440-7KL31-0AA0 | CIRCUIT BREAKER 3VA6 UL FRAME 600 BREAKING CAPACITY CLASS C 100KA @ 480 V 3-POLE, LINE PROTECTI | 2735.12
3VA6440-7KL41-0AA0 | CIRCUIT BREAKER 3VA6 UL FRAME 600 BREAKING CAPACITY CLASS C 100KA @ 480 V 4-POLE, LINE PROTECTI | 3429.8
3VA6440-7KM41-2AA0 | CIRCUIT BREAKER 3VA6 UL FRAME 600 BREAKING CAPACITY CLASS C 100KA @ 480 V 4-POLE, LINE PROTECTI | 4004.2
3VA6440-7KP31-2AA0 | CIRCUIT BREAKER 3VA6 UL FRAME 600 BREAKING CAPACITY CLASS C 100KA @ 480 V 3-POLE, LINE PROTECTI | 3107.09
3VA6440-7KT31-0AA0 | CIRCUIT BREAKER 3VA6 UL FRAME 600 BREAKING CAPACITY CLASS C 100KA @ 480 V 3-POLE, LINE PROTECTI | 2828.11
3VA6440-7KT41-0AA0 | CIRCUIT BREAKER 3VA6 UL FRAME 600 BREAKING CAPACITY CLASS C 100KA @ 480 V 4-POLE, LINE PROTECTI | 3522.83
3VA6440-8HM31-2AA0 | CIRCUIT BREAKER 3VA6 UL FRAME 600 BREAKING CAPACITY CLASS L 150KA @ 480 V 3-POLE, LINE PROTECTI | 2953.91
3VA5112-5ED11-0AA0 | CIRCUIT BREAKER 3VA5 UL FRAME 125 BREAKING CAPACITY CLASS M 35KA @ 277 V 1-POLE, LINE PROTECTIO | 231.95
3VA5112-6EC31-1AA0 | CIRCUIT BREAKER 3VA5 UL FRAME 125 BREAKING CAPACITY CLASS H 65KA @ 480Y/277 V 3-POLE, LINE PROT | 525.7
3VA5112-6ED11-1AA0 | CIRCUIT BREAKER 3VA5 UL FRAME 125 BREAKING CAPACITY CLASS H 50KA @ 277 V 1-POLE, LINE PROTECTIO | 266.41
3VA5120-4ED31-0AA0 | CIRCUIT BREAKER 3VA5 UL FRAME 125 BREAKING CAPACITY CLASS S 25KA @ 480 V 3-POLE, LINE PROTECTIO | 192
3VA5120-5EC31-0AA0 | CIRCUIT BREAKER 3VA5 UL FRAME 125 BREAKING CAPACITY CLASS M 35KA @ 480 V 3-POLE, LINE PROTECTIO | 217.72
3VA5120-6EC31-1AA0 | CIRCUIT BREAKER 3VA5 UL FRAME 125 BREAKING CAPACITY CLASS H 65KA @ 480 V 3-POLE, LINE PROTECTIO | 252.73
3VA5120-6ED11-1AA0 | CIRCUIT BREAKER 3VA5 UL FRAME 125 BREAKING CAPACITY CLASS H 50KA @ 277 V 1-POLE, LINE PROTECTIO | 131.83
3VA5125-4EC31-0AA0 | CIRCUIT BREAKER 3VA5 UL FRAME 125 BREAKING CAPACITY CLASS S 25KA @ 480 V 3-POLE, LINE PROTECTIO | 195.28
3VA5125-4ED11-0AA0 | CIRCUIT BREAKER 3VA5 UL FRAME 125 BREAKING CAPACITY CLASS S 25KA @ 277 V 1-POLE, LINE PROTECTIO | 98.46
3VA5125-5ED11-1AA0 | CIRCUIT BREAKER 3VA5 UL FRAME 125 BREAKING CAPACITY CLASS M 35KA @ 277 V 1-POLE, LINE PROTECTIO | 121.44
3VA5125-5ED31-1AA0 | CIRCUIT BREAKER 3VA5 UL FRAME 125 BREAKING CAPACITY CLASS M 35KA @ 480 V 3-POLE, LINE PROTECTIO | 224.82
3VA5130-1MH31-0AA0 | CIRCUIT BREAKER 3VA5 UL FRAME 125 3-POLE,MOTOR STARTER PROTECTION TM120M, AM, IN=30A WITHOUT OV | 253.28
3VA5130-4EC31-0AA0 | CIRCUIT BREAKER 3VA5 UL FRAME 125 BREAKING CAPACITY CLASS S 25KA @ 480 V 3-POLE, LINE PROTECTIO | 195.28
3VA5130-4ED31-1AA0 | CIRCUIT BREAKER 3VA5 UL FRAME 125 BREAKING CAPACITY CLASS S 25KA @ 480 V 3-POLE, LINE PROTECTIO | 201.86
3VA5130-5EC31-1AA0 | CIRCUIT BREAKER 3VA5 UL FRAME 125 BREAKING CAPACITY CLASS M 35KA @ 480 V 3-POLE, LINE PROTECTIO | 229.2
3VA5130-6ED11-0AA0 | CIRCUIT BREAKER 3VA5 UL FRAME 125 BREAKING CAPACITY CLASS H 50KA @ 277 V 1-POLE, LINE PROTECTIO | 120.89
3VA5130-6ED31-0AA0 | CIRCUIT BREAKER 3VA5 UL FRAME 125 BREAKING CAPACITY CLASS H 65KA @ 480 V 3-POLE, LINE PROTECTIO | 233.57
3VA5135-4ED31-1AA0 | CIRCUIT BREAKER 3VA5 UL FRAME 125 BREAKING CAPACITY CLASS S 25KA @ 480 V 3-POLE, LINE PROTECTIO | 201.86
3VA5135-5EC31-1AA0 | CIRCUIT BREAKER 3VA5 UL FRAME 125 BREAKING CAPACITY CLASS M 35KA @ 480 V 3-POLE, LINE PROTECTIO | 229.2
3VA5135-6EC31-0AA0 | CIRCUIT BREAKER 3VA5 UL FRAME 125 BREAKING CAPACITY CLASS H 65KA @ 480 V 3-POLE, LINE PROTECTIO | 241.77
3VA5135-6ED11-0AA0 | CIRCUIT BREAKER 3VA5 UL FRAME 125 BREAKING CAPACITY CLASS H 50KA @ 277 V 1-POLE, LINE PROTECTIO | 120.89
3VA6210-8KT31-2AA0 | CIRCUIT BREAKER 3VA6 UL FRAME 250 BREAKING CAPACITY CLASS L 150KA @ 480 V 3-POLE, LINE PROTECTI | 2385.02
3VA6215-1MS31-0AA0 | CIRCUIT BREAKER 3VA6 UL FRAME 150 3-POLE,MOTOR STARTER PROTECTION ETU310M, I, IN=150A WITHOUT OV | 826.01
3VA6225-5HL31-0AA0 | CIRCUIT BREAKER 3VA6 UL FRAME 250 BREAKING CAPACITY CLASS M 35KA @ 480 V 3-POLE, LINE PROTECTIO | 962.76
3VA6225-5HM41-2AA0 | CIRCUIT BREAKER 3VA6 UL FRAME 250 BREAKING CAPACITY CLASS M 35KA @ 480 V 4-POLE, LINE PROTECTIO | 1662.94
3VA6225-5HN31-2AA0 | CIRCUIT BREAKER 3VA6 UL FRAME 250 BREAKING CAPACITY CLASS M 35KA @ 480 V 3-POLE, LINE PROTECTIO | 1126.87
3VA6225-5JQ31-0AA0 | CIRCUIT BREAKER 3VA6 UL FRAME 250 BREAKING CAPACITY CLASS M 35KA @ 480 V 3-POLE, LINE PROTECTIO | 1668.44
3VA6225-5JQ41-0AA0 | CIRCUIT BREAKER 3VA6 UL FRAME 250 BREAKING CAPACITY CLASS M 35KA @ 480 V 4-POLE, LINE PROTECTIO | 1974.76
3VA6225-5JT41-2AA0 | CIRCUIT BREAKER 3VA6 UL FRAME 250 BREAKING CAPACITY CLASS M 35KA @ 480 V 4-POLE, LINE PROTECTIO | 2166.21
3VA6225-5KL31-2AA0 | CIRCUIT BREAKER 3VA6 UL FRAME 250 BREAKING CAPACITY CLASS M 35KA @ 480 V 3-POLE, LINE PROTECTIO | 1728.61
3VA6225-5KL41-2AA0 | CIRCUIT BREAKER 3VA6 UL FRAME 250 BREAKING CAPACITY CLASS M 35KA @ 480 V 4-POLE, LINE PROTECTIO | 2045.86
3VA6225-5KP31-0AA0 | CIRCUIT BREAKER 3VA6 UL FRAME 250 BREAKING CAPACITY CLASS M 35KA @ 480 V 3-POLE, LINE PROTECTIO | 1635.6
3VA6225-5KP41-0AA0 | CIRCUIT BREAKER 3VA6 UL FRAME 250 BREAKING CAPACITY CLASS M 35KA @ 480 V 4-POLE, LINE PROTECTIO | 1936.46
3VA6225-5KT31-2AA0 | CIRCUIT BREAKER 3VA6 UL FRAME 250 BREAKING CAPACITY CLASS M 35KA @ 480 V 3-POLE, LINE PROTECTIO | 1941.94
3VA6225-5KT41-2AA0 | CIRCUIT BREAKER 3VA6 UL FRAME 250 BREAKING CAPACITY CLASS M 35KA @ 480 V 4-POLE, LINE PROTECTIO | 2275.62
3VA6225-6HM31-0AA0 | CIRCUIT BREAKER 3VA6 UL FRAME 250 BREAKING CAPACITY CLASS H 65KA @ 480 V 3-POLE, LINE PROTECTIO | 1323.78
3VA6225-6HM41-0AA0 | CIRCUIT BREAKER 3VA6 UL FRAME 250 BREAKING CAPACITY CLASS H 65KA @ 480 V 4-POLE, LINE PROTECTIO | 1690.28
3VA6225-6HN31-0AA0 | CIRCUIT BREAKER 3VA6 UL FRAME 250 BREAKING CAPACITY CLASS H 65KA @ 480 V 3-POLE, LINE PROTECTIO | 1143.26
3VA6225-6JP31-2AA0 | CIRCUIT BREAKER 3VA6 UL FRAME 250 BREAKING CAPACITY CLASS H 65KA @ 480 V 3-POLE, LINE PROTECTIO | 1723.12
3VA6225-6JP41-2AA0 | CIRCUIT BREAKER 3VA6 UL FRAME 250 BREAKING CAPACITY CLASS H 65KA @ 480 V 4-POLE, LINE PROTECTIO | 2106.02
3VA6225-6JT41-0AA0 | CIRCUIT BREAKER 3VA6 UL FRAME 250 BREAKING CAPACITY CLASS H 65KA @ 480 V 4-POLE, LINE PROTECTIO | 1925.51
3VA6225-6KL31-0AA0 | CIRCUIT BREAKER 3VA6 UL FRAME 250 BREAKING CAPACITY CLASS H 65KA @ 480 V 3-POLE, LINE PROTECTIO | 1706.7
3VA6225-6KM31-2AA0 | CIRCUIT BREAKER 3VA6 UL FRAME 250 BREAKING CAPACITY CLASS H 65KA @ 480 V 3-POLE, LINE PROTECTIO | 2100.56
3VA6225-6KM41-2AA0 | CIRCUIT BREAKER 3VA6 UL FRAME 250 BREAKING CAPACITY CLASS H 65KA @ 480 V 4-POLE, LINE PROTECTIO | 2478
3VA6225-6KP31-2AA0 | CIRCUIT BREAKER 3VA6 UL FRAME 250 BREAKING CAPACITY CLASS H 65KA @ 480 V 3-POLE, LINE PROTECTIO | 1936.46
3VA6225-6KQ41-0AA0 | CIRCUIT BREAKER 3VA6 UL FRAME 250 BREAKING CAPACITY CLASS H 65KA @ 480 V 4-POLE, LINE PROTECTIO | 2237.31
3VA6225-6KT31-0AA0 | CIRCUIT BREAKER 3VA6 UL FRAME 250 BREAKING CAPACITY CLASS H 65KA @ 480 V 3-POLE, LINE PROTECTIO | 1772.35
3VA6225-7HL41-2AA0 | CIRCUIT BREAKER 3VA6 UL FRAME 250 BREAKING CAPACITY CLASS C 100KA @ 480 V 4-POLE, LINE PROTECTI | 1723.12
3VA6225-7HM31-2AA0 | CIRCUIT BREAKER 3VA6 UL FRAME 250 BREAKING CAPACITY CLASS C 100KA @ 480 V 3-POLE, LINE PROTECTI | 1558.99
3VA6225-7JP31-0AA0 | CIRCUIT BREAKER 3VA6 UL FRAME 250 BREAKING CAPACITY CLASS C 100KA @ 480 V 3-POLE, LINE PROTECTI | 1646.54
3VA6225-7JP41-0AA0 | CIRCUIT BREAKER 3VA6 UL FRAME 250 BREAKING CAPACITY CLASS C 100KA @ 480 V 4-POLE, LINE PROTECTI | 2013.02
3VA5140-4EC31-1AA0 | CIRCUIT BREAKER 3VA5 UL FRAME 125 BREAKING CAPACITY CLASS S 25KA @ 480 V 3-POLE, LINE PROTECTIO | 208.97
3VA5140-4ED11-1AA0 | CIRCUIT BREAKER 3VA5 UL FRAME 125 BREAKING CAPACITY CLASS S 25KA @ 277 V 1-POLE, LINE PROTECTIO | 109.93
3VA5140-5ED31-0AA0 | CIRCUIT BREAKER 3VA5 UL FRAME 125 BREAKING CAPACITY CLASS M 35KA @ 480 V 3-POLE, LINE PROTECTIO | 213.33
3VA5140-6EC31-0AA0 | CIRCUIT BREAKER 3VA5 UL FRAME 125 BREAKING CAPACITY CLASS H 65KA @ 480 V 3-POLE, LINE PROTECTIO | 241.77
3VA5140-6ED31-1AA0 | CIRCUIT BREAKER 3VA5 UL FRAME 125 BREAKING CAPACITY CLASS H 65KA @ 480 V 3-POLE, LINE PROTECTIO | 245.61
3VA5145-4EC31-1AA0 | CIRCUIT BREAKER 3VA5 UL FRAME 125 BREAKING CAPACITY CLASS S 25KA @ 480 V 3-POLE, LINE PROTECTIO | 208.97
3VA5145-5ED11-0AA0 | CIRCUIT BREAKER 3VA5 UL FRAME 125 BREAKING CAPACITY CLASS M 35KA @ 277 V 1-POLE, LINE PROTECTIO | 108.86
3VA5145-5ED31-0AA0 | CIRCUIT BREAKER 3VA5 UL FRAME 125 BREAKING CAPACITY CLASS M 35KA @ 480 V 3-POLE, LINE PROTECTIO | 213.33
3VA5145-6ED31-1AA0 | CIRCUIT BREAKER 3VA5 UL FRAME 125 BREAKING CAPACITY CLASS H 65KA @ 480 V 3-POLE, LINE PROTECTIO | 245.61
3VA5150-1MU31-0AA0 | CIRCUIT BREAKER 3VA5 UL FRAME 125 3-POLE,MOTOR STARTER PROTECTION TM120M, AM, IN=50A WITHOUT OV | 253.28
3VA5150-4ED31-0AA0 | CIRCUIT BREAKER 3VA5 UL FRAME 125 BREAKING CAPACITY CLASS S 25KA @ 480 V 3-POLE, LINE PROTECTIO | 192
3VA5150-5EC31-0AA0 | CIRCUIT BREAKER 3VA5 UL FRAME 125 BREAKING CAPACITY CLASS M 35KA @ 480 V 3-POLE, LINE PROTECTIO | 217.72
3VA5150-6EC31-1AA0 | CIRCUIT BREAKER 3VA5 UL FRAME 125 BREAKING CAPACITY CLASS H 65KA @ 480 V 3-POLE, LINE PROTECTIO | 252.73
3VA5150-6ED11-1AA0 | CIRCUIT BREAKER 3VA5 UL FRAME 125 BREAKING CAPACITY CLASS H 50KA @ 277 V 1-POLE, LINE PROTECTIO | 131.83
3VA5160-4ED31-0AA0 | CIRCUIT BREAKER 3VA5 UL FRAME 125 BREAKING CAPACITY CLASS S 25KA @ 480 V 3-POLE, LINE PROTECTIO | 192
3VA5160-5EC31-0AA0 | CIRCUIT BREAKER 3VA5 UL FRAME 125 BREAKING CAPACITY CLASS M 35KA @ 480 V 3-POLE, LINE PROTECTIO | 217.72
3VA5160-5ED31-1AA0 | CIRCUIT BREAKER 3VA5 UL FRAME 125 BREAKING CAPACITY CLASS M 35KA @ 480 V 3-POLE, LINE PROTECTIO | 224.82
3VA5160-6EC31-1AA0 | CIRCUIT BREAKER 3VA5 UL FRAME 125 BREAKING CAPACITY CLASS H 65KA @ 480 V 3-POLE, LINE PROTECTIO | 252.73
3VA5160-6ED11-1AA0 | CIRCUIT BREAKER 3VA5 UL FRAME 125 BREAKING CAPACITY CLASS H 50KA @ 277 V 1-POLE, LINE PROTECTIO | 131.83
3VA5170-4EC31-0AA0 | CIRCUIT BREAKER 3VA5 UL FRAME 125 BREAKING CAPACITY CLASS S 25KA @ 480 V 3-POLE, LINE PROTECTIO | 217.72
3VA5170-4ED11-0AA0 | CIRCUIT BREAKER 3VA5 UL FRAME 125 BREAKING CAPACITY CLASS S 25KA @ 277 V 1-POLE, LINE PROTECTIO | 108.31
3VA5170-5ED11-1AA0 | CIRCUIT BREAKER 3VA5 UL FRAME 125 BREAKING CAPACITY CLASS M 35KA @ 277 V 1-POLE, LINE PROTECTIO | 132.39
3VA5170-5ED31-1AA0 | CIRCUIT BREAKER 3VA5 UL FRAME 125 BREAKING CAPACITY CLASS M 35KA @ 480 V 3-POLE, LINE PROTECTIO | 248.9
3VA5170-6ED31-0AA0 | CIRCUIT BREAKER 3VA5 UL FRAME 125 BREAKING CAPACITY CLASS H 65KA @ 480 V 3-POLE, LINE PROTECTIO | 259.84
3VA5180-1MH31-0AA0 | CIRCUIT BREAKER 3VA5 UL FRAME 125 3-POLE,MOTOR STARTER PROTECTION TM120M, AM, IN=80A WITHOUT OV | 281.17
3VA5180-4EC31-0AA0 | CIRCUIT BREAKER 3VA5 UL FRAME 125 BREAKING CAPACITY CLASS S 25KA @ 480 V 3-POLE, LINE PROTECTIO | 217.72
3VA5180-4ED31-1AA0 | CIRCUIT BREAKER 3VA5 UL FRAME 125 BREAKING CAPACITY CLASS S 25KA @ 480 V 3-POLE, LINE PROTECTIO | 224.29
3VA5180-5EC31-1AA0 | CIRCUIT BREAKER 3VA5 UL FRAME 125 BREAKING CAPACITY CLASS M 35KA @ 480 V 3-POLE, LINE PROTECTIO | 253.83
3VA5180-6ED11-0AA0 | CIRCUIT BREAKER 3VA5 UL FRAME 125 BREAKING CAPACITY CLASS H 50KA @ 277 V 1-POLE, LINE PROTECTIO | 132.39
3VA5180-6ED31-0AA0 | CIRCUIT BREAKER 3VA5 UL FRAME 125 BREAKING CAPACITY CLASS H 65KA @ 480 V 3-POLE, LINE PROTECTIO | 259.84
3VA5190-4EC31-1AA0 | CIRCUIT BREAKER 3VA5 UL FRAME 125 BREAKING CAPACITY CLASS S 25KA @ 480 V 3-POLE, LINE PROTECTIO | 228.64
3VA5190-4ED11-1AA0 | CIRCUIT BREAKER 3VA5 UL FRAME 125 BREAKING CAPACITY CLASS S 25KA @ 277 V 1-POLE, LINE PROTECTIO | 121.44
3VA5190-4ED31-1AA0 | CIRCUIT BREAKER 3VA5 UL FRAME 125 BREAKING CAPACITY CLASS S 25KA @ 480 V 3-POLE, LINE PROTECTIO | 224.29
3VA5190-5ED31-0AA0 | CIRCUIT BREAKER 3VA5 UL FRAME 125 BREAKING CAPACITY CLASS M 35KA @ 480 V 3-POLE, LINE PROTECTIO | 235.76
3VA5190-6EC31-0AA0 | CIRCUIT BREAKER 3VA5 UL FRAME 125 BREAKING CAPACITY CLASS H 65KA @ 480 V 3-POLE, LINE PROTECTIO | 264.75
3VA5195-1MU31-0AA0 | CIRCUIT BREAKER 3VA5 UL FRAME 125 3-POLE,MOTOR STARTER PROTECTION TM120M, FM, IN=15A WITHOUT OV | 253.28
3VA5195-4EC31-1AA0 | CIRCUIT BREAKER 3VA5 UL FRAME 125 BREAKING CAPACITY CLASS S 25KA @ 480 V 3-POLE, LINE PROTECTIO | 208.97
3VA5195-5ED11-0AA0 | CIRCUIT BREAKER 3VA5 UL FRAME 125 BREAKING CAPACITY CLASS M 35KA @ 277 V 1-POLE, LINE PROTECTIO | 108.86
3VA5195-5ED31-0AA0 | CIRCUIT BREAKER 3VA5 UL FRAME 125 BREAKING CAPACITY CLASS M 35KA @ 480 V 3-POLE, LINE PROTECTIO | 213.33
3VA5195-6ED11-1AA0 | CIRCUIT BREAKER 3VA5 UL FRAME 125 BREAKING CAPACITY CLASS H 50KA @ 277 V 1-POLE, LINE PROTECTIO | 131.83
3VA5195-6ED31-1AA0 | CIRCUIT BREAKER 3VA5 UL FRAME 125 BREAKING CAPACITY CLASS H 65KA @ 480 V 3-POLE, LINE PROTECTIO | 245.61
3VA5210-5ED31-1AA0 | CIRCUIT BREAKER 3VA5 UL FRAME 250 BREAKING CAPACITY CLASS M 35KA @ 480 V 3-POLE, LINE PROTECTIO | 525.7
3VA5210-6EC31-0AA0 | CIRCUIT BREAKER 3VA5 UL FRAME 250 BREAKING CAPACITY CLASS H 65KA @ 480 V 3-POLE, LINE PROTECTIO | 601.72
3VA5210-7EC31-1AA0 | CIRCUIT BREAKER 3VA5 UL FRAME 250 BREAKING CAPACITY CLASS C 100KA @ 480 V 3-POLE, LINE PROTECTI | 678.3
3VA5210-7ED31-0AA0 | CIRCUIT BREAKER 3VA5 UL FRAME 250 BREAKING CAPACITY CLASS C 100KA @ 480 V 3-POLE, LINE PROTECTI | 645.48
3VA5211-5EC61-0AA0 | CIRCUIT BREAKER 3VA5 UL FRAME 250 BREAKING CAPACITY CLASS M 35KA @ 480 V 2-POLE, LINE PROTECTIO | 531.16
3VA5211-5ED31-1AA0 | CIRCUIT BREAKER 3VA5 UL FRAME 250 BREAKING CAPACITY CLASS M 35KA @ 480 V 3-POLE, LINE PROTECTIO | 590.78
3VA5211-6ED61-0AA0 | CIRCUIT BREAKER 3VA5 UL FRAME 250 BREAKING CAPACITY CLASS H 65KA @ 480 V 2-POLE, LINE PROTECTIO | 596.23
3VA6440-8HM41-2AA0 | CIRCUIT BREAKER 3VA6 UL FRAME 600 BREAKING CAPACITY CLASS L 150KA @ 480 V 4-POLE, LINE PROTECTI | 3845.57
3VA6440-8JP41-0AA0 | CIRCUIT BREAKER 3VA6 UL FRAME 600 BREAKING CAPACITY CLASS L 150KA @ 480 V 4-POLE, LINE PROTECTI | 3752.57
3VA6440-8JQ31-0AA0 | CIRCUIT BREAKER 3VA6 UL FRAME 600 BREAKING CAPACITY CLASS L 150KA @ 480 V 3-POLE, LINE PROTECTI | 3200.09
3VA6440-8JT31-2AA0 | CIRCUIT BREAKER 3VA6 UL FRAME 600 BREAKING CAPACITY CLASS L 150KA @ 480 V 3-POLE, LINE PROTECTI | 3517.35
3VA6440-8JT41-2AA0 | CIRCUIT BREAKER 3VA6 UL FRAME 600 BREAKING CAPACITY CLASS L 150KA @ 480 V 4-POLE, LINE PROTECTI | 4419.94
3VA6440-8KM41-0AA0 | CIRCUIT BREAKER 3VA6 UL FRAME 600 BREAKING CAPACITY CLASS L 150KA @ 480 V 4-POLE, LINE PROTECTI | 4075.3
3VA6440-8KP31-0AA0 | CIRCUIT BREAKER 3VA6 UL FRAME 600 BREAKING CAPACITY CLASS L 150KA @ 480 V 3-POLE, LINE PROTECTI | 3161.77
3VA6440-8KQ41-2AA0 | CIRCUIT BREAKER 3VA6 UL FRAME 600 BREAKING CAPACITY CLASS L 150KA @ 480 V 4-POLE, LINE PROTECTI | 4502.01
3VA6440-8KT31-2AA0 | CIRCUIT BREAKER 3VA6 UL FRAME 600 BREAKING CAPACITY CLASS L 150KA @ 480 V 3-POLE, LINE PROTECTI | 3621.3
3VA6460-5HL31-0AA0 | CIRCUIT BREAKER 3VA6 UL FRAME 600 BREAKING CAPACITY CLASS M 35KA @ 480 V 3-POLE, LINE PROTECTIO | 1717.64
3VA6460-5HM31-0AA0 | CIRCUIT BREAKER 3VA6 UL FRAME 600 BREAKING CAPACITY CLASS M 35KA @ 480 V 3-POLE, LINE PROTECTIO | 1969.27
3VA6460-5JQ41-0AA0 | CIRCUIT BREAKER 3VA6 UL FRAME 600 BREAKING CAPACITY CLASS M 35KA @ 480 V 4-POLE, LINE PROTECTIO | 3014.1
3VA6210-8JQ41-2AA0 | CIRCUIT BREAKER 3VA6 UL FRAME 250 BREAKING CAPACITY CLASS L 150KA @ 480 V 4-POLE, LINE PROTECTI | 2751.52
3VA6210-8JT31-0AA0 | CIRCUIT BREAKER 3VA6 UL FRAME 250 BREAKING CAPACITY CLASS L 150KA @ 480 V 3-POLE, LINE PROTECTI | 1810.63
3VA6210-8KP41-0AA0 | CIRCUIT BREAKER 3VA6 UL FRAME 250 BREAKING CAPACITY CLASS L 150KA @ 480 V 4-POLE, LINE PROTECTI | 2456.12
3VA6210-8KP41-2AA0 | CIRCUIT BREAKER 3VA6 UL FRAME 250 BREAKING CAPACITY CLASS L 150KA @ 480 V 4-POLE, LINE PROTECTI | 2707.74
3VA6210-8KQ31-0AA0 | CIRCUIT BREAKER 3VA6 UL FRAME 250 BREAKING CAPACITY CLASS L 150KA @ 480 V 3-POLE, LINE PROTECTI | 2166.21
3VA6210-8KQ31-2AA0 | CIRCUIT BREAKER 3VA6 UL FRAME 250 BREAKING CAPACITY CLASS L 150KA @ 480 V 3-POLE, LINE PROTECTI | 2385.02
3VA6225-5HL41-0AA0 | CIRCUIT BREAKER 3VA6 UL FRAME 250 BREAKING CAPACITY CLASS M 35KA @ 480 V 4-POLE, LINE PROTECTIO | 1274.58
3VA6225-5HL41-2AA0 | CIRCUIT BREAKER 3VA6 UL FRAME 250 BREAKING CAPACITY CLASS M 35KA @ 480 V 4-POLE, LINE PROTECTIO | 1389.42
3VA6225-5HM31-0AA0 | CIRCUIT BREAKER 3VA6 UL FRAME 250 BREAKING CAPACITY CLASS M 35KA @ 480 V 3-POLE, LINE PROTECTIO | 1214.39
3VA6225-5HM31-2AA0 | CIRCUIT BREAKER 3VA6 UL FRAME 250 BREAKING CAPACITY CLASS M 35KA @ 480 V 3-POLE, LINE PROTECTIO | 1323.78
3VA6225-5HM41-0AA0 | CIRCUIT BREAKER 3VA6 UL FRAME 250 BREAKING CAPACITY CLASS M 35KA @ 480 V 4-POLE, LINE PROTECTIO | 1515.23
3VA6225-5JQ41-2AA0 | CIRCUIT BREAKER 3VA6 UL FRAME 250 BREAKING CAPACITY CLASS M 35KA @ 480 V 4-POLE, LINE PROTECTIO | 2166.21
3VA6225-5JT31-0AA0 | CIRCUIT BREAKER 3VA6 UL FRAME 250 BREAKING CAPACITY CLASS M 35KA @ 480 V 3-POLE, LINE PROTECTIO | 1411.33
3VA6225-5JT31-2AA0 | CIRCUIT BREAKER 3VA6 UL FRAME 250 BREAKING CAPACITY CLASS M 35KA @ 480 V 3-POLE, LINE PROTECTIO | 1837.99
3VA6225-5JT41-0AA0 | CIRCUIT BREAKER 3VA6 UL FRAME 250 BREAKING CAPACITY CLASS M 35KA @ 480 V 4-POLE, LINE PROTECTIO | 1723.12
3VA6225-5KQ31-0AA0 | CIRCUIT BREAKER 3VA6 UL FRAME 250 BREAKING CAPACITY CLASS M 35KA @ 480 V 3-POLE, LINE PROTECTIO | 1777.82
3VA6225-5KQ31-2AA0 | CIRCUIT BREAKER 3VA6 UL FRAME 250 BREAKING CAPACITY CLASS M 35KA @ 480 V 3-POLE, LINE PROTECTIO | 1941.94
3VA6225-5KQ41-0AA0 | CIRCUIT BREAKER 3VA6 UL FRAME 250 BREAKING CAPACITY CLASS M 35KA @ 480 V 4-POLE, LINE PROTECTIO | 2056.81
3VA6225-5KQ41-2AA0 | CIRCUIT BREAKER 3VA6 UL FRAME 250 BREAKING CAPACITY CLASS M 35KA @ 480 V 4-POLE, LINE PROTECTIO | 2275.62
3VA6225-6HN31-2AA0 | CIRCUIT BREAKER 3VA6 UL FRAME 250 BREAKING CAPACITY CLASS H 65KA @ 480 V 3-POLE, LINE PROTECTIO | 1269.09
3VA6225-6HN41-0AA0 | CIRCUIT BREAKER 3VA6 UL FRAME 250 BREAKING CAPACITY CLASS H 65KA @ 480 V 4-POLE, LINE PROTECTIO | 1504.31
3VA6225-6HN41-2AA0 | CIRCUIT BREAKER 3VA6 UL FRAME 250 BREAKING CAPACITY CLASS H 65KA @ 480 V 4-POLE, LINE PROTECTIO | 1635.6
3VA6225-6JP31-0AA0 | CIRCUIT BREAKER 3VA6 UL FRAME 250 BREAKING CAPACITY CLASS H 65KA @ 480 V 3-POLE, LINE PROTECTIO | 1558.99
3VA6225-6KL31-2AA0 | CIRCUIT BREAKER 3VA6 UL FRAME 250 BREAKING CAPACITY CLASS H 65KA @ 480 V 3-POLE, LINE PROTECTIO | 1859.89
3VA6225-6KL41-0AA0 | CIRCUIT BREAKER 3VA6 UL FRAME 250 BREAKING CAPACITY CLASS H 65KA @ 480 V 4-POLE, LINE PROTECTIO | 2029.44
3VA6225-6KL41-2AA0 | CIRCUIT BREAKER 3VA6 UL FRAME 250 BREAKING CAPACITY CLASS H 65KA @ 480 V 4-POLE, LINE PROTECTIO | 2248.26
3VA6225-6KM31-0AA0 | CIRCUIT BREAKER 3VA6 UL FRAME 250 BREAKING CAPACITY CLASS H 65KA @ 480 V 3-POLE, LINE PROTECTIO | 1909.11
3VA6225-6KT41-0AA0 | CIRCUIT BREAKER 3VA6 UL FRAME 250 BREAKING CAPACITY CLASS H 65KA @ 480 V 4-POLE, LINE PROTECTIO | 2111.51
3VA6225-6KT41-2AA0 | CIRCUIT BREAKER 3VA6 UL FRAME 250 BREAKING CAPACITY CLASS H 65KA @ 480 V 4-POLE, LINE PROTECTIO | 2456.12
3VA6225-7HL31-0AA0 | CIRCUIT BREAKER 3VA6 UL FRAME 250 BREAKING CAPACITY CLASS C 100KA @ 480 V 3-POLE, LINE PROTECTI | 1187.03
3VA6460-5JT41-0AA0 | CIRCUIT BREAKER 3VA6 UL FRAME 600 BREAKING CAPACITY CLASS M 35KA @ 480 V 4-POLE, LINE PROTECTIO | 2767.93
3VA6460-5KQ31-0AA0 | CIRCUIT BREAKER 3VA6 UL FRAME 600 BREAKING CAPACITY CLASS M 35KA @ 480 V 3-POLE, LINE PROTECTIO | 2570.99
3VA6460-5KT31-0AA0 | CIRCUIT BREAKER 3VA6 UL FRAME 600 BREAKING CAPACITY CLASS M 35KA @ 480 V 3-POLE, LINE PROTECTIO | 2423.3
3VA6460-6HM41-0AA0 | CIRCUIT BREAKER 3VA6 UL FRAME 600 BREAKING CAPACITY CLASS H 65KA @ 480 V 4-POLE, LINE PROTECTIO | 2849.99
3VA6460-6HN41-0AA0 | CIRCUIT BREAKER 3VA6 UL FRAME 600 BREAKING CAPACITY CLASS H 65KA @ 480 V 4-POLE, LINE PROTECTIO | 2685.88
3VA6460-6KL31-0AA0 | CIRCUIT BREAKER 3VA6 UL FRAME 600 BREAKING CAPACITY CLASS H 65KA @ 480 V 3-POLE, LINE PROTECTIO | 2581.95
3VA6460-6KM31-0AA0 | CIRCUIT BREAKER 3VA6 UL FRAME 600 BREAKING CAPACITY CLASS H 65KA @ 480 V 3-POLE, LINE PROTECTIO | 2767.93
3VA6460-6KT41-0AA0 | CIRCUIT BREAKER 3VA6 UL FRAME 600 BREAKING CAPACITY CLASS H 65KA @ 480 V 4-POLE, LINE PROTECTIO | 3309.48
3VA6460-7HL41-0AA0 | CIRCUIT BREAKER 3VA6 UL FRAME 600 BREAKING CAPACITY CLASS C 100KA @ 480 V 4-POLE, LINE PROTECTI | 2822.65
3VA6460-7JP31-0AA0 | CIRCUIT BREAKER 3VA6 UL FRAME 600 BREAKING CAPACITY CLASS C 100KA @ 480 V 3-POLE, LINE PROTECTI | 2625.7
3VA6460-7JQ31-0AA0 | CIRCUIT BREAKER 3VA6 UL FRAME 600 BREAKING CAPACITY CLASS C 100KA @ 480 V 3-POLE, LINE PROTECTI | 2877.33
3VA6460-7KM41-0AA0 | CIRCUIT BREAKER 3VA6 UL FRAME 600 BREAKING CAPACITY CLASS C 100KA @ 480 V 4-POLE, LINE PROTECTI | 3637.7
3VA6460-7KP41-0AA0 | CIRCUIT BREAKER 3VA6 UL FRAME 600 BREAKING CAPACITY CLASS C 100KA @ 480 V 4-POLE, LINE PROTECTI | 3522.83
3VA6460-8HM31-0AA0 | CIRCUIT BREAKER 3VA6 UL FRAME 600 BREAKING CAPACITY CLASS L 150KA @ 480 V 3-POLE, LINE PROTECTI | 2685.88
3VA6460-8HN31-0AA0 | CIRCUIT BREAKER 3VA6 UL FRAME 600 BREAKING CAPACITY CLASS L 150KA @ 480 V 3-POLE, LINE PROTECTI | 2543.66
3VA6460-8JQ41-0AA0 | CIRCUIT BREAKER 3VA6 UL FRAME 600 BREAKING CAPACITY CLASS L 150KA @ 480 V 4-POLE, LINE PROTECTI | 4015.14
3VA6460-8JT41-0AA0 | CIRCUIT BREAKER 3VA6 UL FRAME 600 BREAKING CAPACITY CLASS L 150KA @ 480 V 4-POLE, LINE PROTECTI | 3752.57
3VA6460-8KL41-0AA0 | CIRCUIT BREAKER 3VA6 UL FRAME 600 BREAKING CAPACITY CLASS L 150KA @ 480 V 4-POLE, LINE PROTECTI | 3856.51
3VA6460-8KQ31-0AA0 | CIRCUIT BREAKER 3VA6 UL FRAME 600 BREAKING CAPACITY CLASS L 150KA @ 480 V 3-POLE, LINE PROTECTI | 3304.02
3VA6460-8KT31-0AA0 | CIRCUIT BREAKER 3VA6 UL FRAME 600 BREAKING CAPACITY CLASS L 150KA @ 480 V 3-POLE, LINE PROTECTI | 3161.77
3VA9078-0VK10 | REAR INTERLOCK MOUNTING FRAME ACCESSORY FOR: 3VA5 125/250 3VA6 150/250/400/600 | 89.7
3VA9078-0VM30 | REAR INTERLOCK WALKING BEAM PLUG-IN, DRAW-OUT ACCESSORY FOR: 3VA1 160 3VA2 100/160/250/400/630 | 306.87
3VA9233-0JB12 | WIRE CONNECTOR; 3 PCS. ACCESSORY FOR: 3VA5 250 | 27.96
3VA9233-0JF60 | DISTRIBUTION WIRE CONNECTOR 6 CABLES 3 PCS. ACCESSORY FOR: 3VA5 250 | 92.99
3VA9233-0JJ22 | WIRE CONNECTOR 2 CABLES 3 PCS. ACCESSORY FOR: 3VA5 250 | 72.75
3VA9237-0SB30 | COVER FRAME FOR DOOR CUT-OUT 104,6 X 75,8 MM (W X H) ACCESSORY FOR: MOTOR-OPERATOR (MO) MO320 25 | 26.4
3VA9238-0VF30 | SLIDING BAR INTERLOCK ACCESSORY FOR: 3VA5 250 | 132.94
3VA9243-0JB12 | WIRE CONNECTOR; 3 PCS. ACCESSORY FOR: 3VA6 150/250 | 27.96
3VA9243-0JF60 | DISTRIBUTION WIRE CONNECTOR 6 CABLES 3 PCS. ACCESSORY FOR: 3VA6 150/250 | 92.99
3VA9243-0QF00 | REAR CONNECTING STUDS ROUND 3 PCS. ACCESSORY FOR: 3VA6 150/250 | 53.6
3VA9244-0JB12 | WIRE CONNECTOR; 4 PCS. ACCESSORY FOR: 3VA6 150/250 | 37.32
3VA6325-6JT31-2AA0 | CIRCUIT BREAKER 3VA6 UL FRAME 400 BREAKING CAPACITY CLASS H 65KA @ 480 V 3-POLE, LINE PROTECTIO | 2395.96
3VA6325-6KL41-0AA0 | CIRCUIT BREAKER 3VA6 UL FRAME 400 BREAKING CAPACITY CLASS H 65KA @ 480 V 4-POLE, LINE PROTECTIO | 2488.95
3VA6325-6KM31-0AA0 | CIRCUIT BREAKER 3VA6 UL FRAME 400 BREAKING CAPACITY CLASS H 65KA @ 480 V 3-POLE, LINE PROTECTIO | 2237.31
3VA6325-6KP41-2AA0 | CIRCUIT BREAKER 3VA6 UL FRAME 400 BREAKING CAPACITY CLASS H 65KA @ 480 V 4-POLE, LINE PROTECTIO | 2844.51
3VA6325-6KQ31-2AA0 | CIRCUIT BREAKER 3VA6 UL FRAME 400 BREAKING CAPACITY CLASS H 65KA @ 480 V 3-POLE, LINE PROTECTIO | 2499.87
3VA6325-7HL31-0AA0 | CIRCUIT BREAKER 3VA6 UL FRAME 400 BREAKING CAPACITY CLASS C 100KA @ 480 V 3-POLE, LINE PROTECTI | 1542.61
3VA6325-7HL41-0AA0 | CIRCUIT BREAKER 3VA6 UL FRAME 400 BREAKING CAPACITY CLASS C 100KA @ 480 V 4-POLE, LINE PROTECTI | 2018.52
3VA6325-7HM41-2AA0 | CIRCUIT BREAKER 3VA6 UL FRAME 400 BREAKING CAPACITY CLASS C 100KA @ 480 V 4-POLE, LINE PROTECTI | 2505.37
3VA6325-7HN31-2AA0 | CIRCUIT BREAKER 3VA6 UL FRAME 400 BREAKING CAPACITY CLASS C 100KA @ 480 V 3-POLE, LINE PROTECTI | 1799.69
3VA6325-7JQ31-0AA0 | CIRCUIT BREAKER 3VA6 UL FRAME 400 BREAKING CAPACITY CLASS C 100KA @ 480 V 3-POLE, LINE PROTECTI | 2286.54
3VA6325-7JQ41-0AA0 | CIRCUIT BREAKER 3VA6 UL FRAME 400 BREAKING CAPACITY CLASS C 100KA @ 480 V 4-POLE, LINE PROTECTI | 2778.87
3VA6325-7KL31-2AA0 | CIRCUIT BREAKER 3VA6 UL FRAME 400 BREAKING CAPACITY CLASS C 100KA @ 480 V 3-POLE, LINE PROTECTI | 2363.14
3VA6325-7KL41-2AA0 | CIRCUIT BREAKER 3VA6 UL FRAME 400 BREAKING CAPACITY CLASS C 100KA @ 480 V 4-POLE, LINE PROTECTI | 2910.15
3VA6325-7KP31-0AA0 | CIRCUIT BREAKER 3VA6 UL FRAME 400 BREAKING CAPACITY CLASS C 100KA @ 480 V 3-POLE, LINE PROTECTI | 2248.26
3VA6325-7KP41-0AA0 | CIRCUIT BREAKER 3VA6 UL FRAME 400 BREAKING CAPACITY CLASS C 100KA @ 480 V 4-POLE, LINE PROTECTI | 2735.12
3VA6325-7KT31-2AA0 | CIRCUIT BREAKER 3VA6 UL FRAME 400 BREAKING CAPACITY CLASS C 100KA @ 480 V 3-POLE, LINE PROTECTI | 2614.75
3VA6325-7KT41-2AA0 | CIRCUIT BREAKER 3VA6 UL FRAME 400 BREAKING CAPACITY CLASS C 100KA @ 480 V 4-POLE, LINE PROTECTI | 3178.19
3VA6325-8HM41-0AA0 | CIRCUIT BREAKER 3VA6 UL FRAME 400 BREAKING CAPACITY CLASS L 150KA @ 480 V 4-POLE, LINE PROTECTI | 2598.36
3VA6325-8HN31-0AA0 | CIRCUIT BREAKER 3VA6 UL FRAME 400 BREAKING CAPACITY CLASS L 150KA @ 480 V 3-POLE, LINE PROTECTI | 1876.27
3VA6325-8JP31-2AA0 | CIRCUIT BREAKER 3VA6 UL FRAME 400 BREAKING CAPACITY CLASS L 150KA @ 480 V 3-POLE, LINE PROTECTI | 2505.37
3VA6325-8JP41-2AA0 | CIRCUIT BREAKER 3VA6 UL FRAME 400 BREAKING CAPACITY CLASS L 150KA @ 480 V 4-POLE, LINE PROTECTI | 3145.39
3VA6325-8JT41-0AA0 | CIRCUIT BREAKER 3VA6 UL FRAME 400 BREAKING CAPACITY CLASS L 150KA @ 480 V 4-POLE, LINE PROTECTI | 2860.94
3VA6325-8KL31-0AA0 | CIRCUIT BREAKER 3VA6 UL FRAME 400 BREAKING CAPACITY CLASS L 150KA @ 480 V 3-POLE, LINE PROTECTI | 2385.02
3VA6325-8KM41-2AA0 | CIRCUIT BREAKER 3VA6 UL FRAME 400 BREAKING CAPACITY CLASS L 150KA @ 480 V 4-POLE, LINE PROTECTI | 3484.55
3VA6325-8KP31-2AA0 | CIRCUIT BREAKER 3VA6 UL FRAME 400 BREAKING CAPACITY CLASS L 150KA @ 480 V 3-POLE, LINE PROTECTI | 2718.7
3VA6325-8KQ41-0AA0 | CIRCUIT BREAKER 3VA6 UL FRAME 400 BREAKING CAPACITY CLASS L 150KA @ 480 V 4-POLE, LINE PROTECTI | 3194.59
3VA6325-8KT31-0AA0 | CIRCUIT BREAKER 3VA6 UL FRAME 400 BREAKING CAPACITY CLASS L 150KA @ 480 V 3-POLE, LINE PROTECTI | 2461.59
3VA6340-5HM31-0AA0 | CIRCUIT BREAKER 3VA6 UL FRAME 400 BREAKING CAPACITY CLASS M 35KA @ 480 V 3-POLE, LINE PROTECTIO | 1509.79
3VA6340-5HN31-0AA0 | CIRCUIT BREAKER 3VA6 UL FRAME 400 BREAKING CAPACITY CLASS M 35KA @ 480 V 3-POLE, LINE PROTECTIO | 1345.66
3VA6340-5JT41-0AA0 | CIRCUIT BREAKER 3VA6 UL FRAME 400 BREAKING CAPACITY CLASS M 35KA @ 480 V 4-POLE, LINE PROTECTIO | 2149.79
3VA6340-5KL41-0AA0 | CIRCUIT BREAKER 3VA6 UL FRAME 400 BREAKING CAPACITY CLASS M 35KA @ 480 V 4-POLE, LINE PROTECTIO | 2248.26
3VA6340-5KQ31-0AA0 | CIRCUIT BREAKER 3VA6 UL FRAME 400 BREAKING CAPACITY CLASS M 35KA @ 480 V 3-POLE, LINE PROTECTIO | 2106.02
3VA6225-7HL31-2AA0 | CIRCUIT BREAKER 3VA6 UL FRAME 250 BREAKING CAPACITY CLASS C 100KA @ 480 V 3-POLE, LINE PROTECTI | 1301.9
3VA6225-7JP41-2AA0 | CIRCUIT BREAKER 3VA6 UL FRAME 250 BREAKING CAPACITY CLASS C 100KA @ 480 V 4-POLE, LINE PROTECTI | 2215.46
3VA6225-7JQ31-0AA0 | CIRCUIT BREAKER 3VA6 UL FRAME 250 BREAKING CAPACITY CLASS C 100KA @ 480 V 3-POLE, LINE PROTECTI | 1898.18
3VA6225-7JQ31-2AA0 | CIRCUIT BREAKER 3VA6 UL FRAME 250 BREAKING CAPACITY CLASS C 100KA @ 480 V 3-POLE, LINE PROTECTI | 2095.09
3VA6225-7JQ41-0AA0 | CIRCUIT BREAKER 3VA6 UL FRAME 250 BREAKING CAPACITY CLASS C 100KA @ 480 V 4-POLE, LINE PROTECTI | 2270.14
3VA6225-7KM41-2AA0 | CIRCUIT BREAKER 3VA6 UL FRAME 250 BREAKING CAPACITY CLASS C 100KA @ 480 V 4-POLE, LINE PROTECTI | 2603.82
3VA6225-7KP31-0AA0 | CIRCUIT BREAKER 3VA6 UL FRAME 250 BREAKING CAPACITY CLASS C 100KA @ 480 V 3-POLE, LINE PROTECTI | 1848.93
3VA6225-7KP31-2AA0 | CIRCUIT BREAKER 3VA6 UL FRAME 250 BREAKING CAPACITY CLASS C 100KA @ 480 V 3-POLE, LINE PROTECTI | 2023.96
3VA6225-7KP41-0AA0 | CIRCUIT BREAKER 3VA6 UL FRAME 250 BREAKING CAPACITY CLASS C 100KA @ 480 V 4-POLE, LINE PROTECTI | 2215.46
3VA6225-7KP41-2AA0 | CIRCUIT BREAKER 3VA6 UL FRAME 250 BREAKING CAPACITY CLASS C 100KA @ 480 V 4-POLE, LINE PROTECTI | 2445.18
3VA6225-8HM31-0AA0 | CIRCUIT BREAKER 3VA6 UL FRAME 250 BREAKING CAPACITY CLASS L 150KA @ 480 V 3-POLE, LINE PROTECTI | 1597.29
3VA6225-8HM31-2AA0 | CIRCUIT BREAKER 3VA6 UL FRAME 250 BREAKING CAPACITY CLASS L 150KA @ 480 V 3-POLE, LINE PROTECTI | 1777.82
3VA6225-8HM41-0AA0 | CIRCUIT BREAKER 3VA6 UL FRAME 250 BREAKING CAPACITY CLASS L 150KA @ 480 V 4-POLE, LINE PROTECTI | 2023.96
3VA6225-8HM41-2AA0 | CIRCUIT BREAKER 3VA6 UL FRAME 250 BREAKING CAPACITY CLASS L 150KA @ 480 V 4-POLE, LINE PROTECTI | 2242.79
3VA6225-8JT31-2AA0 | CIRCUIT BREAKER 3VA6 UL FRAME 250 BREAKING CAPACITY CLASS L 150KA @ 480 V 3-POLE, LINE PROTECTI | 2270.14
3VA6225-8JT41-0AA0 | CIRCUIT BREAKER 3VA6 UL FRAME 250 BREAKING CAPACITY CLASS L 150KA @ 480 V 4-POLE, LINE PROTECTI | 2270.14
3VA6225-8JT41-2AA0 | CIRCUIT BREAKER 3VA6 UL FRAME 250 BREAKING CAPACITY CLASS L 150KA @ 480 V 4-POLE, LINE PROTECTI | 2751.52
3VA6225-8KL31-0AA0 | CIRCUIT BREAKER 3VA6 UL FRAME 250 BREAKING CAPACITY CLASS L 150KA @ 480 V 3-POLE, LINE PROTECTI | 1974.76
3VA6225-8KQ41-0AA0 | CIRCUIT BREAKER 3VA6 UL FRAME 250 BREAKING CAPACITY CLASS L 150KA @ 480 V 4-POLE, LINE PROTECTI | 2603.82
3VA6225-8KQ41-2AA0 | CIRCUIT BREAKER 3VA6 UL FRAME 250 BREAKING CAPACITY CLASS L 150KA @ 480 V 4-POLE, LINE PROTECTI | 2866.39
3VA6225-8KT31-0AA0 | CIRCUIT BREAKER 3VA6 UL FRAME 250 BREAKING CAPACITY CLASS L 150KA @ 480 V 3-POLE, LINE PROTECTI | 2018.52
3VA6225-8KT31-2AA0 | CIRCUIT BREAKER 3VA6 UL FRAME 250 BREAKING CAPACITY CLASS L 150KA @ 480 V 3-POLE, LINE PROTECTI | 2385.02
3VA6325-5HN31-0AA0 | CIRCUIT BREAKER 3VA6 UL FRAME 400 BREAKING CAPACITY CLASS M 35KA @ 480 V 3-POLE, LINE PROTECTIO | 1345.66
3VA6325-5HN31-2AA0 | CIRCUIT BREAKER 3VA6 UL FRAME 400 BREAKING CAPACITY CLASS M 35KA @ 480 V 3-POLE, LINE PROTECTIO | 1498.83
3VA6325-5HN41-0AA0 | CIRCUIT BREAKER 3VA6 UL FRAME 400 BREAKING CAPACITY CLASS M 35KA @ 480 V 4-POLE, LINE PROTECTIO | 1728.61
3VA6325-5HN41-2AA0 | CIRCUIT BREAKER 3VA6 UL FRAME 400 BREAKING CAPACITY CLASS M 35KA @ 480 V 4-POLE, LINE PROTECTIO | 1920.06
3VA6325-5KL31-2AA0 | CIRCUIT BREAKER 3VA6 UL FRAME 400 BREAKING CAPACITY CLASS M 35KA @ 480 V 3-POLE, LINE PROTECTIO | 2029.44
3VA6325-5KL41-0AA0 | CIRCUIT BREAKER 3VA6 UL FRAME 400 BREAKING CAPACITY CLASS M 35KA @ 480 V 4-POLE, LINE PROTECTIO | 2248.26
3VA6325-5KL41-2AA0 | CIRCUIT BREAKER 3VA6 UL FRAME 400 BREAKING CAPACITY CLASS M 35KA @ 480 V 4-POLE, LINE PROTECTIO | 2488.95
3VA6325-5KM31-0AA0 | CIRCUIT BREAKER 3VA6 UL FRAME 400 BREAKING CAPACITY CLASS M 35KA @ 480 V 3-POLE, LINE PROTECTIO | 2045.86
3VA6340-5KT31-0AA0 | CIRCUIT BREAKER 3VA6 UL FRAME 400 BREAKING CAPACITY CLASS M 35KA @ 480 V 3-POLE, LINE PROTECTIO | 1952.86
3VA6340-6HN41-0AA0 | CIRCUIT BREAKER 3VA6 UL FRAME 400 BREAKING CAPACITY CLASS H 65KA @ 480 V 4-POLE, LINE PROTECTIO | 1974.76
3VA6340-6JP41-0AA0 | CIRCUIT BREAKER 3VA6 UL FRAME 400 BREAKING CAPACITY CLASS H 65KA @ 480 V 4-POLE, LINE PROTECTIO | 2385.02
3VA6340-6KM31-0AA0 | CIRCUIT BREAKER 3VA6 UL FRAME 400 BREAKING CAPACITY CLASS H 65KA @ 480 V 3-POLE, LINE PROTECTIO | 2237.31
3VA6340-6KP31-0AA0 | CIRCUIT BREAKER 3VA6 UL FRAME 400 BREAKING CAPACITY CLASS H 65KA @ 480 V 3-POLE, LINE PROTECTIO | 2133.39
3VA6340-6KT41-0AA0 | CIRCUIT BREAKER 3VA6 UL FRAME 400 BREAKING CAPACITY CLASS H 65KA @ 480 V 4-POLE, LINE PROTECTIO | 2587.42
3VA6340-7HL41-0AA0 | CIRCUIT BREAKER 3VA6 UL FRAME 400 BREAKING CAPACITY CLASS C 100KA @ 480 V 4-POLE, LINE PROTECTI | 2018.52
3VA6340-7JQ31-0AA0 | CIRCUIT BREAKER 3VA6 UL FRAME 400 BREAKING CAPACITY CLASS C 100KA @ 480 V 3-POLE, LINE PROTECTI | 2286.54
3VA6340-7JT31-0AA0 | CIRCUIT BREAKER 3VA6 UL FRAME 400 BREAKING CAPACITY CLASS C 100KA @ 480 V 3-POLE, LINE PROTECTI | 2023.96
3VA6340-7KP41-0AA0 | CIRCUIT BREAKER 3VA6 UL FRAME 400 BREAKING CAPACITY CLASS C 100KA @ 480 V 4-POLE, LINE PROTECTI | 2735.12
3VA6340-7KQ41-0AA0 | CIRCUIT BREAKER 3VA6 UL FRAME 400 BREAKING CAPACITY CLASS C 100KA @ 480 V 4-POLE, LINE PROTECTI | 2882.81
3VA6340-8HM31-0AA0 | CIRCUIT BREAKER 3VA6 UL FRAME 400 BREAKING CAPACITY CLASS L 150KA @ 480 V 3-POLE, LINE PROTECTI | 2013.02
3VA6340-8HN31-0AA0 | CIRCUIT BREAKER 3VA6 UL FRAME 400 BREAKING CAPACITY CLASS L 150KA @ 480 V 3-POLE, LINE PROTECTI | 1876.27
3VA6340-8JT41-0AA0 | CIRCUIT BREAKER 3VA6 UL FRAME 400 BREAKING CAPACITY CLASS L 150KA @ 480 V 4-POLE, LINE PROTECTI | 2860.94
3VA6340-8KL41-0AA0 | CIRCUIT BREAKER 3VA6 UL FRAME 400 BREAKING CAPACITY CLASS L 150KA @ 480 V 4-POLE, LINE PROTECTI | 2948.44
3VA6340-8KT31-0AA0 | CIRCUIT BREAKER 3VA6 UL FRAME 400 BREAKING CAPACITY CLASS L 150KA @ 480 V 3-POLE, LINE PROTECTI | 2461.59
3VA6440-1MS31-0AA0 | CIRCUIT BREAKER 3VA6 UL FRAME 400 3-POLE,MOTOR STARTER PROTECTION ETU310M, I, IN=400A WITHOUT OV | 1695.76
3VA6440-5HM31-0AA0 | CIRCUIT BREAKER 3VA6 UL FRAME 600 BREAKING CAPACITY CLASS M 35KA @ 480 V 3-POLE, LINE PROTECTIO | 1969.27
3VA6440-5HM41-0AA0 | CIRCUIT BREAKER 3VA6 UL FRAME 600 BREAKING CAPACITY CLASS M 35KA @ 480 V 4-POLE, LINE PROTECTIO | 2527.25
3VA6440-5HN31-0AA0 | CIRCUIT BREAKER 3VA6 UL FRAME 600 BREAKING CAPACITY CLASS M 35KA @ 480 V 3-POLE, LINE PROTECTIO | 1810.63
3VA6440-5JP31-2AA0 | CIRCUIT BREAKER 3VA6 UL FRAME 600 BREAKING CAPACITY CLASS M 35KA @ 480 V 3-POLE, LINE PROTECTIO | 2445.18
3VA6440-5JP41-2AA0 | CIRCUIT BREAKER 3VA6 UL FRAME 600 BREAKING CAPACITY CLASS M 35KA @ 480 V 4-POLE, LINE PROTECTIO | 3057.84
3VA6440-5JT41-0AA0 | CIRCUIT BREAKER 3VA6 UL FRAME 600 BREAKING CAPACITY CLASS M 35KA @ 480 V 4-POLE, LINE PROTECTIO | 2767.93
3VA6440-5KL31-0AA0 | CIRCUIT BREAKER 3VA6 UL FRAME 600 BREAKING CAPACITY CLASS M 35KA @ 480 V 3-POLE, LINE PROTECTIO | 2319.36
3VA6440-5KM31-2AA0 | CIRCUIT BREAKER 3VA6 UL FRAME 600 BREAKING CAPACITY CLASS M 35KA @ 480 V 3-POLE, LINE PROTECTIO | 2778.87
3VA6440-5KM41-2AA0 | CIRCUIT BREAKER 3VA6 UL FRAME 600 BREAKING CAPACITY CLASS M 35KA @ 480 V 4-POLE, LINE PROTECTIO | 3402.48
3VA6440-5KP31-2AA0 | CIRCUIT BREAKER 3VA6 UL FRAME 600 BREAKING CAPACITY CLASS M 35KA @ 480 V 3-POLE, LINE PROTECTIO | 2647.57
3VA6440-5KQ41-0AA0 | CIRCUIT BREAKER 3VA6 UL FRAME 600 BREAKING CAPACITY CLASS M 35KA @ 480 V 4-POLE, LINE PROTECTIO | 3107.09
3VA6440-5KT31-0AA0 | CIRCUIT BREAKER 3VA6 UL FRAME 600 BREAKING CAPACITY CLASS M 35KA @ 480 V 3-POLE, LINE PROTECTIO | 2423.3
3VA6440-6HL41-2AA0 | CIRCUIT BREAKER 3VA6 UL FRAME 600 BREAKING CAPACITY CLASS H 65KA @ 480 V 4-POLE, LINE PROTECTIO | 2860.94
3VA6225-7JQ41-2AA0 | CIRCUIT BREAKER 3VA6 UL FRAME 250 BREAKING CAPACITY CLASS C 100KA @ 480 V 4-POLE, LINE PROTECTI | 2494.41
3VA6225-7JT31-2AA0 | CIRCUIT BREAKER 3VA6 UL FRAME 250 BREAKING CAPACITY CLASS C 100KA @ 480 V 3-POLE, LINE PROTECTI | 2095.09
3VA6225-7KM31-0AA0 | CIRCUIT BREAKER 3VA6 UL FRAME 250 BREAKING CAPACITY CLASS C 100KA @ 480 V 3-POLE, LINE PROTECTI | 1996.64
3VA6225-7KM41-0AA0 | CIRCUIT BREAKER 3VA6 UL FRAME 250 BREAKING CAPACITY CLASS C 100KA @ 480 V 4-POLE, LINE PROTECTI | 2357.66
3VA6225-7KQ31-2AA0 | CIRCUIT BREAKER 3VA6 UL FRAME 250 BREAKING CAPACITY CLASS C 100KA @ 480 V 3-POLE, LINE PROTECTI | 2188.09
3VA6225-7KQ41-2AA0 | CIRCUIT BREAKER 3VA6 UL FRAME 250 BREAKING CAPACITY CLASS C 100KA @ 480 V 4-POLE, LINE PROTECTI | 2603.82
3VA6225-8HL31-0AA0 | CIRCUIT BREAKER 3VA6 UL FRAME 250 BREAKING CAPACITY CLASS L 150KA @ 480 V 3-POLE, LINE PROTECTI | 1351.16
3VA6225-8HL41-0AA0 | CIRCUIT BREAKER 3VA6 UL FRAME 250 BREAKING CAPACITY CLASS L 150KA @ 480 V 4-POLE, LINE PROTECTI | 1794.23
3VA6225-8HN31-2AA0 | CIRCUIT BREAKER 3VA6 UL FRAME 250 BREAKING CAPACITY CLASS L 150KA @ 480 V 3-POLE, LINE PROTECTI | 1553.53
3VA6225-8HN41-2AA0 | CIRCUIT BREAKER 3VA6 UL FRAME 250 BREAKING CAPACITY CLASS L 150KA @ 480 V 4-POLE, LINE PROTECTI | 2018.52
3VA6225-8JQ41-0AA0 | CIRCUIT BREAKER 3VA6 UL FRAME 250 BREAKING CAPACITY CLASS L 150KA @ 480 V 4-POLE, LINE PROTECTI | 2499.87
3VA6225-8JT31-0AA0 | CIRCUIT BREAKER 3VA6 UL FRAME 250 BREAKING CAPACITY CLASS L 150KA @ 480 V 3-POLE, LINE PROTECTI | 1810.63
3VA6225-8KL31-2AA0 | CIRCUIT BREAKER 3VA6 UL FRAME 250 BREAKING CAPACITY CLASS L 150KA @ 480 V 3-POLE, LINE PROTECTI | 2166.21
3VA6225-8KL41-2AA0 | CIRCUIT BREAKER 3VA6 UL FRAME 250 BREAKING CAPACITY CLASS L 150KA @ 480 V 4-POLE, LINE PROTECTI | 2642.12
3VA6225-8KP41-0AA0 | CIRCUIT BREAKER 3VA6 UL FRAME 250 BREAKING CAPACITY CLASS L 150KA @ 480 V 4-POLE, LINE PROTECTI | 2456.12
3VA6225-8KQ31-0AA0 | CIRCUIT BREAKER 3VA6 UL FRAME 250 BREAKING CAPACITY CLASS L 150KA @ 480 V 3-POLE, LINE PROTECTI | 2166.21
3VA6225-8KT41-2AA0 | CIRCUIT BREAKER 3VA6 UL FRAME 250 BREAKING CAPACITY CLASS L 150KA @ 480 V 4-POLE, LINE PROTECTI | 2866.39
3VA6325-1MS31-0AA0 | CIRCUIT BREAKER 3VA6 UL FRAME 400 3-POLE,MOTOR STARTER PROTECTION ETU310M, I, IN=250A WITHOUT OV | 1323.78
3VA6325-5HM31-0AA0 | CIRCUIT BREAKER 3VA6 UL FRAME 400 BREAKING CAPACITY CLASS M 35KA @ 480 V 3-POLE, LINE PROTECTIO | 1509.79
3VA6325-5HM41-0AA0 | CIRCUIT BREAKER 3VA6 UL FRAME 400 BREAKING CAPACITY CLASS M 35KA @ 480 V 4-POLE, LINE PROTECTIO | 1887.23
3VA6325-5JP31-2AA0 | CIRCUIT BREAKER 3VA6 UL FRAME 400 BREAKING CAPACITY CLASS M 35KA @ 480 V 3-POLE, LINE PROTECTIO | 1930.99
3VA6325-5JP41-2AA0 | CIRCUIT BREAKER 3VA6 UL FRAME 400 BREAKING CAPACITY CLASS M 35KA @ 480 V 4-POLE, LINE PROTECTIO | 2341.24
3VA6325-5JT41-0AA0 | CIRCUIT BREAKER 3VA6 UL FRAME 400 BREAKING CAPACITY CLASS M 35KA @ 480 V 4-POLE, LINE PROTECTIO | 2149.79
3VA6325-5KL31-0AA0 | CIRCUIT BREAKER 3VA6 UL FRAME 400 BREAKING CAPACITY CLASS M 35KA @ 480 V 3-POLE, LINE PROTECTIO | 1854.39
3VA6325-5KM31-2AA0 | CIRCUIT BREAKER 3VA6 UL FRAME 400 BREAKING CAPACITY CLASS M 35KA @ 480 V 3-POLE, LINE PROTECTIO | 2270.14
3VA6325-5KM41-2AA0 | CIRCUIT BREAKER 3VA6 UL FRAME 400 BREAKING CAPACITY CLASS M 35KA @ 480 V 4-POLE, LINE PROTECTIO | 2707.74
3VA6325-5KQ41-0AA0 | CIRCUIT BREAKER 3VA6 UL FRAME 400 BREAKING CAPACITY CLASS M 35KA @ 480 V 4-POLE, LINE PROTECTIO | 2494.41
3VA6325-5KT31-0AA0 | CIRCUIT BREAKER 3VA6 UL FRAME 400 BREAKING CAPACITY CLASS M 35KA @ 480 V 3-POLE, LINE PROTECTIO | 1952.86
3VA6325-6HL41-2AA0 | CIRCUIT BREAKER 3VA6 UL FRAME 400 BREAKING CAPACITY CLASS H 65KA @ 480 V 4-POLE, LINE PROTECTIO | 2056.81
3VA6325-6HM31-2AA0 | CIRCUIT BREAKER 3VA6 UL FRAME 400 BREAKING CAPACITY CLASS H 65KA @ 480 V 3-POLE, LINE PROTECTIO | 1843.47
3VA6225-8JQ31-0AA0 | CIRCUIT BREAKER 3VA6 UL FRAME 250 BREAKING CAPACITY CLASS L 150KA @ 480 V 3-POLE, LINE PROTECTI | 2056.81
3VA6225-8KM31-2AA0 | CIRCUIT BREAKER 3VA6 UL FRAME 250 BREAKING CAPACITY CLASS L 150KA @ 480 V 3-POLE, LINE PROTECTI | 2395.96
3VA6225-8KM41-0AA0 | CIRCUIT BREAKER 3VA6 UL FRAME 250 BREAKING CAPACITY CLASS L 150KA @ 480 V 4-POLE, LINE PROTECTI | 2603.82
3VA6225-8KM41-2AA0 | CIRCUIT BREAKER 3VA6 UL FRAME 250 BREAKING CAPACITY CLASS L 150KA @ 480 V 4-POLE, LINE PROTECTI | 2866.39
3VA6225-8KP31-0AA0 | CIRCUIT BREAKER 3VA6 UL FRAME 250 BREAKING CAPACITY CLASS L 150KA @ 480 V 3-POLE, LINE PROTECTI | 2018.52
3VA6325-5HL31-0AA0 | CIRCUIT BREAKER 3VA6 UL FRAME 400 BREAKING CAPACITY CLASS M 35KA @ 480 V 3-POLE, LINE PROTECTIO | 1258.16
3VA6325-5HL31-2AA0 | CIRCUIT BREAKER 3VA6 UL FRAME 400 BREAKING CAPACITY CLASS M 35KA @ 480 V 3-POLE, LINE PROTECTIO | 1373.04
3VA6325-5HL41-0AA0 | CIRCUIT BREAKER 3VA6 UL FRAME 400 BREAKING CAPACITY CLASS M 35KA @ 480 V 4-POLE, LINE PROTECTIO | 1635.6
3VA6325-5HL41-2AA0 | CIRCUIT BREAKER 3VA6 UL FRAME 400 BREAKING CAPACITY CLASS M 35KA @ 480 V 4-POLE, LINE PROTECTIO | 1805.19
3VA6325-5JQ31-2AA0 | CIRCUIT BREAKER 3VA6 UL FRAME 400 BREAKING CAPACITY CLASS M 35KA @ 480 V 3-POLE, LINE PROTECTIO | 2204.51
3VA6325-5JQ41-0AA0 | CIRCUIT BREAKER 3VA6 UL FRAME 400 BREAKING CAPACITY CLASS M 35KA @ 480 V 4-POLE, LINE PROTECTIO | 2395.96
3VA6325-5JQ41-2AA0 | CIRCUIT BREAKER 3VA6 UL FRAME 400 BREAKING CAPACITY CLASS M 35KA @ 480 V 4-POLE, LINE PROTECTIO | 2625.7
3VA6325-5JT31-0AA0 | CIRCUIT BREAKER 3VA6 UL FRAME 400 BREAKING CAPACITY CLASS M 35KA @ 480 V 3-POLE, LINE PROTECTIO | 1739.53
3VA6325-5KP31-2AA0 | CIRCUIT BREAKER 3VA6 UL FRAME 400 BREAKING CAPACITY CLASS M 35KA @ 480 V 3-POLE, LINE PROTECTIO | 2155.27
3VA6325-5KP41-0AA0 | CIRCUIT BREAKER 3VA6 UL FRAME 400 BREAKING CAPACITY CLASS M 35KA @ 480 V 4-POLE, LINE PROTECTIO | 2341.24
3VA6325-5KP41-2AA0 | CIRCUIT BREAKER 3VA6 UL FRAME 400 BREAKING CAPACITY CLASS M 35KA @ 480 V 4-POLE, LINE PROTECTIO | 2587.42
3VA6325-5KQ31-0AA0 | CIRCUIT BREAKER 3VA6 UL FRAME 400 BREAKING CAPACITY CLASS M 35KA @ 480 V 3-POLE, LINE PROTECTIO | 2106.02
3VA6325-5KQ31-2AA0 | CIRCUIT BREAKER 3VA6 UL FRAME 400 BREAKING CAPACITY CLASS M 35KA @ 480 V 3-POLE, LINE PROTECTIO | 2302.96
3VA6325-6HM41-0AA0 | CIRCUIT BREAKER 3VA6 UL FRAME 400 BREAKING CAPACITY CLASS H 65KA @ 480 V 4-POLE, LINE PROTECTIO | 2122.44
3VA6325-6HM41-2AA0 | CIRCUIT BREAKER 3VA6 UL FRAME 400 BREAKING CAPACITY CLASS H 65KA @ 480 V 4-POLE, LINE PROTECTIO | 2324.84
3VA6325-6HN31-0AA0 | CIRCUIT BREAKER 3VA6 UL FRAME 400 BREAKING CAPACITY CLASS H 65KA @ 480 V 3-POLE, LINE PROTECTIO | 1526.19
3VA6325-6HN31-2AA0 | CIRCUIT BREAKER 3VA6 UL FRAME 400 BREAKING CAPACITY CLASS H 65KA @ 480 V 3-POLE, LINE PROTECTIO | 1684.82
3VA9471-0QE20 | REAR CONNECTION STUD FLAT LONG 1 PCS. ACCESSORY FOR: 3VA6 400/600 | 37.1
3VA9471-0QF10 | REAR CONNECTING STUD ROUND SHORT 1 PCS. ACCESSORY FOR: 3VA5/6 400/600 | 27.79
3VA9471-0QF20 | REAR CONNECTING STUD ROUND LONG 1 PCS. ACCESSORY FOR: 3VA5/6 400/600 | 37.1
3VA9471-0WD30 | TERMINAL COVER 3 POLE 1PCS. ACCESSORY FOR: 3VA6 400/600 PLUG-IN/DRAW-OUT SOCKET 3VA6 400/600 | 25.01
3VA9473-0QA00 | NUT KEEPER KIT 3PCS ACCESSORY FOR: 3VA5/6 400/600 | 42.43
3VA9473-0QB00 | FRONT BUS CONNECTORS 3 PCS. ACCESSORY FOR: 3VA6 400/600 | 60.73
3VA9473-0QC00 | FRONT BUS CONNECTORS OFFSET 3 PCS ACCESSORY FOR: 3VA6 400/600 | 86.98
3VA9473-0QE00 | REAR CONNECTION STUDS FLAT 3 PCS. ACCESSORY FOR: 3VA6 400/600 | 92.99
3VA9477-0GC11 | SUPPLEMENTARY HANDLE FOR DOOR MOUNTED ROTARY OPERATOR STANDARD ACCESSORY FOR 3VA6 400/600 | 65.1
3VA9477-0GC15 | SUPPLEMENTARY HANDLE FOR DOOR MOUNTED ROTARY OPERATOR EMERGENCY-STOP ACCESSORY FOR 3VA6 400/600 | 74.41
3VA6440-6HM31-2AA0 | CIRCUIT BREAKER 3VA6 UL FRAME 600 BREAKING CAPACITY CLASS H 65KA @ 480 V 3-POLE, LINE PROTECTIO | 2439.71
3VA6440-6JP31-0AA0 | CIRCUIT BREAKER 3VA6 UL FRAME 600 BREAKING CAPACITY CLASS H 65KA @ 480 V 3-POLE, LINE PROTECTIO | 2456.12
3VA6440-6JP41-0AA0 | CIRCUIT BREAKER 3VA6 UL FRAME 600 BREAKING CAPACITY CLASS H 65KA @ 480 V 4-POLE, LINE PROTECTIO | 3101.6
3VA6440-6JQ41-2AA0 | CIRCUIT BREAKER 3VA6 UL FRAME 600 BREAKING CAPACITY CLASS H 65KA @ 480 V 4-POLE, LINE PROTECTIO | 3692.38
3VA6440-6JT31-2AA0 | CIRCUIT BREAKER 3VA6 UL FRAME 600 BREAKING CAPACITY CLASS H 65KA @ 480 V 3-POLE, LINE PROTECTIO | 2959.4
3VA6210-8JT41-0AA0 | CIRCUIT BREAKER 3VA6 UL FRAME 250 BREAKING CAPACITY CLASS L 150KA @ 480 V 4-POLE, LINE PROTECTI | 2270.14
3VA6210-8KL31-0AA0 | CIRCUIT BREAKER 3VA6 UL FRAME 250 BREAKING CAPACITY CLASS L 150KA @ 480 V 3-POLE, LINE PROTECTI | 1974.76
3VA6210-8KM41-2AA0 | CIRCUIT BREAKER 3VA6 UL FRAME 250 BREAKING CAPACITY CLASS L 150KA @ 480 V 4-POLE, LINE PROTECTI | 2866.39
3VA6210-8KP31-2AA0 | CIRCUIT BREAKER 3VA6 UL FRAME 250 BREAKING CAPACITY CLASS L 150KA @ 480 V 3-POLE, LINE PROTECTI | 2231.85
3VA6210-8KQ41-0AA0 | CIRCUIT BREAKER 3VA6 UL FRAME 250 BREAKING CAPACITY CLASS L 150KA @ 480 V 4-POLE, LINE PROTECTI | 2603.82
3VA6210-8KT31-0AA0 | CIRCUIT BREAKER 3VA6 UL FRAME 250 BREAKING CAPACITY CLASS L 150KA @ 480 V 3-POLE, LINE PROTECTI | 2018.52
3VA6220-1MS31-0AA0 | CIRCUIT BREAKER 3VA6 UL FRAME 250 3-POLE,MOTOR STARTER PROTECTION ETU310M, I, IN=200A WITHOUT OV | 984.64
3VA6225-5HL31-2AA0 | CIRCUIT BREAKER 3VA6 UL FRAME 250 BREAKING CAPACITY CLASS M 35KA @ 480 V 3-POLE, LINE PROTECTIO | 1061.22
3VA6225-5HN31-0AA0 | CIRCUIT BREAKER 3VA6 UL FRAME 250 BREAKING CAPACITY CLASS M 35KA @ 480 V 3-POLE, LINE PROTECTIO | 1028.38
3VA6225-5HN41-0AA0 | CIRCUIT BREAKER 3VA6 UL FRAME 250 BREAKING CAPACITY CLASS M 35KA @ 480 V 4-POLE, LINE PROTECTIO | 1312.86
3VA6225-5JP41-2AA0 | CIRCUIT BREAKER 3VA6 UL FRAME 250 BREAKING CAPACITY CLASS M 35KA @ 480 V 4-POLE, LINE PROTECTIO | 1898.18
3VA6225-5JQ31-2AA0 | CIRCUIT BREAKER 3VA6 UL FRAME 250 BREAKING CAPACITY CLASS M 35KA @ 480 V 3-POLE, LINE PROTECTIO | 1837.99
3VA6225-5KL31-0AA0 | CIRCUIT BREAKER 3VA6 UL FRAME 250 BREAKING CAPACITY CLASS M 35KA @ 480 V 3-POLE, LINE PROTECTIO | 1569.96
3VA6225-5KL41-0AA0 | CIRCUIT BREAKER 3VA6 UL FRAME 250 BREAKING CAPACITY CLASS M 35KA @ 480 V 4-POLE, LINE PROTECTIO | 1876.27
3VA6225-5KP31-2AA0 | CIRCUIT BREAKER 3VA6 UL FRAME 250 BREAKING CAPACITY CLASS M 35KA @ 480 V 3-POLE, LINE PROTECTIO | 1799.69
3VA6225-5KP41-2AA0 | CIRCUIT BREAKER 3VA6 UL FRAME 250 BREAKING CAPACITY CLASS M 35KA @ 480 V 4-POLE, LINE PROTECTIO | 2133.39
3VA6225-5KT31-0AA0 | CIRCUIT BREAKER 3VA6 UL FRAME 250 BREAKING CAPACITY CLASS M 35KA @ 480 V 3-POLE, LINE PROTECTIO | 1635.6
3VA6225-5KT41-0AA0 | CIRCUIT BREAKER 3VA6 UL FRAME 250 BREAKING CAPACITY CLASS M 35KA @ 480 V 4-POLE, LINE PROTECTIO | 1936.46
3VA6225-6HM31-2AA0 | CIRCUIT BREAKER 3VA6 UL FRAME 250 BREAKING CAPACITY CLASS H 65KA @ 480 V 3-POLE, LINE PROTECTIO | 1487.91
3VA6225-6HM41-2AA0 | CIRCUIT BREAKER 3VA6 UL FRAME 250 BREAKING CAPACITY CLASS H 65KA @ 480 V 4-POLE, LINE PROTECTIO | 1848.93
3VA6225-6JP41-0AA0 | CIRCUIT BREAKER 3VA6 UL FRAME 250 BREAKING CAPACITY CLASS H 65KA @ 480 V 4-POLE, LINE PROTECTIO | 1925.51
3VA6225-6JQ31-0AA0 | CIRCUIT BREAKER 3VA6 UL FRAME 250 BREAKING CAPACITY CLASS H 65KA @ 480 V 3-POLE, LINE PROTECTIO | 1799.69
3VA6225-6JT31-2AA0 | CIRCUIT BREAKER 3VA6 UL FRAME 250 BREAKING CAPACITY CLASS H 65KA @ 480 V 3-POLE, LINE PROTECTIO | 1974.76
3VA6225-6JT41-2AA0 | CIRCUIT BREAKER 3VA6 UL FRAME 250 BREAKING CAPACITY CLASS H 65KA @ 480 V 4-POLE, LINE PROTECTIO | 2346.72
3VA6225-6KM41-0AA0 | CIRCUIT BREAKER 3VA6 UL FRAME 250 BREAKING CAPACITY CLASS H 65KA @ 480 V 4-POLE, LINE PROTECTIO | 2248.26
3VA6325-5KT41-0AA0 | CIRCUIT BREAKER 3VA6 UL FRAME 400 BREAKING CAPACITY CLASS M 35KA @ 480 V 4-POLE, LINE PROTECTIO | 2341.24
3VA6325-5KT41-2AA0 | CIRCUIT BREAKER 3VA6 UL FRAME 400 BREAKING CAPACITY CLASS M 35KA @ 480 V 4-POLE, LINE PROTECTIO | 2740.58
3VA6325-6HL31-0AA0 | CIRCUIT BREAKER 3VA6 UL FRAME 400 BREAKING CAPACITY CLASS H 65KA @ 480 V 3-POLE, LINE PROTECTIO | 1416.78
3VA6325-6HL31-2AA0 | CIRCUIT BREAKER 3VA6 UL FRAME 400 BREAKING CAPACITY CLASS H 65KA @ 480 V 3-POLE, LINE PROTECTIO | 1558.99
3VA6325-6JP41-0AA0 | CIRCUIT BREAKER 3VA6 UL FRAME 400 BREAKING CAPACITY CLASS H 65KA @ 480 V 4-POLE, LINE PROTECTIO | 2385.02
3VA6325-6JP41-2AA0 | CIRCUIT BREAKER 3VA6 UL FRAME 400 BREAKING CAPACITY CLASS H 65KA @ 480 V 4-POLE, LINE PROTECTIO | 2609.29
3VA6325-6JQ31-0AA0 | CIRCUIT BREAKER 3VA6 UL FRAME 400 BREAKING CAPACITY CLASS H 65KA @ 480 V 3-POLE, LINE PROTECTIO | 2177.15
3VA6325-6JQ31-2AA0 | CIRCUIT BREAKER 3VA6 UL FRAME 400 BREAKING CAPACITY CLASS H 65KA @ 480 V 3-POLE, LINE PROTECTIO | 2395.96
3VA6325-6JQ41-0AA0 | CIRCUIT BREAKER 3VA6 UL FRAME 400 BREAKING CAPACITY CLASS H 65KA @ 480 V 4-POLE, LINE PROTECTIO | 2625.7
3VA9471-0WG40 | TERMINAL COVER OFFSET 4 POLE 1 PCS. ACCESSORY FOR: 3VA6 400/600 PLUG-IN/DRAW-OUT SOCKET 3VA6 40 | 93.55
3VA9471-0WJ30 | REAR INSULATING PLATE EXTENDED 3 POLE 1 PCS. ACCESSORY FOR: 3VA6 400/600 | 17.28
3VA9471-0WJ40 | REAR INSULATING PLATE EXTENDED 4 POLE 1 PCS. ACCESSORY FOR: 3VA6 400/600 | 23.4
3VA9471-0WK30 | REAR INSULATINGPLATE OFFSET 3 POLE 1 PCS. ACCESSORY FOR: 3VA6 400/600 | 21.65
3VA9474-0QA00 | NUT KEEPER KIT 4PCS ACCESSORY FOR: 3VA5/6 400/600 | 56.89
3VA9474-0QB00 | FRONT BUS CONNECTORS 4 PCS. ACCESSORY FOR: 3VA6 400/600 | 82.05
3VA9474-0QC00 | FRONT BUS CONNECTORS OFFSET 4 PCS ACCESSORY FOR: 3VA6 400/600 | 114.32
3VA9474-0QE00 | REAR CONNECTION STUDS FLAT 4 PCS. ACCESSORY FOR: 3VA6 400/600 | 124.73
3VA9578-0CC60 | BOWDENCABLE FOR MAX-FLEX 96'' ACCESSORY FOR: 3VA6 400/600 | 242.32
3VA9578-0CC70 | BOWDENCABLE FOR MAX-FLEX 120'' ACCESSORY FOR: 3VA6 400/600 | 279.53
3VA9578-0CC80 | BOWDENCABLE FOR MAX-FLEX 144'' ACCESSORY FOR: 3VA6 400/600 | 318.38
3VA9970-0LF20 | ADAPTER CYLINDER LOCK ACCESSORY FOR: ROTARY OPERATOR | 61.83
3VA9978-0AA11 | AUXILIARY SWITCH CHANGEOVER CONTACTS TYPE HP (14MM) ACCESSORY FOR 3VA4/5/6-BREAKER | 31.85
3VA9978-0AA12 | AUXILIARY SWITCH CHANGEOVER CONTACTS TYPE HQ (7MM) ACCESSORY FOR 3VA4/5/6-BREAKER | 21.23
3VA9978-0AA13 | AUXILIARY SWITCH CHANGEOVER CONTACTS TYPE HQ (7MM) ELECTRONIC ACCESSORY FOR 3VA4/5/6-BREAKER | 31.85
3VA9978-0AA21 | LEADING CHANGEOVER SWITCH CHANGEOVER CONTACTS TYPE HP (14MM) ACCESSORY FOR 3VA4/5/6-BREAKER | 43.76
3VA9978-0BB10 | UNDERVOLTAGE RELEASE 12 V DC ACCESSORY FOR 3VA4/5/6 | 98.46
3VA9978-0BB11 | UNDERVOLTAGE RELEASE 24 V DC ACCESSORY FOR 3VA4/5/6 | 98.46
3VA9978-0BB12 | UNDERVOLTAGE RELEASE 48 V DC ACCESSORY FOR 3VA4/5/6 | 98.46
3VA9978-0BB14 | UNDERVOLTAGE RELEASE 125-127 V DC ACCESSORY FOR 3VA4/5/6 | 98.46
3VA9978-0BL31 | SHUNT TRIP LEFT 48-60 V AC 50/60 HZ / DC ACCESSORY FOR 3VA4/5/6 | 76.03
3VA9978-0BL32 | SHUNT TRIP LEFT 110-127 V AC 50/60 HZ / DC ACCESSORY FOR 3VA4/5/6 | 76.03
3VA9978-0BL33 | SHUNT TRIP LEFT 208-277 V AC 50/60 HZ 220-250 V DC ACCESSORY FOR 3VA4/5/6 | 76.03
3VA9978-0CH72 | HANDLE ONLY FOR MAX-FLEX STEEL, EPOXY COATED RED, GREEN NEMA 1, 3R, 12 ACCESSORIY FOR: 3VA BREA | 541.58
3VA9244-0QF00 | REAR CONNECTING STUDS ROUND 4 PCS. ACCESSORY FOR: 3VA6 150/250 | 71.67
3VA9248-0VK20 | REAR INTERLOCK MOUNTING PLATE ACCESSORY FOR: 3VA2 100/160/250 | 16.86
3VA9271-0WD30 | TERMINAL COVER 3 POLE 1PCS. ACCESSORY FOR: 3VA6 150/250 3VA5 250 PLUG-IN/DRAW-OUT SOCKET 3VA6 1 | 16.19
3VA6225-6KP31-0AA0 | CIRCUIT BREAKER 3VA6 UL FRAME 250 BREAKING CAPACITY CLASS H 65KA @ 480 V 3-POLE, LINE PROTECTIO | 1772.35
3VA6225-6KQ41-2AA0 | CIRCUIT BREAKER 3VA6 UL FRAME 250 BREAKING CAPACITY CLASS H 65KA @ 480 V 4-POLE, LINE PROTECTIO | 2456.12
3VA6225-6KT31-2AA0 | CIRCUIT BREAKER 3VA6 UL FRAME 250 BREAKING CAPACITY CLASS H 65KA @ 480 V 3-POLE, LINE PROTECTIO | 2106.02
3VA6225-7HL41-0AA0 | CIRCUIT BREAKER 3VA6 UL FRAME 250 BREAKING CAPACITY CLASS C 100KA @ 480 V 4-POLE, LINE PROTECTI | 1558.99
3VA6225-7HM31-0AA0 | CIRCUIT BREAKER 3VA6 UL FRAME 250 BREAKING CAPACITY CLASS C 100KA @ 480 V 3-POLE, LINE PROTECTI | 1411.33
3VA6225-7HN41-2AA0 | CIRCUIT BREAKER 3VA6 UL FRAME 250 BREAKING CAPACITY CLASS C 100KA @ 480 V 4-POLE, LINE PROTECTI | 1788.75
3VA6225-7JP31-2AA0 | CIRCUIT BREAKER 3VA6 UL FRAME 250 BREAKING CAPACITY CLASS C 100KA @ 480 V 3-POLE, LINE PROTECTI | 1816.11
3VA6225-7JT31-0AA0 | CIRCUIT BREAKER 3VA6 UL FRAME 250 BREAKING CAPACITY CLASS C 100KA @ 480 V 3-POLE, LINE PROTECTI | 1646.54
3VA6225-7JT41-0AA0 | CIRCUIT BREAKER 3VA6 UL FRAME 250 BREAKING CAPACITY CLASS C 100KA @ 480 V 4-POLE, LINE PROTECTI | 2013.02
3VA6225-7KL41-2AA0 | CIRCUIT BREAKER 3VA6 UL FRAME 250 BREAKING CAPACITY CLASS C 100KA @ 480 V 4-POLE, LINE PROTECTI | 2385.02
3VA6225-7KM31-2AA0 | CIRCUIT BREAKER 3VA6 UL FRAME 250 BREAKING CAPACITY CLASS C 100KA @ 480 V 3-POLE, LINE PROTECTI | 2199.01
3VA6225-7KQ31-0AA0 | CIRCUIT BREAKER 3VA6 UL FRAME 250 BREAKING CAPACITY CLASS C 100KA @ 480 V 3-POLE, LINE PROTECTI | 1991.14
3VA6225-7KQ41-0AA0 | CIRCUIT BREAKER 3VA6 UL FRAME 250 BREAKING CAPACITY CLASS C 100KA @ 480 V 4-POLE, LINE PROTECTI | 2357.66
3VA6225-8HL31-2AA0 | CIRCUIT BREAKER 3VA6 UL FRAME 250 BREAKING CAPACITY CLASS L 150KA @ 480 V 3-POLE, LINE PROTECTI | 1504.31
3VA6225-8HL41-2AA0 | CIRCUIT BREAKER 3VA6 UL FRAME 250 BREAKING CAPACITY CLASS L 150KA @ 480 V 4-POLE, LINE PROTECTI | 1969.27
3VA6225-8HN31-0AA0 | CIRCUIT BREAKER 3VA6 UL FRAME 250 BREAKING CAPACITY CLASS L 150KA @ 480 V 3-POLE, LINE PROTECTI | 1405.84
3VA6225-8HN41-0AA0 | CIRCUIT BREAKER 3VA6 UL FRAME 250 BREAKING CAPACITY CLASS L 150KA @ 480 V 4-POLE, LINE PROTECTI | 1843.47
3VA6225-8JP31-0AA0 | CIRCUIT BREAKER 3VA6 UL FRAME 250 BREAKING CAPACITY CLASS L 150KA @ 480 V 3-POLE, LINE PROTECTI | 1810.63
3VA6225-8JQ31-2AA0 | CIRCUIT BREAKER 3VA6 UL FRAME 250 BREAKING CAPACITY CLASS L 150KA @ 480 V 3-POLE, LINE PROTECTI | 2270.14
3VA6225-8JQ41-2AA0 | CIRCUIT BREAKER 3VA6 UL FRAME 250 BREAKING CAPACITY CLASS L 150KA @ 480 V 4-POLE, LINE PROTECTI | 2751.52
3VA6225-8KL41-0AA0 | CIRCUIT BREAKER 3VA6 UL FRAME 250 BREAKING CAPACITY CLASS L 150KA @ 480 V 4-POLE, LINE PROTECTI | 2417.84
3VA6225-8KM31-0AA0 | CIRCUIT BREAKER 3VA6 UL FRAME 250 BREAKING CAPACITY CLASS L 150KA @ 480 V 3-POLE, LINE PROTECTI | 2177.15
3VA6225-8KP31-2AA0 | CIRCUIT BREAKER 3VA6 UL FRAME 250 BREAKING CAPACITY CLASS L 150KA @ 480 V 3-POLE, LINE PROTECTI | 2231.85
3VA6225-8KP41-2AA0 | CIRCUIT BREAKER 3VA6 UL FRAME 250 BREAKING CAPACITY CLASS L 150KA @ 480 V 4-POLE, LINE PROTECTI | 2707.74
3VA6225-8KQ31-2AA0 | CIRCUIT BREAKER 3VA6 UL FRAME 250 BREAKING CAPACITY CLASS L 150KA @ 480 V 3-POLE, LINE PROTECTI | 2385.02
3VA6225-8KT41-0AA0 | CIRCUIT BREAKER 3VA6 UL FRAME 250 BREAKING CAPACITY CLASS L 150KA @ 480 V 4-POLE, LINE PROTECTI | 2456.12
3VA6320-1MS31-0AA0 | CIRCUIT BREAKER 3VA6 UL FRAME 400 3-POLE,MOTOR STARTER PROTECTION ETU310M, I, IN=200A WITHOUT OV | 1323.78
3VA6325-5HM31-2AA0 | CIRCUIT BREAKER 3VA6 UL FRAME 400 BREAKING CAPACITY CLASS M 35KA @ 480 V 3-POLE, LINE PROTECTIO | 1646.54
3VA6325-5HM41-2AA0 | CIRCUIT BREAKER 3VA6 UL FRAME 400 BREAKING CAPACITY CLASS M 35KA @ 480 V 4-POLE, LINE PROTECTIO | 2089.63
3VA6325-5JP31-0AA0 | CIRCUIT BREAKER 3VA6 UL FRAME 400 BREAKING CAPACITY CLASS M 35KA @ 480 V 3-POLE, LINE PROTECTIO | 1739.53
3VA9478-0CX10 | HANDLE AUX SWITCH FOR MAX-FLEX 1 CHANGE OVER EARLY BREAK ACCESSORY FOR: MAX-FLEX 3VA5 125/250/4 | 119.78
3VA9478-0CX20 | HANDLE AUX SWITCH FOR MAX-FLEX 2 CHANGE OVER EARLY BREAK ACCESSORY FOR: MAX-FLEX 3VA5 125/250/4 | 238.51
3VA9977-0KP80 | AUXILIARY CIRCUIT CONNECTOR ACCESSORY FOR: ALL PLUG-IN UNITS 3VA | 24.5
3VA9977-0MA10 | ACTIVATION & TRIP BOX TD300 INCL. CONNECTION CABLE 3VA - TD300 ACCESSORY FOR: 3VA6 | 279.53
3VA9977-0MB10 | TEST DEVICE TD500 INCL. 2 CONNECTION CABLES PC - TD500, 3VA - TD500 EXTERNAL POWER SUPPLY ACCESS | 2450.67
3VA9977-0MY10 | CONNECTION CABLE ACCESSORY FOR: TD500 - 3VA | 181.61
3VA9978-0AB22 | ELECTRICAL ALARM SWITCH CHANGEOVER CONTACTS TYPE HQ (7MM) ACCESSORY FOR 3VA4/5/6-BREAKER | 31.85
3VA9978-0AB23 | ELECTRICAL ALARM SWITCH CHANGEOVER CONTACTS TYPE HQ (7MM) ELECTRONIC ACCESSORY FOR 3VA4/5/6-BREA | 47.84
3VA9978-0BA20 | SHUNT TRIP FLEXIBLE 24 V AC 50/60 HZ ACCESSORY FOR 3VA4/5/6 | 76.03
3VA9978-0BA21 | SHUNT TRIP FLEXIBLE 48-60 V AC 50/60 HZ ACCESSORY FOR 3VA4/5/6 | 76.03
3VA9978-0BB27 | UNDERVOLTAGE RELEASE 440-480 V AC 50/60 HZ ACCESSORY FOR 3VA4/5/6 | 98.46
3VA9978-0BD11 | UNIVERSAL RELEASE 12 V DC ACCESSORY FOR 3VA4/5/6 | 172.86
3VA9978-0BD12 | UNIVERSAL RELEASE 24 V DC ACCESSORY FOR 3VA4/5/6 | 172.86
3VA9978-0BD13 | UNIVERSAL RELEASE 48 V DC ACCESSORY FOR 3VA4/5/6 | 172.86
3VA9978-0BF22 | FIXED TIME DELAY DEVICE 230 V AC ACCESSORY FOR 3VA UNDERVOLTAGE RELEASE | 155.91
3VA9988-0BF23 | FIXED TIME DELAY DEVICE 24 V DC ACCESSORY FOR 3VA UNDERVOLTAGE RELEASE | 130.19
5SV3314-6LA01 | RCCB, 2-pole, type A, short- time delayed, In: 40 A, 30 mA, Un AC: 230 V, with thermal overload p | 112.2
3VA9244-0JD12 | WIRE CONNECTOR;CU 4 PCS. ACCESSORY FOR: 3VA6 150/250 | 141.68
3VA9244-0JF60 | DISTRIBUTION WIRE CONNECTOR 6 CABLES 4 PCS. ACCESSORY FOR: 3VA6 150/250 | 124.73
3VA9273-0QB00 | FRONT BUS CONNECTORS 3 PCS. ACCESSORY FOR: 3VA6 150/250 3VA5 250 | 31.3
3VA9274-0QB00 | FRONT BUS CONNECTORS 4 PCS. ACCESSORY FOR: 3VA6 150/250 3VA5 250 | 41.7
3VA9277-0EK11 | FRONT MOUNTED ROTARY OPERATOR STANDARD IEC IP30/40 ACCESSORY FOR 3VA6 150/250 3VA5 250 | 50.32
3VA9277-0EK13 | FRONT MOUNTED ROTARY OPERATOR STANDARD IEC IP30/40 ILLUMINATION KIT 24 V DC ACCESSORY FOR 3VA6 | 95.18
3VA9277-0FK25 | DOOR MOUNTED ROTARY OPERATOR EMERGENCY-OFF IEC IP65 WITH DOOR INTERLOCKING ACCESSORY FOR 3VA6 1 | 102.3
3VA9277-0FK27 | DOOR MOUNTED ROTARY OPERATOR EMERGENCY-OFF IEC IP65 WITH DOOR INTERLOCKING ILLUMINATION KIT 24 V | 148.78
3VA9277-0FK31 | DOOR MOUNTED ROTARY OPERATOR STANDARD NEMA TYPE 1, 3R, 12 WITH DOOR INTERLOCKING AND DOOR-OPEN P | 94.63
3VA9277-0FK33 | DOOR MOUNTED ROTARY OPERATOR STANDARD NEMA TYPE 1, 3R, 12 WITH DOOR INTERLOCKING ILLUMINATION KI | 147.16
3VA9277-0FK35 | DOOR MOUNTED ROTARY OPERATOR EMERGENCY-OFF NEMA TYPE 1, 3R, 12 WITH DOOR INTERLOCKING AND DOOR-O | 108.31
3VA9278-0CC40 | BOWDENCABLE FOR MAX-FLEX 72'' ZUBEHOER FOR: 3VA5 125 3VA5/6 150/250 | 185.99
3VA9278-0CC50 | BOWDENCABLE FOR MAX-FLEX 84'' ZUBEHOER FOR: 3VA5 125 3VA5/6 150/250 | 204.58
3VA9278-0CC60 | BOWDENCABLE FOR MAX-FLEX 96'' ZUBEHOER FOR: 3VA5 125 3VA5/6 150/250 | 224.82
3VA9278-0CC70 | BOWDENCABLE FOR MAX-FLEX 120'' ZUBEHOER FOR: 3VA5 125 3VA5/6 150/250 | 263.12
3VA9373-0SB10 | COVER FRAME FOR DOOR CUT-OUT 137,6 X 70,7 MM (W X H) ACCESSORY FOR: CIRCUIT BREAKER 3 POLE WITHO | 30.68
3VA9374-0JB13 | WIRE CONNECTOR; 4 PCS. ACCESSORY FOR: 3VA6 400/600 | 117.06
3VA9374-0JF60 | DISTRIBUTION WIRE CONNECTOR 6 CABLES 4 PCS. ACCESSORY FOR: PLUG-IN / DRAW-OUT 3VA6 400/600 | 124.73
3VA9374-0SB10 | COVER FRAME FOR DOOR CUT-OUT 183,6 X 70,7 MM (W X H) ACCESSORY FOR: CIRCUIT BREAKER 4 POLE WITHO | 37.44
3VA6325-6HN41-0AA0 | CIRCUIT BREAKER 3VA6 UL FRAME 400 BREAKING CAPACITY CLASS H 65KA @ 480 V 4-POLE, LINE PROTECTIO | 1974.76
3VA6325-6JP31-0AA0 | CIRCUIT BREAKER 3VA6 UL FRAME 400 BREAKING CAPACITY CLASS H 65KA @ 480 V 3-POLE, LINE PROTECTIO | 1930.99
3VA6325-6JQ41-2AA0 | CIRCUIT BREAKER 3VA6 UL FRAME 400 BREAKING CAPACITY CLASS H 65KA @ 480 V 4-POLE, LINE PROTECTIO | 2893.75
3VA9448-0VK20 | REAR INTERLOCK MOUNTING PLATE ACCESSORY FOR: 3VA2 400/630 | 16.86
3VA9471-0WF30 | TERMINAL COVER EXTENDED 3 POLE 1 PCS. ACCESSORY FOR: 3VA6 400/600 PLUG-IN/DRAW-OUT SOCKET 3VA6 | 30.65
3VA9471-0WG30 | TERMINAL COVER OFFSET 3 POLE 1 PCS. ACCESSORY FOR: 3VA6 400/600 PLUG-IN/DRAW-OUT SOCKET 3VA6 40 | 70.03
3VA9471-0WK40 | REAR INSULATINGPLATE OFFSET 4 POLE 1 PCS. ACCESSORY FOR: 3VA6 400/600 | 29.3
3VA9473-0JA13 | BOX TERMINAL 3 PCS. ACCESSORY FOR: 3VA6 400/600 | 93.55
3VA9473-0JJ23 | WIRE CONNECTOR 2 CABLES 3 PCS. ACCESSORY FOR: 3VA5/6 400/600 | 138.92
3VA9473-0QF00 | REAR CONNECTING STUDS ROUND 3 PCS. ACCESSORY FOR: 3VA5/6 400/600 | 92.99
3VA9474-0JE23 | WIRE CONNECTOR CU 2 CABLES 4 PCS. ACCESSORY FOR: 3VA5/6 400/600 | 722.06
3VA9477-0GA80 | RETAINING BRACKET ACCESSORY FOR 3VA6 150/250/400/600 | 27.96
3VA9477-0GC05 | SUPPLEMENTARY HANDLE FOR DOOR MOUNTED ROTARY OPERATOR EMERGENCY-STOP ACCESSORY FOR 3VA6 150/250 | 72.2
3VA9578-0CC10 | BOWDENCABLE FOR MAX-FLEX 36'' ACCESSORY FOR: 3VA6 400/600 | 147.69
3VA9578-0CC30 | BOWDENCABLE FOR MAX-FLEX 60'' ACCESSORY FOR: 3VA6 400/600 | 183.78
3VA9578-0CC50 | BOWDENCABLE FOR MAX-FLEX 84'' ACCESSORY FOR: 3VA6 400/600 | 221.55
3VA9970-0LF40 | ADAPTER CYLINDER LOCK ACCESSORY FOR: DRAW-OUT UNIT | 61.83
3VA9977-0KC00 | COMMUNICATION LINK ACCESSORY FOR: DRAW-OUT UNIT | 221
3VA9977-0TA20 | BREAKER DATA SERVER COM100 ACCESSORY FOR: 3VA6 | 515.84
3VA9977-0UA10 | EXTERNAL FUNCTION BOX EFB300 INCL. CONNECTION CABLE 1,5M 3VA - EFB300 ACCESSORY FOR: 3VA6 | 364.88
3VA9978-0AA22 | LEADING CHANGEOVER SWITCH CHANGEOVER CONTACTS TYPE HQ (7MM) ACCESSORY FOR 3VA4/5/6-BREAKER | 29.16
3VA9978-0AB11 | TRIP ALARM SWITCH CHANGEOVER CONTACTS TYPE HP (14MM) ACCESSORY FOR 3VA4/5/6-BREAKER | 31.85
3VA9978-0AB13 | TRIP ALARM SWITCH CHANGEOVER CONTACTS TYPE HQ (7MM) ELECTRONIC ACCESSORY FOR 3VA4/5/6-BREAKER | 31.85
3VA9978-0BA22 | SHUNT TRIP FLEXIBLE 110-127 V AC 50/60 HZ ACCESSORY FOR 3VA4/5/6 | 76.03
3VA9978-0BA24 | SHUNT TRIP FLEXIBLE 380-500 V AC 50/60 HZ ACCESSORY FOR 3VA4/5/6 | 76.03
3VA9978-0BB20 | UNDERVOLTAGE RELEASE 24 V AC 50/60HZ ACCESSORY FOR 3VA4/5/6 | 98.46
3VA9978-0BB25 | UNDERVOLTAGE RELEASE 208-230 V AC 50/60 HZ ACCESSORY FOR 3VA4/5/6 | 98.46
3VA9978-0BL10 | SHUNT TRIP LEFT 12 V DC ACCESSORY FOR 3VA4/5/6 | 76.03
3VA9978-0BL30 | SHUNT TRIP LEFT 24 V AC 50/60 HZ / 24-30 V DC ACCESSORY FOR 3VA4/5/6 | 76.03
3VA9978-0CH74 | HANDLE ONLY FOR MAX-FLEX STEEL, EPOXY COATED BLACK NEMA 1, 3R, 12 ACCESSORIY FOR: 3VA BREAKER | 481.89
3VA9988-0BF21 | FIXED TIME DELAY DEVICE 110 V AC ACCESSORY FOR 3VA UNDERVOLTAGE RELEASE | 130.19
3VA9244-0JJ22 | WIRE CONNECTOR 2 CABLES 4 PCS. ACCESSORY FOR: 3VA6 150/250 | 96.27
3VA9244-0QE00 | REAR CONNECTION STUDS FLAT 4 PCS. ACCESSORY FOR: 3VA6 150/250 | 71.67
3VA9271-0WJ30 | REAR INSULATING PLATE EXTENDED 3 POLE 1 PCS. ACCESSORY FOR: 3VA6 150/250 3VA5 250 | 13.27
3VA9272-0WA00 | PHASE BARRIERS 2 PCS. ACCESSORY FOR: 3VA6 150/250 3VA5 250 | 8.38
3VA9277-0EK15 | FRONT MOUNTED ROTARY OPERATOR EMERGENCY-OFF IEC IP30/40 ACCESSORY FOR 3VA6 150/250 3VA5 250 | 57.97
3VA9277-0EK21 | FRONT MOUNTED ROTARY OPERATOR STANDARD WITH DOOR INTERLOCKING IEC IP30/40 ACCESSORY FOR 3VA6 15 | 86.43
3VA9277-0EK37 | FRONT MOUNTED ROTARY OPERATOR EMERGENCY-OFF IP30 NEMA TYPE 1, .. WITH DOOR INTERLOCKING ILLUMIN | 154.27
3VA6325-5JP41-0AA0 | CIRCUIT BREAKER 3VA6 UL FRAME 400 BREAKING CAPACITY CLASS M 35KA @ 480 V 4-POLE, LINE PROTECTIO | 2149.79
3VA6325-5JQ31-0AA0 | CIRCUIT BREAKER 3VA6 UL FRAME 400 BREAKING CAPACITY CLASS M 35KA @ 480 V 3-POLE, LINE PROTECTIO | 2002.1
3VA6325-5JT31-2AA0 | CIRCUIT BREAKER 3VA6 UL FRAME 400 BREAKING CAPACITY CLASS M 35KA @ 480 V 3-POLE, LINE PROTECTIO | 2204.51
3VA6325-5JT41-2AA0 | CIRCUIT BREAKER 3VA6 UL FRAME 400 BREAKING CAPACITY CLASS M 35KA @ 480 V 4-POLE, LINE PROTECTIO | 2625.7
3VA6325-5KM41-0AA0 | CIRCUIT BREAKER 3VA6 UL FRAME 400 BREAKING CAPACITY CLASS M 35KA @ 480 V 4-POLE, LINE PROTECTIO | 2456.12
3VA6325-5KP31-0AA0 | CIRCUIT BREAKER 3VA6 UL FRAME 400 BREAKING CAPACITY CLASS M 35KA @ 480 V 3-POLE, LINE PROTECTIO | 1952.86
3VA6325-5KQ41-2AA0 | CIRCUIT BREAKER 3VA6 UL FRAME 400 BREAKING CAPACITY CLASS M 35KA @ 480 V 4-POLE, LINE PROTECTIO | 2740.58
3VA6325-5KT31-2AA0 | CIRCUIT BREAKER 3VA6 UL FRAME 400 BREAKING CAPACITY CLASS M 35KA @ 480 V 3-POLE, LINE PROTECTIO | 2302.96
3VA6325-6HL41-0AA0 | CIRCUIT BREAKER 3VA6 UL FRAME 400 BREAKING CAPACITY CLASS H 65KA @ 480 V 4-POLE, LINE PROTECTIO | 1876.27
3VA6325-6HM31-0AA0 | CIRCUIT BREAKER 3VA6 UL FRAME 400 BREAKING CAPACITY CLASS H 65KA @ 480 V 3-POLE, LINE PROTECTIO | 1684.82
3VA6325-6HN41-2AA0 | CIRCUIT BREAKER 3VA6 UL FRAME 400 BREAKING CAPACITY CLASS H 65KA @ 480 V 4-POLE, LINE PROTECTIO | 2177.15
3VA6325-6JP31-2AA0 | CIRCUIT BREAKER 3VA6 UL FRAME 400 BREAKING CAPACITY CLASS H 65KA @ 480 V 3-POLE, LINE PROTECTIO | 2122.44
3VA9471-0QE10 | REAR CONNECTION STUD FLAT SHORT 1 PCS. ACCESSORY FOR: 3VA6 400/600 | 27.79
3VA9471-0WD40 | TERMINAL COVER 4 POLE 1PCS. ACCESSORY FOR: 3VA6 400/600 PLUG-IN/DRAW-OUT SOCKET 3VA6 400/600 | 32.54
3VA9471-0WF40 | TERMINAL COVER EXTENDED 4 POLE 1 PCS. ACCESSORY FOR: 3VA6 400/600 PLUG-IN/DRAW-OUT SOCKET 3VA6 | 40.26
3VA9472-0WA00 | PHASE BARRIERS 2 PCS. ACCESSORY FOR: 3VA6 400/600 | 11.44
3VA9473-0JE23 | WIRE CONNECTOR CU 2 CABLES 3 PCS. ACCESSORY FOR: 3VA5/6 400/600 | 537.17
3VA9474-0JA13 | BOX TERMINAL 4 PCS. ACCESSORY FOR: 3VA6 400/600 | 125.28
3VA9474-0JJ23 | WIRE CONNECTOR 2 CABLES 4 PCS. ACCESSORY FOR: 3VA5/6 400/600 | 187.63
3VA9474-0QF00 | REAR CONNECTING STUDS ROUND 4 PCS. ACCESSORY FOR: 3VA5/6 400/600 | 124.73
3VA9477-0GC01 | SUPPLEMENTARY HANDLE FOR DOOR MOUNTED ROTARY OPERATOR STANDARD ACCESSORY FOR 3VA6 150/250 | 62.9
3VA9578-0CC20 | BOWDENCABLE FOR MAX-FLEX 48'' ACCESSORY FOR: 3VA6 400/600 | 164.13
3VA9578-0CC40 | BOWDENCABLE FOR MAX-FLEX 72'' ACCESSORY FOR: 3VA6 400/600 | 201.86
3VA9977-0KB00 | POSITION SIGNALING SWITCH FOR ACCESSORY FOR: PLUG-IN -OUT AND DRAW-OUT UNIT | 47.03
3VA9977-0KD80 | AUXILIARY CIRCUIT CONNECTOR ACCESSORY FOR: ALL DRAW-OUT UNITS 3VA | 24.5
3VA9977-0TA10 | BREAKER DATA SERVER COM800 ACCESSORY FOR: 3VA6 | 995.58
3VA9977-0TD10 | DISPLAY DSP800 ACCESSORY FOR: 1 TO 8 3VA-BREAKER | 634.56
3VA9978-0AA23 | LEADING CHANGEOVER SWITCH CHANGEOVER CONTACTS TYPE HQ (7MM) ELECTRONIC ACCESSORY FOR 3VA4/5/6-BR | 43.76
3VA9978-0AB12 | TRIP ALARM SWITCH CHANGEOVER CONTACTS TYPE HQ (7MM) ACCESSORY FOR 3VA4/5/6-BREAKER | 21.23
3VA9978-0BA23 | SHUNT TRIP FLEXIBLE 208-277 V AC 50/60 HZ ACCESSORY FOR 3VA4/5/6 | 76.03
3VA9978-0BA25 | SHUNT TRIP FLEXIBLE 600 V AC 50/60 HZ ACCESSORY FOR 3VA4/5/6 | 76.03
3VA9978-0BB16 | UNDERVOLTAGE RELEASE 250 V DC ACCESSORY FOR 3VA4/5/6 | 98.46
3VA9978-0BB24 | UNDERVOLTAGE RELEASE 120-127 V AC 50/60 HZ ACCESSORY FOR 3VA4/5/6 | 98.46
3VA9978-0BF23 | FIXED TIME DELAY DEVICE 24 V DC ACCESSORY FOR 3VA UNDERVOLTAGE RELEASE | 155.91
3VA9978-0BL20 | SHUNT TRIP LEFT 380-600 V AC 50/60 HZ ACCESSORY FOR 3VA4/5/6 | 76.03
3VA9978-0CH82 | HANDLE ONLY FOR MAX-FLEX STEEL, CHROME PLATED CHROME NEMA 4, 4X ACCESSORIY FOR: 3VA BREAKER | 659.24
3VA9277-0FK23 | DOOR MOUNTED ROTARY OPERATOR STANDARD IEC IP65 WITH DOOR INTERLOCKING ILLUMINATION KIT 24 V DC | 132.94
3VA9278-0CB10 | BREAKER OPERATOR MECHANISM FOR MAX-FLEX ACCESSORY FOR: 3VA6 150/250 | 335.67
3VA9278-0CC20 | BOWDENCABLE FOR MAX-FLEX 48'' ZUBEHOER FOR: 3VA5 125 3VA5/6 150/250 | 149.88
3VA9278-0DK82 | VARIABLE DEPTH FLANGE MOUNTED OPERATOR KIT STEEL, CHROME PLATED CHROME NEMA 4, 4X ADJUSTABLE FR | 285
3VA9368-0SS00 | MOUNTING SCREW KIT CONSISTS OF 4 SCREWS AND NUTS, INCH THREAD (SAE) ACCESSORY FOR: CIRCUIT BREAK | 23.56
3VA9373-0JF60 | DISTRIBUTION WIRE CONNECTOR 6 CABLES 3 PCS. ACCESSORY FOR: PLUG-IN / DRAW-OUT 3VA6 400/600 | 92.99
3VA9377-0SB30 | COVER FRAME FOR DOOR CUT-OUT 137,6 X 92,8 MM (W X H) ACCESSORY FOR: FOR SEO-MOTORANTRIEB SEO520 | 32.43
3VA9377-0TB50 | 24 VOLT MODULE ACCESSORY FOR: 3VA6 400/600 | 84.78
3VA9447-0EK23 | FRONT MOUNTED ROTARY OPERATOR STANDARD WITH DOOR INTERLOCKING IEC IP30/40 ILLUMINATION KIT 24 V | 159.18
3VA9447-0EK27 | FRONT MOUNTED ROTARY OPERATOR EMERGENCY-OFF WITH DOOR INTERLOCKING IEC IP30/40 ILLUMINATION KIT | 177.77
3VA9447-0FK25 | DOOR MOUNTED ROTARY OPERATOR EMERGENCY-OFF IEC IP65 WITH DOOR INTERLOCKING ACCESSORY FOR: 3VA6 | 149.33
3VA9447-0FK31 | DOOR MOUNTED ROTARY OPERATOR STANDARD NEMA TYPE 1, 3R, 12 WITH DOOR INTERLOCKING AND DOOR-OPEN P | 137.3
3VL9600-3JJ41 | ACC CIRCUIT BREAKER EXTENSION SH. RHVMS2 (CAT NO. RHVMS24) | 70
3ZY1141-1BA00 | REMOVABLE TERMINAL 4-POLE, SCREW TERMINALS UP TO MAX. 2X1.5 SQMM OR 1X2.5 SQMM, FOR SIRIUS DEVICE | 7.63
5ST3781-1 | 150MM,10MM2,BLUE 450V, 80A | 5.32
5ST3782-1 | CONNECTING CABLE,1 POLE 150MM,16MM2,BLUE 750V, 80A | 5.87
5ST3793-0 | 125MM,10MM2,BLACK 450V, 80A | 12.07
5ST3794-0 | CONNECTING CABLE,3 POLIG 125MM,16MM2,BLACK 750V, 80A | 13.14
5SU1324-6KX25 | RCBO elm, 10 kA, 2P, type A, 30 mA, B-char, In: 25 A, Un AC: 110 V | 120.03
5SU1324-6KX40 | RCBO elm, 10 kA, 2P, type A, 30 mA, B-char, In: 40 A, Un AC: 110 V | 120.03
5SU1324-7KX32 | RCBO elm, 10 kA, 2P, type A, 30 mA, C-char, In: 32 A, Un AC: 110 V | 109.75
5SU1353-1GV10 | RCBO elm, 4,5 kA, 1P+N, type AC, 30 mA, C-char, In: 10 A, Un AC: 230 V, bulk packaging | 98.75
5SU1354-7GV16 | RCBO elm, 10 kA, 1P+N, type A, 30 mA, C-char, In: 16 A, Un AC: 230 V, bulk packaging | 98.05
5SU1356-6GV10 | RCBO elm, 6 kA, 1P+N, type A, 30 mA, B-char, In: 10 A, Un AC: 230 V, bulk packaging | 81.05
7ML5741-2BA00-0 | The SITRANS RD100 is a 2-wire loop powered, NEMA 4X en-closed remote digital display for process | 552.91
7ML5741-4BA00-0 | The SITRANS RD100 is a 2-wire loop powered, NEMA 4X en-closed remote digital display for process | 552.91
6AG1510-1SJ01-2AB0 | SIPLUS ET 200SP CPU 1510SP F-1PN -40 ... +70 Degree C STARTUP -25 Degree C with conformal coatin | 3077.35
6AG1522-5FH00-7AB0 | SIPLUS S7-1500 16DQ 230VAC 1A ST TRIAC -40 ... +70°C Startup -25°C with conformal coating Based | 1323.17
6AG1543-1AX00-2XE0 | SIPLUS CP 1543-1 -40 ... + 60 °C STARTUP -25 °C WITH CONFORMAL COATING BASED ON 6GK7543-1AX00-0X | 4771.25
6AG2135-6HD00-4BA1 | SIPLUS ET 200SP AQ 4XU/I ST TX RAIL -40 ... +70 DEGREE C 85 DEGREE C FOR 10 MIN WITH CONFORMAL C | 776.35
6AG2193-6BP00-4BA0 | SIPLUS ET 200SP BU15-P16+A0+2B TX RAIL -40 ... +70 DEGREE C +85 DEGREE FOR 10 MIN WITH CONFORMAL | 67.78
6AG2193-6BP00-4DA0 | SIPLUS ET 200SP BU15-P16+A0+2D TX RAIL -40 ... +70 DEGREE C +85 DEGREE C FOR 10 MIN WITH CONFORM | 121.7
6AG2193-6BP20-4DA0 | SIPLUS ET 200SP BU15-P16+A10+2D TX RAIL -40 ... +70 DEGREE C +85 DEGREE C FOR 10 MIN WITH CONFOR | 115.52
6AG2222-1HF32-1XB0 | SIPLUS S7-1200 SM1222 8DQ RLY for rail applikations(EN50155) -25 ... +70 degree C with conformal | 493.58
6AG2223-1BH32-1XB0 | SIPLUS S7-1200 SM1223 8DI/8DQ RAIL FOR RAIL APPLICATIONS (EN50155) -25 ... +70 DEGREE C WITH CON | 661.01
3VA9271-0WD40 | TERMINAL COVER 4 POLE 1PCS. ACCESSORY FOR: 3VA6 150/250 3VA5 250 PLUG-IN/DRAW-OUT SOCKET 3VA6 1 | 21.33
3VA9271-0WF30 | TERMINAL COVER EXTENDED 4 POLE 1 PCS. ACCESSORY FOR: 3VA6 150/250 3VA5 250 PLUG-IN/DRAW-OUT SOC | 21.33
3VA9277-0EK25 | FRONT MOUNTED ROTARY OPERATOR EMERGENCY-OFF WITH DOOR INTERLOCKING IEC IP30/40 ACCESSORY FOR 3V | 98.46
3VA9277-0EK27 | FRONT MOUNTED ROTARY OPERATOR EMERGENCY-OFF WITH DOOR INTERLOCKING IEC IP30/40 ILLUMINATION KIT | 144.42
3VA9277-0EK31 | FRONT MOUNTED ROTARY OPERATOR STANDARD IP30 NEMA TYPE 1, .. WITH DOOR INTERLOCKING AND DOOR-OPE | 92.44
3VA9277-0EK33 | FRONT MOUNTED ROTARY OPERATOR STANDARD IP30 NEMA TYPE 1, .. WITH DOOR INTERLOCKING ILLUMINATION | 140.58
3VA9277-0GK00 | ROTARY OPERATOR WITH SHAFT STUB WITHOUT HANDLE FOR RETROFIT 8UC ACCESSORY FOR 3VA6 150/250 3VA5 | 45.28
3VA9277-0HA10 | MOTOR OPERATOR 24-60 V DC ACCESSORY FOR: 3VA6 150/250 3VA5 250 | 536.1
3VA9277-0HA20 | MOTOR OPERATOR 110-230 V AC / 110-250 V DC ACCESSORY FOR: 3VA6 150/250 3VA5 250 | 536.1
3VA9343-0SB20 | COVER FRAME FOR DOOR CUT-OUT 137,6 X 122,3 MM (W X H) ACCESSORY FOR: CIRCUIT BREAKER 3 POLE WITH | 35.43
3VA9344-0SB20 | COVER FRAME FOR DOOR CUT-OUT 183,6 X 122,3 MM (W X H) ACCESSORY FOR: CIRCUIT BREAKER 4 POLE WITH | 42.43
3VA9347-0LF10 | ADAPTER CYLINDER LOCK ACCESSORY POCKET ACCESSORY FOR: 3VA2 400/630 | 61.83
3VA9347-0VF10 | BOWDENCABLE INTERLOCK MODULE TOGGLE LEVER ACCESSORY FOR: 3VA2 400/630 | 74.41
3VA9447-0EK11 | FRONT MOUNTED ROTARY OPERATOR STANDARD IEC IP30/40 ACCESSORY FOR: 3VA6 400/600 | 67.27
3VA9447-0EK13 | FRONT MOUNTED ROTARY OPERATOR STANDARD IEC IP30/40 ILLUMINATION KIT 24 V DC ACCESSORY FOR: 3VA6 | 111.6
3VA9447-0EK15 | FRONT MOUNTED ROTARY OPERATOR EMERGENCY-OFF IEC IP30/40 ACCESSORY FOR: 3VA6 400/600 | 76.58
3VA9447-0EK17 | FRONT MOUNTED ROTARY OPERATOR EMERGENCY-OFF IEC IP30/40 ILLUMINATION KIT 24 V DC ACCESSORY FOR: | 124.73
3VA9447-0FK33 | DOOR MOUNTED ROTARY OPERATOR STANDARD NEMA TYPE 1, 3R, 12 WITH DOOR INTERLOCKING ILLUMINATION KI | 187.63
3VA9447-0FK35 | DOOR MOUNTED ROTARY OPERATOR EMERGENCY-OFF NEMA TYPE 1, 3R, 12 WITH DOOR INTERLOCKING AND DOOR-O | 158.1
3VA9447-0FK37 | DOOR MOUNTED ROTARY OPERATOR EMERGENCY-OFF NEMA TYPE 1, 3R, 12 WITH DOOR INTERLOCKING ILLUMINATI | 209.52
5ST3768-3 | CABLE ENTRY IN-LINE 690V AC ,1000V DC,80A IP20 | 4.1
5ST3768-4 | CABLE ENTRY FROM LEFT 690V AC ,1000V DC,80A IP20 | 4.1
5ST3768-5 | CABLE ENTRY FROM RIGHT 690V AC ,1000V DC,80A IP20 | 4.1
5SU1324-6KX06 | RCBO elm, 10 kA, 2P, type A, 30 mA, B-char, In: 6 A, Un AC: 110 V | 120.03
5SU1324-6KX10 | RCBO elm, 10 kA, 2P, type A, 30 mA, B-char, In: 10 A, Un AC: 110 V | 120.03
5SU1324-6KX13 | RCBO elm, 10 kA, 2P, type A, 30 mA, B-char, In: 13 A, Un AC: 110 V | 120.03
5SU1324-6KX16 | RCBO elm, 10 kA, 2P, type A, 30 mA, B-char, In: 16 A, Un AC: 110 V | 120.03
5SU1324-6KX20 | RCBO elm, 10 kA, 2P, type A, 30 mA, B-char, In: 20 A, Un AC: 110 V | 120.03
5SU1353-1GV16 | RCBO elm, 4,5 kA, 1P+N, type AC, 30 mA, C-char, In: 16 A, Un AC: 230 V, bulk packaging | 98.75
5SU1354-6GV10 | RCBO elm, 10 kA, 1P+N, type A, 30 mA, B-char, In: 10 A, Un AC: 230 V, bulk packaging | 105.98
5SU1354-6GV16 | RCBO elm, 10 kA, 1P+N, type A, 30 mA, B-char, In: 16 A, Un AC: 230 V, bulk packaging | 104.86
5SU1354-7GV10 | RCBO elm, 10 kA, 1P+N, type A, 30 mA, C-char, In: 10 A, Un AC: 230 V, bulk packaging | 98.05
5ST3760-4 | CABLE ENTRY FROM LEFT 690V AC ,1000V DC,125A IP20 | 5.19
5ST3760-5 | CABLE ENTRY FROM RIGHT 690V AC ,1000V DC,125A IP20 | 5.19
6AG1503-2CA01-2AA0 | SIPLUS NET OLM/P11 V4.0 -25 ... +60 DEGREES C STARTUP TEMP.: -25 DEGREE C WWITH CONFORMAL COATING | 1268.16
3VA9988-0BF22 | FIXED TIME DELAY DEVICE 230 V AC ACCESSORY FOR 3VA UNDERVOLTAGE RELEASE | 130.19
3VA9244-0JJ13 | WIRE CONNECTOR LARGE 4 PCS. ACCESSORY FOR: 3VA6 150/250 | 84.78
3VA9244-0QA00 | NUT KEEPER KIT 4PCS ACCESSORY FOR: 3VA6 150/250 | 26.13
3VA9271-0WF40 | TERMINAL COVER EXTENDED 4 POLE 1 PCS. ACCESSORY FOR: 3VA6 150/250 3VA5 250 PLUG-IN/DRAW-OUT SOC | 27.96
3VA9271-0WJ40 | REAR INSULATING PLATE EXTENDED 4 POLE 1 PCS. ACCESSORY FOR: 3VA6 150/250 3VA5 250 | 17.94
3VA9277-0EK17 | FRONT MOUNTED ROTARY OPERATOR EMERGENCY-OFF IEC IP30/40 ILLUMINATION KIT 24 V DC ACCESSORY FOR | 103.95
3VA9277-0EK23 | FRONT MOUNTED ROTARY OPERATOR STANDARD WITH DOOR INTERLOCKING IEC IP30/40 ILLUMINATION KIT 24 V | 130.72
3VA9277-0EK35 | FRONT MOUNTED ROTARY OPERATOR EMERGENCY-OFF IP30 NEMA TYPE 1, .. WITH DOOR INTERLOCKING AND DOO | 106.12
3VA9277-0FK21 | DOOR MOUNTED ROTARY OPERATOR STANDARD IEC IP65 WITH DOOR INTERLOCKING ACCESSORY FOR 3VA6 150/25 | 88.6
3VA9277-0FK37 | DOOR MOUNTED ROTARY OPERATOR EMERGENCY-OFF NEMA TYPE 1, 3R, 12 WITH DOOR INTERLOCKING ILLUMINATI | 156.99
3VA9278-0CC10 | BOWDENCABLE FOR MAX-FLEX 36'' ZUBEHOER FOR: 3VA5 125 3VA5/6 150/250 | 129.1
3VA9278-0CC30 | BOWDENCABLE FOR MAX-FLEX 60'' ZUBEHOER FOR: 3VA5 125 3VA5/6 150/250 | 168.49
3VA9278-0CC80 | BOWDENCABLE FOR MAX-FLEX 144'' ZUBEHOER FOR: 3VA5 125 3VA5/6 150/250 | 301.96
3VA9333-0SB20 | COVER FRAME FOR DOOR CUT-OUT 137,6 X 109,3 MM (W X H) ACCESSORY FOR: CIRCUIT BREAKER 3 POLE WITH | 35.56
3VA9348-0VF30 | SLIDING BAR INTERLOCK ACCESSORY FOR: 3VA6 400/600 | 152.05
3VA9373-0JB13 | WIRE CONNECTOR; 3 PCS. ACCESSORY FOR: 3VA6 400/600 | 88.6
3VA9377-0TB10 | COMMUNICATION MODULE COM060 ACCESSORY FOR: 3VA6 400/600 | 306.32
3VA9378-0LB10 | HANDLE PADLOCK DEVICE ACCESSORY FOR: 3VA6 150/250/400/600 3VA5 250 | 50.32
3VA9447-0EK21 | FRONT MOUNTED ROTARY OPERATOR STANDARD WITH DOOR INTERLOCKING IEC IP30/40 ACCESSORY FOR: 3VA6 4 | 114.32
3VA9447-0EK25 | FRONT MOUNTED ROTARY OPERATOR EMERGENCY-OFF WITH DOOR INTERLOCKING IEC IP30/40 ACCESSORY FOR: 3 | 130.72
3VA9447-0EK31 | FRONT MOUNTED ROTARY OPERATOR STANDARD IP30 NEMA TYPE 1, .. WITH DOOR INTERLOCKING AND DOOR-OPE | 124.18
3VA9447-0FK23 | DOOR MOUNTED ROTARY OPERATOR STANDARD IEC IP65 WITH DOOR INTERLOCKING ILLUMINATION KIT 24 V DC | 173.4
3VA9447-0FK27 | DOOR MOUNTED ROTARY OPERATOR EMERGENCY-OFF IEC IP65 WITH DOOR INTERLOCKING ILLUMINATION KIT 24 V | 193.64
3VA9447-0GK00 | ROTARY OPERATOR WITH SHAFT STUB WITHOUT HANDLE FOR RETROFIT 8UC ACCESSORY FOR: 3VA6 400/600 | 60.73
3ZY1141-2BA00 | REMOVABLE TERMINAL 4-POLE, PUSH-IN TERMINALS UP TO MAX. 2X1.5 SQMM, FOR SIRIUS DEVICES IN THE IN | 7.63
5ST3781-0 | 125MM,10MM2,BLUE 450V, 80A | 4.49
5ST3782-0 | CONNECTING CABLE,1 POLE 125MM,16MM2,BLUE 750V, 80A | 4.98
5ST3793-1 | 150MM,10MM2,BLACK 450V, 80A | 14.59
5ST3794-1 | CONNECTING CABLE,3 POLIG 150MM,16MM2,BLACK 750V, 80A | 16.19
5SU1324-6KX32 | RCBO elm, 10 kA, 2P, type A, 30 mA, B-char, In: 32 A, Un AC: 110 V | 120.03
5SU1324-7KX06 | RCBO elm, 10 kA, 2P, type A, 30 mA, C-char, In: 6 A, Un AC: 110 V | 109.75
5SU1324-7KX25 | RCBO elm, 10 kA, 2P, type A, 30 mA, C-char, In: 25 A, Un AC: 110 V | 109.75
5SU1324-7KX40 | RCBO elm, 10 kA, 2P, type A, 30 mA, C-char, In: 40 A, Un AC: 110 V | 109.75
5SU1356-1GV16 | RCBO elm, 6 kA, 1P+N, type AC, 30 mA, C-char, In: 16 A, Un AC: 230 V, bulk packaging | 114.71
5SU1356-6GV16 | RCBO elm, 6 kA, 1P+N, type A, 30 mA, B-char, In: 16 A, Un AC: 230 V, bulk packaging | 80.48
7ML5741-3BA00-0 | The SITRANS RD100 is a 2-wire loop powered, NEMA 4X en-closed remote digital display for process | 552.91
5ST3760-3 | CABLE ENTRY IN-LINE 690V AC ,1000V DC,125A IP20 | 5.19
3VA9447-0EK33 | FRONT MOUNTED ROTARY OPERATOR STANDARD IP30 NEMA TYPE 1, .. WITH DOOR INTERLOCKING ILLUMINATION | 171.76
3VA9447-0EK35 | FRONT MOUNTED ROTARY OPERATOR EMERGENCY-OFF IP30 NEMA TYPE 1, .. WITH DOOR INTERLOCKING AND DOO | 140.58
3VA9447-0EK37 | FRONT MOUNTED ROTARY OPERATOR EMERGENCY-OFF IP30 NEMA TYPE 1, .. WITH DOOR INTERLOCKING ILLUMIN | 189.83
3VA9447-0FK21 | DOOR MOUNTED ROTARY OPERATOR STANDARD IEC IP65 WITH DOOR INTERLOCKING ACCESSORY FOR: 3VA6 400/6 | 128.55
3VA9447-0HA10 | MOTOR OPERATOR 24-60 V DC ACCESSORY FOR: 3VA6 400/600 | 672.86
3VA9447-0HA20 | MOTOR OPERATOR 110-230 V AC / 110-250 V DC ACCESSORY FOR: 3VA6 400/600 | 672.86
3VA9448-0CB10 | BREAKER OPERATOR MECHANISM FOR MAX-FLEX ACCESSORY FOR: 3VA6 400/600 | 372.01
5ST3791-0 | 125MM,10MM2,BLACK 450V, 80A | 4.49
5ST3791-1 | 150MM,10MM2,BLACK 450V, 80A | 5.32
5ST3792-0 | CONNECTING CABLE,1 POLE 125MM,16MM2,BLACK 750V, 80A | 4.42
5ST3792-1 | CONNECTING CABLE,1 POLE 150MM,16MM2,BLACK 750V, 80A | 5.87
5SU1324-7KX10 | RCBO elm, 10 kA, 2P, type A, 30 mA, C-char, In: 10 A, Un AC: 110 V | 109.75
5SU1324-7KX13 | RCBO elm, 10 kA, 2P, type A, 30 mA, C-char, In: 13 A, Un AC: 110 V | 109.75
5SU1324-7KX16 | RCBO elm, 10 kA, 2P, type A, 30 mA, C-char, In: 16 A, Un AC: 110 V | 109.75
5SU1324-7KX20 | RCBO elm, 10 kA, 2P, type A, 30 mA, C-char, In: 20 A, Un AC: 110 V | 109.75
5SU1356-7GV10 | RCBO elm, 6 kA, 1P+N, type A, 30 mA, C-char, In: 10 A, Un AC: 230 V, bulk packaging | 67.91
5SU1356-7GV16 | RCBO elm, 6 kA, 1P+N, type A, 30 mA, C-char, In: 16 A, Un AC: 230 V, bulk packaging | 67.91
5SU1653-1GV16 | RCBO elm, 4,5 kA, 1P+N, type AC, 300 mA, C-char, In: 16 A, Un AC: 230 V, bulk packaging | 97.99
7NG3150-0NN00 | Temperature transmitter SITRANS TH100 Slim for Pt100 two-wire system 4 to 20 mA programmable. S | 147.58
7ML5741-1BA00-0 | The SITRANS RD100 is a 2-wire loop powered, NEMA 4X en-closed remote digital display for process | 552.91
6AG1512-1DK01-2AB0 | SIPLUS ET 200SP -40...+60 DEGREE C STARTUP TEMP.: -25 DEGREE C WWITH CONFORMAL COATING BASEDON 6 | 2849.89
6AG1512-1SK01-2AB0 | SIPLUS ET 200SP CPU 1512SP F-1P -25 ... +60 GRAD C Startup -25 °C WITH CONFORMAL COATING BasedO | 4001.87
6AG2212-1AE40-1XB0 | SIPLUS S7-1200 CPU 1212C DC/DC/DC RAIL FOR RAIL APPLICATIONS (EN50155) -25 ... +70 DEGREE C WITH | 1089.08
6AG2214-1AG40-1XB0 | SIPLUS S7-1200 CPU 1214C DC/DC/DC RAIL FOR RAIL APPLICATIONS (EN50155) -25 ... +70 DEGREE C WITH | 1319.12
6AG2221-1BF32-1XB0 | SIPLUS S7-1200 SM1221 8DI RAIL FOR RAIL APPLICATIONS (EN50155) -25 ... +70 DEGREE C WITH CONFORMA | 465.91
6AG2222-1BF32-1XB0 | SIPLUS S7-1200 SM1222 8DQ RAIL FOR RAIL APPLICATIONS (EN50155) -25 ... +70 DEGREE C WITH CONFORMA | 465.91
6AG2522-5HF00-1AB0 | SIPLUS S7-1500 DQ 8X230VAC ST 5A T1 RAIL -25 ... +55 DEGREE C T1 MIT 70 DEGREE C FOR 10 MIN WITH | 1149.37
6AG1336-4GE00-2AB0 | SIPLUS ET 200M SM336 F 6AI 15BIT -25 ... +60 DEG C 70 DEG C WITH FORCED CONVECTION WITH CONFORMA | 3605.42
5SM6011-1XX02 | ARC FAULT DETECTION DEVICE 1-16A 230V 1MW WITH MCB 1+N 1MW, 6KA, C 16A | 581
5SM6011-2 | ARC FAULT DETECTION UNIT 1-16A 230V FOR MCB 1+N 1MW | 163.3
6AG1055-1CB00-7BA2 | SIPLUS LOGO! DM8 24 -40 ... +70 DEGREES C STARTUP -25 DEGREES C WITH CONFORMAL COATING BASED ON | 330.5
6AG1055-1FB00-7BA2 | SIPLUS LOGO! DM8 230V -40 ... +70 DEGREES C STARTUP -25 DEGREES C WITH CONFORMAL COATING BASED O | 336.34
6AG1055-1HB00-7BA2 | SIPLUS LOGO! DM8 24R -40 ... +70 DEGREES C STARTUP -25 GDEGREES C WITH CONFORMAL COATING BASED O | 336.34
6AG1055-1MA00-7BA2 | SIPLUS LOGO! AM2 -40 ... +70 DEGREES C STARTUP -25 GDEGREES C MIT CONFORMAL COATING BASED ON 6ED | 486.3
6AG1134-6FF00-2AA1 | SIPLUS ET 200SP AI 8xU BASIC -40 ... +60 °C with conformal coating BasedOn: 6ES7134-6FF00-0AA1 . | 653.13
6AG1134-6HB00-2CA1 | SIPLUS ET 200SP -40 ... +60 GRAD C STARTUP TEMP.: -25 DEGREE C WITH CONFORMAL COATING BASEDON 6E | 603.83
6AG1135-6GB00-7BA1 | SIPLUS ET 200SP AQ 2xI STANDARD -40 ... +70 GRAD C with conformal coating BasedOn: 6ES7135-6GB00 | 465.2
6AG1136-6RA00-2BF0 | SIPLUS ET 200SP F-RQ 24VDC/24-2 -25 ... +60 GRAD C STARTUP -25 GRAD C MIT CONFORMAL COATING BASE | 348.12
6ES7652-5CX28-0YK5 | SIMATIC PCS 7, SOFTWARE, UPGRADE PACKAGE CLIENT, SFC VISUALIZATION FROM V8.X TO V8.2 FLOATING LI | 2146.89
6ES7652-5DX28-0YF0 | SIMATIC PCS 7, SOFTWARE, UPGRADE PACKAGE WEB SERVER FROM V8.X TO V8.2 SINGLE LICENSE F.1 INSTALLA | 1243.49
6ES7652-5DX28-0YK0 | SIMATIC PCS 7, SOFTWARE, UPGRADE PACKAGE WEB SERVER FROM V8.X TO V8.2 SINGLE LICENSE F.1 INSTALLA | 1243.49
6ES7652-5FX28-0YF0 | SIMATIC PCS 7, SOFTWARE, UPGRADE PACKAGE MAINTENANCE STATION FROM V8.X TO V8.2 SINGLE LICENSE F. | 2193.34
6ES7141-5AF00-0BA0 | SIMATIC ET 200AL, DI 8X24VDC, 4XM12, DEGREE OF PROTECTION IP67 | 167.33
6ES7141-5AH00-0BA0 | SIMATIC ET 200AL, DI 16X24VDC, 8XM12, DEGREE OF PROTECTION IP67 | 274.17
6ES7142-5AF00-0BA0 | SIMATIC ET 200AL, DQ 8X24VDC/2A, 8XM12, DEGREE OF PROTECTION IP67 | 244.56
6ES7134-6GB00-0BA1 | SIMATIC ET 200SP, ANALOG INPUT MODULE, AI 2XI 2-/4-WIRE STANDARD, PACKING UNIT: 1 PIECE, FITS TO | 195.65
6ES7134-6JD00-2CA1 | SIMATIC ET 200SP, ANALOG INPUT MODULE, AI 4XRTD/TC HIGH FEATURE, PACKING UNIT: 10 PIECES, FITS T | 297.33
6ES7134-6JF00-2CA1 | SIMATIC ET 200SP, ANALOG INPUT MODULE, AI 8XRTD/TC 2-WIRE HIGH FEATURE PACKING UNIT: 10 PIECES, | 441.5
6EP1433-2BA20 | SITOP PSU300S 24 V/5 A STABILIZED POWER SUPPLY INPUT: 3 400-500 V AC OUTPUT: 24 V/5 A DC | 204.38
6AV6381-2CB07-4AX3 | SIMATIC WINCC RC CLIENT UPGRADE FROM V7.X TO V7.4 FOR WINCC RC CLIENTS OR RC128, RUNTIME & CONFIG | 2149.6
6AV6382-2AA07-4AX0 | WinCC package for SIMATIC IPC consisting of: WinCC RT Client, V7.4; available only with the same | 3610.28
6AV6382-2CA07-4AX0 | WinCC package for SIMATIC IPC consisting of: WinCC RT 128, V7.4; available only with the same qu | 3789.01
6AV6382-2DA07-4AX0 | WinCC package for SIMATIC IPC consisting of: WinCC RT 512, V7.4; available only with the same qu | 6224.57
5TT4422-0 | REMOTE CONTROL SWITCH CONTACT FOR 25 A VOLTAGE AC 230V 2 NORMALLY OPEN | 35.57
5TT4422-2 | REMOTE CONTROL SWITCH CONTACT FOR 25 A VOLTAGE AC 24 V 2 NORMALLY OPEN | 41.1
5TT4424-0 | REMOTE CONTROL SWITCH CONTACT FOR 25 A VOLTAGE AC 230V 4 NORMALLY OPEN | 39.38
5TT4424-2 | REMOTE CONTROL SWITCH CONTACT FOR 25 A VOLTAGE AC 24 V 4 NORMALLY OPEN | 45.23
5TT4452-5 | REMOTE CONTROL SWITCH CONTACT FOR 32 A VOLTAGE DC 24 V 2 NORMALLY OPEN | 56.04
5TT4454-0 | REMOTE CONTROL SWITCH CONTACT FOR 32 A VOLTAGE AC 230V 4 NORMALLY OPEN | 50.32
5TT4454-2 | REMOTE CONTROL SWITCH CONTACT FOR 32 A VOLTAGE AC 24 V 4 NORMALLY OPEN | 57.87
5TT4455-0 | REMOTE CONTROL SWITCH CONTACT FOR 32 A VOLTAGE AC 230V 1 NORMALLY OPEN | 43.86
5TT4465-2 | REMOTE CONTROL SWITCH CONTACT FOR 40 A VOLTAGE AC 24 V 1 NORMALLY OPEN 1 NORMALLY CLOSED | 64.76
5TT4466-0 | REMOTE CONTROL SWITCH CONTACT FOR 40 A VOLTAGE AC 230V 2 NORMALLY OPEN 2 NORMALLY CLOSED | 73.08
5TT4466-2 | REMOTE CONTROL SWITCH CONTACT FOR 40 A VOLTAGE AC 24 V 2 NORMALLY OPEN 2 NORMALLY CLOSED | 82.72
5TT4468-0 | REMOTE CONTROL SWITCH CONTACT FOR 40 A VOLTAGE AC 230V 2 CHANGE OVER | 55.95
5TT4932 | AUXILARY SWITCH GROUP HALF MODULE | 21.54
6AV2108-0CF00-0BB0 | SIMATIC Energy Suite S7-1500, Single Runtime License contains certificate of license for 5 Energy | 364.46
6AV2108-0CF00-0BH0 | SIMATIC Energy Suite S7-1500, Single Runtime License Download contains certificate of license for | 325.72
6AV2108-0DF00-0BB0 | SIMATIC Energy Suite S7-1500, Single Runtime License contains certificate of license for 10 Energ | 730.36
6AG2522-1BH01-4AB0 | SIPLUS S7-1500 DQ 16x24VDC HF TX RAIL -40 ... +70 GRAD C TX 85°C FOR 10 MIN WITH CONFORMAL COATI | 682.73
6AT8007-1AA10-0AA0 | SIPLUS CMS1200 SM1281 CONDITION MONITORING FOR SIMATIC S7-1200 4 IEPE VIBRATION ACCELERATION CHA | 1942.31
6AG1193-6BP20-7BB1 | SIPLUS ET 200SP -40 ... +60 GRAD C STARTUP TEMP.: -25 DEGREE C WITH CONFORMAL COATING BASEDON 6E | 84.73
5SM6024-2 | ARC FAULT DETECTION UNIT 1-40A 230V FOR MCB AND RCBO 1+N 2MW | 236.08
6AU1820-3HA20-0AB0 | SIMOTION TECHNOLOGY FUNCTION LEARNING ERROR COMPENSATION OALECO SINGLE LICENSE FOR ONE DESTINATI | 2142.32
6AG1055-1MM00-7BA2 | SIPLUS LOGO! AM2 AQ -40 ... +70 DEGREES C STARTUP -25 GDEGREES C WITH CONFORMAL COATING BASED ON | 591.12
6AG1132-6BF00-7CA0 | SIPLUS ET 200SP -40...+70 GRAD C STARTUP TEMP.: -25 DEGREE C WITH CONFORMAL COATING BASEDON 6ES7 | 237.22
6ES7652-5BX28-0YE0 | SIMATIC PCS 7, SOFTWARE, UPGRADE PACKAGE OS SERVER FROM V8.X TO V8.2 SINGLE LICENSE F.1 INSTALLAT | 4356.71
6ES7652-5CX28-0CF5 | SIMATIC PCS 7, SOFTWARE, UPGRADE PACKAGE CLIENT, SFC VISUALIZATION ASIA FROM V8.X TO V8.2 FLOATI | 2146.89
6ES7652-5GX28-0YE0 | SIMATIC PCS 7, SOFTWARE UPGRADE PACKAGE TELECONTROL FROM V8.X TO V8.2 SINGLE LICENSE F.1 INSTALLA | 3726.97
6ES7652-5JX28-2YE0 | SIMATIC PCS 7, SOFTWARE UPGRADE PACKAGE POWERCONTROL LIBRARY FROM V8.X TO V8.2 SINGLE LICENSE F.1 | 1621.79
6ES7143-5AF00-0BA0 | SIMATIC ET 200AL, DIQ 4+DQ 4X24VDC/0,5A, 4XM12, DEGREE OF PROTECTION IP67 | 182.78
6ES7148-6JD00-0AB0 | SIMATIC DP, ET 200eco PN, IO-Link master, 4IO-L, 4 x M12, degree of protection IP67 | 755.53
6ES7132-6FD00-2BB1 | SIMATIC ET 200SP, DIGITAL OUTPUT MODULE, DQ 4X24..230VAC/2A STANDARD PACKING UNIT: 10 PIECES, FI | 145.46
6ES7132-6MD00-0BB1 | SIMATIC ET 200SP, RELAY MODULE NORMALLY OPEN, RQ NO-MA4X120VDC..230VAC/5A ST, WITH MANUAL ACTUATI | 171.19
6ES7135-6GB00-0BA1 | SIMATIC ET 200SP, ANALOG OUTPUT MODULE, AQ 2XI STANDARD, PACKING UNIT: 1 PIECE, FITS TO BU-TYPE | 220.1
6DR4004-5LE | Internal NCS module for SIPART PS2 for contactless position measurement, for installation in the | 362.79
6EP1434-2BA20 | SITOP PSU300S 24 V/10 A STABILIZED POWER SUPPLY INPUT: 3 400-500 V AC OUTPUT: 24 V/10 A DC | 263.13
6AV6381-2CA07-4AK3 | SIMATIC WINCC RT CLIENT UPGRADE FROM V7.X TO V7.4 FOR WINCC RT CLIENTS OR RT128, RUNTIME-SW, SING | 1140.6
6AV6381-2CB07-4AV0 | WINCC RC CLIENT V7.4 ASIA RUNTIME & CONFIGURATION -SW ON DVD, FLOATING LICENSE, LICENSE KEY ON US | 7730.76
6AV6381-2CB07-4AX0 | WINCC RC CLIENT V7.4 RUNTIME & CONFIGURATION -SW ON DVD, FLOATING LICENSE, LICENSE KEY ON USB STI | 7730.76
6AV6382-2EA07-4AX0 | WinCC package for SIMATIC IPC consisting of: WinCC RT 2048, V7.4; available only with the same q | 7682.01
6AV6382-2HA07-4AX0 | WinCC package for SIMATIC IPC consisting of: WinCC RT 8192, V7.4; available only with the same q | 9865.73
5TT4402-2 | REMOTE CONTROL SWITCH CONTACT FOR 20 A VOLTAGE AC 24V 2 NORMALLY OPEN | 37.39
5TT4411-5 | REMOTE CONTROL SWITCH CONTACT FOR 20 A VOLTAGE DC 24 V 1 NORMALLY OPEN | 28.15
5TT4415-5 | REMOTE CONTROL SWITCH CONTACT FOR 20 A VOLTAGE DC 24 V 1 NORMALLY OPEN 1 NORMALLY CLOSED | 41.1
5TT4425-2 | REMOTE CONTROL SWITCH CONTACT FOR 25 A VOLTAGE AC 24 V 1 NORMALLY OPEN 1 NORMALLY CLOSED | 41.1
5TT4426-2 | REMOTE CONTROL SWITCH CONTACT FOR 25 A VOLTAGE AC 24 V 2 NORMALLY OPEN 2 NORMALLY CLOSED | 45.23
5TT4435-5 | REMOTE CONTROL SWITCH CONTACT FOR 25 A VOLTAGE DC 24 V 1 NORMALLY OPEN 1 NORMALLY CLOSED | 46.21
5TT4451-5 | REMOTE CONTROL SWITCH CONTACT FOR 32 A VOLTAGE DC 24 V 1 NORMALLY OPEN | 41.99
5TT4452-2 | REMOTE CONTROL SWITCH CONTACT FOR 32 A VOLTAGE AC 24 V 2 NORMALLY OPEN | 50.47
5TT4455-2 | REMOTE CONTROL SWITCH CONTACT FOR32 A VOLTAGE AC 24 V 1 NORMALLY OPEN | 50.47
6AG1503-3CA01-2AA0 | SIPLUS NET OLM/P12 V4.1 -25 ... +60 DEGREES C STARTUP TEMP.: -25 DEGREE C WWITH CONFORMAL COATING | 1525.87
6AG1521-7EH00-7AB0 | SIPLUS S7-1500 DI 48VUC/125VDC -40 ... +70 DEG C STARTUP -25 DEG C WITH CONFORMAL COATING BASED | 1655.13
6AG1522-1BH01-7AB0 | SIPLUS S7-1500 DQ 16X24VDC/0.5A -40 ... +70 GRAD C STARTUP -25 GRAD C MIT CONFORMAL COATING BASE | 761.02
6AG1522-1BL01-7AB0 | SIPLUS S7-1500 DQ 32x24VDC/0.5A -40 ... +70 DEG C STARTUP -25 DEG C WITH CONFORMAL COATING Based | 1326.3
6AG1522-5EH00-7AB0 | SIPLUS S7-1500 DQ 16x48VUC/125V -40 ... +70 DEG C STARTUP -25 DEG C WITH CONFORMAL COATING BASED | 2564.91
6AG2193-6AF00-4AA0 | SIPLUS ET 200SP BA 2XFC TX RAIL -40 ... +70 DEGREE C 85 DEGREE C FOR 10 MIN WITH CONFORMAL COATI | 361.99
6AG2193-6AR00-4AA0 | SIPLUS ET 200SP BA 2XRJ45 TX RAIL -40 ... +70 DEGREE C 85 DEGREE C FOR 10 MIN WITH CONFORMAL COA | 454.42
6AG2231-5PD32-1XB0 | SIPLUS S7-1200 SM 1231 RTD RAIL for rail application (EN50155) -25 ... +70 degree C with conform | 1166.24
6AG2232-4HD32-1XB0 | SIPLUS S7-1200 SM 1232 FOR RAIL APPLICATIONS (EN50155) -25 ... +70 DEGREE C WITH CONFORMAL COATIN | 914.35
6AG2242-5DX30-1XE0 | SIPLUS S7-1200 CM 1242-5 RAIL FOR RAIL APPLICATION (EN50155) -25 ... +70 DEGREE C WITH CONFORMAL | 1166.24
6AG2243-5DX30-1XE0 | SIPLUS S7-1200 CM 1243-5 RAIL FOR RAIL APPLICATION (EN50155) -25 ... +70 DEGREE C WITH CONFORMAL | 1453.06
6AG1414-3EM07-7AB0 | SIPLUS S7-400 CPU 414-3 PN/DP -25 ... +70 Degrees C with conformal coating Based on 6ES7414-3EM07 | 17252.32
6AG1416-3ES07-7AB0 | SIPLUS S7-400 CPU 416-3 PN/DP -25 ... +70 DEGREES C with conformal coating Based on 6ES7416-3ES07 | 32130.92
6AG1416-3XS07-7AB0 | SIPLUS S7-400 CPU 416-3 -25 ... +70 Degrees C with conformal coating Based on 6ES7416-3XS07-0AB0 | 31400.78
6AG1417-4XT07-7AB0 | SIPLUS S7-400 CPU 417-4 -25 ... +70 Degrees C with conformal coating Based on 6ES7417-4XT07-0AB0 | 36511.77
6AU1810-1HA24-1XA0 | SINAMICS ENGINEERINGSYSTEM SINAMICS DCC V2.4 SP1 FULL LICENSE DCC FOR SINAMICS OPTION TO STARTER | 648.46
6AG1124-0GC13-2AX0 | SIPLUS HMI TP700 Comfort Outdoor conformal coating -30 ... +60°C based on 6AV2124-0GC13-0AX0 . | 4686.81
6AG1151-1AA06-7AB0 | SIPLUS ET 200S IM 151-1 standard -25...+70°C with conformal coating based on 6ES7151-1AA06-0AB0 | 1321.64
6ES7652-5BX28-0CE0 | SIMATIC PCS 7, SOFTWARE, UPGRADE PACKAGE OS SERVER ASIA FROM V8.X TO V8.2 SINGLE LICENSE F.1 INS | 4356.71
6ES7652-5XX28-0YK0 | SIMATIC PCS 7, SOFTWARE, SIMATIC ROUTE CONTROL UPGRADE PACKAGE FROM V8.X TO V8.2 SINGLE LICENSE | 5129.78
6EP4295-8HB00-0XY0 | SITOP BUF8600 10S BUFFER MODULE FOR PSU8600 BUFFER CAPACITY 10 S/40 A | 848.15
6EP4333-0SB00-0AY0 | SITOP PSU2600 24 V/5 A STABILIZED POWER SUPPLY INPUT: 1 AC 230 V OUTPUT: 24 V/5 A DC | 386.4
6EP4436-0SB00-0AY0 | SITOP PSU2600 24 V/20 A STABILIZED POWER SUPPLY INPUT: 3 AC 400-500 V OUTPUT: 24 V/20 A DC | 805.9
6ES7193-6AG00-0AA0 | SIMATIC BUSADAPTER BA 2XLC, 2 X LC GLASS-FO-CONNECTORS, FOR PROFINET | 400.31
6ES7193-6AG20-0AA0 | SIMATIC BUSADAPTER BA LC/RJ45, MEDIA CONVERTER FO - CU 1 X LC GLASS-FO-SOCKET AND, 1 X RJ45 SOCKE | 307.64
6ES7193-6AG40-0AA0 | SIMATIC BUSADAPTER BA LC/FC, MEDIA CONVERTER FO - CU 1 X LC GLASS-FO-SOCKET AND, 1 X FASTCONNECT | 323.08
6DR4004-5L | Internal NCS module for SIPART PS2 for contactless position measurement, for installation in the | 345.03
6AV6381-2CA07-4AV3 | SIMATIC WINCC RT CL UPGR ASIA FROM V7.X TO V7.4 FOR WINCC RT CLIENTS OR RT128, RUNTIME -SW ON DVD | 1281.95
6AV6381-2CA07-4AX0 | WINCC RT CLIENT V7.4 RUNTIME-SW, SINGLE LICENSE SW AND DOCUMENTATION ON DVD, LICENSE KEY ON USB S | 5158.7
6AV6381-2CA07-4AX3 | SIMATIC WINCC RT CLIENT UPGRADE FROM V7.X TO V7.4 FOR WINCC RT CLIENTS OR RT128, RUNTIME -SW ON D | 1281.95
6AG1510-1DJ01-2AB0 | SIPLUS ET 200SP -40...+60 DEGREE C STARTUP TEMP.: -25 DEGREE C WWITH CONFORMAL COATING BASEDON 6 | 2225.96
6AG1522-5HH00-7AB0 | SIPLUS S7-1500 16DQ 230VAC 2A RLY -40 ... +70 °C Startup -25 °C with conformal coating BasedOn | 1282.44
6AG1591-1AA01-2AA0 | SIPLUS S7-1500 FRONT CLAPPED SIDE V2 CPU 35MM -25 ... +60 GRAD C STARTUP -20 GRAD C WITH CONFORM | 459.64
6AG2137-6BD00-1BA0 | SIPLUS ET 200SP CM 4XIO-LINK ST -40 ... +60 DEG C +70 DEG FOR 10 MIN WITH CONFORMAL COATING BASE | 782.51
6AG2193-6BP00-4BD0 | SIPLUS ET 200SP BU20-P12+A0+0B TX RAIL -40 ... +70 DEGREE C +85 DEGREE C FOR 10 MIN WITH CONFORM | 99.1
6AG2193-6BP20-4BA0 | SIPLUS ET 200SP BU15-P16+A10+2B TX RAIL -40 ... +70 DEGREE C +85 DEGREE FOR 10 MIN WITH CONFORMA | 93.97
6AG2223-0BD30-1XB0 | SIPLUS S7-1200 SB1223 2DI/2DQ RAIL FOR RAIL APPLICATIONS (EN50155) -25 ... +70 DEGREE C WITH CON | 404.76
6AG2223-1PL32-1XB0 | SIPLUS S7-1200 SM1223 16DI/16DQ RLY RAIL FOR RAIL APPLICATION (EN50155) -25 ... +70 DEGREE C WIT | 1144.41
6AG2521-1BH00-4AB0 | SIPLUS S7-1500 DI 16X24VDC HF TX RAIL -40 ... +70 DEGREE C TX WITH 85 DEGREE C FOR 10 MIN MIT CO | 684.3
5SM6014-2 | ARC FAULT DETECTION UNIT 1-40A 230V FOR MCB 1+N 1MW | 230.07
5SM6021-2 | ARC FAULT DETECTION UNIT 1-16A 230V FOR MCB AND RCBO 1+N 2MW | 169.34
6AU1810-1HA24-1XE0 | SINAMICS ENGINEERING SYSTEM SINAMICS DCC V2.4 SP1 UPGRADE LICENSE DCC FOR SINAMICS OPTION TO STA | 347.2
6AG1055-1MB00-7BA2 | SIPLUS LOGO! DM8 12/24R -40 ... +70 DEGREES C STARTUP -25 DEGREES C WITH CONFORMAL COATING BASED | 336.34
6AG1055-1NB10-7BA2 | SIPLUS LOGO! DM16 24R -40 ... +70 DEGREES C STARTUP -25 DEGREES C MIT CONFORMAL COATING BASED ON | 560.56
6AG1067-2AA00-0AC0 | DEMO CASE V90_200V_LI | 7531.1
6AG1131-6TF00-7CA0 | SIPLUS ET 200SP -40...+70 GRAD C WITH CONFORMAL COATING STARTUP TEMP.: -25 DEGREE C BASEDON 6ES7 | 717.81
6AG1137-6BD00-2BA0 | SIPLUS ET 200SP -40...+70 GRAD C STARTUP TEMP.: -25 DEGREE C WITH CONFORMAL COATING BASEDON 6ES7 | 645.42
6AG1138-6DB00-2BB1 | SIPLUS ET 200SP -40 ... +60 GRAD C STARTUP TEMP.: -25 DEGREE C WITH CONFORMAL COATING BASEDON 6E | 951.95
6ES7652-5BX28-0YK0 | SIMATIC PCS 7, SOFTWARE, UPGRADE PACKAGE OS SERVER FROM V8.X TO V8.2 SINGLE LICENSE F.1 INSTALLAT | 4356.71
6ES7652-5CX28-0YF5 | SIMATIC PCS 7, SOFTWARE UPGRADE PACKAGE CLIENT, SFC VISUALIZATION FROM V8.X TO V8.2 FLOATING LIC | 2146.89
6ES7652-5FX28-0YK0 | SIMATIC PCS 7, SOFTWARE, UPGRADE PACKAGE MAINTENANCE STATION FROM V8.X TO V8.2 SINGLE LICENSE F. | 2193.34
6ES7652-5JX28-0YE0 | SIMATIC PCS 7, SOFTWARE UPGRADE PACKAGE POWERCONTROL OS FROM V8.X TO V8.2 SINGLE LICENSE F.1 INST | 8515.3
6ES7652-5XX28-0YF0 | SIMATIC PCS 7, SOFTWARE, SIMATIC ROUTE CONTROL UPGRADE PACKAGE FROM V8.X TO V8.2 SINGLE LICENSE | 5129.78
6ES7147-4JD00-0AB0 | SIMATIC DP, electronic module for ET 200pro 4 IO-Link High-feature, channel diagnostics, inclusi | 381
6EP4293-8HB00-0XY0 | SITOP BUF8600 4S BUFFER MODULE FOR PSU8600 BUFFER CAPACITY 4 S/40 A | 540.95
6ES7134-6FB00-0BA1 | SIMATIC ET 200SP, ANALOG INPUT MODULE, AI 2XU STANDARD PACKING UNIT: 1 PIECE, FITS TO BU-TYPE A0 | 195.65
6ES7135-6FB00-0BA1 | SIMATIC ET 200SP, ANALOG OUTPUT MODULE, AQ 2XU STANDARD, PACKING UNIT: 1 PIECE, FITS TO BU-TYPE | 220.1
6DR4004-5PB | OPOS Adapter with SA/DA VDI/VDE 3847 interface, SA blanketing, not for explosion protected alumin | 328.4
6AV6381-2CA07-4AH0 | WINCC RT CLIENT V7.4 RUNTIME-SW, SINGLE LICENSE SW AND LICENSE KEY DOWNLOAD CLASS A, 5-LANGUAGES | 4585.16
6AV6381-2CA07-4AV0 | WINCC RT CLIENT V7.4 ASIA RUNTIME-SW, SINGLE LICENSE SW AND DOCUMENTATION ON DVD, LICENSE KEY ON | 5158.7
6AV6381-2CB07-4AK3 | SIMATIC WINCC RC CLIENT UPGRADE FROM V7.X TO V7.4 FOR WINCC RC CLIENTS OR RC128, RUNTIME & CONFIG | 1912.38
6AV6381-2CB07-4AH0 | WINCC RC CLIENT V7.4 RUNTIME & CONFIGURATION -SW SW AND LICENSE KEY DOWNLOAD CLASS A, 5-LANGUAGE | 6874.5
5TT4405-0 | REMOTE CONTROL SWITCH CONTACT FOR 20 A VOLTAGE AC 230V 1 NORMALLY OPEN 1 NORMALLY CLOSED | 31.86
5TT4405-2 | REMOTE CONTROL SWITCH CONTACT FOR 20 A VOLTAGE AC 24 V 1 NORMALLY OPEN 1 NORMALLY CLOSED | 37.39
5TT4407-0 | REMOTE CONTROL SWITCH CONTACT FOR 20 A VOLTAGE AC 230V 1CHANGE OVER | 31.86
5TT4407-2 | REMOTE CONTROL SWITCH CONTACT FOR 20 A VOLTAGE AC 24 V 1CHANGE OVER | 37.45
5TT4428-0 | REMOTE CONTROL SWITCH CONTACT FOR 25 A VOLTAGE AC 230V 2 CHANGE OVER | 35.57
5TT4428-2 | REMOTE CONTROL SWITCH CONTACT FOR 25 A VOLTAGE AC 24 V 2 CHANGE OVER | 41.1
5TT4431-5 | REMOTE CONTROL SWITCH CONTACT FOR 25 A VOLTAGE DC 24 V 1 NORMALLY OPEN | 37.39
5TT4432-5 | REMOTE CONTROL SWITCH CONTACT FOR 25 A VOLTAGE DC 24 V 2 NORMALLY OPEN | 41.99
5TT4457-5 | REMOTE CONTROL SWITCH CONTACT FOR 32 A VOLTAGE DC 24 V 1 CHANGE OVER | 61.83
5TT4458-0 | REMOTE CONTROL SWITCH CONTACT FOR 32 A VOLTAGE AC 230V 2 CHANGE OVER | 43.86
5TT4458-2 | REMOTE CONTROL SWITCH CONTACT FOR32 A VOLTAGE AC 24 V 2 CHANGE OVER | 50.47
5TT4462-0 | REMOTE CONTROL SWITCH CONTACT FOR 40 A VOLTAGE AC 230V 2 NORMALLY OPEN | 56.04
5TT4475-0 | REMOTE CONTROL SWITCH CONTACT FOR 63 A VOLTAGE AC 230V 1 NORMALLY OPEN 1 NORMALLY CLOSED | 79.51
5TT4475-2 | REMOTE CONTROL SWITCH CONTACT FOR 63 A VOLTAGE AC 24 V 1 NORMALLY OPEN 1 NORMALLY CLOSED | 88.46
5TT4476-0 | REMOTE CONTROL SWITCH CONTACT FOR 63A VOLTAGE AC 230V 2 NORMALLY OPEN 2 NORMALLY CLOSED | 94.24
5TT4476-2 | REMOTE CONTROL SWITCH CONTACT FOR 63 A VOLTAGE AC 24 V 2 NORMALLY OPEN 2 NORMALLY CLOSED | 103.85
6AV2107-0UB00-0BH0 | SIMATIC ProDiag for WinCC Runtime Professional controls for WinCC V14 or higher; runtime software | 1384.66
6AV2107-0UP00-0BB0 | SIMATIC ProDiag for SIMATIC Comfort/Mobile Panels, controls for WinCC V14 or higher; runtime soft | 897.72
6AV2107-0UP00-0BH0 | SIMATIC ProDiag for SIMATIC Comfort/Mobile Panels, controls for WinCC V14 or higher; runtime soft | 815
6AV2107-3DB04-0AE0 | SIMATIC WINCC CLIENT F. RUNTIME PROFESSIONAL V14 UPGRADE V11..V13 -> V14, RUNTIME-SW IN THE TIA P | 2178.85
6AV2107-3DB04-0AK0 | SIMATIC WINCC CLIENT F. RT PROFESSIONAL V14, UPGRADE V11..V13 -> V14, RUNTIME-SW IN TIA PORTAL, | 1975.75
6AV2108-0HH00-0BH0 | SIMATIC Energy Suite S7-1500, Single Runtime License Download contains certificate of license for | 6515.79
6AV2108-0CH00-0BB0 | SIMATIC Energy Suite S7-1500, Single Runtime License contains certificate of license for 10 Energ | 730.36
6AV2108-0CH00-0BH0 | SIMATIC Energy Suite S7-1500, Single Runtime License Download contains certificate of license for | 651.43
6AV6362-1AB00-0AH0 | WINCC/WEB NAVIGATOR, 1 CLIENT LICENSE (COUNTABLE), OPTION F. WINCC AS OF V7.4 . RUNTIME-SW, SING | 4818.33
6AV6362-1AB00-0BB0 | WINCC/WEB NAVIGATOR, 1 CLIENT LICENSE (COUNTABLE), OPTION F. WINCC AS OF V7.4 . RUNTIME-SW, SING | 5418.11
6AV6362-1AD00-0AH0 | WINCC/WEB NAVIGATOR, 3 CLIENT LICENSES (COUNTABLE), OPTION F. WINCC AS OF V7.4 . RUNTIME-SW, SIN | 9955.2
6AV6362-1AD00-0BB0 | WINCC/WEB NAVIGATOR, 3 CLIENT LICENSES (COUNTABLE), OPTION F. WINCC AS OF V7.4 . RUNTIME-SW, SIN | 11194.94
6AV6362-2AB00-0BB0 | WINCC/WEBUX MONITOR, 1 CLIENT LICENSE (COUNTABLE), OPTION F. WINCC AS OF V7.4 . RUNTIME-SW, SING | 870.97
6AV6362-2AD00-0AH0 | WINCC/WEBUX MONITOR, 3 CLIENT LICENSES (COUNTABLE), OPTION F. WINCC AS OF V7.4 . RUNTIME-SW, SIN | 2172.42
6AV6362-2AD00-0BB0 | WINCC/WEBUX MONITOR, 3 CLIENT LICENSES (COUNTABLE), OPTION F. WINCC AS OF V7.4 . RUNTIME-SW, SIN | 2443.6
6AV6362-2AF00-0AH0 | WINCC/WEBUX MONITOR, 10 CLIENT LICENSES (COUNTABLE), OPTION F. WINCC AS OF V7.4 . RUNTIME-SW, SI | 5197.13
5TT4456-0 | REMOTE CONTROL SWITCH CONTACT FOR 32 A VOLTAGE AC 230V 2 NORMALLY OPEN 2 NORMALLY CLOSED | 50.47
5TT4464-0 | REMOTE CONTROL SWITCH CONTACT FOR 40 A VOLTAGE AC 230V 4 NORMALLY OPEN | 73.08
5TT4465-0 | REMOTE CONTROL SWITCH CONTACT FOR40 A VOLTAGE AC 230V 1 NORMALLY OPEN 1 NORMALLY CLOSED | 56.04
5TT4468-2 | REMOTE CONTROL SWITCH CONTACT FOR 40 A VOLTAGE AC 24 V 2 CHANGE OVER | 64.76
5TT4472-2 | REMOTE CONTROL SWITCH CONTACT FOR 63 A VOLTAGE AC 24 V 2 NORMALLY OPEN | 88.46
5TT4474-2 | REMOTE CONTROL SWITCH CONTACT FOR 63 A VOLTAGE AC 24 V 4 NORMALLY OPEN | 103.85
5TT4478-0 | REMOTE CONTROL SWITCH CONTACT FOR 63 A VOLTAGE AC 230V 2 CHANGE OVER | 79.51
5TT4930 | AUXILARY SWITCH CONTACT FOR AC 6 A, 250 V 1 NORMALLY OPEN 1 NORMALLY OPEN 1 NORMALLY CLOSED | 21.54
6AV2107-0UA00-0BB0 | SIMATIC ProDiag for WinCC Runtime Advanced, controls for WinCC V14 or higher; runtime software in | 1348.71
6AV2107-0UB00-0BB0 | SIMATIC ProDiag for WinCC Runtime Professional controls for WinCC V14 or higher; runtime software | 1526.25
6AV2108-0DF00-0BH0 | SIMATIC Energy Suite S7-1500, Single Runtime License Download contains certificate of license for | 651.43
6AV2108-0FH00-0BH0 | SIMATIC Energy Suite S7-1500, Single Runtime License Download contains certificate of license for | 3257.18
6AV2124-0QC13-0AX0 | SIMATIC HMI TP1500 COMFORT OUTDOOR, COMFORT PANEL, TOUCH OPERATION, 15" WIDESCREEN-TFT-DISPLAY, | 6802.34
6AV6362-1AF00-0AH0 | WINCC/WEB NAVIGATOR, 10 CLIENT LICENSES (COUNTABLE), OPTION F. WINCC AS OF V7.4 . RUNTIME-SW, SI | 17377.83
6AV6362-1AJ00-0AH0 | WINCC/WEB NAVIGATOR, 30 CLIENT LICENSES (COUNTABLE), OPTION F. WINCC AS OF V7.4 . RUNTIME-SW, SI | 42663.3
6AV6362-1FA00-0BB0 | WINCC/WEB NAVIGATOR, LOAD BALANCING, LICENSES F. 2 WEB SERVERS, OPTION F. WINCC UP V7.4, RUNTIME | 5709.39
6AV6362-1GA00-0BB0 | WINCC/WEB NAVIGATOR, LOAD BALANCING STEP UP, LICENSES F. 2 WEB SERVERS ON 2 REDUNDAND WINCC SYSTE | 1849.56
6AV6362-2AJ00-0AH0 | WINCC/WEBUX MONITOR, 30 CLIENT LICENSES (COUNTABLE), OPTION F. WINCC AS OF V7.4 . RUNTIME-SW, SI | 12721.65
6AV6362-2AM00-0AH0 | WINCC/WEBUX MONITOR, 100 CLIENT LICENSES (COUNTABLE) OPTION F. WINCC AS OF V7.4 . RUNTIME-SW, SI | 29324.65
6AV6362-2BD00-0BB0 | WINCC/WEBUX OPERATE, 3 CLIENT LICENSES (COUNTABLE), OPTION F. WINCC AS OF V7.4 . RUNTIME-SW, SIN | 7327.93
6AV6362-2BF00-0BB0 | WINCC/WEBUX OPERATE, 10 CLIENT LICENSES (COUNTABLE), OPTION F. WINCC AS OF V7.4 . RUNTIME-SW, SI | 17445.28
6AV6362-3AD00-0AH0 | WINCC/DATAMONITOR, 3 CLIENT LICENCES (COUNTABLE), OPTION F. WINCC AS OF V7.4 . RUNTIME-SW, SINGL | 4801.1
6AV6362-3AF00-0AH0 | WINCC/DATAMONITOR, 10 CLIENT LICENCES (COUNTABLE), OPTION F. WINCC AS OF V7.4 . RUNTIME-SW, SING | 8790.08
6AV6362-4AA07-4AK0 | WINCC/IND.DATABRIDGE V7.4, UPGRADE FROM V7.X TO V7.4, OPTION F. WINCC V7.4 . DATA EXCHANGE W. DA | 627.17
6AV6362-4AD00-0BB0 | WINCC/INDUSTRIALDATABRIDGE, 300 TAGS (COUNTABLE), OPTION F. WINCC AS OF V7.4 . DATA EXCHANGE W. | 1726.16
6AV6371-1CA07-4AX0 | WINCC/SERVER V7.4, OPTION F. WINCC V7.4, RUNTIME-SW, SINGLE LICENSE, LICENSE KEY ON USB STICK | 7513.03
6AV6371-1CC07-4AX0 | SIMATIC WINCC/ODK V7.4, OPEN DEVELOPMENT KIT, OPTION FOR SIMATIC WINCC V7.4 FOR C PROGRAMMING, S | 3070.85
6AV2105-3BB04-0AK0 | SIMATIC WINCC RT PROFESSIONAL, 128 POWERTAGS V14, UPGRADE V11..V13 -> V14, RUNTIME-SW IN THE TIA | 2076.49
6AV2105-3HH04-0AE0 | SIMATIC WINCC RT PROFESSIONAL 4096 POWERTAGS V14, UPGRADE V11..V13 -> V14, RUNTIME-SW IN THE TIA | 4786.63
6AV2105-3KK04-0AE0 | SIMATIC WINCC RT PROFESSIONAL 8192 POWERTAGS V14, UPGRADE V11..V13 -> V14, RUNTIME-SW IN THE TIA | 5213.95
6AV2105-3RR04-0AK0 | SIMATIC WinCC RT Professional, 153600 Power-Tags V14, Upgrade V13 -> V14, Runtime-Software im TIA | 10614.75
6AV6381-2CB07-4AV3 | SIMATIC WINCC RC CL UPGR ASIA FROM V7.X TO V7.4 FOR WINCC RC CLIENTS OR RC128, RUNTIME & CONFIGUR | 2149.6
6AV6382-2FA07-4AX0 | WinCC package for SIMATIC IPC consisting of: WinCC RT 65536, V7.4; available only with the same | 12047.82
5TT4402-0 | REMOTE CONTROL SWITCH CONTACT FOR 20 A VOLTAGE AC 230V 2 NORMALLY OPEN | 31.8
5TT4412-5 | REMOTE CONTROL SWITCH CONTACT FOR 20 A VOLTAGE DC 24 V 2 NORMALLY OPEN | 37.39
5TT4417-5 | REMOTE CONTROL SWITCH CONTACT FOR 20 A VOLTAGE DC 24 V 1 CHANGE OVER | 41.1
5TT4425-0 | REMOTE CONTROL SWITCH CONTACT FOR 25 A VOLTAGE AC 230V 1 NORMALLY OPEN 1 NORMALLY CLOSED | 35.57
5TT4426-0 | REMOTE CONTROL SWITCH CONTACT FOR 25 A VOLTAGE AC 230V 2 NORMALLY OPEN 2 NORMALLY CLOSED | 39.32
5TT4437-5 | REMOTE CONTROL SWITCH CONTACT FOR 25 A VOLTAGE DC 24 V 1 CHANGE OVER | 46.21
5TT4452-0 | REMOTE CONTROL SWITCH CONTACT FOR 32 A VOLTAGE AC 230V 2 NORMALLY OPEN | 43.86
5TT4455-5 | REMOTE CONTROL SWITCH CONTACT FOR 32 A VOLTAGE DC 24 V 1 NORMALLY OPEN 1 NORMALLY CLOSED | 61.83
5TT4456-2 | REMOTE CONTROL SWITCH CONTACT FOR 32 A VOLTAGE AC 24 V 2 NORMALLY OPEN 2 NORMALLY CLOSED | 56.89
5TT4462-2 | REMOTE CONTROL SWITCH CONTACT FOR 40 A VOLTAGE AC 24 V 2 NORMALLY OPEN | 64.76
5TT4464-2 | REMOTE CONTROL SWITCH CONTACT FOR 40 A VOLTAGE AC 24 V 4 NORMALLY OPEN | 82.72
5TT4472-0 | REMOTE CONTROL SWITCH CONTACT FOR 63 A VOLTAGE AC 230V 2 NORMALLY OPEN | 79.51
5TT4474-0 | REMOTE CONTROL SWITCH CONTACT FOR63 A VOLTAGE AC 230V 4 NORMALLY OPEN | 94.24
5TT4478-2 | REMOTE CONTROL SWITCH CONTACT FOR 63 A VOLTAGE AC 24 V 2 CHANGE OVER | 89.09
5TT4931 | AUXILARY SWITCH CENTRAL HALF MODULE | 21.54
6AV2107-0UA00-0BH0 | SIMATIC ProDiag for WinCC Runtime Advanced, controls for WinCC V14 or higher; runtime software in | 1222.52
6AV2108-0FH00-0BB0 | SIMATIC Energy Suite S7-1500, Single Runtime License contains certificate of license for 50 Energ | 3654.64
6AV2108-0HH00-0BB0 | SIMATIC Energy Suite S7-1500, Single Runtime License contains certificate of license for 100 Ener | 7312.14
6AV2124-0GC13-0AX0 | SIMATIC HMI TP700 COMFORT OUTDOOR, COMFORT PANEL, TOUCH OPERATION, 7" WIDESCREEN-TFT-DISPLAY, 1 | 2448.42
6AV2181-5JJ10-0AX0 | Labeling set 9" widescreen, type 13, for KTP900 Mobile, KTP900F Mobile additional information, | 224.17
6AV2181-8AV60-0AX0 | Touch pen, caps for capacitive technology spare caps Additional information, amount and contents | 49.04
6AV6362-1AF00-0BB0 | WINCC/WEB NAVIGATOR, 10 CLIENT LICENSES (COUNTABLE), OPTION F. WINCC AS OF V7.4 . RUNTIME-SW, SI | 19544.51
6AV6362-1AJ00-0BB0 | WINCC/WEB NAVIGATOR, 30 CLIENT LICENSES (COUNTABLE), OPTION F. WINCC AS OF V7.4 . RUNTIME-SW, SI | 47979.53
6AV6362-1FA00-0AH0 | WINCC/WEB NAVIGATOR, LOAD BALANCING, LICENSES F. 2 WEB SERVERS, OPTION F. WINCC UP V7.4, RUNTIME | 5075.17
6AV6362-1GA00-0AH0 | WINCC/WEB NAVIGATOR, LOAD BALANCING STEP UP, LICENSES F. 2 WEB SERVERS ON 2 REDUNDAND WINCC SYSTE | 1644.37
6AV6362-2AB00-0AH0 | WINCC/WEBUX MONITOR, 1 CLIENT LICENSE (COUNTABLE), OPTION F. WINCC AS OF V7.4 . RUNTIME-SW, SING | 776.27
6AV6362-2AF00-0BB0 | WINCC/WEBUX MONITOR, 10 CLIENT LICENSES (COUNTABLE), OPTION F. WINCC AS OF V7.4 . RUNTIME-SW, SI | 5845.71
6AV6362-2AJ00-0BB0 | WINCC/WEBUX MONITOR, 30 CLIENT LICENSES (COUNTABLE), OPTION F. WINCC AS OF V7.4 . RUNTIME-SW, SI | 14305.76
6AV6362-2BF00-0AH0 | WINCC/WEBUX OPERATE, 10 CLIENT LICENSES (COUNTABLE), OPTION F. WINCC AS OF V7.4 . RUNTIME-SW, SI | 15513.92
6AV6362-2BJ00-0AH0 | WINCC/WEBUX OPERATE, 30 CLIENT LICENSES (COUNTABLE), OPTION F. WINCC AS OF V7.4 . RUNTIME-SW, SI | 38008.54
6AV6362-3AB00-0BB0 | WINCC/DATAMONITOR, 1 CLIENT LICENCE (COUNTABLE), OPTION F. WINCC AS OF V7.4 . RUNTIME-SW, SINGLE | 3531.24
6AV2125-2AE03-0AX0 | SIMATIC HMI CONNECTION BOX COMPACT FOR MOBILE PANELS, CABINET SOLUTION, PROFINET AND PROFISAFE, | 228.22
6AV2125-2DB23-0AX0 | SIMATIC HMI KTP400F MOBILE WITH INTEG. ENABLING BUTTON, EMERGENCY STOP, TOUCH AND KEY OPERATION, | 2208.09
6AV2181-5DJ10-0AX0 | Labeling set 4" widescreen, type 13 for KTP400F Mobile 4" additional information, amount and con | 147.12
6AV2181-5GJ10-0AX0 | Labeling set 7" widescreen, type 13 for KTP700 Mobile, KTP700F Mobile, additional information, a | 155.88
6AV6362-1AM00-0AH0 | WINCC/WEB NAVIGATOR, 100 CLIENT LICENSES (COUNTABLE) OPTION F. WINCC AS OF V7.4 . RUNTIME-SW, SI | 87963.91
6AV6362-1AM00-0BB0 | WINCC/WEB NAVIGATOR, 100 CLIENT LICENSES (COUNTABLE) OPTION F. WINCC AS OF V7.4 . RUNTIME-SW, SI | 98919.21
6AV6362-1BA00-0AH0 | WINCC/WEB NAVIGATOR, DIAGNOSTIC CLIENT LICENSE, OPTION F. WINCC AS OF V7.4 . RUNTIME-SW, SINGLE | 4818.33
6AV6362-1BA00-0BB0 | WINCC/WEB NAVIGATOR, DIAGNOSTIC CLIENT LICENSE, OPTION F. WINCC AS OF V7.4 . RUNTIME-SW, SINGLE | 5418.11
6AV6362-2AM00-0BB0 | WINCC/WEBUX MONITOR, 100 CLIENT LICENSES (COUNTABLE) OPTION F. WINCC AS OF V7.4 . RUNTIME-SW, SI | 32974.99
6AV6362-2BB00-0AH0 | WINCC/WEBUX OPERATE, 1 CLIENT LICENSE (COUNTABLE), OPTION F. WINCC AS OF V7.4 . RUNTIME-SW, SING | 2327.37
6AV6362-2BB00-0BB0 | WINCC/WEBUX OPERATE, 1 CLIENT LICENSE (COUNTABLE), OPTION F. WINCC AS OF V7.4 . RUNTIME-SW, SING | 2615.78
6AV6362-2BD00-0AH0 | WINCC/WEBUX OPERATE, 3 CLIENT LICENSES (COUNTABLE), OPTION F. WINCC AS OF V7.4 . RUNTIME-SW, SIN | 6515.79
6AV6362-3AJ00-0AH0 | WINCC/DATAMONITOR, 30 CLIENT LICENCES (COUNTABLE), OPTION F. WINCC AS OF V7.4 . RUNTIME-SW, SING | 18152.67
6AV6362-3AJ00-0BB0 | WINCC/DATAMONITOR, 30 CLIENT LICENCES (COUNTABLE), OPTION F. WINCC AS OF V7.4 . RUNTIME-SW, SING | 20411.18
6AV6362-4AA07-4AA0 | WINCC/IND.DATABRIDGE V7.4, BASIC PACKAGE V7.4, OPTION F. WINCC V7.4 . DATA EXCHANGE W. DATA BASE | 1793.76
6AV6362-4AA07-4AE0 | WINCC/IND.DATABRIDGE V7.4, UPGRADE FROM V7.X TO V7.4, OPTION F. WINCC V7.4 . DATA EXCHANGE W. DA | 706.78
6AV6371-1DG07-4AX0 | WINCC/PROAGENT V7.4, PROZESSDIAGNOSTICS BASED ON S7-GRAPH AND S7-PDIAG, OPTION F.SIMATIC/WINCC V7 | 2264.96
6AV6371-1DG07-4AX3 | WINCC/PROAGENT UPGRADE FROM V7.X TO V7.4 FOR SIMATIC WINCC V7.4, RUNTIME-SW ON CD SINGLE LICENSE | 396.45
6AV2105-3MM04-0AE0 | SIMATIC WINCC RT PROFESSIONAL 65536 POWERTAGS V14, UPGRADE V11..V13 -> V14, RUNTIME-SW IN THE TIA | 6409.8
6AV2105-3MM04-0AK0 | SIMATIC WINCC RT PROFESSIONAL, 65536 POWERTAGS V14, UPGRADE V11..V13 -> V14, RUNTIME-SW IN THE TI | 5811.88
6AV2105-3PP04-0AE0 | SIMATIC WinCC RT Professional, 102400 Power-Tags V14, Upgrade V13 -> V14, Runtime-Software im TIA | 8986.72
6AV2105-3PP04-0AK0 | SIMATIC WinCC RT Professional, 102400 Power-Tags V14, Upgrade V13 -> V14, Runtime-Software im TIA | 8154.83
6AV2105-3RR04-0AE0 | SIMATIC WinCC RT Professional, 153600 Power-Tags V14, Upgrade V13 -> V14, Runtime-Software im TIA | 11703.38
6AV6381-2AB07-4AV3 | SIMATIC WINCC RC UPGRADE ASIA FROM V7.X TO V7.4 FOR SIMATIC WINCC RUNTIME & CONFIGURATION (RC), | 3816.64
6AV6381-2AB07-4AX3 | SIMATIC WINCC RC UPGRADE FROM V7.X TO V7.4 FOR SIMATIC WINCC RUNTIME & CONFIGURATION (RC) INCL. | 3816.64
6AV6381-2BC07-4AH0 | WINCC SYSTEMSOFTWARE V7.4, RT 128 (128 POWER TAGS), RUNTIME-SW, SINGLE LICENSE, SW AND LICENSE K | 4814.26
6AV6381-2BC07-4AV0 | WINCC SYSTEMSOFTWARE V7.4 ASIA, RT 128 (128 POWER TAGS), RUNTIME-SW, SINGLE LICENSE, SW AND DOCUM | 5413.8
6AV6381-2BJ07-4AH0 | WINCC SYSTEMSOFTWARE V7.4, RT 102400 (102400 POWER TAGS), RUNTIME-SW, SINGLE LICENSE, SW AND LIC | 18894.7
6AV6381-2BJ07-4AV0 | WINCC SYSTEMSOFTWARE V7.4 ASIA, RT 102400 (102400 POWER TAGS), RUNTIME-SW, SINGLE LICENSE, SW AND | 21247.4
6AV6381-2BJ07-4AX0 | WINCC SYSTEMSOFTWARE V7.4, RT 102400 (102400 POWER TAGS), RUNTIME-SW, SINGLE LICENSE, SW AND DOCU | 21247.4
6AV6362-2BJ00-0BB0 | WINCC/WEBUX OPERATE, 30 CLIENT LICENSES (COUNTABLE), OPTION F. WINCC AS OF V7.4 . RUNTIME-SW, SI | 42739.34
6AV6362-2BM00-0AH0 | WINCC/WEBUX OPERATE, 100 CLIENT LICENSES (COUNTABLE) OPTION F. WINCC AS OF V7.4 . RUNTIME-SW, SI | 87963.91
6AV6362-2BM00-0BB0 | WINCC/WEBUX OPERATE, 100 CLIENT LICENSES (COUNTABLE) OPTION F. WINCC AS OF V7.4 . RUNTIME-SW, SI | 98919.21
6AV6362-3AB00-0AH0 | WINCC/DATAMONITOR, 1 CLIENT LICENCE (COUNTABLE), OPTION F. WINCC AS OF V7.4 . RUNTIME-SW, SINGLE | 3139.52
6AV6362-4AF00-0AH0 | WINCC/INDUSTRIALDATABRIDGE, 1000 TAGS (COUNTABLE), OPTION F. WINCC AS OF V7.4 . DATA EXCHANGE W. | 3412.15
6AV6362-4AF00-0BB0 | WINCC/INDUSTRIALDATABRIDGE, 1000 TAGS (COUNTABLE), OPTION F. WINCC AS OF V7.4 . DATA EXCHANGE W. | 3838.31
6AV6362-4AH00-0AH0 | WINCC/INDUSTRIALDATABRIDGE, 3000 TAGS (COUNTABLE), OPTION F. WINCC AS OF V7.4 . DATA EXCHANGE W. | 5119.65
6AV6362-4AH00-0BB0 | WINCC/INDUSTRIALDATABRIDGE, 3000 TAGS (COUNTABLE), OPTION F. WINCC AS OF V7.4 . DATA EXCHANGE W. | 5756.73
6AV2105-3DD04-0AE0 | SIMATIC WINCC RT PROFESSIONAL 512 POWERTAGS V14, UPGRADE V11..V13 -> V14, RUNTIME-SW IN THE TIA P | 3540.41
6AV2105-3DD04-0AK0 | SIMATIC WINCC RT PROFESSIONAL, 512 POWERTAGS V14, UPGRADE V11..V13 -> V14, RUNTIME-SW IN THE TIA | 3210.59
6AV2105-3FF04-0AE0 | SIMATIC WINCC RT PROFESSIONAL 2048 POWERTAGS V14, UPGRADE V11..V13 -> V14, RUNTIME-SW IN THE TIA | 4338.19
6AV2105-3FF04-0AK0 | SIMATIC WINCC RT PROFESSIONAL, 2048 POWERTAGS V14, UPGRADE V11..V13 -> V14, RUNTIME-SW IN THE TIA | 3933.62
6AV2105-4BB04-0AK0 | SIMATIC WINCC RT PROFESSIONAL, 128 POWERTAGS V14, UPGR WINCC V7.0..V7.3 RT 128 -> WINCC RUNTIME P | 2076.49
6AV2105-4DD04-0AK0 | SIMATIC WINCC RT PROFESSIONAL, 512 POWERTAGS V14, UPGR WINCC V7.0..V7.3 RT 512 -> WINCC RUNTIME P | 3210.59
6AV2107-0CR00-0BH0 | SIMATIC WinCC Sm@rtServer for SIMATIC Basic Panels, Option for WinCC V14 or higher; runtime softw | 303.83
6AV6381-2BE07-4AH0 | WINCC SYSTEMSOFTWARE V7.4, RT 2048 (2048 POWER TAGS), RUNTIME-SW, SINGLE LICENSE, SW AND LICENSE | 9097.2
6AV6381-2BE07-4AV0 | WINCC SYSTEMSOFTWARE V7.4 ASIA, RT 2048 (2048 POWER TAGS), RUNTIME-SW, SINGLE LICENSE, SW AND DOC | 10229.68
6AV6381-2BE07-4AX0 | WINCC SYSTEMSOFTWARE V7.4, RT 2048 (2048 POWER TAGS), RUNTIME-SW, SINGLE LICENSE, SW AND DOCUMENT | 10229.68
6AV6381-2BF07-4AH0 | WINCC SYSTEMSOFTWARE V7.4, RT 65536 (65536 POWER TAGS), RUNTIME-SW, SINGLE LICENSE, SW AND LICEN | 13432.15
6AV6381-2BL07-4AX0 | WINCC SYSTEMSOFTWARE V7.4, RT 262144 (262144 POWER TAGS), RUNTIME-SW, SINGLE LICENSE, SW AND DOCU | 37886.88
6AV6381-2BM07-4AH0 | WINCC SYSTEMSOFTWARE V7.4, RC 128 (128 POWER TAGS), RUNTIME & CONFIGURATION -SW FLOATING LICENSE, | 7217.32
6AV6381-2BM07-4AV0 | WINCC SYSTEMSOFTWARE V7.4 ASIA, RC 128 (128 POWER TAGS), RUNTIME & CONFIGURATION -SW ON DVD, FLOA | 8115.84
6AV6381-2BM07-4AX0 | WINCC SYSTEMSOFTWARE V7.4, RC 128 (128 POWER TAGS), RUNTIME & CONFIGURATION -SW ON DVD, FLOATING | 8115.84
6AV6381-2BV07-4AV0 | WINCC SYSTEMSOFTWARE V7.4 ASIA, RC 262144 (262144 POWER TAGS), RUNTIME & CONFIGURATION -SW ON DVD | 38920.24
6AV6381-2BV07-4AX0 | WINCC SYSTEMSOFTWARE V7.4, RC 262144 (262144 POWER TAGS), RUNTIME & CONFIGURATION -SW ON DVD, FLO | 38920.24
6EP3337-8SB00-0AY0 | SITOP PSU8200 24 V/40 A STABILIZED POWER SUPPLY INPUT: 120/230 V AC OUTPUT: 24 V/40 A DC | 576.44
6EP3424-8UB00-0AY0 | SITOP PSU3800 12 V/20 A STABILIZED POWER SUPPLY INPUT: 3 400-500 V AC OUTPUT: 12 V/20 A DC OPTI | 330.44
6AV6371-2BG07-4AJ0 | WINCC POWERPACK RT 512/2048 FOR SIMATIC WINCC V7.4, RT LICENSE W/O VERSION CONVERSION FROM 512 T | 1696.28
6AV6371-2BG07-4AX0 | WINCC POWERPACK RT 512/2048 FOR SIMATIC WINCC V7.4, RT LICENSE W/O VERSION CONVERSION FROM 512 T | 1907.5
6AV6371-2BG17-4AJ0 | WINCC POWERPACK RC 512/2048 FOR SIMATIC WINCC V7.4, RT + CS LICENSE W/O VERSION CONVERSION FROM | 3530.67
6AV2105-3TT04-0AK0 | SIMATIC WinCC RT Professional, 262144 Power-Tags V14, Upgrade V13 -> V14, Runtime-Software im TIA | 14572.75
6AV6381-2AA07-4AK3 | SIMATIC WINCC RT UPGRADE FROM V7.X TO V7.4 FOR SIMATIC WINCC RUNTIME (RT) INCL. OPTIONS REDUNDAN | 1933.5
6AV6381-2AA07-4AX3 | SIMATIC WINCC RT UPGRADE FROM V7.X TO V7.4 FOR SIMATIC WINCC RUNTIME (RT) INCL. OPTIONS REDUNDAN | 2177.21
6AV6381-2BD07-4AH0 | WINCC SYSTEMSOFTWARE V7.4, RT 512 (512 POWER TAGS), RUNTIME-SW, SINGLE LICENSE, SW AND LICENSE K | 7397.67
6AV6381-2BD07-4AX0 | WINCC SYSTEMSOFTWARE V7.4, RT 512 (512 POWER TAGS), RUNTIME-SW, SINGLE LICENSE, SW AND DOCUMENTAT | 8322.18
6AV6381-2BF07-4AV0 | WINCC SYSTEMSOFTWARE V7.4 ASIA, RT 65536 (65536 POWER TAGS), RUNTIME-SW, SINGLE LICENSE, SW AND D | 15104.05
6AV6381-2BH07-4AH0 | WINCC SYSTEMSOFTWARE V7.4, RT 8192 (8192 POWER TAGS), RUNTIME-SW, SINGLE LICENSE, SW AND LICENSE | 10926.72
6AV6381-2BH07-4AX0 | WINCC SYSTEMSOFTWARE V7.4, RT 8192 (8192 POWER TAGS), RUNTIME-SW, SINGLE LICENSE, SW AND DOCUMENT | 12285.04
6AV6381-2BK07-4AV0 | WINCC SYSTEMSOFTWARE V7.4 ASIA, RT 153600 (153600 POWER TAGS), RUNTIME-SW, SINGLE LICENSE, SW AND | 27653.94
6AV6381-2BL07-4AH0 | WINCC SYSTEMSOFTWARE V7.4, RT 262144 (262144 POWER TAGS), RUNTIME-SW, SINGLE LICENSE, SW AND LIC | 33696.54
6AV6381-2BN07-4AV0 | WINCC SYSTEMSOFTWARE V7.4 ASIA, RC 512 (512 POWER TAGS), RUNTIME & CONFIGURATION -SW ON DVD, FLOA | 13825.34
6AV6381-2BP07-4AH0 | WINCC SYSTEMSOFTWARE V7.4, RC 2048 (2048 POWER TAGS), RUNTIME & CONFIGURATION -SW FLOATING LICENS | 15823.84
6AV6381-2BQ07-4AV0 | WINCC SYSTEMSOFTWARE V7.4 ASIA, RC 65536 (65536 POWER TAGS), RUNTIME & CONFIGURATION -SW ON DVD, | 25580.71
6AV6381-2BS07-4AH0 | WINCC SYSTEMSOFTWARE V7.4, RC 8192 (8192 POWER TAGS), RUNTIME & CONFIGURATION -SW FLOATING LICENS | 19577.1
6AV6381-2BU07-4AV0 | WINCC SYSTEMSOFTWARE V7.4 ASIA, RC 153600 (153600 POWER TAGS), RUNTIME & CONFIGURATION -SW ON DVD | 29447.7
6AV6381-2BV07-4AH0 | WINCC SYSTEMSOFTWARE V7.4, RC 262144 (262144 POWER TAGS), RUNTIME & CONFIGURATION -SW FLOATING LI | 34603.17
6EP3436-8MB00-2CY0 | SITOP PSU8600 20A/4X 5A PN STABILIZED POWER SUPPLY INPUT: 3 400-500 V AC OUTPUT: 24 V/20 A/4X 5 | 757.57
6EP3436-8UB00-0AY0 | SITOP PSU3800 24V/17A STABILIZED POWER SUPPLY INPUT: 3 400-500 V AC OUTPUT: 24 V/17 A DC OPTIMI | 351.25
6AV6371-2BD07-4AJ0 | WINCC POWERPACK RT 128/512 FOR SIMATIC WINCC V7.4, RT LICENSE W/O VERSION CONVERSION FROM 128 TO | 2583.42
6AV6371-2BD17-4AJ0 | WINCC POWERPACK RC 128/512 FOR SIMATIC WINCC V7.4, RT + CS LICENSE W/O VERSION CONVERSION FROM 1 | 5077.48
6AV6371-2BM07-4AX0 | WINCC POWERPACK RT 2048/8192 FOR SIMATIC WINCC V7.4, RT LICENSE W/O VERSION CONVERSION FROM 2048 | 2058.61
6AV6371-2BM17-4AX0 | WINCC POWERPACK RC 2048/8192 FOR SIMATIC WINCC V7.4, RT + CS LICENSE W/O VERSION CONVERSION FROM | 4224.45
6AV6371-2BP07-4AJ0 | WINCC POWERPACK RT 65536/102400 FOR SIMATIC WINCC V7.4, RT LICENSE W/O VERSION CONVERSION FROM 6 | 5462.55
6AV6371-2BP17-4AJ0 | WINCC POWERPACK RC 65536/102400 FOR SIMATIC WINCC V7.4, RT + CS LICENSE W/O VERSION CONVERSION F | 1842.51
6AV6371-2BR07-4AX0 | WINCC POWERP. RT 153600/262144 FOR SIMATIC WINCC V7.4, RT LICENSE W/O VERSION CONVERSION FROM 15 | 10239.44
6AV6371-2BR17-4AX0 | WINCC POWERP. RC 153600/262144 FOR SIMATIC WINCC V7.4, RT + CS LICENSE W/O VERSION CONVERSION FR | 9472.53
6AV6372-2BJ07-4BA0 | SEQUENCE EXECUTION SYSTEM, EXTENTION 5 UNITS, FOR SIMATIC WINCC V7.4, RUNTIME SOFTWARE, SINGLE L | 2511.93
6AV6372-2DG07-4AA0 | WINCC/PERFORMANCE MON. BASIC P, INCL. 30 ARCHIVE-TAGS, FOR SIMATIC WINCC V7.4, RUNTIME SW ON CD, | 6151.46
6AV6372-2HJ07-4AA0 | SEQUENCE EXECUTION SYSTEM, BASIC PCKG. INCL. 2 UNITS, FOR SIMATIC WINCC V7.4, RUNTIME SOFTWARE, | 3347.07
6AV6372-2JJ07-4BA0 | SEQUENCE EXECUTION SYSTEM, EXTENTION 5 UNITS, FOR SIMATIC WINCC V7.4, RUNTIME SOFTWARE, SINGLE L | 2232.46
6AV6362-3AD00-0BB0 | WINCC/DATAMONITOR, 3 CLIENT LICENCES (COUNTABLE), OPTION F. WINCC AS OF V7.4 . RUNTIME-SW, SINGL | 5400.9
6AV6362-3AF00-0BB0 | WINCC/DATAMONITOR, 10 CLIENT LICENCES (COUNTABLE), OPTION F. WINCC AS OF V7.4 . RUNTIME-SW, SING | 9886.32
6AV6362-4AA07-4AH0 | WINCC/IND.DATABRIDGE V7.4, BASIC PACKAGE V7.4, OPTION F. WINCC V7.4 . DATA EXCHANGE W. DATA BASE | 1593.92
6AV6362-4AD00-0AH0 | WINCC/INDUSTRIALDATABRIDGE, 300 TAGS (COUNTABLE), OPTION F. WINCC AS OF V7.4 . DATA EXCHANGE W. | 1535.33
6AV6371-1CB07-4AX0 | WINCC/USER ARCHIVES V7.4, OPTION F. WINCC V7.4, RUNTIME-SW, SINGLE LICENSE, LICENSE KEY ON USB ST | 1855.51
6AV6371-1CF07-4AX0 | WINCC/REDUNDANCY V7.4, OPTION F. WINCC V7.4, RUNTIME-SW, SINGLE LICENSE, LICENSE KEY ON USB STICK | 7808.75
6AV2105-3BB04-0AE0 | SIMATIC WINCC RT PROFESSIONAL 128 POWERTAGS V14, UPGRADE V11..V13 -> V14, RUNTIME-SW IN THE TIA P | 2287.71
6AV2105-3HH04-0AK0 | SIMATIC WINCC RT PROFESSIONAL, 4096 POWERTAGS V14, UPGRADE V11..V13 -> V14, RUNTIME-SW IN THE TIA | 4341.45
6AV2105-3KK04-0AK0 | SIMATIC WINCC RT PROFESSIONAL, 8192 POWERTAGS V14, UPGRADE V11..V13 -> V14, RUNTIME-SW IN THE TIA | 4729.76
6AV2105-3TT04-0AE0 | SIMATIC WinCC RT Professional, 262144 Power-Tags V14, Upgrade V13 -> V14, Runtime-Software im TIA | 16065.94
6AV2107-0CR00-0BB0 | SIMATIC WinCC Sm@rtServer for SIMATIC Basic Panels, Option for WinCC V14 or higher; runtime softw | 342.84
6AV6381-2AA07-4AV3 | SIMATIC WINCC RT UPGRADE ASIA FROM V7.X TO V7.4 FOR SIMATIC WINCC RUNTIME (RT) INCL. OPTIONS RED | 2177.21
6AV6381-2AB07-4AK3 | SIMATIC WINCC RC UPGRADE FROM V7.X TO V7.4 FOR SIMATIC WINCC RUNTIME & CONFIGURATION (RC) INCL. | 3394.19
6AV6381-2BC07-4AX0 | WINCC SYSTEMSOFTWARE V7.4, RT 128 (128 POWER TAGS), RUNTIME-SW, SINGLE LICENSE, SW AND DOCUMENTAT | 5413.8
6AV6381-2BD07-4AV0 | WINCC SYSTEMSOFTWARE V7.4 ASIA, RT 512 (512 POWER TAGS), RUNTIME-SW, SINGLE LICENSE, SW AND DOCUM | 8322.18
6AV6381-2BF07-4AX0 | WINCC SYSTEMSOFTWARE V7.4, RT 65536 (65536 POWER TAGS), RUNTIME-SW, SINGLE LICENSE, SW AND DOCUME | 15104.05
6AV6381-2BH07-4AV0 | WINCC SYSTEMSOFTWARE V7.4 ASIA, RT 8192 (8192 POWER TAGS), RUNTIME-SW, SINGLE LICENSE, SW AND DOC | 12285.04
6AV6381-2BK07-4AX0 | WINCC SYSTEMSOFTWARE V7.4, RT 153600 (153600 POWER TAGS), RUNTIME-SW, SINGLE LICENSE, SW AND DOCU | 27653.94
6AV6381-2BL07-4AV0 | WINCC SYSTEMSOFTWARE V7.4 ASIA, RT 262144 (262144 POWER TAGS), RUNTIME-SW, SINGLE LICENSE, SW AND | 37886.88
6AV6381-2BN07-4AH0 | WINCC SYSTEMSOFTWARE V7.4, RC 512 (512 POWER TAGS), RUNTIME & CONFIGURATION -SW FLOATING LICENSE, | 12294.79
6AV6381-2BN07-4AX0 | WINCC SYSTEMSOFTWARE V7.4, RC 512 (512 POWER TAGS), RUNTIME & CONFIGURATION -SW ON DVD, FLOATING | 13825.34
6AV6381-2BQ07-4AH0 | WINCC SYSTEMSOFTWARE V7.4, RC 65536 (65536 POWER TAGS), RUNTIME & CONFIGURATION -SW FLOATING LICE | 22747.07
6AV6381-2BQ07-4AX0 | WINCC SYSTEMSOFTWARE V7.4, RC 65536 (65536 POWER TAGS), RUNTIME & CONFIGURATION -SW ON DVD, FLOAT | 25580.71
6AV6381-2BS07-4AV0 | WINCC SYSTEMSOFTWARE V7.4 ASIA, RC 8192 (8192 POWER TAGS), RUNTIME & CONFIGURATION -SW ON DVD, FL | 22017.54
6AV6381-2BU07-4AH0 | WINCC SYSTEMSOFTWARE V7.4, RC 153600 (153600 POWER TAGS), RUNTIME & CONFIGURATION -SW FLOATING LI | 26175.38
6AV6381-2BU07-4AX0 | WINCC SYSTEMSOFTWARE V7.4, RC 153600 (153600 POWER TAGS), RUNTIME & CONFIGURATION -SW ON DVD, FLO | 29447.7
6EP3436-8SB00-2AY0 | SITOP PSU8600 stabilized power supply input | 592.36
6EP3437-8SB00-2AY0 | SITOP PSU8600 40A PN STABILIZED POWER SUPPLY INPUT: 3 400-500 V AC OUTPUT: 24 V/40 A DC WITH PN | 757.57
6AV6371-1KV17-4BX3 | WINCC/AUDIT RC UPGRADE FROM V7.X TO V7.4 FOR WINCC/AUDIT RC, AND WINCC/CHANGECONTROL, RUNTIME & | 1707.66
6AV6371-2BD07-4AX0 | WINCC POWERPACK RT 128/512 FOR SIMATIC WINCC V7.4, RT LICENSE W/O VERSION CONVERSION FROM 128 TO | 2908.38
6AV6371-2BG17-4AX0 | WINCC POWERPACK RC 512/2048 FOR SIMATIC WINCC V7.4, RT + CS LICENSE W/O VERSION CONVERSION FROM | 3967.74
6AV6371-2BQ07-4AJ0 | WINCC POWERP. RT 102400/153600 FOR SIMATIC WINCC V7.4 RT LICENSE W/O VERSION CONVERSION FROM 102 | 5694.89
6AV6371-2BQ07-4AX0 | WINCC POWERP. RT 102400/153600 FOR SIMATIC WINCC V7.4 RT LICENSE W/O VERSION CONVERSION FROM 102 | 6401.68
6AV6371-2BQ17-4AJ0 | WINCC POWERP. RC 102400/153600 FOR SIMATIC WINCC V7.4, RT + CS LICENSE W/O VERSION CONVERSION FR | 1593.92
6AV6371-2BQ17-4AX0 | WINCC POWERP. RC 102400/153600 FOR SIMATIC WINCC V7.4, RT + CS LICENSE W/O VERSION CONVERSION FR | 1793.76
6AV6371-2BR07-4AJ0 | WINCC POWERP. RT 153600/262144 FOR SIMATIC WINCC V7.4, RT LICENSE W/O VERSION CONVERSION FROM 15 | 9106.96
6AV6372-2DG07-4AX3 | WINCC/PERFORMANCE MON. UPGRADE FROM V7.X TO V7.4, FOR SIMATIC WINCC V7.4, RUNTIME-SW ON CD, SING | 2256.84
6AV6372-2DJ07-4AA0 | SEQUENCE EXECUTION SYSTEM, BASIC PCKG. INCL. 2 UNITS, FOR SIMATIC WINCC V7.4, RUNTIME SW ON CD, | 3766.27
6AV6372-2DJ17-4AA0 | SEQUENCE EXECUTION SYSTEM, BASIC PCKG. UPGRADE, FOR SIMATIC WINCC V7.4, RUNTIME SW ON CD, SINGLE | 1883.13
6AV6372-2HG07-4AA0 | WINCC/PERFORMANCE MON. BASIC P, INCL. 30 ARCHIVE-TAGS, FOR SIMATIC WINCC V7.4, RUNTIME SOFTWARE, | 4389.31
6ES7652-8AX28-0CE0 | SIMATIC PCS 7, SOFTWARE UPGRADE PACKAGE OS SINGLE STATION ASIA FROM V7.1 TO V8.2 SINGLE LICENSE | 3757.45
6ES7652-8AX28-0YE0 | SIMATIC PCS 7, SOFTWARE UPGRADE PACKAGE OS SINGLE STATION FROM V7.1 TO V8.2 SINGLE LICENSE F.1 I | 3757.45
6ES7652-8AX28-0YK0 | SIMATIC PCS 7, SOFTWARE UPGRADE PACKAGE OS SINGLE STATION FROM V7.1 TO V8.2 SINGLE LICENSE F.1 I | 3757.45
6ES7652-8BX28-0CE0 | SIMATIC PCS 7, SOFTWARE UPGRADE PACKAGE OS SERVER ASIA FROM V7.1 TO V8.2 SINGLE LICENSE F.1 INSTA | 7263.2
6ES7651-7AC28-0YK5 | SIMATIC PCS 7, SOFTWARE UPGRADE PACKAGE ENGINEERING (AS/OS: PO 250 TO 2000) FROM V7.1 TO V8.2 FL | 6259.42
6ES7651-7AF28-0CE5 | SIMATIC PCS 7, SOFTWARE UPGRADE PACKAGE ENGINEERING ASIA (AS/OS: PO UNLIMITED) FROM V7.1 TO V8.2 | 5607.61
6ES7651-7AF28-0YE5 | SIMATIC PCS 7, SOFTWARE UPGRADE PACKAGE ENGINEERING (AS/OS: PO UNLIMITED) FROM V7.1 TO V8.2 FLOA | 6259.42
6ES7651-7AF28-0YK5 | SIMATIC PCS 7, SOFTWARE UPGRADE PACKAGE ENGINEERING (AS/OS: PO UNLIMITED) FROM V7.1 TO V8.2 FLOA | 6259.42
6AV6371-1DQ17-4EX0 | WINCC/ARCHIVE V7.4, 30000 ARCHIVE TAGS (COUNTABLE) OPTION F. WINCC V7.4 RUNTIME-SW, SINGLE LICENS | 49933.08
6AV6371-1DR07-4AX0 | WINCC/CONNECTIVITY PACK V7.4, OPTION F. WINCC V7.4, RUNTIME-SW, SINGLE LICENSE, LICENSE KEY ON US | 2534.67
6AV6371-1DR17-4AX0 | WINCC/CONNECTIVITY STATION V7.4 OPTION F. WINCC V7.4, RUNTIME-SW, SINGLE LICENSE, LICENSE KEY ON | 7168.58
6AV6371-1DV07-4AX0 | WINCC/AUDIT RT V7.4, FOR EACH OPERATOR STATION, GENERATION OF AUDIT-TRAIL, OPTION FOR WINCC V7.4, | 1740.15
6AV6371-1HQ17-4EX0 | WINCC/ARCHIVE V7.4, 30000 ARCHIVE TAGS (COUNTABLE) OPTION F. WINCC V7.4 RUNTIME-SW, SINGLE LICENS | 44410.42
6AV6371-1HR07-4AX0 | WINCC/CONNECTIVITY PACK V7.4, OPTION F. WINCC V7.4, RUNTIME-SW, SINGLE LICENSE, LICENSE KEY DOWNL | 2253.58
6AV6371-1HR17-4AX0 | WINCC/CONNECTIVITY STATION V7.4 OPTION F. WINCC V7.4, RUNTIME-SW, SINGLE LICENSE, LICENSE KEY DOW | 6375.68
6AV6371-1HV07-4AX0 | WINCC/AUDIT RT V7.4, FOR EACH OPERATOR STATION, GENERATION OF AUDIT-TRAIL, OPTION FOR WINCC V7.4, | 1551.68
6AV6371-1HV17-4AX0 | WINCC/AUDIT RC V7.4, FOR ENGINEERING AUDIT TRAIL (RT A. ENG.) WITH VERSIONING, INCL. RT LICENSE, | 13659.61
6DL5422-1BA05-0BB5 | SIMATIC SIPAT, SOFTWARE CONCURRENT METHOD V5.0 FLOATING LICENSE F. 1 USER R-SW, WITHOUT SW AND DO | 31610.27
6DL5422-1BX05-0BB5 | SIMATIC SIPAT, SOFTWARE CONCURRENT METHOD V5.0 (UNLIMITED) FLOATING LICENSE F. 1 USER R-SW, WITH | 306.1
6DL5422-1CA05-0BB5 | SIMATIC SIPAT, SOFTWARE DATA MINER V5.0 FLOATING LICENSE F. 1 USER E-SW, WITHOUT SW AND DOCU. LI | 31610.27
6AV6381-2BK07-4AH0 | WINCC SYSTEMSOFTWARE V7.4, RT 153600 (153600 POWER TAGS), RUNTIME-SW, SINGLE LICENSE, SW AND LIC | 24591.21
6AV6381-2BP07-4AV0 | WINCC SYSTEMSOFTWARE V7.4 ASIA, RC 2048 (2048 POWER TAGS), RUNTIME & CONFIGURATION -SW ON DVD, FL | 17793.09
6AV6381-2BP07-4AX0 | WINCC SYSTEMSOFTWARE V7.4, RC 2048 (2048 POWER TAGS), RUNTIME & CONFIGURATION -SW ON DVD, FLOATIN | 17793.09
6AV6381-2BS07-4AX0 | WINCC SYSTEMSOFTWARE V7.4, RC 8192 (8192 POWER TAGS), RUNTIME & CONFIGURATION -SW ON DVD, FLOATIN | 22017.54
6AV6381-2BT07-4AH0 | WINCC SYSTEMSOFTWARE V7.4, RC 102400 (102400 POWER TAGS), RUNTIME & CONFIGURATION -SW FLOATING LI | 24591.21
6AV6381-2BT07-4AV0 | WINCC SYSTEMSOFTWARE V7.4 ASIA, RC 102400 (102400 POWER TAGS), RUNTIME & CONFIGURATION -SW ON DVD | 27653.94
6AV6381-2BT07-4AX0 | WINCC SYSTEMSOFTWARE V7.4, RC 102400 (102400 POWER TAGS), RUNTIME & CONFIGURATION -SW ON DVD, FLO | 27653.94
6EP3446-8SB10-0AY0 | SITOP PSU8200 36V/13A STABILIZED POWER SUPPLY INPUT: 3 400-500 V AC OUTPUT: 36 V/13 A DC | 367.16
6AV6371-1KG07-4AX3 | WINCC/PROAGENT UPGRADE FROM V7.X TO V7.4 FOR SIMATIC WINCC V7.4, RUNTIME-SW, SINGLE LICENSE, SW | 352.58
6AV6371-1KV07-4BX3 | WINCC/AUDIT RT UPGRADE FROM V7.X TO V7.4 FOR WINCC/AUDIT RT, RUNTIME-SW, SINGLE LICENSE, SW AND | 341.2
6AV6371-2BN07-4AJ0 | WINCC POWERPACK RT 8192/65536 FOR SIMATIC WINCC V7.4, RT LICENSE W/O VERSION CONVERSION FROM 819 | 2503.8
6AV6371-2BN07-4AX0 | WINCC POWERPACK RT 8192/65536 FOR SIMATIC WINCC V7.4, RT LICENSE W/O VERSION CONVERSION FROM 819 | 2817.38
6AV6371-2BN17-4AJ0 | WINCC POWERPACK RC 8192/65536 FOR SIMATIC WINCC V7.4, RT + CS LICENSE W/O VERSION CONVERSION FRO | 3186.21
6AV6371-2BN17-4AX0 | WINCC POWERPACK RC 8192/65536 FOR SIMATIC WINCC V7.4, RT + CS LICENSE W/O VERSION CONVERSION FRO | 3584.28
6AV6372-1DC07-4AX3 | WINCC/CALENDAR OPTIONS UPGRADE FROM V7.X TO V7.4, FOR WINCC OPTIONS WINCC/CALENDAR SCHEDULER AND | 420.82
6AV6372-1DD07-4AX0 | WINCC/EVENT NOTIFIER V7.4 OPTION FOR WINCC V7.4, RUNTIME A ENGINEERING SW ON CD, SINGLE LICENSE, | 3839.38
6AV6372-1HC07-4AX0 | WINCC/CALENDAR SCHEDULER V7.4 OPTION FOR WINCC V7.4 RUNTIME & CONFIGURATION -SW SINGLE LICENSE, | 1707.66
6AV6372-1HD07-4AX0 | WINCC/EVENT NOTIFIER V7.4 OPTION FOR WINCC V7.4, RUNTIME & CONFIGURATION -SW SINGLE LICENSE, SW | 3415.31
6AV6372-2KG07-4AX3 | WINCC/PERFORMANCE MON. UPGRADE FROM V7.X TO V7.4, FOR SIMATIC WINCC V7.4, RUNTIME SOFTWARE, SING | 2008.24
6ES7193-6BP20-2BB0 | SIMATIC ET 200SP, BASEUNIT BU20-P12+A4+0B, BU-TYPE B0, PACKING UNIT: 10 PIECES, PUSH-IN KLEMMEN, | 28.31
6ES7193-6CP00-2MA0 | SIMATIC ET 200SP, 10 COLOR IDENTIFICATION LABELS COLOR CODE CC00, FOR PERIPHERY MODULES, MODULE | 15.45
6ES7652-8CX28-0YK5 | SIMATIC PCS 7, SOFTWARE UPGRADE PACKAGE CLIENT, SFC VISUALIZATION FROM V7.1 TO V8.2 FLOATING LIC | 3577.66
6ES7652-8DX28-0YF0 | SIMATIC PCS 7, SOFTWARE UPGRADE PACKAGE WEB SERVER FROM V7.1 TO V8.2 SINGLE LICENSE F.1 INSTALLAT | 3143.18
6ES7652-8DX28-0YK0 | SIMATIC PCS 7, SOFTWARE UPGRADE PACKAGE WEB SERVER FROM V7.1 TO V8.2 SINGLE LICENSE F.1 INSTALLAT | 3143.18
6ES7652-8FX28-0YF0 | SIMATIC PCS 7, SOFTWARE UPGRADE PACKAGE MAINTENANCE STATION FROM V7.1 TO V8.2 SINGLE LICENSE F.1 | 3655.56
6ES7651-5AA28-6CE0 | SIMATIC PCS 7, SOFTWARE, UPGRADE PACKAGE ES SINGLE STATION ASIA SOFTNET REDCONNECT FROM V8.1 TO | 5258.62
6ES7651-5AX28-0CE5 | SIMATIC PCS 7, SOFTWARE, UPGRADE PACKAGE ENGINEERING ASIA FROM V8.X TO V8.2 FLOATING LICENSE F.1 | 3755.95
6ES7652-3AX28-2CE0 | SIMATIC PCS 7, SOFTWARE UPGRADE PACKAGE OS SINGLE STATION REDUNDANCY ASIA FROM V7.1 TO V8.2 SIN | 7104.18
6AV6371-1GC07-4AX0 | SIMATIC WINCC/ODK V7.4, OPEN DEVELOPMENT KIT, OPTION FOR SIMATIC WINCC V7.4 FOR C PROGRAMMING, S | 2732.89
6AV6371-1HA07-4AX0 | WINCC/SERVER V7.4, OPTION F. WINCC V7.4, RUNTIME-SW, SINGLE LICENSE, LICENSE KEY DOWNLOAD ****** | 6682.77
6AV6371-2BD17-4AX0 | WINCC POWERPACK RC 128/512 FOR SIMATIC WINCC V7.4, RT + CS LICENSE W/O VERSION CONVERSION FROM 1 | 5707.89
6AV6371-2BM07-4AJ0 | WINCC POWERPACK RT 2048/8192 FOR SIMATIC WINCC V7.4, RT LICENSE W/O VERSION CONVERSION FROM 2048 | 1832.77
6AV6371-2BM17-4AJ0 | WINCC POWERPACK RC 2048/8192 FOR SIMATIC WINCC V7.4, RT + CS LICENSE W/O VERSION CONVERSION FROM | 3754.89
6AV6371-2BP07-4AX0 | WINCC POWERPACK RT 65536/102400 FOR SIMATIC WINCC V7.4, RT LICENSE W/O VERSION CONVERSION FROM 6 | 6146.59
6AV6371-2BP17-4AX0 | WINCC POWERPACK RC 65536/102400 FOR SIMATIC WINCC V7.4, RT + CS LICENSE W/O VERSION CONVERSION F | 2074.85
6AV6371-2BR17-4AJ0 | WINCC POWERP. RC 153600/262144 FOR SIMATIC WINCC V7.4, RT + CS LICENSE W/O VERSION CONVERSION FR | 8424.54
6AV6372-1DC07-4AX0 | WINCC/CALENDAR SCHEDULER V7.4 OPTION FOR WINCC V7.4 RUNTIME & CONFIGURATION-SW ON CD, SINGLE LICE | 1918.88
6AV6372-1KC07-4AX3 | WINCC/CALENDAR OPTIONS UPGRADE FROM V7.X TO V7.4, FOR WINCC OPTIONS WINCC/CALENDAR SCHEDULER AND | 375.33
6AV6372-2BJ17-4BA0 | SEQUENCE EXECUTION SYSTEM, EXTENTION 5 UNITS UPGRADE, FOR SIMATIC WINCC V7.4, RUNTIME SOFTWARE, | 1254.34
6AV6372-2HJ17-4AA0 | SEQUENCE EXECUTION SYSTEM, BASIC PCKG. UPGRADE, FOR SIMATIC WINCC V7.4, RUNTIME SOFTWARE, SINGL | 1675.16
6AV6372-2JJ17-4BA0 | SEQUENCE EXECUTION SYSTEM, EXTENTION 5 UNITS UPGRADE, FOR SIMATIC WINCC V7.4, RUNTIME SOFTWARE, | 1117.86
6ES7652-8BX28-0YE0 | SIMATIC PCS 7, SOFTWARE UPGRADE PACKAGE OS SERVER FROM V7.1 TO V8.2 SINGLE LICENSE F.1 INSTALLATI | 7263.2
6ES7652-8CX28-0CF5 | SIMATIC PCS 7, SOFTWARE UPGRADE PACKAGE CLIENT, SFC VISUALIZATION ASIA FROM V7.1 TO V8.2 FLOATIN | 3577.66
6ES7652-8XX28-0YF0 | SIMATIC PCS 7, SOFTWARE SIMATIC ROUTE CONTROL UPGRADE PACKAGE FROM V7.1 TO V8.2 SINGLE LICENSE F | 6840.7
6ES7654-0XX20-0XA0 | SIMATIC PCS 7 REDUNDANT I/O-SUBSYSTEM ZUS FOR ET 200M WITH HOT SWAPPING OF MODULES DURING OPERATI | 3614.88
6ES7651-5AX28-0YE5 | SIMATIC PCS 7, SOFTWARE, UPGRADE PACKAGE ENGINEERING FROM V8.X TO V8.2 FLOATING LICENSE F.1 USER | 3755.95
6ES7651-7AC28-0CE5 | SIMATIC PCS 7, SOFTWARE UPGRADE PACKAGE ENGINEERING ASIA(AS/OS: PO 250 TO 2000) FROM V7.1 TO V8.2 | 5607.61
6ES7652-3AX28-2YK0 | SIMATIC PCS 7, SOFTWARE UPGRADE PACKAGE OS SINGLE STATION REDUNDANCY FROM V7.1 TO V8.2 SINGLE LI | 7929.9
6AV6371-1DQ17-4BX0 | WINCC/ARCHIVE V7.4, 5000 ARCHIVE TAGS (COUNTABLE) OPTION F. WINCC V7.4 RUNTIME-SW, SINGLE LICENSE | 19715.21
6AV6371-1DV17-4AX0 | WINCC/AUDIT RC V7.4 FOR ENGINEERING AUDIT TRAIL (RT A. ENG.) WITH VERSIONING, INCL. RT LICENSE, | 15357.53
6AV6371-1DV27-4AX0 | WINCC/CHANGECONTROL V7.4 FOR ENGINEERING AUDIT TRAIL (ENG.) WITH VERSIONING, INCL. RT LICENSE, | 10239.44
6AV6371-1HG07-4AX0 | WINCC/PROAGENT V7.4, PROZESSDIAGNOSTICS BASED ON S7-GRAPH AND S7-PDIAG, OPTION F.SIMATIC/WINCC V7 | 2016.36
6AV6371-1HQ17-4BX0 | WINCC/ARCHIVE V7.4, 5000 ARCHIVE TAGS (COUNTABLE) OPTION F. WINCC V7.4 RUNTIME-SW, SINGLE LICENSE | 17531.5
6AV6371-1HV27-4AX0 | WINCC/CHANGECONTROL V7.4, FOR ENGINEERING AUDIT TRAIL (ENG.) WITH VERSIONING, INCL. RT LICENSE, | 9106.96
6DL5422-1AX05-0BA5 | SIMATIC SIPAT, SOFTWARE BASE STATION V5.0 FLOATING LICENSE F. 1 USER R-SW, SW AND DOCU. ON DVD L | 3793.97
6DL5422-1DA05-1BB5 | SIMATIC SIPAT, SOFTWARE PRODUCTIVITY PACK V5.0 (ANALYSER ) FLOATING LICENSE F. 1 USER R-SW, WITH | 6320.21
6DL5422-1EA05-0BB5 | SIMATIC SIPAT, SOFTWARE PRODUCTIVITY PACK V5.0 (SIPAT EXPRESS) FLOATING LICENSE F. 1 USER R-SW, | 51064.57
6DL5422-8EA05-0BA5 | SIMATIC SIPAT EXPRESS, SOFTWARE ENGINEERING STATION V5.0 FLOATING LICENSE F. 1 USER E-SW, SW AND | 81703.03
6DL5422-8XB05-0BA5 | SIMATIC SIPAT, SOFTWARE BASE STATION V5.0 (4 METHODS) FLOATING LICENSE F. 1 USER R-SW, SW AND DOC | 122552.73
6DL5423-8CX12-0YE0 | ADVANCED PROCESS FUNCTIONS SOFTWARE, UPGRADE PACKAGE ENGINEERING BASIC PACKAGE FROM V1.4 TO V2.1 | 1338.76
6ES7652-8BX28-0YK0 | SIMATIC PCS 7, SOFTWARE UPGRADE PACKAGE OS SERVER FROM V7.1 TO V8.2 SINGLE LICENSE F.1 INSTALLATI | 7263.2
6ES7652-8CX28-0YF5 | SIMATIC PCS 7, SOFTWARE UPGRADE PACKAGE CLIENT, SFC VISUALIZATION FROM V7.1 TO V8.2 FLOATING LIC | 3577.66
6ES7652-8FX28-0YK0 | SIMATIC PCS 7, SOFTWARE UPGRADE PACKAGE MAINTENANCE STATION FROM V7.1 TO V8.2 SINGLE LICENSE F.1 | 3655.56
6ES7652-8XX28-0YK0 | SIMATIC PCS 7, SOFTWARE SIMATIC ROUTE CONTROL UPGRADE PACKAGE FROM V7.1 TO V8.2 SINGLE LICENSE F | 6840.7
6ES7651-5AX28-0YK5 | SIMATIC PCS 7, SOFTWARE, UPGRADE PACKAGE ENGINEERING FROM V8.X TO V8.2 FLOATING LICENSE F.1 USER | 3755.95
6ES7651-7AC28-0YE5 | SIMATIC PCS 7, SOFTWARE UPGRADE PACKAGE ENGINEERING (AS/OS: PO 250 TO 2000) FROM V7.1 TO V8.2 FL | 5607.61
6ES7652-3AX28-2YE0 | SIMATIC PCS 7, SOFTWARE UPGRADE PACKAGE OS SINGLE STATION REDUNDANCY FROM V7.1 TO V8.2 SINGLE LI | 7104.18
6AV6371-1DQ17-4AX0 | WINCC/ARCHIVE V7.4, 1500 ARCHIVE TAGS (COUNTABLE) OPTION F. WINCC V7.4 RUNTIME-SW, SINGLE LICENSE | 5883.37
6AV6371-1DQ17-4CX0 | WINCC/ARCHIVE V7.4, 10000 ARCHIVE TAGS (COUNTABLE) OPTION F. WINCC V7.4 RUNTIME-SW, SINGLE LICENS | 30716.68
6AV6371-1DV07-4BX3 | WINCC/AUDIT RT UPGRADE FROM V7.X TO V7.4 FOR WINCC/AUDIT RT, RUNTIME-SW, SINGLE LICENSE, SW AND | 386.69
6AV6371-1DV17-4BX3 | WINCC/AUDIT RC UPGRADE FROM V7.X TO V7.4 FOR WINCC/AUDIT RC, AND WINCC/CHANGECONTROL, RUNTIME & | 1918.88
6AV6371-1HQ17-4AX0 | WINCC/ARCHIVE V7.4, 1500 ARCHIVE TAGS (COUNTABLE) OPTION F. WINCC V7.4 RUNTIME-SW, SINGLE LICENSE | 5235.07
6AV6371-1HQ17-4CX0 | WINCC/ARCHIVE V7.4, 10000 ARCHIVE TAGS (COUNTABLE) OPTION F. WINCC V7.4 RUNTIME-SW, SINGLE LICENS | 27322.48
6DL5410-8BX28-0YE0 | PCS 7 ADVANCED PROCESS GRAPHICS, SOFTWARE, UPGRADE PACKAGE ENGINEERING AND RUNTIME FROM V8.X TO | 2434.45
6DL5422-1DA05-2BB5 | SIMATIC SIPAT, SOFTWARE PRODUCTIVITY PACK V5.0 (OPC UA ADI ANALYSER ) FLOATING LICENSE F. 1 USER | 7150.43
6DL5422-4AX05-0BA5 | SIMATIC SIPAT EXPRESS, SOFTWARE BASE STATION V5.0 FLOATING LICENSE F. 1 USER R-SW, SW AND DOCU. O | 614.64
6DL5422-8XA05-0BA5 | SIMATIC SIPAT, SOFTWARE BASIC PACKAGE V5.0 (1 METHOD) FLOATING LICENSE F. 1 USER R-SW, SW AND DOC | 88507.51
6DL5422-8XC05-0BA5 | SIMATIC SIPAT, SOFTWARE TEST ENVIRONMENT V5.0 FLOATING LICENSE F. 1 USER R-SW, SW AND DOCU. ON DV | 10117.25
6DL5423-8BX12-0YE0 | ADVANCED PROCESS FUNCTIONS SOFTWARE, UPGRADE PACKAGE RUNTIME PACKAGE FROM V2.0 TO V2.1 FLOATING | 688.02
6DL5423-8DX12-0YE0 | ADVANCED PROCESS FUNCTIONS SOFTWARE, UPGRADE PACKAGE RUNTIME PACKAGE FROM V1.4 TO V2.1 FLOATING | 1145.88
6ES7652-3BX28-2CE0 | SIMATIC PCS 7, SOFTWARE UPGRADE PACKAGE OS SERVER REDUNDANCY ASIA FROM V7.1 TO V8.2 SINGLE LICEN | 10246.21
6ES7652-5AX28-0YK0 | SIMATIC PCS 7, SOFTWARE, UPGRADE PACKAGE OS SINGLE STATION FROM V8.X TO V8.2 SINGLE LICENSE F.1 | 2253.27
6ES7416-2XP07-0AB0 | SIMATIC S7-400, CPU 416-2, CENTRAL PROCESSING UNIT WITH: 8 MB WORKING MEMORY, (4 MB CODE, 4 MB DA | 16399.25
6ES7526-2BF00-0AB0 | SIMATIC S7-1500, FAILSAFE DIGITAL OUTPUT MODULE F-DQ 8X24VDC 2A PPM PROFISAFE; 35 MM WIDTH; UP T | 1134.5
6ES7592-6EF00-1AA0 | SIMATIC DP, SPARE PART 5 E-CODING ELEMENTS TYPE F, USABLE FOR ET 200MP MODULES F-DI, F-DQ; 5 PIE | 128.97
6ES7648-2AL80-0PA0 | SIMATIC IPC memory extension, memory module 16 GB (1x 16 GB), DDR4-2133 SDRAM, DIMM, for SIMATIC | 950.95
6ES7657-8XX28-0YK0 | SIMATIC PCS 7, SOFTWARE SIMATIC BATCH UPGRADE PACKAGE SERVER FROM V7.X TO V8.2 SINGLE LICENSE F. | 6009.22
6GK5106-2BB00-2AC2 | SCALANCE XC106-2, UNMANAGED IE SWITCH, 6 X 10/100MBIT/S RJ45 PORTS, 2 X 100MBIT/S MULTIMODE BFOC, | 850.81
6GK5208-0UA00-5ES6 | SCALANCE X208POE EEC, MANAGED IE SWITCH, 8 X 10/100MBIT/S M12-PORTS, IP65/67, LED-DIAGNOSIS, FAUL | 2269.98
6ES7412-2XK07-0AB0 | SIMATIC S7-400, CPU 412-2 CENTRAL PROCESSING UNIT WITH: 1 MB WORKING MEMORY, (0,5 MB CODE; 0,5 MB | 5165.58
6DL5422-1DA05-0BB5 | SIMATIC SIPAT, SOFTWARE PRODUCTIVITY PACK V5.0 (ANALYSER TYPE) FLOATING LICENSE F. 1 USER R-SW, | 25532.27
6DL5422-8XD05-0BT7 | SIMATIC SIPAT, SOFTWARE DEMO VERSION V5.0 DEMO LICENSE FOR 180 DAYS W/O WARRENTY AND LIABILITY, | 378.93
6DL5423-8AX12-0YA0 | ADVANCED PROCESS FUNCTIONS SOFTWARE, ENGINEERING BASIC PACKAGE V2.1, FLOATING LICENSE F.1 USER E | 2810.64
6DL5423-8AX12-0YE0 | ADVANCED PROCESS FUNCTIONS SOFTWARE, UPGRADE PACKAGE ENGINEERING BASIC PACKAGE FROM V2.0 TO V2.1 | 806.24
6DL5423-8BX12-0YA0 | ADVANCED PROCESS FUNCTIONS SOFTWARE, RUNTIME PACKAGE V2.1, FLOATING LICENSE F.1 USER R-SW, SW ON | 2408.76
6ES7528-0AA10-7AA0 | SIMATIC S7-1500, SPARE PART FRONT DOOR FOR F-IO MODUELS, CONSISTING OF: * FRONT DOOR (UNLABELED), | 87.39
6ES7531-7NF00-0AB0 | SIMATIC S7-1500, ANALOG INPUT MODULE AI 8 X U/I HF, 16 BITS OF RESOLUTION, ACCURACY 0.1%, 8 CHA | 1224.65
6ES7531-7PF00-0AB0 | SIMATIC S7-1500, ANALOG INPUT MODULE AI 8 X U/R/RTD/TC HF, 16 BITS OF RESOLUTION, ACCURACY 0.1%, | 1382.76
6ES7532-5ND00-0AB0 | SIMATIC S7-1500, ANALOG OUTPUT MODULE AQ 4 X U/I HF, 16 BITS OF RESOLUTION, ACCURACY 0.1%, 4 CH | 1056.83
6ES7657-5XX28-0YF5 | SIMATIC PCS 7, SOFTWARE, SIMATIC BATCH UPGRADE PACKAGE CLIENT FROM V8.X TO V8.2 FLOATING LICENSE | 1030.75
6ES7657-5XX28-0YK0 | SIMATIC PCS 7, SOFTWARE, SIMATIC BATCH UPGRADE PACKAGE SERVER FROM V8.X TO V8.2 SINGLE LICENSE F | 3604.62
6ES7657-5XX28-0YK5 | SIMATIC PCS 7, SOFTWARE, SIMATIC BATCH UPGRADE PACKAGE CLIENT FROM V8.X TO V8.2 FLOATING LICENSE | 1030.75
6ES7657-8XX28-0YF0 | SIMATIC PCS 7, SOFTWARE SIMATIC BATCH UPGRADE PACKAGE SERVER FROM V7.X TO V8.2 SINGLE LICENSE F. | 6009.22
6GK5116-0BA00-2AC2 | SCALANCE XC116, UNMANAGED IE SWITCH, 16 X 10/100MBIT/S RJ45 PORTS, LED-DIAGNOSIS, FAULT SIGNAL C | 884.03
6GK5124-0BA00-2AC2 | SCALANCE XC124, UNMANAGED IE SWITCH, 24 X 10/100MBIT/S RJ45 PORTS, LED-DIAGNOSIS, FAULT SIGNAL C | 1256.27
6GK5208-0HA00-2AS6 | SCALANCE XP208, MANAGED IE SWITCH, 8 X 10/100MBIT/S M12-PORTS, IP65/67, LED-DIAGNOSIS, FAULT SIG | 1558.7
6GK5208-0HA00-2ES6 | SCALANCE XP208EEC, MANAGED IE SWITCH WITH RAILWAY CERTFICAT. (EN50155, EN45545); 8 X 10/100MBIT/ | 1740.31
6GK1901-1BB50-0AA0 | IE RJ45 PORT LOCK RJ45 PORT LOCK WITH KEY FOR MECANICAL LOCK OF RJ45 PORTS 1 PACK = 1 PCS | 62.41
6GK5216-0HA00-2AS6 | SCALANCE XP216, MANAGED IE SWITCH, 12 X 10/100MBIT/S M12-PORTS, 4 X 10/100/1000MBIT/S M12-PORTS | 2678.57
6GK5216-0HA00-2ES6 | SCALANCE XP216EEC, MANAGED IE SWITCH WITH RAILWAY CERTFICAT. (EN50155, EN45545); 12 X 10/100MBIT | 2875.29
6GK5216-0HA00-2TS6 | SCALANCE XP216 (EIP), MANAGED IE SWITCH, 12 X 10/100MBIT/S M12-PORTS, 4 X 10/100/1000MBIT/S M12-P | 2678.57
6GK5216-0UA00-5ES6 | SCALANCE XP216POE EEC, MANAGED IE SWITCH WITH RAILWAY CERTFICAT. (EN50155, EN45545); 8 X 10/100M | 3586.55
6ES7823-0BA00-1BA0 | SIMATIC OPC UA S7-1500 Small, single runtime license, contains certificate of license OPC UA Serv | 212.7
6ES7823-0BA00-1CA0 | SIMATIC OPC UA S7-1500 Medium, single runtime license, contains certificate of license OPC UA Ser | 423.89
6ES7823-0BA00-1DA0 | SIMATIC OPC UA S7-1500 Large, single runtime license, contains certificate of license OPC UA Serv | 638.09
6ES7823-0BE00-1BA0 | SIMATIC OPC UA S7-1500 Small, single runtime license download contains certificate of license OPC | 177.76
6ES7823-1FA00-0YL5 | SIMATIC S7-PLCSIM Advanced Software Update Service (SUS); Within the framwork of this contract, y | 1123.63
6ES7823-1FE00-0YL5 | SIMATIC S7-PLCSIM Advanced SUS (Download) Software Update Service; Within the framwork of this c | 934.87
6ES7833-1FB14-0YE5 | SIMATIC S7, F Programming Tool, STEP 7 Safety Basic V14, Upgrade V13 SP1 -> V14; for parallel usi | 178.73
6ES7195-3BE00-0YA0 | EK-ERTEC 200P PN IO EVALUATION KIT FOR PN IO, DEVICE BASED ON ERTEC 200P EVALUATION BOARD EB 200P | 1850.63
6AV6371-1HB07-4AX0 | WINCC/USER ARCHIVES V7.4, OPTION F. WINCC V7.4, RUNTIME-SW, SINGLE LICENSE, LICENSE KEY DOWNLOAD | 1654.04
6AV6371-1HF07-4AX0 | WINCC/REDUNDANCY V7.4, OPTION F. WINCC V7.4, RUNTIME-SW, SINGLE LICENSE, LICENSE KEY DOWNLOAD ** | 6944.36
6DL5410-8AA28-0YE0 | PCS 7 INDUSTRY LIBRARY, SOFTWARE, UPGRADE PACKAGE ENGINEERING AND RUNTIME FROM V8.X TO V8.2 LIC | 2161.22
6DL5422-4BA05-0BB5 | SIMATIC SIPAT EXPRESS, SOFTWARE CONCURRENT METHOD V5.0 FLOATING LICENSE F. 1 USER R-SW, WITHOUT S | 5104.95
6DL5422-4CA05-0BB5 | SIMATIC SIPAT EXPRESS, SOFTWARE DATA MINER V5.0 FLOATING LICENSE F. 1 USER E-SW, WITHOUT SW AND D | 5104.95
6DL5422-4DA05-0BB5 | SIMATIC SIPAT EXPRESS, SOFTWARE PRODUCTIVITY PACK V5.0 (ANALYSER TYPE) FLOATING LICENSE F. 1 USER | 5104.95
6DL5422-4DA05-1BB5 | SIMATIC SIPAT EXPRESS, SOFTWARE PRODUCTIVITY PACK V5.0 (ANALYSER ) FLOATING LICENSE F. 1 USER R- | 1021.46
6DL5422-4DA05-2BB5 | SIMATIC SIPAT EXPRESS, SOFTWARE PRODUCTIVITY PACK V5.0 (OPC UA ADI ANALYSER ) FLOATING LICENSE F. | 1430.83
6ES7652-3BX28-2YE0 | SIMATIC PCS 7, SOFTWARE UPGRADE PACKAGE OS SERVER REDUNDANCY FROM V7.1 TO V8.2 SINGLE LICENSE F. | 10246.21
6ES7652-3BX28-2YK0 | SIMATIC PCS 7, SOFTWARE UPGRADE PACKAGE OS SERVER REDUNDANCY FROM V7.1 TO V8.2 SINGLE LICENSE F. | 11437.13
6ES7652-5AX28-0CE0 | SIMATIC PCS 7, SOFTWARE, UPGRADE PACKAGE OS SINGLE STATION ASIA FROM V8.X TO V8.2 SINGLE LICENSE | 2253.27
6ES7652-5AX28-0YE0 | SIMATIC PCS 7, SOFTWARE, UPGRADE PACKAGE OS SINGLE STATION FROM V8.X TO V8.2 SINGLE LICENSE F.1 | 2253.27
6ES7416-3XS07-0AB0 | SIMATIC S7-400, CPU 416-3, CENTRAL PROCESSING UNIT WITH: 16 MB WORKING MEMORY, (8 MB KB CODE, 8 M | 22470.23
6ES7648-1AA01-0XC0 | Tower kit, for conversion of Rack PC in Industry Tower PC, for SIMATIC IPC547G | 103.25
6ES7648-2AK70-0PA0 | SIMATIC IPC Memory extension, Memory module 8 GB (1x 8 GB), DDR4 2400 SDRAM, SODIMM, for SIMATIC | 489.91
6ES7648-2AK80-0PA0 | SIMATIC IPC Memory extension, MemoryEmodulee16 GB (1x 16 GB), DDR4 2400 SDRAM, SODIMM, for SIMATI | 979.81
6ES7648-2AL60-0PA0 | SIMATIC IPC memory extension, memory module 4 GB (1x 4 GB), DDR4-2133 SDRAM, DIMM, for SIMATIC Ra | 253
6BK1900-6BA00-0AA0 | SIPLUS HCS4X00 CONNCETOR SET AS SPARE PART. FOR IO4000 DI/DO CONSISTING OF 8 CONNECTORS 18-POLE. | 193.35
6BK1942-6EA00-0AA0 | SIPLUS HCS4200 CONNCETOR SET AS SPARE PART FOR POWER OUTPUTS POM4220 MIDRANGE. CONSISTING OF 6 C | 134.86
6BK1942-6GA00-0AA0 | SIPLUS HCS4200 CONNCETOR SET AS SPARE PART FOR POWER INPUT POM4220 MIDRANGE. CONSISTING OF 6 CON | 123.48
6GK1907-0DC00-6AA5 | M12 POWER T-TAP PRO (A-CODED); ENERGY-T-CONNECTOR F. XP-200 MIT 2 M12 SOCKET INSERTS AND ONE M12 | 293.5
6ES7414-2XL07-0AB0 | SIMATIC S7-400, CPU 414-2 CENTRAL PROCESSING UNIT WITH: 2 MB WORKING MEMORY, (1 MB CODE, 1 MB DAT | 7142.83
6ES7414-3FM07-0AB0 | SIMATIC S7-400, CPU414F-3 PN/DP CENTRAL PROCESSING UNIT WITH: 4 MB WORKING MEMORY, (2 MB KB CODE, | 13275.51
6ES7414-3XM07-0AB0 | SIMATIC S7-400, CPU 414-3 CENTRAL PROCESSING UNIT WITH: 4 MB WORKING MEMORY, (2 MB KB CODE, 2 MB | 11689.97
6ES7416-2FP07-0AB0 | SIMATIC S7-400, CPU 416F-2, CENTRAL PROCESSING UNIT WITH: 8 MB WORKING MEMORY, (4 MB CODE, 4 MB D | 17393.61
6ES7823-1AE00-0YL5 | TIA Portal Multiuser Engineering SUS (Download) Software Update Service; Within the framwork of | 169.3
6ES7823-1CA00-0YA0 | TIA Portal Cloud Connector single license; for use with separately licensed TIA Portal products, | 714.64
6ES7833-1CC26-0YK5 | SIMATIC S7, SOFTWARE F-SYSTEMS V6.2, UPGRADE FROM V6.X SINGLE / FLOATING LICENSE TO V6.2 FLOATIN | 1026.26
6ES7194-2LN15-0AA0 | BUS CABLE FOR ET-CONNECTION, PREASSEMBLED WITH 2 X M8 CONNECTORS, 4 CORE, SHIELDED, LENGTH 15M | 109.41
6ES7194-2LN15-0AB0 | BUS CABLE FOR ET-CONNECTION, PREASSEMBLED WITH 2 X M8 CONNECTORS ANGLED, 4 CORE, SHIELDED, LENGTH | 115.85
6GK1900-0AQ00 | C-PLUG REPLACEABLE MEDIUM FOR SIMPLE DEVICE EXCHANGE IN CASE OF FAILURE; FOR STORAGE OF CONFIGU | 203.83
6GK1900-1RB00-2AB0 | FC FO LC PLUG FOR ON-SITE MOUNTING TO FC FO CABLES (62,5/200/230) PACK: 10 PCS DUPLEX PLUGS CLE | 1259.86
6ES7823-0AA00-1AA0 | SIMATIC ProDiag S7-1500, Single Runtime License, contains certificate of license for 250 supervis | 290.18
6ES7823-0BE00-1DA0 | SIMATIC OPC UA S7-1500 Large, single runtime license download contains certificate of license OPC | 533.27
6ES7823-1CE00-0YA0 | TIA Portal Cloud Connector single license download; for use with separately licensed TIA Portal p | 594.77
6ES7823-1EA00-0YL5 | TIA Portal Teamcenter Gateway software update service (SUS) for TIA Portal Teamcenter Gateway; U | 407.5
6ES7823-1EE00-0YL5 | TIA Portal Teamcenter Gateway software update service (SUS) for TIA Portal Teamcenter Gateway dow | 340.08
6ES7833-1CC26-0YE5 | SIMATIC S7, SOFTWARE F SYSTEMS V6.2, UPGRADE FROM V6.X SINGLE / FLOATING LICENSE TO V6.2 FLOATIN | 1026.26
6ES7194-2AC00-0AA0 | M8 POWER CONNECTOR, SOCKET INSERT, 4 PIN | 23.18
6ES7194-2LH02-1AA0 | POWER CABLE M8, PREASSEMBLED WITH M8 PLUG AND M8 SOCKET, 4 CORE, LENGTH 0,19M | 20.6
6ES7194-2LN15-1AB0 | POWER CABLE M8, PREASSEMBLED WITH M8 PLUG ANGLED AND M8 SOCKET ANGLED, 4 CORE, LENGTH 15M | 52.77
6ES7194-4AP00-0AA0 | SIMATIC DP, Connection module for ET200pro CPU 1516PRO-2 PN, 3 x M12 and 2 x 7/8" for 2 x PROFINE | 185.86
6ES7212-1HF40-0XB0 | SIMATIC S7-1200, CPU 1212FC, COMPACT CPU, DC/DC/RLY, ONBOARD I/O: 8 DI 24V DC; 6 DO RELAY 2A; 2 | 617.25
6ES7292-1AG40-0XA2 | SIMATIC S7-1200, Spare part, I/O Terminal block TIN, keyed middle, Top, 7 pins for Voltage Input | 37.23
6ES7672-7AC01-0YG0 | SIMATIC S7-1500, Software Controller CPU 1507S Version 2.0, Single License f. 1 Install., R-SW, | 1621.08
6ES7658-1CX28-2YK5 | SIMATIC VERSION CROSS MANAGER, SOFTWARE, UPGRADE FROM V7.1 TO V8.2, FLOATING LICENSE F.1 USER E- | 2352.13
6FX2001-5FD13-1AA0 | ABSOLUTE ENCODER SINGLETURN 6FX2001-5FD13 24 BIT WITH DRIVE-CLIQ; CONNECTOR M12 SYNCHR. FLANGE; | 971.97
6FX2001-5QD13-1AA0 | ABSOLUTE ENCODER SINGLETURN 6FX2001-5QD13 24 BIT WITH DRIVE-CLIQ; CLAMP FLANGE; SHAFT 10MM | 971.97
6FX2001-5WD25-1AA0 | ABSOLUTE ENCODER MULTITURN 6FX2001-5WD25 36 BIT WITH DRIVE-CLIQ; HOLLOW SHAFT 12MM | 1315.91
6ES7972-0BA61-0XA0 | SIMATIC DP, BUS CONNECTOR FOR PROFIBUS UP TO 12 MBIT/S 35 DEGREE ANGLE CABLE OUTLET, IPCD TECHOLO | 57.92
6GK6050-0AR00-1PS0 | RUGGEDCOM RE Panels for MX5000RE Power Module 1 | 1185.8
6GK6050-0AR00-4RD0 | RUGGEDCOM REPN-4RUD1 4 x Micro-D connectors to RJ45 connectors | 4239.6
6GK6000-8HT02-0CA0 | 12 SFP Dust covers for RUGGEDCOM Products | 116.12
6GK6000-8VH10-1FF0 | RUGGEDCOM N-CONNECT MALE/MALE FLEXIBLE CONNECTION CABLE PREASSEMBLED; WITH RAILWAY CERTIFICAT.; L | 132.73
6GK6090-0GK00-0AA0 | The RUGGEDCOM RS900G is an industrially hardened, fully managed Ethernet switch providing dual | 2761.45
6GK6000-8DD30-0AA0 | RUGGEDCOM M12 TO DB9, 3m, UNSHIELDED CONSOLE CABLE FOR RS969 AND M969 | 167.98
6SL3223-0DE25-5AG1 | SINAMICS G120P POWER MODULE PM230 WITH BUILT IN CL. A FILTER PROTECTION IP55 / UL TYPE12 3AC380- | 1317.75
6SL3223-0DE31-1BG1 | SINAMICS G120P POWER MODULE PM230 WITH BUILT IN CL. B FILTER PROTECTION IP55 / UL TYPE12 3AC380- | 2595.56
6SL3223-0DE31-5BG1 | SINAMICS G120P POWER MODULE PM230 WITH BUILT IN CL. B FILTER PROTECTION IP55 / UL TYPE12 3AC380- | 3474.03
6SL3266-1AR00-0VA0 | SINAMICS V20 FSAA/FSAB SHIELD CONNECTION KIT SIZE: 67x10x80(WXHXD) | 5.66
6SL3266-1ER00-0VA0 | SINAMICS V20 FSAA/FSAB MIGRATION MOUNTING KIT SIZE: 90x150x5(WXHXD) | 4.96
6SL3310-1PE37-4AA0 | SINAMICS G120P POWER MODULE IP20 AC 380-480V, 50/60HZ, 735A NOM. POWER RATING: 400KW 6-PULSE SUP | 41031.44
6DL5430-8AX28-0XE0 | CEMAT, SOFTWARE UPGRADE PACKAGE V8.2, DATA MEDIUM WITH WINCC, USER ARCHIVE UPGRADE LICENSE, UTIL | 143.61
6ES7416-3FS07-0AB0 | SIMATIC S7-400, CPU416F-3 PN/DP CENTRAL PROCESSING UNIT WITH: 16 MB WORKING MEMORY, (8 MB KB CODE | 24946.83
6ES7516-2PN00-0AB0 | SIMATIC DP, CPU 1516PRO-2 PN for ET 200pro, Central processing unit with work memory 1 MB for pr | 6666.51
6ES7526-1BH00-0AB0 | SIMATIC S7-1500, FAILSAFE DIGITAL INPUT MODULE, F-DI 16X24VDC PROFISAFE; 35 MM WIDTH; UP TO PL E | 986.1
6ES7648-0EH00-1BA0 | SIMATIC PC SPAREPART, REMOVABLE TRAY 3.5" HARD DISK (SATA/SAS) OR 2.5 SSD (SATA), W/O DRIVE; FO | 71.26
6ES7648-2AL70-0PA0 | SIMATIC IPC memory extension, memory module 8 GB (1x 8 GB), DDR4-2133 SDRAM, DIMM, for SIMATIC Ra | 475.47
6ES7657-5XX28-0YF0 | SIMATIC PCS 7, SOFTWARE, SIMATIC BATCH UPGRADE PACKAGE SERVER FROM V8.X TO V8.2 SINGLE LICENSE F | 3604.62
6ES7657-8XX28-0YF5 | SIMATIC PCS 7, SOFTWARE SIMATIC BATCH UPGRADE PACKAGE CLIENT FROM V7.X TO V8.2 FLOATING LICENSE | 1718.42
6ES7657-8XX28-0YK5 | SIMATIC PCS 7, SOFTWARE SIMATIC BATCH UPGRADE PACKAGE CLIENT FROM V7.X TO V8.2 FLOATING LICENSE | 1718.42
6BK1900-6AA00-0AA0 | SIPLUS HCS4X00 CONNCETOR SET AS SPARE PART FOR PM4000 U/I. CONSISTING OF 10 CONNECTORS 8-POLE. | 120.24
6GK5004-2BD00-1AB2 | SCALANCE XB004-2 UNMANAGED INDUSTRIAL ETHERNET SWITCH FOR 10/100 MBIT/S; WITH 4 X 10/100 MBIT/S T | 445.35
6GK5108-0BA00-2AC2 | SCALANCE XC108, UNMANAGED IE SWITCH, 8 X 10/100MBIT/S RJ45 PORTS, LED-DIAGNOSIS, FAULT SIGNAL CO | 485.21
6GK5208-0HA00-2TS6 | SCALANCE XP208 (EIP), MANAGED IE SWITCH, 8 X 10/100MBIT/S M12-PORTS, IP65/67, LED-DIAGNOSIS, FAUL | 1558.7
6ES7412-1XJ07-0AB0 | SIMATIC S7-400, CPU 412-1 CENTRAL PROCESSING UNIT WITH: 512 KB WORKING MEMORY, (256 KB CODE, 256 | 2658.83
6GK1900-0RL00-0AA0 | FC FO TERMINATION kit, FOR FC LC PLUG KIT FOR ON-SITE PREASSEMBLING OF FC LC PLUGS TO FC FOC CAB | 4851.89
6GK1901-0BP10-6AA0 | IE RJ45 COUPLER PRO; IP65; RJ45 PUSH PULL COUPLER FOR ON-SITE MOUNTING WITH IE FC RJ45 PLUG PRO | 164.66
6ES7791-2BA22-0AA0 | SIMATIC Field PG M5 Solid State DriveE Kit, 512 GB SATA SSD incl. bag and screwdriver for Field | 1111.36
6ES7823-0AE00-1AA0 | SIMATIC ProDiag S7-1500, Single Runtime License Download contains certificate of license for 250 | 258.27
6ES7823-0BE00-1CA0 | SIMATIC OPC UA S7-1500 Medium, single runtime license download contains certificate of license OP | 353.99
6ES7823-1AA00-0YL5 | TIA Portal Multiuser Engineering Software Update Service (SUS); Within the framwork of this cont | 205.26
6ES7833-1CC26-0YA5 | SIMATIC S7, SOFTWARE F SYSTEMS V6.2, FLOAT. LICENSE F.1 INSTALLATION R-SW, WITHOUT SW AND DOCU. | 3073.71
6ES7833-1CC26-0YH5 | SIMATIC S7, SOFTWARE F-SYSTEMS V6.2, FLOATING LICENSE F.1 USER, R-SW, WITHOUT SW AND DOCU. LICEN | 3073.71
6ES7194-2LH02-0AA0 | BUS CABLE FOR ET-CONNECTION, PREASSEMBLED WITH 2 X M8 CONNECTORS, 4 CORE, SHIELDED, LENGTH 0,19M | 33.47
6ES7194-2LN15-1AC0 | POWER CABLE M8, PREASSEMBLED ONE SIDE WITH M8 SOCKET, 4 CORE, LENGTH 15M | 45.05
6ES7194-4CA20-0AA0 | SIMATIC DP, connecting module for IO-Link master ET 200pro, 4 x M12, plastic version | 42.48
6ES7212-1AF40-0XB0 | SIMATIC S7-1200F, CPU 1212 FC, COMPACT CPU, DC/DC/DC, ONBOARD I/O: 8 DI 24V DC; 6 DO 24 V DC; 2 | 617.25
6ES7238-5XA32-0XB0 | SIMATIC S7-1200, Analog input, SM 1238 Energy Meter 480V AC, Energy measurement module for record | 448
6ES7672-7AC01-0YA0 | SIMATIC S7-1500, Software controller CPU 1507S Version 2.0, Single license f. 1 install., R-SW, | 2041.92
6ES7658-1FX28-2YE5 | SIMATIC VERSION TRAIL, SOFTWARE UPGRADE FROM V8.X TO V8.2, FLOATING LICENSE FOR 1 USER E-SW, SW A | 1395.87
6ES7658-1FX28-2YK5 | SIMATIC VERSION TRAIL, SOFTWARE UPGRADE FROM V8.X TO V8.2, FLOATING LICENSE FOR 1 USER E-SW, SW A | 1395.87
6ES7195-3BF03-0YA0 | PROFIsafe-Starterkit V3.5 with PROFIsafe profile V2.6.1 | 4437.7
6ES7658-1CX28-2YE5 | SIMATIC VERSION CROSS MANAGER, SOFTWARE, UPGRADE FROM V7.1 TO V8.2, FLOATING LICENSE F.1 USER E- | 2352.13
6FB1203-5AT00-7MP0 | SIDOOR MEG251 L Geared motor, pinion left hand, max. 250kg door weight, cable length 1,5m, 24VDC, | 810.48
6FB1203-5AT01-7MP0 | SIDOOR MEG251 R Geared motor, pinion right hand, max. 250kg door weight, cable length 1,5m, 24VDC | 810.48
6FB1231-3BM11-7AT0 | SIDOOR ATE531S Controller for platform screen doors, with coating, with fan, up to 280kg door w | 2809.07
6FB1231-3BM12-7AT0 | SIDOOR ATE530S COATED CONTROLLER FOR PLATFORM SCREEN DOORS, WITH PROTECTIVE COATING UP TO 280KG | 2562.33
6GK6000-8FX03-4EA0 | Media Module for RUGGEDCOM RSG2488, 4 x 100MBit/s SC-interface, Optical: 100BASE-FX, Single Mo | 7154.16
6GK6000-8FX03-4EA1 | Media Module for RUGGEDCOM RSG2488, 4 x 100MBit/s SC-interface, Optical: 100BASE-FX, Single Mo | 7444.47
6GK6000-8HC03-0AA0 | RUGGEDCOM Power Supply Connector Kit existing of 5 pluggable terminal blocks. Compatible wit | 414.73
6GK6000-8HC04-0AA0 | RUGGEDCOM Power Supply Connector Kit existing of 5 screw terminal blocks. Compatible with RS | 539.15
6GK6108-4AM00-2DA2 | RUGGEDCOM RM1224-NAM 4G ROUTER For wireless IP-communication from Ethernet based devices via LTE( | 1981.71
6GK7243-7SX30-0XE0 | CP 1243-7 LTE US COMMUNICATION PROCESSOR FOR CONNECTION OF SIMATIC S7-1200 TO LTE NET WITH US FRE | 1259.99
6GK6000-1BC43-0BE0 | RUGGEDCOM CROSSBOW External Database Integration Service Annual Maintenance | 5032.1
6GK6000-2BL00-0AA0 | Software and license for ELAN Listener Functionality | 3086.32
6SL3255-0VA00-2AA1 | SINAMICS V20 BOP INTERFACE SIZE: 49x56x23(WXHXD) | 21.3
6SL3255-0VA00-4BA1 | SINAMICS V20 BOP SIZE: 76x85x30(WXHXD) | 35.44
6SL3255-0VE00-0UA1 | SINAMICS V20 PARAMETER LOADER SIZE: 90X57X28(WXHXD) | 99.33
6SL3260-2MA00-0VA0 | I/O CONNECTOR FOR SINAMCIS V90 PROFINET 20-PIN, MDR CONTENT 5 PIECES | 89.74
6SL3260-4MA00-1VB0 | I/O CABLE PREASSEMBLED FOR SINAMCIS V90 PROFINET LENGTH(M) = 1M | 78.73
6SL3310-1PE41-0AA0 | SINAMICS G120P Power Module IP20 3 AC 380-480 V, 50/60Hz, 1021 A Nom. power rating: 560 kW 6-pul | 61365.61
6SL3310-1PG35-8AA0 | SINAMICS G120P Power Module IP20 3 AC 500-690V, 50/60Hz, 581 A Nom. power rating: 500 kW 6-pulse | 54284.98
6SL3310-1PG36-5AA0 | SINAMICS G120P Power Module IP20 3 AC 500-690V, 50/60Hz, 654 A Nom. power rating: 560 kW 6-pulse | 61365.61
6SL3310-1PG37-2AA0 | SINAMICS G120P Power Module IP20 3 AC 500-690V, 50/60Hz, 725 A Nom. power rating: 630 kW 6-pulse | 70806.49
6GT2890-0CA00 | SIMATIC RF1000 card holder for RF1060R Access Control Reader for clip fixing | 35.57
6GT2891-0UE50 | SIMATIC RF1000 USB cable connector for RF1060R 6GT2831-6AA50; Length 0,5m; | 21.1
6GT2891-4FH10-0AX0 | SIMATIC RF, MV cable connector, assembled between ASM 456, RF160C, RF170C, RF18XC and Reader PUR | 246.8
6SL3210-5BB12-5UV1 | SINAMICS V20 1AC200-240V -10/+10% 47-63HZ RATED POWER 0,25KW WITH 150% OVERLOAD FOR 60SEC UNFILT | 177.54
6SL3210-5BB13-7BV1 | SINAMICS V20 1AC200-240V -10/+10% 47-63HZ RATED POWER 0,37KW WITH 150% OVERLOAD FOR 60SEC Filter | 206.05
6SL3210-5BB13-7UV1 | SINAMICS V20 1AC200-240V -10/+10% 47-63HZ RATED POWER 0,37KW WITH 150% OVERLOAD FOR 60SEC UNFILT | 189.21
6SL3210-5BB15-5BV1 | SINAMICS V20 1AC200-240V -10/+10% 47-63HZ RATED POWER 0,55KW WITH 150% OVERLOAD FOR 60SEC Filter | 222.91
6SL3223-0DE17-5AG1 | SINAMICS G120P POWER MODULE PM230 WITH BUILT IN CL. A FILTER PROTECTION IP55 / UL TYPE12 3AC380- | 535.1
6SL3223-0DE17-5BG1 | SINAMICS G120P POWER MODULE PM230 WITH BUILT IN CL. B FILTER PROTECTION IP55 / UL TYPE12 3AC380- | 590.98
6SL3223-0DE21-1AG1 | SINAMICS G120P POWER MODULE PM230 WITH BUILT IN CL. A FILTER PROTECTION IP55 / UL TYPE12 3AC380- | 574.98
6SL3223-0DE21-1BG1 | SINAMICS G120P POWER MODULE PM230 WITH BUILT IN CL. B FILTER PROTECTION IP55 / UL TYPE12 3AC380- | 630.93
6SL3210-1NE11-3AG1 | SINAMICS G120 POWER MODULE PM230 WITH BUILT IN CL. A FILTER PROTECTION IP20 3AC380-480V +10/-10% | 406.37
6SL3210-1NE11-3UG1 | SINAMICS G120 POWER MODULE PM230 UNFILTERED PROTECTION IP20 3AC380-480V +10/-10% 47-63HZ OUTPUT | 337.21
6SL3210-1NE11-7AG1 | SINAMICS G120 POWER MODULE PM230 WITH BUILT IN CL. A FILTER PROTECTION IP20 3AC380-480V +10/-10% | 432.31
6SL3210-1NE11-7UG1 | SINAMICS G120 POWER MODULE PM230 UNFILTERED PROTECTION IP20 3AC380-480V +10/-10% 47-63HZ OUTPUT | 354.52
6SL3210-1NE21-3AG1 | SINAMICS G120 POWER MODULE PM230 WITH BUILT IN CL. A FILTER PROTECTION IP20 3AC380-480V +10/-10% | 1124.07
6SL3210-1NE21-3UG1 | SINAMICS G120 POWER MODULE PM230 UNFILTERED PROTECTION IP20 3AC380-480V +10/-10% 47-63HZ OUTPUT | 925.18
6SL3210-1NE21-8AG1 | SINAMICS G120 POWER MODULE PM230 WITH BUILT IN CL. A FILTER PROTECTION IP20 3AC380-480V +10/-10% | 1452.63
6SL3210-1NE21-8UG1 | SINAMICS G120 POWER MODULE PM230 UNFILTERED PROTECTION IP20 3AC380-480V +10/-10% 47-63HZ OUTPUT | 1201.84
6SL3210-1NE22-6AG1 | SINAMICS G120 POWER MODULE PM230 WITH BUILT IN CL. A FILTER PROTECTION IP20 3AC380-480V +10/-10% | 1988.7
6SL3210-1PE32-1AL0 | SINAMICS G120 POWER MODULE PM240-2 WITH BUILT IN CL. A FILTER WITH BUILT IN BRAKING CHOPPER 3AC3 | 12480.43
6SL3210-1PE32-1UL0 | SINAMICS G120 POWER MODULE PM240-2 WITHOUT FILTER WITH BUILT IN BRAKING CHOPPER 3AC380-480V +10/ | 11338.45
6SL3210-1PE32-5AL0 | SINAMICS G120 POWER MODULE PM240-2 WITH BUILT IN CL. A FILTER WITH BUILT IN BRAKING CHOPPER 3AC3 | 13911.29
6SL3210-1PE32-5UL0 | SINAMICS G120 POWER MODULE PM240-2 WITHOUT FILTER WITH BUILT IN BRAKING CHOPPER 3AC380-480V +10/ | 12638.36
6XV1840-2AN20 | IE FC TP STANDARD CABLE GP 2X2 (PROFINET TYPE A), CAT5E, BUS CABLE 4-WIRE, SHIELDED, SPEC. DESIGN | 50.95
6XV1840-2AN50 | IE FC TP STANDARD CABLE GP 2X2 (PROFINET TYPE A), CAT5E, BUS CABLE 4-WIRE, SHIELDED, SPEC. DESIGN | 126.96
6XV1840-2AT10 | IE FC TP STANDARD CABLE GP 2X2 (PROFINET TYPE A), CAT5E, BUS CABLE 4-WIRE, SHIELDED, SPEC. DESIGN | 254.8
6SL3162-4HC02-0AA0 | FAN COVER WITHOUT GRID FOR S120 BOOKSIZE COMPACT 75mm 100 PIECES | 3271.67
6SL3162-4HC03-0AA0 | FAN COVER WITHOUT GRID FOR S120 BOOKSIZE COMPACT 100mm 100 PIECES | 3271.67
7MH7723-1JS | Handle extension, stainless steel galvanized, spare | 191.47
7MH7723-1JT | MWL calibration weight support brackets galvanized | 732.42
7MH7723-1KQ | WF100 8" (200mm) sensing plate 304 std | 1144.1
7MH7723-1KR | WF100 10" (250mm) sensing plate 304 std | 1227.9
7MH7723-1KS | WF100 4" (100mm) sensing plate 316 std | 1636.02
7MH7723-1KT | WF100 6" (150mm) sensing plate 316 std | 1697.04
7MH7723-1LJ | WF100 10" (250mm) sensing plate 304 poly | 1329.63
7MH7723-1LK | WF100 4" (100mm) sensing plate 316 poly | 1738.94
7MH7723-1LL | WF100 6" (150mm) sensing plate 316 poly | 1802.34
7MH7723-1LM | WF100 8" (200mm) sensing plate 316 poly | 1859.79
7MH7723-1MB | WF250 SENSING PLATE 500 TPH 304 STD | 4087.02
7MH7723-1MC | WF250 SENSING PLATE 900 TPH 304 STD | 4492.72
7MH7723-1MD | WF200 SENSING PLATE 500 TPH 304 POLY | 4492.72
7MH7723-1ME | WF200 SENSING PLATE 900 TPH 304 POLY | 4903.22
7MH7723-1MF | WF250 SENSING PLATE 500 TPH 304 POLY | 4492.72
7MH7723-1RD | Motor speed sensor adaptor 182TC 184TC | 1653.93
7MH7723-1RE | Motor speed sensor adaptor 213TC 215TC | 1653.93
7MH7723-1RF | Motor speed sensor adaptor 254TC 256TC | 1653.93
6SL3366-1LG00-0PA0 | SINAMICS OPTIONAL ACCESSORIES LINE CONNECTION LEFT POWER MODULE PM330 FRAMESIZE GX | 468.21
6SL3310-1PE38-8AA0 | SINAMICS G120P Power Module IP20 3 AC 380-480 V, 50/60Hz, 910 A Nom. power rating: 500 kW 6-puls | 54284.98
6GK5898-8MR00 | SCALANCE M-800 MOUNTING ANGLE 19" FOR MOUNTING IN 19 INCH RACKS 1 HEIGHT UNIT FOR SCALANCE M812 | 96.92
6GT2811-6AA10-4AA0 | SIMATIC RF600 READER RF680R ARIB (920 ... 923 MHZ); INTERFACES: ETHERNET M12 PROFINET M12 4 ANT | 3647.47
6GT2811-6CA10-4AA0 | SIMATIC RF600 READER RF685R ARIB (920 ... 923 MHZ); INTERFACES: ETHERNET M12 PROFINET M12 1 INT | 4192.72
6GT2812-2GB08 | SIMATIC RF600 ANTENNA RF680A SWITCHABLE LINEAR CIRCULAR, FREQ. RANGE 865 UP TO 928 MHZ BROAD BA | 522.29
6GT2891-4KH50-0AX1 | SIMATIC RF200 / RF300; CONNECTING CABLE, PREASSEMBLED, BETWEEN READER AND PC (RS232), PUR, CMG, T | 239.63
6SL3210-1PH28-0UL0 | SINAMICS G120 POWER MODULE PM240-2 WITHOUT FILTER WITH BUILT IN BRAKING CHOPPER 3AC500-690V +10/ | 9883.23
6SL3210-5BB11-2BV1 | SINAMICS V20 1AC200-240V -10/+10% 47-63HZ RATED POWER 0,12KW WITH 150% OVERLOAD FOR 60SEC Filter | 184.03
6SL3210-5BB12-5BV1 | SINAMICS V20 1AC200-240V -10/+10% 47-63HZ RATED POWER 0,25KW WITH 150% OVERLOAD FOR 60SEC Filter | 194.4
6SL3210-5BB15-5UV1 | SINAMICS V20 1AC200-240V -10/+10% 47-63HZ RATED POWER 0,55KW WITH 150% OVERLOAD FOR 60SEC UNFILT | 206.05
6SL3210-5BB17-5UV1 | SINAMICS V20 1AC200-240V -10/+10% 47-63HZ RATED POWER 0,75KW / 1HP WITH 150% OVERLOAD FOR 60SEC | 222.91
6SL3211-1NE17-7UG1 | SINAMICS G120 POWER MODULE PM230 UNFILTERED PROTECTION IP20 / PT 3AC380-480V +10/-10% 47-63HZ O | 1080.44
6SL3223-0DE13-7AG1 | SINAMICS G120P POWER MODULE PM230 WITH BUILT IN CL. A FILTER PROTECTION IP55 / UL TYPE12 3AC380- | 535.1
6SL3223-0DE15-5AG1 | SINAMICS G120P POWER MODULE PM230 WITH BUILT IN CL. A FILTER PROTECTION IP55 / UL TYPE12 3AC380- | 535.1
6SL3223-0DE21-5BG1 | SINAMICS G120P POWER MODULE PM230 WITH BUILT IN CL. B FILTER PROTECTION IP55 / UL TYPE12 3AC380- | 718.77
6SL3223-0DE22-2BG1 | SINAMICS G120P POWER MODULE PM230 WITH BUILT IN CL. B FILTER PROTECTION IP55 / UL TYPE12 3AC380- | 838.55
6SL3210-1NE12-2AG1 | SINAMICS G120 POWER MODULE PM230 WITH BUILT IN CL. A FILTER PROTECTION IP20 3AC380-480V +10/-10% | 466.9
6SL3210-1NE13-1AG1 | SINAMICS G120 POWER MODULE PM230 WITH BUILT IN CL. A FILTER PROTECTION IP20 3AC380-480V +10/-10% | 492.86
6SL3210-1NE17-7UG1 | SINAMICS G120 POWER MODULE PM230 UNFILTERED PROTECTION IP20 3AC380-480V +10/-10% 47-63HZ OUTPUT | 674.46
6SL3210-1NE21-0UG1 | SINAMICS G120 POWER MODULE PM230 UNFILTERED PROTECTION IP20 3AC380-480V +10/-10% 47-63HZ OUTPUT | 786.82
6SL3210-1NE23-2AG1 | SINAMICS G120 POWER MODULE PM230 WITH BUILT IN CL. A FILTER PROTECTION IP20 3AC380-480V +10/-10% | 2550.73
6SL3210-1NE23-8AG1 | SINAMICS G120 POWER MODULE PM230 WITH BUILT IN CL. A FILTER PROTECTION IP20 3AC380-480V +10/-10% | 3112.76
6SL3210-1PE31-5AL0 | SINAMICS G120 POWER MODULE PM240-2 WITH BUILT IN CL. A FILTER WITH BUILT IN BRAKING CHOPPER 3AC3 | 9460.74
6SL3210-1PE31-8AL0 | SINAMICS G120 POWER MODULE PM240-2 WITH BUILT IN CL. A FILTER WITH BUILT IN BRAKING CHOPPER 3AC3 | 11049.55
6XV1801-5AH20 | ROBUST POWER CONNECTING CABLE M12-180/M12-180, IP69, TO POWER SUPPLY OF ET200, PREASSEMBLED CABL | 92.73
6XV1801-5AH50 | ROBUST POWER CONNECTING CABLE M12-180/M12-180, IP69, TO POWER SUPPLY OF ET200, PREASSEMBLED CABL | 117.94
6XV1840-2AT20 | IE FC TP STANDARD CABLE GP 2X2 (PROFINET TYPE A), CAT5E, BUS CABLE 4-WIRE, SHIELDED, SPEC. DESIGN | 516.87
6SL3760-0MR00-0AA0 | SPAREPART SINAMICS G120P CABINET OPTION L00 LINEFILTER CATEGORY C2 FRAMESIZE HX/JX | 4555.08
6SL3054-0EJ01-1BA0 | SINAMICS S120 COMPACTFLASH CARD WITH FIRMWARE OPTION PERFORMANCE-EXTENSION INCLUDING CERTIFICATE | 833.55
7MH7723-1KA | Calibration Wheel Spare Kit, WFS320/ILE61 | 1135.75
7MH7723-1KP | WF100 6" (150mm) sensing plate 304 std | 1081.88
7MH7723-1KU | WF100 8" (200mm) sensing plate 316 std | 1756.86
7MH7723-1KW | WF100 4" (100mm) sensing plate 304 PTFE | 1227.9
7MH7723-1LE | WF100 10" (250mm) sensing plate 316 PTFE | 2046.49
7MH7723-1LG | WF100 6" (150mm) sensing plate 304 poly | 1186.01
7MH7723-1LP | WF100 LOADCELL SPARE 2 LBS | 2656.85
7MH7723-1LR | WF100 LOADCELL SPARE 10 LBS | 2656.85
7MH7723-1LW | WF200 SENSING PLATE SUPPORT CABLES SPARE | 515.81
7MH7723-1LY | WF200 SENSING PLATE 500 TPH 304 STD | 4087.02
7MH7723-1MG | WF250 SENSING PLATE 900 TPH 304 POLY | 4903.22
7MH7723-1MJ | WF200 SENSING PLATE 900 TPH 304 CERAMIC | 5512.35
7MH7723-1ND | Termination box 1,2,4 load cell and speed sensor, Mild steel CE, NEMA 4 | 435.6
7MH7723-1QL | FDA conduit replacement kit | 1431.33
7MH7723-1RB | Motor speed sensor adaptor 56C | 1358.35
7KT1236 | BAR FOR 6 SENSORS TO CLICK ON SENSORS, COMMUNICATION OF SENSOR VALUES TO DATA MANAGER | 224.41
7KT1242 | BAR FOR 12 SENSORS TO CLICK ON SENSORS, COMMUNICATION OF SENSOR VALUES TO DATA MANAGER | 324.72
7MH4960-6AA01 | SIWAREX WP251 WEIGHING ELECTRONIC FOR BATCHING AND FILLING PROCESSES (1 CHANNEL) FOR STRAIN GAUG | 1442.06
7MH4980-1AA01 | SIWAREX WP521 ST WEIGHING ELECTRONIC (1 CHANNEL) FOR STRAIN GAUGE LOAD CELLS / FULL BRIDGES (1-4 | 1046.03
6XV1878-2G | IE GROUND CABLE 4X2 BURIED CABLE, CAT6A, 8-WIRE SHIELDED, CABLE FOR CONNECT. TO IE FC RJ45 PLUG | 10.32
6XV1881-5AH20 | IE ROBUST CONNECTING CABLE M12-180/M12-180, IP69, PREASS. IE FC ROBUST FOOD CABLE GP 2X2, W. 2 M1 | 76.43
7MH5108-4AD01 | Load cell Siwarex WL 270 CP-S SA 1t C3 Ex, Rated Load 1t, Accuracy class C3, not legal for trade | 809.62
7MH5108-4PD01 | Load cell Siwarex WL 270 CP-S SA 5t C3 Ex, Rated Load 5t, Accuracy class C3, not legal for trade | 826.74
7MH5122-5JD00 | LOAD CELL SIWAREX WL290 DB-S CA 27T C3 RATED LOAD 27T, ACCURACY CLASS C3, OIML R60 ZERTIFICAT IS | 860.95
7MH5722-5LA11 | MOUNTING UNIT SIWAREX WL290 DB-S CA 13.6 ... 34T RATED LOAD 13.6 ... 34 T, MATERIAL NICKEL PLATED | 841.23
JJY:023464020001 | Fa. Heine Breaking resistor FOR POWERMODULE PM240-2 FSF P_MAX=110kW/12S/5% ED R=5 OHM P_DAUER=55 | 2318.97
8US1240-5MA00 | DEVICE ADAPTER, 80 A, FOR NGG, HGG, LGG, WITHOUT FIXING SCREWS CENTER-TO-CENTER SPACING 60 MM, 2 | 100.81
8US1615-5CK10 | BUSBAR ADAPTER COMPACT UNIVERSAL WITH FUSE MODULE WITH DIN-TOP HAT RAIL MOUNTING | 111.37
8UD1141-2AE21 | DOOR MOUNTED ROTARY OPERATOR, STANDARD WITH TOLERANCE COMPENSATION SIZE 100X100, SHAFT 8X8, 300M | 101.92
8UD1161-4AE21 | DOOR MOUNTED ROTARY OPERATOR, STANDARD WITH TOLERANCE COMPENSATION SIZE 100X100, SHAFT 12X12, 30 | 184.34
8UD1861-4AE01 | HANDLE WITH HOUSING STD STANDARD SIZE 100X100, FOR SHAFT 12X12, I-0-II COMPLETE UNIT HANDLE SI | 114.32
A5E38037486 | F78MP,SPARE ASM, EL.MOD,HART,40M A 2-wire, 78 GHz FMCW radar level transmitter for continuous mo | 2335.72
A5E39142556 | LR2XX SUNSHIELD COVER Further details can be found on the corresponding budgetary QUOTE previousl | 465.28
A5E37152569 | NIVO3000,SPARE ASM,LUI, 24 PCS | 7049.67
A5E37152571 | NIVO3000,SPARE ASM, LID WITH WINDOW | 119.64
A5E37425236 | 7ML58811ANXX0BB9,Y01=1524MM, 3/4NPT C22 Further details can be found on the corresponding budget | 4370.98
S79220-B6825-P | PROCESS HISTORIAN 2014 SP2, UPDATE FROM VERSION 2014 / 2014 SP1 AUF 2014 SP2, DATA MEDIUM WITHOUT | 56.87
6SL3300-7TE33-8AA1 | SINAMICS ACTIVE INTERFACE MODULES FOR 3-PH 380-480 V, 50/60 HZ 235 KW ACTIVE LINE MODULE INTERNAL AI | 24453.32
6ES7155-6AA01-0BN0 | SIMATIC ET 200SP, PROFINET INTERFACE MODULE IM155-6PN STANDARD, MAX. 32 PERIPHERY MODULES, INCL. | 571.92
7ML1118-0CA40 | Echomax XPS-15 sensor: High frequency Ultrasound sensor | 926.41
6DR5125-0EM01-0AA4 | SIPART PS2 smart electropneumatic positioner | 3320.36
6ES7194-2LN15-0AC0 | BUS CABLE FOR ET-CONNECTION, PREASSEMBLED ONE SIDE WITH M8 CONNECTOR, 4 CORE, SHIELDED, LENGTH 15 | 101.68
6ES7194-2LN15-1AA0 | POWER CABLE M8, PREASSEMBLED WITH M8 PLUG AND M8 SOCKET, 4 CORE, LENGTH 15M | 50.19
6ES7658-7EX28-0YK0 | SIMATIC PCS 7, SOFTWARE, SIMATIC ROUTE CONTROL CONTROL CENTER UPGRADE PACKAGE FROM V8.X TO V8.2 | 1011.27
6ES7672-7FC01-0YA0 | SIMATIC S7-1500 Fail-safe Software controllerCPU 1507S F Version 2.0, Single license f. 1 install | 2689.14
6ES7672-7FC01-0YG0 | SIMATIC S7-1500 Failsafe Software Controller CPU 1507S F Version 2.0, Single License f. 1 Install | 2240.94
6ES7658-1EX28-0YE5 | SIMATIC CFC V8.2, SOFTWARE UPGRADE FROM V8.X TO V8.2, FLOATING LICENSE F.1 USER E-SW, SW AND DOCU | 2739.18
6ES7658-1EX28-0YK5 | SIMATIC CFC V8.2, SOFTWARE UPGRADE FROM V8.X TO V8.2, FLOATING LICENSE F.1 USER E-SW, SW AND DOCU | 2739.18
6FX2001-5QD25-1AA0 | ABSOLUTE ENCODER MULTITURN 6FX2001-5QD25 36 BIT WITH DRIVE-CLIQ; CLAMP FLANGE; SHAFT 10MM | 1236.72
6FX2001-5VD13-1AA0 | ABSOLUTE ENCODER SINGLETURN 6FX2001-5VD13 24 BIT WITH DRIVE-CLIQ; HOLLOW SHAFT 10MM | 1051.15
6FX2001-5VD25-1AA0 | ABSOLUTE ENCODER MULTITURN 6FX2001-5VD25 36 BIT WITH DRIVE-CLIQ; HOLLOW SHAFT 10MM | 1315.91
6FX2001-5WD13-1AA0 | ABSOLUTE ENCODER SINGLETURN 6FX2001-5WD13 24 BIT WITH DRIVE-CLIQ; HOLLOW SHAFT 12MM | 1051.15
6GK6050-0AL20-0CU0 | RX5000 Line module 8x 100FX SFP | 4012.22
6GK6050-0AL20-0CU1 | RX5000 Line module 8x 100FX SFP Conformal Coating | 4207.13
6GK6050-0AR00-0XF0 | RUGGEDCOM REPN-XXF Full Blank Panel | 332.98
6GK6050-0AR00-0XH0 | RUGGEDCOM REPN-XXH Half Blank Panel | 227.43
6GK6000-8VH20-1FF0 | RUGGEDCOM N-CONNECT MALE/MALE FLEXIBLE CONNECTION CABLE PREASSEMBLED; WITH RAILWAY CERTIFICAT.; L | 170.04
6GK6000-8VH50-1FB0 | RUGGEDCOM N-CONNECT/ SMA MALE/MALE FLEXIBLE CONNECTION CABLE PREASSEMBLED, WITH RAILWAY CERTIFICA | 248.84
6GK6000-8VH50-1FF0 | RUGGEDCOM N-CONNECT MALE/MALE FLEXIBLE CONNECTION CABLE PREASSEMBLED; WITH RAILWAY CERTIFICAT.; L | 248.84
6GK6050-0AR00-8RD0 | RUGGEDCOM REPN-8RUD1 8 x Micro-D connectors to RJ45 connectors | 8463.02
6SL3223-0DE25-5BG1 | SINAMICS G120P POWER MODULE PM230 WITH BUILT IN CL. B FILTER PROTECTION IP55 / UL TYPE12 3AC380- | 1461.49
6SL3223-0DE27-5AG1 | SINAMICS G120P POWER MODULE PM230 WITH BUILT IN CL. A FILTER PROTECTION IP55 / UL TYPE12 3AC380- | 1717.04
6SL3223-0DE27-5BG1 | SINAMICS G120P POWER MODULE PM230 WITH BUILT IN CL. B FILTER PROTECTION IP55 / UL TYPE12 3AC380- | 1916.72
6SL3223-0DE31-1AG1 | SINAMICS G120P POWER MODULE PM230 WITH BUILT IN CL. A FILTER PROTECTION IP55 / UL TYPE12 3AC380- | 2316.02
6SL3310-1PE35-8AA0 | SINAMICS G120P POWER MODULE IP20 AC 380-480V, 50/60HZ, 585A NOM. POWER RATING: 315KW 6-PULSE SUP | 28867.26
6GK5980-1CB00-0BA5 | SCREW / CLAMP TERMINAL BLOCK 3 PIN FOR POWER SUPPLY; 24 V AC/DC FOR SCALANCE XB-000; 1 PACKAGE = | 43.47
6GK5980-1CB00-0DA5 | TERMINAL BLOCK 3-PIN FOR S7-1200 CPS, CSM 1277 POWER SUPPLY SPARE PART; 3-PIN TERMINAL BLOCK FOR | 34.71
6GK5980-1CB10-0BA5 | PUSH-IN CLAMPS 3-PIN; FOR POWER SUPPLY; 24 V AC/DC; SPARE PART; FOR SCALANCE XB-000; 1 PACK = 5 | 43.47
6SL3210-1PH31-0UL0 | SINAMICS G120 POWER MODULE PM240-2 WITHOUT FILTER WITH BUILT IN BRAKING CHOPPER 3AC500-690V +10/ | 11544.29
6SL3210-1PH31-2AL0 | SINAMICS G120 POWER MODULE PM240-2 WITH BUILT IN CL. A FILTER WITH BUILT IN BRAKING CHOPPER 3AC5 | 14352.51
6SL3210-1PH31-2UL0 | SINAMICS G120 POWER MODULE PM240-2 WITHOUT FILTER WITH BUILT IN BRAKING CHOPPER 3AC500-690V +10/ | 13039.19
6SL3210-1PH31-4AL0 | SINAMICS G120 POWER MODULE PM240-2 WITH BUILT IN CL. A FILTER WITH BUILT IN BRAKING CHOPPER 3AC5 | 15998.03
6SL3211-1NE21-8AG1 | SINAMICS G120 POWER MODULE PM230 WITH BUILT IN CL. A FILTER PROTECTION IP20 / PT 3AC380-480V +10 | 2283.69
6SL3211-1NE21-8UG1 | SINAMICS G120 POWER MODULE PM230 UNFILTERED PROTECTION IP20 / PT 3AC380-480V +10/-10% 47-63HZ O | 1927.61
6SL3211-1NE23-8AG1 | SINAMICS G120 POWER MODULE PM230 WITH BUILT IN CL. A FILTER PROTECTION IP20 / PT 3AC380-480V +10 | 4911.07
6SL3211-1NE23-8UG1 | SINAMICS G120 POWER MODULE PM230 UNFILTERED PROTECTION IP20 / PT 3AC380-480V +10/-10% 47-63HZ O | 4420.02
6SL3223-0DE23-0AG1 | SINAMICS G120P POWER MODULE PM230 WITH BUILT IN CL. A FILTER PROTECTION IP55 / UL TYPE12 3AC380- | 950.38
6SL3223-0DE23-0BG1 | SINAMICS G120P POWER MODULE PM230 WITH BUILT IN CL. B FILTER PROTECTION IP55 / UL TYPE12 3AC380- | 1054.2
6SL3223-0DE24-0AG1 | SINAMICS G120P POWER MODULE PM230 WITH BUILT IN CL. A FILTER PROTECTION IP55 / UL TYPE12 3AC380- | 1126.06
6SL3223-0DE24-0BG1 | SINAMICS G120P POWER MODULE PM230 WITH BUILT IN CL. B FILTER PROTECTION IP55 / UL TYPE12 3AC380- | 1245.88
6SL3210-1NE14-1AG1 | SINAMICS G120 POWER MODULE PM230 WITH BUILT IN CL. A FILTER PROTECTION IP20 3AC380-480V +10/-10% | 562.03
6SL3210-1NE14-1UG1 | SINAMICS G120 POWER MODULE PM230 UNFILTERED PROTECTION IP20 3AC380-480V +10/-10% 47-63HZ OUTPUT | 466.9
6SL3210-1NE15-8AG1 | SINAMICS G120 POWER MODULE PM230 WITH BUILT IN CL. A FILTER PROTECTION IP20 3AC380-480V +10/-10% | 648.5
6SL3210-1NE15-8UG1 | SINAMICS G120 POWER MODULE PM230 UNFILTERED PROTECTION IP20 3AC380-480V +10/-10% 47-63HZ OUTPUT | 536.1
6SL3210-1NE23-8UG1 | SINAMICS G120 POWER MODULE PM230 UNFILTERED PROTECTION IP20 3AC380-480V +10/-10% 47-63HZ OUTPUT | 2766.9
6SL3210-1PC31-3UL0 | SINAMICS G120 POWER MODULE PM240-2 UNFILTERED WITH BUILT IN BRAKING CHOPPER 3AC200-240V +10/-20% | 5640.37
6SL3210-1PC31-6UL0 | SINAMICS G120 POWER MODULE PM240-2 UNFILTERED WITH BUILT IN BRAKING CHOPPER 3AC200-240V +10/-20% | 6831.94
6SL3210-1PC31-8UL0 | SINAMICS G120 POWER MODULE PM240-2 UNFILTERED WITH BUILT IN BRAKING CHOPPER 3AC200-240V +10/-20% | 7864.71
6SW1700-8JD00-2AA4 | SOFTWARE ON CD: DRIVE ES PCS 7 V8.2 FUNCTION BLOCK LIBRARY TO LINK DRIVES IN THE PROCESS CONTROL | 1431.75
6SW1700-8JD01-2AA4 | SOFTWARE ON CD: DRIVE ES PCS 7 APL V8.2 FUNCTION BLOCK LIBRARY TO LINK DRIVES IN THE PROCESS CON | 1431.75
6SL3760-1AE32-6AA0 | SINAMICS BRAKING MODULE LINE VOLTAGE 380-480V PERMANENT POWER 50KW FOR PM330 | 3371.73
7MH7723-1KC | Belt scale alignment kit | 524.19
7MH7723-1KD | Siemens Encoder connector w 20' cable | 102.93
7MH7723-1KY | WF100 8" (200mm) sensing plate 304 PTFE | 1347.56
7MH7723-1LA | WF100 10" (250mm) sensing plate 304 PTFE | 1431.33
7MH7723-1LB | WF100 4" (100mm) sensing plate 316 PTFE | 1840.63
7MH7723-1LC | WF100 6" (150mm) sensing plate 316 PTFE | 1902.88
7MH7723-1LD | WF100 8" (200mm) sensing plate 316 PTFE | 1960.32
7MH7723-1LS | WF100 LOADCELL SPARE 20 LBS | 2656.85
7MH7723-1LT | WF CALIBRATION PULLEY WITH HARDWARE | 309.97
7MH7723-1LU | WF2XX Bearing with plate mount shaft | 410.5
7MH7723-1LV | WF2XX Bearing with plate mount shaft stainless steel | 818.57
7MH7723-1ML | WF250 SENSING PLATE 900 TPH 304 CERAMIC | 5512.35
7MH7723-1NF | 1.62 lb/ft, 2.41 kg/m, 60" long, no mounting brackets, 2 or more can be linked | 921.52
7KT1222 | STARTER KIT 18 2X9 BARS FOR SENSORS INCLUSIVE 18 SENSORS 40 A AND 1X DATA MANAGER | 1708.61
7KT1223 | STARTER KIT 24 2X12 BARS FOR SENSORS INCLUSIVE 24 SENSORS 40 A AND 1X DATA MANAGER | 2031.63
6XV1881-5AH50 | IE ROBUST CONNECTING CABLE M12-180/M12-180, IP69, PREASS. IE FC ROBUST FOOD CABLE 2X2, W. 2 M12 C | 106.43
7MH5107-3PD00-0AG0 | Siwarex WL 230 Load Cell SB-S SA 500kg C3 - Rated Load 500kg - Accuracy class C3 - 6m Cable leng | 459.96
7MH5108-3PD00 | Load Cell Siwarex WL 270 CP-S SA 0.5t C3, Rated Load 0.5t, Accuracy class C3, not legal for trad | 720.1
7KT1254 | SENSOR 40 A ACCESSORY FOR BAR, ONLY USABLE IN COMBINATION WITH BAR | 39.77
7KT1255 | SENSOR 63 A ACCESSORY FOR BAR, ONLY USABLE IN COMBINATION WITH BAR | 39.77
7KT1260 | DATA MANAGER FOR COMMUNICATION BETWEEN PC & UP TO 96 SENSORS (MAX. 8BARS) SETTINGS VIA WEBBROWSER | 657.93
7MH4980-2AA01 | SIWAREX WP522 ST WEIGHING ELECTRONIC (2 CHANNELS) FOR STRAIN GAUGE LOAD CELLS / FULL BRIDGES (1- | 1753.42
7MH5105-3AD01-0BA0 | Siwarex WL 250 Load cell ST-S SA 100kg C3 Ex - Rated Load 100kg - Accuracy class C3 - 10m Cable | 627.93
7MH5113-2QD01 | Siwarex WL 280 Load Cell RN-S SA 60kg C3 - Rated Load 60kg - Accuracy class C3 according to OIML | 1373.07
7MH5120-1EQ80-0AF0 | Load Cell Siwarex WL 260 SP-S AE 1.5 kg 0.015 5m X Rated load 1.5 kg, Accuracy class 0.015 percen | 175.47
7MH5122-5DD00 | LOAD CELL SIWAREX WL290 DB-S CA 13.6T C3 RATED LOAD 13.6 T, ACCURACY CLASS C3, OIML R60 ZERTIFIC | 860.95
7MH5122-5FD00 | LOAD CELL SIWAREX WL290 DB-S CA 18T C3 RATED LOAD 18 T, ACCURACY CLASS C3, OIML R60 ZERTIFICAT I | 860.95
8US1716-0RK00 | ADAPTER DIN MOUNTING RAIL FOR 3RM1 FUSE MODULE | 48.98
8US1998-1DA45 | POSITIONER PIECE 45 MM | 6.06
8US1998-1DA54 | POSITIONER PIECE 54 MM | 6.06
A5E02593568 | Coax cable connecting plate (1 pc.) for SONO3300 terminal box and use with transmitter type FUS06 | 419.38
A5E03720273 | ACCESSORY KIT MAG 1100 FOOD DN10, ISO 2037 WELD-IN CONNECTION | 304.87
A5E03727946 | ACCESSORY KIT MAG 1100 FOOD DN10 ISO 2037 WELD-IN CONNECTION (P-PROFILE SEAL NOT INCLUDED) | 297.6
A5E03728098 | ACCESSORY KIT MAG 1100 FOOD DN15 ISO 2037 WELD-IN CONNECTION (P-PROFILE SEAL NOT INCLUDED) | 300.33
A5E00728552A | S7-400 SPARE PART JACK FOR FEED BACKUP POWER INTO THE CPU OR AS SPARE PART 5 PICES PER UNIT | 31.57
8UD1131-2AE21 | DOOR-COUPLING ROTARY OP. MECH. STANDARD WITH TOLERANCE COMPENSATION ACCESSORY FOR 3KC2 SIZE 75X | 77.37
A5E38053972 | F78MP,SPARE,LUI MODULE ASSY | 305.76
A5E38053974 | F78MP,SPARE,LID GASKET,EPDM,BLUE | 109.01
A5E37124871 | 7MH71221XXX11A,BW=110",A=138" FURTHER DETAILS CAN BE FOUND ON THE CORRESPONDING BUDGETARY ESTIMAT | 30362.07
3VL1705-1DD33-2PB1 | circuit-breaker VL160X N standard breaking capacity Icu=55kA / 415 V AC 3 pole | 768.6
1FL6022-2AF21-1MB1 | SIMOTICS S-1FL6 voltage supply 230 V 3AC Pn=0.05 kW; Nn=3000 M0=0.16 Nm; MN=0.16 Nm. Shaft heigh | 689.79
1FL6022-2AF21-1MG1 | SIMOTICS S-1FL6 voltage supply 230 V 3AC Pn=0.05 kW; Nn=3000 M0=0.16 Nm; MN=0.16 Nm. Shaft heigh | 527.64
1FL6022-2AF21-1MH1 | SIMOTICS S-1FL6 voltage supply 230 V 3AC Pn=0.05 kW; Nn=3000 M0=0.16 Nm; MN=0.16 Nm. Shaft heigh | 689.79
1FL6024-2AF21-1MA1 | SIMOTICS S-1FL6 voltage supply 230 V 3AC Pn=0.1 kW; Nn=3000 rpm M0=0.32 Nm; MN=0.32 Nm. Shaft he | 537.16
1FL6042-1AF61-2AG1 | SIMOTICS S-1FL6 Operating voltage 3AC 400 V Pn=0.4 kW; Nn=3000 rpm M0=1.9 Nm; MN=1.27 Nm Shaft h | 413.58
1FL6042-1AF61-2AH1 | SIMOTICS S-1FL6 Operating voltage 3AC 400 V Pn=0.4 kW; Nn=3000 rpm M0=1.9 Nm; MN=1.27 Nm Shaft h | 655.63
1FL6042-1AF61-2LA1 | SIMOTICS S-1FL6 Operating voltage 3AC 400 V Pn=0.4 kW; Nn=3000 rpm M0=1.9 Nm; MN=1.27 Nm Shaft h | 871.18
1FL6042-1AF61-2LB1 | SIMOTICS S-1FL6 Operating voltage 3AC 400 V Pn=0.4 kW; Nn=3000 rpm M0=1.9 Nm; MN=1.27 Nm Shaft h | 1113.26
1FL6044-1AF61-2LG1 | SIMOTICS S-1FL6 Operating voltage 3AC 400 V Pn=0.75 kW; Nn=3000 rpm M0=3.5 Nm; MN=2.39 Nm Shaft | 952.15
1FL6044-1AF61-2LH1 | SIMOTICS S-1FL6 Operating voltage 3AC 400 V Pn=0.75 kW; Nn=3000 rpm M0=3.5 Nm; MN=2.39 Nm Shaft | 1194.23
1FL6044-2AF21-1MA1 | SIMOTICS S-1FL6 voltage supply 230 V 3AC Pn=1 kW; Nn=3000 rpm M0=3.18 Nm; MN=3.18 Nm. Shaft heig | 707.29
1FL6044-2AF21-1MB1 | SIMOTICS S-1FL6 voltage supply 230 V 3AC Pn=1 kW; Nn=3000 rpm M0=3.18 Nm; MN=3.18 Nm. Shaft heig | 933.05
6FX5002-2CC12-1AJ0 | Signal cable pre-assembled type: 6FX5002-2CC12 (SSI absolute encoder SSI6FX2001-5) | 144.29
1FL6022-2AF21-1MA1 | SIMOTICS S-1FL6 voltage supply 230 V 3AC Pn=0.05 kW; Nn=3000 M0=0.16 Nm; MN=0.16 Nm. Shaft heigh | 527.64
1FL6024-2AF21-1MB1 | SIMOTICS S-1FL6 voltage supply 230 V 3AC Pn=0.1 kW; Nn=3000 rpm M0=0.32 Nm; MN=0.32 Nm. Shaft he | 699.32
1FL6024-2AF21-1MH1 | SIMOTICS S-1FL6 voltage supply 230 V 3AC Pn=0.1 kW; Nn=3000 rpm M0=0.32 Nm; MN=0.32 Nm. Shaft he | 699.32
1FL6034-2AF21-1MG1 | SIMOTICS S-1FL6 voltage supply 230 V 3AC Pn=0.4 kW; Nn=3000 rpm M0=1.27 Nm; MN=1.27 Nm. Shaft he | 576.91
1FL6042-1AF61-2AA1 | SIMOTICS S-1FL6 Operating voltage 3AC 400 V Pn=0.4 kW; Nn=3000 rpm M0=1.9 Nm; MN=1.27 Nm Shaft h | 413.58
1FL6042-1AF61-2LH1 | SIMOTICS S-1FL6 Operating voltage 3AC 400 V Pn=0.4 kW; Nn=3000 rpm M0=1.9 Nm; MN=1.27 Nm Shaft h | 1113.26
1FL6042-2AF21-1MB1 | SIMOTICS S-1FL6 voltage supply 230 V 3AC Pn=0.75 kW; Nn=3000 M0=2.39 Nm; MN=2.39 Nm. Shaft heigh | 885.34
1FL6044-1AF61-2AG1 | SIMOTICS S-1FL6 Operating voltage 3AC 400 V Pn=0.75 kW; Nn=3000 rpm M0=3.5 Nm; MN=2.39 Nm Shaft | 494.5
1FL6044-1AF61-2LA1 | SIMOTICS S-1FL6 Operating voltage 3AC 400 V Pn=0.75 kW; Nn=3000 rpm M0=3.5 Nm; MN=2.39 Nm Shaft | 952.15
1FL6044-2AF21-1MH1 | SIMOTICS S-1FL6 voltage supply 230 V 3AC Pn=1 kW; Nn=3000 rpm M0=3.18 Nm; MN=3.18 Nm. Shaft heig | 933.05
1FL6052-2AF21-2MA1 | SIMOTICS S-1FL6 Operating voltage 230 V 3AC PN=1.5 kW; NN=3000 rpm M0=4.78 Nm; MN=4.78 Nm shaft | 848.57
1FL6052-2AF21-2MG1 | SIMOTICS S-1FL6 Operating voltage 230 V 3AC PN=1.5 kW; NN=3000 rpm M0=4.78 Nm; MN=4.78 Nm shaft | 848.57
1FL6054-2AF21-2AB1 | SIMOTICS S-1FL6 Operating voltage 230 V 3AC PN=2 kW; NN=3000 rpm M0=6.37 Nm; MN=6.37 Nm shaft he | 1154.11
1FL6061-1AC61-2AA1 | SIMOTICS S-1FL6 Operating voltage 3AC 400 V Pn=0.75 kW; Nn=2000 rpm M0=4 Nm; MN=3.58 Nm Shaft he | 531.73
1FL6061-1AC61-2AG1 | SIMOTICS S-1FL6-1FL6 Operating voltage 3AC 400 V Pn=0.75 kW; Nn=2000 rpm M0=4 Nm; MN=3.58 Nm Sha | 531.73
1FL6062-1AC61-2AB1 | SIMOTICS S-1FL6-1FL6 Operating voltage 3AC 400 V Pn=1 kW; Nn=2000 rpm M0=6 Nm; MN=4.78 Nm Shaft | 892.49
1FL6062-1AC61-2AH1 | SIMOTICS S-1FL6-1FL6 Operating voltage 3AC 400 V Pn=1 kW; Nn=2000 rpm M0=6 Nm; MN=4.78 Nm Shaft | 892.49
1FL6064-1AC61-2AA1 | SIMOTICS S-1FL6-1FL6 Operating voltage 3AC 400 V Pn=1.5 kW; Nn=2000 rpm M0=8 Nm; MN=7.16 Nm Shaf | 737.37
1FL6064-1AC61-2AG1 | SIMOTICS S-1FL6-1FL6 Operating voltage 3AC 400 V Pn=1.5 kW; Nn=2000 rpm M0=8 Nm; MN=7.16 Nm Shaf | 737.37
1FL6066-1AC61-2AB1 | SIMOTICS S-1FL6-1FL6 Operating voltage 400 V 3AC PN=1.75 kW; NN=2000 rpm M0=11 Nm; MN=8.36 Nm sh | 1182.9
1FL6066-1AC61-2AH1 | SIMOTICS S-1FL6-1FL6 Operating voltage 3AC 400 V Pn=1.75 kW; Nn=2000 rpm M0=11 Nm; MN=8.36 Nm Sh | 1182.9
1FL6067-1AC61-2AG1 | SIMOTICS S-1FL6-1FL6 Operating voltage 3AC 400 V Pn=2 kW; Nn=2000 rpm M0=15 Nm; MN=9.55 Nm Shaft | 1089.37
1FL6067-1AC61-2LA1 | SIMOTICS S-1FL6-1FL6 Operating voltage 3AC 400 V Pn=2 kW; Nn=2000 rpm M0=15 Nm; MN=9.55 Nm Shaft | 1547.03
1FL6090-1AC61-2AB1 | SIMOTICS S-1FL6-1FL6 Operating voltage 3AC 400 V Pn=2.5 kW; Nn=2000 rpm M0=15 Nm; MN=11.9 Nm Sha | 1427.64
1FL6090-1AC61-2AH1 | SIMOTICS S-1FL6-1FL6 Operating voltage 3AC 400 V Pn=2.5 kW; Nn=2000 rpm M0=15 Nm; MN=11.9 Nm Sha | 1427.64
1FL6092-1AC61-2AG1 | SIMOTICS S-1FL6-1FL6 Operating voltage 3AC 400 V Pn=3.5 kW; Nn=2000 rpm M0=22 Nm; MN=16.7 Nm Sha | 1491.64
1FL6092-1AC61-2LA1 | SIMOTICS S-1FL6-1FL6 Operating voltage 3AC 400 V Pn=3.5 kW; Nn=2000 rpm M0=22 Nm; MN=16.7 Nm Sha | 1949.27
1FL6094-1AC61-2AH1 | SIMOTICS S-1FL6-1FL6 Operating voltage 3AC 400 V Pn=5 kW; Nn=2000 rpm M0=30 Nm; MN=23.9 Nm Shaft | 2235.14
1FL6094-1AC61-2LB1 | SIMOTICS S-1FL6-1FL6 Operating voltage 3AC 400 V Pn=5 kW; Nn=2000 rpm M0=30 Nm; MN=23.9 Nm Shaft | 2692.8
7MH5108-3PD01 | Load Cell Siwarex WL 270 CP-S SA 0.5t C3, Rated Load 0.5t, Accuracy class C3, not legal for trad | 809.62
7MF9000-8AC | Factory Certificate acc. acc. EN10204-2.1 for manifolds. (only in engl. Language available) | 67.1
8PQ4000-2BA26 | SIVACON S4 HOLDER VERT. DISTR. BUSBAR NON-CASCADED CROSS-SECTION UP TO 4X50X10MM WIDTH 400MM 1 | 275.97
JJY:023434020003 | Fa. Heine Breaking resistor FOR POWERMODULE PM240-2 FSF P_MAX=55kW/12S/5% ED R=2,5 OHM P_DAUER=2 | 1355.78
JJY:023454020001 | Fa. Heine Breaking resistor | 1716.41
A5E02364935 | Kit, 50pc LCD TRANSFLECTIVE A5E00875605 | 473.25
8UD1861-4AE05 | HANDLE WITH HOUSING EM EMERGENCY SIZE 100X100, FOR SHAFT 10X10, I-0-II | 114.32
8US1211-4SS00 | DEVICE ADAPTER, 125 A, FOR NGG, HGG, LGG, 3VA5 WITHOUT FIXING SCREWS CENTER-TO-CENTER SPACING 60 | 181.05
8US1215-5CS10 | BUSBAR ADAPTER STANDARD UNIVERSAL WITH FUSE MODULE WITH DIN-TOP HAT RAIL MOUNTING | 112.07
8UD1731-2AE05 | HANDLE WITH HOUSING EM EMERGENCY SIZE 75X75, FOR SHAFT 8X8, I-0-II | 63.89
8UD1841-2AE01 | HANDLE WITH HOUSING STD STANDARD SIZE 100X100, FOR SHAFT 8X8, I-0-II COMPLETE UNIT HANDLE SIZE | 83.22
8UD1841-2AE05 | HANDLE WITH HOUSING EM EMERGENCY SIZE 100X100, FOR SHAFT 8X8, I-0-II | 83.22
8UD1851-3AE01 | HANDLE WITH HOUSING STD STANDARD SIZE 100X100, FOR SHAFT 10X10, I-0-II COMPLETE UNIT HANDLE SI | 101.92
A5E38037445 | NIVO3000,SPARE ASM, SUN SHIELD COVER | 188.78
A5E38037470 | F78MP,SPARE,LID LID WITH WINDOW | 120.97
A5E38824197 | Spares, LG250, Spacers, 12mm PEEK Further details can be found on the corresponding budgetary es | 131.57
ATK:6SL33101GE361A | SINAMICS G130 POWER MODULE IP00 3-PH. 380-480 V, 50/60HZ, 605A UNIT RATING: 315 KW 6-PULSE SUPP | 32436
A5E37152575 | NIVO3000,SPARE ASM, EL.MOD,HART,40M A 2-wire, 78 GHz FMCW radar level transmitter for continuous | 2254.62
A5E37152576 | NIVO3000,SPARE, LID GASKET,EPDM | 49.19
A5E37425274 | SPARE,LG250 PC,Y01=1524MM, 3/4NPT C22 FURTHER DETAILS CAN BE FOUND ON THE CORRESPONDING BUDGETAR | 2858.16
6FX8002-2CA31-1BC0 | SIGNAL CABLE, PREASSEMBLED CUSTOM MADE LENGTH (M) = | 281.38
6FX8002-2EQ10-1BC0 | SIGNAL CABLE, PREASSEMBLED CUSTOM MADE LENGTH (M) = | 281.17
6FX8002-2EQ10-1CC0 | SIGNAL CABLE, PREASSEMBLED CUSTOM MADE LENGTH (M) = | 391.02
6FX8002-2CA31-1AJ0 | SIGNAL CABLE, PREASSEMBLED CUSTOM MADE LENGTH (M) = | 237.48
6ES7953-8LF31-0AA0 | SIMATIC S7, Micro Memory Card for S7-300/C7/ET 200, 3, 3V Nflash, 64 KB | 99.1
1FL6032-2AF21-1MB1 | SIMOTICS S-1FL6 voltage supply 230 V 3AC Pn=0.2 kW; Nn=3000 rpm M0=0.64 Nm; MN=0.64 Nm. Shaft he | 739.09
1FL6032-2AF21-1MG1 | SIMOTICS S-1FL6 voltage supply 230 V 3AC Pn=0.2 kW; Nn=3000 rpm M0=0.64 Nm; MN=0.64 Nm. Shaft he | 545.07
1FL6032-2AF21-1MH1 | SIMOTICS S-1FL6 voltage supply 230 V 3AC Pn=0.2 kW; Nn=3000 rpm M0=0.64 Nm; MN=0.64 Nm. Shaft he | 739.09
1FL6034-2AF21-1MA1 | SIMOTICS S-1FL6 voltage supply 230 V 3AC Pn=0.4 kW; Nn=3000 rpm M0=1.27 Nm; MN=1.27 Nm. Shaft he | 576.91
1FL6042-2AF21-1MG1 | SIMOTICS S-1FL6 voltage supply 230 V 3AC Pn=0.75 kW; Nn=3000 M0=2.39 Nm; MN=2.39 Nm. Shaft heigh | 657.98
1FL6042-2AF21-1MH1 | SIMOTICS S-1FL6 voltage supply 230 V 3AC Pn=0.75 kW; Nn=3000 M0=2.39 Nm; MN=2.39 Nm. Shaft heigh | 885.34
1FL6044-1AF61-2AA1 | SIMOTICS S-1FL6 Operating voltage 3AC 400 V Pn=0.75 kW; Nn=3000 rpm M0=3.5 Nm; MN=2.39 Nm Shaft | 494.5
1FL6044-1AF61-2AB1 | SIMOTICS S-1FL6 Operating voltage 3AC 400 V Pn=0.75 kW; Nn=3000 rpm M0=3.5 Nm; MN=2.39 Nm Shaft | 736.58
1FL6052-2AF21-2AA1 | SIMOTICS S-1FL6 Operating voltage 230 V 3AC PN=1.5 kW; NN=3000 rpm M0=4.78 Nm; MN=4.78 Nm shaft | 677.07
1FL6052-2AF21-2AB1 | SIMOTICS S-1FL6 Operating voltage 230 V 3AC PN=1.5 kW; NN=3000 rpm M0=4.78 Nm; MN=4.78 Nm shaft | 928.32
6ES7658-2AA28-6CE0 | SIMATIC PCS 7, SOFTWARE UPGRADE PACKAGE OS SOFTWARE SINGLE STATION SOFTNET REDCONNECT ASIA FROM | 2320.69
6ES7658-2BA28-6CE0 | SIMATIC PCS 7, SOFTWARE UPGRADE PACKAGE OS SOFTWARE SERVER SOFTNET REDCONNECT ASIA FROM V8.1 TO | 4487.06
6FX2001-5FD25-1AA0 | ABSOLUTE ENCODER MULTITURN 6FX2001-5FD25 36 BIT WITH DRIVE-CLIQ; SYNCHR. FLANGE; SHAFT 6MM | 1236.72
6FX5008-1BB21-1DA0 | POWER CABLE, SOLD BY THE METER TYPE: 6FX5008-1BB21 4 X 2.5 C UL/CSA, DESINA MOTION-CONNECT 500 | 231.14
6ES7972-0BB61-0XA0 | SIMATIC DP, BUS CONNECTOR FOR PROFIBUS UP TO 12 MBIT/S 35 DEGREE ANGLE CABLE OUTLET, IPCD TECHOLO | 75.94
6GK6050-0AR00-1CP0 | RUGGEDCOM RE Panels for MX5000RE Control Module | 4239.6
6GK6050-0AR00-2PS0 | RUGGEDCOM RE Panels for MX5000RE Power Module 2 | 1185.8
6GK6000-8VH10-1FB0 | RUGGEDCOM N-CONNECT/SMA MALE/MALE FLEXIBLE CONNECTION CABLE PREASSEMBLED, WITH RAILWAY CERTIFICAT | 132.73
6GK6000-8VH20-1FB0 | RUGGEDCOM N-CONNECT/ SMA MALE/MALE FLEXIBLE CONNECTION CABLE PREASSEMBLED, WITH RAILWAY CERTIFICA | 170.04
6GK6108-4AM00-2BA2 | RUGGEDCOM RM1224-EU 4G ROUTER For wireless IP-communication from Ethernet based devices via LTE(4 | 1981.71
6GK6000-2CA00-0BE0 | RUGGEDCOM CROSSBOW External Database Integration Service License | 22789.99
6SL3223-0DE31-5AG1 | SINAMICS G120P POWER MODULE PM230 WITH BUILT IN CL. A FILTER PROTECTION IP55 / UL TYPE12 3AC380- | 2994.84
6SL3223-0DE31-8AG1 | SINAMICS G120P POWER MODULE PM230 WITH BUILT IN CL. A FILTER PROTECTION IP55 / UL TYPE12 3AC380- | 3673.7
6SL3266-1ED00-0VA0 | Shielding kits For Sinamics V70 frame size D content 2 pieces | 24.1
6SL3310-1PE36-6AA0 | SINAMICS G120P Power Module IP20 AC 380-480V, 50/60HZ, 655A nom. power rating: 355KW 6-pulse sup | 34858.58
6SL3310-1PE38-4AA0 | SINAMICS G120P Power Module IP20 3 AC 380-480 V, 50/60Hz, 840 A Nom. power rating: 450 kW 6-puls | 47385.9
6GK5898-8MD00 | SCALANCE M-800 DESKTOP PEDESTRIAN FOR MOUNTING FOR SCALANCE M812 / M816 / M874-X / M876-X / S615 | 61.7
6GT2812-0GB08 | SIMATIC RF600 ANTENNA RF650A; CIRCULAR, FREQ. RANGE 865 UP TO 928 MHZ BROAD BAND DIMENSIONS 19 | 317.1
6SL3210-1PH28-0AL0 | SINAMICS G120 POWER MODULE PM240-2 WITH BUILT IN CL. A FILTER WITH BUILT IN BRAKING CHOPPER 3AC5 | 10879.81
6SL3210-1PH31-0AL0 | SINAMICS G120 POWER MODULE PM240-2 WITH BUILT IN CL. A FILTER WITH BUILT IN BRAKING CHOPPER 3AC5 | 12707.01
6SL3210-1PH31-4UL0 | SINAMICS G120 POWER MODULE PM240-2 WITHOUT FILTER WITH BUILT IN BRAKING CHOPPER 3AC500-690V +10/ | 14534.13
6SL3210-5BB11-2UV1 | SINAMICS V20 1AC200-240V -10/+10% 47-63HZ RATED POWER 0,12KW WITH 150% OVERLOAD FOR 60SEC UNFILT | 167.19
6SL3210-5BB17-5BV1 | SINAMICS V20 1AC200-240V -10/+10% 47-63HZ RATED POWER 0,75KW / 1HP WITH 150% OVERLOAD FOR 60SEC | 239.79
6SL3211-1NE17-7AG1 | SINAMICS G120 POWER MODULE PM230 WITH BUILT IN CL. A FILTER PROTECTION IP20 / PT 3AC380-480V +10 | 1276.85
6SL3223-0DE13-7BG1 | SINAMICS G120P POWER MODULE PM230 WITH BUILT IN CL. B FILTER PROTECTION IP55 / UL TYPE12 3AC380- | 590.98
6SL3223-0DE15-5BG1 | SINAMICS G120P POWER MODULE PM230 WITH BUILT IN CL. B FILTER PROTECTION IP55 / UL TYPE12 3AC380- | 590.98
6SL3223-0DE21-5AG1 | SINAMICS G120P POWER MODULE PM230 WITH BUILT IN CL. A FILTER PROTECTION IP55 / UL TYPE12 3AC380- | 654.85
6SL3223-0DE22-2AG1 | SINAMICS G120P POWER MODULE PM230 WITH BUILT IN CL. A FILTER PROTECTION IP55 / UL TYPE12 3AC380- | 758.72
6GT2091-4VE30 | ADAPTER MOBY TO RF300 CONNECT. CABLE, PREASSEMBLED, FROM MOBY I/E/U CONNECTOR TO M12 CONNECTOR FO | 255.4
6SL3210-1NE12-2UG1 | SINAMICS G120 POWER MODULE PM230 UNFILTERED PROTECTION IP20 3AC380-480V +10/-10% 47-63HZ OUTPUT | 389.11
6SL3210-1NE13-1UG1 | SINAMICS G120 POWER MODULE PM230 UNFILTERED PROTECTION IP20 3AC380-480V +10/-10% 47-63HZ OUTPUT | 406.37
1FL6052-2AF21-2MH1 | SIMOTICS S-1FL6 Operating voltage 230 V 3AC PN=1.5 kW; NN=3000 rpm M0=4.78 Nm; MN=4.78 Nm shaft | 1099.76
1FL6061-1AC61-2LA1 | SIMOTICS S-1FL6-1FL6 Operating voltage 3AC 400 V Pn=0.75 kW; Nn=2000 rpm M0=4 Nm; MN=3.58 Nm Sha | 989.39
1FL6061-1AC61-2LB1 | SIMOTICS S-1FL6 Operating voltage 3AC 400 V Pn=0.75 kW; Nn=2000 rpm M0=4 Nm; MN=3.58 Nm Shaft he | 1263.14
1FL6061-1AC61-2LG1 | SIMOTICS S-1FL6-1FL6 Operating voltage 3AC 400 V Pn=0.75 kW; Nn=2000 rpm M0=4 Nm; MN=3.58 Nm Sha | 989.39
1FL6061-1AC61-2LH1 | SIMOTICS S-1FL6-1FL6 Operating voltage 3AC 400 V Pn=0.75 kW; Nn=2000 rpm M0=4 Nm; MN=3.58 Nm Sha | 1263.14
1FL6064-1AC61-2LA1 | SIMOTICS S-1FL6-1FL6 Operating voltage 3AC 400 V Pn=1.5 kW; Nn=2000 rpm M0=8 Nm; MN=7.16 Nm Shaf | 1195.02
1FL6064-1AC61-2LB1 | SIMOTICS S-1FL6-1FL6 Operating voltage 3AC 400 V Pn=1.5 kW; Nn=2000 rpm M0=8 Nm; MN=7.16 Nm Shaf | 1468.83
1FL6064-1AC61-2LG1 | SIMOTICS S-1FL6-1FL6 Operating voltage 3AC 400 V Pn=1.5 kW; Nn=2000 rpm M0=8 Nm; MN=7.16 Nm Shaf | 1195.02
1FL6064-1AC61-2LH1 | SIMOTICS S-1FL6-1FL6 Operating voltage 3AC 400 V Pn=1.5 kW; Nn=2000 rpm M0=8 Nm; MN=7.16 Nm Shaf | 1468.83
1FL6066-1AC61-2AA1 | SIMOTICS S-1FL6-1FL6 Operating voltage 3AC 400 V Pn=1.75 kW; Nn=2000 rpm M0=11 Nm; MN=8.36 Nm Sh | 909.18
1FL6067-1AC61-2LB1 | SIMOTICS S-1FL6-1FL6 Operating voltage 3AC 400 V Pn=2 kW; Nn=2000 rpm M0=15 Nm; MN=9.55 Nm Shaft | 1820.73
1FL6067-1AC61-2LG1 | SIMOTICS S-1FL6-1FL6 Operating voltage 3AC 400 V Pn=2 kW; Nn=2000 rpm M0=15 Nm; MN=9.55 Nm Shaft | 1547.03
1FL6067-1AC61-2LH1 | SIMOTICS S-1FL6-1FL6 Operating voltage 3AC 400 V Pn=2 kW; Nn=2000 rpm M0=15 Nm; MN=9.55 Nm Shaft | 1820.73
1FL6090-1AC61-2AA1 | SIMOTICS S-1FL6-1FL6 Operating voltage 3AC 400 V Pn=2.5 kW; Nn=2000 rpm M0=15 Nm; MN=11.9 Nm Sha | 1110.66
1FL6092-1AC61-2LG1 | SIMOTICS S-1FL6-1FL6 Operating voltage 3AC 400 V Pn=3.5 kW; Nn=2000 rpm M0=22 Nm; MN=16.7 Nm Sha | 1949.27
1FL6092-1AC61-2LH1 | SIMOTICS S-1FL6-1FL6 Operating voltage 3AC 400 V Pn=3.5 kW; Nn=2000 rpm M0=22 Nm; MN=16.7 Nm Sha | 2266.22
1FL6094-1AC61-2AA1 | SIMOTICS S-1FL6-1FL6 Operating voltage 3AC 400 V Pn=5 kW; Nn=2000 rpm M0=30 Nm; MN=23.9 Nm Shaft | 1918.18
1FL6094-1AC61-2AB1 | SIMOTICS S-1FL6-1FL6 Operating voltage 3AC 400 V Pn=5 kW; Nn=2000 rpm M0=30 Nm; MN=23.9 Nm Shaft | 2235.14
1FL6096-1AC61-2LG1 | SIMOTICS S-1FL6-1FL6 Operating voltage 3AC 400 V Pn=7 kW; Nn=2000 rpm M0=40 Nm; MN=33.4 Nm Shaft | 2927.21
1FL6096-1AC61-2LH1 | SIMOTICS S-1FL6-1FL6 Operating voltage 3AC 400 V Pn=7 kW; Nn=2000 rpm M0=40 Nm; MN=33.4 Nm Shaft | 3244.2
5TC1321-0AM | DELTA i-system button sys Shutter Aluminum-metallic | 84.19
5TC1321-0CM | DELTA i-system button sys Shutter Carbon metallic | 84.19
5TC1337-0PM | DELTA style button sys Shutter Platinum metallic | 95.28
3KC0330-2NE00-0AA0 | SENTRON, 3KC transfer switching equipment, manually operated, MTSE, size: 2, 3-pole, Iu: 100 A, | 239.78
3KC0332-2NE00-0AA0 | SENTRON, 3KC transfer switching equipment, manually operated, MTSE, size: 2, 3-pole, Iu: 125 A, | 299.06
3KC0334-2NE00-0AA0 | SENTRON, 3KC transfer switching equipment, manually operated, MTSE, size: 2, 3-pole, Iu: 160 A, | 334.67
3KC0336-0PE00-0AA0 | SENTRON, 3KC transfer switching equipment, manually operated, MTSE, size: 3, 3-pole, Iu: 200 A, | 531.95
3KC0428-2NE00-0AA0 | SENTRON, 3KC transfer switching equipment, manually operated, MTSE, size: 2, 4-pole, Iu: 80 A, U | 222.89
3KC0430-2NE00-0AA0 | SENTRON, 3KC transfer switching equipment, manually operated, MTSE, size: 2, 4-pole, Iu: 100 A, | 299.06
3KC0432-2NE00-0AA0 | SENTRON, transfer switching equipment 3KC, manually operated, MTSE, size: 2, 4-pole, Iu: 125 A, | 377.15
3KC0434-2NE00-0AA0 | SENTRON, Transfer switching equipment 3KC, manually operated, MTSE, size: 2, 4-pole, Iu: 160 A, | 419.59
1FL6052-2AF21-2AG1 | SIMOTICS S-1FL6 Operating voltage 230 V 3AC PN=1.5 kW; NN=3000 rpm M0=4.78 Nm; MN=4.78 Nm shaft | 677.07
1FL6054-2AF21-2AH1 | SIMOTICS S-1FL6 Operating voltage 230 V 3AC PN=2 kW; NN=3000 rpm M0=6.37 Nm; MN=6.37 Nm shaft he | 1154.11
1FL6054-2AF21-2MA1 | SIMOTICS S-1FL6 Operating voltage 230 V 3AC PN=2 kW; NN=3000 rpm M0=6.37 Nm; MN=6.37 Nm shaft he | 1074.36
1FL6054-2AF21-2MB1 | SIMOTICS S-1FL6 Operating voltage 230 V 3AC PN=2 kW; NN=3000 rpm M0=6.37 Nm; MN=6.37 Nm shaft he | 1325.53
1FL6054-2AF21-2MG1 | SIMOTICS S-1FL6 Operating voltage 230 V 3AC PN=2 kW; NN=3000 rpm M0=6.37 Nm; MN=6.37 Nm shaft he | 1074.36
1FL6062-1AC61-2LA1 | SIMOTICS S-1FL6-1FL6 Operating voltage 3AC 400 V Pn=1 kW; Nn=2000 rpm M0=6 Nm; MN=4.78 Nm Shaft | 1076.39
1FL6062-1AC61-2LB1 | SIMOTICS S-1FL6-1FL6 Operating voltage 3AC 400 V Pn=1 kW; Nn=2000 rpm M0=6 Nm; MN=4.78 Nm Shaft | 1350.14
1FL6062-1AC61-2LG1 | SIMOTICS S-1FL6-1FL6 Operating voltage 3AC 400 V Pn=1 kW; Nn=2000 rpm M0=6 Nm; MN=4.78 Nm Shaft | 1076.39
1FL6062-1AC61-2LH1 | SIMOTICS S-1FL6-1FL6 Operating voltage 3AC 400 V Pn=1 kW; Nn=2000 rpm M0=6 Nm; MN=4.78 Nm Shaft | 1350.14
1FL6066-1AC61-2LB1 | SIMOTICS S-1FL6-1FL6 Operating voltage 3AC 400 V Pn=1.75 kW; Nn=2000 rpm M0=11 Nm; MN=8.36 Nm Sh | 1640.56
1FL6066-1AC61-2LG1 | SIMOTICS S-1FL6-1FL6 Operating voltage 3AC 400 V Pn=1.75 kW; Nn=2000 rpm M0=11 Nm; MN=8.36 Nm Sh | 1366.78
1FL6066-1AC61-2LH1 | SIMOTICS S-1FL6-1FL6 Operating voltage 3AC 400 V Pn=1.75 kW; Nn=2000 rpm M0=11 Nm; MN=8.36 Nm Sh | 1640.56
1FL6067-1AC61-2AA1 | SIMOTICS S-1FL6-1FL6 Operating voltage 3AC 400 V Pn=2 kW; Nn=2000 rpm M0=15 Nm; MN=9.55 Nm Shaft | 1089.37
1FL6090-1AC61-2LB1 | SIMOTICS S-1FL6-1FL6 Operating voltage 3AC 400 V Pn=2.5 kW; Nn=2000 rpm M0=15 Nm; MN=11.9 Nm Sha | 1885.27
1FL6090-1AC61-2LG1 | SIMOTICS S-1FL6-1FL6 Operating voltage 3AC 400 V Pn=2.5 kW; Nn=2000 rpm M0=15 Nm; MN=11.9 Nm Sha | 1568.28
1FL6090-1AC61-2LH1 | SIMOTICS S-1FL6-1FL6 Operating voltage 3AC 400 V Pn=2.5 kW; Nn=2000 rpm M0=15 Nm; MN=11.9 Nm Sha | 1885.27
1FL6092-1AC61-2AA1 | SIMOTICS S-1FL6-1FL6 Operating voltage 3AC 400 V Pn=3.5 kW; Nn=2000 rpm M0=15 Nm; MN=11.9 Nm Sha | 1491.64
1FL6092-1AC61-2AB1 | SIMOTICS S-1FL6-1FL6 Operating voltage 3AC 400 V Pn=3.5 kW; Nn=2000 rpm M0=22 Nm; MN=16.7 Nm Sha | 1808.58
1FL6094-1AC61-2LG1 | SIMOTICS S-1FL6-1FL6 Operating voltage 3AC 400 V Pn=5 kW; Nn=2000 rpm M0=30 Nm; MN=23.9 Nm Shaft | 2375.86
1FL6094-1AC61-2LH1 | SIMOTICS S-1FL6-1FL6 Operating voltage 3AC 400 V Pn=5 kW; Nn=2000 rpm M0=30 Nm; MN=23.9 Nm Shaft | 2692.8
1FL6096-1AC61-2AA1 | SIMOTICS S-1FL6-1FL6 Operating voltage 3AC 400 V Pn=7 kW; Nn=2000 rpm M0=40 Nm; MN=33.4 Nm Shaft | 2469.6
1FL6096-1AC61-2AB1 | SIMOTICS S-1FL6-1FL6 Operating voltage 3AC 400 V Pn=7 kW; Nn=2000 rpm M0=40 Nm; MN=33.4 Nm Shaft | 2786.56
3KC0346-0QE00-0AA0 | SENTRON, 3KC transfer switching equipment, manually operated, MTSE, size: 4, 3-pole, Iu: 630 A, | 1317.48
3KC0348-0QE00-0AA0 | SENTRON, 3KC transfer switching equipment, manually operated, MTSE, size: 4, 3-pole, Iu: 800 A, | 1673.35
3KC0350-0RE00-0AA0 | SENTRON, 3KC transfer switching equipment, manually operated, MTSE, size: 5, 3-pole, Iu: 1000 A, | 3090.71
3KC0352-0RE00-0AA0 | SENTRON, 3KC transfer switching equipment, manually operated, MTSE, size: 5, 3-pole, Iu: 1250 A, | 4551.78
3KC0446-0QE00-0AA0 | SENTRON, transfer switching equipment 3KC, manually operated, MTSE, size: 4, 4-pole, Iu: 630 A, | 1579.67
3KC0448-0QE00-0AA0 | SENTRON, transfer switching equipment 3KC, manually operated, MTSE, size: 4, 4-pole, Iu: 800 A, | 1998.03
3KC0450-0RE00-0AA0 | SENTRON, transfer switching equipment 3KC, manually operated, MTSE, size: 5, 4-pole, Iu: 1000 A, | 3690.13
3KC0452-0RE00-0AA0 | SENTRON, transfer switching equipment 3KC, manually operated, MTSE, size: 5, 4-pole, Iu: 1250 A, | 5450.9
3KC0436-0PE00-0AA0 | SENTRON, transfer switching equipment 3KC, manually operated, MTSE, size: 3, 4-pole, Iu: 200 A, | 655.61
3KC9000-8TL62 | ATC6 expansion module 2DI/2O SSR, Accessory for ATC6300 pluggable contains 2 digital inputs and | 316.6
3KC9000-8TL63 | ATC6 expansion module 2DO Relay, Accessory for ATC6300 pluggable contains 2 relay outputs 2 chan | 316.6
3KC9000-8TL64 | ATC6 expansion module 2DI/2DO Relay, Accessory for ATC6300 pluggable contains 2 digital inputs a | 398.6
3KC9000-8TL67 | ATC6300 protective seal accessory for ATC6300 for front-side IP65 protection; 144 x 144 mm conta | 25.66
3KC9318-0 | Accessories for 3KC0 SZ 3 Connecting jumper for load-side connection 1-pole for 3KC0 SZ3 contain | 25.78
3KC9401-1 | Accessories for 3KC0 SZ 4 Direct operating mechanism, gray with cover for 3KC0 SZ4 3 and 4-pole | 42.83
3KC9401-2 | Accessories for 3KC0 SZ 4 Direct operating mechanism yellow/red with cover for 3KC0 SZ4 3 and 4- | 42.83
3KC9404-0 | Accessories for 3KC0 SZ 4 Terminal covers, Side panel coverings for 3KC0 SZ4 3 and 4-pole contai | 6.87
3KF1303-0MB11 | Switch disconnector with fuse 32 A, Size 1, 3-pole for LV HRC fuse Sz. 000 Front operating mecha | 125.51
3KF1303-0MR11 | Switch disconnector with fuse 32 A, Size 1, 3-pole for LV HRC fuse Sz. 000 Front operating mecha | 125.51
3KF1303-2LB11 | Switch disconnector with fuse 32 A, Size 1, 3-pole for LV HRC fuse Sz. 000 Front operating mecha | 157.98
3KF1303-4LB11 | Switch disconnector with fuse 32 A, Size 1, 3-pole for LV HRC fuse Sz. 000 Side operating mechan | 125.51
3KF1303-4RB11 | Switch disconnector with fuse 32 A, Size 1, 3-pole for LV HRC fuse Sz. 000 Side operating mechan | 125.51
3KF1308-4RB11 | Switch disconnector with fuse 80 A, Size 1, 3-pole for LV HRC fuse Sz. 000 Side operating mechan | 177.95
3KF1403-0LB11 | Switch disconnector with fuse 32 A, Size 1, 4-pole for LV HRC fuse Sz. 000 Front operating mecha | 157.98
3KF1403-0MB11 | Switch disconnector with fuse 32 A, Size 1, 4-pole for LV HRC fuse Sz. 000 Front operating mecha | 157.98
3KF1403-2LB11 | Switch disconnector with fuse 32 A, Size 1, 4-pole for LV HRC fuse Sz. 000 Front operating mecha | 189.2
3KF2312-0MF11 | Switch disconnector with fuse 125 A, Size 2, 3-pole for LV HRC fuse Sz. 000 and 00 Front operati | 182.94
3KF2312-0MF51 | Switch disconnector with fuse 3KF SITOR, 125 A, Size 2, 3-pole, for LV HRC fuse Sz. 000 and 00 f | 216.65
3KF2312-0MR11 | Switch disconnector with fuse 125 A, Size 2, 3-pole for LV HRC fuse Sz. 000 and 00 Front operati | 182.94
3KF2312-0NR11 | Switch disconnector with fuse 125 A, Size 2, 3-pole for LV HRC fuse Sz. 000 and 00 Front operati | 182.94
3KF2412-4RF11 | Switch disconnector with fuse 125 A, Size 2, 4-pole for LV HRC fuse Sz. 000 and 00 Side operatin | 229.76
3KF2416-0LF11 | Switch disconnector with fuse 160 A, Size 2, 4-pole for LV HRC fuse Sz. 000 and 00 Front operati | 251.66
3KF2416-0MF11 | Switch disconnector with fuse 160 A, Size 2, 4-pole for LV HRC fuse Sz. 000 and 00 Front operati | 251.66
3KF2416-2LF11 | Switch disconnector with fuse 160 A, Size 2, 4-pole for LV HRC fuse Sz. 000 and 00 Front operati | 293.47
3KF3425-4LF11 | Switch disconnector with fuse 250 A, Size 3, 4-pole for LV HRC fuse Sz. 0 and 1 Side operating m | 410.84
3KF3425-4RF11 | Switch disconnector with fuse 250 A, Size 3, 4-pole for LV HRC fuse Sz. 0 and 1 Side operating m | 410.84
3KF4340-0LF11 | Switch disconnector with fuse 400 A, Size 4, 3-pole for LV HRC fuse Sz. 1 and 2 Front operating | 531.95
3KF4340-0MF11 | Switch disconnector with fuse 400 A, Size 4, 3-pole for LV HRC fuse Sz. 1 and 2 Front operating | 531.95
3KF5363-4LF11 | Switch disconnector with fuse 630 A, Size 5, 3-pole for LV HRC fuse Sz. 2 and 3 Side operating m | 1017.73
1FL6096-1AC61-2AG1 | SIMOTICS S-1FL6-1FL6 Operating voltage 3AC 400 V Pn=7 kW; Nn=2000 rpm M0=40 Nm; MN=33.4 Nm Shaft | 2469.6
1FL6096-1AC61-2LA1 | SIMOTICS S-1FL6-1FL6 Operating voltage 3AC 400 V Pn=7 kW; Nn=2000 rpm M0=40 Nm; MN=33.4 Nm Shaft | 2927.21
1FN3100-4SL08-0AA0-ZP87 | SIMOTICS L Y secondary section for Y/Z linear motor; Component 3-phase synchronous motor; for 1F | 253.83
1FN3150-4SL08-0AA0-ZP87 | SIMOTICS L Y secondary section for Y/Z linear motor; Component 3-phase synchronous motor; for 1F | 292.9
5TC1272 | DELTA, shutter/blind control | 70.58
5TE4801-2 | Pushbutton 2 NO + 2 NC without latching function,gray | 26.27
3KC0316-2ME00-0AA0 | SENTRON, 3KC transfer switching equipment, manually operated, MTSE, size: 1, 3-pole, Iu: 16 A, U | 119.88
3KC0326-2ME00-0AA0 | SENTRON, 3KC transfer switching equipment, manually operated, MTSE, size: 1, 3-pole, Iu: 63 A, U | 146.1
3KC0340-0PE00-0AA0 | SENTRON, 3KC transfer switching equipment, manually operated, MTSE, size: 3, 3-pole, Iu: 315 A, | 799.2
3KC0344-0QE00-0AA0 | SENTRON, 3KC transfer switching equipment, manually operated, MTSE, size: 4, 3-pole, Iu: 500 A, | 1230.04
3KC0354-0RE00-0AA0 | SENTRON, 3KC transfer switching equipment, manually operated, MTSE, size: 5, 3-pole, Iu: 1600 A, | 5482.11
3KC0422-2ME00-0AA0 | SENTRON, 3KC transfer switching equipment, manually operated, MTSE, size: 1, 4-pole, Iu: 32 A, U | 172.33
3KC0438-0PE00-0AA0 | SENTRON, transfer switching equipment 3KC, manually operated, MTSE, size: 3, 4-pole, Iu: 250 A, | 836.66
3KC0442-0PE00-0AA0 | SENTRON, transfer switching equipment 3KC, manually operated, MTSE, size: 3, 4-pole, Iu: 400 A, | 1155.1
3KC9000-8TL40 | SENTRON 3KC ATC6300; LCD; 144x144 mm; Transfer control device for control of MCCB, ACB, LBS; for | 1554.29
3KC9000-8TL61 | ATC6 expansion module 4DO SSR, Accessory for ATC6300 pluggable contains 4 solid-state compatible | 266.05
3KC9000-8TL73 | ATC6 USB front interface Accessory for ATC6300 pluggable for front-side parameter assignment con | 462.48
3KC9000-8TL75 | ATC6 expansion module Ethernet Accessory for ATC6300 pluggable contains Ethernet interface | 1134.72
3KC9218-2 | Accessories for 3KC0 SZ 2 Connecting jumper for load-side connection 4-pole for 3KC0 SZ2 contain | 119.88
3KC9301-2 | Accessories for 3KC0 SZ 3 Direct operating mechanism yellow/red with cover for 3KC0 SZ3 3 and 4- | 34.39
3KC9501-1 | Accessories for 3KC0 SZ 5 Direct operating mechanism, gray with cover for 3KC0 SZ5 3 and 4-pole | 60.21
3KC9504-0 | Accessories for 3KC0 SZ 5 Terminal covers, Side panel coverings for 3KC0 SZ5 3 and 4-pole contai | 7.76
3KD9103-2 | Accessory for 3KD size 1/2, 3KF size 1 3KC0 size 1/2, Auxiliary switch 1 change-over contact wit | 6.84
3KF1303-0LB11 | Switch disconnector with fuse 32 A, Size 1, 3-pole for LV HRC fuse Sz. 000 Front operating mecha | 125.51
3KF1306-0LB11 | Switch disconnector with fuse 63 A, Size 1, 3-pole for LV HRC fuse Sz. 000 Front operating mecha | 158.6
3KF1306-0MB11 | Switch disconnector with fuse 63 A, Size 1, 3-pole for LV HRC fuse Sz. 000 Front operating mecha | 158.6
3KF1308-0MB11 | Switch disconnector with fuse 80 A, Size 1, 3-pole for LV HRC fuse Sz. 000 Front operating mecha | 177.95
3KF1308-4LB11 | Switch disconnector with fuse 80 A, Size 1, 3-pole for LV HRC fuse Sz. 000 Side operating mechan | 177.95
3KF1403-4LB11 | Switch disconnector with fuse 32 A, Size 1, 4-pole for LV HRC fuse Sz. 000 Side operating mechan | 157.98
3KF1406-0LB11 | Switch disconnector with fuse 63 A, Size 1, 4-pole for LV HRC fuse Sz. 000 Front operating mecha | 198.57
3KF1406-2LB11 | Switch disconnector with fuse 63 A, Size 1, 4-pole for LV HRC fuse Sz. 000 Front operating mecha | 230.38
6SL3210-1NE17-7AG1 | SINAMICS G120 POWER MODULE PM230 WITH BUILT IN CL. A FILTER PROTECTION IP20 3AC380-480V +10/-10% | 812.77
6SL3210-1NE21-0AG1 | SINAMICS G120 POWER MODULE PM230 WITH BUILT IN CL. A FILTER PROTECTION IP20 3AC380-480V +10/-10% | 959.76
6SL3210-1NE22-6UG1 | SINAMICS G120 POWER MODULE PM230 UNFILTERED PROTECTION IP20 3AC380-480V +10/-10% 47-63HZ OUTPUT | 1642.83
6SL3210-1NE23-2UG1 | SINAMICS G120 POWER MODULE PM230 UNFILTERED PROTECTION IP20 3AC380-480V +10/-10% 47-63HZ OUTPUT | 2248.07
6SL3210-1PE31-5UL0 | SINAMICS G120 POWER MODULE PM240-2 WITHOUT FILTER WITH BUILT IN BRAKING CHOPPER 3AC380-480V +10/ | 8594.11
6SL3210-1PE31-8UL0 | SINAMICS G120 POWER MODULE PM240-2 WITHOUT FILTER WITH BUILT IN BRAKING CHOPPER 3AC380-480V +10/ | 10038.51
6XV1801-5AH10 | ROBUST POWER CONNECTING CABLE M12-180/M12-180, IP69, TO POWER SUPPLY OF ET200, PREASSEMBLED CABL | 84.6
6XV1801-5AH30 | ROBUST POWER CONNECTING CABLE M12-180/M12-180, IP69, TO POWER SUPPLY OF ET200, PREASSEMBLED CABL | 100.76
6XV1840-2AT50 | IE FC TP STANDARD CABLE GP 2X2 (PROFINET TYPE A), CAT5E, BUS CABLE 4-WIRE, SHIELDED, SPEC. DESIGN | 1237.58
6SL3760-0MS00-0AA0 | NEWPART AND SPAREPART FOR SINAMICS G120P CABINET OPTION L00 LINEFILTER CATEGORY C2 FRAMESIZE HX | 5284.57
6SL3054-0EJ00-1BA0 | SINAMICS S120 COMPACTFLASH CARD W/O PERFORMANCE EXTENSION INCLUDING CERTIFICATE OF LICENCE V4.8 | 166.28
6SL3162-4HC01-0AA0 | FAN COVER WITHOUT GRID FOR S120 BOOKSIZE COMPACT 50mm 100 PIECES | 3207.51
7MH7723-1GE | Ink, ribbon, epson TM-U295, replacement | 55.05
7MH7723-1JU | Motion cable gland adaptor kit | 161.94
7MH7723-1JY | Test chain storage reel controller | 1460.08
7MH7723-1KB | ILE-37 Calibration Wheel Spare Kit | 849.7
7MH7723-1KN | WF100 4" (100mm) sensing plate 304 std | 1023.26
7MH7723-1KV | WF100 10" (250mm) sensing plate 316 std | 1840.63
7MH7723-1KX | WF100 6" (150mm) sensing plate 304 PTFE | 1287.74
7MH7723-1LF | WF100 4" (100mm) sensing plate 304 poly | 1124.97
7MH7723-1LH | WF100 8" (200mm) sensing plate 304 poly | 1247.04
7MH7723-1LN | WF100 10" (250mm) sensing plate 316 poly | 1943.56
7MH7723-1LQ | WF100 LOADCELL SPARE 5 LBS | 2656.85
7MH7723-1LX | WF250 SENSING PLATE SUPPORT CABLES SPARE | 515.81
7MH7723-1MA | WF200 SENSING PLATE 900 TPH 304 STD | 4492.72
7MH7723-1MH | WF200 SENSING PLATE 500 TPH 304 CERAMIC | 5106.68
7MH7723-1MK | WF250 SENSING PLATE 500 TPH 304 CERAMIC | 5106.68
7MH7723-1NA | Loadcell conduit replacement kit | 451.21
7MH7723-1NE | Termination box 1,2,4 load cell and speed sensor, Stainless steel CE, NEMA 4X, 304 stainless ste | 849.7
7MH7723-1RC | Motor speed sensor adaptor 145TC | 1358.35
6SL3366-1LH00-0PA0 | SINAMICS OPTIONAL ACCESSORIES LINE CONNECTION LEFT POWER MODULE PM330 FRAMESIZE HX | 676.1
7KT1233 | BAR FOR 3 SENSORS TO CLICK ON SENSORS, COMMUNICATION OF SENSOR VALUES TO DATA MANAGER | 198.92
7KT1238 | BAR FOR 9 SENSORS TO CLICK ON SENSORS, COMMUNICATION OF SENSOR VALUES TO DATA MANAGER | 275.42
6XV1881-5AH10 | IE ROBUST CONNECTING CABLE M12-180/M12-180, IP69, PREASS. IE FC ROBUST FOOD CABLE GP 2X2, W. 2 M1 | 65.82
6XV1881-5AH30 | IE ROBUST CONNECTING CABLE M12-180/M12-180, IP69, PREASS. IE FC ROBUST FOOD CABLE GP 2X2, W. 2 M1 | 87.06
7MH5108-4AD00 | Load Cell Siwarex WL 270 CP-S SA 1t C3, Rated Load 1t, Accuracy class C3, not legal for trade 1 | 720.1
7MH5108-4GD01 | Load cell Siwarex WL 270 CP-S SA 2t C3 Ex, Rated Load 2t, Accuracy class C3, not legal for trade | 826.74
7MH5108-5KE00 | Siwarex WL 270 Load Cell CP-S SA 30t C4 - Rated Load 30t - Accuracy class C4 - 15m Cable length, | 843.85
7MH5122-5GD00 | LOAD CELL SIWAREX WL290 DB-S CA 23T C3 RATED LOAD 23T, ACCURACY CLASS C3, OIML R60 ZERTIFICAT IS | 860.95
3KC9118-1 | Accessories for 3KC0 SZ 1 Connecting jumper for load-side connection 3-pole for 3KC0 SZ1 contain | 68.68
3KC9118-2 | Accessories for 3KC0 SZ 1 Connecting jumper for load-side connection 4-pole for 3KC0 SZ1 contain | 94.27
3KC9120-1 | Accessories for 3KC0 SZ 1, SZ 2, Mounting, Assembly kit for floor mounting for 3KC0 SZ1, SZ2 3 a | 11.18
3KC9201-3 | Accessories for 3KC0 sizes 1 and 2 direct operating mechanism, gray without cover for 3KC0 SZ2 3 | 25.78
3KC9218-1 | Accessories for 3KC0 SZ 2 Connecting jumper for load-side connection 3-pole for 3KC0 SZ2 contain | 103.04
3KC9518-0 | Accessories for 3KC0 SZ 5 Connecting jumper for load-side connection 1-pole for 3KC0 SZ5 contain | 128.62
5TE4811-2 | Pushbutton 2 NO + 2 NC with latching functiongray | 26.27
5TE4812-1 | Pushbutton 3 NO+1 NC with latching functiongray | 24.52
5TG2025-2 | Dual USB charging unit, 2100 mA | 95.52
3KF1306-2LB11 | Switch disconnector with fuse 63 A, Size 1, 3-pole for LV HRC fuse Sz. 000 Front operating mecha | 189.83
3KF1306-4LB11 | Switch disconnector with fuse 63 A, Size 1, 3-pole for LV HRC fuse Sz. 000 Side operating mechan | 158.6
3KF1306-4RB11 | Switch disconnector with fuse 63 A, Size 1, 3-pole for LV HRC fuse Sz. 000 Side operating mechan | 158.6
3KF1308-0LB11 | Switch disconnector with fuse 80 A, Size 1, 3-pole for LV HRC fuse Sz. 000 Front operating mecha | 177.95
3KF1406-4LB11 | Switch disconnector with fuse 63 A, Size 1, 4-pole for LV HRC fuse Sz. 000 Side operating mechan | 198.57
3KF1406-4RB11 | Switch disconnector with fuse 63 A, Size 1, 4-pole for LV HRC fuse Sz. 000 Side operating mechan | 198.57
3KF1408-0LB11 | Switch disconnector with fuse 80 A, Size 1, 4-pole for LV HRC fuse Sz. 000 Front operating mecha | 224.77
3KF1408-0MB11 | Switch disconnector with fuse 80 A, Size 1, 4-pole for LV HRC fuse Sz. 000 Front operating mecha | 224.77
3KF2316-0MF11 | Switch disconnector with fuse 160 A, Size 2, 3-pole for LV HRC fuse Sz. 000 and 00 Front operati | 202.29
3KF2316-0MF51 | Switch disconnector with fuse 3KF SITOR, 160 A, Size 2, 3-pole, for LV HRC fuse Sz. 000 and 00 f | 250.99
3KF2316-2LF11 | Switch disconnector with fuse 160 A, Size 2, 3-pole for LV HRC fuse Sz. 000 and 00 Front operati | 244.77
3KF2316-4LF11 | Switch disconnector with fuse 160 A, Size 2, 3-pole for LV HRC fuse Sz. 000 and 00 Side operatin | 202.29
3KF3325-0MF11-8AA1 | Switch disconnector with fuse 250 A, Size 3, 3-pole for LV HRC fuse Sz. 0 and 1 Front operating | 327.81
3KF3325-0MF51 | Switch disconnector with fuse 3KF SITOR, 250 A, Size 3, 3-pole, for LV HRC fuse Sz. 0 and 1 for | 422.72
3KF3325-2LF11 | Switch disconnector with fuse 250 A, Size 3, 3-pole for LV HRC fuse Sz. 0 and 1 Front operating | 372.12
3KF3325-4LF11 | Switch disconnector with fuse 250 A, Size 3, 3-pole for LV HRC fuse Sz. 0 and 1 Side operating m | 327.81
3KF4440-0MF11 | Switch disconnector with fuse 400 A, Size 4, 4-pole for LV HRC fuse Sz. 1 and 2 Front operating | 668.11
3KF4440-2LF11 | Switch disconnector with fuse 400 A, Size 4, 4-pole for LV HRC fuse Sz. 1 and 2 Front operating | 711.78
3KF4440-4LF11 | Switch disconnector with fuse 400 A, Size 4, 4-pole for LV HRC fuse Sz. 1 and 2 Side operating m | 668.11
3KF4440-4RF11 | Switch disconnector with fuse 400 A, Size 4, 4-pole for LV HRC fuse Sz. 1 and 2 Side operating m | 668.11
3KF5380-4RF11 | Switch disconnector with fuse 800 A, Size 5, 3-pole for LV HRC fuse Sz. 2 and 3 Side operating m | 1217.56
3KF5463-0LF11 | Switch disconnector with fuse 630 A, Size 5, 4-pole for LV HRC fuse Sz. 2 and 3 Front operating | 1261.26
3KF5463-0MF11 | Switch disconnector with fuse 630 A, Size 5, 4-pole for LV HRC fuse Sz. 2 and 3 Front operating | 1261.26
3KF1408-2LB11 | Switch disconnector with fuse 80 A, Size 1, 4-pole for LV HRC fuse Sz. 000 Front operating mecha | 256
3KF1408-4RB11 | Switch disconnector with fuse 80 A, Size 1, 4-pole for LV HRC fuse Sz. 000 Side operating mechan | 224.77
3KF2312-4LF11 | Switch disconnector with fuse 125 A, Size 2, 3-pole for LV HRC fuse Sz. 000 and 00 Side operatin | 182.94
3KF2316-0LF11 | Switch disconnector with fuse 160 A, Size 2, 3-pole for LV HRC fuse Sz. 000 and 00 Front operati | 202.29
3KF2316-4RF11 | Switch disconnector with fuse 160 A, Size 2, 3-pole for LV HRC fuse Sz. 000 and 00 Side operatin | 202.29
3KF2412-0MF11 | Switch disconnector with fuse 125 A, Size 2, 4-pole for LV HRC fuse Sz. 000 and 00 Front operati | 229.76
3KF2412-4LF11 | Switch disconnector with fuse 125 A, Size 2, 4-pole for LV HRC fuse Sz. 000 and 00 Side operatin | 229.76
3KF2416-4LF11 | Switch disconnector with fuse 160 A, Size 2, 4-pole for LV HRC fuse Sz. 000 and 00 Side operatin | 251.66
3KF3325-0LF11 | Switch disconnector with fuse 250 A, Size 3, 3-pole for LV HRC fuse Sz. 0 and 1 Front operating | 327.81
3KF3425-0LF11 | Switch disconnector with fuse 250 A, Size 3, 4-pole for LV HRC fuse Sz. 0 and 1 Front operating | 410.84
3KF3425-2LF11 | Switch disconnector with fuse 250 A, Size 3, 4-pole for LV HRC fuse Sz. 0 and 1 Front operating | 455.17
3KF4340-0MF51 | Switch disconnector with fuse 3KF SITOR, 400 A, Size 4, 3-pole, for LV HRC fuse Sz. 1 and 2 for | 680.57
3KF4340-4LF11 | Switch disconnector with fuse 400 A, Size 4, 3-pole for LV HRC fuse Sz. 1 and 2 Side operating m | 531.95
3KF4440-0LF11 | Switch disconnector with fuse 400 A, Size 4, 4-pole for LV HRC fuse Sz. 1 and 2 Front operating | 668.11
3KF5363-0LF11 | Switch disconnector with fuse 630 A, Size 5, 3-pole for LV HRC fuse Sz. 2 and 3 Front operating | 1017.73
3KF5363-0MF51 | Switch disconnector with fuse 3KF SITOR, 630 A, Size 5, 3-pole, for LV HRC fuse Sz. 2 and 3 for | 1192.59
3KF5380-0MF51 | Switch disconnector with fuse 3KF SITOR, 800 A, Size 5, 3-pole, for LV HRC fuse Sz. 2 and 3 for | 1560.99
3KF5380-4LF11 | Switch disconnector with fuse 800 A, Size 5, 3-pole for LV HRC fuse Sz. 2 and 3 Side operating m | 1217.56
3KF5480-0LF11 | Switch disconnector with fuse 800 A, Size 5, 4-pole for LV HRC fuse Sz. 2 and 3 Front operating | 1517.26
3KF5480-2LF11 | Switch disconnector with fuse 800 A, Size 5, 4-pole for LV HRC fuse Sz. 2 and 3 Front operating | 1585.94
3KF9101-2AA00 | Accessory for 3KF size 1 Direct operating mechanism, red/yellow Can be locked in OFF position wi | 31.91
3KF9105-2AA00 | Accessory for 3KF size 1 Fourth pole, switchable for LV HRC fuse Sz. 000 box terminal | 44.7
3KF9112-0AA10 | Spare part for 3KF SITOR Size 1, mounting bracket for surface mounting, contains 2 units | 5.33
3KF9112-0BA00 | Spare part 3KF size 1, 3KD/C0 size 1/2 Slide for mounting on DIN rail contains 5 units | 12.8
3KF9205-1AA00 | Accessory for 3KF size 2 Fourth pole, switchable for LV HRC fuse Sz. 000 and 00 flat terminal on | 50.58
3KF9206-1AA00 | Accessory for 3KF size 2 neutral conductor terminal with removable jumper flat terminal on the r | 33.82
3KF9212-0AB00 | Replacement part for 3KF size 1/2 Mounting bracket for 3KF with rear-side flat terminal contains | 17.18
3KF9212-0CB00 | Replacement part for 3KF size 2 Fuse cover | 11.18
3KF9304-8 | Accessory for 3KF size 3 cable connection cover Standard length contains 8 units | 57.44
3KF9305-0BA00 | Accessory for 3KF SITOR size 3, fourth pole, switchable, for LV HRC fuse Sz. 0 and 1 for semicon | 106.77
3KF9405-0BA00 | Accessory for 3KF SITOR size 4, fourth pole, switchable, for LV HRC fuse Sz. 1 and 2 for semicon | 169.81
3KF9406-7AA00 | Accessory for 3KF size 4 Neutral conductor/ground terminal with fixed jumper flat terminal | 80.55
3KF5363-4RF11 | Switch disconnector with fuse 630 A, Size 5, 3-pole for LV HRC fuse Sz. 2 and 3 Side operating m | 1017.73
3KF5380-0LF11 | Switch disconnector with fuse 800 A, Size 5, 3-pole for LV HRC fuse Sz. 2 and 3 Front operating | 1217.56
3KF5380-0LF11-8AA1 | Switch disconnector with fuse 800 A, Size 5, 3-pole for LV HRC fuse Sz. 2 and 3 Front operating | 1217.56
3KF5480-4LF11 | Switch disconnector with fuse 800 A, Size 5, 4-pole for LV HRC fuse Sz. 2 and 3 Side operating m | 1517.26
3KF5480-4RF11 | Switch disconnector with fuse 800 A, Size 5, 4-pole for LV HRC fuse Sz. 2 and 3 Side operating m | 1517.26
3KF9010-1AA00 | Accessory for 3KF all sizes Electronic fuse monitoring | 94.27
3KF9101-1AA00 | Accessory for 3KF size 1 Direct operating mechanism, gray Can be locked in OFF position with thr | 31.91
3KF9112-0CA00 | Replacement part for 3KF size 1 Fuse cover | 8.64
3KF9112-1AA00 | Accessory for BG1/3KD Sz1/2 Conversion kit Blocking pin for deactivating the test function the a | 17.18
3KF9201-1AA00 | Accessory for 3KF size 2 Direct operating mechanism, gray Can be locked in OFF position with thr | 41.25
3KF9201-2AA00 | Accessory for 3KF size 2 Direct operating mechanism, red/yellow Can be locked in OFF position wi | 41.25
3KF9205-0AA00 | Accessory for 3KF size 2 Fourth pole, switchable for LV HRC fuse Sz. 000 and 00 flat terminal | 50.58
3KF9301-2AA00 | Accessory for 3KF size 3 Direct operating mechanism, red/yellow Can be locked in OFF position wi | 44.91
3KF9304-1 | Accessory for 3KF size 3 cable connection cover short version contains 1 unit | 5.64
3KF9304-5 | Accessory for 3KF size 3 cable connection cover short version contains 8 units | 43.4
3KF9304-6 | Accessory for 3KF size 3 cable connection cover Standard length contains 6 units | 44.7
3KF9412-0AA00 | Spare part 3KF Sz. 3/4, 3KD size 4 Mounting bracket for surface mounting contains 4 units | 21.47
3KF9412-0CA00 | Replacement part for 3KF size 4 Fuse cover | 16.29
3KF9412-1AA00 | Accessory for 3KF BG2/4 3KD Sz3/4 Conversion kit Blocking pin for deactivating the test function | 25.78
3KF9501-1AA00 | Accessory for 3KF size 5 Direct operating mechanism, gray Can be locked in OFF position with thr | 61.86
3LD3010-0TK05 | Load disconnector 3LD3, Iu 16 A Main switch 3-pole Rated operating capacity at AC-23 A at 400V 7 | 19.24
3LD3010-0TL05 | Load disconnector 3LD3, Iu 16 A Main switch 3-pole + N Rated operating capacity at AC-23 A at 40 | 24.08
3LD3040-0TL11 | Load disconnector 3LD3, Iu 16 A Main switch 3-pole + N Rated operating capacity at AC-23 A at 40 | 30.34
3LD3040-0TL13 | Load disconnector 3LD3, Iu 16 A Main switch 3-pole + N Rated operating capacity at AC-23 A at 40 | 30.34
3LD3040-1TK11 | Load disconnector 3LD3, Iu 16 A Main switch 3-pole Rated operating capacity at AC-23 A at 400V 7 | 36.56
3LD3040-1TK13 | Load disconnector 3LD3, Iu 16 A Main switch 3-pole Rated operating capacity at AC-23 A at 400V 7 | 36.56
3LD3050-0TL13 | Load disconnector 3LD3, Iu 16 A Main switch 3-pole + N Rated operating capacity at AC-23 A at 40 | 26.32
3LD3050-1TK11 | Load disconnector 3LD3, Iu 16 A Main switch 3-pole Rated operating capacity at AC-23 A at 400V 7 | 29.09
3LD3050-1TK13 | Load disconnector 3LD3, Iu 16 A Main switch 3-pole Rated operating capacity at AC-23 A at 400V 7 | 30.39
3LD3050-1TL11 | Load disconnector 3LD3, Iu 16 A Main switch 3-pole + N Rated operating capacity at AC-23 A at 40 | 36.32
3LD3130-0TK11 | Load disconnector 3LD3, Iu 25 A Main switch 3-pole Rated operating capacity at AC-23 A at 400V 9 | 19.3
3LD3130-0TK13 | Load disconnector 3LD3, Iu 25 A Main switch 3-pole Rated operating capacity at AC-23 A at 400V 9 | 20.24
3KF9501-2AA00 | Accessory for 3KF size 5 Direct operating mechanism, red/yellow Can be locked in OFF position wi | 61.86
3KF9505-0BA00 | Accessory for 3KF SITOR size 5, fourth pole, switchable, for LV HRC fuse Sz. 2 and 3 for semicon | 392.74
3LD3010-1TL05 | Load disconnector 3LD3, Iu 16 A Main switch 3-pole + N Rated operating capacity at AC-23 A at 40 | 34.23
3LD3030-0TK13 | Load disconnector 3LD3, Iu 16 A Main switch 3-pole Rated operating capacity at AC-23 A at 400V 7 | 18.49
3LD3030-1TL11 | Load disconnector 3LD3, Iu 16 A Main switch 3-pole + N Rated operating capacity at AC-23 A at 40 | 33.3
3LD3040-0TK11 | Load disconnector 3LD3, Iu 16 A Main switch 3-pole Rated operating capacity at AC-23 A at 400V 7 | 25.28
3LD3040-1TL13 | Load disconnector 3LD3, Iu 16 A Main switch 3-pole + N Rated operating capacity at AC-23 A at 40 | 41.52
3LD3048-0TK53 | Load disconnector 3LD3, Iu 16 A Main switch 3-pole Rated operating capacity at AC-23 A at 400V 7 | 35.35
3LD3050-0TK11 | Load disconnector 3LD3, Iu 16 A Main switch 3-pole Rated operating capacity at AC-23 A at 400V 7 | 19.69
3LD3050-0TL11 | Load disconnector 3LD3, Iu 16 A Main switch 3-pole + N Rated operating capacity at AC-23 A at 40 | 26.32
3LD3050-1TL13 | Load disconnector 3LD3, Iu 16 A Main switch 3-pole + N Rated operating capacity at AC-23 A at 40 | 36.32
3LD3054-0TK53 | Load disconnector 3LD3, Iu 16 A Main switch 3-pole Rated operating capacity at AC-23 A at 400V 7 | 21.04
3LD3110-0TK05 | Load disconnector 3LD3, Iu 25 A Main switch 3-pole Rated operating capacity at AC-23 A at 400V 9 | 26.01
3LD3110-1TK05 | Load disconnector 3LD3, Iu 25 A Main switch 3-pole Rated operating capacity at AC-23 A at 400V 9 | 36.14
3LD3130-1TK13 | Load disconnector 3LD3, Iu 25 A Main switch 3-pole Rated operating capacity at AC-23 A at 400V 9 | 29.85
3LD3130-1TL13 | Load disconnector 3LD3, Iu 25 A Main switch 3-pole + N Rated operating capacity at AC-23 A at 40 | 38.65
3LD3140-1TK11 | Load disconnector 3LD3, Iu 25 A Main switch 3-pole Rated operating capacity at AC-23 A at 400V 9 | 38.78
3LD3140-1TL11 | Load disconnector 3LD3, Iu 25 A Main switch 3-pole + N Rated operating capacity at AC-23 A at 40 | 43.64
3LD3148-1TK53 | Load disconnector 3LD3, Iu 25 A Main switch 3-pole Rated operating capacity at AC-23 A at 400V 9 | 49.14
3LD3148-1TL53 | Load disconnector 3LD3, Iu 25 A Main switch 3-pole + N Rated operating capacity at AC-23 A at 40 | 53.89
3LD3150-1TL11 | Load disconnector 3LD3, Iu 25 A Main switch 3-pole + N Rated operating capacity at AC-23 A at 40 | 41.41
3LD3154-0TK51 | Load disconnector 3LD3, Iu 25 A Main switch 3-pole Rated operating capacity at AC-23 A at 400V 9 | 23.14
3LD3154-1TK53 | Load disconnector 3LD3, Iu 25 A Main switch 3-pole Rated operating capacity at AC-23 A at 400V 9 | 30.03
3LD3154-1TL53 | Load disconnector 3LD3, Iu 25 A Main switch 3-pole + N Rated operating capacity at AC-23 A at 40 | 35.35
3LD3210-0TL05 | Load disconnector 3LD3, Iu 32 A Main switch 3-pole + N Rated operating capacity for AC-23 A at 4 | 30.6
3LD3230-0TL11 | Load disconnector 3LD3, Iu 32 A Main switch 3-pole + N Rated operating capacity for AC-23 A at 4 | 32.27
3LD3230-1TK11 | Load disconnector 3LD3, Iu 32 A Main switch 3-pole Rated operating capacity for AC-23 A at 400V | 34.23
3LD3240-0TL13 | Load disconnector 3LD3, Iu 32 A Main switch 3-pole + N Rated operating capacity for AC-23 A at 4 | 34.6
3LD3240-1TK13 | Load disconnector 3LD3, Iu 32 A Main switch 3-pole Rated operating capacity for AC-23 A at 400V | 40.68
3LD3248-0TL51 | Load disconnector 3LD3, Iu 32 A Main switch 3-pole + N Rated operating capacity for AC-23 A at 4 | 35.35
3LD3248-1TK51 | Load disconnector 3LD3, Iu 32 A Main switch 3-pole Rated operating capacity for AC-23 A at 400V | 45.14
3LD3130-0TL11 | Load disconnector 3LD3, Iu 25 A Main switch 3-pole + N Rated operating capacity at AC-23 A at 40 | 28.72
3LD3130-0TL13 | Load disconnector 3LD3, Iu 25 A Main switch 3-pole + N Rated operating capacity at AC-23 A at 40 | 28.72
3LD3148-0TK51 | Load disconnector 3LD3, Iu 25 A Main switch 3-pole Rated operating capacity at AC-23 A at 400V 9 | 37.66
3LD3148-0TK53 | Load disconnector 3LD3, Iu 25 A Main switch 3-pole Rated operating capacity at AC-23 A at 400V 9 | 39.29
3LD3148-0TL51 | Load disconnector 3LD3, Iu 25 A Main switch 3-pole + N Rated operating capacity at AC-23 A at 40 | 43.95
3LD3148-0TL53 | Load disconnector 3LD3, Iu 25 A Main switch 3-pole + N Rated operating capacity at AC-23 A at 40 | 43.95
3LD3148-1TK51 | Load disconnector 3LD3, Iu 25 A Main switch 3-pole Rated operating capacity at AC-23 A at 400V 9 | 49.14
3LD3154-0TK53 | Load disconnector 3LD3, Iu 25 A Main switch 3-pole Rated operating capacity at AC-23 A at 400V 9 | 23.14
3LD3154-0TL51 | Load disconnector 3LD3, Iu 25 A Main switch 3-pole + N Rated operating capacity at AC-23 A at 40 | 29.09
3LD3154-0TL53 | Load disconnector 3LD3, Iu 25 A Main switch 3-pole + N Rated operating capacity at AC-23 A at 40 | 29.09
3LD3154-1TK51 | Load disconnector 3LD3, Iu 25 A Main switch 3-pole Rated operating capacity at AC-23 A at 400V 9 | 30.03
3LD3230-1TL11 | Load disconnector 3LD3, Iu 32 A Main switch 3-pole + N Rated operating capacity for AC-23 A at 4 | 42.83
3LD3230-1TL13 | Load disconnector 3LD3, Iu 32 A Main switch 3-pole + N Rated operating capacity for AC-23 A at 4 | 42.83
3LD3240-0TK11 | Load disconnector 3LD3, Iu 32 A Main switch 3-pole Rated operating capacity for AC-23 A at 400V | 29.61
3LD3240-0TK13 | Load disconnector 3LD3, Iu 32 A Main switch 3-pole Rated operating capacity for AC-23 A at 400V | 29.61
3LD3248-1TL53 | Load disconnector 3LD3, Iu 32 A Main switch 3-pole + N Rated operating capacity for AC-23 A at 4 | 60.52
3LD3250-0TK11 | Load disconnector 3LD3, Iu 32 A Main switch 3-pole Rated operating capacity for AC-23 A at 400V | 25.78
3LD3250-0TK13 | Load disconnector 3LD3, Iu 32 A Main switch 3-pole Rated operating capacity for AC-23 A at 400V | 26.32
3LD3250-0TL11 | Load disconnector 3LD3, Iu 32 A Main switch 3-pole + N Rated operating capacity for AC-23 A at 4 | 36.32
3LD3254-1TL53 | Load disconnector 3LD3, Iu 32 A Main switch 3-pole + N Rated operating capacity for AC-23 A at 4 | 43.64
3LD3310-0TK05 | Load disconnector 3LD3, Iu 40 A Main switch 3-pole Rated operating capacity at AC-23 A at 400 V | 44.84
3LD3310-0TL05 | Load disconnector 3LD3, Iu 40 A Main switch 3-pole + N Rated operating capacity at AC-23 A at 40 | 54.7
3LD3310-1TK05 | Load disconnector 3LD3, Iu 40 A Main switch 3-pole Rated operating capacity at AC-23 A at 400 V | 56.3
3LD3340-1TK11 | Load disconnector 3LD3, Iu 40 A Main switch 3-pole Rated operating capacity at AC-23 A at 400 V | 62.19
3LD3340-1TK13 | Load disconnector 3LD3, Iu 40 A Main switch 3-pole Rated operating capacity at AC-23 A at 400 V | 62.19
3LD3340-1TL11 | Load disconnector 3LD3, Iu 40 A Main switch 3-pole + N Rated operating capacity at AC-23 A at 40 | 73.06
3LD3340-1TL13 | Load disconnector 3LD3, Iu 40 A Main switch 3-pole + N Rated operating capacity at AC-23 A at 40 | 73.06
3LD3350-1TK13 | Load disconnector 3LD3, Iu 40 A Main switch 3-pole Rated operating capacity at AC-23 A at 400 V | 54.07
3LD3350-1TL11 | Load disconnector 3LD3, Iu 40 A Main switch 3-pole + N Rated operating capacity at AC-23 A at 40 | 59.2
3LD3350-1TL13 | Load disconnector 3LD3, Iu 40 A Main switch 3-pole + N Rated operating capacity at AC-23 A at 40 | 59.2
3LD3354-0TK51 | Load disconnector 3LD3, Iu 40 A Main switch 3-pole Rated operating capacity at AC-23 A at 400 V | 41.64
3KF5463-2LF11 | Switch disconnector with fuse 630 A, Size 5, 4-pole for LV HRC fuse Sz. 2 and 3 Front operating | 1336.17
3KF5463-4LF11 | Switch disconnector with fuse 630 A, Size 5, 4-pole for LV HRC fuse Sz. 2 and 3 Side operating m | 1261.26
3KF9106-1AA00 | Accessory for 3KF size 1 neutral conductor terminal with removable jumper flat terminal on the r | 30.03
3KF9106-2AA00 | Accessory for 3KF size 1 neutral conductor terminal with removable jumper box terminal | 30.03
3KF9106-6AA00 | Accessory for 3KF size 1 Neutral conductor/ground terminal with fixed jumper flat terminal on th | 26.9
3KF9106-8AA00 | Accessory for 3KF size 1 Neutral conductor/ground terminal with fixed jumper box terminal | 26.9
3KF9206-6AA00 | Accessory for 3KF size 2 Neutral conductor/ground terminal with fixed jumper flat terminal on th | 30.34
3KF9206-7AA00 | Accessory for 3KF size 2 Neutral conductor/ground terminal with fixed jumper flat terminal | 30.34
3KF9212-0AA00 | Spare part 3KF Sz. 2, 3KD Sz. 3 Mounting bracket for surface mounting contains 4 units | 17.18
3KF9212-0AA10 | Spare part for 3KF SITOR Size 2, mounting bracket for surface mounting, contains 4 units | 17.6
3KF9306-7AA00 | Accessory for 3KF size 3 Neutral conductor/ground terminal with fixed jumper flat terminal | 49.33
3KF9312-0CA00 | Replacement part for 3KF size 3 Fuse cover | 13.78
3KF9401-1AA00 | Accessory for 3KF size 4 Direct operating mechanism, gray Can be locked in OFF position with thr | 48.34
3KF9401-2AA00 | Accessory for 3KF size 4 Direct operating mechanism, red/yellow Can be locked in OFF position wi | 48.34
3KF9506-7AA00 | Accessory for 3KF size 5 Neutral conductor/ground terminal with fixed jumper flat terminal | 182.34
3KF9512-0AA00 | Spare part 3KF Sz. 5, 3KD size 5 Mounting bracket for surface mounting contains 4 units | 25.78
3KF9512-0CA00 | Replacement part for 3KF size 5 Fuse cover | 18.99
3KF9512-1AA00 | Accessory for 3KF BG5/3KD Sz5 Conversion kit Blocking pin for deactivating the test function the | 34.39
3LD3030-0TL11 | Load disconnector 3LD3, Iu 16 A Main switch 3-pole + N Rated operating capacity at AC-23 A at 40 | 23.29
3LD3030-0TL13 | Load disconnector 3LD3, Iu 16 A Main switch 3-pole + N Rated operating capacity at AC-23 A at 40 | 19.16
3LD3030-1TK11 | Load disconnector 3LD3, Iu 16 A Main switch 3-pole Rated operating capacity at AC-23 A at 400V 7 | 28.3
3LD3030-1TK13 | Load disconnector 3LD3, Iu 16 A Main switch 3-pole Rated operating capacity at AC-23 A at 400V 7 | 28.3
3LD3048-0TL53 | Load disconnector 3LD3, Iu 16 A Main switch 3-pole + N Rated operating capacity at AC-23 A at 40 | 35.35
3LD3048-1TK51 | Load disconnector 3LD3, Iu 16 A Main switch 3-pole Rated operating capacity at AC-23 A at 400V 7 | 45.14
3LD3048-1TK53 | Load disconnector 3LD3, Iu 16 A Main switch 3-pole Rated operating capacity at AC-23 A at 400V 7 | 45.14
3LD3048-1TL51 | Load disconnector 3LD3, Iu 16 A Main switch 3-pole + N Rated operating capacity at AC-23 A at 40 | 45.14
3LD3054-0TL53 | Load disconnector 3LD3, Iu 16 A Main switch 3-pole + N Rated operating capacity at AC-23 A at 40 | 27.23
3LD3054-1TK51 | Load disconnector 3LD3, Iu 16 A Main switch 3-pole Rated operating capacity at AC-23 A at 400V 7 | 29.25
3LD3054-1TK53 | Load disconnector 3LD3, Iu 16 A Main switch 3-pole Rated operating capacity at AC-23 A at 400V 7 | 29.25
3LD3054-1TL51 | Load disconnector 3LD3, Iu 16 A Main switch 3-pole + N Rated operating capacity at AC-23 A at 40 | 35.7
3LD3054-1TL53 | Load disconnector 3LD3, Iu 16 A Main switch 3-pole + N Rated operating capacity at AC-23 A at 40 | 35.7
3LD3140-0TK11 | Load disconnector 3LD3, Iu 25 A Main switch 3-pole Rated operating capacity at AC-23 A at 400V 9 | 27.6
3LD3140-0TK13 | Load disconnector 3LD3, Iu 25 A Main switch 3-pole Rated operating capacity at AC-23 A at 400V 9 | 27.6
3LD3140-0TL11 | Load disconnector 3LD3, Iu 25 A Main switch 3-pole + N Rated operating capacity at AC-23 A at 40 | 32.54
3LD3140-0TL13 | Load disconnector 3LD3, Iu 25 A Main switch 3-pole + N Rated operating capacity at AC-23 A at 40 | 32.54
3LD3150-0TK13 | Load disconnector 3LD3, Iu 25 A Main switch 3-pole Rated operating capacity at AC-23 A at 400V 9 | 22.9
3LD3150-0TL11 | Load disconnector 3LD3, Iu 25 A Main switch 3-pole + N Rated operating capacity at AC-23 A at 40 | 32.83
3LD3150-0TL13 | Load disconnector 3LD3, Iu 25 A Main switch 3-pole + N Rated operating capacity at AC-23 A at 40 | 32.83
3LD3150-1TK11 | Load disconnector 3LD3, Iu 25 A Main switch 3-pole Rated operating capacity at AC-23 A at 400V 9 | 32.83
3LD3210-1TK05 | Load disconnector 3LD3, Iu 32 A Main switch 3-pole Rated operating capacity for AC-23 A at 400V | 36.56
3LD3210-1TL05 | Load disconnector 3LD3, Iu 32 A Main switch 3-pole + N Rated operating capacity for AC-23 A at 4 | 41.85
3LD3230-0TK11 | Load disconnector 3LD3, Iu 32 A Main switch 3-pole Rated operating capacity for AC-23 A at 400V | 24.46
3LD3230-0TK13 | Load disconnector 3LD3, Iu 32 A Main switch 3-pole Rated operating capacity for AC-23 A at 400V | 24.46
3LD3240-1TL11 | Load disconnector 3LD3, Iu 32 A Main switch 3-pole + N Rated operating capacity for AC-23 A at 4 | 45.69
3LD3240-1TL13 | Load disconnector 3LD3, Iu 32 A Main switch 3-pole + N Rated operating capacity for AC-23 A at 4 | 45.69
3LD3248-0TK51 | Load disconnector 3LD3, Iu 32 A Main switch 3-pole Rated operating capacity for AC-23 A at 400V | 43.81
3LD3248-0TK53 | Load disconnector 3LD3, Iu 32 A Main switch 3-pole Rated operating capacity for AC-23 A at 400V | 41.88
3LD3250-1TL13 | Load disconnector 3LD3, Iu 32 A Main switch 3-pole + N Rated operating capacity for AC-23 A at 4 | 44.94
3LD3254-0TK51 | Load disconnector 3LD3, Iu 32 A Main switch 3-pole Rated operating capacity for AC-23 A at 400V | 27.44
3LD3254-0TK53 | Load disconnector 3LD3, Iu 32 A Main switch 3-pole Rated operating capacity for AC-23 A at 400V | 27.44
3LD3254-0TL51 | Load disconnector 3LD3, Iu 32 A Main switch 3-pole + N Rated operating capacity for AC-23 A at 4 | 33.73
3LD3330-1TK11 | Load disconnector 3LD3, Iu 40 A Main switch 3-pole Rated operating capacity at AC-23 A at 400 V | 41.72
3LD3330-1TK13 | Load disconnector 3LD3, Iu 40 A Main switch 3-pole Rated operating capacity at AC-23 A at 400 V | 41.72
3LD3330-1TL11 | Load disconnector 3LD3, Iu 40 A Main switch 3-pole + N Rated operating capacity at AC-23 A at 40 | 46.76
3LD3330-1TL13 | Load disconnector 3LD3, Iu 40 A Main switch 3-pole + N Rated operating capacity at AC-23 A at 40 | 46.76
3LD3348-1TK51 | Load disconnector 3LD3, Iu 40 A Main switch 3-pole Rated operating capacity at AC-23 A at 400 V | 62.19
3LD3348-1TK53 | Load disconnector 3LD3, Iu 40 A Main switch 3-pole Rated operating capacity at AC-23 A at 400 V | 62.19
3LD3348-1TL51 | Load disconnector 3LD3, Iu 40 A Main switch 3-pole + N Rated operating capacity at AC-23 A at 40 | 73.06
3LD3348-1TL53 | Load disconnector 3LD3, Iu 40 A Main switch 3-pole + N Rated operating capacity at AC-23 A at 40 | 73.06
3LD3350-0TK11 | Load disconnector 3LD3, Iu 40 A Main switch 3-pole Rated operating capacity at AC-23 A at 400 V | 42.56
3LD3354-1TK53 | Load disconnector 3LD3, Iu 40 A Main switch 3-pole Rated operating capacity at AC-23 A at 400 V | 52.88
3LD3354-1TL51 | Load disconnector 3LD3, Iu 40 A Main switch 3-pole + N Rated operating capacity at AC-23 A at 40 | 57.76
3LD3354-1TL53 | Load disconnector 3LD3, Iu 40 A Main switch 3-pole + N Rated operating capacity at AC-23 A at 40 | 57.76
3LD3430-0TK13 | Load disconnector 3LD3, Iu 63 A Main switch 3-pole Rated operating capacity at AC-23 A at 400V 2 | 37.73
3LD3430-0TL11 | Load disconnector 3LD3, Iu 63 A Main switch 3-pole + N Rated operating capacity at AC-23 A at 40 | 51.41
3LD3430-0TL13 | Load disconnector 3LD3, Iu 63 A Main switch 3-pole + N Rated operating capacity at AC-23 A at 40 | 51.41
3LD3430-1TK11 | Load disconnector 3LD3, Iu 63 A Main switch 3-pole Rated operating capacity at AC-23 A at 400V 2 | 44.57
3LD3430-1TK13 | Load disconnector 3LD3, Iu 63 A Main switch 3-pole Rated operating capacity at AC-23 A at 400V 2 | 44.57
3LD3448-0TL51 | Load disconnector 3LD3, Iu 63 A Main switch 3-pole + N Rated operating capacity at AC-23 A at 40 | 73.06
3LD3448-0TL53 | Load disconnector 3LD3, Iu 63 A Main switch 3-pole + N Rated operating capacity at AC-23 A at 40 | 73.06
3LD3448-1TK51 | Load disconnector 3LD3, Iu 63 A Main switch 3-pole Rated operating capacity at AC-23 A at 400V 2 | 69.93
3LD3448-1TK53 | Load disconnector 3LD3, Iu 63 A Main switch 3-pole Rated operating capacity at AC-23 A at 400V 2 | 69.93
3LD3454-0TL53 | Load disconnector 3LD3, Iu 63 A Main switch 3-pole + N Rated operating capacity at AC-23 A at 40 | 58.46
3LD3454-1TK51 | Load disconnector 3LD3, Iu 63 A Main switch 3-pole Rated operating capacity at AC-23 A at 400V 2 | 54.37
3LD3454-1TK53 | Load disconnector 3LD3, Iu 63 A Main switch 3-pole Rated operating capacity at AC-23 A at 400V 2 | 54.37
3LD3454-1TL51 | Load disconnector 3LD3, Iu 63 A Main switch 3-pole + N Rated operating capacity at AC-23 A at 40 | 68.68
3LD9343-5C | selector switch, red / yellow 48x48 mm Front plate mounting Central hole mounting 22.5mm with co | 7.62
3LD9343-5CA | Door-coupling rotary operating mechanism red / yellow 48x48 mm, Front plate mounting Central hol | 14.1
3LD9343-6C | selector switch, red / yellow 48x48 mm Front plate mounting Central hole mounting 22.5mm for sha | 5.23
3LD9343-7C | selector switch, red / yellow 48x48 mm Front plate mounting Central hole mounting 22.5mm for sha | 5.23
6AG1131-6BH01-7BA0 | SIPLUS ET 200SP, digital input module, DI 16X DC 24V standard, -40...+70°C with conformal coatin | 271.11
6AG1131-6FD01-7BB1 | SIPLUS ET 200SP, Digital input module, DI 4x 120..230V AC ST, type 3 (IEC 61131) -40...+70°C wit | 201.79
6AG1132-6BD20-7CA0 | SIPLUS ET 200SP DQ 4X24VDC/2A -40 ... +70 °C WITH CONFORMAL COATING BASEDON:6ES7132-6BD20-0CA0 | 264.95
6AG1132-6BF01-7BA0 | SIPLUS ET 200SP, digital output module, DQ 8x 24VDC/0.5A ST, -40...+70 °C with conformal coating | 200.25
6AG1155-5AA01-7AB0 | SIPLUS ET 200MP IM 155-5 PN ST -40 °C to +70 °C with conformal coating BasedOn: 6ES7155-5AA01-0A | 1498.35
6AG1155-6AA01-7BN0 | SIPLUS ET 200SP IM155-6PN ST -40 ... +70° C WITH CONFORMAL COATING BasedOn: 6ES7155-6AA01-0BN0 . | 1149.12
6AG1155-6AU01-7BN0 | SIPLUS ET 200SP IM155-6PN ST -40 ... +70 °C with conformal coating Based on: 6ES7155-6AU01-0BN0 | 816.4
6AG1243-1BX30-2AX0 | SIPLUS S7-1200 CP 1243-1 -40...+70°C with conformal coating BasedOn 6GK7243-1BX30-0XE0 . Commun | 1741.35
6AG1244-0BB12-2BA1 | SIPLUS G120 CU240E-2 USS Control Unit CU240E-2 USS -20...+55 °C with conformal coating BasedOn: | 896.88
6AG1331-6SB00-7AY0 | SIPLUS LOGO! Power 24V 1,3A for medial stress -40...+70°C startup at -25°C based-on 6EP3331-6SB0 | 336.34
6AG1332-6SB00-7AY0 | SIPLUS LOGO! Power 24V 2,5A for medial stress -40...+70°C start up at -25°C based-on 6EP3332-6SB | 350.89
6AG1333-6SB00-7AY0 | SIPLUS LOGO! Power 24V 4A for medial stress -40...+70°C start up at -25°C based-on 6EP3333-6SB00 | 428.05
6AG2131-6FD01-4BB1 | SIPLUS ET 200SP DI 4X120/230VAC TX RAIL -40…+70°C TX with 85°C for 10min for Conformal Coating B | 244.92
3LD3410-0TK05 | Load disconnector 3LD3, Iu 63 A Main switch 3-pole Rated operating capacity at AC-23 A at 400V 2 | 45.57
3LD3440-0TL11 | Load disconnector 3LD3, Iu 63 A Main switch 3-pole + N Rated operating capacity at AC-23 A at 40 | 64.96
3LD3440-0TL13 | Load disconnector 3LD3, Iu 63 A Main switch 3-pole + N Rated operating capacity at AC-23 A at 40 | 64.96
3LD3440-1TK11 | Load disconnector 3LD3, Iu 63 A Main switch 3-pole Rated operating capacity at AC-23 A at 400V 2 | 64.96
3LD3440-1TK13 | Load disconnector 3LD3, Iu 63 A Main switch 3-pole Rated operating capacity at AC-23 A at 400V 2 | 64.96
3LD3450-0TL11 | Load disconnector 3LD3, Iu 63 A Main switch 3-pole + N Rated operating capacity at AC-23 A at 40 | 53.17
3LD3450-0TL13 | Load disconnector 3LD3, Iu 63 A Main switch 3-pole + N Rated operating capacity at AC-23 A at 40 | 53.17
3LD3450-1TK11 | Load disconnector 3LD3, Iu 63 A Main switch 3-pole Rated operating capacity at AC-23 A at 400V 2 | 57.02
3LD3450-1TK13 | Load disconnector 3LD3, Iu 63 A Main switch 3-pole Rated operating capacity at AC-23 A at 400V 2 | 57.02
3LD3450-1TL11 | Load disconnector 3LD3, Iu 63 A Main switch 3-pole + N Rated operating capacity at AC-23 A at 40 | 62.12
3LD9340-2C | N-through terminal, Floor installation accessory for Load disconnector 3LD3 | 7.57
3LD9340-3B | PE-through terminal, Front installation, accessory for Load disconnector 3LD3 | 7.57
3LD9340-3C | PE-through terminal, Floor installation, accessory for Load disconnector 3LD3 | 7.57
3LD9340-6B | Auxiliary switch, Front installation 1 OE + 1 S left and / or right mountable, accessory for Loa | 10.19
3LD9344-4C | rotary operating mechanism, black 66x66 mm Front plate mounting Central hole mounting 22.5mm mm, | 5.53
3LD9344-5C | rotary operating mechanism, red / yellow 66x66 mm Front plate mounting Central hole mounting 22. | 5.53
3LD9345-1C | shaft, 600 mm, 6 x 6 mm, Accessories for load disconnector 3LD3 | 14.1
3LD9346-1A | extra rating plate, German/English "Main switch / main switch" (10-unit packaging) accessories f | 2.38
6AG1106-2BB00-7AC2 | SIPLUS NET SCALANCE XC106-2 -40 ... +70 degree C with conformal coating basedOn 6GK5106-2BB00-2A | 2553.79
6AG1124-0QC02-4AX1 | SIPLUS HMI TP1500 COMFORT FOR MEDIAL STRESS WITH CONFORMAL COATING BASED ON 6AV2124-0QC02-0AX1 . | 8120.02
6AG1124-0QC13-2AX0 | SIPLUS HMI TP1500 Comfort OD -30 ... +60 Degree C with conformal coating basedOn 6AV2124-0QC13-0 | 13415.41
6AG1124-0UC02-4AX1 | SIPLUS HMI TP1900 Comfort for medial exposure with conformal coating based on 6AV2124-0UC02-0AX1 | 9829.33
6AG1134-0GB00-4AY0 | SIPLUS PS UPS1100 BATT MOD -15 ... +50 °C with conformal coating based on 6EP4134-0GB00-0AY0 . S | 760.02
6AG1134-3AB00-7AY0 | SIPLUS PS UPS1600 10A -25 ... +70 °C with conformal coating BasedOn:6EP4134-3AB00-0AY0 . Uninter | 1068.69
6AG1134-3AB00-7AY2 | SIPLUS PS UPS1600 10A PN -25 ... +70 degree C with conformal coating BasedOn:6EP4134-3AB00-2AY0 | 1725.34
6AG1210-1PE28-2AL0 | SIPLUS PM240-2 -20 bis +50°C (HO) -20 bis +40°C (LO) with Conformal Coating BasedOn: 6SL3210-1PE | 14278.81
6AG1210-1PE28-2UL0 | SIPLUS PM240-2 -20 bis +50°C (HO) -20 bis +40°C (LO) with Conformal Coating BasedOn: 6SL3210-1PE | 13432.88
6AG1210-1PE31-2AL0 | SIPLUS PM240-2 -20 bis +50°C (HO) -20 bis +40°C (LO) with Conformal Coating BasedOn: 6SL3210-1PE | 19117.04
6AG1210-1PE31-2UL0 | SIPLUS PM240-2 -20 bis +50°C (HO) -20 bis +40°C (LO) with Conformal Coating BasedOn: 6SL3210-1PE | 17931.87
6AG1526-1BH00-2AB0 | SIPLUS S7-1500 F-DI 16x24VDC -25 ... +60 DEG C with conformal coating BasedOn: 6ES7526-1BH00-0AB | 2220.42
6AG1526-2BF00-2AB0 | SIPLUS S7-1500 F-DQ 8x24VDC/2A -25 ... +60°C With conformal coating Based on: 6ES7526-2BF00-0AB0 | 2547.7
6AG1531-7NF00-7AB0 | SIPLUS S7-1500 AI 8XU/I HF -40 ... +70 °C with conformal coating Based on: 6ES7531-7NF00-0AB0 . | 2492.89
6AG1531-7PF00-4AB0 | SIPLUS S7-1500 AI 8XU/R/RTD/TC HF 0 ... +60 °C with conformal coating Based on: 6ES7531-7PF00-0A | 2782.57
6AG4141-1AA14-0FA0 | SIMATIC IPC427E (Microbox PC); HD graphic onboard, 4x USB V3.0 (high current); PCIE (optional); | 3514.74
6AU1810-0FA41-0XK5 | SIMOTION CamTool V4.1 Upgrade license License key download Floating License for 1 user without s | 269.36
6AU1810-1HA31-1XA0 | SINAMICS ENGINEERINGSYSTEM SINAMICS DCC V3.1 SP1 HF2 FULL LICENSE DCC FOR SINAMICS OPTION TO STA | 648.46
3NP1134-1BC10 | SENTRON, fuse switch disconnector 3NP1, 4-pole, NH00, 160 A, for busbar system 8US 60 mm, flat t | 151.84
3NP1134-1BC20 | SENTRON, fuse switch disconnector 3NP1, 4-pole, NH00, 160 A, for busbar system 8US 60 mm, box te | 169.23
3NP1134-1CA10 | SENTRON, fuse switch disconnector 3NP1, 4-pole, NH00, 160 A, for assembly and installation on mo | 103.27
3NP1134-1CA20 | SENTRON, fuse switch disconnector 3NP1, 4-pole, NH00, 160 A, for assembly and installation on mo | 121.71
3NP1931-1CB00 | Cable connection cover, for Size NH00 1-pole, accessory for fuse switch disconnector 3NP1 | 7.88
3NP1931-1CD00 | Cable connection cover with reach-around protection, for size NH00 1-pole, accessory for fuse sw | 10.39
3NP1931-1EB00 | Mounting kit, for conversion to installation on standard mounting rail, for Size NH00, 32 mm ins | 8.17
3NP1931-1EC00 | Mounting kit, for mechanical connection 1- and 3-pole 3NP1, for size NH00 surface mounting, acce | 7.97
3NP1931-1EE10 | Mounting kit, for creation 1-pole 3NP1 for mounting on 60 mm busbar system 8US for Size NH00 wit | 19.71
3NW4110-1HG | Class J fuse link 25 A 600 V quick-response Use within the European economic area, Turkey, Switz | 46.53
3NW4110-2HG | Class J fuse link 25 A 600 V time-lag Use within the European economic area, Turkey, Switzerland | 48.54
3NW4112-1HG | Class J fuse link 30 A 600 V quick-response Use within the European economic area, Turkey, Switz | 46.53
3NW4112-2HG | Class J fuse link 30 A 600 V time-lag Use within the European economic area, Turkey, Switzerland | 48.54
3NW4323-1HG | Class J fuse link 70 A 600 V quick-response Use within the European economic area, Turkey, Switz | 112.96
3NW4323-2HG | Class J fuse link 70 A 600 V time-lag Use within the European economic area, Turkey, Switzerland | 123.03
3NW4324-1HG | Class J fuse link 80 A 600 V quick-response Use within the European economic area, Turkey, Switz | 112.96
3NW4324-2HG | Class J fuse link 80 A 600 V time-lag Use within the European economic area, Turkey, Switzerland | 123.03
3NW4325-1HG | Class J fuse link 90 A 600 V quick-response Use within the European economic area, Turkey, Switz | 116.32
3NW4440-2HG | Class J fuse link 200 A 600 V time-lag Use within the European economic area, Turkey, Switzerlan | 233.73
3NW4544-1HG | Class J fuse link 250 A 600 V quick-response Use within the European economic area, Turkey, Swit | 485.38
3NW4544-2HG | Class J fuse link 250 A 600 V time-lag Use within the European economic area, Turkey, Switzerlan | 384.72
3NW4550-1HG | Class J fuse link 300 A 600 V quick-response Use within the European economic area, Turkey, Swit | 485.38
3NW7511-5HG | SENTRON, fuse holder, Class J, 1-pole, In: 60 A, Un AC: 600 V, for mounting on DIN rail, Use wit | 34.08
3NW7521-3HG | SENTRON, fuse holder, Class J, 2-pole, In: 30 A, Un AC: 600 V, for mounting on DIN rail, Use wit | 65.07
3NW7521-5HG | SENTRON, fuse holder, Class J, 2-pole, In: 60 A, Un AC: 600 V, for mounting on DIN rail, Use wit | 68.21
3NW7531-3HG | SENTRON, fuse holder, Class J, 3-pole, In: 30 A, Un AC: 600 V, for mounting on DIN rail, Use wit | 96.48
6AV2105-3BB05-0AK0 | SIMATIC WinCC RT Professional, 128 Power Tags V15, upgrade V11..V14 -> V15, runtime software in | 1832.77
6AV2105-3DD05-0AE0 | SIMATIC WinCC RT Professional, 512 Power Tags V15, upgrade V11..V14 -> V15, runtime software in | 3186.21
6AV2105-3DD05-0AK0 | SIMATIC WinCC RT Professional, 512 Power Tags V15, upgrade V11..V14 -> V15, runtime software in | 2835.26
6AV2105-3FF05-0AE0 | SIMATIC WinCC RT Professional, 2048 Power Tags V15, upgrade V11..V14 -> V15, runtime software in | 3909.25
6AV2105-4FF05-0AK0 | SIMATIC WinCC RT Professional, 2048 Power Tags V15, upgrade WinCC V7.0..V7.4 RT 2048 -> WinCC Ru | 3473.8
6AV2105-4KK05-0AE0 | SIMATIC WinCC RT Prof V15, upgrade WinCC V7.0..V7.4 RT 8192 Power Tags -> WinCC Runtime Professi | 4695.64
6AV2105-4KK05-0AK0 | SIMATIC WinCC RT Professional, 8192 Power Tags V15, upgrade WinCC V7.0..V7.4 RT 8192 -> WinCC Ru | 4175.72
6AV2105-4MM05-0AE0 | SIMATIC WinCC RT Prof V15, upgrade WinCC V7.0..V7.4 RT 64k-256k Power Tags -> WinCC Runtime Prof | 5774.51
6AV2107-3DB05-0AE0 | SIMATIC WinCC client for Runtime Prof. V15 upgrade V11..V14 -> V15, runtime software in TIA Port | 1962.75
6AV2107-3DB05-0AK0 | SIMATIC WinCC client for Runtime Prof. V15 upgrade V11..V14 -> V15, runtime software in TIA Port | 1745.03
6AV2124-0QC24-0BB0 | SIMATIC HMI TP1500 Comfort Pro, support arm for extension unit, neutral front, Comfort Panel, To | 5323.58
6AV2124-0QC24-0BX0 | SIMATIC HMI TP1500 Comfort Pro, support arm for extension unit, Comfort Panel, Touch operation, | 5162.87
6AV2124-0QC24-1AB0 | SIMATIC HMI TP1500 Comfort Pro, stand, neutral front, Comfort Panel, Touch operation, 15" widesc | 5323.58
6AV2124-0QC24-1AX0 | SIMATIC HMI TP1500 Comfort Pro, stand, Comfort Panel, Touch operation, 15"; widescreen TFT displ | 5162.87
6AV2124-0XC24-1AX0 | SIMATIC HMI TP2200 Comfort Pro, stand, Comfort Panel, Touch operation, 22"; widescreen TFT displ | 7310.12
6AV2124-1QC02-0AX1 | SIMATIC HMI KP1500 Comfort, Comfort Panel, key operation, 15" widescreen TFT display, 16 million | 5538.3
6AV2124-5MC13-0DN0 | SIMATIC HMI TP1200 Comfort, 12" Widescreen TFT display, configurable from WinCC Comfort V11, wit | 4973.66
6AV2181-5AL30-0AX0 | Power supply unit, external, for Mobile Panel IWLAN SW, incl. power supply cable for Switzerland | 215.42
6AV2181-5AL40-0AX0 | Power supply unit, external, for Mobile Panel IWLAN US, incl. power supply cable for USA Further | 215.42
6AV2181-5AL50-0AX0 | Power supply unit, external, for Mobile Panel IWLAN IT, incl. power supply cable for Italy Furth | 215.42
6AV2181-5AL60-0AX0 | Power supply unit, external, for Mobile Panel IWLAN CN, incl. power supply cable for China Furth | 215.42
6AV6372-2DF07-0DX0 | SIMATIC Energy Manager Basic/PRO Tag Package 100; increases the number of tags by 100 tags; Engi | 11631.14
6AV6372-2DF07-0EH0 | SIMATIC Energy Manager Basic/PRO Tag Package 250; increases the number of tags by 250 tags; Engi | 16290.19
6AV6372-2DF07-0JX0 | SIMATIC Energy Manager Basic/PRO Tag Package 30000; increases the number of tags by 30000 tags; | 56495.55
6AV6372-2DF27-0AH0 | SIMATIC Energy Manager Basic/PRO 3 web clients; Runtime software; Single License; License key fo | 3257.18
6AV6372-2DF27-0AX0 | SIMATIC Energy Manager Basic/PRO 3 web clients; Runtime software; Single License; License key on | 3323.18
6AV6372-2DF67-0LH0 | SIMATIC Energy Manager PRO Consumer license; Engineering/Runtime software; Single License; conta | 968.55
6AV6646-1BA15-0AA0 | SIMATIC ITC1500 V3, Industrial Thin Client, 15" widescreen TFT display, capacitive touch sensor, | 2607.32
6AV6646-1BA15-0NA0 | SIMATIC ITC1500 V3, Industrial Thin Client, 15" widescreen TFT display, capacitive touch sensor, | 2775.65
6AV6646-1BA18-0AA0 | SIMATIC ITC1900 V3, Industrial Thin Client, 19" widescreen TFT display, capacitive touch sensor, | 2988.88
6AG2132-6HD01-4BB1 | SIPLUS ET 200SP RQ 4x120VDC/230 TX RAIL -40…+70°C TX with 85°C for 10min with Conformal Coating | 300.38
6AG2134-6GD01-1BA1 | SIPLUS ET 200SP AI 4XI 2-/4-wire T1 rail -25…+55 °C T1 with 70 °C for 10 minutes with conformal | 611.53
6AG2134-6HD01-1BA1 | SIPLUS ET 200SP AI 4XU/I 2-WIRE T1 RAIL -25…+55°C T1 with 70°C for 10min with Conformal Coating | 614.61
3NJ6920-3ED01 | Accessories for switch disconnector with fuses, in-line design Pluggable NH00, 1 multifunctional | 81.6
3NJ6920-3EE01 | Accessories for switch disconnector with fuses, in-line design pluggable NH00, 1 multifunctional | 124.03
3NP1121-1CA20 | SENTRON, fuse switch disconnector 3NP1, 1-pole, NH000, 160 A, for assembly and installation on m | 31.3
3NP1124-1BC20 | SENTRON, fuse switch disconnector 3NP1, 4-pole, NH000, 160 A, for 8US busbar system 60 mm, box t | 140.25
3NP1921-1GA00 | Handle unit standard, without fuse monitoring, for Size NH000 1-pole, switch disconnector 3NP1 s | 14.47
3NP1923-1CA30 | Reach-around protection for busbars, Siemens system 8US compact, for size NH000, accessory for f | 4.21
3NP1924-1ED10 | Mounting kit, for creation 4-pole 3NP1 for mounting on 60 mm busbar system 8US for Size NH000 wi | 26.06
3NP1924-1MA20 | LV HRC disconnecting blade Size NH000, leading closing, for 4-pole applications accessory for fu | 12.74
6AV2105-0XA00-0AL0 | SIMATIC WinCC RT Professional Software Update Service (SUS); Within the framework of this contra | 2007.4
3NW4101-2HG | Class J fuse link 6 A 600 V time-lag Use within the European economic area, Turkey, Switzerland | 46.53
3NW4103-1HG | Class J fuse link 10 A 600 V quick-response Use within the European economic area, Turkey, Switz | 45.18
3NW4103-2HG | Class J fuse link 10 A 600 V time-lag Use within the European economic area, Turkey, Switzerland | 46.53
3NW4104-1HG | Class J fuse link 4 A 600 V quick-response Use within the European economic area, Turkey, Switze | 43.52
3NW4104-2HG | Class J fuse link 4 A 600 V time-lag Use within the European economic area, Turkey, Switzerland | 45.18
3NW4217-1HG | Class J fuse link 40 A 600 V quick-response Use within the European economic area, Turkey, Switz | 63.42
3NW4217-2HG | Class J fuse link 40 A 600 V time-lag Use within the European economic area, Turkey, Switzerland | 70.22
3NW4218-1HG | Class J fuse link 45 A 600 V quick-response Use within the European economic area, Turkey, Switz | 63.42
3NW4218-2HG | Class J fuse link 45 A 600 V time-lag Use within the European economic area, Turkey, Switzerland | 70.22
3NW4431-2HG | Class J fuse link 110 A 600 V time-lag Use within the European economic area, Turkey, Switzerlan | 224.79
3NW4432-1HG | Class J fuse link 125 A 600 V quick-response Use within the European economic area, Turkey, Swit | 174.47
3NW4432-2HG | Class J fuse link 125 A 600 V time-lag Use within the European economic area, Turkey, Switzerlan | 224.79
3NW4434-1HG | Class J fuse link 150 A 600 V quick-response Use within the European economic area, Turkey, Swit | 248.27
3NW4665-1HG | Class J fuse link 500 A 600 V quick-response Use within the European economic area, Turkey, Swit | 702.34
3NW4665-2HG | Class J fuse link 500 A 600 V time-lag Use within the European economic area, Turkey, Switzerlan | 533.46
3NW4670-1HG | Class J fuse link 600 A 600 V quick-response Use within the European economic area, Turkey, Swit | 702.34
3NW4670-2HG | Class J fuse link 600 A 600 V time-lag Use within the European economic area, Turkey, Switzerlan | 533.46
6AV2105-3KK05-0AK0 | SIMATIC WinCC RT Professional, 8192 Power Tags V15, upgrade V11..V14 -> V15, runtime software in | 4175.72
6AV2105-3MM05-0AE0 | SIMATIC WinCC RT Professional, 64k-256k Power Tags V15, upgrade V11..V14 -> V15, runtime softwar | 5774.51
6AV2105-3MM05-0AK0 | SIMATIC WinCC RT Professional, 64k-256k Power Tags V15, upgrade V11..V14 -> V15, runtime softwar | 5135.97
6AV2105-4BB05-0AE0 | SIMATIC WinCC RT Prof V15, upgrade WinCC V7.0..V7.4 RT 128 Power Tags -> WinCC Runtime Professio | 2058.61
6AV2107-0PX00-0AL0 | SIMATIC Visualization Architect Software Update Service (SUS); Within the framework of this cont | 1432.01
6AV2107-0PX00-0AY0 | SIMATIC Visualization Architect Software Update Service (SUS); Within the framework of this cont | 1218.21
6AV2108-1CF00-0BB0 | S7 Energy Efficiency Monitor for machines S7-1500/1200; Single Runtime License; contains license | 390.29
6AV2108-1CF00-0BH0 | S7 Energy Efficiency Monitor for machines, S7-1500/1200; Single Runtime License Download contain | 325.72
6AV2124-0MC24-0BB0 | SIMATIC HMI TP1200 COMFORT PRO, SUPPORT ARM FOR EXTENSION UNIT, NEUTRAL, COMFORT PANEL, TOUCH OP | 4322.87
6AV2124-0MC24-0BX0 | SIMATIC HMI TP1200 COMFORT PRO, SUPPORT ARM FOR EXTENSION UNIT, COMFORT PANEL, TOUCH OPERATION, | 4162.17
6AV2124-0MC24-1AB0 | SIMATIC HMI TP1200 COMFORT PRO, PEDESTAL, NEUTRAL FRONT, COMFORT PANEL, TOUCH OPERATION, 12" WID | 4322.87
6AV2124-0MC24-1AX0 | SIMATIC HMI TP1200 COMFORT PRO, PEDESTAL, COMFORT PANEL, TOUCH OPERATION, 12" WIDESCREEN-TFT-DIS | 4162.17
6AV2124-0UC24-1AB0 | SIMATIC HMI TP1900 Comfort Pro, stand, neutral front, Comfort Panel, Touch operation, 19" widesc | 6487.69
6AV2124-0UC24-1AX0 | SIMATIC HMI TP1900 Comfort Pro, stand, Comfort Panel, Touch operation, 19" widescreen TFT displa | 6326.98
6AV2124-0XC02-0AX1 | SIMATIC HMI TP2200 Comfort, Comfort Panel, Touch operation, 22" widescreen TFT display, 16 milli | 7014.38
6AV2124-0XC24-0AB0 | SIMATIC HMI TP2200 Comfort Pro, support arm, neutral front, Comfort Panel, Touch operation, 22"; | 7470.82
6AV2144-8MC20-0AA0 | SIMATIC HMI TP1200 Comfort INOX Stainless steel front, glass pane, capacitive touch, degree of p | 4432.25
6AV2144-8UC10-0AA0 | SIMATIC HMI TP1900 Comfort INOX Stainless steel front, Con- Continuous decorative film, Degree o | 10930.2
6AV2145-6KB10-0AS0 | SIMATIC HMI TP1000F MOBILE RO 10.0" TFT display, 1280x800 pixels, 16 million colors, Touch opera | 5355.31
6AV6372-2DF00-0CY0 | SIMATIC EnergyManager Basic/PRO for < 50 Tags, 1 Consumer Software Update Service; within the fr | 1954.31
6AV6372-2DF00-0DY0 | SIMATIC Energy Manager PRO for systems with up to 100 tags, Software Update Service; within the | 2931.46
6AV6372-2DF00-0FY0 | SIMATIC Energy Manager PRO for systems with up to 500 tags, Software Update Service; within the | 5864.36
6AV6372-2DF00-0HY0 | SIMATIC Energy Manager PRO for systems with up to 5000 tags, Software Update Service; within the | 9772.97
6AV6372-2DF07-0GH0 | SIMATIC Energy Manager Basic/PRO Tag Package 1000; increases the number of tags by 1000 tags; En | 39094.75
6AV6372-2DF07-0GX0 | SIMATIC Energy Manager Basic/PRO Tag Package 1000; increases the number of tags by 1000 tags; En | 39876.76
6AV6372-2DF07-0HH0 | SIMATIC Energy Manager Basic/PRO Tag Package 5000; increases the number of tags by 5000 tags; En | 45611.97
6AV6372-2DF37-0AH0 | SIMATIC Energy Manager PRO Client; Engineering/Runtime software; Single License; License key for | 2117.88
6AV6372-2DF37-0AX0 | SIMATIC Energy Manager PRO Client; Engineering/Runtime software; Single License; license key on | 2160.93
6AV6372-2DF47-0AH0 | SIMATIC Energy Manager PRO Energy forecast and planning; Engineering/Runtime software; Single Li | 9772.97
6AV6372-2DF47-0AX0 | SIMATIC Energy Manager PRO Energy forecast and planning; Engineering/Runtime software; Single Li | 9969.55
6AV6372-2DF57-0AH0 | SIMATIC Energy Manager PRO Data acquisition component; Connection to WinCC, OPC, ASCII, XML, ODB | 3257.18
6AV6646-1BB15-0NA0 | SIMATIC ITC1500 V3 PRO, Industrial Thin Client, 15" widescreen TFT display, capacitive touch sen | 3280.55
3LD3248-1TL51 | Load disconnector 3LD3, Iu 32 A Main switch 3-pole + N Rated operating capacity for AC-23 A at 4 | 60.52
3LD3250-0TL13 | Load disconnector 3LD3, Iu 32 A Main switch 3-pole + N Rated operating capacity for AC-23 A at 4 | 36.32
3LD3250-1TK13 | Load disconnector 3LD3, Iu 32 A Main switch 3-pole Rated operating capacity for AC-23 A at 400V | 36.32
3LD3254-1TK51 | Load disconnector 3LD3, Iu 32 A Main switch 3-pole Rated operating capacity for AC-23 A at 400V | 37.05
3LD3254-1TL51 | Load disconnector 3LD3, Iu 32 A Main switch 3-pole + N Rated operating capacity for AC-23 A at 4 | 43.64
3LD3310-1TL05 | Load disconnector 3LD3, Iu 40 A Main switch 3-pole + N Rated operating capacity at AC-23 A at 40 | 66.17
3LD3330-0TK13 | Load disconnector 3LD3, Iu 40 A Main switch 3-pole Rated operating capacity at AC-23 A at 400 V | 30.6
3LD3330-0TL13 | Load disconnector 3LD3, Iu 40 A Main switch 3-pole + N Rated operating capacity at AC-23 A at 40 | 35.48
3LD3340-0TK11 | Load disconnector 3LD3, Iu 40 A Main switch 3-pole Rated operating capacity at AC-23 A at 400 V | 51.08
3LD3340-0TL11 | Load disconnector 3LD3, Iu 40 A Main switch 3-pole + N Rated operating capacity at AC-23 A at 40 | 61.86
3LD3348-0TK53 | Load disconnector 3LD3, Iu 40 A Main switch 3-pole Rated operating capacity at AC-23 A at 400 V | 51.08
3LD3348-0TL53 | Load disconnector 3LD3, Iu 40 A Main switch 3-pole + N Rated operating capacity at AC-23 A at 40 | 61.86
3LD3350-0TL11 | Load disconnector 3LD3, Iu 40 A Main switch 3-pole + N Rated operating capacity at AC-23 A at 40 | 47.66
3LD3350-1TK11 | Load disconnector 3LD3, Iu 40 A Main switch 3-pole Rated operating capacity at AC-23 A at 400 V | 54.07
3LD3354-0TK53 | Load disconnector 3LD3, Iu 40 A Main switch 3-pole Rated operating capacity at AC-23 A at 400 V | 41.64
3LD3354-0TL53 | Load disconnector 3LD3, Iu 40 A Main switch 3-pole + N Rated operating capacity at AC-23 A at 40 | 46.51
3LD3410-1TK05 | Load disconnector 3LD3, Iu 63 A Main switch 3-pole Rated operating capacity at AC-23 A at 400V 2 | 57.02
3LD3430-0TK11 | Load disconnector 3LD3, Iu 63 A Main switch 3-pole Rated operating capacity at AC-23 A at 400V 2 | 37.73
3LD3430-1TL13 | Load disconnector 3LD3, Iu 63 A Main switch 3-pole + N Rated operating capacity at AC-23 A at 40 | 49.54
3LD3440-0TK13 | Load disconnector 3LD3, Iu 63 A Main switch 3-pole Rated operating capacity at AC-23 A at 400V 2 | 53.89
3LD3440-1TL11 | Load disconnector 3LD3, Iu 63 A Main switch 3-pole + N Rated operating capacity at AC-23 A at 40 | 76.17
3LD3448-0TK51 | Load disconnector 3LD3, Iu 63 A Main switch 3-pole Rated operating capacity at AC-23 A at 400V 2 | 59.32
3LD3448-1TL53 | Load disconnector 3LD3, Iu 63 A Main switch 3-pole + N Rated operating capacity at AC-23 A at 40 | 83.06
3LD3450-0TK13 | Load disconnector 3LD3, Iu 63 A Main switch 3-pole Rated operating capacity at AC-23 A at 400V 2 | 45.57
3LD3454-0TK51 | Load disconnector 3LD3, Iu 63 A Main switch 3-pole Rated operating capacity at AC-23 A at 400V 2 | 44.57
3LD3454-0TL51 | Load disconnector 3LD3, Iu 63 A Main switch 3-pole + N Rated operating capacity at AC-23 A at 40 | 58.46
3LD3454-1TL53 | Load disconnector 3LD3, Iu 63 A Main switch 3-pole + N Rated operating capacity at AC-23 A at 40 | 68.68
3LD9340-0C | N switching contact, Floor installation accessory for Load disconnector 3LD3 | 8.33
3LD9341-0A | Terminal cover, for 3-pin, Accessories for load disconnector 3LD3 | 3.29
3LD9343-4C | selector switch, red / yellow 48x48 mm Front plate mounting Central hole mounting 22.5mm with co | 7.62
3LD9344-2CA | Door-coupling rotary operating mechanism black 66x66 mm, Front plate mounting Central hole mount | 12.53
3LD9344-3CA | Door-coupling rotary operating mechanism red / yellow 66x66 mm, Front plate mounting Central hol | 12.53
3LD9346-2A | extra rating plate, FR / ES "Interrupteur General / Interruptor Principal " (10 Piece of packagi | 2.38
6AG1124-1QC02-4AX1 | SIPLUS HMI KP1500 Comfort for medial exposure with conformal coating based on 6AV2124-1QC02-0AX1 | 9034.37
6AG1131-6BF01-7BA0 | SIPLUS ET 200SP, digital input module, DI 8x DC 24V standard, -40...+70°C with conformal coating | 211.03
6AG1132-6BF61-7AA0 | SIPLUS ET 200SP, Digital output module, DQ 8x 24V DC/0,5A Sink Basic -40...+70 °C with conformal | 217.19
6AG1132-6GD51-7BA0 | SIPLUS ET 200SP, digital output module, DQ 8x 24 V DC/0.5 A Sink Basic -40 ... +70 °C with confo | 214.11
6AG1134-6PA20-7BD0 | SIPLUS ET 200SP AI EMETER 480VAC ST -40...+70°C with conformal coating BasedOn: 6ES7134-6PA20-0B | 631.56
6AG1193-6BP20-2BF0 | SIPLUS ET 200SP BU20-P8+A4+0B -25...+60 °C with conformal coating based on 6ES7193-6BP20-0BF0 . | 81.63
6AG1210-1PE26-2UL0 | SIPLUS PM240-2 -20 bis +50°C (HO) -20 bis +40°C (LO) with Conformal Coating BasedOn: 6SL3210-1PE | 9067.85
6AG1210-1PE32-2AL0 | SIPLUS PM240-2 -20 bis +50°C (HO) -20 bis +40°C (LO) with Conformal Coating BasedOn: 6SL3210-1PE | 27237.04
6AG1215-1AF40-5XB0 | SIPLUS S7-1200 CPU 1215FC DC/DC/DC -25°C...55°C with conformal coating BasedOn: 6ES7215-1AF40-0X | 1895.69
6AG1411-5AB10-2AA0 | SIPLUS NET IE/PB LINK PN IO -40...+70 degree C Start up -25 degree C with conformal coating Base | 4618.37
6AG1434-2BA20-7AA0 | SIPLUS PS PSU300S 10A -25 ... +70 Degree C with conformal coating BasedOn 6EP1434-2BA20 . STABIL | 733.81
6AG1732-0AA00-7AA0 | SIPLUS PS DC/DC 24 V/2 A 0°C...70°C with conformal coating based on 6EP1732-0AA00 . SITOP POWER | 789.14
6AG2620-0AA00-4AA0 | SIPLUS PN/CAN LINK TX RAIL -40 ... +70°C TX with 85°C for 10 min with Conformal Coating BasedOn: | 1512.77
6AG4141-1AA17-0FA0 | SIMATIC IPC427E (Microbox PC); HD graphic onboard, 4x USB V3.0 (high current); PCIE (optional); | 3285.51
6AG4141-5AB17-0FA0 | SIMATIC IPC427E (Microbox PC); HD graphic onboard, 4x USB V3.0 (high current); PCIE (optional); | 4331.25
3NP1131-1CA10 | SENTRON, fuse switch disconnector 3NP1, 1-pole, NH00, 160 A, for assembly and installation on mo | 32.56
6AU1810-0FA41-0XH5 | SIMOTION CamTool V4.1 Full license License key download Floating License for 1 user without soft | 4119.74
6AU1810-1HA31-1XE0 | SINAMICS ENGINEERING SYSTEM SINAMICS DCC V3.1 SP1 HF2 UPGRADE LICENSE DCC FOR SINAMICS OPTION TO | 347.2
6AU1810-1JA32-1XE0 | SIMOTION ENGINEERING SYSTEM DCC SIMOTION V3.2 SP1 UPGRADE LICENSE DCC FOR SIMOTION AND FOR SINAM | 367.67
3NP1921-1CB00 | Cable connection cover, for Size NH000 1-pole, accessories for fuse switch disconnector 3NP1 | 7.88
3NP1921-1EC00 | Mounting kit, for mechanical connection 1- and 3-pole 3NP1, for size NH000 surface mounting, acc | 7.97
3NP1931-1BB10 | Prism terminal 16 - 95 mm2, for Size NH00 1-pole with flat terminal, accessory for fuse switch d | 6.08
3NP1931-1BE10 | Triple terminal 3x 2.5 - 16 mm2, for Size NH00 1-pole with flat terminal, accessory for fuse swi | 10.66
3NP1934-1ED10 | Mounting kit, for creation 4-pole 3NP1 for mounting on 60 mm busbar system 8US for Size NH00 wit | 30.24
3NP1934-1MA20 | LV HRC disconnecting blade Size NH00, leading closing, for 4-pole applications accessory for fus | 12.74
6AV2105-0XX03-2DU8 | WinCC Runtime Professional Data carrier V13 SP2, data carrier without license, use only in conne | 489.05
3NW4105-1HG | Class J fuse link 15 A 600 V quick-response Use within the European economic area, Turkey, Switz | 45.18
3NW4107-1HG | Class J fuse link 20 A 600 V quick-response Use within the European economic area, Turkey, Switz | 46.53
6AV6646-1BB18-0AA0 | SIMATIC ITC1900 V3 PRO, Industrial Thin Client, 19" widescreen TFT display, capacitive touch sen | 3499.77
6AV6646-1BB18-0NA0 | SIMATIC ITC1900 V3 PRO, Industrial Thin Client, 19" widescreen TFT display, capacitive touch sen | 3670.55
6AV6646-1BB22-1AA0 | SIMATIC ITC2200 V3 PRO, Industrial Thin Client, 22" widescreen TFT display, capacitive touch sen | 3842.85
6AV6646-1BD22-1NA0 | SIMATIC ITC2200 V3 PRO, Industrial Thin Client, 22" widescreen TFT display, capacitive touch sen | 4012.14
6AV6671-5CN00-0AX3 | Power supply unit AC/DC, External e.g. for Mobile Panel IWLAN, 230 V AC to 12 V DC without line | 176.9
6AV6676-6LA00-0AX0 | SIMATIC NET OPC UA Server Linux based on SIMATIC NET SOFTNET-IE S7, Single license for 1 server | 5002.39
6AV6676-6MA30-0AX0 | SIMATIC MODBUS/TCP 20 SENTRON PAC for PN CPU, Single license, on CD-ROM, for connection of 20 SE | 1910.61
6AV6676-6MB40-0AD0 | SIMATIC Modbus/TCP Red for S7-1200/S7-1500 Online software delivery, single license | 604.58
6AV6676-6MB40-0AX0 | SIMATIC Modbus/TCP Red for S7-1200/S7-1500, single license | 637.43
6AV6881-0AD56-0AA0 | Pipe adapter VESA 100/75 for Pro devices IP20 Further information, Quantity and content: see tec | 311.75
6AV7241-5SB07-0FA0 | SIMATIC IPC 477E; 24" Multitouch (1920 x 1080); neutral front (with WES7-E only single-touch ope | 6851.97
6AV7245-5BA02-0KQ0 | SIMATIC IPC 477E, 15" Touch 4GB RAM, based on 6AV7241-5BF31-0EA0 with Kasto design | 5883.37
6AV7466-5MA01-0AA0 | SIMATIC IFP1500 PRO HD LR Flat Panel 15" display (16:9), Multitouch, Full HD resolution, prepare | 3357.44
6AV7466-5MA02-0AA0 | SIMATIC IFP1500 pro HD Flat Panel 15" display (16:9), Multitouch, Full HD resolution, prepared f | 3357.44
6AV7466-6MA01-0AA0 | SIMATIC IFP1900 pro HD Flat Panel 19" display (16:9), Multitouch, Full HD resolution, prepared f | 3712.5
6AV7466-6MA02-0AA0 | SIMATIC IFP1900 pro HD Flat Panel 19" display (16:9), Multitouch, Full HD resolution, prepared f | 3712.5
6AV7674-1LA53-0AA0 | Extension Unit 19" PROFISAFE compatible with all IP65 fully enclosed 16:9 HMI/IPC devices. flexi | 1174.91
6AV7674-1LA61-0AA0 | Extension unit 22" hardwired for mounting on all fully IP65-enclosed 16:9 HMI/IPC devices. For t | 945.34
6AV7674-1LA62-0AA0 | Extension unit 22" PROFINET for mounting on all fully IP65-enclosed 16:9 HMI/IPC devices. For th | 1027.72
6AV7674-1LA63-0AA0 | Extension Unit 22" PROFISAFE compatible with all IP65 fully enclosed 16:9 HMI/IPC devices. flexi | 1223.53
6AV7675-0NK00-0AA0 | Desktop keyboard US, Zone 1, 2, 21, 22, for Panel PC Ex OG | 2268.25
6DL1131-6BH00-0PH1 | SIMATIC ET 200SP HA, digital input module, DI 16X24VDC HA, suitable for terminal block H1, M1, c | 928.71
6DL1131-6DF00-0PK0 | SIMATIC ET 200SP HA, digital input module, DI 8X24 ... 125VDC HA suitable for terminal block K0, | 928.71
6DL1131-6GF00-0PK0 | SIMATIC ET 200SP HA, digital input module, DI 8X230VAC HA suitable for terminal block K0, color | 295.09
6DL1131-6TH00-0PH1 | SIMATIC ET 200SP HA, digital input module, DI 16XNAMUR HA, suitable for terminal block H1, M1, c | 1228.13
6DL1193-6BH00-0RM0 | SIMATIC ET 200SP HA, Carrier module in redundant carrier for holding 2 interface modules of the | 206.04
6DL1193-6BH00-0SM0 | SIMATIC ET 200SP HA, carrier module in single carrier for holding an interface module of the ET | 206.04
6DL1193-6CP00-2HH1 | SIMATIC ET 200SP HA, 10 color-coded labels color code CC00, for I/O modules, module-specific, fo | 54.58
6DL1193-6CP01-2HH1 | SIMATIC ET 200SP HA, 10 color-coded labels color code CC01, for I/O modules, module-specific, fo | 54.58
6DL1193-6CP02-2HH1 | SIMATIC ET 200SP HA, 10 color-coded labels color code CC02, for I/O modules, module-specific, fo | 54.58
6DL1193-6TP00-0DH1 | SIMATIC ET 200SP HA, Terminal block, Type H1, 32 push-in terminals, internal reference temperatu | 85.96
6AV6646-1BC18-0NA0 | SIMATIC ITC1900 V3 PRO, Industrial Thin Client, 19" widescreen TFT display, capacitive touch sen | 3670.55
6AV6646-1BC22-1AA0 | SIMATIC ITC2200 V3 PRO, Industrial Thin Client, 22" widescreen TFT display, capacitive touch sen | 3842.85
6AV6646-1BC22-1NA0 | SIMATIC ITC2200 V3 PRO, Industrial Thin Client, 22" widescreen TFT display, capacitive touch sen | 4012.14
6AV6646-1BD15-0AA0 | SIMATIC ITC1500 V3 PRO, Industrial Thin Client, 15" widescreen TFT display, capacitive touch sen | 3112.23
6AV6676-6MB10-0AD0 | SIMATIC MODBUS/TCP PN RED FOR S7-400 PN-(H) SYSTEMS, Online Software Delivery SINGLE LICENSE | 3990.41
6AV6676-6MB10-0AX0 | SIMATIC MODBUS/TCP PN Red for S7-400 PN-(H) systems, Single license, on CD-ROM | 4323.93
6AV6676-6MB20-3AD0 | SIMATIC MODBUS/TCP PN-CPU Online Software Delivery Single license | 1069.47
6AV6676-6MB20-3AX0 | SIMATIC MODBUS/TCP PN-CPU Single license, on CD-ROM | 1158.2
6AV6881-0AW13-3AA0 | Add-on bag for medium-sized tablet extension for transporting a tablet in a bag Further informat | 49.04
6AV6881-0UJ20-0AA0 | Protective film 19” glass front, type 1 Protective film 19” glass front Reflection Shield Matte | 430.84
6AV6881-0VJ20-0AA0 | Protective film 22” glass front, type 1, Reflection Shield Matte, Further information, Quantity | 527.17
6AV6881-2AM12-1AA0 | Switch enclosure KP8F for KP8F, IP65, incl. 1x emergency stop and KP8 cutout Further information | 704.07
6AV7674-1LA31-0AA0 | Extension unit 12" hardwired for mounting on all fully IP65-enclosed 16:9 HMI/IPC devices. For t | 619.88
6AV7674-1LA32-0AA0 | Extension unit 12" PROFINET for mounting on all fully IP65-enclosed 16:9 HMI/IPC devices. For th | 702.25
6AV7674-1LA33-0AA0 | Extension Unit 12" PROFISAFE compatible with all IP65 fully enclosed 16:9 HMI/IPC devices. flexi | 898.06
6AV7674-1LA41-0AA0 | Extension unit 15" hardwired for mounting on all fully IP65-enclosed 16:9 HMI/IPC devices. For t | 783.27
6AV7674-1MB00-0AA0 | Illuminated pushbutton, for extension units, 22mm, round, plastic, momentary contact type with i | 57.79
6AV7674-1MC00-0AA0 | Indicator light for extension units, 22mm, round, plastic, with integrated white LED, with 5 col | 43.79
6AV7674-1MD00-0AA0 | Selector switch for extension units, 22mm, round, plastic, latching, with integrated white LED ( | 70.06
6AV7674-1ME00-0AA0 | key-operated switch for extension units, 22mm, round, plastic, latching, 3 switch positions 1-0- | 101.58
6AV7674-1MF00-0AA0 | USB interface for front mounting in extension unit, pre-wired cable and connector USB2.0 Typ A, | 91.07
6AV7676-1AB00-0AA0 | Docking station for SIMATIC ITP1000, 2x USB 2.0, 1x LAN 1000 / 100 / 10 MBIT/S, DC-IN, Kensingto | 702.64
6AV7676-3AA20-0AA0 | SIMATIC ITP1000 accessory, Battery approx. 5700mAh, Lithium-Ionen for SIMATIC ITP1000 6 Month wa | 268.17
6AV7860-0DH01-5AA0 | SIMATIC Flat Panel accessories, DisplayPort cable, 15m, VESA compatible | 423.98
6AV7860-0EH01-5AA0 | SIMATIC Flat Panel accessories, CAT6 Cable with RJ45 connector, 15m | 83.9
6DL1133-6EW00-0PH1 | SIMATIC ET 200SP HA, configurable I/O module, AI-DI16/DQ16X24VDC HART, suitable for terminal blo | 3277.59
6DL1134-6JH00-0PH1 | SIMATIC ET 200SP HA, analog input module, AI 16XTC/8XRTD 2-/3-/4-wire HA, suitable for terminal | 1911.67
6DL1134-6TH00-0PH1 | SIMATIC ET 200SP HA, analog HART input module, AI 16XI 2-wire HART HA, suitable for terminal blo | 2867.48
6DL1135-6TF00-0PH1 | SIMATIC ET 200SP HA, analog output module, AQ 8XI HART HA suitable for terminal block H1, M1, co | 1911.67
6DL1193-6LA00-0AA0 | SIMATIC ET 200SP HA, 450 labeling strips, light gray, 10 sheets A4, perforated, paper, 280G/M2 | 117.34
6DL1193-6LR00-0AA0 | SIMATIC ET 200SP HA, 500 labeling strips, light gray, roll with 500 strips | 311.12
3NW4113-2HG | Class J fuse link 3 A 600 V time-lag Use within the European economic area, Turkey, Switzerland | 45.18
3NW4214-2HG | Class J fuse link 35 A 600 V time-lag Use within the European economic area, Turkey, Switzerland | 70.22
3NW4220-1HG | Class J fuse link 50 A 600 V quick-response Use within the European economic area, Turkey, Switz | 66.77
3NW4221-1HG | Class J fuse link 60 A 600 V quick-response Use within the European economic area, Turkey, Switz | 66.77
3NW4325-2HG | Class J fuse link 90 A 600 V time-lag Use within the European economic area, Turkey, Switzerland | 126.38
3NW4330-2HG | Class J fuse link 100 A 600 V time-lag Use within the European economic area, Turkey, Switzerlan | 126.38
3NW4437-1HG | Class J fuse link 175 A 600 V quick-response Use within the European economic area, Turkey, Swit | 299.73
3NW4440-1HG | Class J fuse link 200 A 600 V quick-response Use within the European economic area, Turkey, Swit | 299.73
3NW4550-2HG | Class J fuse link 300 A 600 V time-lag Use within the European economic area, Turkey, Switzerlan | 384.72
3NW4554-2HG | Class J fuse link 350 A 600 V time-lag Use within the European economic area, Turkey, Switzerlan | 384.72
3NW4560-2HG | Class J fuse link 400 A 600 V time-lag Use within the European economic area, Turkey, Switzerlan | 384.72
3NW7431-6HG | SENTRON, fuse holder, Class J, 3-pole, In: 100 A, Un AC: 600 V, for busbar system 8US 60 mm, Use | 151.44
3NW7431-8HG | SENTRON, fuse holder, Class J, 3-pole, In: 400 A, Un AC: 600 V, for busbar system 8US 60 mm, Use | 708.59
3NW7531-6HG | SENTRON, fuse holder, Class J, 3-pole, In: 100 A, Un AC: 600 V, mounting on mounting plate, Use | 116.28
3NW7531-8HG | SENTRON, fuse holder, Class J, 3-pole, In: 400 A, Un AC: 600 V, mounting on mounting plate, Use | 599.52
6AV2105-3BB05-0AE0 | SIMATIC WinCC RT Professional, 128 Power Tags V15, upgrade V11..V14 -> V15, runtime software in | 2058.61
6AV2105-3FF05-0AK0 | SIMATIC WinCC RT Professional, 2048 Power Tags V15, upgrade V11..V14 -> V15, runtime software in | 3473.8
6AV2105-3HH05-0AK0 | SIMATIC WinCC RT Professional, 4096 Power Tags V15, upgrade V11..V14 -> V15, runtime software in | 3834.5
6AV2105-4DD05-0AE0 | SIMATIC WinCC RT Prof V15, upgrade WinCC V7.0..V7.4 RT 512 Power Tags -> WinCC Runtime Professio | 3186.21
6AV2105-4FF05-0AE0 | SIMATIC WinCC RT Prof V15, upgrade WinCC V7.0..V7.4 RT 2048 Power Tags -> WinCC Runtime Professi | 3909.25
6AV2105-4MM05-0AK0 | SIMATIC WinCC RT Professional, 64k-256k Power Tags V15, UpG V7.0..V7.4 RT 64k-256k -> WinCC Runt | 5135.97
6AV2107-0DB00-0AY0 | SIMATIC WinCC RT Prof. Client Software Update Service (SUS); Software Update Service, Within the | 896.8
6AV2107-4DB05-0AK0 | SIMATIC WinCC client for Runtime Prof. V15 UG WinCC V7.0..V7.4 RT/RC 128 / RC/RT Client-> WinCC | 1745.03
6AV2108-0AA00-0AY0 | SIMATIC Energy Suite Engineering, Software Update Service; Within the framework of this contract | 193.7
6AV2124-0MC24-0AX0 | SIMATIC HMI TP1200 COMFORT PRO, SUPPORT ARM, COMFORT PANEL, TOUCH OPERATION, 12" WIDESCREEN-TFT- | 4162.17
6AV2124-0QC02-0AX1 | SIMATIC HMI TP1500 Comfort, Comfort Panel, Touch operation, 15" widescreen TFT display, 16 milli | 4922.49
6AV2124-0QC24-0AB0 | SIMATIC HMI TP1500 Comfort Pro, support arm, neutral front, Comfort Panel, Touch operation, 15" | 5323.58
6AV2124-0UC24-0AB0 | SIMATIC HMI TP1900 Comfort Pro, support arm, neutral front, Comfort Panel, Touch operation, 19" | 6487.69
6AV2124-0UC24-0BB0 | SIMATIC HMI TP1900 Comfort Pro, support arm for extension unit, neutral front, Comfort Panel, To | 6487.69
6AV2124-0XC24-0BB0 | SIMATIC HMI TP2200 Comfort Pro, support arm for extension unit, neutral front, Comfort Panel, To | 7470.82
6AV2124-0XC24-1AB0 | SIMATIC HMI TP2200 Comfort Pro, stand, neutral front, Comfort Panel, Touch operation, 22"; wides | 7470.82
6AV2143-6GB00-0AA0 | SIMATIC HMI, TP700 Basic, Basic Panel, Neutral design, Touch operation, 7" TFT display, 65536 co | 1002.35
6AV2144-8JC10-0AA0 | SIMATIC HMI TP900 Comfort INOX Stainless steel front, Continuous decorative film, Degree of prot | 3547.4
6AV2181-5AL10-0AX0 | Power supply unit, external, for Mobile Panel IWLAN DE incl. power supply cable for Germany, Fra | 215.42
6AV6372-2DF00-0CL0 | SIMATIC EnergyManager Basic/PRO for up to 50 Tags, 1 Consumer Software Update Service, within th | 1993.06
6AV6372-2DF07-0CX0 | SIMATIC Energy Manager Basic/PRO Tag Package 50; increases the number of tags by 50 tags; Engine | 6647.8
6AV6372-2DF07-0FH0 | SIMATIC Energy Manager Basic/PRO Tag Package 500; increases the number of tags by 500 tags; Engi | 22805.99
6AV6372-2DF07-0FX0 | SIMATIC Energy Manager Basic/PRO Tag Package 500; increases the number of tags by 500 tags; Engi | 23260.84
6AV6372-2DF07-0JH0 | SIMATIC Energy Manager Basic/PRO Tag Package 30000; increases the number of tags by 30000 tags; | 55384.95
6AV6372-2DF27-0BH0 | SIMATIC Energy Manager Basic/PRO 20 web clients; Runtime software; Single License; License key f | 12216.58
6AV6372-2DF27-0CX0 | SIMATIC Energy Manager Basic/PRO 60 web clients; Runtime software; Single License; License key o | 24921
6AV6372-2DF57-0AX0 | SIMATIC Energy Manager PRO Data acquisition component; Connection to WinCC, OPC, ASCII, XML, ODB | 3323.18
6AV6372-2DF70-0XY0 | SIMATIC Energy Manager PRO for systems > 5000 tags, Software Update Service; within the framewor | 13033.01
6AV6646-1BA18-0NA0 | SIMATIC ITC1900 V3, Industrial Thin Client, 19" widescreen TFT display, capacitive touch sensor, | 3158.18
6AV6646-1BA22-1NA0 | SIMATIC ITC2200 V3, Industrial Thin Client, 22" widescreen TFT display, capacitive touch sensor, | 3499.77
6AV6646-1BC15-0AA0 | SIMATIC ITC1500 V3 PRO, Industrial Thin Client, 15" widescreen TFT display, capacitive touch sen | 3112.23
6AV6646-1BC18-0AA0 | SIMATIC ITC1900 V3 PRO, Industrial Thin Client, 19" widescreen TFT display, capacitive touch sen | 3499.77
6AV6646-1BD15-0NA0 | SIMATIC ITC1500 V3 PRO, Industrial Thin Client, 15" widescreen TFT display, capacitive touch sen | 3280.55
6AV6646-1BD18-0NA0 | SIMATIC ITC1900 V3 PRO, Industrial Thin Client, 19" widescreen TFT display, capacitive touch sen | 3670.55
6AV6676-6MA30-1AX0 | SIMATIC MODBUS/TCP 100 SENTRON PAC for PN CPU, Single license, on CD-ROM, for connection of 100 | 3824.5
6AV6676-6MB00-6AD0 | SIMATIC MODBUS/TCP CP FOR CP343-1 AND CP443-1, SINGLE LICENSE, Online Software Delive | 3824.5
6AV6676-6MB30-3AX0 | SIMATIC Modbus/TCP CP Red for S7-400 H systems, Single license on DVD | 4323.93
6AV6676-6MB30-4AX0 | SIMATIC Modbus/TCP Red for S7-400 H systems, Single license on CD | 4194.16
6AV6881-0AU14-0AA0 | USB keyboard DE, TKL-105, Cable with connector type A, Desktop keyboard for devices with corresp | 166.38
6AV6881-0AW11-2AA0 | storage pouch for tablet Universal bag for laptop and tablet Further information, Quantity and c | 59.54
6AV6881-0AW12-3AA0 | add-on bag for small tablet extension for transporting a tablet in a bag Further information, Qu | 38.52
6AV6881-2AM12-2AA0 | Switch enclosure KP8 for IP65 KP8(F), IP65, incl. 2x 22.5 mm hole and KP8 cutout Further informa | 605.99
6AV7241-3YA04-0FA0 | SIMATIC IPC 477E 22" Multitouch (1920 x 1080); neutral front; 4 USB (back), Ethernet (10/100/100 | 6495.4
6AV7241-5SB04-0FA0 | SIMATIC IPC 477E; 24" Multitouch (1920 x 1080); neutral front (with WES7-E only single-touch ope | 7111.29
6AV7466-8MA01-0AA0 | SIMATIC IFP2200 pro Flat Panel 22" display (16:9), Multitouch, Full HD resolution, prepared for | 4241.35
6AV7674-1KF00-0AA0 | Round pipe adapter for PRO devices, for support arm mounting of 16:9 (widescreen) PRO devices wi | 185.65
6AV7674-1LA42-0AA0 | Extension unit 15" PROFINET for mounting on all fully IP65-enclosed 16:9 HMI/IPC devices. For th | 865.65
6AV7674-1LA51-0AA0 | Extension unit 19" hardwired for mounting on all fully IP65-enclosed 16:9 HMI/IPC devices. For t | 898.06
6AV7674-1LB30-0AA0 | Inscription plates for Self-labeling, for indicator light and Illuminated pushbutton of the EXT. | 40.29
6AV7674-1MA00-0AA0 | EMERGENCY STOP mushroom pushbuttons for extension units, 22mm, round, red, plastic, latching, R | 71.81
6AV7860-1EX21-5BA1 | SIMATIC Flat Panel Monitor accessories, cable set 15m, consisting of: DisplayPort cable, CAT6 ca | 500.4
6BK1621-0AA00-0AA0 | SIMATIC PN/BACnet LINK coupling module for Profinet to BACnet/IP Fieldbus, Device-Profile: B-GW, | 1092.46
6BK1942-6HA00-0AA0 | SPARE PART SIPLUS HCS4200 FUSE FOR POM4220 MIDRANGE PHASE ANGLE CONTROL 16A/400V | 298.97
6BK1942-6LA00-0AA0 | Replacement part SIPLUS HCS4200 Connector set for power outputs POM4220 Highend.Consisting of 6 | 90.98
6BK1943-5DA00-0AA0 | Accessory SIPLUS HCS4300 Connecting cable from power output module (POM) to power output module | 139.73
6DL1132-6HD50-0PK0 | SIMATIC ET 200SP HA, Signal relay module changeover contact, RQ 4x120VDC-230VAC/5A CO HA suitabl | 586.98
6DL1133-6CV50-0AM0 | SIMATIC ET 200SP HA, 5 IM covers, 50 mm, for protection of IM empty slots | 38.22
6DL1155-6AU00-0PM0 | SIMATIC ET 200SP HA, PROFINET interface module IM155-6 PN max. 56 I/O modules, multi-hot swap, w | 910.27
6DL1193-6AG00-0AA0 | SIMATIC ET 200SP HA, bus adapter BA 2XLC 2 x LC glass FOC connections, for PROFINET | 477.37
6DL1193-6CP40-2HK0 | SIMATIC ET 200SP HA, 10 color-coded labels color code CC40, for I/O modules, module-specific, fo | 54.58
6DL1193-6GA00-0NN0 | SIMATIC ET 200SP HA, carrier module 2-fold carrier for holding 2 I/O modules of the ET 200SP HA | 170.56
6DL1193-6TP00-0BH1 | SIMATIC ET 200SP HA, Terminal block, Type H1, 32 push-in terminals, internal reference temperatu | 85.96
6DL1193-6TP00-0BM1 | SIMATIC ET 200SP HA, Terminal block, type M1, 32 push-in terminals, internal reference temperatu | 412.09
3RA2345-8XE30-1NB3 | Reversing contactor assembly, AC-3, 37 kW 400 V, 20-33 V AC/DC 3-pole, Size S3 screw terminal el | 726.61
3RA2346-8XE30-1NB3 | Reversing contactor assembly, AC-3, 45 kW 400 V, 20-33 V AC/DC 3-pole, Size S3 screw terminal el | 828.76
3RA2444-8XF32-1NB3 | Contactor assembly for star-delta (wye-delta) start AC-3, 55 kW/400 V 20-33 V AC/DC Size S3, scr | 925.29
3RA2445-8XE32-1NB3 | Contactor assembly for star-delta (wye-delta) start with IO-Link, AC-3, 75 kW/400 V 20-33 V AC/D | 1129.66
3RA2711-0EE17 | Module connector, 6 cm for Function modules 3RA27 14-pole | 12.5
6DL5002-7AA47-0XA0 | SIMATIC Telecontrol, software, Server Runtime 6 ST. V7.4 for WinCC Single License for 1 installa | 936.56
6DL5430-8AX58-0XE0 | CEMAT, software Upgrade Package V9.0, data medium with WinCC, User Archive Upgrade license, use | 1079.81
6DR4004-8F | Analog Input Module (AIM) nEx | 168.37
6ED1057-3BA01-0AA8 | LOGO! starter kit 12/24RCE with LOGO! 12/24RCE, LOGO! SOFT Comfort V 8.2, WinCC Basic, power sup | 386.6
6EP1566-3AA00 | SITOP PSU400M SAB Ballast unit for 6EP1536-3AA00 Ballast unit for 6EP1536-3AA00 input: 300 to 90 | 129.73
6EP1961-2BA61 | SITOP PSE200U 3 A NEC CLASS 2 Selectivity module 4-channel input: DC 24 V/12 A output: 24 V/4x 3 | 148.08
6EP3322-6SB10-0AY0 | LOGO!POWER 15 V / 4 A Stabilized power supply input: 100-240 V AC output: DC 15 V / 4 A | 137.08
6EP3437-8SB00-0AY0 | SITOP PSU8200 24 V/40 A Regulated power supply Input: 3AC 400-500 V Output: 24 V DC/40 A | 515.24
6EP3446-8SB00-0AY0 | SITOP PSU8200 48 V/10 A Stabilized power supply input: 3 AC 400-500 V output: 48 V DC/10 A | 376.95
6DL1193-6MC00-0AA0 | ET 200SP HA mounting rail 482 mm (approx. 19 inch) incl. grounding screw, integrated DIN rail fo | 66.85
6DL1193-6MD00-0AA0 | ET 200SP HA mounting rail 1500 mm (approx. 59 inch) incl. grounding screw, integrated DIN rail f | 122.81
3RA2347-8XB30-1AL2 | Reversing contactor assembly, AC-3, 55 kW 400 V, 230 V AC/50/60 Hz 3-pole, Size S3 screw termina | 726.61
3RA2347-8XB30-1NB3 | Reversing contactor assembly, AC-3, 55 kW 400 V, 20-33 V AC/DC 3-pole, Size S3 screw terminal el | 828.76
3RA2347-8XE30-1NB3 | Reversing contactor assembly, AC-3, 55 kW 400 V, 20-33 V AC/DC 3-pole, Size S3 screw terminal el | 851.5
3RA2444-8XE32-1NB3 | Contactor assembly for star-delta (wye-delta) start with IO-Link, AC-3, 75 kW/400 V 20-33 V AC/D | 1089.9
6DL5002-7AB47-0XA0 | SIMATIC Telecontrol, software, Server Runtime 12 ST. V7.4 for WinCC Single License for 1 install | 4012.71
6DL5002-7AE47-0XA0 | SIMATIC Telecontrol, software, Server Runtime 256 ST. V7.4 for WinCC Single License for 1 instal | 6683.74
6ED1057-3BA03-0AA8 | LOGO! starter kit 230RCE with LOGO! 230RCE, LOGO! SOFT Comfort V 8.2, WinCC Basic, screwdriver i | 345.38
6ED1057-3BA11-0AA8 | LOGO! TD starter kit 12/24V with LOGO! TD, LOGO! 12/24RCEO, LOGO! SOFT Comfort V8.2, power suppl | 553.4
6EP1336-1LB00 | SITOP PSU100L 24 V/20 A Stabilized power supply input: 100-240 V AC output: 24 V DC/20 A | 238.66
6EP3331-6SB00-0AY0 | LOGO!POWER 24 V / 1.3 A Stabilized power supply input: 100-240 V AC output: DC 24 V / 1.3 A | 72.82
6EP3332-6SB00-0AY0 | LOGO!POWER 24 V / 2.5 A Stabilized power supply input: 100-240 V AC output: DC 24 V / 2.5 A | 96.69
6EP3333-6SB00-0AY0 | LOGO!POWER 24 V / 4 A Stabilized power supply input: 100-240 V AC output: DC 24 V / 4 A | 133.4
6EP7133-6AE00-0BN0 | SIMATIC ET 200SP PS 24V/10A Stabilized power supply Input: 120/230 V AC Output: 24 V DC/10 A | 277.82
6EQ2001-1XX08-3BE0 | SIMATIC PCS 7/OPEN OS, software Upgrade Package Engineering from V7.1 to V8.0, Floating license | 3285.63
6EQ2001-1XX18-3BE5 | SIMATIC PCS 7/OPEN OS, software Upgrade Package Engineering from V8.0 to V8.1, Floating license | 1882.75
6ES7131-6BF01-0AA0 | SIMATIC ET 200SP, Digital input module, DI 8x 24V DC Basic, type 2 (IEC 61131), sink input, (PNP | 64.36
6ES7131-6BF01-0BA0 | SIMATIC ET 200SP, Digital input module, DI 8x 24V DC Standard, type 3 (IEC 61131), sink input, ( | 68.21
6ES7131-6BF01-2AA0 | SIMATIC ET 200SP, Digital input module, DI 8x 24V DC Basic, type 2 (IEC 61131), sink input, (PNP | 64.36
6ES7131-6BF01-2BA0 | SIMATIC ET 200SP, Digital input module, DI 8x 24V DC Standard, type 3 (IEC 61131), sink input, ( | 68.21
6ES7132-6BH01-0BA0 | SIMATIC ET 200SP, Digital output module, DQ 16x 24V DC/0,5A Standard, Source output (PNP,P-switc | 135.15
6ES7132-6BH01-2BA0 | SIMATIC ET 200SP, Digital output module, DQ 16x 24V DC/0.5A STANDARD, Source output (PNP,P-switc | 135.15
6ES7132-6FD00-0CU0 | SIMATIC ET 200SP, digital output module DQ 4x 24..230V AC/2A HF packaging unit: 1 piece, two alt | 293.47
6ES7132-6GD51-0BA0 | SIMATIC ET 200SP, Signal relay module, RQ CO 4x 24V DC/2A ST, 4 changeover contacts, isolated co | 66.93
3RB3143-4XB0 | Overload relay 32...115 A for motor protection Size S3, Class 5E...30E Contactor mounting Main c | 279.81
3RB3143-4XD0 | Overload relay 32...115 A for motor protection Size S3, Class 5E...30E Contactor mounting Main c | 279.81
3RB3143-4XW1 | Overload relay 32...115 A for motor protection Size S3, Class 5E...30E Stand-alone installation | 279.16
3RB3143-4XX1 | Overload relay 32...115 A for motor protection Size S3, Class 5E...30E Stand-alone installation | 279.16
6ES7155-6AU01-0BN0 | SIMATIC ET 200SP, PROFINET interface module IM 155-6PN Standard, max. 32 I/O modules, and 16 ET | 471.19
6DL1193-6TP00-0DK0 | SIMATIC ET 200SP HA, Terminal block, type K0 16 push-in terminals, New load group, width: 22.5 m | 109.15
6DL1193-6TP00-0DM1 | SIMATIC ET 200SP HA, Terminal block, type M1, 32 push-in terminals, internal reference temperatu | 412.09
3RA2325-8XD30-1DF4 | Reversing contactor assembly AC-3, 7.5 kW/400 V, 110 V DC 3-pole, Size S0, screw terminal, with | 259.45
3RA2325-8XD30-1DG4 | Reversing contactor assembly AC-3, 7.5 kW/400 V, 125 V DC 3-pole, Size S0, screw terminal, with | 268.51
3RA2325-8XD30-1DM4 | Reversing contactor assembly AC-3, 7.5 kW/400 V, 220 V DC 3-pole, Size S0, screw terminal, with | 259.45
3RA2325-8XD30-1DW4 | Reversing contactor assembly AC-3, 7.5 kW/400 V, 48 V DC 3-pole, Size S0, screw terminal, with v | 259.45
3RA2445-8XH32-1NB3 | Contactor assembly for star-delta (wye-delta) start with AS-i, AC-3, 75 kW/400 V 20-33 V AC/DC S | 1146.66
3RA2446-8XE32-1NB3 | Contactor assembly for star-delta (wye-delta) start with IO-Link, AC-3, 90 kW/400 V 20-33 V AC/D | 1339.7
3RA2446-8XF32-1AL2 | Contactor assembly for star-delta (wye-delta) start AC-3, 90 kW/400 V 230 V AC, 50/60 Hz Size S3 | 1067.2
3RA2446-8XF32-1NB3 | Contactor assembly for star-delta (wye-delta) start AC-3, 90 kW/400 V 20-33 V AC/DC Size S3, scr | 1260.2
3RA2446-8XH32-1NB3 | Contactor assembly for star-delta (wye-delta) start with AS-i, AC-3, 90 kW/400 V 20-33 V AC/DC S | 1351.03
6DL5410-8AA58-0YE0 | PCS 7 Industry Library, software, Upgrade Package Engineering and Runtime from V8.X to V9.0 lice | 3370.37
6EP3311-6SB00-0AY0 | LOGO!POWER 5 V / 6.3 A Stabilized power supply input: 100-240 V AC output: 5 V DC / 6.3 A | 137.08
6EP3320-6SB00-0AY0 | LOGO!POWER 12 V / 0.9 A Stabilized power supply input: 100-240 V AC output: 12 V DC/ 0.9 A | 58.99
6EP3321-6SB00-0AY0 | LOGO!POWER 12 V / 1.9 A Stabilized power supply input: 100-240 V AC output: 12 V DC/ 1.9 A | 101.71
6EP3321-6SB10-0AY0 | LOGO!POWER 15 V / 1.9 A Stabilized power supply input: 100-240 V AC output: DC 15 V / 1.9 A | 101.71
6EP3447-8SB00-0AY0 | SITOP PSU8200 48 V/20 A Stabilized power supplies Input: 3 400-500 V AC Output: 48 V/20 A DC | 614.38
6EP4143-8JB00-0XY0 | SITOP BAT8600 LiFePO4 battery module for UPS8600 DC 48 V/264 Wh energy storage: mainten.-free li | 1775.84
6EP4145-8GB00-0XY0 | SITOP BAT8600 Pb battery module for UPS8600 DC 48 V/380 Wh energy storage: mainten.-free lead ba | 471.19
6EP4197-8AB00-0XY0 | SITOP UPS8600 UPS module for PSU8600 nominal voltage: DC 48 V buffer power: 960 W charging power | 461.41
6ES7132-6BF00-2CA0 | SIMATIC ET 200SP, digital output module, DQ 8x 24VDC/0,5A High Feature, Source output PNP, P-swi | 97.82
6ES7132-6BF01-0AA0 | SIMATIC ET 200SP, Digital output module, DQ 8x 24V DC/0,5A Basic, Source output (PNP,P-switching | 84.96
6ES7132-6BF01-0BA0 | SIMATIC ET 200SP, Digital output module, DQ 8x 24V DC/0,5A Standard, Source output (PNP,P-switch | 87.53
6ES7132-6BF01-2AA0 | SIMATIC ET 200SP, Digital output module, DQ 8x 24V DC/0,5A Basic, Source output (PNP,P-switching | 84.96
6ES7136-6AA00-0CA1 | SIMATIC DP, ELECTRONIC MODULE ET 200SP, F-AI 4xI(0)4..20mA HF FAILSAFE ANALOG INPUTS up to PL E | 797.47
6ES7136-6DC00-0CA0 | SIMATIC DP, Electronics module ET 200SP, F-DQ 8XDC 24V0.5A PP, 15 mm width, up to PL E (ISO 1384 | 407.76
6ES7143-5AH00-0BA0 | SIMATIC ET 200AL, DIQ 16x24 V DC/0.5 A, 8xM12, Degree of protection IP67 | 335.95
6ES7145-5ND00-0BA0 | SIMATIC ET 200AL, AQ 4xU/I, 4xM12, Degree of protection IP67 | 427.34
6ES7193-6CP10-2MT0 | SIMATIC ET 200SP, 10 color-coded labels, Color Code CC10, for PotDis-TB, grey, for 18 Push-in te | 15.45
6ES7193-6CP11-2MT0 | SIMATIC ET 200SP, 10 color identification labels, Color Code CC11, für PotDis-TB type AUX, BR ye | 15.45
6ES7193-6CP12-2MT0 | SIMATIC ET 200SP, 10 color identification labels, Color Code CC12, für PotDis-TB type P1, BR, re | 15.45
7MH5122-5LD00 | LOAD CELL SIWAREX WL290 DB-S CA 34T C3 RATED LOAD 34T, ACCURACY CLASS C3, OIML R60 ZERTIFICAT IS | 860.95
JJY:023464020002 | Fa. Heine Breaking resistor FOR POWERMODULE PM240-2 FSF P_MAX=110kW/12S/5% ED R=10,5 OHM P_DAUER | 2831.14
8US1216-0AS00 | BUSBAR ADAPTER STANDARD FOR 3RM1 FUSE MODULE | 33.74
8US1613-4AU01 | BUSBAR ADAPTER MCCB, 160 A 60 MM BUSBAR SYSTEM FOR 3VA10/11,VA50/51 160 X 77 MM | 182.42
8US1616-0AK02 | BUSBAR ADAPTER COMPACT FOR 3RM1 FUSE MODULE | 33.74
8UD1151-3AE21 | DOOR MOUNTED ROTARY OPERATOR, STANDARD WITH TOLERANCE COMPENSATION SIZE 100X100, SHAFT 10X10, 30 | 116.98
8UD1731-2AE01 | HANDLE WITH HOUSING STD STANDARD SIZE 75X75, FOR SHAFT 8X8, I-0-II COMPLETE UNIT HANDLE SIZE 5 | 63.89
8UD1851-3AE05 | HANDLE WITH HOUSING EM EMERGENCY SIZE 100X100, FOR SHAFT 10X10, I-0-II | 101.92
A5E37152570 | NIVO3000,SPARE ASM, SUN SHIELD COVER | 212.7
A5E37152574 | NIVO3000,SPARE ASM, EL.MOD,HART,100M A 2-wire, 78 GHz FMCW radar level transmitter for continuou | 2254.62
A5E37425273 | SPARE,LG250 PC,Y01=1220MM, 3/4NPT C22 FURTHER DETAILS CAN BE FOUND ON THE CORRESPONDING BUDGETAR | 2694.65
6FX8002-2DC10-1AF0 | SIGNAL CABLE, PREASSEMBLED (SINAMICS DRIVE CLIQ) CONNECTOR IP20/IP67, WITH 24 V MOTION-CONNECT 800 L | 172.23
6DR5115-0EM01-0AA3 | SIPART PS2 smart electropneumatic positioner for pneumatic linear and part-turn actuators | 3108.63
7MH4134-6LB00-0DA0 | SIMATIC ET 200SP, ANALOG INPUT MODULE, AI 2 X SG 4-/6-WIRE HIGH SPEED, FITS TO BU-TYPE A0, COLOR COD | 678.71
7ML1115-1EA40 | Echomax XPS-10 Transducer High-frequency ultrasonic transducer | 798.47
1FL6024-2AF21-1MG1 | SIMOTICS S-1FL6 voltage supply 230 V 3AC Pn=0.1 kW; Nn=3000 rpm M0=0.32 Nm; MN=0.32 Nm. Shaft he | 537.16
1FL6032-2AF21-1MA1 | SIMOTICS S-1FL6 voltage supply 230 V 3AC Pn=0.2 kW; Nn=3000 rpm M0=0.64 Nm; MN=0.64 Nm. Shaft he | 545.07
1FL6034-2AF21-1MB1 | SIMOTICS S-1FL6 voltage supply 230 V 3AC Pn=0.4 kW; Nn=3000 rpm M0=1.27 Nm; MN=1.27 Nm. Shaft he | 770.87
1FL6034-2AF21-1MH1 | SIMOTICS S-1FL6 voltage supply 230 V 3AC Pn=0.4 kW; Nn=3000 rpm M0=1.27 Nm; MN=1.27 Nm. Shaft he | 770.87
1FL6042-1AF61-2AB1 | SIMOTICS S-1FL6 Operating voltage 3AC 400 V Pn=0.4 kW; Nn=3000 rpm M0=1.9 Nm; MN=1.27 Nm Shaft h | 655.63
1FL6042-1AF61-2LG1 | SIMOTICS S-1FL6 Operating voltage 3AC 400 V Pn=0.4 kW; Nn=3000 rpm M0=1.9 Nm; MN=1.27 Nm Shaft h | 871.18
1FL6042-2AF21-1MA1 | SIMOTICS S-1FL6 voltage supply 230 V 3AC Pn=0.75 kW; Nn=3000 M0=2.39 Nm; MN=2.39 Nm. Shaft heigh | 657.98
1FL6044-1AF61-2AH1 | SIMOTICS S-1FL6 Operating voltage 3AC 400 V Pn=0.75 kW; Nn=3000 rpm M0=3.5 Nm; MN=2.39 Nm Shaft | 736.58
1FL6044-1AF61-2LB1 | SIMOTICS S-1FL6 Operating voltage 3AC 400 V Pn=0.75 kW; Nn=3000 rpm M0=3.5 Nm; MN=2.39 Nm Shaft | 1194.23
1FL6044-2AF21-1MG1 | SIMOTICS S-1FL6 voltage supply 230 V 3AC Pn=1 kW; Nn=3000 rpm M0=3.18 Nm; MN=3.18 Nm. Shaft heig | 707.29
1FL6052-2AF21-2AH1 | SIMOTICS S-1FL6 Operating voltage 230 V 3AC PN=1.5 kW; NN=3000 rpm M0=4.78 Nm; MN=4.78 Nm shaft | 928.32
1FL6052-2AF21-2MB1 | SIMOTICS S-1FL6 Operating voltage 230 V 3AC PN=1.5 kW; NN=3000 rpm M0=4.78 Nm; MN=4.78 Nm shaft | 1099.76
1FL6054-2AF21-2AA1 | SIMOTICS S-1FL6 Operating voltage 230 V 3AC PN=2 kW; NN=3000 rpm M0=6.37 Nm; MN=6.37 Nm shaft he | 902.88
1FL6054-2AF21-2AG1 | SIMOTICS S-1FL6 Operating voltage 230 V 3AC PN=2 kW; NN=3000 rpm M0=6.37 Nm; MN=6.37 Nm shaft he | 902.88
1FL6054-2AF21-2MH1 | SIMOTICS S-1FL6 Operating voltage 230 V 3AC PN=2 kW; NN=3000 rpm M0=6.37 Nm; MN=6.37 Nm shaft he | 1325.53
1FL6061-1AC61-2AB1 | SIMOTICS S-1FL6-1FL6 Operating voltage 3AC 400 V Pn=0.75 kW; Nn=2000 rpm M0=4 Nm; MN=3.58 Nm Sha | 805.49
1FL6061-1AC61-2AH1 | SIMOTICS S-1FL6-1FL6 Operating voltage 3AC 400 V Pn=0.75 kW; Nn=2000 rpm M0=4 Nm; MN=3.58 Nm Sha | 805.49
1FL6062-1AC61-2AA1 | SIMOTICS S-1FL6-1FL6 Operating voltage 3AC 400 V Pn=1 kW; Nn=2000 rpm M0=6 Nm; MN=4.78 Nm Shaft | 618.72
1FL6062-1AC61-2AG1 | SIMOTICS S-1FL6-1FL6 Operating voltage 3AC 400 V Pn=1 kW; Nn=2000 rpm M0=6 Nm; MN=4.78 Nm Shaft | 618.72
1FL6064-1AC61-2AB1 | SIMOTICS S-1FL6-1FL6 Operating voltage 3AC 400 V Pn=1.5 kW; Nn=2000 rpm M0=8 Nm; MN=7.16 Nm Shaf | 1011.12
1FL6064-1AC61-2AH1 | SIMOTICS S-1FL6-1FL6 Operating voltage 3AC 400 V Pn=1.5 kW; Nn=2000 rpm M0=8 Nm; MN=7.16 Nm Shaf | 1011.12
1FL6066-1AC61-2AG1 | SIMOTICS S-1FL6-1FL6 Operating voltage 3AC 400 V Pn=1.75 kW; Nn=2000 rpm M0=11 Nm; MN=8.36 Nm Sh | 909.18
1FL6066-1AC61-2LA1 | SIMOTICS S-1FL6-1FL6 Operating voltage 3AC 400 V Pn=1.75 kW; Nn=2000 rpm M0=11 Nm; MN=8.36 Nm Sh | 1366.78
1FL6067-1AC61-2AB1 | SIMOTICS S-1FL6-1FL6 Operating voltage 3AC 400 V Pn=2 kW; Nn=2000 rpm M0=15 Nm; MN=9.55 Nm Shaft | 1363.12
1FL6067-1AC61-2AH1 | SIMOTICS S-1FL6-1FL6 Operating voltage 3AC 400 V Pn=2 kW; Nn=2000 rpm M0=15 Nm; MN=9.55 Nm Shaft | 1363.12
1FL6090-1AC61-2AG1 | SIMOTICS S-1FL6-1FL6 Operating voltage 3AC 400 V Pn=2.5 kW; Nn=2000 rpm M0=15 Nm; MN=11.9 Nm Sha | 1110.66
1FL6090-1AC61-2LA1 | SIMOTICS S-1FL6-1FL6 Operating voltage 3AC 400 V Pn=2.5 kW; Nn=2000 rpm M0=15 Nm; MN=11.9 Nm Sha | 1568.28
1FL6092-1AC61-2AH1 | SIMOTICS S-1FL6-1FL6 Operating voltage 3AC 400 V Pn=3.5 kW; Nn=2000 rpm M0=22 Nm; MN=16.7 Nm Sha | 1808.58
1FL6092-1AC61-2LB1 | SIMOTICS S-1FL6-1FL6 Operating voltage 3AC 400 V Pn=3.5 kW; Nn=2000 rpm M0=22 Nm; MN=16.7 Nm Sha | 2266.22
1FL6094-1AC61-2AG1 | SIMOTICS S-1FL6-1FL6 Operating voltage 3AC 400 V Pn=5 kW; Nn=2000 rpm M0=30 Nm; MN=23.9 Nm Shaft | 1918.18
1FL6094-1AC61-2LA1 | SIMOTICS S-1FL6-1FL6 Operating voltage 3AC 400 V Pn=5 kW; Nn=2000 rpm M0=30 Nm; MN=23.9 Nm Shaft | 2375.86
1FL6096-1AC61-2AH1 | SIMOTICS S-1FL6-1FL6 Operating voltage 3AC 400 V Pn=7 kW; Nn=2000 rpm M0=40 Nm; MN=33.4 Nm Shaft | 2786.56
1FL6096-1AC61-2LB1 | SIMOTICS S-1FL6-1FL6 Operating voltage 3AC 400 V Pn=7 kW; Nn=2000 rpm M0=40 Nm; MN=33.4 Nm Shaft | 3244.2
1PH8133-1CG02-3MA2-ZQ53 | SIMOTICS M Compact induction motor 2300rpm, 22.5kW 93Nm, 44A, 400 V forced ventilation; directio | 11897.55
5TC8264 | DIMMER DALI | 106.56
5TE4802 | Pushbutton 3 NO+1 NC Without latching function,gray | 24.52
2XV9450-2CG00 | Softnet S7 Lean for Linux systems,kernel 2.6.X, GLIBC 2.4 Interface for data exchange between PC | 2429.2
3KC0322-2ME00-0AA0 | SENTRON, 3KC transfer switching equipment, manually operated, MTSE, size: 1, 3-pole, Iu: 32 A, U | 138
3KC0328-2NE00-0AA0 | SENTRON, 3KC transfer switching equipment, manually operated, MTSE, size: 2, 3-pole, Iu: 80 A, U | 178.57
3KC0338-0PE00-0AA0 | SENTRON, 3KC transfer switching equipment, manually operated, MTSE, size: 3, 3-pole, Iu: 250 A, | 686.83
3KC0342-0PE00-0AA0 | SENTRON, 3KC transfer switching equipment, manually operated, MTSE, size: 3, 3-pole, Iu: 400 A, | 942.83
3KC0416-2ME00-0AA0 | SENTRON, 3KC transfer switching equipment, manually operated, MTSE, size: 1, 4-pole, Iu: 16 A, U | 154.22
3KC0426-2ME00-0AA0 | SENTRON, 3KC transfer switching equipment, manually operated, MTSE, size: 1, 4-pole, Iu: 63 A, U | 178.57
3KC0440-0PE00-0AA0 | SENTRON, transfer switching equipment 3KC, manually operated, MTSE, size: 3, 4-pole, Iu: 315 A, | 955.29
3KC0444-0QE00-0AA0 | SENTRON, transfer switching equipment 3KC, manually operated, MTSE, size: 4, 4-pole, Iu: 500 A, | 1486.03
3KC0454-0RE00-0AA0 | SENTRON, transfer switching equipment 3KC, manually operated, MTSE, size: 5, 4-pole, Iu: 1600 A, | 6618.49
3KC9000-8TL60 | ATC6 expansion module 4DI Accessory for ATC6300 pluggable contains 4 digital inputs | 266.05
3KC9000-8TL74 | ATC6 expansion module RS485 Accessory for ATC6300 pluggable contains RS484 interface | 285.14
3KC9101-4 | Accessories for 3KC0 SZ 1 direct operating mechanism DIN43880 gray without cover for 3KC0 SZ1 3 | 25.78
3KC9301-1 | Accessories for 3KC0 SZ 3 Direct operating mechanism, gray with cover for 3KC0 SZ3 3 and 4-pole | 34.39
3KC9304-0 | Accessories for 3KC0 SZ 3 Terminal covers, Side panel coverings for 3KC0 SZ3 3 and 4-pole contai | 6.87
3KC9418-0 | Accessories for 3KC0 SZ 4 Connecting jumper for load-side connection 1-pole for 3KC0 SZ4 contain | 60.21
3KC9501-2 | Accessories for 3KC0 SZ 5 Direct operating mechanism yellow/red with cover for 3KC0 SZ5 3 and 4- | 60.21
3KD9103-4 | Accessory for 3KD size 1/2, 3KF size 1 3KC0 size 1/2, Auxiliary switch 1 change-over contact, so | 9.3
3KF1303-0LB51 | Switch disconnector with fuse 3KF SITOR, 32 A, Size 1, 3-pole, for LV HRC fuse Sz. 000 for semic | 161.08
3KF1306-0LB51 | Switch disconnector with fuse 3KF SITOR, 63 A, Size 1, 3-pole, for LV HRC fuse Sz. 000 for semic | 189.2
3KF1306-0MR11 | Switch disconnector with fuse 63 A, Size 1, 3-pole for LV HRC fuse Sz. 000 Front operating mecha | 158.6
3KF1308-0LB51 | Switch disconnector with fuse 3KF SITOR, 80 A, Size 1, 3-pole, for LV HRC fuse Sz. 000 for semic | 211.66
3KF1308-2LB11 | Switch disconnector with fuse 80 A, Size 1, 3-pole for LV HRC fuse Sz. 000 Front operating mecha | 211.06
3KF1403-4RB11 | Switch disconnector with fuse 32 A, Size 1, 4-pole for LV HRC fuse Sz. 000 Side operating mechan | 157.98
3KF1406-0MB11 | Switch disconnector with fuse 63 A, Size 1, 4-pole for LV HRC fuse Sz. 000 Front operating mecha | 198.57
3KF1408-4LB11 | Switch disconnector with fuse 80 A, Size 1, 4-pole for LV HRC fuse Sz. 000 Side operating mechan | 224.77
3KF2312-0LF11 | Switch disconnector with fuse 125 A, Size 2, 3-pole for LV HRC fuse Sz. 000 and 00 Front operati | 182.94
3KF2312-2LF11 | Switch disconnector with fuse 125 A, Size 2, 3-pole for LV HRC fuse Sz. 000 and 00 Front operati | 225.4
3KF2312-4RF11 | Switch disconnector with fuse 125 A, Size 2, 3-pole for LV HRC fuse Sz. 000 and 00 Side operatin | 182.94
3KF2412-0LF11 | Switch disconnector with fuse 125 A, Size 2, 4-pole for LV HRC fuse Sz. 000 and 00 Front operati | 229.76
3KF2412-2LF11 | Switch disconnector with fuse 125 A, Size 2, 4-pole for LV HRC fuse Sz. 000 and 00 Front operati | 270.98
3KF2416-4RF11 | Switch disconnector with fuse 160 A, Size 2, 4-pole for LV HRC fuse Sz. 000 and 00 Side operatin | 251.66
3KF3325-0MF11 | Switch disconnector with fuse 250 A, Size 3, 3-pole for LV HRC fuse Sz. 0 and 1 Front operating | 327.81
3KF3325-4RF11 | Switch disconnector with fuse 250 A, Size 3, 3-pole for LV HRC fuse Sz. 0 and 1 Side operating m | 327.81
3KF3425-0MF11 | Switch disconnector with fuse 250 A, Size 3, 4-pole for LV HRC fuse Sz. 0 and 1 Front operating | 410.84
3KF4340-2LF11 | Switch disconnector with fuse 400 A, Size 4, 3-pole for LV HRC fuse Sz. 1 and 2 Front operating | 578.81
3KF4340-4RF11 | Switch disconnector with fuse 400 A, Size 4, 3-pole for LV HRC fuse Sz. 1 and 2 Side operating m | 531.95
3KF5363-0MF11 | Switch disconnector with fuse 630 A, Size 5, 3-pole for LV HRC fuse Sz. 2 and 3 Front operating | 1017.73
3KF5363-2LF11 | Switch disconnector with fuse 630 A, Size 5, 3-pole for LV HRC fuse Sz. 2 and 3 Front operating | 1080.16
3KF5380-0MF11 | Switch disconnector with fuse 800 A, Size 5, 3-pole for LV HRC fuse Sz. 2 and 3 Front operating | 1217.56
3KF5380-2LF11 | Switch disconnector with fuse 800 A, Size 5, 3-pole for LV HRC fuse Sz. 2 and 3 Front operating | 1273.74
3KF5463-4RF11 | Switch disconnector with fuse 630 A, Size 5, 4-pole for LV HRC fuse Sz. 2 and 3 Side operating m | 1261.26
3KF5480-0MF11 | Switch disconnector with fuse 800 A, Size 5, 4-pole for LV HRC fuse Sz. 2 and 3 Front operating | 1517.26
3KF9105-1AA00 | Accessory for 3KF size 1 Fourth pole, switchable for LV HRC fuse Sz. 000 flat terminal on the re | 44.7
3KF9105-2BA00 | Accessory for 3KF SITOR size 1, fourth pole, switchable, for LV HRC fuse Sz. 000 for semiconduct | 53.03
3KF9112-0AA00 | Replacement part for 3KF size 1 Mounting bracket for surface mounting contains 1 unit | 5.17
3KF9112-0AB00 | Accessory for 3KF size 1 Mounting bracket for surface mounting for mounting of auxiliary switch | 8.64
3KF9205-0BA00 | Accessory for 3KF SITOR size 2, fourth pole, switchable, for LV HRC fuse Sz. 000 and 00 for semi | 63.04
3KF9206-0AA00 | Accessory for 3KF size 2 neutral conductor terminal with removable jumper flat terminal | 33.82
3KF9212-0CA00 | Replacement part for 3KF size 2 Fuse cover | 11.18
3KF9301-1AA00 | Accessory for 3KF size 3 Direct operating mechanism, gray Can be locked in OFF position with thr | 44.91
3KF9304-7 | Accessory for 3KF size 3 cable connection cover short version contains 6 units | 33.66
3KF9305-0AA00 | Accessory for 3KF size 3 Fourth pole, switchable for LV HRC fuse Sz. 0 and 1 flat terminal | 82.43
3KF9306-0AA00 | Accessory for 3KF size 3 neutral conductor terminal with removable jumper flat terminal | 55.14
3KF9405-0AA00 | Accessory for 3KF size 4 Fourth pole, switchable for LV HRC fuse Sz. 1 and 2 flat terminal | 133.64
3KF9406-0AA00 | Accessory for 3KF size 4 neutral conductor terminal with removable jumper flat terminal | 88.67
3KF9505-0AA00 | Accessory for 3KF size 5 Fourth pole, switchable for LV HRC fuse Sz. 2 and 3 flat terminal | 304.09
3KF9506-0AA00 | Accessory for 3KF size 5 neutral conductor terminal with removable jumper flat terminal | 203.54
3KX3552-3AA01 | Accessories for switch disconnector 3KA, 3KL, 3KM Auxiliary switch 1 NO + 1 NC | 28.98
3LD3010-1TK05 | Load disconnector 3LD3, Iu 16 A Main switch 3-pole Rated operating capacity at AC-23 A at 400V 7 | 29.09
3LD3030-0TK11 | Load disconnector 3LD3, Iu 16 A Main switch 3-pole Rated operating capacity at AC-23 A at 400V 7 | 17.6
3LD3030-1TL13 | Load disconnector 3LD3, Iu 16 A Main switch 3-pole + N Rated operating capacity at AC-23 A at 40 | 33.3
3LD3040-0TK13 | Load disconnector 3LD3, Iu 16 A Main switch 3-pole Rated operating capacity at AC-23 A at 400V 7 | 25.28
3LD3040-1TL11 | Load disconnector 3LD3, Iu 16 A Main switch 3-pole + N Rated operating capacity at AC-23 A at 40 | 41.52
3LD3048-0TK51 | Load disconnector 3LD3, Iu 16 A Main switch 3-pole Rated operating capacity at AC-23 A at 400V 7 | 33.73
3LD3048-0TL51 | Load disconnector 3LD3, Iu 16 A Main switch 3-pole + N Rated operating capacity at AC-23 A at 40 | 35.35
3LD3048-1TL53 | Load disconnector 3LD3, Iu 16 A Main switch 3-pole + N Rated operating capacity at AC-23 A at 40 | 45.14
3LD3050-0TK13 | Load disconnector 3LD3, Iu 16 A Main switch 3-pole Rated operating capacity at AC-23 A at 400V 7 | 20.61
3LD3054-0TK51 | Load disconnector 3LD3, Iu 16 A Main switch 3-pole Rated operating capacity at AC-23 A at 400V 7 | 21.04
3LD3054-0TL51 | Load disconnector 3LD3, Iu 16 A Main switch 3-pole + N Rated operating capacity at AC-23 A at 40 | 27.23
3LD3110-0TL05 | Load disconnector 3LD3, Iu 25 A Main switch 3-pole + N Rated operating capacity at AC-23 A at 40 | 31.49
3LD3110-1TL05 | Load disconnector 3LD3, Iu 25 A Main switch 3-pole + N Rated operating capacity at AC-23 A at 40 | 41.17
3LD3130-1TK11 | Load disconnector 3LD3, Iu 25 A Main switch 3-pole Rated operating capacity at AC-23 A at 400V 9 | 29.85
3LD3130-1TL11 | Load disconnector 3LD3, Iu 25 A Main switch 3-pole + N Rated operating capacity at AC-23 A at 40 | 38.65
3LD3140-1TK13 | Load disconnector 3LD3, Iu 25 A Main switch 3-pole Rated operating capacity at AC-23 A at 400V 9 | 38.78
3LD3140-1TL13 | Load disconnector 3LD3, Iu 25 A Main switch 3-pole + N Rated operating capacity at AC-23 A at 40 | 43.64
3LD3148-1TL51 | Load disconnector 3LD3, Iu 25 A Main switch 3-pole + N Rated operating capacity at AC-23 A at 40 | 53.89
3LD3150-0TK11 | Load disconnector 3LD3, Iu 25 A Main switch 3-pole Rated operating capacity at AC-23 A at 400V 9 | 22.9
3LD3150-1TK13 | Load disconnector 3LD3, Iu 25 A Main switch 3-pole Rated operating capacity at AC-23 A at 400V 9 | 32.83
3LD3150-1TL13 | Load disconnector 3LD3, Iu 25 A Main switch 3-pole + N Rated operating capacity at AC-23 A at 40 | 41.41
3LD3154-1TL51 | Load disconnector 3LD3, Iu 25 A Main switch 3-pole + N Rated operating capacity at AC-23 A at 40 | 35.35
3LD3210-0TK05 | Load disconnector 3LD3, Iu 32 A Main switch 3-pole Rated operating capacity for AC-23 A at 400V | 26.48
3LD3230-0TL13 | Load disconnector 3LD3, Iu 32 A Main switch 3-pole + N Rated operating capacity for AC-23 A at 4 | 32.27
3LD3230-1TK13 | Load disconnector 3LD3, Iu 32 A Main switch 3-pole Rated operating capacity for AC-23 A at 400V | 34.23
3LD3240-0TL11 | Load disconnector 3LD3, Iu 32 A Main switch 3-pole + N Rated operating capacity for AC-23 A at 4 | 34.6
3LD3240-1TK11 | Load disconnector 3LD3, Iu 32 A Main switch 3-pole Rated operating capacity for AC-23 A at 400V | 40.68
3LD3248-0TL53 | Load disconnector 3LD3, Iu 32 A Main switch 3-pole + N Rated operating capacity for AC-23 A at 4 | 35.35
3LD3248-1TK53 | Load disconnector 3LD3, Iu 32 A Main switch 3-pole Rated operating capacity for AC-23 A at 400V | 45.14
3LD3250-1TK11 | Load disconnector 3LD3, Iu 32 A Main switch 3-pole Rated operating capacity for AC-23 A at 400V | 36.32
3LD3250-1TL11 | Load disconnector 3LD3, Iu 32 A Main switch 3-pole + N Rated operating capacity for AC-23 A at 4 | 44.94
3LD3254-0TL53 | Load disconnector 3LD3, Iu 32 A Main switch 3-pole + N Rated operating capacity for AC-23 A at 4 | 33.73
3LD3254-1TK53 | Load disconnector 3LD3, Iu 32 A Main switch 3-pole Rated operating capacity for AC-23 A at 400V | 37.05
3LD3330-0TK11 | Load disconnector 3LD3, Iu 40 A Main switch 3-pole Rated operating capacity at AC-23 A at 400 V | 30.6
3LD3330-0TL11 | Load disconnector 3LD3, Iu 40 A Main switch 3-pole + N Rated operating capacity at AC-23 A at 40 | 35.48
3LD3340-0TK13 | Load disconnector 3LD3, Iu 40 A Main switch 3-pole Rated operating capacity at AC-23 A at 400 V | 51.08
3LD3340-0TL13 | Load disconnector 3LD3, Iu 40 A Main switch 3-pole + N Rated operating capacity at AC-23 A at 40 | 61.86
3LD3348-0TK51 | Load disconnector 3LD3, Iu 40 A Main switch 3-pole Rated operating capacity at AC-23 A at 400 V | 51.08
3LD3348-0TL51 | Load disconnector 3LD3, Iu 40 A Main switch 3-pole + N Rated operating capacity at AC-23 A at 40 | 61.86
3LD3350-0TK13 | Load disconnector 3LD3, Iu 40 A Main switch 3-pole Rated operating capacity at AC-23 A at 400 V | 42.56
3LD3350-0TL13 | Load disconnector 3LD3, Iu 40 A Main switch 3-pole + N Rated operating capacity at AC-23 A at 40 | 47.66
3LD3354-0TL51 | Load disconnector 3LD3, Iu 40 A Main switch 3-pole + N Rated operating capacity at AC-23 A at 40 | 46.51
3LD3354-1TK51 | Load disconnector 3LD3, Iu 40 A Main switch 3-pole Rated operating capacity at AC-23 A at 400 V | 52.88
3LD3410-0TL05 | Load disconnector 3LD3, Iu 63 A Main switch 3-pole + N Rated operating capacity at AC-23 A at 40 | 56.76
3LD3410-1TL05 | Load disconnector 3LD3, Iu 63 A Main switch 3-pole + N Rated operating capacity at AC-23 A at 40 | 68.68
3LD3430-1TL11 | Load disconnector 3LD3, Iu 63 A Main switch 3-pole + N Rated operating capacity at AC-23 A at 40 | 49.54
3LD3440-0TK11 | Load disconnector 3LD3, Iu 63 A Main switch 3-pole Rated operating capacity at AC-23 A at 400V 2 | 53.89
6EP4436-8XB00-0DY0 | SITOP CNX8600 8x2.5 A Extension module for PSU8600 output: 24 V DC/8x 2.5 A | 478.54
6ES7131-6BH01-0BA0 | SIMATIC ET 200SP, Digital input module, DI 16x 24V DC Standard, type 3 (IEC 61131), sink input, | 115.85
6ES7131-6FD01-0BB1 | SIMATIC ET 200SP, Digital input module, DI 4x 120..230V AC Standard, type 3 (IEC 61131), Packing | 83.66
6ES7132-6BF01-2BA0 | SIMATIC ET 200SP, Digital output module, DQ 8x 24V DC/0,5A Standard, Source output (PNP,P-switch | 87.53
6ES7132-6BH00-0AA0 | SIMATIC ET 200SP, digital output module, DQ 16x 24VDC/0.5A Basic, Pack quantity: 1 unit, suitabl | 130.01
6ES7132-6HD01-2BB1 | SIMATIC ET 200SP, Relay module, RQ NO 4x 120V DC..230VAC/5A ST. 4 normally open contacts, isolat | 91.39
3RB3143-4UB0 | Overload relay 12.5...50 A for motor protection Size S3, Class 5E...30E Contactor mounting Main | 225.35
3RB3143-4UW1 | Overload relay 12.5...50 A for motor protection Size S3, Class 5E...30E Stand-alone installation | 259.55
6ES7134-6GD01-2BA1 | SIMATIC ET 200SP, ANALOG INPUT MODULE, AI 4XI 2-/4-WIRE STANDARD, PACKING UNIT: 10 PIECES, FITS | 232.97
6ES7134-6HD01-2BA1 | SIMATIC ET 200SP, ANALOG INPUT MODULE, AI 4XU/I 2-WIRE STANDARD, PACKING UNIT: 10 PIECES, FITS T | 232.97
6ES7154-3AB00-0AB0 | SIMATIC DP, PROFINET Interface module IM 154-3 PN, High Feature for ET 200 PRO, Integrated switc | 417.05
6ES7155-5AA01-0AB0 | SIMATIC ET 200MP. PROFINET IO-DEVICE INTERFACEMODULE IM 155-5 PN ST FOR ET 200MP ELEKTRONIKMODUL | 656.18
6ES7193-6BP00-2DU0 | SIMATIC ET 200SP, BaseUnit BU20-P16+A0+2D, BU-TYPE U0, Packaging Unit: 10 Pieces, Push-in termin | 45.05
6ES7193-6CP01-4MA0 | SIMATIC ET 200SP, 50 color-coded labels Color code CC01, for I/O modules, module-specific, for 1 | 78.52
6ES7193-6CP63-2MA0 | SIMATIC ET 200SP, 10 color identification labels, Color Code CC63, für PotDis-BU type P2, blue, | 15.45
6ES7193-6RA00-1AN0 | 5 pcs. strain relief for PROFINET cable at SIMATIC BusAdapter | 86.24
6ES7193-6UP00-0BP1 | SIMATIC ET 200SP, Potential distributor module, PotDis-BaseUnit, PotDis-BU Typ P1, dark-colored, | 29.61
6ES7193-6UP00-0DP1 | SIMATIC ET 200SP, Potential distributor module, PotDis-BaseUnit PotDis-BU Typ P1, light-colored, | 45.05
6ES7194-2MH03-0AA0 | bus cable for ET connection M8, PUR cable assembled on both ends with 2x M8 connectors, 4-pole, | 39.9
6ES7194-2MH03-1AA0 | Power cable M8, PUR cable both ends assembled with M8 connector and M8 socket, 4-pole, length 0. | 24.46
6ES7194-2MH20-0AB0 | bus cable for ET connection M8, PUR cable assembled on both ends with 2x M8 connectors angled, 4 | 59.2
6ES7194-2MH20-1AA0 | Power cable M8, PUR cable both ends assembled with M8 connector and M8 socket, 4-pole, Length 2. | 34.75
6ES7194-2MH50-0AC0 | bus cable for ET connection M8, PUR cable Pre-assembled at one end with 1x M8 connector, 4-pole, | 60.5
6ES7194-2MH50-1AB0 | Power cable M8, PUR cable both ends assembled with M8 connector angled and M8 socket angled, 4-p | 47.63
6ES7194-2MN10-0AA0 | bus cable for ET connection M8, PUR cable assembled on both ends with 2x M8 connectors, 4-pole, | 102.98
6ES7194-2MN10-1AC0 | Power cable M8, PUR cable single-sided assembled with M8 socket, 4-pole, length 10 m | 64.36
6ES7194-2MN15-0AB0 | bus cable for ET connection M8, PUR cable assembled on both ends with 2x M8 connectors angled, 4 | 144.16
6ES7511-1AK02-0AB0 | SIMATIC S7-1500, CPU 1511-1 PN, CENTRAL PROCESSING UNIT WITH WORKING MEMORY 150 KB FOR PROGRAM A | 1512.67
6ES7553-1AA00-0AB0 | SIMATIC S7-1500, TM PTO 4 Interface board for stepper drives 4 Channels Pulse Train output PTO: | 986.1
6ES7591-4AB00-0AA0 | SIMATIC S7-1500, spare part, front cover, 35 mm with cut-out for display and display operator bu | 67.52
6ES7158-3AD10-0XA0 | SIMATIC PN/PN Coupler for deterministic data exchange between max.4 PN-Controller per subnet, al | 773.6
6ES7193-6BP00-0BU0 | SIMATIC ET 200SP, BaseUnit BU20-P16+A0+2B, BU-TYPE U0, Packaging Unit: 1 Pieces, Push-in termina | 29.61
6ES7193-6BP00-0DU0 | SIMATIC ET 200SP, BaseUnit BU20-P16+A0+2D, BU-TYPE U0, Packaging Unit: 1 Pieces, Push-in termina | 45.05
6ES7193-6BP00-2BU0 | SIMATIC ET 200SP, BaseUnit BU20-P16+A0+2B, BU-TYPE U0, Packaging Unit: 10 Pieces, Push-in termin | 29.61
6ES7193-6TP00-0TN0 | SIMATIC ET 200SP, Potential distributor module, PotDis terminal block, PotDis-TB-n.c.-G, 18 x n. | 23.18
6ES7193-6TP00-0TP0 | SIMATIC ET 200SP, Potential distributor module, PotDis terminal block, PotDis-TB-BR-W, 18 x inte | 23.18
6ES7193-6TP00-0TP1 | SIMATIC ET 200SP, Potential distributor module, PotDis terminal block, PotDis-TB-P1-R, 18 x pote | 23.18
6ES7193-6TP00-0TP2 | SIMATIC ET 200SP, Potential distributor module, PotDis terminal block, PotDis-TB-P2-B, 18 termin | 23.18
6ES7194-2MH10-0AA0 | bus cable for ET connection M8, PUR cable assembled on both ends with 2x M8 connectors, 4-pole, | 46.34
6ES7194-2MH10-0AB0 | bus cable for ET connection M8, PUR cable assembled on both ends with 2x M8 connectors angled, 4 | 50.19
6ES7194-2MH10-1AA0 | Power cable M8, PUR cable both ends assembled with M8 connector and M8 socket, 4-pole, Length 1. | 28.31
6ES7194-2MH10-1AB0 | Power cable M8, PUR cable both ends assembled with M8 connector angled and M8 socket angled, 4-p | 32.19
6ES7194-2MN10-0AB0 | bus cable for ET connection M8, PUR cable assembled on both ends with 2x M8 connectors angled, 4 | 108.12
6ES7194-2MN10-0AC0 | bus cable for ET connection M8, PUR cable Pre-assembled at one end with 1x M8 connector, 4-pole, | 92.67
6ES7194-2MN10-1AA0 | Power cable M8, PUR cable both ends assembled with M8 connector and M8 socket, 4-pole, length 10 | 69.51
6ES7194-2MN10-1AB0 | Power cable M8, PUR cable both ends assembled with M8 connector angled and M8 socket angled, 4-p | 73.37
6ES7410-5HM08-0AB0 | SIMATIC PCS 7, CPU 410E Process Automation, central processing unit for S7-400 and S7-400H/F/FH, | 10202.63
6ES7431-7QL00-0AB0 | SIMATIC CVS400A-AI32, Analog input AI32, isolated, 32 AI; Resolution 16 bit, alarm, Diagnostics | 6769.15
6ES7467-4AA00-0AA0 | SIMATIC CVS400A-CM1, PROFINET INTERFACE (RJ45) | 6299.77
6ES7505-0RB00-0AB0 | SIMATIC S7-1500, System power supply with buffer functionality PS 60W 24/48/60V DC HF, supplies | 1088.74
6ES7516-3UN00-0AB0 | SIMATIC S7-1500TF, CPU 1516TF-3 PN/DP, Central processing unit with 1.5 MB RAM for program and 5 | 8857.31
6ES7517-3TP00-0AB0 | SIMATIC S7-1500T, CPU 1517T-3 PN/DP, Central processing unit with work memory 3 MB for program a | 10700.68
6ES7517-3UP00-0AB0 | SIMATIC S7-1500TF, CPU 1517TF-3 PN/DP, Central processing unit with work memory 3 MB for program | 11764.77
6ES7518-4AX00-1AC0 | SIMATIC S7-1500, CPU 1518-4 PN/DP MFP, INCLUSIVE C/C++ RUNTIME AND OPC UA RUNTIME LICENSE WORKIN | 13761.68
6ES7648-2BF10-0XK1 | SIMATIC CFast memory card, 30 GB, for IPCs with corresponding slot Further information, Quantity | 958.01
6ES7648-2CF10-1AA0 | SIMATIC CP1625, PCIe card for PROFINET IRT for Softwarecontroller CPU1500S | 1109.43
6ES7650-0VG58-1YX1 | SIMATIC PCS 7 OS Client on basis of IPC477E (SSD); 22" touch (1920x1080) front USB Core I5-6442E | 7949.2
6ES7651-5AX58-0CE5 | SIMATIC PCS 7, software, Upgrade Package Engineering ASIA from V8.X to V9.0 Floating license for | 6824.22
6ES7651-5AX58-0YE5 | SIMATIC PCS 7, software, Upgrade Package Engineering from V8.X to V9.0 Floating license for 1 us | 6824.22
6ES7651-5AX58-0YK5 | SIMATIC PCS 7, software, upgrade package Engineering from V8.X to V9.0 Floating license for 1 us | 6824.22
6ES7193-6CP13-2MT0 | SIMATIC ET 200SP, 10 color identification labels, Color Code CC13, für PotDis-TB type P2, BR, bl | 15.45
6ES7194-2LH02-0AD0 | Connecting cable for Bus cable for ET connection M8 assembled on both ends with 2x M8 socket, 4- | 33.47
6ES7194-2MH02-0AA0 | bus cable for ET connection M8, PUR cable assembled on both ends with 2x M8 connectors, 4-pole, | 39.9
6ES7194-2MH02-0AD0 | Connecting cable for Bus cable for ET connection M8 PUR cable both ends pre-assembled with 2x M8 | 39.9
6ES7194-2MH02-1AA0 | Power cable M8, PUR cable both ends assembled with M8 connector and M8 socket, 4-pole, length 0. | 24.46
6ES7194-2MH20-1AB0 | Power cable M8, PUR cable both ends assembled with M8 connector angled and M8 socket angled, 4-p | 37.32
6ES7194-2MH20-1AC0 | Power cable M8, PUR cable single-sided assembled with M8 socket, 4-pole, Length 2.0 m | 27.03
6ES7194-2MH50-0AA0 | bus cable for ET connection M8, PUR cable assembled on both ends with 2x M8 connectors, 4-pole, | 70.79
6ES7194-2MH50-0AB0 | bus cable for ET connection M8, PUR cable assembled on both ends with 2x M8 connectors angled, 4 | 75.94
6ES7194-2MN15-1AA0 | Power cable M8, PUR cable both ends assembled with M8 connector and M8 socket, 4-pole, Length 15 | 93.97
6ES7194-2MN15-1AB0 | Power cable M8, PUR cable both ends assembled with M8 connector angled and M8 socket angled, 4-p | 97.82
6ES7194-2MN15-1AC0 | Power cable M8, PUR cable single-sided assembled with M8 socket, 4-pole, Length 15 m | 88.81
6ES7194-4AK00-0AA0 | SIMATIC DP, Connection module for PROFINET interface module ET 200 PRO IM154-3 PN HF, M12 7/8" S | 110.69
6ES7512-1CK01-0AB0 | SIMATIC S7-1500 COMPACT CPU CPU 1512C-1 PN, CENTRAL PROCESSING UNIT WITH WORKING MEMORY 250 KB F | 3217.85
6ES7513-1AL02-0AB0 | SIMATIC S7-1500, CPU 1513-1 PN, CENTRAL PROCESSING UNIT WITH WORKING MEMORY 300 KB FOR PROGRAM A | 3369.82
6ES7647-0KA01-0AA2 | SIMATIC IOT2000 Input/output Modul, 5x DI 2x AI 2x DO, ARDUINO Shield for SIMATIC IOT2020 and IO | 68.96
6ES7647-0KA02-0AA2 | SIMATIC IOT2000, Input Modul sink/source, 10x DI, ARDUINO Shield for SIMATIC IOT2020 and IOT2040 | 68.96
6ES7648-1AA01-0XE0 | Tower kit, for conversion of the rack PC to industrial tower PC, for SIMATIC IPC547G (Device wit | 87.22
6ES7648-6WB11-3YA0 | SIMATIC IPC Operating System package, Microsoft Windows 10 Enterprise LTSB 2016 64 Bit for SIMAT | 437.47
6ES7648-6WB11-4YA0 | SIMATIC IPC Operating System package, Microsoft Windows 10 Enterprise LTSB 2016 64 Bit for SIMAT | 437.47
6ES7648-6XA11-0YA0 | Service USB flash drive, 32 GB, USB3.0, incl. SIMATIC IPC BIOS Manager (CD/DVD), Image und Parti | 233.72
6ES7651-5FX68-0YE5 | SIMATIC PDM, software Upgrade Package complete from PDM V8.X / V9.0 to V9.1 Floating license for | 2433.05
6ES7651-5FX68-0YK5 | SIMATIC PDM, software Upgrade Package Complete from PDM V8.X / V9.0 to V9.1 floating license for | 2433.05
6ES7652-5AX58-0CE0 | SIMATIC PCS 7, software, Upgrade Package OS Single Station ASIA from V8.X to V9.0 Single license | 4094.54
6ES7652-5AX58-0YE0 | SIMATIC PCS 7, software, Upgrade Package OS Single Station from V8.X to V9.0 Single license for | 4094.54
6ES7652-5JX58-2YE0 | SIMATIC PCS 7, software, Upgrade Package Power Control Library from V8.X to V9.0 Single License | 2530.86
6ES7652-5XX58-0YF0 | SIMATIC PCS 7, software, SIMATIC Route Control Upgrade Package from V8.X to V9.0 Single license | 6587.51
6ES7652-5XX58-0YK0 | SIMATIC PCS 7, software, SIMATIC Route Control upgrade package from V8.X to V9.0 Single license | 6587.51
6ES7652-7XX00-0YL8 | SIMATIC PCS 7 PCS 7 PH and IS Software Update Service within the framework of this contract, you | 1513.16
6ES7652-7XX00-0YV8 | SIMATIC PCS 7 PCS 7 PH and IS Software Update Service Download, within the framework of this con | 1176.07
3LD3440-1TL13 | Load disconnector 3LD3, Iu 63 A Main switch 3-pole + N Rated operating capacity at AC-23 A at 40 | 76.17
3LD3448-0TK53 | Load disconnector 3LD3, Iu 63 A Main switch 3-pole Rated operating capacity at AC-23 A at 400V 2 | 59.32
3LD3448-1TL51 | Load disconnector 3LD3, Iu 63 A Main switch 3-pole + N Rated operating capacity at AC-23 A at 40 | 83.06
3LD3450-0TK11 | Load disconnector 3LD3, Iu 63 A Main switch 3-pole Rated operating capacity at AC-23 A at 400V 2 | 45.57
3LD3450-1TL13 | Load disconnector 3LD3, Iu 63 A Main switch 3-pole + N Rated operating capacity at AC-23 A at 40 | 62.12
3LD3454-0TK53 | Load disconnector 3LD3, Iu 63 A Main switch 3-pole Rated operating capacity at AC-23 A at 400V 2 | 44.57
3LD9340-0B | N switching contact, Front installation, accessory for Load disconnector 3LD3 | 8.33
3LD9340-2B | N-through terminal, Front installation, accessory for Load disconnector 3LD3 | 7.57
3LD9340-6C | Auxiliary switch, Floor installation 1 OE + 1 S left and / or right mountable, accessory for Loa | 10.19
3LD9341-2A | Terminal cover, for 1-pole, Accessories for load disconnector 3LD3 | 0.78
3LD9343-4CA | Door-coupling rotary operating mechanism black 48x48 mm, Front plate mounting Central hole mount | 14.1
3LD9344-2C | rotary operating mechanism, red / yellow 66x66 mm Front plate mounting Central hole mounting 22. | 5.53
3LD9344-3C | rotary operating mechanism, red / yellow 66x66 mm Front plate mounting Central hole mounting 22. | 5.53
3LD9346-3A | Additional label without inscription (10 packs) for load disconnector 3LD3 | 2.5
6AG1055-1MD00-7BA2 | SIPLUS LOGO! AM2 RTD -40 ... 70°C start-up -25 °C with conformal coating based on 6ED1055-1MD00- | 407.68
6AG1067-2AA00-0AC6 | Training Case V20 Variant 2 COMPACT DESIGN SINAMICS V20,FSA, 0,12 KW; SINAMICS V20 SMART ACCESS | 4956.82
6AG1124-0XC02-4AX1 | SIPLUS HMI TP2200 Comfort for medial exposure with conformal coating based on 6AV2124-0XC02-0AX1 | 11554.66
6AG1131-6BF00-7CA0 | SIPLUS ET 200SP DI 8x24VDC HF -40...+70 °C with conformal coating Based on: 6ES7131-6BF00-0CA0 . | 229.52
6AG1132-6BH01-7BA0 | SIPLUS ET 200SP, digital output module, DQ 16x 24VDC/0.5A ST -40...+70 °C with conformal coating | 298.84
6AG1136-6DC00-2CA0 | SIPLUS ET 200SP F-DQ 8x24VDC/0.5A PP HF -25...+60°C with conformal coating BasedOn 6ES7136-6DC00 | 975.06
6AG1138-6CG00-2BA0 | SIPLUS ET 200SP TM TIMER DIDQ 10x24V -40 ... +60 °C with conformal coating Based on: 6ES7138-6CG | 765.57
6AG1193-6AG00-2AA0 | SIPLUS ET 200SP BA 2XLC -40...+60 °C with conformal coating Based on: 6ES7193-6AG00-0AA0 . 2 X L | 947.33
6AG1210-1PE26-2AL0 | SIPLUS PM240-2 -20 bis +50°C (HO) -20 bis +40°C (LO) with Conformal Coating BasedOn: 6SL3210-1PE | 9626.95
6AG1210-1PE32-2UL0 | SIPLUS PM240-2 -20 bis +50°C (HO) -20 bis +40°C (LO) with Conformal Coating BasedOn: 6SL3210-1PE | 25545.2
6AG1231-5PA30-5XB0 | SIPLUS S7-1200 SB 1231 1AI RTD -40 ... +60 degree C, startup -25 degree C, with conformal coatin | 256.24
6AG1433-2BA20-7AA0 | SIPLUS PS PSU300S 5A -25 ... +70 Degree C with conformal coating BasedOn 6EP1433-2BA20 . STABILI | 662.47
6AG1592-6EF00-2AA0 | SIPLUS S7-1500 E-CODING ELEMENTS TYPE F spare part -25 ... +60 °C with conformal coating BASED O | 311.27
6AG4141-5AB14-0FA0 | SIMATIC IPC427E (Microbox PC); HD graphic onboard, 4x USB V3.0 (high current); PCIE (optional); | 4558.97
3NJ6920-3EB01 | Accessories for switch disconnector with fuses, in-line design Pluggable NH00, 1 multifunctional | 87.26
3NP1124-1CA20 | SENTRON, fuse switch disconnector 3NP1, 4-pole, NH000, 160 A, for assembly and installation on m | 98.75
3NP1131-1CA20 | SENTRON, fuse switch disconnector 3NP1, 1-pole, NH00, 160 A, for assembly and installation on mo | 39.06
6ES7648-1AA21-0YM0 | SIMATIC IPC, Mounting kit standard mounting rail for Microbox IPC427E | 82.4
6ES7648-2AH60-0KA1 | SIMATIC PC memory expansion, 4 GByte (1x 4 GB), DDR3 1066, SODIMM; for SIMATIC IPC227E/427D, SIM | 260.69
6ES7648-2AK80-1PA0 | SIMATIC IPC memory expansion memory module 16 GB (1x 16 GB), DDR4 2400 SD-RAM, SODIMM, ECC for S | 1502.67
6ES7648-6WB11-1YA0 | SIMATIC IPC Operating System package, Microsoft Windows 10 Enterprise LTSB 2016 64 Bit for SIMAT | 437.47
6ES7650-0VG58-0YX0 | SIMATIC PCS 7 OS Client on basis of IPC427E (HDD); Core I5-6442EQ; 4 GB DDR4 2400 SDRAM, SODIMM; | 5035.31
6ES7650-0VG58-1YX0 | SIMATIC PCS 7 OS Client on basis of IPC477E (HDD); 22" touch (1920x1080) front USB Core I5-6442E | 7418.48
6ES7651-5CX68-0YK5 | SIMATIC PDM, software upgrade package from PDM V6.X to V9.1, floating license for 1 user, E-SW, | 2229.3
6ES7651-5EX68-0YK5 | SIMATIC PDM, software Upgrade Package Basic from PDM V8.X / V9.0 to V9.1 floating license for 1 | 1140.11
6ES7652-5BX58-0CE0 | SIMATIC PCS 7, software, Upgrade Package OS Server ASIA from V8.X to V9.0 Single license for 1 i | 7914.9
6ES7652-5BX58-0YK0 | SIMATIC PCS 7, software, upgrade package OS Server from V8.X to V9.0 Single license for 1 instal | 7914.9
6ES7652-5FX58-0YK0 | SIMATIC PCS 7, software, upgrade package Maintenance Station from V8.X to V9.0 Single license fo | 3985.17
6ES7652-5JX58-0YE0 | SIMATIC PCS 7, software, Upgrade Package Power Control OS from V8.X to V9.0 Single License for 1 | 13270.42
6ES7652-7AX58-2YE0 | SIMATIC PCS 7, software, Upgrade Package PH and IS from V8.X to V9.0 Single license for 1 instal | 449.46
6ES7652-7AX58-2YK0 | SIMATIC PCS 7, software, upgrade package PH and IS from V8.X to V9.0 Single license for 1 instal | 449.46
3RH2122-1VB40-1AA0 | Coupling contactor relay, 2 NO + 2 NC, 24 V DC, 0.85 ... 1.85* US, with integrated diode, Size S | 43.17
6ES7653-2CX01-0XK0 | SIMATIC PCS 7, software, CPU 410 expansion pack (PN red) Required for utilization of redundant P | 1525.15
6ES7655-5PX11-1XX0 | SIMATIC Compact Field Unit Bundle consisting of: 1x SIMATIC CFU PA (6ES7655-5PX11-0XX0) 1x SIMAT | 3434.66
6ES7657-5XX58-0YF0 | SIMATIC PCS 7, software, SIMATIC Batch Upgrade Package Server from V8.X to V9.0 Single license f | 6548.56
6ES7658-1CX58-2YE5 | SIMATIC Version Cross Manager, software, upgrade from V7.1/V8.2 to V9.0, Floating license for 1 | 1975.7
6ES7658-1CX58-2YK5 | SIMATIC Version Cross Manager, software, Upgrade from V7.1/V8.2 to V9.0, Floating license for 1 | 2104.95
3RH2131-1AB00-1AA0 | Contactor relay, 3 NO + 1 NC, 24 V AC, 50 / 60 Hz, screw terminal, Size S00, upright mounting po | 33.05
3RH2131-1AP00-1AA0 | Contactor relay, 3 NO + 1 NC, 230 V AC, 50 / 60 Hz, Size S00, screw terminal upright mounting po | 33.05
3RH2131-1XF40-0LA2 | Contactor relay for railway 3 NO + 1 NC DC 72-125V, 0,7...1,25*US, with integrated varistor Size | 60.73
3RH2131-2XB40-0LA2 | Contactor relay for railway 3 NO + 1 NC DC 24-34V, 0,7...1,25*US, with integrated varistor Size | 60.73
3RH2422-1AD00 | Contactor relay, latched, 2 NO + 2 NC, 42 V AC, 50 / 60 Hz, Size S00, screw terminal | 104.89
3RH2422-1XB40-0LA2 | Contactor relay latched railway, 2 NO + 1 NC, 110 V DC, 0.7 ... 1.25* US, without coil circuit, | 153.83
6ES7658-1EX58-0YH5 | SIMATIC CFC V9.0, software Floating license for 1 user E-SW, SW and documentation download, Lice | 5140.28
6ES7658-1FX58-2YA5 | SIMATIC Version Trail V9.0, software, Floating license for 1 user E-SW, SW and documentation on | 2538.07
6ES7658-1JB58-2YE0 | SIMATIC PCS 7 Logic Matrix, software Upgrade Package Logic Matrix Viewer from V8.2 to V9.0 Singl | 1312.41
3RH2911-1XA40-0MA0-ZW96 | Auxiliary switch on the front, 4 NO Current path 1 NO, 1 NO, 1 NO, 1 NO for 3RH and 3RT screw te | 13.16
6ES7655-5PX11-1AX0 | SIMATIC CFU PA Bundle with aluminum enclosure Bundle consisting of: 1x SIMATIC CFU PA (6ES7655-5 | 3999.01
6ES7657-0XF00-0YB0 | SIMATIC PCS 7, software, SIMATIC Batch 1 OS Control Web Client Single license for 1 installation | 2237.42
6ES7657-0XF00-0YH0 | SIMATIC PCS 7, software, SIMATIC Batch 1 OS Control Web Client Single license for 1 installation | 2383.61
6ES7657-0XG00-0YB0 | SIMATIC PCS 7, software, SIMATIC Batch 5 OS Control Web Client Single license for 1 installation | 11184.4
6ES7658-1CX58-2YA5 | SIMATIC Version Cross Manager, V9.0, software Floating license for 1 user E-SW, SW and documenta | 4799.63
3RH2131-1BB40-1AA0 | Contactor relay, 3 NO + 1 NC, 24 V DC, Size S00, screw terminal Upright mounting position | 36.59
3RH2131-1BC40 | Contactor relay, 3 NO + 1 NC, 30 V DC, Size S00, screw terminal | 38.73
3RH2131-1VB40-1AA0 | Coupling contactor relay, 3 NO + 1 NC, 24 V DC, 0.85 ... 1.85* US, with integrated diode, Size S | 43.17
3RH2131-1XB40-0LA2 | Contactor relay for railway 3 NO + 1 NC DC 24-34V, 0,7...1,25*US, with integrated varistor Size | 60.73
3RH2431-1XF40-0LA2 | Contactor relay, latched, railway, 3 NO + 1 NC, 72..125 V DC, 0.7 ... 1.25* US, without coil cir | 153.83
3RH2440-1BN40 | Contactor relay, latched, 4 NO, 250 V DC, Size S00, Screw terminal | 113.32
3RH2440-1BW40 | Contactor relay, latched, 4 NO, 48 V DC, Size S00, screw terminal | 106.14
6ES7658-1EX58-0YA5 | SIMATIC CFC V9.0, software Floating license for 1 user E-SW, SW and documentation on CD, License | 4825.14
6ES7658-2AA58-6CE0 | SIMATIC PCS 7, software, Upgrade Package OS Software Single Station SOFTNET REDCONNECT ASIA from | 4217.38
3RH2911-2HA02-ZX95 | Auxiliary switch on the front, 2 NC Current path 1 NC, 1 NC for 3RH and 3RT spring-type terminal | 7.84
3RH2911-2HA12-0KT0 | Auxiliary switch on the front, 1 NO + 2 NC Current path 1 NC, 1 NO, 1 NO for 3RH and 3RT spring- | 10.7
3RH2911-2HA13-0KT1 | AUX.SWITCH BLOCK,FRONT,1NO+3NC, CURR.PATH: 1NC, 1NC, 1NC, 1NO, F. CONT. RELAYS A. MOTOR CONT., 3 | 13.16
3RH2921-2HA22-0KT0 | Auxiliary switch on the front, 2 NO + 2 NC Current path 1 NC, 1 NC, 1 NO, 1 NO for 3RH and 3RT s | 13.16
6ES7658-7BX61-0YA0 | SIMATIC Logon V1.6, software Single license for 1 installation R-SW, SW and documentation on CD, | 680.47
6ES7658-7BX61-0YE0 | SIMATIC Logon V1.6, software upgrade, Single license for 1 installation R-SW, SW and documentati | 193.27
3RK1308-0CB00-0CP0 | Fail-safe direct-on-line starter Electronic switching Electronic overload protection up to 0.25 | 442.87
3RK1308-0CC00-0CP0 | Failsafe DOL starter Electronic switching Electronic overload protection up to 1.1 kW/400 V; 0.9 | 464.02
3RK1308-0CD00-0CP0 | Failsafe DOL starter Electronic switching Electronic overload protection up to 4 kW / 400 V; 2.8 | 483.85
3RK1308-0CE00-0CP0 | Failsafe DOL starter Electronic switching Electronic overload protection up to 5.5 kW/400 V; 4.0 | 598.86
3RK1901-2NN10 | AS-Interface distributor compact for AS-i profile cable IP 67/68/69K, max. 8 A | 36.59
6FB1104-0AT05-0CB2 | SIDOOR CABLE-MDG2-5m Motor cable for MDG700 NMS, length 5 m | 375.82
6FB1104-0AT10-0CB2 | SIDOOR CABLE-MDG2-10m Motor cable for MDG700 NMS, length 10 m | 457.4
6FB1104-0AT15-0CB2 | SIDOOR CABLE-MDG2-15m Motor cable for MDG700 NMS, Length 15 m | 537.16
6FB1104-0AT20-0CB2 | SIDOOR CABLE-MDG2-20m Motor cable for MDG700 NMS, Length 20 m | 595.95
6FX2003-7EX10 | SHIELD CONNECTION TERMINAL BLOCK 10 PIECES | 83.3
6FX3002-2CT12-1AD0 | Signal cable pre-assembled for incremental encoder TTL S-1 3X2X0.2+2X2X0.25C MOTION-CONNECT 300 | 99.1
6FX3002-2CT12-1AF0 | Signal cable pre-assembled for incremental encoder TTL S-1 3X2X0.2+2X2X0.25C MOTION-CONNECT 300 | 110.47
6ES7652-5CX58-0YF5 | SIMATIC PCS 7, software, Upgrade Package Client, SFC Visualization from V8.X to V9.0 Floating li | 3901.27
6ES7652-5CX58-0YK5 | SIMATIC PCS 7, software, Upgrade package Client, SFC Visualization from V8.X to V9.0 Floating li | 3901.27
6ES7652-5DX58-0YF0 | SIMATIC PCS 7, software, Upgrade Package Web Server from V8.X to V9.0 Single License for 1 insta | 2259.27
6ES7652-5DX58-0YK0 | SIMATIC PCS 7, software, Upgrade Package Web Server from V8.X to V9.0 Single license for 1 insta | 2259.27
3RH2122-1AB00-1AA0 | Contactor relay, 2 NO + 2 NC, 24 V AC, 50 / 60 Hz, Size S00, screw terminal upright mounting pos | 33.11
3RH2122-1AE00 | Contactor relay, 2 NO + 2 NC, 60 V AC, 50 / 60 Hz, Size S00, screw terminal | 33.18
3RH2122-1AR60 | Contactor relay, 2 NO + 2 NC, 400 V 50Hz / 400 ... 440 V 60Hz Size S00, screw terminal | 32.33
3RH2122-1BC40 | Contactor relay, 2 NO + 2 NC, 30 V DC, Size S00, screw terminal | 38.73
6ES7657-0QX58-2YB0 | SIMATIC PCS 7, software, SIMATIC Batch Server Expansion Pack 500 MB Single license for 1 install | 8602.04
6ES7657-0QX58-2YH0 | SIMATIC PCS 7, software, SIMATIC Batch Server Expansion Pack 500 MB Single license for 1 install | 9165.89
6ES7657-5XX58-0YF5 | SIMATIC PCS 7, software, SIMATIC Batch Upgrade Package Client from V8.X to V9.0 Floating license | 1872.74
6ES7657-5XX58-0YK0 | SIMATIC PCS 7, software, SIMATIC Batch Upgrade package Server from V8.X to V9.0 Single license f | 6548.56
6ES7657-5XX58-0YK5 | SIMATIC PCS 7, software, SIMATIC Batch Upgrade package Client from V8.X to V9.0 Floating license | 1872.74
3RH2122-2XB40-0LB2 | Contactor relay for railway 2 NO + 2 NC, 24-34 V DC, 0.7...1.25*Us, with integrated varistor Siz | 60.73
3RH2122-2XB40-2LA2 | Contactor relay for railway 2 NO + 2 NC, 24 V DC, 0,7...1,25*US, with integrated varistor Size S | 63.56
3RH2122-2XF40-0LB2 | Contactor relay for railway 2 NO + 2 NC, 72-125 V DC, 0.7 ... 1.25*US, with integrated varistor | 60.73
3RH2140-1SB40-ZW97 | Coupling contactor relay, 4 NO 24 V DC, 0.85-1.85*US with integrated suppressor diode Size S00 s | 39.32
3RH2140-1SB40-ZX95 | Coupling contactor relay, 4 NO 24 V DC, 0.85-1.85*US with integrated suppressor diode Size S00 s | 39.32
3RH2140-4BW40 | Contactor relay, 4 NO, 48 V DC, Size S00, ring cable lug connection | 37.53
3RH2235-2BB40 | Contactor relay, 3 NO + 1 NC, 24 V DC, 0.9 ...1.1*US, Size S00, spring-type terminal, Captive au | 53.61
3RH2344-1AK20-0KA0 | CONTACTOR RELAY, 4NO+4NC, AC 120V, 50/60 HZ, SIZE S00, SCREW TERMINAL, REMOVABLE AUX. SWITCH DIN | 50.53
6ES7658-1FX58-2YE5 | SIMATIC Version Trail, software Upgrade from V8.X to V9.0, Floating license for 1 user E-SW, SW | 1209.28
6ES7658-1FX58-2YH5 | SIMATIC Version Trail V9.0, software, Floating license for 1 user E-SW, SW and documentation dow | 2705.72
6ES7658-1FX58-2YK5 | SIMATIC Version Trail, software Upgrade from V8.X to V9.0, Floating license for 1 user E-SW, SW | 1288.44
6ES7658-2BA58-6CE0 | SIMATIC PCS 7, software, Upgrade Package OS Software Server SOFTNET REDCONNECT ASIA from V8.X to | 8151.62
6ES7672-7AC01-5YA0 | SIMATIC S7-1500 software Controller CPU 1507S OEM Unlock Copy License, basic package for 10 inst | 18202.56
6ES7672-7AC01-5YB0 | SIMATIC S7-1500 Software Controller CPU 1507S OEM Unlock Copy License, Erweiterungspaket für 10 | 18202.56
6ES7806-2CD03-0YA0 | SIMATIC ODK 1500S V2.5, floating license for 1 user, E-SW, SW and documentation on DVD, license | 4809.93
6ES7806-2CD03-0YG0 | SIMATIC ODK 1500S V2.5, floating license for 1 user, E-SW, SW, documentation and license key dow | 4337.25
6ES7823-0AA00-1DA0 | SIMATIC ProDiag S7-1500, Single Runtime License, contains certificate of license for activation | 1159.22
6ES7823-1FE00-2YA6 | SIMATIC S7-PLCSIM Advanced V2.0 UCL Download; for one installation; option for simulation of S7- | 4004.41
6AU1810-1JA32-1XA0 | SIMOTION ENGINEERING SYSTEM DCC SIMOTION V3.2 SP1 FULL LICENSE DCC FOR SIMOTION AND FOR SINAMICS | 2308.07
6AU1820-2AG20-0AB0 | SIMOTION LICENSE SINAMICS SAFETY INTEGRATED ADVANCED FUNCTIONS FOR SIMOTION D4XX-2 LICENSE FOR 1 | 676.21
3NP1921-1EA00 | Mounting kit, for conversion to installation on standard mounting rail, for Size NH000 1-pole fo | 6.84
3NP1921-1EE10 | Mounting kit, for creation 1-pole 3NP1 for mounting on 60 mm busbar system 8US for Size NH000 wi | 15.51
3NP1931-1BA00 | Saddle terminal 1.5 - 70 mm2, for Size NH00 1-pole with screw terminal, accessory for fuse switc | 2.22
3NP1931-1BC00 | Connection block, with box terminal 6 - 70 mm2, for Size NH00 1-pole with flat terminal, 32 mm c | 26.29
3NP1931-1GA00 | Handle unit standard, without fuse monitoring, for Size NH00 1-pole, accessory for fuse switch d | 16.71
3NP1934-1ED20 | Mounting kit, for creation 4-pole 3NP1 for mounting on 60 mm busbar system 8US for Size NH00 wit | 26.06
6AV2105-0XA00-0AY0 | SIMATIC WinCC RT Professional Software Update Service (SUS); Software Update Service, Within the | 1872.51
6AV2105-0XX04-0DU8 | WinCC Runtime Professional Update V14-> V14 SP1, data carrier without license, use only in conne | 60.11
3NW4101-1HG | Class J fuse link 6 A 600 V quick-response Use within the European economic area, Turkey, Switze | 45.18
3NW4105-2HG | Class J fuse link 15 A 600 V time-lag Use within the European economic area, Turkey, Switzerland | 46.53
3NW4107-2HG | Class J fuse link 20 A 600 V time-lag Use within the European economic area, Turkey, Switzerland | 48.54
3NW4113-1HG | Class J fuse link 3 A 600 V quick-response Use within the European economic area, Turkey, Switze | 43.52
3NW4214-1HG | Class J fuse link 35 A 600 V quick-response Use within the European economic area, Turkey, Switz | 63.42
3NW4220-2HG | Class J fuse link 50 A 600 V time-lag Use within the European economic area, Turkey, Switzerland | 73.48
3NW4221-2HG | Class J fuse link 60 A 600 V time-lag Use within the European economic area, Turkey, Switzerland | 73.48
3NW4330-1HG | Class J fuse link 100 A 600 V quick-response Use within the European economic area, Turkey, Swit | 116.32
3NW4431-1HG | Class J fuse link 110 A 600 V quick-response Use within the European economic area, Turkey, Swit | 174.47
3NW4434-2HG | Class J fuse link 150 A 600 V time-lag Use within the European economic area, Turkey, Switzerlan | 224.79
3NW4437-2HG | Class J fuse link 175 A 600 V time-lag Use within the European economic area, Turkey, Switzerlan | 233.73
3NW4554-1HG | Class J fuse link 350 A 600 V quick-response Use within the European economic area, Turkey, Swit | 485.38
3NW4560-1HG | Class J fuse link 400 A 600 V quick-response Use within the European economic area, Turkey, Swit | 485.38
3NW7431-7HG | SENTRON, fuse holder, Class J, 3-pole, In: 200 A, Un AC: 600 V, for busbar system 8US 60 mm, Use | 384.94
3NW7511-3HG | SENTRON, fuse holder, Class J, 1-pole, In: 30 A, Un AC: 600 V, for mounting on DIN rail, Use wit | 31.64
3NW7531-5HG | SENTRON, fuse holder, Class J, 3-pole, In: 60 A, Un AC: 600 V, for mounting on DIN rail, Use wit | 114.52
3NW7531-7HG | SENTRON, fuse holder, Class J, 3-pole, In: 200 A, Un AC: 600 V, mounting on mounting plate, Use | 297.51
6AV2105-3HH05-0AE0 | SIMATIC WinCC RT Professional, 4096 Power Tags V15, upgrade V11..V14 -> V15, runtime software in | 4313.81
6AV2105-3KK05-0AE0 | SIMATIC WinCC RT Professional, 8192 Power Tags V15, upgrade V11..V14 -> V15, runtime software in | 4695.64
6AV2105-4BB05-0AK0 | SIMATIC WinCC RT Professional, 128 Power Tags V15, upgrade WinCC V7.0..V7.4 RT 128 -> WinCC Runt | 1832.77
6AV2105-4DD05-0AK0 | SIMATIC WinCC RT Professional, 512 Power Tags V15, upgrade WinCC V7.0..V7.4 RT 512 -> WinCC Runt | 2835.26
3RH2911-2HA02-ZW97 | Auxiliary switch on the front, 2 NC Current path 1 NC, 1 NC for 3RH and 3RT spring-type terminal | 7.84
6ES7658-7EX58-0YK0 | SIMATIC PCS 7, software, SIMATIC Route Control Control Center upgrade package from V8.X to V9.0 | 1300.43
3RK1308-0BE00-0CP0 | Reversing starter Electronic switching Electronic overload protection up to 5.5 kW/400 V; 4.0 A | 561.84
3RK1308-0DB00-0CP0 | Failsafe reversing starter, Electronic switching Electronic overload protection up to 0.25 kW/40 | 576.38
3RK1308-0DD00-0CP0 | Failsafe reversing starter, Electronic switching Electronic overload protection up to 4 kW / 400 | 616.03
3RK1901-2NR10 | AS-Interface M12 branch U_ASI without Uaux, with M12 socket IP67/68/69K, max. 4 A | 36.59
3RK1901-2NR12 | AS-Interface M12 branch U_ASI without Uaux, 2 m cable with M12 cable socket angled IP67/68/69K, | 41.91
6ES7954-8LT03-0AA0 | SIMATIC S7, memory cards for S7-1x 00 CPU, 3, 3V Flash, 32 GB | 1540.74
3RK1908-0AP00-0EP0 | Base unit with F-DI for ET 200SP motor starter with infeed 500 V including cover infeed bus | 185.08
6FX2003-0DB12 | signal connector for connection to S-1FL6 HI 15-pole sub-D HD female soldered screw interlock UN | 71.78
6FX2003-0LL53 | Brake connector straight for S-1FL6 HI 2-pole insulator Union nut 2x socket contact (0.5-0.75 mm | 145.49
6FX3002-2CT12-1BF0 | Signal cable pre-assembled for incremental encoder TTL S-1 3X2X0.2+2X2X0.25C MOTION-CONNECT 300 | 169.59
6FX3002-2DB11-1AD0 | Signal cable pre-assembled for ABS. encoder in S-1FL6 HI with battery connection 3X2X0.20+2X2X0. | 128.47
6FX3002-2DB11-1CA0 | Signal cable pre-assembled for ABS. encoder in S-1FL6 HI with battery connection 3X2X0.20+2X2X0. | 238.63
6FX3002-2DB20-1AF0 | Signal cable pre-assembled 6FX3002-2DB10 for abs. encoder in S-1FL6 HI 3X2X0.20+2X2X0.25 C MOTIO | 100.01
6FX3002-2DB20-1CA0 | Signal cable pre-assembled 6FX3002-2DB10 for abs. encoder in S-1FL6 HI 3X2X0.20+2X2X0.25 C MOTIO | 186.64
6FX3002-5BL03-1BF0 | Brake cable pre-assembled 2x0.75, for motor S-1FL6 HI 400 with V70/V90 MOTION-CONNECT 300 No UL | 105.98
6FX3002-5CL02-1AD0 | Power cable pre-assembled 4x 1.5, for motor S-1FL6 HI 400 V with V70/V90 frame size AA and MOTIO | 92.31
6FX3002-5CL12-1AF0 | Power cable pre-assembled 4x 2.5, for motor S-1FL6 HI 400 V with V70/V90 frame size B and C MOTI | 124.14
6FX3002-5CL12-1BA0 | Power cable pre-assembled 4x 2.5, for motor S-1FL6 HI 400 V with V70/V90 frame size B and C MOTI | 178.71
6FX5002-2DC30-1EF0 | DRIVE-CLiQ cable type: 6FX8002-2DC30 Pre-assembled for direct measuring systems with 24 V Connec | 447.13
6FX5002-2DC30-1FF0 | DRIVE-CLiQ cable Type: 6FX8002-2DC30 Pre-assembled for direct measuring systems with 24 V Connec | 522.65
6FX5002-2DC30-1GF0 | DRIVE-CLiQ cable Type: 6FX8002-2DC30 Pre-assembled for direct measuring systems with 24 V Connec | 596.47
6FX5002-2DC30-1KA0 | DRIVE-CLiQ cable Type: 6FX8002-2DC30 Pre-assembled for direct measuring systems with 24 V Connec | 781
6FX5002-2DC30-2AA0 | DRIVE-CLiQ cable Type: 6FX8002-2DC30 Pre-assembled for direct measuring systems with 24 V Connec | 854.76
6FX5002-2DC36-1AG0 | Signal cable pre-assembled type: 6FX5002-2DC36 DRIVE-CLiQ with 24 V M12 female/ RJ45 IP67 MOTION | 169.55
6FX5002-2DC36-1AJ0 | Signal cable pre-assembled type: 6FX5002-2DC36 DRIVE-CLiQ with 24 V M12 female/ RJ45 IP67 MOTION | 183.64
6FX5002-2DC36-1BD0 | Signal cable pre-assembled type: 6FX5002-2DC36 DRIVE-CLiQ with 24 V M12 female/ RJ45 IP67 MOTION | 218.43
6FX5002-2DC36-1BF0 | Signal cable pre-assembled type: 6FX5002-2DC36 DRIVE-CLiQ with 24 V M12 female/ RJ45 IP67 MOTION | 232.52
6FX5002-2DC36-1BH0 | Signal cable pre-assembled type: 6FX5002-2DC36 DRIVE-CLiQ with 24 V M12 female/ RJ45 IP67 MOTION | 246.37
3RK1901-2NR21 | AS-Interface M12 branch U_ASI and Uaux, 1 m cable with M12 cable socket angled IP67/68/69K, max. | 71.89
3RK1901-2NR22 | AS-Interface M12 branch U_ASI and Uaux, 2 m cable with M12 cable socket angled IP67/68/69K, max. | 74.76
3RK1911-6EA00 | RC element motor interference suppression module for installation in motor terminal box Design s | 33.06
3RK1911-6EB00 | RC element motor interference suppression module for installation at motor terminal box Design r | 62.54
3RK2200-0CQ24-0AA3 | AS-i compact module K45 digital 4 DI, IP67, A/B slave 4 x input, max. 200 mA 4 x M12 standard so | 215.23
3RK2400-1DQ04-0AA3 | AS-i compact module K60 digital 4 DI/4 DQ, IP67, A/B slave 4 x input, max. 200 mA 4 x output, 1 | 338.62
6FX2003-0BA00 | Battery enclosure for ABS. encoder in S-1FL6 HI with battery connection Delivery without battery | 14.93
6FX3002-2DB11-1AF0 | Signal cable, pre-assembled for abs. enc. with bat. in S-1FL 3X2X0.22+2X2X0.25 MOTION-CONNECT 30 | 141.61
6FX3002-2DB11-1AH0 | Signal cable, pre-assembled for abs. enc. with bat. in S-1FL 3X2X0.22+2X2X0.25 MOTION-CONNECT 30 | 157.34
6FX3002-2DB11-1BA0 | Signal cable pre-assembled for ABS. encoder in S-1FL6 HI with battery connection 3X2X0.20+2X2X0. | 175.71
6FX3002-2DB11-1BF0 | Signal cable pre-assembled for ABS. encoder in S-1FL6 HI with battery connection 3X2X0.20+2X2X0. | 209.75
6FX3002-5CL02-1AH0 | Power cable pre-assembled 4x 1.5, for motor S-1FL6 HI 400 V with V70/V90 frame size AA and MOTIO | 126.45
6FX3002-5CL02-1BA0 | Power cable pre-assembled 4x 1.5, for motor S-1FL6 HI 400 V with V70/V90 frame size AA and MOTIO | 146.87
6FX3002-5CL02-1BF0 | Power cable pre-assembled 4x 1.5, for motor S-1FL6 HI 400 V with V70/V90 frame size AA and MOTIO | 192.31
6FX3002-5CL02-1CA0 | Power cable pre-assembled 4x 1.5, for motor S-1FL6 HI 400 V with V70/V90 frame size AA and MOTIO | 226.41
6FX5002-2DC30-1HA0 | DRIVE-CLiQ cable Type: 6FX8002-2DC30 Pre-assembled for direct measuring systems with 24 V Connec | 633.38
6FX5002-2DC30-1HF0 | DRIVE-CLiQ cable Type: 6FX8002-2DC30 Pre-assembled for direct measuring systems with 24 V Connec | 670.23
6FX5002-2DC30-1JA0 | DRIVE-CLiQ cable Type: 6FX8002-2DC30 Pre-assembled for direct measuring systems with 24 V Connec | 707.18
6FX5002-2DC30-1JF0 | DRIVE-CLiQ cable Type: 6FX8002-2DC30 Pre-assembled for direct measuring systems with 24 V Connec | 744.07
6FX5002-2DC36-1AK0 | Signal cable pre-assembled type: 6FX5002-2DC36 DRIVE-CLiQ with 24 V M12 female/ RJ45 IP67 MOTION | 190.66
6FX5002-2DC36-1BA0 | Signal cable pre-assembled type: 6FX5002-2DC36 DRIVE-CLiQ with 24 V M12 female/ RJ45 IP67 MOTION | 197.48
6FX5002-2DC36-1BB0 | Signal cable pre-assembled type: 6FX5002-2DC36 DRIVE-CLiQ with 24 V M12 female/ RJ45 IP67 MOTION | 204.46
6FX5002-2DC36-1BC0 | Signal cable pre-assembled type: 6FX5002-2DC36 DRIVE-CLiQ with 24 V M12 female/ RJ45 IP67 MOTION | 211.45
6FX5002-2DC36-1FA0 | Signal cable pre-assembled Type: 6FX5002-2DC36 DRIVE-CLiQ with 24 V M12 female/ RJ45 IP67, MOTIO | 485.8
6FX5002-2DC36-1FF0 | Signal cable pre-assembled Type: 6FX5002-2DC36 DRIVE-CLiQ with 24 V M12 female/ RJ45 IP67, MOTIO | 522.65
6FX5002-2DC36-1GA0 | Signal cable pre-assembled Type: 6FX5002-2DC36 DRIVE-CLiQ with 24 V M12 female/ RJ45 IP67, MOTIO | 559.55
6FX5002-2DC36-1GF0 | Signal cable pre-assembled Type: 6FX5002-2DC36 DRIVE-CLiQ with 24 V M12 female/ RJ45 IP67, MOTIO | 596.47
6FX5002-2DC46-1GF0 | Signal cable pre-assembled Type: 6FX5002-2DC46 DRIVE-CLiQ with 24 V M12 female/ M17 male speed-c | 671.74
6FX5002-2DC46-1HA0 | Signal cable pre-assembled Type: 6FX5002-2DC46 DRIVE-CLiQ with 24 V M12 female/ M17 male speed-c | 713.23
6FX5002-2DC46-1HF0 | Signal cable pre-assembled Type: 6FX5002-2DC46 DRIVE-CLiQ with 24 V M12 female/ M17 male speed-c | 754.8
6FX3002-2CT12-1AH0 | Signal cable pre-assembled for incremental encoder TTL S-1 3X2X0.2+2X2X0.25C MOTION-CONNECT 300 | 124.14
6FX3002-5BL03-1AD0 | Brake cable pre-assembled 2x0.75, for motor S-1FL6 HI 400 with V70/V90 MOTION-CONNECT 300 No UL | 65.04
6FX3002-5BL03-1AF0 | Brake cable pre-assembled 2x0.75, for motor S-1FL6 HI 400 with V70/V90 MOTION-CONNECT 300 No UL | 71.88
6FX3002-5BL03-1AH0 | Brake cable pre-assembled 2x0.75, for motor S-1FL6 HI 400 with V70/V90 MOTION-CONNECT 300 No UL | 80.97
6FX3002-5BL03-1BA0 | Brake cable pre-assembled 2x0.75, for motor S-1FL6 HI 400 with V70/V90 MOTION-CONNECT 300 No UL | 90.04
6FX3002-5CL12-1BF0 | Power cable pre-assembled 4x 2.5, for motor S-1FL6 HI 400 V with V70/V90 frame size B and C MOTI | 237.79
6FX3002-5CL12-1CA0 | Power cable pre-assembled 4x 2.5, for motor S-1FL6 HI 400 V with V70/V90 frame size B and C MOTI | 290.08
6FX5002-2DC30-1DF0 | DRIVE-CLiQ cable type: 6FX8002-2DC30 Pre-assembled for direct measuring systems with 24 V Connec | 367.2
6FX5002-2DC30-1EA0 | DRIVE-CLiQ cable type: 6FX5002-2DC30 Pre-assembled for direct measuring systems with 24 V Connec | 410.99
6FX5002-2DC36-1AB0 | Signal cable pre-assembled type: 6FX5002-2DC36 DRIVE-CLiQ with 24 V M12 female/ RJ45 IP67 MOTION | 134.66
6FX5002-2DC36-1AC0 | Signal cable pre-assembled type: 6FX5002-2DC36 DRIVE-CLiQ with 24 V M12 female/ RJ45 IP67 MOTION | 141.68
6FX5002-2DC36-1AD0 | Signal cable pre-assembled type: 6FX5002-2DC36 DRIVE-CLiQ with 24 V M12 female/ RJ45 IP67 MOTION | 148.66
6FX5002-2DC36-1AE0 | Signal cable pre-assembled type: 6FX5002-2DC36 DRIVE-CLiQ with 24 V M12 female/ RJ45 IP67 MOTION | 155.67
6FX5002-2DC36-1BJ0 | Signal cable pre-assembled type: 6FX5002-2DC36 DRIVE-CLiQ with 24 V M12 female/ RJ45 IP67 MOTION | 253.38
6FX5002-2DC36-1BK0 | Signal cable pre-assembled type: 6FX5002-2DC36 DRIVE-CLiQ with 24 V M12 female/ RJ45 IP67 MOTION | 260.46
6FX5002-2DC36-1CA0 | Signal cable pre-assembled type: 6FX5002-2DC36 DRIVE-CLiQ with 24 V M12 female/ RJ45 IP67 MOTION | 267.48
6FX5002-2DC36-1CF0 | Signal cable pre-assembled type: 6FX5002-2DC36 DRIVE-CLiQ with 24 V M12 female/ RJ45 IP67 MOTION | 302.53
6FX5002-2DC36-1KA0 | Signal cable pre-assembled Type: 6FX5002-2DC36 DRIVE-CLiQ with 24 V M12 female/ RJ45 IP67, MOTIO | 781
6FX5002-2DC36-1KF0 | Signal cable pre-assembled Type: 6FX5002-2DC36 DRIVE-CLiQ with 24 V M12 female/ RJ45 IP67, MOTIO | 817.89
6FX5002-2DC36-2AA0 | Signal cable pre-assembled Type: 6FX5002-2DC36 DRIVE-CLiQ with 24 V M12 female/ RJ45 IP67, MOTIO | 854.76
6FX5002-2DC46-1DF0 | Signal cable pre-assembled Type: 6FX5002-2DC46 DRIVE-CLiQ with 24 V M12 female/ M17 male speed-c | 422.32
6FX5002-2DC46-1EA0 | Signal cable pre-assembled Type: 6FX5002-2DC46 DRIVE-CLiQ with 24 V M12 female/ M17 male speed-c | 463.93
3RN2000-1AW30 | Thermistor motor protection relay Compact evaluation unit 17.5 mm enclosure screw terminal 1 cha | 56.4
3RN2000-2AA30 | Thermistor motor protection relay Compact evaluation unit 17.5 mm enclosure Spring-type terminal | 51.47
3RN2000-2AW30 | Thermistor motor protection relay Compact evaluation unit 17.5 mm enclosure Spring-type terminal | 56.4
3RN2010-1BA30 | Thermistor motor protection relay Standard evaluation unit 22.5 mm enclosure screw terminal 2 ch | 70.9
3RN2012-1BW31 | Thermistor motor protection relay Standard evaluation unit 22.5 mm enclosure screw terminal 2 ch | 212.7
3RN2012-2BA30 | Thermistor motor protection relay Standard evaluation unit 22.5 mm enclosure Spring-type termina | 120.27
3RN2012-2BW30 | Thermistor motor protection relay Standard evaluation unit 22.5 mm enclosure Spring-type termina | 130.4
3RN2012-2BW31 | Thermistor motor protection relay Standard evaluation unit 22.5 mm enclosure Spring-type termina | 212.7
6FX5002-2DC36-1DA0 | Signal cable pre-assembled type: 6FX5002-2DC36 DRIVE-CLiQ with 24 V M12 female/ RJ45 IP67 MOTION | 337.29
6FX5002-2DC36-1EA0 | Signal cable pre-assembled Type: 6FX5002-2DC36 DRIVE-CLiQ with 24 V M12 female/ RJ45 IP67, MOTIO | 411.94
6FX5002-2DC36-1HF0 | Signal cable pre-assembled Type: 6FX5002-2DC36 DRIVE-CLiQ with 24 V M12 female/ RJ45 IP67, MOTIO | 670.23
6FX5002-2DC36-1JF0 | Signal cable pre-assembled Type: 6FX5002-2DC36 DRIVE-CLiQ with 24 V M12 female/ RJ45 IP67, MOTIO | 744.07
6FX5002-2DC46-1FA0 | Signal cable pre-assembled Type: 6FX5002-2DC46 DRIVE-CLiQ with 24 V M12 female/ M17 male speed-c | 547.04
6FX5002-2DC46-1GA0 | Signal cable pre-assembled Type: 6FX5002-2DC46 DRIVE-CLiQ with 24 V M12 female/ M17 male speed-c | 630.17
6FX5002-2DC46-1JF0 | Signal cable pre-assembled Type: 6FX5002-2DC46 DRIVE-CLiQ with 24 V M12 female/ M17 male speed-c | 837.9
6FX5002-2DC46-1KF0 | Signal cable pre-assembled Type: 6FX5002-2DC46 DRIVE-CLiQ with 24 V M12 female/ M17 male speed-c | 921.05
3RN2010-1CA30 | Thermistor motor protection relay Compact evaluation unit 17.5 mm enclosure Screw terminal 1 NO | 65.83
3RN2010-2BA30 | Thermistor motor protection relay Standard evaluation unit 22.5 mm enclosure Spring-type termina | 70.9
3RN2011-2BW30 | Thermistor motor protection relay Standard evaluation unit 22.5 mm enclosure Spring-type termina | 92.43
3RN2012-1BW30 | Thermistor motor protection relay Standard evaluation unit 22.5 mm enclosure screw terminal 2 ch | 130.4
3RN2013-1BA30 | Thermistor motor protection relay Standard evaluation unit 22.5 mm enclosure screw terminal 2 ch | 151.29
3RN2013-1GW30 | Thermistor motor protection relay Standard evaluation unit 22.5 mm enclosure screw terminal 2 ch | 172.81
6FX5002-8QE04-1FA0 | One-cable connection extension 4G0.38+2x0.38+4x0.2 C Socket and connector Speed- Connect M12 fem | 631.59
6FX5002-8QN04-1FA0 | One-cable connection pre-assembled 4G0.38+2x0.38+4x0.2 C Speed-Connect connector M12 Wires with | 613.07
6FX8002-2DC30-1FA0 | DRIVE-CLiQ cable type: 6FX8002-2DC30 Pre-assembled for direct measuring systems with 24 V Connec | 585.65
6FX8002-2DC30-1GA0 | DRIVE-CLiQ cable Type: 6FX8002-2DC30 Pre-assembled for direct measuring systems with 24 V Connec | 664.18
6FX8002-2DC36-1AC0 | Signal cable pre-assembled type: 6FX8002-2DC36 DRIVE-CLiQ with 24 V M12 female/ RJ45 IP67 MOTION | 163.93
6FX8002-2DC36-1AE0 | Signal cable pre-assembled type: 6FX8002-2DC36 DRIVE-CLiQ with 24 V M12 female/ RJ45 IP67 MOTION | 180.64
6FX8002-2DC36-1BB0 | Signal cable pre-assembled type: 6FX8002-2DC36 DRIVE-CLiQ with 24 V M12 female/ RJ45 IP67 MOTION | 238.98
6FX8002-2DC36-1BD0 | Signal cable pre-assembled type: 6FX8002-2DC36 DRIVE-CLiQ with 24 V M12 female/ RJ45 IP67 MOTION | 255.66
6FX8002-2DC36-1CA0 | Signal cable pre-assembled type: 6FX8002-2DC36 DRIVE-CLiQ with 24 V M12 female/ RJ45 IP67 MOTION | 314.33
6FX8002-2DC36-1DA0 | Signal cable pre-assembled type: 6FX8002-2DC36 DRIVE-CLiQ with 24 V M12 female/ RJ45 IP67 MOTION | 397.23
6FX8002-2DC36-1FF0 | Signal cable pre-assembled Type: 6FX8002-2DC36 DRIVE-CLiQ with 24 V M12 female/ RJ45 IP67, MOTIO | 620.09
6FX8002-2DC36-1GF0 | Signal cable pre-assembled Type: 6FX8002-2DC36 DRIVE-CLiQ with 24 V M12 female/ RJ45 IP67, MOTIO | 708.28
6FX8002-2DC46-1FF0 | Signal cable pre-assembled Type: 6FX8002-2DC46 DRIVE-CLiQ with 24 V M12 female/ M17 male speed-c | 698.24
6FX8002-2DC46-1GF0 | Signal cable pre-assembled Type: 6FX8002-2DC46 DRIVE-CLiQ with 24 V M12 female/ M17 male speed-c | 797.58
6FX8002-8QN08-1FA0 | One-cable connection pre-assembled 4G0.75+2x0.5+4x0.2 C Speed-Connect connector M17 Wires with | 991.38
3RQ2000-2AW00 | Coupling relays in industrial enclosure 1 change-over contact Wide voltage range 24 V to 240 V A | 40.52
6AV2107-0DB00-0AL0 | SIMATIC WinCC RT Prof. Client Software Update Service (SUS); Within the framework of this contra | 959.94
6AV2107-4DB05-0AE0 | SIMATIC WinCC client for Runtime Prof. V15 UG WinCC V7.0..V7.4 RT/RC 128 / RC/RT Client-> WinCC | 1962.75
6AV2108-0AA00-0AL0 | SIMATIC Energy Suite Engineering, Software Update Service; Within the framework of this contract | 218.09
6AV2124-0MC24-0AB0 | SIMATIC HMI TP1200 COMFORT PRO, SUPPORT ARM, NEUTRAL FRONT, COMFORT PANEL, TOUCH OPERATION, 12" | 4322.87
6AV2124-0QC24-0AX0 | SIMATIC HMI TP1500Comfort Pro, support arm, Comfort Panel, Touch operation, 15"; widescreen TFT | 5162.87
6AV2124-0UC02-0AX1 | SIMATIC HMI TP1900 Comfort, Comfort Panel, Touch operation, 19" widescreen TFT display, 16 milli | 5975.85
6AV2124-0UC24-0AX0 | SIMATIC HMI TP1900 Comfort Pro, support arm, Comfort Panel, Touch operation, 19" widescreen TFT | 6326.98
6AV2124-0UC24-0BX0 | SIMATIC HMI TP1900 Comfort Pro, support arm for extension unit, Comfort Panel, Touch operation, | 6326.98
6AV2124-0XC24-0AX0 | SIMATIC HMI TP2200 Comfort Pro, support arm, Comfort Panel, Touch operation, 22"; widescreen TFT | 7310.12
6AV2124-0XC24-0BX0 | SIMATIC HMI TP2200 Comfort Pro, support arm for extension unit, Comfort Panel, Touch operation, | 7310.12
6AV2144-8GC10-0AA0 | SIMATIC HMI TP700 Comfort INOX, Stainless steel front, Con- tinuous decorative film, Degree of p | 2292.46
6AV2144-8JC20-0AA0 | SIMATIC HMI TP900 Comfort INOX Stainless steel front, glass pane, capacitive touch, Degree of pr | 3569.31
6AV2145-6KB20-0AS0 | SIMATIC HMI TP1000F MOBILE 10.0" TFT display, 1280x800 pixels, 16 million colors, Touch operatio | 5147.28
6AV2181-5AL20-0AX0 | Power supply unit, external, for Mobile Panel IWLAN UK, incl. power supply cable for United King | 215.42
3RA1954-2G | connector for 3RT1.4 Size S6-S6-S3 | 40.19
6AV6372-2DF07-0DH0 | SIMATIC Energy Manager Basic/PRO Tag Package 100; increases the number of tags by 100 tags; Engi | 11401.56
6AV6372-2DF07-0EX0 | SIMATIC Energy Manager Basic/PRO Tag Package 250; increases the number of tags by 250 tags; Engi | 16615.92
6AV6372-2DF07-0HX0 | SIMATIC Energy Manager Basic/PRO Tag Package 5000; increases the number of tags by 5000 tags; En | 46521.69
6AV6372-2DF07-0CH0 | SIMATIC Energy Manager Basic/PRO Tag Package 50; increases the number of tags by 50 tags; Engine | 6515.79
6AV6372-2DF27-0BX0 | SIMATIC Energy Manager Basic/PRO 20 web clients; Runtime software; Single License; License key o | 12461.93
6AV6372-2DF27-0CH0 | SIMATIC Energy Manager Basic/PRO 60 web clients; Runtime software; Single License; License key f | 24434.58
6AV6372-2DF67-0LX0 | SIMATIC Energy Manager PRO Consumer license; Engineering/Runtime software; Single License; conta | 988.63
6AV6646-1BB15-0AA0 | SIMATIC ITC1500 V3 PRO, Industrial Thin Client, 15" widescreen TFT display, capacitive touch sen | 3112.23
6AV6646-1BB22-1NA0 | SIMATIC ITC2200 V3 PRO, Industrial Thin Client, 22" widescreen TFT display, capacitive touch sen | 4012.14
6AV6646-1BC15-0NA0 | SIMATIC ITC1500 V3 PRO, Industrial Thin Client, 15" widescreen TFT display, capacitive touch sen | 3280.55
6AV6646-1BD18-0AA0 | SIMATIC ITC1900 V3 PRO, Industrial Thin Client, 19" widescreen TFT display, capacitive touch sen | 3499.77
6AV6646-1BD22-1AA0 | SIMATIC ITC2200 V3 PRO, Industrial Thin Client, 22" widescreen TFT display, capacitive touch sen | 3842.85
6AV6676-6MA30-2AX0 | SIMATIC MODBUS/TCP 512 SENTRON PAC for PN CPU, Single license, on CD-ROM, for connection of 512 | 8483.57
6AV6676-6MB00-6AX0 | SIMATIC MODBUS/TCP CP for CP343-1 and CP443-1, Single license, on CD-ROM | 4121.85
6AV6676-6MB30-3AD0 | SIMATIC Modbus/TCP CP RED for S7-400 H systems, Single Online Software Delivery Single License | 3990.41
6AV6676-6MB30-4AD0 | SIMATIC Modbus/TCP CP RED for S7-400 H systems, Online Software Delivery, Single License | 3990.41
6FX8002-2DC30-1CJ0 | DRIVE-CLiQ cable type: 6FX8002-2DC30 Pre-assembled for direct measuring systems with 24 V Connec | 403.3
6FX8002-2DC30-1CJ1 | DRIVE-CLiQ cable type: 6FX8002-2DC30 Pre-assembled for direct measuring systems with 24 V Connec | 403.3
6FX8002-2DC30-1DF0 | DRIVE-CLiQ cable type: 6FX8002-2DC30 Pre-assembled for direct measuring systems with 24 V Connec | 435.1
6FX8002-2DC30-1EA0 | DRIVE-CLiQ cable type: 6FX8002-2DC30 Pre-assembled for direct measuring systems with 24 V Connec | 484.91
6FX8002-2DC36-1AG0 | Signal cable pre-assembled type: 6FX8002-2DC36 DRIVE-CLiQ with 24 V M12 female/ RJ45 IP67 MOTION | 197.24
6FX8002-2DC36-1AH0 | Signal cable pre-assembled type: 6FX8002-2DC36 DRIVE-CLiQ with 24 V M12 female/ RJ45 IP67 MOTION | 205.65
6FX8002-2DC36-1AJ0 | Signal cable pre-assembled type: 6FX8002-2DC36 DRIVE-CLiQ with 24 V M12 female/ RJ45 IP67 MOTION | 214.09
6FX8002-2DC36-1AK0 | Signal cable pre-assembled type: 6FX8002-2DC36 DRIVE-CLiQ with 24 V M12 female/ RJ45 IP67 MOTION | 222.45
6FX8002-2DC36-1DF0 | Signal cable pre-assembled Type: 6FX8002-2DC36 DRIVE-CLiQ with 24 V M12 female/ RJ45 IP67, MOTIO | 443.59
6FX8002-2DC36-1EA0 | Signal cable pre-assembled Type: 6FX8002-2DC36 DRIVE-CLiQ with 24 V M12 female/ RJ45 IP67, MOTIO | 487.71
6FX8002-2DC36-1EF0 | Signal cable pre-assembled Type: 6FX8002-2DC36 DRIVE-CLiQ with 24 V M12 female/ RJ45 IP67, MOTIO | 531.84
6FX8002-2DC36-1FA0 | Signal cable pre-assembled Type: 6FX8002-2DC36 DRIVE-CLiQ with 24 V M12 female/ RJ45 IP67, MOTIO | 575.96
6FX8002-2DC46-1HF0 | Signal cable pre-assembled Type: 6FX8002-2DC46 DRIVE-CLiQ with 24 V M12 female/ M17 male speed-c | 896.99
6FX8002-5EX14-1AH5 | Power cable pre-assembled type: 6FX8002-5EX14 Customer-specific 4x 35+(2x1.5) C, Connector size | 1997.71
6FX8002-8QE04-1FA0 | One-cable connection extension 4G0.38+2x0.38+4x0.2 C Socket and connector Speed- Connect M12 fem | 633.99
6FX8002-8QE08-1FA0 | One-cable connection extension 4G0.75+2x0.5+4x0.2 C Socket and connector Speed- Connect M17 fema | 940.06
6GK1411-5AB10 | IE/PB LINK PN IO gateway between Ind. Ethernet and PROFIBUS with PROFINET IO Functionality S7 ro | 2140.99
6GK5005-0BA10-1AA3 | SCALANCE X005, IE Entry Level Switch unmanaged 5x 10/100 Mbit/s RJ45 ports, LED diagnostics, IP3 | 292.47
6GK5005-0GA10-1AB2 | SCALANCE XB005G unmanaged Industrial Ethernet Switch for 10/100/1000 Mbit/s; for setting up smal | 332.35
6GK5008-0BA10-1AB2 | SCALANCE XB008 Unmanaged Industrial Ethernet Switch for 10/100 Mbit/s for setting up small star | 225.99
6GK5008-0GA10-1AB2 | SCALANCE XB008G unmanaged Industrial Ethernet Switch for 10/100/1000 Mbit/s; for setting up smal | 505.16
6GK5204-2AA00-2BD2 | XF204-2BA IRT managed IE IRT switch, 4 x 10/100MBit/s, 2 x Bus adapter interface position, Error | 1748.58
6GK5204-2AA00-2GF2 | SCALANCE XF204-2BA managed IE switch, 4 x 10/100 Mbit/s, 2 x bus adapter interfaces, Error signa | 902.47
6GK5204-2AA00-2YF2 | SCALANCE XF204-2BA DNA Managed IE Y switch, 4 x 10/100 Mbit/s, 2 x bus adapter interfaces, Error | 1297.35
6GK5308-2GG10-2AA2 | SCALANCE X308-2M; managed IE switch, compact; 4x 10/100/1000 Mbit/s for RJ45 ports electrical; | 4656.23
6GK5328-4SS00-2AR3 | SCALANCE XR328-4C WG; managed IE switch; 19" rack; 24 x 10/ 100/1000 Mbit/s electrical ports; 4 | 3563.17
6GK5328-4SS00-3AR3 | SCALANCE XR328-4C WG; managed IE switch; 19" rack; 24 x 10/ 100/1000 Mbit/s electrical ports; 4 | 3700.73
6GK5632-2GS00-2AC2 | SCALANCE SC632-2C Cyber Security Appliance; for protection of devices and networks in discrete | 1650.87
6GK5636-2GS00-2AC2 | SCALANCE SC636-2C Cyber Security Appliance; for the protection of device and networks in discret | 1932.93
6GK5778-1GY00-0AA0 | IWLAN access point, SCALANCE W778-1 M12, 1 radio, 2 N-CON antenna port, iFeatures support via ke | 1692.03
6FX5002-2DC46-1JA0 | Signal cable pre-assembled Type: 6FX5002-2DC46 DRIVE-CLiQ with 24 V M12 female/ M17 male speed-c | 796.35
3RN2010-2BW30 | Thermistor motor protection relay Standard evaluation unit 22.5 mm enclosure Spring-type termina | 77.86
3RN2010-2CA30 | Thermistor motor protection relay Compact evaluation unit 17.5 mm enclosure Spring-type terminal | 65.83
3RN2010-2CW30 | Thermistor motor protection relay Compact evaluation unit 17.5 mm enclosure Spring-type terminal | 74.06
3RN2011-1BA30 | Thermistor motor protection relay Standard evaluation unit 22.5 mm enclosure screw terminal 2 ch | 86.72
3RN2011-1BW30 | Thermistor motor protection relay Standard evaluation unit 22.5 mm enclosure screw terminal 2 ch | 92.43
3RN2013-2BW30 | Thermistor motor protection relay Standard evaluation unit 22.5 mm enclosure Spring-type termina | 163.32
3RN2013-2GW30 | Thermistor motor protection relay Standard evaluation unit 22.5 mm enclosure Spring-type termina | 172.81
3RN2023-1DW30 | Thermistor motor protection relay Device for warning and switching-off 22.5 mm enclosure screw t | 233.59
3RN2023-2DW30 | Thermistor motor protection relay Device for warning and switching-off 22.5 mm enclosure Spring- | 233.59
6FX8002-2DC30-1GF0 | DRIVE-CLiQ cable Type: 6FX8002-2DC30 Pre-assembled for direct measuring systems with 24 V Connec | 708.28
6FX8002-2DC30-1HA0 | DRIVE-CLiQ cable Type: 6FX8002-2DC30 Pre-assembled for direct measuring systems with 24 V Connec | 752.4
6FX8002-2DC30-1HF0 | DRIVE-CLiQ cable Type: 6FX8002-2DC30 Pre-assembled for direct measuring systems with 24 V Connec | 796.51
6FX8002-2DC36-1AB0 | Signal cable pre-assembled type: 6FX8002-2DC36 DRIVE-CLiQ with 24 V M12 female/ RJ45 IP67 MOTION | 155.58
6FX8002-2DC36-1BF0 | Signal cable pre-assembled type: 6FX8002-2DC36 DRIVE-CLiQ with 24 V M12 female/ RJ45 IP67 MOTION | 272.45
6FX8002-2DC36-1BG0 | Signal cable pre-assembled type: 6FX8002-2DC36 DRIVE-CLiQ with 24 V M12 female/ RJ45 IP67 MOTION | 280.68
6FX8002-2DC36-1BH0 | Signal cable pre-assembled type: 6FX8002-2DC36 DRIVE-CLiQ with 24 V M12 female/ RJ45 IP67 MOTION | 289.08
6FX8002-2DC36-1BJ0 | Signal cable pre-assembled type: 6FX8002-2DC36 DRIVE-CLiQ with 24 V M12 female/ RJ45 IP67 MOTION | 297.51
6FX8002-2DC36-1HF0 | Signal cable pre-assembled Type: 6FX8002-2DC36 DRIVE-CLiQ with 24 V M12 female/ RJ45 IP67, MOTIO | 796.51
6FX8002-2DC46-1DF0 | Signal cable pre-assembled Type: 6FX8002-2DC46 DRIVE-CLiQ with 24 V M12 female/ M17 male speed-c | 499.51
6FX8002-2DC46-1EA0 | Signal cable pre-assembled Type: 6FX8002-2DC46 DRIVE-CLiQ with 24 V M12 female/ M17 male speed-c | 549.18
6FX8002-2DC46-1EF0 | Signal cable pre-assembled Type: 6FX8002-2DC46 DRIVE-CLiQ with 24 V M12 female/ M17 male speed-c | 598.92
3RQ2000-1AW00 | Coupling relays in industrial enclosure 1 change-over contact Wide voltage range 24 V to 240 V A | 40.52
3RQ2000-1BW00 | Coupling relays in industrial enclosure 2 change-over contacts Wide voltage range 24 V to 240 V | 51.28
3RQ2000-1CW00 | Coupling relays in industrial enclosure 3 change-over contacts Wide voltage range 24 V to 240 V | 57.99
3RQ2000-1CW01 | Coupling relays in industrial enclosure 3 change-over contacts hard gold-plated Wide voltage ran | 67.1
6GK1900-0AB10 | C-plug, removable data storage medium for simple device replacement in case of fault, for record | 166.44
6GK5116-0BA00-2AB2 | SCALANCE XB116 unmanaged IE switch, 16x 10/100 Mbit/s RJ45 ports; for setting up small star and | 671.33
6GK5124-0BA00-2AB2 | SCALANCE XB124 unmanaged IE switch, 24x 10/100 Mbit/s RJ45 ports; for setting up small star and | 1030.26
6GK5124-0BA00-2AR3 | SCALANCE XR124WG; unmanaged IE switch; 19" rack; 24 x 10/100 Mbit/s electrical ports; LED diagno | 817.57
3RQ2000-2CW00 | Coupling relays in industrial enclosure 3 change-over contacts Wide voltage range 24 V to 240 V | 57.99
6GK1704-1BW00-3AE0 | Upgrade to SOFTNET-IE S7 Extended V15, Software for S7,S5-comp. comm. OPC; PG/OP comm., config. | 2776.56
6GK1907-0AB11-6AA0 | Power Plug PRO 5-pole Push Pull Power connector with Metal housing for on-site mounting (Packagi | 36.77
6GK5004-1GM10-1AB2 | SCALANCE XB004-1LDG unmanaged Industrial Ethernet Switch for 10/100/1000 Mbit/s; for setting up | 744.46
6GK5104-0BA00-1SA2 | SCALANCE TAP104 Text access port to telegram cable, 2 x RJ45 ports, 10/100MBit/s, LED diagnostic | 717.86
6GK5108-2BB00-2AB2 | SCALANCE XB108-2 unmanaged IE switch, 8x 10/100 Mbit/s Ports, 2x 100 Mbit/s multimode BFOC, for | 651.4
6GK5112-0BA00-2AB2 | SCALANCE XB112 unmanaged IE switch, 12x 10/100 Mbit/s RJ45 ports, for setting up small star and | 525.1
6GK5201-3BH00-2BD2 | XF201-3P IRT managed IE IRT switch, 1x 10/100MBit/s RJ45 ports, 3x 100MBit/s POF SC RJ Ports, Bu | 2129.63
6GK5204-0BA00-2GF2 | SCALANCE XF204 managed 2 Bus adapter BA 2xRJ45 HA,pre- assembled 6DL1193-6AR00-0AA0, IE Switch, | 1403.24
6GK5308-2QG10-2AA2 | SCALANCE X308-2M PoE; managed IE switch, compact; 4x 10/100/1000 Mbit/s for RJ45 ports electric | 5119.22
6GK5324-0BA00-3AR3 | SCALANCE XR324WG; managed IE switch; 19" rack; 24 x 10/100Mbit/s electrical ports; LED diagnosti | 2030.59
6GK5324-4QG10-1AR2 | SCALANCE XR324-4M PoE; Managed IE switch, 19" rack; 8x 10/100/1000 Mbit/s for RJ45 ports electri | 7745.82
6GK5328-4FS00-2RR3 | SCALANCE XR328-4C WG; managed IE switch; 19" rack; 24 x 10/100 Mbit/s electrical ports; 4 x 1000 | 1926.03
6GK5328-4FS00-3RR3 | SCALANCE XR328-4C WG; managed IE switch; 19" rack; 24 x 10/100Mbit/s electrical ports; 4 x 1000 | 2063.6
6GK5642-2GS00-2AC2 | SCALANCE SC642-2C Cyber Security Appliance; for protection of devices and networks in discrete | 2003.07
6GK5774-1FX00-0AC0 | IWLAN Access Point, SCALANCE W774-1 RJ45, 1 radio, 2 R-SMA antenna port, iFeatures support via k | 1421.59
6GK5795-4MB00-0AA0 | ANT795-4MB IWLAN antenna with omnidirectional Characteristic, Radially rotatable, with additiona | 34.67
6GK5798-8MA00-0AA1 | 90° elbow adapter for standard mounting rail mounting can only be used in connection with SCALAN | 48.43
6GK5980-3BC00-0AA5 | Serial cable M12/RS232; Pre-assembled serial cable with M12 and RS232 connector; Length 3 m; 1 p | 127.14
6GK5991-1AF00-8FA0 | SCALANCE X accessory; SFP991-1LD; 1x 100 Mbit/s LC port; with Conformal Coating; optical; Single | 295.79
6GK6000-1BC43-0BF0 | The CROSSBOW File Export Service is an optional component that re-names and exports configuratio | 1518.8
6GK6000-1BC43-0EA0 | RUGGEDCOM CROSSBOW ADM Agent Annual Maintenance | 492.75
6GK6000-8FE60-0AA0 | RUGGEDCOM Accessory, SFP with active transceiver, 1 X 100MBIT/S, 100BASE-LX, LC-Interface, Optic | 454.94
6GK6000-8FG04-4EA0 | Media Module for RUGGEDCOM RSG2488, 4 x 1000MBit/s SC-interface, Optical: 1000BASE-LX, Single Mo | 4810.92
6GK6050-0AR00-8DR0 | RUGGEDCOM REPN-8SDRJ 8 x DB9 connectors to RJ45 connectors | 8701.37
6GK6050-0ML40-0XA1 | Switch module Layer 3/88 Gigabit Throughput, 2x single-mode 10km fiber uplinks Conformal Coating | 13859.26
6GK6297-3FD00-4AB0 | Media Module for RUGGEDCOM RST2228, 4 x FastConnect (RJ45), 10/100/1000 BASE-TX | 1161.26
6GK6297-3RD00-4AB0 | Media Module for RUGGEDCOM RST2228, 4 x RJ45, 10/100/1000 BASE-TX | 1026.47
6GK7543-6WX00-0XE0 | Communications processor CP 1543SP-1 for connection of an SIMATIC S7-ET 200SP to Industrial Ethe | 1239.04
6GT2801-2BA10 | SIMATIC RF300; Reader RF340R (GEN2); RS422 interface (3964R); IP67. -25 to +70 °C, 75x 75x 41 mm | 830.79
6GT2801-3BA10 | SIMATIC RF300 Reader RF380R (GEN2) RS422/232 interface (3964R) IP67, -10 to +60 °C, 160x 80x 41 | 1265.57
6GK5124-0BA00-3AR3 | SCALANCE XR124WG; Unmanaged IE switch; 19" rack; 24 x 10/100Mbit/s electrical ports; LED diagnos | 957.15
6GK5324-0GG10-1AR2 | SCALANCE XR324-12M; managed IE switch, 19" rack; 12x 100/1000 Mbit/s 2-port media modules, elec | 3462.33
6GK5324-0GG10-1HR2 | SCALANCE XR324-12M; managed IE switch, 19" rack; 12x 100/1000 Mbit/s 2-port media modules, elect | 3462.33
6GK5324-0GG10-3AR2 | SCALANCE XR324-12M; managed IE switch, 19" rack; 12x 100/1000 Mbit/s 2-port media modules, elect | 3462.33
6GK5324-0GG10-3HR2 | SCALANCE XR324-12M; managed IE switch, 19" rack; 12x 100/1000 Mbit/s 2-port media modules, elect | 3462.33
6GK5722-1FC00-0AC0 | IWLAN client, SCALANCE W722-1, RJ45, 1 radio, 1 R-SMA antenna port, iFeatures support IEEE 802.1 | 1016.62
6GK5738-1GY00-0AA0 | IWLAN client, SCALANCE W738-1 M12, 1 radio, 2 N-CON antenna port, iFeatures support via key plug | 1330.07
6GK5738-1GY00-0AB0 | IWLAN client, SCALANCE W738-1 M12, 1 radio, 2 N-CON antenna port, iFeatures support via key plug | 1330.07
6GK5798-8MF00-0AA1 | Standard mounting rail adapter can only be used in connection with SCALANCE W778/W778EEC/W738; S | 64.49
6GK5980-1CB10-0CA5 | Push-in terminals 3-pole; for power supply; 24 V DC; for SCALANCE XB-200 1 pack=5 units spare pa | 46.06
6GK6000-1BC50-0AA1 | Internal modules modification kit for applicable Ruggedcom devices, includes product label and | 513.71
6GK6000-2CA00-0BF0 | The CROSSBOW File Export Service is an optional component that re-names and exports configuratio | 8836.63
6GK6000-2CA00-0DB0 | RUGGEDCOM CROSSBOW SAM-L License | 5295.47
6GK6050-0AR00-2PR0 | RUGGEDCOM RE panels for MX5000RE PRP module. | 6709.48
6GK6297-3RD00-4AB1 | Media Module for RUGGEDCOM RST2228, 4 x RJ45, 10/100/1000 BASE-TX with Conformal Coating | 1161.26
6GK7542-6UX00-0XE0 | Communications processor CP 1542SP-1 for connection of an SIMATIC S7-ET 200SP to Industrial Ethe | 851.75
6GK7542-6VX00-0XE0 | Communications Processor CP 1542SP-1 IRC for connection of an SIMATIC S7-ET 200SP to Industrial | 1329.31
6GK7543-1MX00-0XE0 | TIM 1531 IRC communication module for SIMATIC S7-1500, S7-400, S7-300 with SINAUT ST7 with three | 3151.43
6GT2801-4BA10-0AX0 | SIMATIC RF300; FBG for handheld RF350M; customer-specific version GEN 2 RS422, for external ante | 157.84
6GT2810-2HC05 | SIMATIC RF645T container tag; 52x 36x 12.5 mm; ISO 18000-63, EPC Class 1 Gen 2 Frequency 860 to | 15.02
6GT2898-0AC10 | SIMATIC RF600 wide-range voltage supply for SIMATIC RF systems In: AC: 100-240 V Out: 24 V DC 3A | 714.57
6GT2898-0AC11 | SIMATIC RF600 Power supply cable for wide-range power unit for SIMATIC RF systems Connector in U | 131.44
6GT2898-0AC20 | SIMATIC RF600 wide-range voltage supply for SIMATIC RF systems In: AC: 100-240 V Out: 24 V DC 3A | 714.57
6GT2898-0AC21 | SIMATIC RF600 Power supply cable for wide-range power unit for SIMATIC RF systems Connector in U | 131.44
3RT1054-2XB46-0LA2 | Traction contactor, AC-3 115 A, 55 kW / 400 V Coil 24 V DC x (0.7-1.25) PLC input 24-110 V DC Au | 607.19
3RT1054-2XF46-0LA2 | Traction contactor, AC-3 115 A, 55 kW / 400 V Coil 110 V DC x (0.7-1.25) PLC input 24-110 V DC A | 607.19
3RT1054-2XF46-1LA2 | Traction contactor, AC-3 115 A, 55 kW / 400 V Coil 110 V DC x (0.7-1.25) PLC input 24-110 V DC A | 746.99
3RT1054-2XJ46-0LA2 | Traction contactor, AC-3 115 A, 55 kW / 400 V Coil 72 V DC x (0.7-1.25) PLC input 24-110 V DC Au | 607.19
3RT1055-2XJ46-0LA2 | Traction contactor, AC-3 150 A, 75 kW / 400 V Coil 72 V DC x (0.7-1.25) PLC input 24-110 V DC Au | 722.06
3RT1055-6SF36 | Power contactor, AC-3 150 A, 75 kW / 400 V Coil AC 50/60 Hz and DC 96-127 V x (0.8-1.1) F-PLC in | 543.74
3RT1055-6SF36-3PA0 | Power contactor, AC-3 150 A, 75 kW / 400 V Coil AC 50/60 Hz and DC 96-127 V x (0.8-1.1) F-PLC in | 563.43
6GK5778-1GY00-0AB0 | IWLAN access point, SCALANCE W778-1 M12, 1 radio, 2 N-CON antenna port, iFeatures support via ke | 1692.03
6GK5778-1GY00-0TA0 | IWLAN access point, SCALANCE W778-1 M12 EEC, 1 radio, 2 N-CON antenna port, iFeatures support vi | 2176.08
6GK5778-1GY00-0TB0 | IWLAN access point, SCALANCE W778-1 M12 EEC, 1 radio, 2 N-CON antenna port, iFeatures support vi | 2176.08
6GK5786-2FC00-0AC0 | IWLAN access point, SCALANCE W786-2 RJ45, 2 radios, 6 R-SMA antenna connections, IEEE 802.11a/b/ | 3313.81
6GK5992-1AG00-8AA0 | SCALANCE X accessory; Plug-in transceiver SFP992-1+; 1x 1000 Mbit/s LC port, optical; multimode | 323.31
6GK5992-1AL00-8RA0 | SCALANCE X accessory; Plug-in transceiver SFP992-1BXMR; 1x 1000 Mbit/s LC port, optical; multimo | 646.58
6GK5992-1AL00-8TA0 | SCALANCE X accessory; Plug-in transceiver SFP992-1BXMT; 1x 1000 Mbit/s LC port, optical; multimo | 646.58
6GK5992-1AM00-8FA0 | SCALANCE X accessory; Plug-in transceiver SFP992-1LD; 1x 1000 Mbit/s LC port, with Conform Coati | 481.5
6GK6000-8NS01-1AA0 | Antenna for LTE (4G), WLAN networks and GPS/GLONASS, omni-directional characteristics, 5 x N-Fem | 1296.05
6GK6000-8PS10-1EA0 | RUGGEDCOM 2488-XX Blank PowerSu Blank PowerSupply Cover | 149.3
6GK6050-0RL20-0NE1 | Line module 12x 10/100-BaseTX Ethernet | 17675.27
6GK6050-0RL20-0PR1 | Line module 1x Pair (A/B) Gigabit PRP. 2x single-mode 10km fiber links Conformal Coating | 15473.73
6GK6050-0RL40-0WA1 | Switch module Layer 3/88 Gigabit Throughput, 2x single-mode 10km fiber uplinks Conformal Coating | 20568.74
6GK6293-1BA00-4AA0 | Blank Module for the RUGGEDCOM RST2228. | 101.6
6GK6297-2SA00-4AA0 | Media Module for RUGGEDCOM RST2228, 4 x SFP-slot. Supporting 100BASE-FX, 1000BASE-X SFPs, SFPs | 891.68
6GT2690-0AN00 | RF300 ISO / RF200 Corner housing for MDS D160, MDS D460, MDS D560; 27x19x18; HxWxD Plastic PA 6 | 12.8
6GT2801-1BA10 | SIMATIC RF300; Reader RF310R (GEN2); RS422 interface (3964R); IP67. -25 to +70 °C, 55x 75x 30 mm | 780.58
6GT2801-1BA10-0AX0 | SIMATIC RF300; FBG for handheld RF350M; customer-specific version GEN 2 RS422 | 157.84
6GT2801-1BA10-0AX1 | SIMATIC RF300; Reader RF310R (GEN2) with RS422 interface (3964R); IP67. -25 to +70 °C, 55x 75x 3 | 829.36
6GT2821-5BC32 | SIMATIC RF200 Reader RF250R IO-Link interface V1.1; IP65, -25 to +70 °C, 50x 50x 30 mm, without | 592.6
6GT2821-6BC32 | SIMATIC RF200 reader RF260R IO-Link interface V1.1; IP67, -25 to +70 °C; 75x 75x 40 mm; with int | 664.35
6GT2821-8AC10 | SIMATIC RF200 Reader RF280R RS422 interface (3964R) IP67, -10 to +60 °C, 160x 80x 41 mm with int | 817.89
3RT1054-1SF36 | Power contactor, AC-3 115 A, 55 kW / 400 V Coil AC 50/60 Hz and DC 96-127 V x (0.8-1.1) F-PLC in | 461.7
3RT1054-1SF36-3PA0 | Power contactor, AC-3 115 A, 55 kW / 400 V Coil AC 50/60 Hz and DC 96-127 V x (0.8-1.1) F-PLC in | 478.08
3RT1054-1SP36 | Power contactor, AC-3 115 A, 55 kW / 400 V Coil AC 50/60 Hz and DC 200-277 V x (0.8-1.1) F-PLC i | 461.7
3RT1054-1SP36-3PA0 | Power contactor, AC-3 115 A, 55 kW / 400 V Coil AC 50/60 Hz and DC 200-277 V x (0.8-1.1) F-PLC i | 478.08
3RT1054-6SF36 | Power contactor, AC-3 115 A, 55 kW / 400 V Coil AC 50/60 Hz and DC 96-127 V x (0.8-1.1) F-PLC in | 461.7
3RT1054-6SF36-3PA0 | Power contactor, AC-3 115 A, 55 kW / 400 V Coil AC 50/60 Hz and DC 96-127 V x (0.8-1.1) F-PLC in | 478.08
3RT1054-6SP36 | Power contactor, AC-3 115 A, 55 kW / 400 V Coil AC 50/60 Hz and DC 200-277 V x (0.8-1.1) F-PLC i | 461.7
3RT1054-6SP36-3PA0 | Power contactor, AC-3 115 A, 55 kW / 400 V Coil AC 50/60 Hz and DC 200-277 V x (0.8-1.1) F-PLC i | 478.08
3RT1054-6XB46-0LA2 | Traction contactor, AC-3 115 A, 55 kW / 400 V Coil 24 V DC x (0.7-1.25) PLC input 24-110 V DC Au | 607.19
6AV6881-0AU14-1AA0 | USB keyboard INT, TKL-105, Cable with connector type A Desktop keyboard for devices with corresp | 166.38
6AV6881-0AW11-3AA0 | Transport bag for basic tablet with shoulder strap, can be positioned freely, Multifunctional mo | 176.9
6AV7241-1WA07-0FA0 | SIMATIC IPC 477E 15" Multitouch (1366 x 768); neutral front; 4 USB (back), Ethernet (10/100/1000 | 4681.67
6AV7241-3YA07-0FA0 | SIMATIC IPC 477E 22" Multitouch (1920 x 1080); neutral front; 4 USB (back), Ethernet (10/100/100 | 6279.79
6AV7412-5AA00-0KQ0 | SIMATIC IPC 277E, 12" Touch, 4 GB with NVRAM Basic: 6AV7882-0CB50-1BA0 with Kasto design | 4124.5
6AV7466-8MA02-0AA0 | SIMATIC IFP2200 pro Flat Panel 22" display (16:9), Multitouch, Full HD resolution, prepared for | 4241.35
6AV7674-1LA43-0AA0 | Extension Unit 15" PROFISAFE compatible with all IP65 fully enclosed 16:9 HMI/IPC devices. flexi | 1060.12
6AV7674-1LA52-0AA0 | Extension unit 19" PROFINET for mounting on all fully IP65-enclosed 16:9 HMI/IPC devices. For th | 979.1
6AV7674-1LB20-0AA0 | Label holder for Self-labeling, flat, Frame rounded off at the bottom for labeling plate 16.05 m | 40.29
6AV7674-1LX00-0AA0 | USB interface for PRO Device, Cable and connector, USB-2.0 Type A. IP65 degree of protection wit | 222.42
6AV7674-1MG00-0AA0 | illuminated pushbutton for extension units, 22mm, round, plastic, momentary contact, with integr | 57.79
6AV7675-0NM00-0AA0 | Desktop keyboard GE, Zone 1, 2, 21, 22, for Panel PC Ex OG | 2268.25
6AV9681-1AA02-4AX0 | WinCC/PMC-CHANNELSUITE V7.4, Option for WinCC V7.4 Runtime software, Includes channels for: TDC | 7967.98
6BK1620-0AA00-0AA0 | SIMATIC PN/CAN LINK Gateway from Profinet to CAN or CANopen networks CAN 2.0A/B CANopen Manager | 783.61
6BK1942-6KA00-0AA0 | Replacement part SIPLUS HCS4200 Fuse for POM4220 Highend 6.3A/250 V | 586.55
6BK1943-5CA00-0AA0 | Accessory SIPLUS HCS4300 Connecting cable from power output module (POM) to power output module | 188.47
6DD1660-0BH1 | SIMATIC TDC COMMUNICATION MODULE CP52A0 ACCESS MODULE FOR GLOBAL DATA MEMORY (GDM) | 13732.74
6DL1132-6BH00-0PH1 | SIMATIC ET 200SP HA, digital output module, DQ 16X24VDC/0,5A HA, suitable for terminal block, H1 | 1432.09
6DL1133-6CV22-0AM0 | SIMATIC ET 200SP HA, 5 TM covers, 22.5 mm, for protection of I/O empty slots | 38.22
6DL1193-6AF00-0AA0 | SIMATIC ET 200SP HA, bus adapter BA 2XFC, 2x Fast Connect connection for PROFINET | 173.57
6DL1193-6AR00-0AA0 | SIMATIC ET 200SP HA, bus adapter BA 2xRJ45, 2 RJ45 sockets for PROFINET | 135.63
6DL1193-6CP42-2HK0 | SIMATIC ET 200SP HA, 10 color-coded labels color code CC42, for I/O modules, module-specific, fo | 54.58
6DL1193-6GC00-0NN0 | SIMATIC ET 200SP HA, carrier module 8-fold carrier for holding 8 I/O modules of the ET 200SP HA | 428.47
6DL1193-6PA00-0AA0 | SIMATIC ET 200SP HA, spare part Server module for ET 200SP HA | 85.96
6DL1193-6TP00-0BK0 | SIMATIC ET 200SP HA, Terminal block, type K0, 16 push-in terminals, width: 22.5 mm, | 109.15
6DL5000-7AA47-0XA5 | SIMATIC Telecontrol, software, Basic Engineering V7.4 for WinCC Floating license for 1 user E-SW | 2002.51
3RA2325-8XD30-1DE4 | Reversing contactor assembly AC-3, 7.5 kW/400 V, 60 V DC 3-pole, Size S0, screw terminal, with v | 268.51
3RA2345-8XB30-1NB3 | Reversing contactor assembly, AC-3, 37 kW 400 V, 20-33 V AC/DC 3-pole, Size S3 screw terminal el | 698.24
3RA2346-8XB30-1NB3 | Reversing contactor assembly, AC-3, 45 kW 400 V, 20-33 V AC/DC 3-pole, Size S3 screw terminal el | 800.43
3RA2444-8XH32-1NB3 | Contactor assembly for star-delta (wye-delta) start with AS-i, AC-3, 75 kW/400 V 20-33 V AC/DC S | 1106.95
3RA2445-8XF32-1NB3 | Contactor assembly for star-delta (wye-delta) start AC-3, 75 kW/400 V 20-33 V AC/DC Size S3, scr | 1050.16
3RT1055-6XJ46-0LA2 | Traction contactor, AC-3 150 A, 75 kW / 400 V Coil 72 V DC x (0.7-1.25) PLC input 24-110 V DC Au | 722.06
6NH9910-0AA31-0AA0 | TeleControl Server Basic 8 V3.1; Single License for 1 installation; OPC (UA) - Server for IP com | 873.75
6NH9910-0AA31-0AB0 | TeleControl Server Basic 64 V3.1; Single License for 1 installation; OPC (UA) - Server for IP co | 4388.93
6NH9910-0AA31-0AB1 | PP TCSB 8 to 32 V3.1; Power Pack for TeleControl Server Basic of 8 to 32 RTUs; to Operation of u | 2050.85
6RX1800-0GF04 | RFI suppression filter 600A and 40°C 50/60Hz 520 V 3 AC TN/TT network 360 V 3 AC IT network EPC | 2647.87
6RX1800-0GF05 | RFI suppression filter 1000A and 40°C 50/60Hz 520 V 3 AC TN/TT network 360 V 3 AC IT network EP | 3609.31
6RX1800-0GF06 | RFI suppression filter 1600A and 40°C 50/60Hz 520 V 3 AC TN/TT network 360 V 3 AC IT network EP | 5090.88
6RX1800-0GF07 | RFI suppression filter 2500A and 40°C 50/60Hz 530 V 3 AC TN/TT network 360 V 3 AC IT network EP | 8511.04
6RX1800-0LF12 | RFI suppression filter 2500A and 40°C 50/60Hz 760V 3AC TN/TT network 560V 3AC IT network EPCOS | 8905.06
6RX1800-0LF13 | RFI suppression filter 120A and 40°C 50/60Hz 760V 3AC TN/TT network 630V 3AC IT network EPCOS | 1528.85
6RX1800-0LF14 | RFI suppression filter 250A and 40°C 50/60Hz 760V 3AC TN/TT network 560V 3AC IT network EPCOS | 2080.49
6RX1800-1GF00 | RFI suppression filter 25A and 40°C 50/60Hz 520 V 3 AC TN/TT network 440V 3AC IT network EPCOS | 430.32
6RX1800-1GF02 | RFI suppression filter 66A and 40°C 50/60Hz 520 V 3 AC TN/TT network 440V 3AC IT network EPCOS | 591.04
3RT1064-2XF46-0LA2 | Traction contactor, AC-3 225 A, 110 kW / 400 V Coil 110 V DC x (0.7-1.25) PLC input 24-110 V DC | 1033.88
3RT1064-2XJ46-0LA2 | Traction contactor, AC-3 225 A, 110 kW / 400 V Coil 72 V DC x (0.7-1.25) PLC input 24-110 V DC A | 1033.88
3RT1064-6SF36 | Power contactor, AC-3 225 A, 110 kW / 400 V Coil AC 50/60 Hz and DC 96-127 V x (0.8-1.1) F-PLC i | 743.94
3RT1064-6SF36-3PA0 | Power contactor, AC-3 225 A, 110 kW / 400 V Coil AC 50/60 Hz and DC 96-127 V x (0.8-1.1) F-PLC i | 765.82
3RT1065-6XB46-0LA2 | Traction contactor, AC-3 265 A, 132 kW / 400 V Coil 24 V DC x (0.7-1.25) PLC input 24-110 V DC A | 1356.62
3RT1065-6XF46-0LA2 | Traction contactor, AC-3 265 A, 132 kW / 400 V Coil 110 V DC x (0.7-1.25) PLC input 24-110 V DC | 1356.62
3RT1065-6XJ46-0LA2 | Traction contactor, AC-3 265 A, 132 kW / 400 V Coil 72 V DC x (0.7-1.25) PLC input 24-110 V DC A | 1356.62
3RT1066-2XB46-0LA2 | Traction contactor, AC-3 300 A, 160 kW / 400 V Coil 24 V DC x (0.7-1.25) PLC input 24-110 V DC A | 1646.54
3RT1075-6SF36 | Power contactor, AC-3 400 A, 200 kW / 400 V Coil AC 50/60 Hz and DC 96-127 V x (0.8-1.1) F-PLC i | 1575.41
3RT1075-6SF36-3PA0 | Power contactor, AC-3 400 A, 200 kW / 400 V Coil AC 50/60 Hz and DC 96-127 V x (0.8-1.1) F-PLC i | 1597.29
3RT1075-6SP36 | Power contactor, AC-3 400 A, 200 kW / 400 V Coil AC 50/60 Hz and DC 200-277 V x (0.8-1.1) F-PLC | 1575.41
3RT1075-6SP36-3PA0 | Power contactor, AC-3 400 A, 200 kW / 400 V Coil AC 50/60 Hz and DC 200-277 V x (0.8-1.1) F-PLC | 1597.29
3RT1076-6XF46-0LA2 | Traction contactor, AC-3 500 A, 250 kW / 400 V Coil 110 V DC x (0.7-1.25) SPS input 24-110 V DC | 3014.1
3RT1076-6XJ46-0LA2 | Traction contactor, AC-3 500 A, 250 kW / 400 V Coil 72 V DC x (0.7-1.25) SPS input 24-110 V DC a | 3014.1
6SE0100-1AC15-5AA7 | SINAMICS G180 2T2A-07400-002 230-500V, TN/TT 50/60 Hz Motor output (typ.) 2.2kW (400V) HWD witho | 5598.47
6SE0100-1AC17-0AA7 | SINAMICS G180 2T2A-07400-003 230-500 V, TN/TT 50/60 Hz Motor output (typ.) 3kW (400V) HWD withou | 5754.71
6SE0100-1AC21-0AA7 | SINAMICS G180 2T2A-07400-004 230-500 V, TN/TT 50/60 Hz Motor output (typ.) 4kW (400V) HWD withou | 6275.49
6SE0100-1AC21-3AA7 | SINAMICS G180 2T2A-07400-005 230-500 V, TN/TT 50/60 Hz Motor output (typ.) 5.5kW (400V) HWD with | 6613.99
6SE0100-1AD14-5AA7 | SINAMICS G180 2T2A-07500-002 230-500 V, IT, 50/60 Hz Motor output (typ.) 2.2kW (500V) HWD withou | 5884.91
6SE0100-1AD15-5AA7 | SINAMICS G180 2T2A-07500-003 230-500 V, IT, 50/60 Hz Motor output (typ.) 3kW (500V) HWD without | 6197.38
6SE0100-1AD17-0AA7 | SINAMICS G180 2T2A-07500-004 230-500 V, IT, 50/60 Hz Motor output (typ.) 4kW (500V) HWD without | 6718.15
6SE0100-1AD21-0AA7 | SINAMICS G180 2T2A-07500-005 230-500 V, IT, 50/60 Hz Motor output (typ.) 5.5kW (500V) HWD withou | 7238.95
6SE0100-1AD32-5AA7 | SINAMICS G180 2T2A-07500-160 230-500 V, IT, 50/60 Hz Motor output (typ.) 160kW (500V) HWD withou | 41923.38
6SE0100-1AD33-0AA7 | SINAMICS G180 2T2A-07500-200 230-500 V, IT, 50/60 Hz Motor output (typ.) 200kW (500V) HWD withou | 46870.85
6SE0100-1AG21-0AA7 | SINAMICS G180 2T2A-07600-007 400-690V TN/TT, 50/60 Hz Motor output (typ.) 7.5kW (690V) HWD witho | 12941.59
6SE0100-1AG21-3AA7 | SINAMICS G180 2T2A-07600-011 400-690V TN/TT, 50/60 Hz Motor output (typ.) 11kW (690V) HWD withou | 13618.62
6SE0100-1AG21-8AA7 | SINAMICS G180 2T2A-07600-015 400-690V TN/TT, 50/60 Hz Motor output (typ.) 15kW (690V) HWD withou | 14295.63
6SE0100-1AH21-3AA7 | SINAMICS G180 2T2A-07600-011 400-690V IT, 50/60 Hz Motor output (typ.) 11kW (690V) HWD without o | 13618.62
6SE0100-1AH21-8AA7 | SINAMICS G180 2T2A-07600-015 400-690V IT, 50/60 Hz Motor output (typ.) 15kW (690V) HWD without o | 14295.63
6SE0100-1AH22-5AA7 | SINAMICS G180 2T2A-07600-022 400-690V IT, 50/60 Hz Motor output (typ.) 22kW (690V) HWD without o | 15154.91
6SE0100-1AH23-4AA7 | SINAMICS G180 2T2A-07600-030 400-690V IT, 50/60 Hz Motor output (typ.) 30kW (690V) HWD without o | 18123.4
6SE0140-1KC21-8AA7 | SINAMICS G180 2x3A-87400-007 230-500 V, TN/TT 50/60 Hz Motor output (typ.) 7.5kW (400V) one inve | 13514.45
6SE0140-1KC22-5AA7 | SINAMICS G180 2x3A-87400-011 230-500 V, TN/TT 50/60 Hz Motor output (typ.) 11kW (400V) one inver | 13800.85
6SE0140-1KC23-7AA7 | SINAMICS G180 2x3A-87400-015 230-500 V, TN/TT 50/60 Hz Motor output (typ.) 15kW (400V) one inver | 15441.36
6SE0140-1KC24-8AA7 | SINAMICS G180 2x3A-87400-022 230-500 V, TN/TT 50/60 Hz Motor output (typ.) 22kW (400V) one inver | 16456.88
6SE0140-1KD21-3AA7 | SINAMICS G180 2x3A-87500-007 230-500 V, IT, 50/60 Hz Motor output (typ.) 7.5kW (500V) one invert | 13826.93
6SE0140-1KD21-8AA7 | SINAMICS G180 2x3A-87500-011 230-500 V, IT, 50/60 Hz Motor output (typ.) 11kW (500V) one inverte | 14634.11
6SE0140-1KD22-5AA7 | SINAMICS G180 2x3A-87500-015 230-500 V, IT, 50/60 Hz Motor output (typ.) 15kW (500V) one inverte | 15311.14
6SE0140-1KD23-7AA7 | SINAMICS G180 2x3A-87500-022 230-500 V, IT, 50/60 Hz Motor output (typ.) 22kW (500V) one inverte | 17055.78
6SE0140-1KG21-8AA7 | SINAMICS G180 2x3A-87600-015 400-690V TN/TT, 50/60 Hz Motor output (typ.) 15kW (690V) one invert | 20545.08
6SE0140-1KG22-5AA7 | SINAMICS G180 2x3A-87600-022 400-690V TN/TT, 50/60 Hz Motor output (typ.) 22kW (690V) one invert | 21378.32
6SE0140-1KG23-4AA7 | SINAMICS G180 2x3A-87600-030 400-690V TN/TT, 50/60 Hz Motor output (typ.) 30kW (690V) one invert | 24372.87
6SE0140-1KG24-2AA7 | SINAMICS G180 2x3A-87600-037 400-690V TN/TT, 50/60 Hz Motor output (typ.) 37kW (690V) one invert | 25700.87
6SE0140-1KH24-2AA7 | SINAMICS G180 2x3A-87600-037 400-690V IT, 50/60 Hz Motor output (typ.) 37kW (690V) one inverter | 25700.87
6SE0140-1KH25-0AA7 | SINAMICS G180 2x3A-87600-045 400-690V IT, 50/60 Hz Motor output (typ.) 45kW (690V) one inverter | 27601.74
6SE0140-1KH25-8AA7 | SINAMICS G180 2x3A-87600-055 400-690V IT, 50/60 Hz Motor output (typ.) 55kW (690V) one inverter | 29684.89
6SE0140-1KH28-0AA7 | SINAMICS G180 2x3A-87600-075 400-690V IT, 50/60 Hz Motor output (typ.) 75kW (690V) one inverter | 32288.81
6GT2821-1BC32 | SIMATIC RF200 reader RF210R IO-Link interface V1.1; IP67, -25 to +70 °C; M18x 83 mm; with integr | 552.42
6GT2821-4BC32 | SIMATIC RF200 reader RF240R IO-Link interface V1.1; IP67, -25 to +70 °C; 50x 50x 30 mm; with int | 608.38
6GT2821-8AC40 | SIMATIC RF300 Reader RF280R (ASCII/Scanmode) RS232 interface IP67, -10 to +60 °C, 160x 80x 41 mm | 1107.73
6GT2898-0AC00 | SIMATIC RF600 wide-range voltage supply for SIMATIC RF systems In: AC: 100-240 V Out: 24 V DC 3A | 677.26
6GT2898-5AA00 | SIMATIC RF600 Fixing hood for RF645T plastic PA 6.6 30GF packing unit 20 peaces | 4.54
6NH3112-0BA00-0XX0 | SIMATIC RTU3010C compact low-power RTU; Battery or solar-operated; connection ext. power supply | 1329.31
3RT1054-1XF46-0LA2 | Traction contactor, AC-3 115 A, 55 kW / 400 V Coil 110 V DC x (0.7-1.25) PLC input 24-110 V DC A | 607.19
3RT1054-3XF46-0LA2 | Traction contactor, AC-3 115 A, 55 kW / 400 V Coil 110 V DC x (0.7-1.25) PLC input 24-110 V DC A | 607.19
3RT1054-6XF46-0LA2 | Traction contactor, AC-3 115 A, 55 kW / 400 V Coil 110 V DC x (0.7-1.25) PLC input 24-110 V DC A | 607.19
3RT1055-2XB46-0LA2 | Traction contactor, AC-3 150 A, 75 kW / 400 V Coil 24 V DC x (0.7-1.25) PLC input 24-110 V DC Au | 722.06
3RT1055-6SP36-3PA0 | Power contactor, AC-3 150 A, 75 kW / 400 V Coil AC 50/60 Hz and DC 200-277 V x (0.8-1.1) F-PLC i | 563.43
3RT1055-6XF46-0LA2 | Traction contactor, AC-3 150 A, 75 kW / 400 V Coil 110 V DC x (0.7-1.25) PLC input 24-110 V DC A | 722.06
6NH9910-0AA31-0AC0 | TeleControl Server Basic 256 V3.1; Single License for 1 installation; OPC (UA) - Server for IP c | 7732.3
6NH9910-0AA31-0AD0 | TeleControl Server Basic 1000 V3.1; Single License for 1 installation; OPC (UA) - Server for IP | 15019.02
6NH9910-0AA31-0GA1 | TeleControl Server Basic SERV UPGR, Service Upgrade from V2 and V3.0 to V3.1; OPC (UA) - Server | 110.81
6RX1800-0GF01 | RFI suppression filter 250A and 40°C 50/60Hz 520 V 3 AC TN/TT network 360 V 3 AC IT network EPC | 1670.69
6RX1800-0KF02 | RFI suppression filter 400A and 40°C 50/60Hz 690 V 3 AC TN/TT network 690 V 3AC IT network EPCO | 3199.55
6RX1800-0KF04 | RFI suppression filter 1000A and 40°C 50/60Hz 690 V 3 AC TN/TT network 690 V 3AC IT network EPC | 4413.15
6RX1800-0LF07 | RFI suppression filter 400A and 40°C 50/60Hz 760V 3AC TN/TT network 560V 3AC IT network EPCOS | 2836.99
6RX1800-0LF10 | RFI suppression filter 1000A and 40°C 50/60Hz 760V 3AC TN/TT network 560V 3AC IT network EPCOS | 4019.09
6RX1800-1GF04 | RFI suppression filter 120A and 40°C 50/60Hz 520 V 3 AC TN/TT network 440V 3AC IT network EPCOS | 955.1
3RT1056-2XF46-0LA2 | Traction contactor, AC-3 185 A, 90 kW / 400 V Coil 110 V DC x (0.7-1.25) PLC input 24-110 V DC A | 886.18
3RT1056-6XF46-0LA2 | Traction contactor, AC-3 185 A, 90 kW / 400 V Coil 110 V DC x (0.7-1.25) PLC input 24-110 V DC A | 886.18
3RT1064-2XB46-0LA2 | Traction contactor, AC-3 225 A, 110 kW / 400 V Coil 24 V DC x (0.7-1.25) PLC input 24-110 V DC A | 1033.88
3RT1064-6SP36 | Power contactor, AC-3 225 A, 110 kW / 400 V Coil AC 50/60 Hz and DC 200-277 V x (0.8-1.1) F-PLC | 743.94
3RT1064-6XB46-0LA2 | Traction contactor, AC-3 225 A, 110 kW / 400 V Coil 24 V DC x (0.7-1.25) PLC input 24-110 V DC A | 1033.88
3RT1064-6XJ46-0LA2 | Traction contactor, AC-3 225 A, 110 kW / 400 V Coil 72 V DC x (0.7-1.25) PLC input 24-110 V DC A | 1033.88
3RT1065-6SF36 | Power contactor, AC-3 265 A, 132 kW / 400 V Coil AC 50/60 Hz and DC 96-127 V x (0.8-1.1) F-PLC i | 995.58
3RT1065-6SP36 | Power contactor, AC-3 265 A, 132 kW / 400 V Coil AC 50/60 Hz and DC 200-277 V x (0.8-1.1) F-PLC | 995.58
3RT1066-2XJ46-0LA2 | Traction contactor, AC-3 300 A, 160 kW / 400 V Coil 72 V DC x (0.7-1.25) PLC input 24-110 V DC A | 1646.54
3RT1456-6XB46-0LA2 | Traction contactor, AC-1 275 A, 690 V Coil 24 V DC x (0.7-1.25) PLC input 24-110 V DC Auxiliary | 667.36
3RT1456-6XF46-0LA2 | Traction contactor, AC-1 275 A, 690 V Coil 110 V DC x (0.7-1.25) PLC input 24-110 V DC Auxiliary | 667.36
3RT1456-6XJ46-0LA2 | Traction contactor, AC-1 275 A, 690 V Coil 72 V DC x (0.7-1.25) PLC input 24-110 V DC Auxiliary | 667.36
3RT1466-2XB46-0LA2 | Traction contactor AC-1,400 A/690V Coil 24 V DC x (0.7...1.25) PLC input 24...110 V DC Auxiliary | 1383.96
3RT1476-2XJ46-0LA2 | Traction contactor, AC-1 690 A / 690 V Coil 72 V DC x (0.7-1.25) PLC input 24-110 V DC Auxiliary | 2434.24
3RT1476-6SF36 | Power contactor, AC-1 690 A / 690 V Coil AC 50/60 Hz and DC 96-127 V x (0.8-1.1) F-PLC input 24 | 1788.75
3RT1476-6SF36-3PA0 | Power contactor, AC-1 690 A / 690 V Coil AC 50/60 Hz and DC 96-127 V x (0.8-1.1) F-PLC input 24 | 1805.19
3RT1476-6SP36 | Power contactor, AC-1 690 A / 690 V Coil AC 50/60 Hz and DC 200-277 V x (0.8-1.1) F-PLC input 24 | 1788.75
3RT1476-6SP36-3PA0 | Power contactor, AC-1 690 A / 690 V Coil AC 50/60 Hz and DC 200-277 V x (0.8-1.1) F-PLC input 24 | 1805.19
6SE0180-1BC37-3AA7 | SINAMICS G180 2T3A-87501-500 230-500 V TN/TT, 50/60 Hz Motor output (typ.) 500kW (500V) HWD with | 116656.36
6SE0180-1BC38-2AA7 | SINAMICS G180 2T3A-87501-560 230-500 V TN/TT, 50/60 Hz Motor output (typ.) 560kW (500V) HWD with | 128894.87
6SE0180-1BC38-8AA7 | SINAMICS G180 2T3A-87501-630 230-500 V TN/TT, 50/60 Hz Motor output (typ.) 630kW (500V) HWD with | 141914.52
6SE0180-1BC41-0AA7 | SINAMICS G180 2T3A-87501-710 230-500 V TN/TT, 50/60 Hz Motor output (typ.) 710kW (500V) HWD with | 160923.27
6SE0180-1BG35-2AA7 | SINAMICS G180 2T3A-87601-500 400-690V TN/TT, 50/60 Hz Motor output (typ.) 500kW (690V) HWD witho | 115875.18
6SE0180-1BG35-7AA7 | SINAMICS G180 2T3A-87601-560 400-690V TN/TT, 50/60 Hz Motor output (typ.) 560 kW (690 V) HWD wit | 128634.47
6SE0180-1BG36-4AA7 | SINAMICS G180 2T3A-87601-630 400-690V TN/TT, 50/60 Hz Motor output (typ.) 630kW (690V) HWD witho | 143216.51
6SE0180-1BG37-1AA7 | SINAMICS G180 2T3A-87601-710 400-690V TN/TT, 50/60 Hz Motor output (typ.) 710kW (690V) HWD witho | 153892.65
6SE0180-1BG37-7AA7 | SINAMICS G180 2T3A-87601-800 400-690V TN/TT, 50/60 Hz Motor output (typ.) 800kW (690V) HWD witho | 171859.81
6SE0180-1CG41-2AA7 | SINAMICS G180 2T3A-87602-912 400-690V TN/TT, 50/60 Hz Motor output (typ.) 1210kW (690V) HWD with | 256227.32
6SE0180-1CG41-3AA7 | SINAMICS G180 2T3A-87602-913 400-690V TN/TT, 50/60 Hz Motor output (typ.) 1380kW (690V) HWD with | 289036.94
6SE0180-1CG41-5AA7 | SINAMICS G180 2T3A-87602-915 400-690V TN/TT, 50/60 Hz Motor output (typ.) 1540kW (690V) HWD with | 325492.03
6SE0180-1CG41-7AA7 | SINAMICS G180 2T3A-87602-917 400-690V TN/TT, 50/60 Hz Motor output (typ.) 1750kW (690V) HWD with | 348927.49
6SE0180-2BD41-1AA7 | SINAMICS G180 2T3F-87501-800 230-500 V IT, 50/60 Hz Motor output (typ.) 800kW (500V) HWD without | 180452.77
6SE0180-2BH33-2AA7 | SINAMICS G180 2T3F-87601-250 400-690V IT, 50/60 Hz Motor output (typ.) 250kW (690V) HWD without | 82284.4
6SE0180-2BH33-6AA7 | SINAMICS G180 2T3F-87601-315 400-690V IT, 50/60 Hz Motor output (typ.) 315kW (690V) HWD without | 92700.13
6SE0180-2BH34-2AA7 | SINAMICS G180 2T3F-87601-400 400-690V IT, 50/60 Hz Motor output (typ.) 400kW (690V) HWD without | 102855.49
6SE0180-2EH44-0AA7 | SINAMICS G180 2T3F-87604-939 400-690V IT, 50/60 Hz Motor output (typ.) 3930kW (690V) HWD without | 893150.18
6SE0180-2CH41-2AA7 | SINAMICS G180 2T3F-87602-912 400-690V IT, 50/60 Hz Motor output (typ.) 1210kW (690V) HWD without | 268205.45
6SE0180-2CH41-3AA7 | SINAMICS G180 2T3F-87602-913 400-690V IT, 50/60 Hz Motor output (typ.) 1380kW (690V) HWD without | 307264.5
6SE0180-2CH41-5AA7 | SINAMICS G180 2T3F-87602-915 400-690V IT, 50/60 Hz Motor output (typ.) 1540kW (690V) HWD without | 325492.03
3RT1955-5XB41 | Changeover operating mechanism for 3RT105.-.X..-0LA2 or 3RT145.-.X..-0LA2 24 V DC x(0.7-1.25) Su | 200.4
6SL3005-0DE38-4AA0 | SINAMICS S120 Liquid-cooled throttle for Active Interface Module 380-480 V 3 AC, 50/60 Hz, 840 A | 15859.08
6SL3054-4FB00-2BA0 | SINAMICS S210 SD card 512 MB incl. licensing (Certificate of License) V5.1, | 123.41
6SL3054-7TE00-2BA0 | SINAMICS G120 SD-Card 512 MB INCLUDING CERTIFICATE OF LICENCE V4.7 SP9 HF1 | 168.74
6SL3054-7TF00-2BA0 | SINAMICS G120 SD card 512 MB incl. licensing (Certificate of License) V4.7 SP10 HF1 | 127.45
3RT2015-1AM21 | Power contactor, AC-3 7 A, 3 kW / 400 V 1 NO, 208 V AC, 50 / 60 Hz 3-pole, Size S00 screw termin | 30.45
3RT2015-1FB42-1AA0 | Power contactor, AC-3 7 A, 3 kW / 400 V 1 NC, 24 V DC with diode integrated, 3-pole, Size S00, s | 40.76
6SL3072-4FA02-0XA5 | SINAMICS Startdrive Advanced V15, DVD, Advanced TIA Portal Engineering and Commissioning tool fo | 1011.12
6SL3072-4FA02-0XG0 | SINAMICS STARTDRIVE BASIC V15, OSD / software download. TIA Portal Engineering and Commissioning | 64.91
6SL3072-4FA02-0XG5 | SINAMICS Startdrive Advanced V15, OSD / software download. Advanced TIA Portal Engineering and c | 968.55
6SL3200-0SM18-0AA0 | SINAMICS G120 Mounting Frame for Push Through Power Module PM240-2 FSE | 308.04
6SL3200-0SM20-0AA0 | SINAMICS G120 Mounting Frame for Push Through Power Module PM240-2 FSF | 385.06
6SL3200-0SM22-0AA0 | SINAMICS G120 Handle for Push Through Power Module PM240-2 | 106.04
6SL3200-0UF06-0AA0 | SINAMICS V20 Size AC replacement fan | 18.72
6SL3210-1KE31-4UF1 | SINAMICS G120C RATED POWER 75.0KW WITH 150% OVERLOAD FOR 3 SEC 3AC380-480V +10/-20% 47-63HZ UNFI | 8159.01
6SL3210-1KE31-7AF1 | SINAMICS G120C RATED POWER 90.0KW WITH 150% OVERLOAD FOR 3 SEC 3AC380-480V +10/-20% 47-63HZ INTE | 10490.51
6SL3210-1KE31-7UF1 | SINAMICS G120C RATED POWER 90.0KW WITH 150% OVERLOAD FOR 3 SEC 3AC380-480V +10/-20% 47-63HZ UNFI | 9529.53
6SL3210-1KE32-1AF1 | SINAMICS G120C RATED POWER 110.0KW WITH 150% OVERLOAD FOR 3 SEC 3AC380-480V +10/-20% 47-63HZ INT | 12045.74
3RT2017-1AV01-ZX95 | Power contactor, AC-3 12 A, 5.5 kW / 400 V 1 NO, 400 V AC, 50 / 60 Hz 3-pole, Size S00 screw ter | 39.38
3RT2017-1BD41 | power contactor, AC-3 12 A, 5.5 kW / 400 V 1 NO, 42 V DC 3-pole, Size S00 screw terminal | 46.4
6SL3210-1RE24-5AL0 | SINAMICS G120 POWER MODULE PM240P-2 WITH BUILT IN CL. A FILTER 3AC380-480V +10/-20% 47-63HZ OUTP | 3674.77
6SL3210-1RE24-5UL0 | SINAMICS G120 POWER MODULE PM240P-2 UNFILTERED 3AC380-480V +10/-20% 47-63HZ OUTPUT HIGH OVERLOAD | 3285.69
6SL3210-1RE26-0AL0 | SINAMICS G120 POWER MODULE PM240P-2 WITH BUILT IN CL. A FILTER 3AC380-480V +10/-20% 47-63HZ OUTP | 4725.76
6SL3210-1RE26-0UL0 | SINAMICS G120 POWER MODULE PM240P-2 UNFILTERED 3AC380-480V +10/-20% 47-63HZ OUTPUT HIGH OVERLOAD | 4276.67
6SL3210-1RE32-5AL0 | SINAMICS G120 POWER MODULE PM240P-2 WITH BUILT IN CL. A FILTER 3AC380-480V +10/-20% 47-63HZ OUTP | 15465.56
6SL3210-1RE32-5UL0 | SINAMICS G120 POWER MODULE PM240P-2 UNFILTERED 3AC380-480V +10/-20% 47-63HZ OUTPUT HIGH OVERLOAD | 14086.01
6SL3210-1RH21-4AL0 | SINAMICS G120 POWER MODULE PM240P-2 WITH BUILT IN CL. A FILTER 3AC500-690V+10/-20% 47-63Hz OUTPU | 2386.44
6SL3210-1RH21-4UL0 | SINAMICS G120 POWER MODULE PM240P-2 UNFILTERED 3AC500-690V+10/-20% 47-63Hz OUTPUT HIGH OVERLOAD: | 1951.86
6SL3210-1RH22-0AL0 | SINAMICS G120 POWER MODULE PM240P-2 WITH BUILT IN CL. A FILTER 3AC500-690V+10/-20% 47-63Hz OUTPU | 2984.37
6SL3210-1RH26-2UL0 | SINAMICS G120 POWER MODULE PM240P-2 UNFILTERED 3AC500-690V+10/-20% 47-63Hz OUTPUT HIGH OVERLOAD: | 8758.61
6SL3210-1RH28-0AL0 | SINAMICS G120 POWER MODULE PM240P-2 WITH BUILT IN CL. A FILTER 3AC500-690V+10/-20% 47-63Hz OUTPU | 11743.57
6SL3210-1RH28-0UL0 | SINAMICS G120 POWER MODULE PM240P-2 UNFILTERED 3AC500-690V+10/-20% 47-63Hz OUTPUT HIGH OVERLOAD: | 10663.08
6SL3210-1RH31-0AL0 | SINAMICS G120 POWER MODULE PM240P-2 WITH BUILT IN CL. A FILTER 3AC500-690V+10/-20% 47-63Hz OUTPU | 13881.6
6SL3210-5FB10-2UF0 | SINAMICS V90, with PROFINET Input voltage: 200-240 V 1/3-phase AC -15%/+10% 3.0/1.8 A 45-66 Hz O | 849.41
6SL3210-5FB10-2UF1 | SINAMICS V90, with PROFINET Input voltage: 200-240 V 1/3-phase AC -15%/+10% 3.0/1.8 A 45-66 Hz O | 849.41
6SL3210-5FB10-4UF1 | SINAMICS V90, with PROFINET Input voltage: 200-240 V 1/3-phase AC -15%/+10% 5.0/3.0 A 45-66 Hz O | 765.98
6SL3210-5FB10-8UF0 | SINAMICS V90, with PROFINET Input voltage: 200-240 V 1/3-phase AC -15%/+10% 10.4 A/5.0 A 45-66 | 854.23
6SL3210-5HB10-4UF0 | SINAMICS S210 Input voltage: 200-240V 1AC; -10%/+10%; 5.0A; 45-66Hz; Output voltage: 0-input V; | 1081.62
6SL3210-5HB10-8UF0 | SINAMICS S210 Input voltage: 200-240 V 1AC; -10%/+10%; 9.3 A; 45-66 Hz; Output voltage: 0-input | 1193.98
6SL3211-1PC22-2AL0 | SINAMICS Power Module PM240-2 with integrated Class A filter with integrated braking chopper 200 | 2217.5
6SL3211-1PC22-2UL0 | SINAMICS Power Module PM240-2 unfiltered with integrated braking chopper 200-240V3AC+10/-10% 47- | 1889.03
3RT2017-2BB42-1AA0-ZX95 | power contactor, AC-3 12 A, 5.5 kW / 400 V 1 NC, 24 V DC 3-pole, Size S00 Spring-type terminal u | 44.63
3RT2017-2UB41 | Power contactor, AC-3 12 A, 5.5 kW / 400 V 1 NO, 24 V DC with varistor integrated, 3-pole Size S | 42.88
3RT2017-2UB42 | Power contactor, AC-3 12 A, 5.5 kW / 400 V 1 NC, 24 V DC with varistor integrated, 3-pole Size S | 42.88
3RT2017-2UW42 | Power contactor, AC-3 12 A, 5.5 kW / 400 V 1 NC, 48 V DC with varistor integrated, 3-pole Size S | 42.88
3RT2018-2XF42-2LA2 | Contactor for railway, AC-3, 7.5 kW 400 V, 1 NC,DC 72-125V,0.7-1.25*US, with integrated varistor | 77.76
3RT2023-1AC20-1AA0 | power contactor, AC-3 9 A, 4 kW / 400 V 1 NO + 1 NC, 24 V AC, 50 / 60 Hz 3-pole, Size S0 screw t | 40.76
3RT2023-1AL20-ZW96 | power contactor, AC-3 9 A, 4 kW / 400 V 1 NO + 1 NC, 230 V AC 50 / 60 Hz, 3-pole Size S0, Screw | 32.54
6SL3266-1EB00-0VA0 | SINAMICS V20 FSAC migration mounting | 4.96
6SL3305-7TE38-4AA5 | SINAMICS S120 Active Interface Module for Active Line Module 500 kW, 380kW 380-480V 3AC, 50/60 H | 29631.46
6SL3305-7TE41-4AA5 | SINAMICS S120 Active Interface Module for Active Line Module 900 kW, 630kW 380-480V 3AC, 50/60 H | 48968.42
6SL3325-1TG37-4AA3 | SINAMICS S120 Motor Module Input: 675-1035 V DC Output: 500-690V 3AC, 50/60 Hz, 735A, Rated powe | 65105.73
6SL3325-1TG38-0AA3 | SINAMICS S120 Motor Module Input: 675-1035 V DC Output: 500-690V 3AC, 50/60 Hz, 810A, Rated powe | 70113.86
3RT2025-2DB40 | Power contactor, AC-3 17 A, 7.5 kW / 400 V 1 NO + 1 NC, 24 V DC with varistor 3-pole, Size S0 Sp | 97.09
3RT2026-1AC20-ZW96 | power contactor, AC-3 25 A, 11 kW / 400 V 1 NO + 1 NC, 24 V AC, 50 / 60 Hz, 3-pole, Size S0, scr | 68.36
3RT2026-1AC20-ZX95 | power contactor, AC-3 25 A, 11 kW / 400 V 1 NO + 1 NC, 24 V AC, 50 / 60 Hz, 3-pole, Size S0, scr | 68.36
3RT2026-1AD20 | Power contactor, AC-3 25 A, 11 kW / 400 V 42 V AC, 50/60 Hz 3-pole, Size S0 screw terminal | 70.9
6SL3335-7TG41-6AA3 | SINAMICS S120 Active Line Module, Input: 500-690V 3AC, 50/60 Hz, 1560A Output: 750-1035 V DC, 17 | 113100.36
3RT2027-2DB40 | Contactor, AC-3, 15 kW / 400 V, 1 NO + 1 NC, 24 V DC with varistor 3-pole, Size S0 Spring-type t | 146.48
3RT2028-1AC20-ZX95 | Power contactor, AC-3 38 A, 18.5 kW / 400 V 1 NO + 1 NC, 24 V AC 50/60 Hz, 3-pole Size S0, screw | 109.51
3RT2028-1AL20-ZW96 | Power contactor, AC-3 38 A, 18.5 kW / 400 V 1 NO + 1 NC, 230 V AC, 50/60 Hz 3-pole, size S0 scre | 109.51
3RT2028-1AT60 | Power contactor, AC-3 38 A, 18.5 kW / 400 V 1 NO + 1 NC, 600 V AC 60Hz, 3-pole, size S0 screw te | 113.32
3RT2028-2DB40 | Contactor, AC-3, 18.5 kW / 400 V, 1 NO + 1 NC, 24 V DC with varistor 3-pole, Size S0 Spring-type | 160.07
3RT1066-6SF36-3PA0 | Power contactor, AC-3 300 A, 160 kW / 400 V Coil AC 50/60 Hz and DC 96-127 V x (0.8-1.1) F-PLC i | 1214.39
3RT1066-6XJ46-0LA2 | Traction contactor, AC-3 300 A, 160 kW / 400 V Coil 72 V DC x (0.7-1.25) PLC input 24-110 V DC A | 1646.54
3RT1075-2XB46-0LA2 | Traction contactor, AC-3 400 A, 200 kW / 400 V Coil 24 V DC x (0.7-1.25) PLC input 24-110 V DC A | 2209.97
3RT1075-2XJ46-0LA2 | Traction contactor, AC-3 400 A, 200 kW / 400 V Coil 72 V DC x (0.7-1.25) PLC input 24-110 V DC A | 2209.97
3RT1075-6XB46-0LA2 | Traction contactor, AC-3 400 A, 200 kW / 400 V Coil 24 V DC x (0.7-1.25) PLC input 24-110 V DC A | 2209.97
3RT1075-6XJ46-0LA2 | Traction contactor, AC-3 400 A, 200 kW / 400 V Coil 72 V DC x (0.7-1.25) PLC input 24-110 V DC A | 2209.97
3RT1076-6SP36 | Power contactor, AC-3 500 A, 250 kW / 400 V coil AC 50/60 Hz and DC 200-277 V x (0.8-1.1) F-PLC | 2182.59
3RT1076-6XB46-0LA2 | Traction contactor, AC-3 500 A, 250 kW / 400 V Coil 24 V DC x (0.7-1.25) SPS input 24-110 V DC a | 3014.1
6SE0100-1AC22-5AA7 | SINAMICS G180 2T2A-07400-011 230-500 V, TN/TT 50/60 Hz Motor output (typ.) 11kW (400V) HWD witho | 7577.48
6SE0100-1AC24-8AA7 | SINAMICS G180 2T2A-07400-022 230-500 V, TN/TT 50/60 Hz Motor output (typ.) 22kW (400V) HWD witho | 10259.52
6SE0100-1AC32-1AA7 | SINAMICS G180 2T2A-07400-110 230-500 V, TN/TT 50/60 Hz Motor output (typ.) 110kW (400V) HWD with | 29164.09
6SE0100-1AC33-0AA7 | SINAMICS G180 2T2A-07400-160 230-500 V, TN/TT 50/60 Hz Motor output (typ.) 160kW (400V) HWD with | 39840.23
6SE0100-1AD21-3AA7 | SINAMICS G180 2T2A-07500-007 230-500 V, IT, 50/60 Hz Motor output (typ.) 7.5kW (500V) HWD withou | 7603.49
6SE0100-1AD22-5AA7 | SINAMICS G180 2T2A-07500-015 230-500 V, IT, 50/60 Hz Motor output (typ.) 15kW (500V) HWD without | 9035.65
6SE0100-1AD31-5AA7 | SINAMICS G180 2T2A-07500-090 230-500 V, IT, 50/60 Hz Motor output (typ.) 90kW (500V) HWD without | 27080.94
6SE0100-1AD32-1AA7 | SINAMICS G180 2T2A-07500-132 230-500 V, IT, 50/60 Hz Motor output (typ.) 132kW (500V) HWD withou | 36715.49
6SE0100-1AG23-4AA7 | SINAMICS G180 2T2A-07600-030 400-690V TN/TT, 50/60 Hz Motor output (typ.) 30kW (690V) HWD withou | 18123.4
6SE0100-1AG25-0AA7 | SINAMICS G180 2T2A-07600-045 400-690V TN/TT, 50/60 Hz Motor output (typ.) 45kW (690V) HWD withou | 21326.24
6SE0100-1AG31-4AA7 | SINAMICS G180 2T2A-07600-132 400-690V TN/TT, 50/60 Hz Motor output (typ.) 132kW (690V) HWD witho | 39059.07
6SE0100-1AG32-1AA7 | SINAMICS G180 2T2A-07600-200 400-690V TN/TT, 50/60 Hz Motor output (typ.) 200kW (690V) HWD witho | 50255.96
6SE0100-1AH25-0AA7 | SINAMICS G180 2T2A-07600-045 400-690V IT, 50/60 Hz Motor output (typ.) 45kW (690V) HWD without o | 21326.24
6SE0100-1AH28-0AA7 | SINAMICS G180 2T2A-07600-075 400-690V IT, 50/60 Hz Motor output (typ.) 75kW (690V) HWD without o | 26039.36
6SE0140-1KC17-0AA7 | SINAMICS G180 2x3A-87400-003 230-500 V, TN/TT 50/60 Hz Motor output (typ.) 3kW (400V) one invert | 12030.19
6SE0140-1KC21-3AA7 | SINAMICS G180 2x3A-87400-005 230-500 V, TN/TT 50/60 Hz Motor output (typ.) 5.5kW (400V) one inve | 12837.43
6SE0140-1KC25-8AA7 | SINAMICS G180 2x3A-87400-030 230-500 V, TN/TT 50/60 Hz Motor output (typ.) 30kW (400V) one inver | 18175.46
6SE0140-1KC28-8AA7 | SINAMICS G180 2x3A-87400-045 230-500 V, TN/TT 50/60 Hz Motor output (typ.) 45kW (400V) one inver | 22992.77
6SE0140-1KD14-5AA7 | SINAMICS G180 2x3A-87500-002 230-500 V, IT, 50/60 Hz Motor output (typ.) 2.2kW (500V) one invert | 12160.41
6SE0140-1KD17-0AA7 | SINAMICS G180 2x3A-87500-004 230-500 V, IT, 50/60 Hz Motor output (typ.) 4kW (500V) one inverter | 12967.6
6SE0140-1KD25-8AA7 | SINAMICS G180 2x3A-87500-037 230-500 V, IT, 50/60 Hz Motor output (typ.) 37kW (500V) one inverte | 20310.73
6SE0140-1KD28-8AA7 | SINAMICS G180 2x3A-87500-055 230-500 V, IT, 50/60 Hz Motor output (typ.) 55kW (500V) one inverte | 25232.17
6SE0140-1KD32-5AA7 | SINAMICS G180 2x3A-87500-160 230-500 V, IT, 50/60 Hz Motor output (typ.) 160kW (500V) one invert | 48172.81
6SE0140-1KG21-0AA7 | SINAMICS G180 2x3A-87600-007 400-690V TN/TT, 50/60 Hz Motor output (typ.) 7.5kW (690V) one inver | 19164.98
6SE0140-1KG25-8AA7 | SINAMICS G180 2x3A-87600-055 400-690V TN/TT, 50/60 Hz Motor output (typ.) 55kW (690V) one invert | 29684.89
6SE0140-1KG31-0AA7 | SINAMICS G180 2x3A-87600-090 400-690V TN/TT, 50/60 Hz Motor output (typ.) 90kW (690V) one invert | 35934.32
6SE0140-1KH21-8AA7 | SINAMICS G180 2x3A-87600-015 400-690V IT, 50/60 Hz Motor output (typ.) 15kW (690V) one inverter | 20545.08
6SE0140-1KH23-4AA7 | SINAMICS G180 2x3A-87600-030 400-690V IT, 50/60 Hz Motor output (typ.) 30kW (690V) one inverter | 24372.87
6SE0140-1KH31-0AA7 | SINAMICS G180 2x3A-87600-090 400-690V IT, 50/60 Hz Motor output (typ.) 90kW (690V) one inverter | 35934.32
6SE0140-1KH31-4AA7 | SINAMICS G180 2x3A-87600-132 400-690V IT, 50/60 Hz Motor output (typ.) 132kW (690V) one inverter | 45568.89
3RT1456-6SF36 | Power contactor, AC-1 275 A, 400 V Coil AC 50/60 Hz and DC 96-127 V x (0.8-1.1) F-PLC input 24 V | 513.12
3RT1456-6SP36 | Power contactor, AC-1 275 A, 400 V Coil AC 50/60 Hz and DC 200-277 V x (0.8-1.1) F-PLC input 24 | 513.12
3RT1466-2XJ46-0LA2 | Traction contactor AC-1,400 A/690V Coil 72 V DC x (0.7...1.25) PLC input 24...110 V DC Auxiliary | 1383.96
3RT1466-6SF36 | Contactor, AC-1, 400 A Coil AC 50/60Hz and DC 96...127 V x (0,8...1,1) F-SPS input 24 V DC 3-po | 1039.34
3RT1466-6XF46-0LA2 | Traction contactor AC-1,400 A/690V Coil 110 V DC x (0.7...1.25) PLC input 24...110 V DC Auxiliar | 1383.96
3RT1476-2XB46-0LA2 | Traction contactor, AC-1 690 A / 690 V Coil 24 V DC x (0.7-1.25) PLC input 24-110 V DC Auxiliary | 2434.24
3RT1476-6XB46-0LA2 | Traction contactor, AC-1 690 A / 690 V Coil 24 V DC x (0.7-1.25) PLC input 24-110 V DC Auxiliary | 2434.24
3RT1476-6XJ46-0LA2 | Traction contactor, AC-1 690 A / 690 V Coil 72 V DC x (0.7-1.25) PLC input 24-110 V DC Auxiliary | 2434.24
6SE0180-1BA33-7AA7 | SINAMICS G180 2T3A-87401-200 230-415V TN/TT, 50/60 Hz Motor output (typ.) 200kW (400V) HWD witho | 64056.83
6SE0180-1BC33-7AA7 | SINAMICS G180 2T3A-87501-250 230-500 V TN/TT, 50/60 Hz Motor output (typ.) 250kW (500V) HWD with | 75253.75
6SE0180-1BC36-3AA7 | SINAMICS G180 2T3A-87501-400 230-500 V TN/TT, 50/60 Hz Motor output (typ.) 400kW (500V) HWD with | 98949.58
6SE0180-1BC41-1AA7 | SINAMICS G180 2T3A-87501-800 230-500 V TN/TT, 50/60 Hz Motor output (typ.) 800kW (500V) HWD with | 176546.93
6SE0180-1BD34-6AA7 | SINAMICS G180 2T3A-87501-315 230-500 V, IT, 50/60 Hz Motor output (typ.) 315kW (500V) HWD withou | 84627.94
6SE0180-1BG33-2AA7 | SINAMICS G180 2T3A-87601-250 400-690V TN/TT, 50/60 Hz Motor output (typ.) 250kW (690V) HWD witho | 75774.55
6SE0180-1BG34-2AA7 | SINAMICS G180 2T3A-87601-400 400-690V TN/TT, 50/60 Hz Motor output (typ.) 400kW (690V) HWD witho | 94783.28
6SE0180-1BG41-1AA7 | SINAMICS G180 2T3A-87601-910 400-690V TN/TT, 50/60 Hz Motor output (typ.) 1000kW (690V) HWD with | 212481.22
6SE0180-1BH33-6AA7 | SINAMICS G180 2T3A-87601-315 400-690V IT, 50/60 Hz Motor output (typ.) 315kW (690V) HWD without | 85929.89
6SE0180-1BH37-1AA7 | SINAMICS G180 2T3A-87601-710 400-690V IT, 50/60 Hz Motor output (typ.) 710kW (690V) HWD without | 153892.65
6SE0180-1BH41-0AA7 | SINAMICS G180 2T3A-87601-909 400-690V IT, 50/60 Hz Motor output (typ.) 900kW (690V) HWD without | 188525.01
6SE0180-1CH41-2AA7 | SINAMICS G180 2T3A-87602-912 400-690V IT, 50/60 Hz Motor output (typ.) 1210kW (690V) HWD without | 256227.32
6SE0180-1CH41-5AA7 | SINAMICS G180 2T3A-87602-915 400-690V IT, 50/60 Hz Motor output (typ.) 1540kW (690V) HWD without | 325492.03
6SE0180-2BD38-2AA7 | SINAMICS G180 2T3F-87501-560 230-500 V IT, 50/60 Hz Motor output (typ.) 560kW (500V) HWD without | 130717.61
3RT2035-3AR60 | power contactor, AC-3 40 A, 18.5 kW / 400 V 1 NO + 1 NC, 400 V AC AC (50-60 Hz) / DC operation 3 | 103.4
3RT2045-1AB00 | power contactor, AC-3 80 A, 37 kW / 400 V 1 NO + 1 NC, 24 V AC, 50 Hz 3-pole, 3 NO, Size S3 scre | 223.1
3RT2045-1AB00-1AA0 | power contactor, AC-3 80 A, 37 kW / 400 V 1 NO + 1 NC, 24 V AC, 50 Hz 3-pole, 3 NO, Size S3 scre | 237.28
3RT2045-1AB04 | power contactor, AC-3 80 A, 37 kW / 400 V 2 NO + 2 NC, 24 V AC, 50 Hz 3-pole, 3 NO, Size S3 scre | 236.7
3RT2045-1AC00 | power contactor, AC-3 80 A, 37 kW / 400 V 1 NO + 1 NC, 32 V AC, 50 Hz 3-pole, 3 NO, Size S3 scre | 229.93
3RT2045-1AH20 | power contactor, AC-3 80 A, 37 kW / 400 V 1 NO + 1 NC, 48 V AC, 50/60 Hz 3-pole, 3 NO, Size S3 s | 229.93
3RT2045-1AK60 | power contactor, AC-3 80 A, 37 kW / 400 V 1 NO + 1 NC, 110 V AC/50 Hz 120 V/60 Hz 3-pole, 3 NO, | 223.1
3RT2045-1AK64 | power contactor, AC-3 80 A, 37 kW / 400 V 2 NO + 2 NC, 110 V AC/50 Hz 120 V/60 Hz 3-pole, 3 NO, | 236.7
3RT2045-1AK64-3MA0 | Power contactor, AC-3 80 A, 37 kW / 400 V 2 NO + 2 NC, AC 110 V/50 Hz 120 V/60 Hz 3-pole, 3S, Si | 265.24
3RT2045-1AP60 | power contactor, AC-3 80 A, 37 kW / 400 V 1 NO + 1 NC, 220 V AC/50 Hz 240 V/60 Hz 3-pole, 3 NO, | 223.1
3RT2045-1AP64 | power contactor, AC-3 80 A, 37 kW / 400 V 2 NO + 2 NC, 220 V AC/50 Hz 240 V/60 Hz 3-pole, 3 NO, | 236.7
3RT2045-1AQ20 | power contactor, AC-3 80 A, 37 kW / 400 V 2 NO + 1 NC, 500 V AC/50/60 Hz 3-pole, 3 NO, Size S3 s | 229.93
3RT2045-1AQ60 | power contactor, AC-3 80 A, 37 kW / 400 V 1 NO + 1 NC, 220 V AC/50 Hz 264 V/60 Hz 3-pole, 3 NO, | 229.93
3RT2045-1NB30 | power contactor, AC-3 80 A, 37 kW / 400 V 1 NO + 1 NC, 20-33 V AC/DC 3-pole, 3 NO, Size S3 screw | 310.51
3RT2045-1NB30-0CC0 | power contactor, AC-3 80 A, 37 kW / 400 V 1 NO + 1 NC, 20-33 V AC/DC communication-capable 3-pol | 332.09
3RT2045-1NB34 | power contactor, AC-3 80 A, 37 kW / 400 V 2 NO + 2 NC, 20-33 V AC/DC 3-pole, 3 NO, Size S3 screw | 364
3RT2045-1NB34-3MA0 | power contactor, AC-3 80 A, 37 kW / 400 V 2 NO + 2 NC, 20-33 V AC/DC 3-pole, 3 NO, Size S3 screw | 328.12
3RT2045-3AH00 | power contactor, AC-3 80 A, 37 kW / 400 V 1 NO + 1 NC, 48 V AC 50 Hz 3-pole, 3 NO, Size S3 Sprin | 223.1
3RT2045-3AK60 | power contactor, AC-3 80 A, 37 kW / 400 V 1 NO + 1 NC, 110 V AC/50 Hz 120 V/60 Hz 3-pole, 3 NO, | 223.1
3RT2045-3AL20 | power contactor, AC-3 80 A, 37 kW / 400 V 1 NO + 1 NC, 230 V AC/50/60 Hz 3-pole, 3 NO, Size S3 S | 223.1
3RT2045-3AL20-1AA0 | power contactor, AC-3 80 A, 37 kW / 400 V 1 NO + 1 NC, 230 V AC/50/60 Hz 3-pole, 3 NO, Size S3 S | 251.48
3RT2045-3NF30 | power contactor, AC-3 80 A, 37 kW / 400 V 1 NO + 1 NC, 84-155 V AC/DC 3-pole, 3 NO, Size S3 Spri | 310.51
3RT2045-3NP30 | power contactor, AC-3 80 A, 37 kW / 400 V 1 NO + 1 NC, 175-280 V AC/DC 3-pole, 3 NO, Size S3 Spr | 310.51
3RT2045-3XB40-0LA2 | Traction contactor, AC-3 80 A, 37 kW / 400 V 1 NO + 1 NC, 24 V DC 0.7-1.25*US 3-pole, 3 NO, Size | 432.57
3RT2045-3XF40-0LA2 | Traction contactor, AC-3 80 A, 37 kW / 400 V 1 NO + 1 NC, 110 V DC 0.7-1.25*US 3-pole, 3 NO, Siz | 432.57
3RT2045-3XF44-0LA2 | Traction contactor, AC-3 80 A, 37 kW / 400 V 2 NO + 2 NC, 110 V DC 0.7-1.25*US 3-pole, 3 NO, Siz | 446.76
3RT2046-1AG24 | power contactor, AC-3 95 A, 45 kW / 400 V 2 NO + 2 NC, 110 V AC, 50/60 Hz 3-pole, 3 NO, Size S3 | 293.5
3RT2046-1AG60 | power contactor, AC-3 95 A, 45 kW / 400 V 1 NO + 1 NC, 100 V AC, 50 Hz 100-110 V/60 Hz 3-pole, 3 | 286.68
3RT2046-1AH00 | power contactor, AC-3 95 A, 45 kW / 400 V 1 NO + 1 NC, 48 V AC, 50 Hz 3-pole, 3 NO, Size S3 scre | 278.72
3RT2046-1AH20 | power contactor, AC-3 95 A, 45 kW / 400 V 1 NO + 1 NC, 48 V AC, 50/60 Hz 3-pole, 3 NO, Size S3 s | 286.68
3RT2046-1AN24 | power contactor, AC-3 95 A, 45 kW / 400 V 2 NO + 2 NC, 220 V AC, 50/60 Hz 3-pole, 3 NO, Size S3 | 293.5
6NH9910-0AA31-0AE0 | TeleControl Server Basic 5000 V3.1; Single License for 1 installation; OPC (UA) - Server for IP | 41057.36
6NH9910-0AA31-0AE1 | PP TCSB 1000 to 5000 V3.1; Power Pack for TeleControl Server Basic of 1000 to 5000 RTUs; to Oper | 32400.28
6NH9910-0AA31-0AF0 | TeleControl Server Basic 32 V3.1; Single License for 1 installation; OPC (UA) - Server for IP co | 2724.63
6NH9910-0AA31-0AF1 | PP TCSB 32 to 64 V3.1; Power Pack for TeleControl Server Basic of 32 to 64 RTUs; for operation o | 2201.17
6NH9910-0AA31-0GA0 | TeleControl Server Basic UPGR V3.1; upgrade from V2 and V3.0 on V3.1; OPC (UA) - Server for IP c | 296.62
6RX1800-0KF05 | RFI suppression filter 1600A and 40°C 50/60Hz 690 V 3 AC TN/TT network 690 V 3AC IT network EPC | 6068.05
6RX1800-0KF06 | RFI suppression filter 2500A and 40°C 50/60Hz 690 V 3 AC TN/TT network 690 V 3AC IT network EPC | 8999.64
6RX1800-0LF03 | RFI suppression filter 80A and 40°C 50/60Hz 760V 3AC TN/TT network 630V 3AC IT network EPCOS B | 1363.34
6RX1800-0LF04 | RFI suppression filter 180A and 40°C 50/60Hz 760V 3AC TN/TT network 560V 3AC IT network EPCOS | 1875.57
3RT1056-6SF36 | Power contactor, AC-3 185 A, 90 kW / 400 V Coil AC 50/60 Hz and DC 96-127 V x (0.8-1.1) F-PLC in | 650.98
3RT1056-6SF36-3PA0 | Power contactor, AC-3 185 A, 90 kW / 400 V Coil AC 50/60 Hz and DC 96-127 V x (0.8-1.1) F-PLC in | 678.3
3RT1056-6SP36 | Power contactor, AC-3 185 A, 90 kW / 400 V Coil AC 50/60 Hz and DC 200-277 V x (0.8-1.1) F-PLC i | 650.98
3RT1056-6SP36-3PA0 | Power contactor, AC-3 185 A, 90 kW / 400 V Coil AC 50/60 Hz and DC 200-277 V x (0.8-1.1) F-PLC i | 678.3
3RT1065-2XB46-0LA2 | Traction contactor, AC-3 265 A, 132 kW / 400 V Coil 24 V DC x (0.7-1.25) PLC input 24-110 V DC A | 1356.62
3RT1065-2XF46-0LA2 | Traction contactor, AC-3 265 A, 132 kW / 400 V Coil 110 V DC x (0.7-1.25) PLC input 24-110 V DC | 1356.62
3RT1065-2XJ46-0LA2 | Traction contactor, AC-3 265 A, 132 kW / 400 V Coil 72 V DC x (0.7-1.25) PLC input 24-110 V DC A | 1356.62
3RT1066-6SP36 | Power contactor, AC-3 300 A, 160 kW / 400 V Coil AC 50/60 Hz and DC 200-277 V x (0.8-1.1) F-PLC | 1203.45
3RT1066-6SP36-3PA0 | Power contactor, AC-3 300 A, 160 kW / 400 V Coil AC 50/60 Hz and DC 200-277 V x (0.8-1.1) F-PLC | 1214.39
3RT1066-6XB46-0LA2 | Traction contactor, AC-3 300 A, 160 kW / 400 V Coil 24 V DC x (0.7-1.25) PLC input 24-110 V DC A | 1646.54
3RT1066-6XF46-0LA2 | Traction contactor, AC-3 300 A, 160 kW / 400 V Coil 110 V DC x (0.7-1.25) PLC input 24-110 V DC | 1646.54
3RT1076-2XB46-0LA2 | Traction contactor, AC-3 500 A, 250 kW / 400 V Coil 24 V DC x (0.7-1.25) SPS input 24-110 V DC a | 3014.1
3RT1076-2XF46-0LA2 | Traction contactor, AC-3 500 A, 250 kW / 400 V Coil 110 V DC x (0.7-1.25) SPS input 24-110 V DC | 3014.1
3RT1076-2XJ46-0LA2 | Traction contactor, AC-3 500 A, 250 kW / 400 V Coil 72 V DC x (0.7-1.25) SPS input 24-110 V DC a | 3014.1
3RT1076-6SF36 | Power contactor, AC-3 500 A, 250 kW / 400 V coil AC 50/60 Hz and DC 96-127 V x (0.8-1.1) F-PLC i | 2182.59
6SE0100-1AC25-8AA7 | SINAMICS G180 2T2A-07400-030 230-500 V, TN/TT 50/60 Hz Motor output (typ.) 30kW (400V) HWD witho | 11952.07
6SE0100-1AC27-8AA7 | SINAMICS G180 2T2A-07400-037 230-500 V, TN/TT 50/60 Hz Motor output (typ.) 37kW (400V) HWD witho | 15389.28
6SE0100-1AC28-8AA7 | SINAMICS G180 2T2A-07400-045 230-500 V, TN/TT 50/60 Hz Motor output (typ.) 45kW (400V) HWD witho | 16717.26
6SE0100-1AC31-1AA7 | SINAMICS G180 2T2A-07400-055 230-500 V, TN/TT 50/60 Hz Motor output (typ.) 55kW (400V) HWD witho | 18435.87
6SE0100-1AC31-5AA7 | SINAMICS G180 2T2A-07400-075 230-500 V, TN/TT 50/60 Hz Motor output (typ.) 75kW (400V) HWD witho | 21977.22
6SE0100-1AD24-8AA7 | SINAMICS G180 2T2A-07500-030 230-500 V, IT, 50/60 Hz Motor output (typ.) 30kW (500V) HWD without | 12212.48
6SE0100-1AD25-8AA7 | SINAMICS G180 2T2A-07500-037 230-500 V, IT, 50/60 Hz Motor output (typ.) 37kW (500V) HWD without | 14061.26
6SE0100-1AD27-8AA7 | SINAMICS G180 2T2A-07500-045 230-500 V, IT, 50/60 Hz Motor output (typ.) 45kW (500V) HWD without | 17654.7
6SE0100-1AD28-8AA7 | SINAMICS G180 2T2A-07500-055 230-500 V, IT, 50/60 Hz Motor output (typ.) 55kW (500V) HWD without | 18982.73
6SE0100-1AG25-8AA7 | SINAMICS G180 2T2A-07600-055 400-690V TN/TT, 50/60 Hz Motor output (typ.) 55kW (690V) HWD withou | 23383.37
6SE0100-1AG28-0AA7 | SINAMICS G180 2T2A-07600-075 400-690V TN/TT, 50/60 Hz Motor output (typ.) 75kW (690V) HWD withou | 26039.36
6SE0100-1AG31-0AA7 | SINAMICS G180 2T2A-07600-090 400-690V TN/TT, 50/60 Hz Motor output (typ.) 90kW (690V) HWD withou | 29684.89
6SE0100-1AG31-2AA7 | SINAMICS G180 2T2A-07600-110 400-690V TN/TT, 50/60 Hz Motor output (typ.) 110kW (690V) HWD witho | 33590.78
6SE0100-1AH31-2AA7 | SINAMICS G180 2T2A-07600-110 400-690V IT, 50/60 Hz Motor output (typ.) 110kW (690V) HWD without | 33590.78
6SE0100-1AH31-4AA7 | SINAMICS G180 2T2A-07600-132 400-690V IT, 50/60 Hz Motor output (typ.) 132kW (690V) HWD without | 39059.07
6SE0100-1AH31-7AA7 | SINAMICS G180 2T2A-07600-160 400-690V IT, 50/60 Hz Motor output (typ.) 160kW (690V) HWD without | 45048.09
6SE0100-1AH32-1AA7 | SINAMICS G180 2T2A-07600-200 400-690V IT, 50/60 Hz Motor output (typ.) 200kW (690V) HWD without | 50255.96
6SE0140-1KC31-5AA7 | SINAMICS G180 2x3A-87400-075 230-500 V, TN/TT 50/60 Hz Motor output (typ.) 75kW (400V) one inver | 28382.9
6SE0140-1KC31-8AA7 | SINAMICS G180 2x3A-87400-090 230-500 V, TN/TT 50/60 Hz Motor output (typ.) 90kW (400V) one inver | 30986.86
6SE0140-1KC32-1AA7 | SINAMICS G180 2x3A-87400-110 230-500 V, TN/TT 50/60 Hz Motor output (typ.) 110kW (400V) one inve | 35413.54
6SE0140-1KC32-5AA7 | SINAMICS G180 2x3A-87400-132 230-500 V, TN/TT 50/60 Hz Motor output (typ.) 132kW (400V) one inve | 41662.97
6SE0140-1KD31-1AA7 | SINAMICS G180 2x3A-87500-075 230-500 V, IT, 50/60 Hz Motor output (typ.) 75kW (500V) one inverte | 28643.31
6SE0140-1KD31-5AA7 | SINAMICS G180 2x3A-87500-090 230-500 V, IT, 50/60 Hz Motor output (typ.) 90kW (500V) one inverte | 33069.98
6SE0140-1KD31-8AA7 | SINAMICS G180 2x3A-87500-110 230-500 V, IT, 50/60 Hz Motor output (typ.) 110kW (500V) one invert | 38017.49
6SE0140-1KD32-1AA7 | SINAMICS G180 2x3A-87500-132 230-500 V, IT, 50/60 Hz Motor output (typ.) 132kW (500V) one invert | 42964.96
6SE0140-1KG31-4AA7 | SINAMICS G180 2x3A-87600-132 400-690V TN/TT, 50/60 Hz Motor output (typ.) 132kW (690V) one inver | 45568.89
6SE0140-1KG31-7AA7 | SINAMICS G180 2x3A-87600-160 400-690V TN/TT, 50/60 Hz Motor output (typ.) 160kW (690V) one inver | 51297.54
6SE0140-1KG32-1AA7 | SINAMICS G180 2x3A-87600-200 400-690V TN/TT, 50/60 Hz Motor output (typ.) 200kW (690V) one inver | 56245.04
6SE0140-1KH21-0AA7 | SINAMICS G180 2x3A-87600-007 400-690V IT, 50/60 Hz Motor output (typ.) 7.5kW (690V) one inverter | 19164.98
6SE0140-1KH32-1AA7 | SINAMICS G180 2x3A-87600-200 400-690V IT, 50/60 Hz Motor output (typ.) 200kW (690V) one inverter | 56245.04
3RT1456-2XB46-0LA2 | Traction contactor, AC-1 275 A, 690 V Coil 24 V DC x (0.7-1.25) PLC input 24-110 V DC Auxiliary | 667.36
3RT1456-2XF46-0LA2 | Traction contactor, AC-1 275 A, 690 V Coil 110 V DC x (0.7-1.25) PLC input 24-110 V DC Auxiliary | 667.36
3RT1456-2XJ46-0LA2 | Traction contactor, AC-1 275 A, 690 V Coil 72 V DC x (0.7-1.25) PLC input 24-110 V DC Auxiliary | 667.36
3RT1466-6SF36-3PA0 | Contactor, AC-1, 400 A Coil AC 50/60Hz and DC 96...127 V x (0,8...1,1) F-SPS input 24 V DC 3-po | 1061.22
3RT1466-6SP36 | Contactor, AC-1, 400 A Coil AC 50/60Hz and DC 200...277 V x (0,8...1,1) F-SPS input 24 V DC 3-p | 1039.34
3RT1466-6SP36-3PA0 | Contactor, AC-1, 400 A Coil AC 50/60Hz and DC 200...277 V x (0,8...1,1) F-SPS input 24 V DC 3-p | 1061.22
6SE0180-2BD41-0AA7 | SINAMICS G180 2T3F-87501-710 230-500 V IT, 50/60 Hz Motor output (typ.) 710kW (500V) HWD without | 164568.76
6SE0180-2BH35-2AA7 | SINAMICS G180 2T3F-87601-500 400-690V IT, 50/60 Hz Motor output (typ.) 500kW (690V) HWD without | 127332.49
6SE0180-2BH36-4AA7 | SINAMICS G180 2T3F-87601-630 400-690V IT, 50/60 Hz Motor output (typ.) 630kW (690V) HWD without | 150767.93
6SE0180-2DH42-7AA7 | SINAMICS G180 2T3F-87603-926 400-690V IT, 50/60 Hz Motor output (typ.) 2650kW (690V) HWD without | 580677.81
6SE0180-2EH43-2AA7 | SINAMICS G180 2T3F-87604-931 400-690V IT, 50/60 Hz Motor output (typ.) 3180kW (690V) HWD without | 713478.58
6SE0180-2CH42-0AA7 | SINAMICS G180 2T3F-87602-919 400-690V IT, 50/60 Hz Motor output (typ.) 1910kW (690V) HWD without | 390590.47
3RT1955-5XF41 | Changeover operating mechanism for 3RT105.-.X..-0LA2 or 3RT145.-.X..-0LA2 110 V DC x(0.7-1.25) s | 200.4
3RT1955-5XJ41 | Changeover operating mechanism for 3RT105.-.X..-0LA2 or 3RT145.-.X..-0LA2 72 V DC x(0.7-1.25) Su | 200.4
6SL3005-0DG41-3AA7 | SINAMICS S120 Water-cooled line restrictor for Active Interface Module 500-690 V 3 AC, 50/60 Hz, | 42455.46
6SL3005-0FE38-4AA5 | SINAMICS S120 Filter module for Active Interface Module 380-480 V 3 AC, 50/60 Hz, 840 A Type rat | 17389.35
6SL3054-0FB00-1BA0 | SINAMICS S120 COMPACTFLASH CARD W/O PERFORMANCE EXTENSION INCLUDING CERTIFICATE OF LICENCE V5.1 | 154.84
3RT1965-5XB41 | Changeover operating mechanism for 3RT106.-.X..-0LA2 or 3RT146.-.X..-0LA2 24 V DC x(0.7-1.25) Su | 268.51
3RT1965-5XF41 | Changeover operating mechanism for 3RT106.-.X..-0LA2 or 3RT146.-.X..-0LA2 110 V DC x(0.7-1.25) s | 268.51
3RT1975-5XJ41 | Changeover operating mechanism for 3RT107.-.X..-0LA2 or 3RT147.-.X..-0LA2 72 V DC x(0.7-1.25) Su | 490.45
3RT2015-1UB41 | Power contactor, AC-3 7 A, 3 kW / 400 V 1 NO, 24 V DC with varistor integrated, 3-pole, Size S00 | 34.23
3RT2015-2FB42-1AA0 | Power contactor, AC-3 7 A, 3 kW / 400 V 1 NC, 24 V DC with diode integrated, 3-pole, Size S00, s | 40.76
6SL3162-0AQ00-0AA0 | SINAMICS S120 BOOKSIZE C/D TYPE Shielding terminal 1-AXIS | 23.97
6SL3162-1AA00-0AX0 | SINAMICS S120 BOOKSIZE BRAKING MODULE X21 PLUG | 2.29
6SL3162-2MA01-0AX0 | SINAMICS S120 BOOKSIZE COMPACT X1 PLUG | 10.55
6SL3200-0AE50-0AA0 | STARTER KIT SINAMICS V20 CONSISTING OF: SINAMICS V20 RATED POWER 0,37KW WITH 150% OVERLOAD FOR 6 | 264.96
6SL3200-0SM17-0AA0 | SINAMICS G120 Mounting Frame for Push Through Power Module PM240-2 FSD | 256.73
6SL3210-1KE17-5EF1 | SINAMICS G120C Rated power: 3.0kW with 150% overload for 3 sec. 380-480V3AC+10/-20% 47-63Hz Inte | 1119.46
6SL3210-1KE24-4UF1 | SINAMICS G120C RATED POWER 22.0KW WITH 150% OVERLOAD FOR 3 SEC 3AC380-480V +10/-20% 47-63HZ UNFI | 3260.39
6SL3210-1KE31-1AF1 | SINAMICS G120C RATED POWER 55.0KW WITH 150% OVERLOAD FOR 3 SEC 3AC380-480V +10/-20% 47-63HZ INTE | 7473.72
6SL3210-1KE31-4AF1 | SINAMICS G120C RATED POWER 75.0KW WITH 150% OVERLOAD FOR 3 SEC 3AC380-480V +10/-20% 47-63HZ INTE | 8982.12
6SL3210-1KE32-1UF1 | SINAMICS G120C RATED POWER 110.0KW WITH 150% OVERLOAD FOR 3 SEC 3AC380-480V +10/-20% 47-63HZ UNF | 10965.65
6SL3210-1KE32-4UF1 | SINAMICS G120C RATED POWER 132.0KW WITH 150% OVERLOAD FOR 3 SEC 3AC380-480V +10/-20% 47-63HZ UNF | 12199.64
3RT2016-1UB42 | Power contactor, AC-3 9 A, 4 kW / 400 V 1 NC, 24 V DC with varistor integrated, 3-pole, Size S00 | 36.17
3RT2016-2XF42-0LA2 | Traction contactor, AC-3 9 A, 4 kW / 400 V 1 NC, 72 - 125 V DC, 0.7-1.25* US with integrated var | 56.09
3RT2017-1AP02-2AA0 | Power contactor, AC-3 12 A, 5.5 kW / 400 V 1 NC, 230 V AC, 50 / 60 Hz 3-pole, Size S00 screw ter | 35.14
3RT2017-1UB42 | Power contactor, AC-3 12 A, 5.5 kW / 400 V 1 NC, 24 V DC with varistor integrated, 3-pole Size S | 42.88
3RT1466-6XB46-0LA2 | Traction contactor AC-1,400 A/690V Coil 24 V DC x (0.7...1.25) PLC input 24...110 V DC Auxiliary | 1383.96
6SE0180-1BA34-6AA7 | SINAMICS G180 2T3A-87401-250 230-415V TN/TT, 50/60 Hz Motor output (typ.) 250kW (400V) HWD witho | 71087.48
6SE0180-1BA36-3AA7 | SINAMICS G180 2T3A-87401-315 230-415V TN/TT, 50/60 Hz Motor output (typ.) 315kW (400V) HWD witho | 83325.97
6SE0180-1BA37-3AA7 | SINAMICS G180 2T3A-87401-400 230-415V TN/TT, 50/60 Hz Motor output (typ.) 400kW (400V) HWD witho | 103636.69
6SE0180-1BA38-8AA7 | SINAMICS G180 2T3A-87401-500 230-415V TN/TT, 50/60 Hz Motor output (typ.) 500kW (400V) HWD witho | 124728.55
6SE0180-1BA41-0AA7 | SINAMICS G180 2T3A-87401-560 230-415V TN/TT, 50/60 Hz Motor output (typ.) 560kW (400V) HWD witho | 139310.58
6SE0180-1BD37-3AA7 | SINAMICS G180 2T3A-87501-500 230-500 V, IT, 50/60 Hz Motor output (typ.) 500kW (500V) HWD withou | 110927.68
6SE0180-1BD38-2AA7 | SINAMICS G180 2T3A-87501-560 230-500 V, IT, 50/60 Hz Motor output (typ.) 560kW (500V) HWD withou | 123426.61
6SE0180-1BD38-8AA7 | SINAMICS G180 2T3A-87501-630 230-500 V, IT, 50/60 Hz Motor output (typ.) 630kW (500V) HWD withou | 136706.66
6SE0180-1BD41-0AA7 | SINAMICS G180 2T3A-87501-710 230-500 V, IT, 50/60 Hz Motor output (typ.) 710kW (500V) HWD withou | 155455
6SE0180-1BH34-2AA7 | SINAMICS G180 2T3A-87601-400 400-690V IT, 50/60 Hz Motor output (typ.) 400kW (690V) HWD without | 94783.28
6SE0180-1BH35-2AA7 | SINAMICS G180 2T3A-87601-500 400-690V IT, 50/60 Hz Motor output (typ.) 500kW (690V) HWD without | 115875.18
6SE0180-1BH35-7AA7 | SINAMICS G180 2T3A-87601-560 400-690V IT, 50/60 Hz Motor output (typ.) 560 kW (690 V) HWD withou | 128634.47
6SE0180-1BH36-4AA7 | SINAMICS G180 2T3A-87601-630 400-690V IT, 50/60 Hz Motor output (typ.) 630kW (690V) HWD without | 143216.51
6SE0180-1CH42-0AA7 | SINAMICS G180 2T3A-87602-919 400-690V IT, 50/60 Hz Motor output (typ.) 1910kW (690V) HWD without | 380174.72
6SE0180-2BD33-7AA7 | SINAMICS G180 2T3F-87501-250 230-500 V IT, 50/60 Hz Motor output (typ.) 250kW (500V) HWD without | 75774.55
6SE0180-2BD34-6AA7 | SINAMICS G180 2T3F-87501-315 230-500 V IT, 50/60 Hz Motor output (typ.) 315kW (500V) HWD without | 89315.01
6SE0180-2BD36-3AA7 | SINAMICS G180 2T3F-87501-400 230-500 V IT, 50/60 Hz Motor output (typ.) 400kW (500V) HWD without | 101293.09
6SE0180-2BH37-7AA7 | SINAMICS G180 2T3F-87601-800 400-690V IT, 50/60 Hz Motor output (typ.) 800kW (690V) HWD without | 179411.21
6SE0180-2BH41-0AA7 | SINAMICS G180 2T3F-87601-909 400-690V IT, 50/60 Hz Motor output (typ.) 900kW (690V) HWD without | 195555.62
6SE0180-2BH41-1AA7 | SINAMICS G180 2T3F-87601-910 400-690V IT, 50/60 Hz Motor output (typ.) 1000kW (690V) HWD without | 217689.08
6SE0180-2DH42-2AA7 | SINAMICS G180 2T3F-87603-920 400-690V IT, 50/60 Hz Motor output (typ.) 2090kW (690V) HWD without | 466104.63
6SL3005-0FG41-0AA7 | SINAMICS S120 Filter module for Active Interface Module 500-690 V 3 AC, 50/60 Hz, 1025 A Type ra | 40927.09
6SL3005-0FG41-3AA7 | SINAMICS S120 Filter module for Active Interface Module 500-690 V 3 AC, 50/60 Hz, 1270A Type rat | 49078.54
3RT1965-5XF42 | Changeover operating mechanism for 3RT106.-.X..-0LA2 or 3RT146.-.X..-0LA2 110 V DC x(0.7-1.25) s | 268.51
3RT1965-5XJ41 | Changeover operating mechanism for 3RT106.-.X..-0LA2 or 3RT146.-.X..-0LA2 72 V DC x(0.7-1.25) Su | 268.51
3RT1965-5XJ42 | Changeover operating mechanism for 3RT106.-.X..-0LA2 or 3RT146.-.X..-0LA2 72 V DC x(0.7-1.25) Su | 268.51
3RT1975-5XB41 | Changeover operating mechanism for 3RT107.-.X..-0LA2 or 3RT147.-.X..-0LA2 24 V DC x(0.7-1.25) Su | 490.45
3RT1975-5XB42 | Changeover operating mechanism for 3RT107.-.X..-0LA2 or 3RT147.-.X..-0LA2 24 V DC x(0.7-1.25) Su | 490.45
3RT1975-5XF41 | Changeover operating mechanism for 3RT107.-.X..-0LA2 or 3RT147.-.X..-0LA2 110 V DC x(0.7-1.25) s | 541.55
3RT2016-1AF01-1AA0 | Power contactor, AC-3 9 A, 4 kW / 400 V 1 NO, 110 V AC, 50/60 Hz 3-pole, Size S00 screw terminal | 29.04
6SL3064-2AB01-0AA0 | SINAMICS/SINUMERIK/SIMOTION REPLACEMENT TERMINAL BLOCK FOR CU320-2, NCU 7X0.3D4X5; 14-POLE, X122 | 9.32
6SL3065-1FJ00-0AA0 | SINAMICS S120 Installation kit for Active Interface Module for Rittal TS8 cabinet Cabinet width: | 5213.55
6SL3162-1AA01-0AX0 | SINAMICS S120 BOOKSIZE CONTROL SUPPLY MODULE X1 PLUG | 6.55
6SL3162-1AA02-0AX0 | SINAMICS S120 BOOKSIZE MOTOR MODULE X11 Plug | 0.53
6SL3162-1AA03-0AX0 | SINAMICS S120 BOOKSIZE IP20/IP20 X21 PLUG | 2.93
6SL3162-2MA00-0AX0 | SINAMICS S120 BOOKSIZE MOTOR MODULE X1 Plug | 8.8
6SL3210-1KE26-0UF1 | SINAMICS G120C RATED POWER 30.0KW WITH 150% OVERLOAD FOR 3 SEC 3AC380-480V +10/-20% 47-63HZ UNFI | 4043.34
6SL3210-1KE27-0AF1 | SINAMICS G120C RATED POWER 37.0KW WITH 150% OVERLOAD FOR 3 SEC 3AC380-480V +10/-20% 47-63HZ INTE | 5381.79
6SL3210-1KE27-0UF1 | SINAMICS G120C RATED POWER 37.0KW WITH 150% OVERLOAD FOR 3 SEC 3AC380-480V +10/-20% 47-63HZ UNFI | 4867.79
6SL3210-1KE28-4AF1 | SINAMICS G120C RATED POWER 45.0KW WITH 150% OVERLOAD FOR 3 SEC 3AC380-480V +10/-20% 47-63HZ INTE | 6512.75
3RT2016-2UB41 | Power contactor, AC-3 9 A, 4 kW / 400 V 1 NO, 24 V DC with varistor integrated, 3-pole, Size S00 | 36.17
3RT2016-2XB41-0LA2 | Traction contactor, AC-3 9 A, 4 kW / 400 V 1 NO, 24-34 V DC, 0.7-1.25* US with integrated varist | 62.54
3RT2016-2XB42-0LA2 | Traction contactor, AC-3 9 A, 4 kW / 400 V 1 NC, 24-34 V DC, 0.7-1.25* US with integrated varist | 56.09
3RT2016-2XF41-0LA2 | Traction contactor, AC-3 9 A, 4 kW / 400 V 1 NO, 72 - 125 V DC, 0.7-1.25* US with integrated var | 56.09
6SL3210-1PE33-0AL0 | SINAMICS G120/S120 POWER MODULE PM240-2 FSG C2 WITH BUILT IN BRAKING CHOPPER 3AC380-480V+10/-10% | 16841.53
6SL3210-1PE33-0CL0 | SINAMICS G120/S120 POWER MODULE PM240-2 FSG C3 WITH BUILT IN BRAKING CHOPPER 3AC380-480V+10/-10% | 15310.5
6SL3210-1PE33-7AL0 | SINAMICS G120/S120 POWER MODULE PM240-2 FSG C2 WITH BUILT IN BRAKING CHOPPER 3AC380-480V+10/-10% | 19661.7
6SL3210-1PE33-7CL0 | SINAMICS G120/S120 POWER MODULE PM240-2 FSG C3 WITH BUILT IN BRAKING CHOPPER 3AC380-480V+10/-10% | 17874.26
6SL3210-1PE34-8AL0 | SINAMICS G120/S120 POWER MODULE PM240-2 FSG C2 WITH BUILT IN BRAKING CHOPPER 3AC380-480V+10/-10% | 22720.19
6SL3210-1RE31-1AL0 | SINAMICS G120 POWER MODULE PM240P-2 WITH BUILT IN CL. A FILTER 3AC380-480V +10/-20% 47-63HZ OUTP | 8390.52
6SL3210-1RE31-1UL0 | SINAMICS G120 POWER MODULE PM240P-2 UNFILTERED 3AC380-480V +10/-20% 47-63HZ OUTPUT HIGH OVERLOAD | 7616.2
6SL3210-1RE31-5AL0 | SINAMICS G120 POWER MODULE PM240P-2 WITH BUILT IN CL. A FILTER 3AC380-480V +10/-20% 47-63HZ OUTP | 10211.81
6SL3210-1RE31-5UL0 | SINAMICS G120 POWER MODULE PM240P-2 UNFILTERED 3AC380-480V +10/-20% 47-63HZ OUTPUT HIGH OVERLOAD | 9272.27
6SL3210-1RH22-7UL0 | SINAMICS G120 POWER MODULE PM240P-2 UNFILTERED 3AC500-690V+10/-20% 47-63Hz OUTPUT HIGH OVERLOAD: | 3778.51
6SL3210-1RH23-5AL0 | SINAMICS G120 POWER MODULE PM240P-2 WITH BUILT IN CL. A FILTER 3AC500-690V+10/-20% 47-63Hz OUTPU | 5434.66
6SL3210-1RH23-5UL0 | SINAMICS G120 POWER MODULE PM240P-2 UNFILTERED 3AC500-690V+10/-20% 47-63Hz OUTPUT HIGH OVERLOAD: | 4918.16
6SL3210-1RH24-2AL0 | SINAMICS G120 POWER MODULE PM240P-2 WITH BUILT IN CL. A FILTER 3AC500-690V+10/-20% 47-63Hz OUTPU | 6766.27
6SL3210-1RH31-4UL0 | SINAMICS G120 POWER MODULE PM240P-2 UNFILTERED 3AC500-690V+10/-20% 47-63Hz OUTPUT HIGH OVERLOAD: | 16198.93
6SL3210-5BB21-1BV1 | SINAMICS V20 1 AC 200-240 V -10/+10% 47-6 Rated power 1.1 kW with 150% overload for 60 sec. Inte | 272.16
6SL3210-5BB21-1UV1 | SINAMICS V20 1 AC 200-240 V -10/+10% 47-6 Rated power 1.1 kW with 150% overload for 60 sec. unfi | 250.18
6SL3210-5BB21-5BV1 | SINAMICS V20 1 AC 200-240 V -10/+10% 47-6 Rated power 1.5 kW with 150% overload for 60 sec. Inte | 305.85
6SL3210-5BB21-5UV1 | SINAMICS V20 1 AC 200-240 V -10/+10% 47-6 Rated power 1.5 kW with 150% overload for 60 sec. unfi | 283.86
6SL3210-5FE10-8UF0 | SINAMICS V90, with PROFINET Input voltage: 380-480 V 3 A -15%/+10% 2.6 A 45-66 Hz Output voltage | 831.94
6SL3210-5FE11-0UF0 | SINAMICS V90, with PROFINET Input voltage: 380-480 V 3 A -15%/+10% 3.8 A 45-66 Hz Output voltage | 908.94
6SL3210-5FE11-5UF0 | SINAMICS V90, with PROFINET Input voltage: 380-480 V 3 A -15%/+10% 6.6 A 45-66 Hz Output voltage | 1054.28
6SL3210-5FE12-0UF0 | SINAMICS V90, with PROFINET Input voltage: 380-480 V 3 A -15%/+10% 9.8 A 45-66 Hz Output voltage | 1225.31
6SL3211-1PC31-8UL0 | SINAMICS G120 POWER MODULE PM240-2 Push Through, UNFILTERED WITH BUILT IN BRAKING CHOPPER 3AC200 | 16239.95
6SL3211-1PE27-5AL0 | SINAMICS G120 POWER MODULE PM240-2 Push Through, WITH BUILT IN CL. A FILTER WITH BUILT IN BRAKIN | 11706.52
6SL3211-1PE27-5UL0 | SINAMICS G120 POWER MODULE PM240-2 Push Through, WITHOUT FILTER WITH BUILT IN BRAKING CHOPPER 3A | 10588.06
6SL3211-1PE31-1AL0 | SINAMICS G120 POWER MODULE PM240-2 Push Through, WITH BUILT IN CL. A FILTER WITH BUILT IN BRAKIN | 16254.88
3RT2018-2AP01-ZW96 | Power contactor, AC-3 16 A, 7.5 kW / 400 V 1 NO, 230 V AC, 50/60 Hz 3-pole, Size S00 Spring-type | 46.21
3RT2018-2BB42-1AA0-ZW96 | Power contactor, AC-3 16 A, 7.5 kW / 400 V 1 NC, 24 V DC 3-pole, Size S00 Spring-type terminals | 77.23
3RT2018-2BB42-1AA0-ZX95 | Power contactor, AC-3 16 A, 7.5 kW / 400 V 1 NC, 24 V DC 3-pole, Size S00 Spring-type terminals | 77.23
3RT2018-2UB41 | Contactor, AC-3, 7.5 kW / 400 V, 1 NO, 24 V DC, with integrated varistor, 3-pole, size S00 Sprin | 72.67
3RT2023-1DB40 | Power contactor, AC-3 9 A, 4 kW / 400 V 1 NO + 1 NC, 24 V DC with varistor 3-pole Size S0, screw | 77.21
6SL3255-0AA00-4HA1 | Handheld unit for Intelligent Operator Panel IOP-2 includes IOP-2, handheld housing Power supply | 395.82
6SL3255-0AA00-4JA2 | SINAMICS G Intelligent Operator Panel IOP-2 for SINAMICS G120, G120P G110M, G110D, G120D, G120C | 212.05
6SL3255-0AA00-5AA0 | SINAMICS G120 Web Server Module | 212.05
6SL3255-0VA00-5AA0 | SINAMICS V20 Smart Access Web Server Module | 189.62
6SL3305-7TG41-3AA5 | SINAMICS S120 Active Interface Module for Active Line Module 1400 kW 500-690V 3AC, 50/60 Hz, 127 | 63714.6
6SL3305-7TG41-6AA5 | SINAMICS S120 Active Interface Module for Active Line Module 1700 kW 500-690V 3AC, 50/60 Hz, 156 | 76652.26
6SL3325-1TE41-2AA3 | SINAMICS S120 Motor Module Input: 510-720 V DC Output: 380-480V 3AC, 50/60 Hz, 1260A, Rated powe | 64271.07
3RT2023-2DB40 | Power contactor, AC-3 9 A, 4 kW / 400 V 1 NO + 1 NC, 24 V DC with varistor 3-pole, Size S0, spri | 77.21
3RT2024-1AC20-ZW96 | power contactor, AC-3 12 A, 5.5 kW / 400 V 1 NO + 1 NC, 24 V AC, 50 / 60 Hz 3-pole, Size S0 scre | 38.43
3RT2024-1AC20-ZX95 | power contactor, AC-3 12 A, 5.5 kW / 400 V 1 NO + 1 NC, 24 V AC, 50 / 60 Hz 3-pole, Size S0 scre | 38.43
3RT2024-1AU60 | power contactor, AC-3 12 A, 5.5 kW / 400 V 1 NO + 1 NC, 277 V AC, 60 Hz 3-pole, Size S0 screw te | 41.34
3RT2024-1DB40 | Power contactor, AC-3 12 A, 5.5 kW / 400 V 1 NO + 1 NC, 24 V DC with varistor 3-pole Size S0, sc | 83.45
6SL3335-7TG37-4AA3 | SINAMICS S120 Active Line Module, Input: 500-690V 3AC, 50/60 Hz, 735A Output: 750-1035 V DC, 790 | 63158.12
6SL3335-7TG38-1AA3 | SINAMICS S120 Active Line Module, Input: 500-690V 3AC, 50/60 Hz, 810 A Output: 750-1035 V DC, 87 | 69557.44
6SL3705-0MX22-0AA3 | SINAMICS S120 Cabinet Module Auxiliary power supply module 25 A, 230 V 2AC, 10 A 24 V DC, 20 A C | 7973.73
3RT2026-1DB40 | Power contactor, AC-3 25 A, 11 kW / 400 V 1 NO + 1 NC, 24 V DC with varistor 3-pole, Size S0 Scr | 111.86
3RT2017-1XF42-0LA2 | Traction contactor, AC-3 12 A, 5.5 kW / 400 V 1 NC, 72 - 125 V DC, 0.7-1.25*US with integrated v | 60.74
6SL3210-1PH31-7CL0 | SINAMICS G120/S120 POWER MODULE PM240-2 FSG C3 WITH BUILT IN BRAKING CHOPPER 3AC500-690V+10/-10% | 17607.04
6SL3210-1PH32-5CL0 | SINAMICS G120/S120 POWER MODULE PM240-2 FSG C3 WITH BUILT IN BRAKING CHOPPER 3AC500-690V+10/-10% | 23752.88
6SL3210-1RE27-5AL0 | SINAMICS G120 POWER MODULE PM240P-2 WITH BUILT IN CL. A FILTER; 3AC380-480V +10/-20% 47-63HZ OUT | 5883.73
6SL3210-1RE28-8AL0 | SINAMICS G120 POWER MODULE PM240P-2 WITH BUILT IN CL. A FILTER 3AC380-480V +10/-20% 47-63HZ OUTP | 7219.7
6SL3210-1RE31-8UL0 | SINAMICS G120 POWER MODULE PM240P-2 UNFILTERED 3AC380-480V +10/-20% 47-63HZ OUTPUT HIGH OVERLOAD | 10962.74
6SL3210-1RE32-1UL0 | SINAMICS G120 POWER MODULE PM240P-2 UNFILTERED 3AC380-480V +10/-20% 47-63HZ OUTPUT HIGH OVERLOAD | 12531.61
6SL3210-1RH22-3AL0 | SINAMICS G120 POWER MODULE PM240P-2 WITH BUILT IN CL. A FILTER 3AC500-690V+10/-20% 47-63Hz OUTPU | 3579.65
6SL3210-1RH22-7AL0 | SINAMICS G120 POWER MODULE PM240P-2 WITH BUILT IN CL. A FILTER 3AC500-690V+10/-20% 47-63Hz OUTPU | 4225.94
6SL3210-1RH24-2UL0 | SINAMICS G120 POWER MODULE PM240P-2 UNFILTERED 3AC500-690V+10/-20% 47-63Hz OUTPUT HIGH OVERLOAD: | 6113.2
6SL3210-1RH25-2UL0 | SINAMICS G120 POWER MODULE PM240P-2 UNFILTERED 3AC500-690V+10/-20% 47-63Hz OUTPUT HIGH OVERLOAD: | 7510.12
6SL3210-1RH31-2AL0 | SINAMICS G120 POWER MODULE PM240P-2 WITH BUILT IN CL. A FILTER 3AC500-690V+10/-20% 47-63Hz OUTPU | 15783.94
6SL3210-1RH31-4AL0 | SINAMICS G120 POWER MODULE PM240P-2 WITH BUILT IN CL. A FILTER 3AC500-690V+10/-20% 47-63Hz OUTPU | 17785.38
6SL3210-5FB10-1UF0 | SINAMICS V90, with PROFINET Input voltage: 200-240 V 1/3-phase AC -15%/+10% 2.5/1.5 A 45-66 Hz O | 828.96
6SL3210-5FB10-2UA1 | SINAMICS V90, Input voltage: 200-240 V 1/3-phase AC -15%/+10% 3.0/1.8 A 45-66 Hz Output voltage: | 664.1
6SL3210-5FB11-0UF1 | SINAMICS V90, with PROFINET Input voltage: 200-240 V 3-P -15%/+10% 7.0 A 45-66 Hz Output voltage | 933.67
6SL3210-5FB12-0UF0 | SINAMICS V90, with PROFINET Input voltage: 200-240 V 3-P -15%/+10% 12.0 A 45-66 Hz Output voltag | 1260.11
6SL3210-5FE15-0UF0 | SINAMICS V90, with PROFINET Input voltage: 380-480 V 3 A -15%/+10% 15.8 A 45-66 Hz Output voltag | 2081.25
6SL3210-5HB10-1UF0 | SINAMICS S210 Input voltage: 200-240V 1AC; -10%/+10%; 1.4A; 45-66Hz; Output voltage: 0-input V; | 1004.49
6SL3211-1PC22-8UL0 | SINAMICS Power Module PM240-2 unfiltered with integrated braking chopper 200-240V3AC+10/-10% 47- | 2463.93
6SL3211-1PC31-1UL0 | SINAMICS G120 POWER MODULE PM240-2 Push Through, UNFILTERED WITH BUILT IN BRAKING CHOPPER 3AC200 | 9514.32
6SL3211-1PE31-1UL0 | SINAMICS G120 POWER MODULE PM240-2 Push Through, WITHOUT FILTER WITH BUILT IN BRAKING CHOPPER 3A | 14763.63
6SL3211-1PE32-5UL0 | SINAMICS G120 POWER MODULE PM240-2 Push Through, WITHOUT FILTER WITH BUILT IN BRAKING CHOPPER 3A | 26097.28
3RT2018-1AP02-2AA0 | Power contactor, AC-3 16 A, 7.5 kW / 400 V 1 NC, 230 V AC, 50/60 Hz 3-pole, Size S00 screw termi | 43.95
3RT2018-1UB41 | Contactor, AC-3, 7.5 kW / 400 V, 1 NO, 24 V DC, with varistor integrated, 3-pole, Size S00, scre | 72.67
3RT2018-2XB41-2LA2 | Contactor for railway, AC-3, 7.5 kW 400 V, 1 NO,24 V DC, 0,7...1,25*US, with integrated varistor | 77.76
3RT2018-2XF41-2LA2 | Contactor for railway, AC-3, 7.5 kW 400 V, 1 NO,DC 72-125V,0.7-1.25*US, with integrated varistor | 77.76
3RT2023-1AL20-ZW97 | power contactor, AC-3 9 A, 4 kW / 400 V 1 NO + 1 NC, 230 V AC 50 / 60 Hz, 3-pole Size S0, screw | 32.54
3RT2023-1AP00-ZW97 | power contactor, AC-3 9 A, 4 kW / 400 V 1 NO + 1 NC, 230 V AC, 50 Hz 3-pole, Size S0 screw termi | 32.54
6SL3256-0VE00-6AA0 | SINAMICS V20 I/O extension module I/O interface: 2 DI, 2 relays | 67.42
3RT2026-2AF08-0KT2 | Power contactor, AC-3 25 A, 11 kW / 400 V 2 NO + 2 NC, 110 V AC, 50 Hz, 3-pole, Size S0 Spring-t | 72.67
3RT2027-1AC20-ZW96 | Power contactor, AC-3 32 A, 15 kW / 400 V 1 NO + 1 NC, 24 V AC 50/60 Hz, 3-pole Size S0, screw t | 98.12
3RT2027-1AC20-ZX95 | Power contactor, AC-3 32 A, 15 kW / 400 V 1 NO + 1 NC, 24 V AC 50/60 Hz, 3-pole Size S0, screw t | 98.12
3RT2045-1AD04 | power contactor, AC-3 80 A, 37 kW / 400 V 2 NO + 2 NC, 42 V AC, 50 Hz 3-pole, 3 NO, Size S3 scre | 244.67
3RT2045-1AD20 | power contactor, AC-3 80 A, 37 kW / 400 V 1 NO + 1 NC, 42 V AC, 50/60 Hz 3-pole, 3 NO, Size S3 s | 229.93
3RT2045-1AD24 | power contactor, AC-3 80 A, 37 kW / 400 V 2 NO + 2 NC, 42 V AC, 50 Hz 3-pole, 3 NO, Size S3 scre | 244.67
3RT2045-1AF00 | power contactor, AC-3 80 A, 37 kW / 400 V 1 NO + 1 NC, 110 V AC, 50 Hz 3-pole, 3 NO, Size S3 scr | 223.1
3RT2045-1AM20 | power contactor, AC-3 80 A, 37 kW / 400 V 1 NO + 1 NC, 208 V AC/50/60 Hz 3-pole, 3 NO, Size S3 s | 229.93
3RT2045-1AN20 | power contactor, AC-3 80 A, 37 kW / 400 V 1 NO + 1 NC, 220 V AC/50/60 Hz 3-pole, 3 NO, Size S3 s | 223.1
3RT2045-1AN24 | power contactor, AC-3 80 A, 37 kW / 400 V 2 NO + 2 NC, 220 V AC/50/60 Hz 3-pole, 3 NO, Size S3 s | 236.7
3RT2045-1AN60 | power contactor, AC-3 80 A, 37 kW / 400 V 1 NO + 1 NC, 200 V AC/50 Hz 200-220 V/60 Hz 3-pole, 3 | 229.93
3RT2045-1AV04 | power contactor, AC-3 80 A, 37 kW / 400 V 2 NO + 2 NC, 400 V AC/50 Hz 3-pole, 3 NO, Size S3 scre | 244.67
3RT2045-1AV60 | power contactor, AC-3 80 A, 37 kW / 400 V 1 NO + 1 NC, 480 V AC/60 Hz 3-pole, 3 NO, Size S3 scre | 229.93
3RT2045-1CL24-3MA0 | power contactor, AC-3 80 A, 37 kW / 400 V 2 NO + 2 NC, 230 V AC 50/60 Hz 3-pole, 3 NO, Size S3 s | 247.49
3RT2045-1CP04 | power contactor, AC-3 80 A, 37 kW / 400 V 2 NO + 2 NC, 230 V AC/50 Hz 3-pole, 3 NO, Size S3 scre | 244.67
3RT2045-1NP34 | power contactor, AC-3 80 A, 37 kW / 400 V 2 NO + 2 NC, 175-280 V AC/DC 3-pole, 3 NO, Size S3 scr | 326.42
3RT2045-1XB40-0LA2 | Traction contactor, AC-3 80 A, 37 kW / 400 V 1 NO + 1 NC, 24 V DC 0.7-1.25*US 3-pole, 3 NO, Size | 432.57
3RT2045-1XF40-0LA2 | Traction contactor, AC-3 80 A, 37 kW / 400 V 1 NO + 1 NC, 110 V DC 0.7-1.25*US 3-pole, 3 NO, Siz | 432.57
3RT2045-3AB00 | power contactor, AC-3 80 A, 37 kW / 400 V 1 NO + 1 NC, 24 V AC 50 Hz 3-pole, 3 NO, Size S3 Sprin | 223.1
3RT2045-3AV00 | power contactor, AC-3 80 A, 37 kW / 400 V 1 NO + 1 NC, 400 V AC/50 Hz 3-pole, 3 NO, Size S3 Spri | 229.93
3RT2045-3CP04-3MA0 | power contactor, AC-3 80 A, 37 kW / 400 V 2 NO + 2 NC, 230 V AC/50 Hz 3-pole, 3 NO, Size S3 Spri | 247.49
3RT2045-3KB40 | power contactor, AC-3 80 A, 37 kW / 400 V 1 NO + 1 NC,24 V DC 3-pole, 3 NO, Size S3 Spring-type | 310.51
3RT2045-3KB40-0VT0 | Power contactor, AC-3 80 A, 37 kW / 400 V 1NO + 1NC,24 V DC 3-pole, 3 NO, Size S3 Spring-type te | 364
3RT2046-1AC24 | power contactor, AC-3 95 A, 45 kW / 400 V 2 NO + 2 NC, 24 V AC, 50/60 Hz 3-pole, 3 NO, Size S3 s | 293.5
3RT2046-1AD00 | power contactor, AC-3 95 A, 45 kW / 400 V 1 NO + 1 NC, 42 V AC, 50 Hz 3-pole, 3 NO, Size S3 scre | 286.68
3RT2046-1AD04 | power contactor, AC-3 95 A, 45 kW / 400 V 2 NO + 2 NC, 42 V AC, 50 Hz 3-pole, 3 NO, Size S3 scre | 302
3RT2046-1AD20 | power contactor, AC-3 95 A, 45 kW / 400 V 1 NO + 1 NC, 42 V AC, 50 Hz 3-pole, 3 NO, Size S3 scre | 286.68
3RT2046-1AL00 | power contactor, AC-3 95 A, 45 kW / 400 V 1 NO + 1 NC, 125 V AC, 50 Hz 3-pole, 3 NO, Size S3 scr | 286.68
3RT2046-1AL20 | power contactor, AC-3 95 A, 45 kW / 400 V 1 NO + 1 NC, 230 V AC, 50/60 Hz 3-pole, 3 NO, Size S3 | 278.72
3RT2046-1AL24 | power contactor, AC-3 95 A, 45 kW / 400 V 2 NO + 2 NC, 230 V AC, 50/60 Hz 3-pole, 3 NO, Size S3 | 293.5
3RT2046-1AL26 | power contactor, AC-3 95 A, 45 kW / 400 V 2 NO + 2 NC, 230 V AC, 50/60 Hz 3-pole, 3 NO, Size S3 | 293.5
6SL3305-7TG37-4AA5 | SINAMICS S120 Active Interface Module for Active Line Module 800 kW 500-690V 3AC, 50/60 Hz, 735A | 41873.59
6SL3310-1PG33-7AA0 | SINAMICS G120P Power Module IP20 500-690V 3AC, 50/60 Hz, 368A Rated power: 315kW 6-pulse supply | 28867.26
6SL3310-1PG34-5AA0 | SINAMICS G120P Power Module IP20 500-690V 3AC, 50/60 Hz, 453A Rated power: 400kW 6-pulse supply | 41031.44
6SL3325-1TE41-4AS3 | SINAMICS S120 Motor Module Input: 510-720 V DC Output: 380-480V 3AC, 50/60 Hz, 1330A, Rated powe | 79991.03
3RT2025-1AC20-ZW96 | power contactor, AC-3 17 A, 7.5 kW / 400 V 1 NO + 1 NC, 24 V AC, 50 / 60 Hz, 3-pole, Size S0, sc | 51.02
3RT2025-1DB40 | Power contactor, AC-3 17 A, 7.5 kW / 400 V 1 NO + 1 NC, 24 V DC with varistor 3-pole, Size S0, s | 97.09
6SL3335-7TE41-0AA3 | SINAMICS S120 Active Line Module, Input: 380-480V 3AC, 50/60 Hz, 985A Output: 570-720 V DC, 1100 | 49942.23
6SL3335-7TE41-4AA3 | SINAMICS S120 Active Line Module, Input: 380-480V 3AC, 50/60 Hz, 1405A Output: 570-720 V DC, 157 | 70809.44
6SL3362-0AL00-0AA1 | *Spare part* Axial blower 3314NHH-140 24V 3450 rpm | 140.92
3RT2026-1AU60 | power contactor, AC-3 25 A, 11 kW / 400 V 1 NO + 1 NC, 277 V AC, 60 Hz, 3-pole, Size S0 screw te | 63.58
3RT2027-1AT60 | Power contactor, AC-3 32 A, 15 kW / 400 V 1 NO + 1 NC, 600 V AC, 60 Hz 3-pole, size S0 screw ter | 101.29
3RT2027-1DB40 | Contactor, AC-3, 15 kW / 400 V, 1 NO + 1 NC, 24 V DC, with varistor 3-pole, Size S0, screw termi | 146.48
3RT2028-1DB40 | Contactor, AC-3, 18.5 kW / 400 V, 1 NO + 1 NC, 24 V DC with varistor 3-pole, Size S0, screw term | 160.07
3RT2045-1AC10 | power contactor, AC-3 80 A, 37 kW / 400 V 1 NO + 1 NC, 24 V AC, 60 Hz 3-pole, 3 NO, Size S3 scre | 229.93
3RT2045-1AC24 | power contactor, AC-3 80 A, 37 kW / 400 V 2 NO + 2 NC, 24 V AC, 50/60 Hz 3-pole, 3 NO, Size S3 s | 236.7
3RT2045-1AG20 | power contactor, AC-3 80 A, 37 kW / 400 V 1 NO + 1 NC, 110 V AC, 50/60 Hz 3-pole, 3 NO, Size S3 | 223.1
3RT2045-1AG60 | power contactor, AC-3 80 A, 37 kW / 400 V 1 NO + 1 NC, 100 V AC/50 Hz 100-110 V/60 Hz 3-pole, 3 | 229.93
3RT2045-1AL20 | power contactor, AC-3 80 A, 37 kW / 400 V 1 NO + 1 NC, 230 V AC/50/60 Hz 3-pole, 3 NO, Size S3 s | 223.1
3RT2045-1AL26 | power contactor, AC-3 80 A, 37 kW / 400 V 2 NO + 2 NC, 230 V AC/50/60 Hz 3-pole, 3 NO, Size S3 s | 236.7
3RT2045-1AP00 | power contactor, AC-3 80 A, 37 kW / 400 V 1 NO + 1 NC, 230 V AC/50 Hz 3-pole, 3 NO, Size S3 scre | 223.1
3RT2045-1AP04 | power contactor, AC-3 80 A, 37 kW / 400 V 2 NO + 2 NC, 230 V AC/50 Hz 3-pole, 3 NO, Size S3 scre | 236.7
3RT2045-1AR64 | power contactor, AC-3 80 A, 37 kW / 400 V 2 NO + 2 NC, 400 V AC/50 Hz 400-440 V/60 Hz 3-pole, 3 | 244.67
3RT2045-1AU00 | power contactor, AC-3 80 A, 37 kW / 400 V 1 NO + 1 NC, 240 V AC/50 Hz 3-pole, 3 NO, Size S3 scre | 223.1
3RT2045-1KB40 | power contactor, AC-3 80 A, 37 kW / 400 V 1 NO + 1 NC,24 V DC 3-pole, 3 NO, Size S3 screw termin | 310.51
3RT2045-1KB44-3MA0 | Power contactor, AC-3 80 A, 37 kW / 400 V 2 NO + 2 NC,24 V DC 3-pole, 3 NO, Size S3 Screw termin | 328.12
3RT2045-1NE30 | power contactor, AC-3 80 A, 37 kW / 400 V 1 NO + 1 NC, 48-80 V AC/DC 3-pole, 3 NO, Size S3 screw | 323.03
3RT2045-1NF34 | power contactor, AC-3 80 A, 37 kW / 400 V 2 NO + 2 NC, 84-155 V AC/DC 3-pole, 3 NO, Size S3 scre | 326.42
3RT2045-3AF00 | power contactor, AC-3 80 A, 37 kW / 400 V 1 NO + 1 NC, 110 V AC 50 Hz 3-pole, 3 NO, Size S3 Spri | 223.1
3RT2045-3AF06 | power contactor, AC-3 80 A, 37 kW / 400 V 2 NO + 2 NC, 110 V AC 50 Hz 3-pole, 3 NO, Size S3 Spri | 236.7
3RT2045-3AN20 | power contactor, AC-3 80 A, 37 kW / 400 V 1 NO + 1 NC, 220 V AC/50/60 Hz 3-pole, 3 NO, Size S3 S | 223.1
3RT2045-3AP06 | power contactor, AC-3 80 A, 37 kW / 400 V 2 NO + 2 NC, 230 V AC/50 Hz 3-pole, 3 NO, Size S3 Spri | 236.7
3RT2045-3KB44-3MA0 | Power contactor, AC-3 80 A, 37 kW / 400 V 2 NO + 2 NC,24 V DC 3-pole, 3 NO, Size S3 Spring-type | 328.12
3RT2045-3NB30-0CC0 | power contactor, AC-3 80 A, 37 kW / 400 V 1 NO + 1 NC, 20-33 V AC/DC communication-capable 3-pol | 332.09
3RT2045-3XJ40-0LA2 | Traction contactor, AC-3 80 A, 37 kW / 400 V 1 NO + 1 NC, 72 V DC 0.7-1.25*US 3-pole, 3 NO, Size | 432.57
3RT2046-1AB04 | power contactor, AC-3 95 A, 45 kW / 400 V 2 NO + 2 NC, 24 V AC, 50 Hz 3-pole, 3 NO, Size S3 scre | 293.5
3RT2046-1AF00 | power contactor, AC-3 95 A, 45 kW / 400 V 1 NO + 1 NC, 110 V AC, 50 Hz 3-pole, 3 NO, Size S3 scr | 278.72
3RT2046-1AG20 | power contactor, AC-3 95 A, 45 kW / 400 V 1 NO + 1 NC, 110 V AC, 50/60 Hz 3-pole, 3 NO, Size S3 | 278.72
3RT2046-1AK60 | power contactor, AC-3 95 A, 45 kW / 400 V 1 NO + 1 NC, 110 V AC, 50 Hz Hz 120 V/60 Hz 3-pole, 3 | 278.72
3RT2046-1AK64 | power contactor, AC-3 95 A, 45 kW / 400 V 2 NO + 2 NC, 110 V AC, 50 Hz Hz 120 V/60 Hz 3-pole, 3 | 293.5
3RT2046-1AM20 | power contactor, AC-3 95 A, 45 kW / 400 V 1 NO + 1 NC, 208 V AC, 50/60 Hz 3-pole, 3 NO, Size S3 | 286.68
3RT2046-1AN00 | power contactor, AC-3 95 A, 45 kW / 400 V 1 NO + 1 NC, 220 V AC, 50 Hz 3-pole, 3 NO, Size S3 scr | 286.68
3RT2046-1AP04-3MA0 | power contactor, AC-3 95 A, 45 kW / 400 V 2 NO + 2 NC, 230 V AC, 50 Hz 3-pole, 3 NO, Size S3 scr | 295.76
3RT2046-1AP60-0UA0 | power contactor, AC-3 95 A, 45 kW / 400 V 1 NO + 1 NC, 220 V AC, 50 Hz 240 V/60 Hz 3-pole, 3 NO, | 282.14
3RT2046-1AR64 | power contactor, AC-3 95 A, 45 kW / 400 V 2 NO + 2 NC, 400 V AC, 50 Hz 400-440 V/60 Hz 3-pole, 3 | 302
3RT2046-1AU00 | power contactor, AC-3 95 A, 45 kW / 400 V 1 NO + 1 NC, 240 V AC, 50 Hz 3-pole, 3 NO, Size S3 scr | 278.72
3RT2046-1AV04 | power contactor, AC-3 95 A, 45 kW / 400 V 2 NO + 2 NC, 400 V AC, 50 Hz 3-pole, 3 NO, Size S3 scr | 302
3RT2046-1KB40-1AA0 | power contactor, AC-3 95 A, 45 kW / 400 V 1 NO + 1 NC, 24 V DC 3-pole, 3 NO, Size S3 screw termi | 390.57
3RT2046-1NB30 | power contactor, AC-3 95 A, 45 kW / 400 V 1 NO + 1 NC, 20-33 V AC/DC 3-pole, 3 NO, Size S3 screw | 362.76
3RT2046-1NF34 | power contactor, AC-3 95 A, 45 kW / 400 V 2 NO + 2 NC, 84-155 V AC/DC 3-pole, 3 NO, Size S3 scre | 376.39
3RT2046-1NP34 | power contactor, AC-3 95 A, 45 kW / 400 V 2 NO + 2 NC, 175-280 V AC/DC 3-pole, 3 NO, Size S3 scr | 376.39
3RT2046-3AF00 | power contactor, AC-3 95 A, 45 kW / 400 V 1 NO + 1 NC, 110 V AC, 50 Hz 3-pole, 3 NO, Size S3 Spr | 278.72
3RT2046-3AG20 | power contactor, AC-3 95 A, 45 kW / 400 V 1 NO + 1 NC, 110 V AC, 50/60 Hz 3-pole, 3 NO, Size S3 | 278.72
3RT2046-3AP60 | power contactor, AC-3 95 A, 45 kW / 400 V 1 NO + 1 NC, 220 V AC, 50 Hz 240 V/60 Hz 3-pole, 3 NO, | 278.72
3RT2046-3CB04-3MA0 | power contactor, AC-3 95 A, 45 kW / 400 V 2 NO + 2 NC, 24 V AC, 50 Hz 3-pole, 3 NO, Size S3 Spri | 303.16
3RT2046-3NP30 | power contactor, AC-3 95 A, 45 kW / 400 V 1 NO + 1 NC, 175-280 V AC/DC 3-pole, 3 NO, Size S3 Spr | 362.76
3RT2046-3XB44-0LA2 | Traction contactor, AC-3 95 A, 45 kW / 400 V 2 NO + 2 NC, 24 V DC 0.7-1.25*US 3-pole, 3 NO, Size | 510.9
3RT2047-1AB00 | Power contactor, AC-3 115 A, 55 kW / 400 V 1 NO + 1 NC, 24 V AC, 50 Hz 3-pole, 3 NO, Size S3 sc | 323.03
3RT2047-1AB04 | Power contactor, AC-3 115 A, 55 kW / 400 V 2 NO + 2 NC, 24 V AC, 50 Hz 3-pole, 3 NO, Size S3 sc | 336.63
3RT2047-1AF04 | Contactor, AC-3, 55 kW/400 V 2 NO+2 NC, 110 V AC 50 Hz 3-pole, 3 NO, Size S3 Screw terminal | 336.63
3RT2047-1AK64-3MA0 | Contactor, AC-3, 55 kW/400 V 2 NO+2 NC, 110 V AC/50 Hz 120 V/60 Hz 3-pole, 3 NO, Size S3 Screw t | 339.48
3RT2047-1AP00 | Power contactor, AC-3 115 A, 55 kW / 400 V 1 NO + 1 NC, 230 V AC, 50 Hz 3-pole, 3 NO, Size S3 s | 323.03
3RT2047-1NB30 | Power contactor, AC-3 115 A, 55 kW / 400 V 1 NO + 1 NC, 20-33 V AC/DC 3-pole, 3 NO, Size S3 scr | 375.82
3RT2046-1AN60 | power contactor, AC-3 95 A, 45 kW / 400 V 1 NO + 1 NC, 200 V AC, 50 Hz 200-220 V/60 Hz 3-pole, 3 | 286.68
3RT2046-1AP00 | power contactor, AC-3 95 A, 45 kW / 400 V 1 NO + 1 NC, 230 V AC, 50 Hz 3-pole, 3 NO, Size S3 scr | 278.72
3RT2046-1AP00-1AA0 | power contactor, AC-3 95 A, 45 kW / 400 V 1 NO + 1 NC, 230 V AC, 50 Hz 3-pole, 3 NO, Size S3 scr | 306.55
3RT2046-1AV60 | power contactor, AC-3 95 A, 45 kW / 400 V 1 NO + 1 NC, 480 V AC, 60 Hz 3-pole, 3 NO, Size S3 scr | 286.68
3RT2046-1CB04-3MA0 | power contactor, AC-3 95 A, 45 kW / 400 V 2 NO + 2 NC, 24 V AC, 50 Hz 3-pole, 3 NO, Size S3 scre | 303.16
3RT2046-1CL24-3MA0 | power contactor, AC-3 95 A, 45 kW / 400 V 2 NO + 2 NC, 230 V AC, 50/60 Hz 3-pole, 3 NO, Size S3 | 303.16
3RT2046-1KB40 | power contactor, AC-3 95 A, 45 kW / 400 V 1 NO + 1 NC, 24 V DC 3-pole, 3 NO, Size S3 screw termi | 362.76
3RT2046-1XB40-0LA2 | Traction contactor, AC-3 95 A, 45 kW / 400 V 1 NO + 1 NC, 24 V DC 0.7-1.25*US 3-pole, 3 NO, Size | 495.02
3RT2046-1XF40-0LA2 | Traction contactor, AC-3 95 A, 45 kW / 400 V 1 NO + 1 NC, 110 V DC 0.7-1.25*US 3-pole, 3 NO, Siz | 495.02
3RT2046-3AB00 | power contactor, AC-3 95 A, 45 kW / 400 V 1 NO + 1 NC, 24 V AC, 50 Hz 3-pole, 3 NO, Size S3 Spri | 278.72
3RT2046-3AC20 | power contactor, AC-3 95 A, 45 kW / 400 V 1 NO + 1 NC, 24 V AC, 50/60 Hz 3-pole, 3 NO, Size S3 S | 278.72
3RT2046-3KB44-3MA0 | Power contactor, AC-3 95 A, 45 kW / 400 V 2 NO + 2 NC, 24 V DC 3-pole, 3 NO, Size S3 Spring-type | 378.62
3RT2046-3NB30 | power contactor, AC-3 95 A, 45 kW / 400 V 1 NO + 1 NC, 20-33 V AC/DC 3-pole, 3 NO, Size S3 Sprin | 362.76
3RT2046-3NB30-0CC0 | power contactor, AC-3 95 A, 45 kW / 400 V 1 NO + 1 NC, 20-33 V AC/DC communication-capable 3-pol | 384.29
3RT2046-3NB34-3MA0 | power contactor, AC-3 95 A, 45 kW / 400 V 2 NO + 2 NC, 20-33 V AC/DC 3-pole, 3 NO, Size S3 Sprin | 378.62
3RT2047-1AG20 | power contactor, AC-3 115 A, 55 kW / 400 V 1 NO + 1 NC, 110 V AC/50/60 Hz 3-pole, 3 NO, Size S3 | 323.03
3RT2047-1AH24 | Power contactor, AC-3 115 A, 55 kW / 400 V 2 NO + 2 NC, 48 V AC, 50 Hz 3-pole, 3 NO, Size S3 sc | 347.41
3RT2047-1AK60 | Contactor, AC-3, 55 kW/400 V 1 NO+1 NC, 110 V AC/50 Hz 120 V/60 Hz 3-pole, 3 NO, Size S3 Screw t | 323.03
3RT2047-1AK60-1AA0 | Contactor, AC-3, 55 kW/400 V 1 NO+1 NC, 110 V AC/50 Hz 120 V/60 Hz 3-pole, 3 NO, Size S3 Screw t | 352.51
3RT2047-1NB34 | Power contactor, AC-3 115 A, 55 kW / 400 V 2 NO + 2 NC, 20-33 V AC/DC 3-pole, 3 NO, Size S3 scr | 390.57
3RT2047-1NB34-3MA0 | Power contactor, AC-3 115 A, 55 kW / 400 V 2 NO + 2 NC, 20-33 V AC/DC 3-pole, 3 NO, Size S3 scr | 391.7
3RT2047-1NF30 | Power contactor, AC-3 115 A, 55 kW / 400 V 1 NO + 1 NC, 83-155 V AC/DC 3-pole, 3 NO, Size S3 sc | 375.82
3RT2047-1NF34 | Power contactor, AC-3 115 A, 55 kW / 400 V 2 NO + 2 NC, 83-155 V AC/DC 3-pole, 3 NO, Size S3 sc | 390.57
3RT2047-1NP30 | Power contactor, AC-3 115 A, 55 kW / 400 V 1 NO + 1 NC, 175-280 V AC/DC 3-pole, 3 NO, Size S3 s | 375.82
3RT2047-3NP30 | Power contactor, AC-3 115 A, 55 kW / 400 V 1 NO + 1 NC, 175-280 V AC/DC 3-pole, 3 NO, Size S3 S | 375.82
3RT2047-3XB40-0LA2 | Traction contactor, AC-3 115 A, 55 kW / 400 V 1 NO + 1 NC, 24 V DC 0.7-1.25*Us 3-pole, 3 NO, Si | 567.09
3RT2047-3XF40-0LA2 | Traction contactor, AC-3 115 A, 55 kW / 400 V 1 NO + 1 NC, 110 V DC 0.7-1.25*Us 3-pole, 3 NO, S | 567.09
3RT2047-3XJ40-0LA2 | Traction contactor, AC-3 115 A, 55 kW / 400 V 1 NO + 1 NC, 72 V DC 0.7-1.25*Us 3-pole, 3 NO, Si | 567.09
6SW1700-1JD00-0AA0 | SOFTWARE ON CD: DRIVE ES PCS7 V9.0 SP1 FUNCTION BLOCK LIBRARY TO LINK DRIVES IN THE PROCESS CONT | 2975.19
6SW1700-1JD00-0AA4 | SOFTWARE ON CD: DRIVE ES PCS 7 V9.0 SP1 FUNCTION BLOCK LIBRARY TO LINK DRIVES IN THE PROCESS CON | 1340.12
3RT2046-1AM00-1AA0 | power contactor, AC-3 95 A, 45 kW / 400 V 1 NO + 1 NC, 220 V AC, 50 Hz 3-pole, 3 NO, Size S3 scr | 302.6
3RT2046-1AP64 | power contactor, AC-3 95 A, 45 kW / 400 V 2 NO + 2 NC, 220 V AC, 50 Hz 240 V/60 Hz 3-pole, 3 NO, | 293.5
3RT2046-1AQ20 | power contactor, AC-3 95 A, 45 kW / 400 V 2 NO + 1 NC, 500 V AC, 50/60 Hz 3-pole, 3 NO, Size S3 | 286.68
3RT2046-1AR00 | power contactor, AC-3 95 A, 45 kW / 400 V 1 NO + 1 NC, 415 V AC, 50 Hz 3-pole, 3 NO, Size S3 scr | 286.68
3RT2046-1AR60 | power contactor, AC-3 95 A, 45 kW / 400 V 1 NO + 1 NC, 400 V AC, 50 Hz 400-440 V/60 Hz 3-pole, 3 | 286.68
3RT2046-1NB30-0UA0 | power contactor, AC-3 95 A, 45 kW / 400 V 1 NO + 1 NC, 20-33 V AC/DC 3-pole, 3 NO, Size S3 screw | 365.02
3RT2046-1NB34 | power contactor, AC-3 95 A, 45 kW / 400 V 2 NO + 2 NC, 20-33 V AC/DC 3-pole, 3 NO, Size S3 screw | 376.39
3RT2046-1NB34-3MA0 | power contactor, AC-3 95 A, 45 kW / 400 V 2 NO + 2 NC, 20-33 V AC/DC 3-pole, 3 NO, Size S3 screw | 378.62
3RT2046-1NE30 | power contactor, AC-3 95 A, 45 kW / 400 V 1 NO + 1 NC, 48-80 V AC/DC 3-pole, 3 NO, Size S3 screw | 374.67
3RT2046-3AL20 | power contactor, AC-3 95 A, 45 kW / 400 V 1 NO + 1 NC, 230 V AC, 50/60 Hz 3-pole, 3 NO, Size S3 | 278.72
3RT2046-3AN20 | power contactor, AC-3 95 A, 45 kW / 400 V 1 NO + 1 NC, 230 V AC, 50/60 Hz 3-pole, 3 NO, Size S3 | 278.72
3RT2046-3AP00 | power contactor, AC-3 95 A, 45 kW / 400 V 1 NO + 1 NC, 230 V AC, 50 Hz 3-pole, 3 NO, Size S3 Spr | 278.72
3RT2046-3AP06 | power contactor, AC-3 95 A, 45 kW / 400 V 2 NO + 2 NC, 230 V AC, 50 Hz 3-pole, 3 NO, Size S3 Spr | 293.5
3RT2046-3XF40-0LA2 | Traction contactor, AC-3 95 A, 45 kW / 400 V 1 NO + 1 NC, 110 V DC 0.7-1.25*US 3-pole, 3 NO, Siz | 495.02
3RT2046-3XF44-0LA2 | Traction contactor, AC-3 95 A, 45 kW / 400 V 2 NO + 2 NC, 110 V DC 0.7-1.25*US 3-pole, 3 NO, Siz | 510.9
3RT2046-3XJ40-0LA2 | Traction contactor, AC-3 95 A, 45 kW / 400 V 1 NO + 1 NC, 72 V DC 0.7-1.25*US 3-pole, 3 NO, Size | 495.02
3RT2046-3XJ44-0LA2 | Traction contactor, AC-3 95 A, 45 kW / 400 V 2 NO + 2 NC, 72 V DC 0.7-1.25*US 3-pole, 3 NO, Size | 510.9
3RT2047-1AP04 | Power contactor, AC-3 115 A, 55 kW / 400 V 2 NO + 2 NC, 230 V AC, 50 Hz 3-pole, 3 NO, Size S3 s | 336.63
3RT2047-1AP04-3MA0 | Power contactor, AC-3 115 A, 55 kW / 400 V 2 NO + 2 NC, 230 V AC, 50 Hz 3-pole, 3 NO, Size S3 s | 339.48
3RT2047-1AP60 | Power contactor, AC-3 115 A, 55 kW / 400 V 1 NO + 1 NC, 220 V AC, 50 Hz 240 V, 60 Hz 3-pole, 3 | 323.03
3RT2047-1CF04-3MA0 | Contactor, AC-3, 55 kW/400 V 2 NO+2 NC, 110 V AC 50 Hz 3-pole, 3 NO, Size S3 Screw terminal Inse | 348.01
3RT2047-3AF00 | Contactor, AC-3, 55 kW/400 V 1 NO+1 NC, 110 V AC 50 Hz 3-pole, 3 NO, Size S3 Spring-type termina | 323.03
3RT2047-3AP00 | Power contactor, AC-3 115 A, 55 kW / 400 V 1 NO + 1 NC, 230 V AC, 50 Hz 3-pole, 3 NO, Size S3 S | 323.03
3RT2047-3CF04-3MA0 | Contactor, AC-3, 55 kW/400 V 2 NO+2 NC, 110 V AC 50 Hz 3-pole, 3 NO, Size S3 Spring-type termina | 348.01
6XV1801-5GH10 | Power connecting cable M12-90/M12-90 for power supply of the ET200, pre-assembled cable with M12 | 58.54
6XV1801-5GH15 | Power connecting cable M12-90/M12-90 for power supply of the ET200, pre-assembled cable with M12 | 61.86
6XV1801-5GH20 | Power connecting cable M12-90/M12-90 for power supply of the ET200, pre-assembled cable with M12 | 66.67
6XV1801-5GH30 | Power connecting cable M12-90/M12-90 for power supply of the ET200, pre-assembled cable with M12 | 73.97
3RT2336-1NE30-0JB0 | Contactor, 4 NO, AC-1: 60 A 48-80 V AC/DC, varistor 4-pole, 4 NO, Size S2 Screw terminal 1 NO+1 | 262.71
3RT2336-1NP30-0JB0 | Contactor, 4S, AC-1:60 A 48-80 V AC/DC, varistor 4-pole, 4 NO, frame size S2 Screw terminal 1 NO | 277.9
3RT2047-1NB30-1AA0 | Power contactor, AC-3 115 A, 55 kW / 400 V 1 NO + 1 NC, 20-33 V AC/DC 3-pole, 3 NO, Size S3 scr | 405.33
3RT2047-1XB40-0LA2 | Traction contactor, AC-3 115 A, 55 kW / 400 V 1 NO + 1 NC, 24 V DC 0.7-1.25*Us 3-pole, 3 NO, Si | 567.09
3RT2047-3AB00 | Power contactor, AC-3 115 A, 55 kW / 400 V 1 NO + 1 NC, 24 V AC, 50 Hz 3-pole, 3 NO, Size S3 Sp | 323.03
3RT2047-3NB30 | Power contactor, AC-3 115 A, 55 kW / 400 V 1 NO + 1 NC, 20-33 V AC/DC 3-pole, 3 NO, Size S3 Spr | 375.82
3RT2047-3NB34-3MA0 | Power contactor, AC-3 115 A, 55 kW / 400 V 2 NO + 2 NC, 20-33 V AC/DC 3-pole, 3 NO, Size S3 Spr | 391.7
3RT2316-1BW40 | Contactor, 4 NO, AC-1: 18 A 48 V DC, 4-pole, 4 NO, Size S00, Screw terminal | 35.22
6SW1700-1JD01-0AA4 | SOFTWARE ON CD: DRIVE ES PCS7 APL V9.0 SP1 FUNCTION BLOCK LIBRARY TO LINK DRIVES IN THE PROCESS | 1340.12
6XV1801-5GE30 | Power connecting cable M12-90/M12-90 for power supply of the ET200, pre-assembled cable with M12 | 53.73
6XV1801-5GN10 | Power connecting cable M12-90/M12-90 for power supply of the ET200, pre-assembled cable with M12 | 125.93
3RT2317-2BB40-ZW97 | Contactor, 4 NO, AC-1: 22 A 24 V DC, 4-pole, 4 NO, Size S00, Spring-type terminal Multi-unit pac | 46.9
3RT2326-1AH20-4AA0 | power contactor, AC-3 32 A, 15 kW / 400 V 4 NO, 48 V AC, 50/60 Hz 4-pole, Size S0 screw terminal | 83.45
3RT2326-1BK80 | Contactor, 4 NO, AC-1: 40 A 52 V DC 4-pole, 4 NO, Size S0, Screw terminal 1 NO + 1 NC integrated | 125.98
3RT2337-3XB40-0LA2 | Contactor for railway, 4 NO, AC-1 110 A, 24 V DC, varistor, 4-pole, 4 NO, Size S2, Screw termina | 519.72
3RT2344-1AB00 | Contactor, 4 NO, AC-1: 110 A 24 V AC/50 Hz 4-pole, 4 NO, Size S3 Screw terminal 1 NO+1 NC integr | 247.49
3RT2344-1AP00 | Contactor, 4 NO, AC-1: 110 A 230 V AC/50 Hz 4-pole, 4 NO, Size S3 Screw terminal 1 NO+1 NC integ | 247.49
3RT2344-1AV00 | Contactor, 4 NO, AC-1: 110 A 400 V AC/50 Hz 4-pole, 4 NO, Size S3 Screw terminal 1 NO+1 NC integ | 251.48
3RT2346-1AC20 | Contactor, 4 NO, AC-1: 140 A 24 V AC/50/60 Hz 4-pole, 4 NO, Size S3 Screw terminal 1 NO+1 NC int | 320.16
3RT2346-1AG20 | Contactor, 4 NO, AC-1: 140 A 110 V AC/50/60 Hz 4-pole, 4 NO, Size S3 Screw terminal 1 NO+1 NC in | 320.16
3RT2346-1AV00 | Contactor, 4 NO, AC-1: 140 A 400 V AC/50 Hz 4-pole, 4 NO, Size S3 Screw terminal 1 NO+1 NC integ | 328.12
3RT2346-1NB30-4AA0 | power contactor, AC-3 95 A, 45 kW / 400 V 4 NO, 20-33 V AC/DC 4-pole, 4 NO, Size S3 screw termin | 424.62
3RT2348-1AP60 | Contactor, 4 NO, AC-1: 160 A 220 V AC/50 Hz/240 V AC/60 Hz 4-pole, 4 NO, Size S3 Screw terminal | 381.47
3RT2348-1NF30 | Contactor, 4 NO, AC-1: 160 A 83-155 V AC/DC 4-pole, 4 NO, Size S3 Screw terminal 1 NO + 1 NC var | 439.93
3RT2446-1AF00 | Contactor, AC-1: 140 A 110 V AC/50 Hz 3-pole, 3 NO, Size S3 Screw terminal 1 NO+1 NC integrated | 244.67
3RT2446-1AK60 | Contactor, AC-1: 140 A 110 V AC/50 Hz/120 V AC/60 Hz 3-pole, 3 NO, Size S3 Screw terminal 1 NO+1 | 244.67
3RT2446-1NE30 | Contactor, AC-1: 140 A 48-80 V AC/DC 3-pole, 3 NO, Size S3 Screw terminal 1 NO + 1 NC varistor i | 332.64
3RT2446-1NP30 | Contactor, AC-1: 140 A 175-280 V AC/DC 3-pole, 3 NO, Size S3 Screw terminal 1 NO + 1 NC varistor | 321.31
3RT2448-1NB30 | Contactor, AC-1: 160 A 20-33 V AC/DC 3-pole, 3 NO, Size S3 Screw terminal 1 NO + 1 NC varistor i | 344.59
3RT2448-1NP30 | Contactor, AC-1: 160 A 175-280 V AC/DC 3-pole, 3 NO, Size S3 Screw terminal 1 NO + 1 NC varistor | 344.59
3RT2526-1AL20 | Contactor, 2 NO + 2 NC, AC-3, 11 kW, 230 V AC, 50/60 Hz, 4-pole, 2 NO + 2 NC, Size S0, screw ter | 89.25
6XV1843-5FH10-0AB0 | SM FO Cord BFOC/LC; 9/125; pre-assembled with 1x LC duplex connector and 2 x BFOC connector; Len | 110.06
6XV1870-8GH20 | IE Connecting Cable M12-90/M12-90, pre-assembled IE FC Trailing Cable GP, with 2 M12 connectors | 49.66
3RA2711-0EE18 | Module connector, 13 cm for Function modules 3RA27 14-pole | 13.19
6DL5002-7AA47-0XE0 | SIMATIC Telecontrol, software, Upgrade Package RT, Engineering for WinCC, from V7.0 to V7.4 Sing | 978.14
6DL5410-8BX58-0YE0 | PCS 7 Advanced Process Graphics, software, Upgrade Package Engineering and Runtime from V8.X to | 3795.51
6DL5433-1XX00-0YL8 | CEMAT Software Update Service within the framework of this contract, you will receive for one ye | 98.26
6DR4004-6F | Analog Input Module (AIM) - Ex | 168.37
6EP1961-2BA51 | SITOP PSE200U 3 A NEC CLASS 2 Selectivity module 4-channel input: DC 24 V/12 A output: 24 V/4x 3 | 148.08
6EP3310-6SB00-0AY0 | LOGO!POWER 5 V / 3 A Stabilized power supply input: 100-240 V AC output: 5 V DC / 3 A | 101.71
6EP3322-6SB00-0AY0 | LOGO!POWER 12 V / 4.5 A Regulated power supply input: 100-240 V AC output: 12 V DC/ 4.5 A | 137.08
6EP3330-6SB00-0AY0 | LOGO!POWER 24 V / 0.6 A Stabilized power supply input: 100-240 V AC output: DC 24 V / 0.6 A | 48.96
6EP3344-0SB00-0AY0 | SITOP PSU100E 48 V/5 A Stabilized power supply Input: 120 / 230 V AC Output: 48 V/5 A DC | 298.63
6EP3437-8UB00-0AY0 | SITOP PSU3800 24V/30-40A Stabilized power supplies Input: 3 400-500 V AC Output: 24 V/30-40 A DC | 534.82
6EP7133-6AB00-0BN0 | SIMATIC ET 200SP PS 24V/5A Stabilized power supply Input: 120/230 V AC Output: 24 V DC/5 A | 200.72
6EQ2001-2XX08-3BE0 | SIMATIC PCS 7/OPEN OS, software Upgrade Package Runtime from V7.1 to V8.0, Single License for 1 | 1641.06
6EQ2001-2XX18-3BE0 | SIMATIC PCS 7/OPEN OS, software Upgrade Package Runtime from V8.0 to V8.1, Single License for 1 | 942.26
6ES7131-6BF00-2CA0 | SIMATIC ET 200SP, digital input module, DI 8x 24VDC High Feature, input type 3 (IEC 61131), Sink | 78.52
6ES7131-6BF61-0AA0 | SIMATIC ET 200SP, Digital input module, DI 8x 24V DC SRC BA, type 1 (IEC 61131), source Input (N | 68.21
6ES7131-6BH01-2BA0 | SIMATIC ET 200SP, Digital input module, DI 16x 24V DC Standard, type 3 (IEC 61131), sink input, | 115.85
6ES7132-6BF61-0AA0 | SIMATIC ET 200SP, Digital output module, DQ 8x 24V DC/0,5A Sink Basic, Sink output (NPN, M-switc | 92.67
6ES7132-6BH00-2AA0 | SIMATIC ET 200SP, digital output module, DQ 16x 24VDC/0.5A Basic, Pack quantity: 10 units, suita | 130.01
6ES7132-6HD01-0BB1 | SIMATIC ET 200SP, Relay module, RQ NO 4x 120V DC..230VAC/5A ST. 4 normally open contacts, isolat | 91.39
3RB3143-4UD0 | Overload relay 12.5...50 A for motor protection Size S3, Class 5E...30E Contactor mounting Main | 225.35
3RB3143-4UX1 | Overload relay 12.5...50 A for motor protection Size S3, Class 5E...30E Stand-alone installation | 259.55
6ES7134-6GD01-0BA1 | SIMATIC ET 200SP, ANALOG INPUT MODULE, AI 4XI 2-/4-WIRE STANDARD, PACKING UNIT: 1 PIECE, FITS TO | 232.97
6ES7134-6HD01-0BA1 | SIMATIC ET 200SP, ANALOG INPUT MODULE, AI 4XU/I 2-WIRE STANDARD, PACKING UNIT: 1 PIECE, FITS TO | 232.97
6ES7155-5AA00-0AA0 | SIMATIC ET 200MP PROFINET IO-DEVICE INTERFACEMODULE IM 155-5 PN FOR ET 200MP ELEKTRONIKMODULES; | 468.28
6ES7155-6AU00-0DN0 | SIMATIC ET 200SP, PROFINET interface module IM155-6PN High Speed max. 30 I/O modules, 0.125 ms i | 530.32
6ES7193-6BP20-2BB1 | SIMATIC ET 200SP, BaseUnit BU20-P12+A0+4B, BU-Type B1, Packaging unit: 10 pieces, Push-in termin | 28.31
6ES7193-6CP02-4MA0 | SIMATIC ET 200SP, 50 color-coded labels Color code CC02, for I/O modules, module-specific, for 1 | 78.52
6ES7193-6CP62-2MA0 | SIMATIC ET 200SP, 10 color identification labels, Color Code CC62, für PotDis-BU type P1, red, f | 15.45
6ES7193-6CP73-4AA0 | SIMATIC ET 200SP, 50 color-coded labels Color code CC73, for 10 AUX terminals, for BU type A0, w | 78.52
6ES7193-6UP00-0BP2 | SIMATIC ET 200SP, Potential distributor module, PotDis-BaseUnit PotDis-BU Typ P2, dark-colored, | 29.61
6ES7193-6UP00-0DP2 | SIMATIC ET 200SP, Potential distributor module, PotDis-BaseUnit PotDis-BU Typ P2, light-colored, | 45.05
6ES7194-2MH03-0AB0 | bus cable for ET connection M8, PUR cable assembled on both ends with 2x M8 connectors angled, 4 | 45.05
6ES7194-2MH03-1AB0 | Power cable M8, PUR cable both ends assembled with M8 connector angled and M8 socket angled, 4-p | 27.03
6ES7194-2MH20-0AA0 | bus cable for ET connection M8, PUR cable assembled on both ends with 2x M8 connectors, 4-pole, | 52.77
6ES7194-2MH20-0AC0 | bus cable for ET connection M8, PUR cable Pre-assembled at one end with 1x M8 connector, 4-pole, | 42.48
6ES7194-2MH50-1AA0 | Power cable M8, PUR cable both ends assembled with M8 connector and M8 socket, 4-pole, Length 5. | 45.05
6ES7194-2MH50-1AC0 | Power cable M8, PUR cable single-sided assembled with M8 socket, 4-pole, Length 5.0m | 38.62
6ES7194-2MN15-0AA0 | bus cable for ET connection M8, PUR cable assembled on both ends with 2x M8 connectors, 4-pole, | 139.02
6ES7194-2MN15-0AC0 | bus cable for ET connection M8, PUR cable Pre-assembled at one end with 1x M8 connector, 4-pole, | 127.43
6ES7400-1JA21-0AA0 | SIMATIC CVS400A-UR9, rack Alu UR9, distributed, with 9 slots | 1514.96
6ES7511-1CK01-0AB0 | SIMATIC S7-1500 COMPACT CPU CPU 1511C-1PN, CENTRAL PROCESSING UNIT WITH WORKING MEMORY 175 KB FO | 2240.94
6ES7516-3TN00-0AB0 | SIMATIC S7-1500T, CPU 1516T-3 PN/DP, Central processing unit with 1.5 MB RAM for program and 5 M | 8025.52
6ES7518-4FX00-1AC0 | SIMATIC S7-1500F, CPU 1518F-4 PN/DP MFP, INCLUSIVE C/C++ RUNTIME AND OPC UA RUNTIME LICENSE WORK | 15189.82
6ES7591-1AB00-0AA0 | SIMATIC S7-1500, spare part, display module, 35 mm for S7-1500 CPUs | 85.15
6ES7648-2AH50-0KA1 | SIMATIC PC memory expansion, 2 GByte (1x 2 GB), DDR3 1066, SODIMM; for SIMATIC IPC227E/427D, SIM | 130.33
6ES7648-2AK70-1PA0 | SIMATIC IPC memory expansion memory module 8 GB (1x 8 GB), DDR4 2400 SD-RAM, SODIMM, ECC for SIM | 767.07
6ES7648-6WB11-0YA0 | SIMATIC IPC Operating System package, Microsoft Windows 10 Enterprise LTSB 2016 64 Bit for SIMAT | 227.72
6ES7648-6WB11-2YA0 | SIMATIC IPC Operating System package, Microsoft Windows 10 Enterprise LTSB 2016 64 Bit for SIMAT | 437.47
6ES7650-0VG58-0YX1 | SIMATIC PCS 7 OS Client on basis of IPC427E (SSD); Core I5-6442EQ; 4 GB DDR4 2400 SDRAM, SODIMM; | 5564.57
6ES7651-5AA58-6CE0 | SIMATIC PCS 7, software, Upgrade Package ES Single Station ASIA SOFTNET REDCONNECT from V8.X to | 9553.92
6ES7651-5CX68-0YE5 | SIMATIC PDM, software Upgrade Package from PDM V6.X to V9.1, floating license for 1 user, E-SW, | 1997.16
6ES7651-5EX68-0YE5 | SIMATIC PDM, software Upgrade Package Basic from PDM V8.X / V9.0 to V9.1 Floating license for 1 | 1140.11
6ES7652-5AX58-0YK0 | SIMATIC PCS 7, software, upgrade package OS Single Station from V8.X to V9.0 Single license for | 4094.54
6ES7652-5BX58-0YE0 | SIMATIC PCS 7, software, Upgrade Package OS Server from V8.X to V9.0 Single License for 1 instal | 7914.9
6ES7652-5CX58-0CF5 | SIMATIC PCS 7, software, Upgrade Package Client, SFC Visualization ASIA from V8.X to V9.0 Floati | 3901.27
6ES7652-5FX58-0YF0 | SIMATIC PCS 7, software, Upgrade Package Maintenance Station from V8.X to V9.0 Single License fo | 3985.17
6ES7652-5GX58-0YE0 | SIMATIC PCS 7, software, Upgrade Package Telecontrol from V8.X to V9.0 Single License for 1 inst | 5805.71
3RH2122-1KE40 | Coupling contactor relay, 2 NO + 2 NC, 60 V DC, 0.7 ... 1.25* US, with integrated suppressor dio | 41.98
6ES7653-2CX01-0XE0 | SIMATIC PCS 7, software, CPU 410 Expansion Pack (PN red) required to utilize redundant PROFINET | 1430.76
6ES7657-0XG00-0YH0 | SIMATIC PCS 7, software, SIMATIC Batch 5 OS Control Web Client Single license for 1 installation | 11916.56
6ES7658-1CX58-2YH5 | SIMATIC Version Cross Manager, V9.0, software Floating license for 1 user E-SW, SW and documenta | 5114.8
3RH2122-2XF40-2LA2 | Contactor relay for railway 2 NO + 2 NC, DC 72-125V, 0,7...1,25*US, with integrated varistor Siz | 63.56
3RH2131-1AB00-ZW97 | Contactor relay, 3 NO+1 NC 24 V AC, 50/60 Hz, size S00 screw terminal Multi-unit packaging = 40 | 30.19
3RH2131-2BB40-1AA0 | Contactor relay, 3 NO + 1 NC, 24 V DC, Size S00, spring-type terminal Upright mounting position | 37.53
3RH2140-1AB00-1AA0 | Contactor relay, 4 NO, 24 V AC, 50 / 60 Hz, Size S00, screw terminal Upright mounting position | 33.11
3RH2422-1BW40 | Contactor relay, latched, 2 NO + 2 NC, 48 V DC Size S00, screw terminal | 106.14
3RH2422-1XF40-0LA2 | Contactor relay, latched, railway, 2 NO + 2 NC, 24 V DC, 0.7 ... 1.25* US, with integr. varistor | 149.93
6ES7658-1EX58-0YE5 | SIMATIC CFC V9.0, software Upgrade from V8.X to V9.0, Floating license for 1 user E-SW, SW and d | 2297.81
6ES7658-1EX58-0YK5 | SIMATIC CFC V9.0, software Upgrade from V8.X to V9.0, Floating license for 1 user E-SW, SW and d | 2449.54
6ES7658-1JX00-0YL8 | Logic Matrix Viewer Software Update Service within the framework of this contract, you will rece | 286.15
3RH2911-1XA40-0MA0-ZX95 | Auxiliary switch on the front, 4 NO Current path 1 NO, 1 NO, 1 NO, 1 NO for 3RH and 3RT screw te | 13.16
6ES7658-3XX03-0YL8 | PDM Maintenance Station Software Update Service within the framework of this contract, you will | 1544.63
3RK1308-0AE00-0CP0 | DOL starter Electronic switching Electronic overload protection up to 5.5 kW/400 V; 4.0 A up to | 470.64
3RK1308-0DC00-0CP0 | Failsafe reversing starter, Electronic switching Electronic overload protection up to 1.1 kW/400 | 594.88
3RK1308-0DE00-0CP0 | Failsafe reversing starter, Electronic switching Electronic overload protection up to 5.5 kW/400 | 724.44
6ES7823-0AE00-1DA0 | SIMATIC ProDiag S7-1500, Single Runtime License Download contains certificate of license for act | 1034.64
6ES7823-1UE10-0YA0 | Totally Integrated Automation User Management Component V1; Rental License; 365 days contains li | 13608.01
3RK1901-2NR11 | AS-Interface M12 branch U_ASI without Uaux, 1 m cable with M12 cable socket angled IP67/68/69K, | 39.76
3RK1901-2NR20 | AS-Interface M12 branch U_ASI and Uaux, with M12 socket IP67/68/69K, max. 4 A | 70.3
6FE1242-6TM10-0BB1 | SIMATIC ET 200SP TM ECC 2xPWM ST Chargecontroller f. conductive charging of electric vehicles ac | 704.07
3RK1908-0AP00-0FP0 | Base unit with F-DI for ET 200SP motor starter without infeed | 174.51
6FX2003-0LL13 | Power connector straight for S-1FL6 HI 4-pole insulator Union nut 4x socket contact (1-2.5 mm2) | 202.75
6FX2003-0SL13 | Signal connector straight for S-1FL6 HI with rotary pulse encoder 8-pole insulator; union nut So | 196.62
6FX3002-2CT12-1BA0 | Signal cable pre-assembled for incremental encoder TTL S-1 3X2X0.2+2X2X0.25C MOTION-CONNECT 300 | 140.04
6FX3002-2CT12-1CA0 | Signal cable pre-assembled for incremental encoder TTL S-1 3X2X0.2+2X2X0.25C MOTION-CONNECT 300 | 194.59
6FX3002-2DB20-1AD0 | Signal cable pre-assembled 6FX3002-2DB10 for abs. encoder in S-1FL6 HI 3X2X0.20+2X2X0.25 C MOTIO | 90.34
6FX3002-2DB20-1BA0 | Signal cable pre-assembled 6FX3002-2DB10 for abs. encoder in S-1FL6 HI 3X2X0.20+2X2X0.25 C MOTIO | 125.41
6FX3002-5BL03-1CA0 | Brake cable pre-assembled 2x0.75, for motor S-1FL6 HI 400 with V70/V90 MOTION-CONNECT 300 No UL | 121.91
6FX3002-5CL02-1AF0 | Power cable pre-assembled 4x 1.5, for motor S-1FL6 HI 400 V with V70/V90 frame size AA and MOTIO | 108.24
6FX3002-5CL12-1AD0 | Power cable pre-assembled 4x 2.5, for motor S-1FL6 HI 400 V with V70/V90 frame size B and C MOTI | 101.44
6FX3002-5CL12-1AH0 | Power cable pre-assembled 4x 2.5, for motor S-1FL6 HI 400 V with V70/V90 frame size B and C MOTI | 146.87
6FX5002-2DC30-1FA0 | DRIVE-CLiQ cable type: 6FX8002-2DC30 Pre-assembled for direct measuring systems with 24 V Connec | 487.08
6FX5002-2DC30-1GA0 | DRIVE-CLiQ cable Type: 6FX8002-2DC30 Pre-assembled for direct measuring systems with 24 V Connec | 559.55
6FX5002-2DC30-1KF0 | DRIVE-CLiQ cable Type: 6FX8002-2DC30 Pre-assembled for direct measuring systems with 24 V Connec | 817.89
6FX5002-2DC34-1AJ0 | DRIVE-CLiQ extension Type: 6FX5002-2DC34 for base 6FX8002-2DC30-.... with 24 V Connector and mat | 188.47
6FX5002-2DC36-1AF0 | Signal cable pre-assembled type: 6FX5002-2DC36 DRIVE-CLiQ with 24 V M12 female/ RJ45 IP67 MOTION | 162.73
6FX5002-2DC36-1AH0 | Signal cable pre-assembled type: 6FX5002-2DC36 DRIVE-CLiQ with 24 V M12 female/ RJ45 IP67 MOTION | 176.59
6FX5002-2DC36-1BE0 | Signal cable pre-assembled type: 6FX5002-2DC36 DRIVE-CLiQ with 24 V M12 female/ RJ45 IP67 MOTION | 225.45
6FX5002-2DC36-1BG0 | Signal cable pre-assembled type: 6FX5002-2DC36 DRIVE-CLiQ with 24 V M12 female/ RJ45 IP67 MOTION | 239.31
6FX5002-2DC36-1DF0 | Signal cable pre-assembled Type: 6FX5002-2DC36 DRIVE-CLiQ with 24 V M12 female/ RJ45 IP67, MOTIO | 375.06
6FX5002-2DC36-1EF0 | Signal cable pre-assembled Type: 6FX5002-2DC36 DRIVE-CLiQ with 24 V M12 female/ RJ45 IP67, MOTIO | 448.88
6FX5002-2DC36-1HA0 | Signal cable pre-assembled Type: 6FX5002-2DC36 DRIVE-CLiQ with 24 V M12 female/ RJ45 IP67, MOTIO | 633.38
6FX5002-2DC36-1JA0 | Signal cable pre-assembled Type: 6FX5002-2DC36 DRIVE-CLiQ with 24 V M12 female/ RJ45 IP67, MOTIO | 707.18
6FX5002-2DC46-1EF0 | Signal cable pre-assembled Type: 6FX5002-2DC46 DRIVE-CLiQ with 24 V M12 female/ M17 male speed-c | 505.5
6FX5002-2DC46-1FF0 | Signal cable pre-assembled Type: 6FX5002-2DC46 DRIVE-CLiQ with 24 V M12 female/ M17 male speed-c | 588.58
6FX5002-2DC46-1KA0 | Signal cable pre-assembled Type: 6FX5002-2DC46 DRIVE-CLiQ with 24 V M12 female/ M17 male speed-c | 879.48
3RN2000-1AA30 | Thermistor motor protection relay Compact evaluation unit 17.5 mm enclosure screw terminal 1 cha | 51.47
3RN2010-1BW30 | Thermistor motor protection relay Standard evaluation unit 22.5 mm enclosure screw terminal 2 ch | 77.86
3RN2010-1CW30 | Thermistor motor protection relay Compact evaluation unit 17.5 mm enclosure Screw terminal 1 NO | 74.06
3RN2011-2BA30 | Thermistor motor protection relay Standard evaluation unit 22.5 mm enclosure Spring-type termina | 86.72
3RN2012-1BA30 | Thermistor motor protection relay Standard evaluation unit 22.5 mm enclosure screw terminal 2 ch | 120.27
3RN2013-1BW30 | Thermistor motor protection relay Standard evaluation unit 22.5 mm enclosure screw terminal 2 ch | 163.32
3RN2013-2BA30 | Thermistor motor protection relay Standard evaluation unit 22.5 mm enclosure Spring-type termina | 151.29
6FX5002-2DC46-2AA0 | Signal cable pre-assembled Type: 6FX5002-2DC46 DRIVE-CLiQ with 24 V M12 female/ M17 male speed-c | 962.62
6FX5002-8QE08-1FA0 | One-cable connection extension 4G0.75+2x0.5+4x0.2 C Socket and connector Speed- Connect M17 fema | 787.79
6FX5002-8QN08-1FA0 | One-cable connection pre-assembled 4G0.75+2x0.5+4x0.2 C Speed-Connect connector M17 Wires with | 715.01
6FX8002-2DC30-1EF0 | DRIVE-CLiQ cable type: 6FX8002-2DC30 Pre-assembled for direct measuring systems with 24 V Connec | 534.71
6FX8002-2DC30-1FF0 | DRIVE-CLiQ cable Type: 6FX8002-2DC30 Pre-assembled for direct measuring systems with 24 V Connec | 620.09
6FX8002-2DC36-1AD0 | Signal cable pre-assembled type: 6FX8002-2DC36 DRIVE-CLiQ with 24 V M12 female/ RJ45 IP67 MOTION | 172.23
6FX8002-2DC36-1AF0 | Signal cable pre-assembled type: 6FX8002-2DC36 DRIVE-CLiQ with 24 V M12 female/ RJ45 IP67 MOTION | 189.05
6FX8002-2DC36-1BA0 | Signal cable pre-assembled type: 6FX8002-2DC36 DRIVE-CLiQ with 24 V M12 female/ RJ45 IP67 MOTION | 230.65
6FX8002-2DC36-1BC0 | Signal cable pre-assembled type: 6FX8002-2DC36 DRIVE-CLiQ with 24 V M12 female/ RJ45 IP67 MOTION | 247.33
6FX8002-2DC36-1BE0 | Signal cable pre-assembled type: 6FX8002-2DC36 DRIVE-CLiQ with 24 V M12 female/ RJ45 IP67 MOTION | 264.11
6FX8002-2DC36-1BK0 | Signal cable pre-assembled type: 6FX8002-2DC36 DRIVE-CLiQ with 24 V M12 female/ RJ45 IP67 MOTION | 305.85
6FX8002-2DC36-1CF0 | Signal cable pre-assembled type: 6FX8002-2DC36 DRIVE-CLiQ with 24 V M12 female/ RJ45 IP67 MOTION | 356.11
6FX8002-2DC36-1GA0 | Signal cable pre-assembled Type: 6FX8002-2DC36 DRIVE-CLiQ with 24 V M12 female/ RJ45 IP67, MOTIO | 664.18
6FX8002-2DC36-1HA0 | Signal cable pre-assembled Type: 6FX8002-2DC36 DRIVE-CLiQ with 24 V M12 female/ RJ45 IP67, MOTIO | 752.4
6FX8002-2DC46-1FA0 | Signal cable pre-assembled Type: 6FX8002-2DC46 DRIVE-CLiQ with 24 V M12 female/ M17 male speed-c | 648.59
6FX8002-2DC46-1GA0 | Signal cable pre-assembled Type: 6FX8002-2DC46 DRIVE-CLiQ with 24 V M12 female/ M17 male speed-c | 747.97
6FX8002-2DC46-1HA0 | Signal cable pre-assembled Type: 6FX8002-2DC46 DRIVE-CLiQ with 24 V M12 female/ M17 male speed-c | 847.3
6FX8002-8QN04-1FA0 | One-cable connection pre-assembled 4G0.38+2x0.38+4x0.2 C Speed-Connect connector M12 Wires with | 862.86
6GF3440-8CX3 | Polfilter Set 90° twisted for MV440 Built-in ring lamps: 6GF3440-8DA11, -8DA21, -8DA31; only usa | 331.46
3RQ2000-2BW00 | Coupling relays in industrial enclosure 2 change-over contacts Wide voltage range 24 V to 240 V | 51.28
3RQ2000-2CW01 | Coupling relays in industrial enclosure 3 change-over contacts hard gold-plated Wide voltage ran | 67.1
6GK1901-1BB21-6AA0 | IE FastConnect RJ45 Plug PRO; IP65; FastConnect; IE; RJ45 Push-pull connector for on-site Instal | 75.17
6GK5004-1GL10-1AB2 | SCALANCE XB004-1G unmanaged Industrial Ethernet Switch for 10/100/1000 Mbit/s; for setting up sm | 518.45
6GK5106-2BD00-2AC2 | SCALANCE XC106-2, Unmanaged IE switch, 6x 10/100 Mbit/s RJ45 ports, 2x 100 Mbit/s Multimode SC, | 850.81
6GK5108-2BD00-2AB2 | SCALANCE XB108-2 unmanaged IE switch, 8x 10/100 Mbit/s Ports, 2x 100 Mbit/s multimode SC, for se | 651.4
6GK5202-2BH00-2BD2 | XF202-2P IRT managed IE IRT switch, 2x 10/100MBit/s RJ45 ports, 2x 100MBit/s POF SC RJ Ports, Bu | 2271.36
6GK5204-0BA00-2YF2 | SCALANCE XF204 DNA managed IE Y-Switch, 2 Bus adapter BA 2xRJ45 HA,pre- assembled 6DL1193-6AR00- | 1804.98
6GK5308-2GG10-2CA2 | SCALANCE X308-2M TS; managed IE switch, compact; 4x 10/100/1000 Mbit/s for RJ45 ports electrica | 5090.12
6GK5324-0BA00-2AR3 | SCALANCE XR324WG; managed IE switch; 19" rack; 24 x 10/100 Mbit/s electrical ports; LED diagnost | 1890.26
6GK5328-4FS00-2AR3 | SCALANCE XR328-4C WG; managed IE switch; 19" rack; 24 x 10/100 Mbit/s electrical ports; 4 x 1000 | 2352.52
6GK5328-4FS00-3AR3 | SCALANCE XR328-4C WG; managed IE switch; 19" rack; 24 x 10/100Mbit/s electrical ports; 4 x 1000 | 2503.84
6GK5646-2GS00-2AC2 | SCALANCE SC646-2C Cyber Security Appliance; for protection of devices and networks in discrete | 2298.85
6GK5788-2FC00-0AC0 | IWLAN access point, SCALANCE W788-2 RJ45, 2 radios, 6 R-SMA antenna connections, IEEE 802.11a/b/ | 2612.02
6GK5795-4MB00-0AM0 | ANT795-4MB IWLAN antenna with omnidirectional Characteristic, Radially rotatable, with additiona | 2679.01
6GK5991-1AD00-8FA0 | SCALANCE X accessory; Plug-in transceiver SFP991-1 with Conformal Coating; 1x 100 Mbit/s LC port | 220.12
6GK5991-2VA00-8AA2 | BA 2xRJ45VD HA, Bus adapter VD (Variable Distance), for Ethernet- Communication about 2-,4- or 8 | 455.72
6GK5992-2AS00-8FA0 | SCALANCE X accessory; Media module MM992-2SFP; with Conformal Coating; 2x 100/1000 Mbit/s for SF | 441.16
6GK6000-1BC43-0DB0 | Annual software maintenance for RUGGEDCOM CROSSBOW SAM-L License. | 1184.65
6GK6000-8FE62-0AA0 | RUGGEDCOM Accessory, SFP with active transceiver, 1 X 100MBIT/S, 100BASE-LX, LC-Interface, Optic | 649.92
6GK6050-0AR00-6RR0 | RUGGEDCOM RE panels for MX5000RE 12-port 10/100-Base TX Ethernet module. | 11049.68
6GK6050-0ML20-0PR1 | Line module 1x Pair(A/B) Gigabit PRP. 2x single-mode 10km fiber links Conformal Coating | 7548.16
6GK6297-2SA00-4AA1 | Media Module for RUGGEDCOM RST2228, 4 x SFP-slot with Conformal Coating. Supporting 100BASE-FX, | 1026.47
6GK6297-3FD00-4AB1 | Media Module for RUGGEDCOM RST2228, 4 x FastConnect (RJ45), 10/100/1000 BASE-TX with Conformal C | 1285.68
6GT2090-0QA00-0AX4 | RF300 / MOBY I Special support for heat-proof Data storage media MDS 439E/MDS U589/ RF380T, Susp | 162.15
6GT2600-5AB00 | Transponder MDS D560 for RF200/RF300 Gen2 ISO pill Fujitsu MB89R112, 8192-byte FRAM user memory | 22.33
6GT2801-1BA10-0AX2 | SIMATIC RF300; Reader RF310R (GEN2); RS422 interface (3964R); IP67. -25 to +70 °C, 55x 75x 30 mm | 964.24
6GT2801-2BA10-0AX2 | SIMATIC RF300; Reader RF340R (GEN2); RS422 interface (3964R); IP67. -25 to +70 °C, 75x 75x 41 mm | 1024.51
6GT2801-4BA10 | SIMATIC RF300; Reader RF350R (GEN2); RS422 interface (3964R); without antenna IP65, -25 to +70 ° | 812.14
6GT2812-0EA00 | SIMATIC RF600 antenna RF615A; ETSI frequency 865-868 EU linear IP67, -20 to +70 °C, with 30 cm c | 507.95
6GT2821-2BC32 | SIMATIC RF200 reader RF220R IO-Link interface V1.1; IP67, -25 to +70 °C; M30x 83 mm; with integr | 592.6
6GT2890-2AB10 | SIMATIC RF600 antenna mounting 3-way kit stainless steel; for RF600 readers and antennas, except | 199.46
6GT2898-0AC01 | SIMATIC RF600 Power supply cable for wide-range power unit for SIMATIC RF systems with safety pl | 103.61
6GT2898-0AC81 | SIMATIC RF600 Wide-range voltage supply for SIMATIC RF systems In: AC: 100-240 V Out: 24 V DC 3A | 581.13
6GT2898-5AB00 | SIMATIC RF600 Fixing bracket for RF645T plastic PA 6.6 30GF packing unit 20 peaces | 4.54
6NH3112-3BA00-1XX6 | Battery expansion enclosure for holding two mono cells, Suitable for SIMATIC RTU3000C family; ba | 234.88
3RT1054-1XB46-0LA2 | Traction contactor, AC-3 115 A, 55 kW / 400 V Coil 24 V DC x (0.7-1.25) PLC input 24-110 V DC Au | 607.19
3RT1054-1XJ46-0LA2 | Traction contactor, AC-3 115 A, 55 kW / 400 V Coil 72 V DC x (0.7-1.25) PLC input 24-110 V DC Au | 607.19
3RT1054-3XB46-0LA2 | Traction contactor, AC-3 115 A, 55 kW / 400 V Coil 24 V DC x (0.7-1.25) PLC input 24-110 V DC Au | 607.19
3RT1054-3XJ46-0LA2 | Traction contactor, AC-3 115 A, 55 kW / 400 V Coil 72 V DC x (0.7-1.25) PLC input 24-110 V DC Au | 607.19
3RT1054-6XJ46-0LA2 | Traction contactor, AC-3 115 A, 55 kW / 400 V Coil 72 V DC x (0.7-1.25) PLC input 24-110 V DC Au | 607.19
3RT1055-2XF46-0LA2 | Traction contactor, AC-3 150 A, 75 kW / 400 V Coil 110 V DC x (0.7-1.25) PLC input 24-110 V DC A | 722.06
3RT1055-6SP36 | Power contactor, AC-3 150 A, 75 kW / 400 V Coil AC 50/60 Hz and DC 200-277 V x (0.8-1.1) F-PLC i | 543.74
3RT1055-6XB46-0LA2 | Traction contactor, AC-3 150 A, 75 kW / 400 V Coil 24 V DC x (0.7-1.25) PLC input 24-110 V DC Au | 722.06
6NH9910-0AA31-0AC1 | PP TCSB 64 to 256 V3.1; Power Pack for TeleControl Server Basic of 64 to 256 RTUs; to Operation | 5709.64
6NH9910-0AA31-0AD1 | PP TCSB 256 to 1000 V3.1; Power Pack for TeleControl Server Basic of 256 to 1000 RTUs; to Operat | 10827.37
6RX1800-0GF00 | RFI suppression filter 180A and 40°C 50/60Hz 520 V 3 AC TN/TT network 360 V 3 AC IT network EPC | 1654.97
6RX1800-0GF03 | RFI suppression filter 400A and 40°C 50/60Hz 520 V 3 AC TN/TT network 360 V 3 AC IT network EPC | 2285.38
6RX1800-0KF00 | RFI suppression filter 180A and 40°C 50/60Hz 690 V 3 AC TN/TT network 690 V 3AC IT network EPCO | 2127.78
6RX1800-0KF03 | RFI suppression filter 600A and 40°C 50/60Hz 690 V 3 AC TN/TT network 690 V 3AC IT network EPCO | 3577.77
3RT2317-2BB40-ZX95 | Contactor, 4 NO, AC-1: 22 A 24 V DC, 4-pole, 4 NO, Size S00, Spring-type terminal Reusable packa | 46.9
3RT2317-2XF40-0LA2 | Contactor for railway, 4 NO, AC-1: 22 A 1 NO + 1 NC, 72-110 V DC, 0.7-1.25 US, with integrated v | 72.8
3RT2325-1AV00 | Contactor, 4 NO, AC-1: 35 A 400 V AC, 50 Hz, 4-pole, 4 NO, Size S0, Screw terminal 1 NO + 1 NC i | 65.2
3RT2325-2XF40-0LA2 | Contactor, for railway, AC-3, 7.5 kW / 400 V, 1 NO + 1 NC, 72-110 V DC, 0.7-1.25 US, with integr | 125.34
3RT2344-1AF00 | Contactor, 4 NO, AC-1: 110 A 110 V AC/50 Hz 4-pole, 4 NO, Size S3 Screw terminal 1 NO+1 NC integ | 247.49
3RT2344-1AG20 | Contactor, 4 NO, AC-1: 110 A 110 V AC/50/60 Hz 4-pole, 4 NO, Size S3 Screw terminal 1 NO+1 NC in | 247.49
3RT2344-1AK60 | Contactor, 4 NO, AC-1: 110 A 110 V AC/50 Hz/120 V AC/60 Hz 4-pole, 4 NO, Size S3 Screw terminal | 247.49
3RT2344-1AL20 | Contactor, 4 NO, AC-1: 110 A 230 V AC/50/60 Hz 4-pole, 4 NO, Size S3 Screw terminal 1 NO+1 NC in | 247.49
3RT2346-1AN20 | Contactor, 4 NO, AC-1: 140 A 220 V AC/50/60 Hz 4-pole, 4 NO, Size S3 Screw terminal 1 NO+1 NC in | 320.16
3RT2346-1AN60 | Contactor, 4 NO, AC-1: 140 A 200 V AC/50 Hz/200-220 V/60 Hz 4-pole, 4 NO, Size S3 Screw terminal | 328.12
3RT2346-1AP00 | Contactor, 4 NO, AC-1: 140 A 230 V AC/50 Hz 4-pole, 4 NO, Size S3 Screw terminal 1 NO+1 NC integ | 320.16
3RT2346-1AP00-4AA0 | power contactor, AC-3 95 A, 45 kW / 400 V 4 NO, 230 V AC, 50 Hz 4-pole, 4 NO, Size S3 screw term | 342.3
3RT2346-1AP60 | Contactor, 4 NO, AC-1: 140 A 220 V AC/50 Hz/240 V AC/60 Hz 4-pole, 4 NO, Size S3 Screw terminal | 320.16
3RT2348-1NP30 | Contactor, 4 NO, AC-1: 160 A 175-280 V AC/DC 4-pole, 4 NO, Size S3 Screw terminal 1 NO + 1 NC va | 439.93
3RT2446-1AB00 | Contactor, AC-1: 140 A 24 V AC/50 Hz 3-pole, 3 NO, Size S3 Screw terminal 1 NO+1 NC integrated | 244.67
3RT2446-1AC20 | Contactor, AC-1: 140 A 24 V AC/50/60 Hz 3-pole, 3 NO, Size S3 Screw terminal 1 NO+1 NC integrate | 244.67
3RT2446-1AD00 | Contactor, AC-1: 140 A 42 V AC/50 Hz 3-pole, 3 NO, Size S3 Screw terminal 1 NO+1 NC integrated | 253.2
3RT2448-1AF00 | Contactor, AC-1: 160 A 110 V AC/50 Hz 3-pole, 3 NO, Size S3 Screw terminal 1 NO+1 NC integrated | 298.61
3RT2448-1AK60 | Contactor, AC-1: 160 A 110 V AC/50 Hz/120 V AC/60 Hz 3-pole, 3 NO, Size S3 Screw terminal 1 NO+1 | 298.61
3RT2448-1AL20 | Contactor, AC-1: 160 A 230 V AC/50/60 Hz 3-pole, 3 NO, Size S3 Screw terminal 1 NO+1 NC integrat | 298.61
3RT2448-1AP00 | Contactor, AC-1: 160 A 230 V AC/50 Hz 3-pole, 3 NO, Size S3 Screw terminal 1 NO+1 NC integrated | 298.61
6XV1870-3QE30 | Industrial Ethernet TP Cord RJ45/RJ45, CAT 6A, TP cable 4x2, pre-assembled with 2 RJ45 connector | 26.92
6XV1870-8GE30 | IE Connecting Cable M12-90/M12-90, pre-assembled IE FC Trailing Cable GP, with 2 M12 connectors | 37.41
6XV1870-8GE50 | IE Connecting Cable M12-90/M12-90, pre-assembled IE FC Trailing Cable GP, with 2 M12 connectors | 39.01
6XV1870-8GH10 | IE Connecting Cable M12-90/M12-90, pre-assembled IE FC Trailing Cable GP, with 2 M12 connectors | 42.36
6XV1870-8GH15 | IE Connecting Cable M12-90/M12-90 pre-assembled IE FC Trailing Cable GP, with 2 M12 connectors ( | 45.57
6XV1873-5AN15 | FO Standard Cable GP 50/125, pre-assembled with 2x LC duplex connectors, Length 15 m | 232.96
6XV1873-5AN20 | FO Standard Cable GP 50/125, pre-assembled with 2x LC duplex connectors, Length 20 m | 269.36
6XV1873-5AN30 | FO Standard Cable GP 50/125, pre-assembled with 2x LC duplex connectors, Length 30 m | 349.43
6XV1873-5AN40 | FO Standard Cable GP 50/125, pre-assembled with 2x LC duplex connectors, Length 40 m | 451.36
3RT2544-1AK60 | Contactor, AC-3, 30 kW/400 V 110 V AC/50 Hz/120 V AC/60 Hz 4-pole, 2 NO+2 NC, Size S3 Screw term | 192.99
3RT2336-3XB40-4LA2 | Contactor, 4 NO, AC-3: 40 A railway 24 V DC, 0.7 ... 1.25* US, 4-pole, 4 NO, Size S2, spring-typ | 394.37
3RT2344-1NB30 | Contactor, 4 NO, AC-1: 110 A 20-33 V AC/DC 4-pole, 4 NO, Size S3 Screw terminal 1 NO + 1 NC vari | 341.17
3RT2344-1NF30 | Contactor, 4 NO, AC-1: 110 A 84 -155 V AC/DC 4-pole, 4 NO, Size S3 Screw terminal 1 NO + 1 NC va | 341.17
3RT2344-1NP30 | Contactor, 4 NO, AC-1: 110 A 175-280 V AC/DC 4-pole, 4 NO, Size S3 Screw terminal 1 NO + 1 NC va | 341.17
3RT2346-1AB00 | Contactor, 4 NO, AC-1: 140 A 24 V AC/50 Hz 4-pole, 4 NO, Size S3 Screw terminal 1 NO+1 NC integr | 320.16
3RT2348-1AB00 | Contactor, 4 NO, AC-1: 160 A 24 V AC/50 Hz 4-pole, 4 NO, Size S3 Screw terminal 1 NO+1 NC integr | 375.22
3RT2348-1AF00 | Contactor, 4 NO, AC-1: 160 A 110 V AC/50 Hz 4-pole, 4 NO, Size S3 Screw terminal 1 NO+1 NC integ | 375.22
3RT2348-1AK60 | Contactor, 4 NO, AC-1: 160 A 110 V AC/50 Hz/120 V AC/60 Hz 4-pole, 4 NO, Size S3 Screw terminal | 375.22
3RT2348-1AL20 | Contactor, 4 NO, AC-1: 160 A 230 V AC/50/60 Hz 4-pole, 4 NO, Size S3 Screw terminal 1 NO+1 NC in | 375.22
3RT2446-1AN20 | Contactor, AC-1: 140 A 220 V AC/50/60 Hz 3-pole, 3 NO, Size S3 Screw terminal 1 NO+1 NC integrat | 244.67
3RT2446-1AP00 | Contactor, AC-1: 140 A 230 V AC/50 Hz 3-pole, 3 NO, Size S3 Screw terminal 1 NO+1 NC integrated | 244.67
3RT2446-1AP60 | Contactor, AC-1: 140 A 220 V AC/50 Hz/240 V AC/60 Hz 3-pole, 3 NO, Size S3 Screw terminal 1 NO+1 | 244.67
3RT2446-1AV00 | Contactor, AC-1: 140 A 400 V AC/50 Hz 3-pole, 3 NO, Size S3 Screw terminal 1 NO+1 NC integrated | 253.2
3RT2446-1NB30 | Contactor, AC-1: 140 A 20-33 V AC/DC 3-pole, 3 NO, Size S3 Screw terminal 1 NO + 1 NC varistor i | 321.31
3RT2516-1AR60 | Power contactor, AC-3 9 A, 4 kW / 400 V 2 NO + 2 NC 400 V AC, 50 Hz/440 V, 60 Hz 4-pole Size S00 | 31
3RT2516-1XF40-0LA2 | Contactor, 2 NO + 2 NC, AC-3, 4 kW 110 V DC, 4-pole, 2NO + 2NC, Size S00, screw terminal | 61.6
3RT2516-2XF40-0LA2 | Contactor, 2NO + 2NC, AC-3, 4 kW 110 V DC, 4-pole, 2NO + 2NC, Size S00, Spring-type terminal | 61.6
3RT2518-2XF40-0LA2 | Contactor, AC-3, 7.5 KW / 400 V, 1 NO, 110 V DC 3-pole, Size S00 Spring-type terminal | 87.99
6XV1870-8GN15 | IE Connecting Cable M12-90/M12-90, pre-assembled IE FC Trailing Cable GP, with 2 M12 connectors | 121.86
6XV1871-5BN12 | IE connecting cable IE FC RJ45 Plug-180/IE FC RJ45 Plug-180; IE FC Trailing Cable GP Pre-assembl | 127.68
6XV1871-5BN30 | IE connecting cable IE FC RJ45 Plug-180/IE FC RJ45 Plug-180; IE FC Trailing Cable GP Pre-assembl | 225.68
6XV1873-5AH10 | FO Standard Cable GP 50/125, pre-assembled with 2x LC duplex connectors, Length 1.0 m | 117.5
6XV1873-5AT30 | FO Standard Cable GP 50/125, pre-assembled with 2x LC duplex connectors, Length 300 m | 2460.61
6XV1873-5CN10 | FO Trailing Cable 50/125, pre-assembled with 2x LC duplex connectors, length 10 m | 218.4
6XV1873-5CN15 | FO Trailing Cable 50/125, pre-assembled with 2x LC duplex connectors, Length 15 m | 254.8
6XV1873-5CN20 | FO Trailing Cable 50/125, pre-assembled with 2x LC duplex connectors, Length 20 m | 298.48
3RT2545-1AK60 | Contactor, AC-3, 37 kW/400 V 110 V AC/50 Hz/120 V AC/60 Hz 4-pole, 2 NO+2 NC, Size S3 Screw term | 284.98
3RT2545-1AL20 | Power contactor, AC-3 80 A, 37 kW / 400 V 2 NO + 2 NC 230 V AC, 50/60 Hz 4-pole Size S3 screw te | 284.98
3RT2545-1AP00 | Power contactor, AC-3 80 A, 37 kW / 400 V 2 NO + 2 NC 230 V AC/50 Hz 4-pole Size S3 screw termin | 284.98
3RT2545-1AP60 | Power contactor, AC-3 80 A, 37 kW / 400 V 2 NO + 2 NC 220 V AC, 50 Hz/240 V, 60 Hz 4-pole Size S | 284.98
3RT2636-1AV03 | Capacitor contactor, AC-6b 50 KVar, / 400 V 1 NO + 1 NC, 400 V AC, 50 Hz 3-pole, Size S2 screw t | 276
6XV1870-8GH50 | IE Connecting Cable, M12-90/M12-90 pre-assembled, IE FC Trailing Cable GP, with 2 M12 connectors | 71.63
6XV1873-5AH30 | FO Standard Cable GP 50/125, pre-assembled with 2x LC duplex connectors, Length 3.0 m | 137.01
6XV1873-5AN10 | FO Standard Cable GP 50/125, pre-assembled with 2x LC duplex connectors, length 10 m | 189.28
6XV1873-5AN50 | FO Standard Cable GP 50/125, pre-assembled with 2x LC duplex connectors, Length 50 m | 531.44
6XV1873-5AT10 | FO Standard Cable GP 50/125, pre-assembled with 2x LC duplex connectors, Length 100 m | 953.67
6XV1873-5AT20 | FO Standard Cable GP 50/125, pre-assembled with 2x LC duplex connectors, Length 200 m | 1805.42
6XV1873-5CH50 | FO Trailing Cable 50/125, pre-assembled with 2x LC duplex connectors, length 5 m | 167.43
3RT2544-1AB00 | Power contactor, AC-3 65 A, 30 kW / 400 V 2 NO + 2 NC 24 V AC/50 Hz 4-pole Size S3 screw termina | 192.99
3RT2544-1NP30 | Power contactor, AC-3 65 A, 30 kW / 400 V 2 NO + 2 NC 175-280 V AC/DC 4-pole Size S3 screw termi | 287.23
3RT2545-1AF00 | Contactor, AC-3, 37 kW/400 V 110 V AC/50 Hz 4-pole, 2 NO+2 NC, Size S3 Screw terminal 1 NO+1 NC | 284.98
3RT2545-1NB30 | Power contactor, AC-3 80 A, 37 kW / 400 V 2 NO + 2 NC 20-33 V AC/DC 4-pole Size S3 screw termina | 372.97
3RT2617-1AV03 | Capacitor contactor, AC-6b 12.5 kVAr, / 400 V 1 NO + 1 NC, 400 V AC, 50/60 Hz 3-pole, Size S00 S | 86.09
3RT2625-1AL25 | Capacitor contactor, AC-6b 16.7 kVAr, / 400 V 1 NO + 2 NC, 230 V AC, 50/60 Hz 3-pole, Size S0 Sc | 95.59
3RT2627-1AV05 | Capacitor contactor, AC-6b 25 kVAr, / 400 V 1 NO + 2 NC, 400 V AC, 50 Hz 3-pole, Size S0 Screw t | 132.31
3RT2628-1AV05 | Capacitor contactor, AC-6b 33 kVAr, / 400 V 1 NO + 2 NC, 400 V AC, 50 Hz 3-pole, Size S0 Screw t | 172.81
3RT2637-1AV05 | Capacitor contactor, AC-6b 75 kVAr, / 400 V 2 NC, 400 V AC, 50 Hz 3-pole, Size S2 Screw terminal | 367.16
3RT2645-1AB03 | Capacitor contactor, AC-6b 75 kVAr, / 400 V 1 NO + 1 NC, 24 V AC, 50/60 Hz 3-pole, Size S3 screw | 346.86
3RT2645-1AV03 | Capacitor contactor, AC-6b 75 kVAr, / 400 V 1 NO + 1 NC, 400 V AC, 50 Hz 3-pole, size S3 screw t | 395.66
3RT2645-1NB35 | Capacitor contactor, AC-6b 75 kVAr, / 400 V 2 NC, 50-60 Hz AC / 20-33 V DC 3-pole, Size S3 screw | 519.98
3RT2646-1AF03 | Capacitor contactor, AC-6b 100 kVAr, / 400 V 1 NO + 1 NC, 110 V AC, 50 Hz 3-pole, Size S3 screw | 481.97
3RT2646-1AL23 | Capacitor contactor, AC-6b 100 kVAr, / 400 V 1 NO + 1 NC, 230 V AC, 50/60 Hz 3-pole, Size S3 Scr | 537.45
3RT2646-1NP35 | Capacitor contactor, AC-6b 100 kVAr, / 400 V 2 NC, 50-60 Hz AC / 175-280 V DC 3-pole, Size S3 sc | 726.61
6XV1878-2C | IE FC TP Trailing Cable GP 4x2 TP installation cable CAT6A AWG 24, for connection to IE FC RJ45 | 10.96
6XV1878-5BN25 | IE connecting cable IE FC RJ45 Plug-180/IE FC RJ45 Plug-180; IE FC Trailing Cable GP 4X2 pre-ass | 225.68
6XV1878-5GE50 | IE TP Cord M12-90/M12-90 Pre-assembled IE Flexible Cable with 2 M12 connectors (X-coded); 90 deg | 106.28
6XV1878-5GH50 | IE TP Cord M12-90/M12-90, Pre-assembled IE Flexible Cable with 2 M12 connectors (X-coded); 90 de | 200.93
6XV1878-5HE30 | IE TP Cord M12-180/M12-180; pre-assembled IE Flexible Cable with 2 M12 connectors (X-coded) leng | 86.35
6XV1878-5HN10 | IE TP Cord M12-180/M12-180, pre-assembled IE Flexible Cable with 2 M12 connectors., (X-coded) Le | 189.28
7KM2200-2EA30-1CA1 | SENTRON PAC2200 DIN rail power monitoring device snap on mounting unit for measurement of electr | 239.96
7KM2200-2EA40-1DA1 | SENTRON PAC2200 DIN rail power monitoring device snap on mounting unit for measurement of electr | 248.3
7KM2200-2EA40-1GA1 | SENTRON PAC2200 DIN rail power monitoring device snap on mounting unit for measurement of electr | 260.83
6RX1800-0LF08 | RFI suppression filter 600A and 40°C 50/60Hz 760V 3AC TN/TT network 560V 3AC IT network EPCOS | 3041.92
6RX1800-0LF11 | RFI suppression filter 1600A and 40°C 50/60Hz 760V 3AC TN/TT network 560V 3AC IT network EPCOS | 5500.63
3RT1056-2XB46-0LA2 | Traction contactor, AC-3 185 A, 90 kW / 400 V Coil 24 V DC x (0.7-1.25) PLC input 24-110 V DC Au | 886.18
3RT1056-2XJ46-0LA2 | Traction contactor, AC-3 185 A, 90 kW / 400 V Coil 72 V DC x (0.7-1.25) PLC input 24-110 V DC Au | 886.18
3RT1056-6XB46-0LA2 | Traction contactor, AC-3 185 A, 90 kW / 400 V Coil 24 V DC x (0.7-1.25) PLC input 24-110 V DC Au | 886.18
3RT1056-6XJ46-0LA2 | Traction contactor, AC-3 185 A, 90 kW / 400 V Coil 72 V DC x (0.7-1.25) PLC input 24-110 V DC Au | 886.18
3RT1064-6SP36-3PA0 | Power contactor, AC-3 225 A, 110 kW / 400 V Coil AC 50/60 Hz and DC 200-277 V x (0.8-1.1) F-PLC | 765.82
3RT1064-6XF46-0LA2 | Traction contactor, AC-3 225 A, 110 kW / 400 V Coil 110 V DC x (0.7-1.25) PLC input 24-110 V DC | 1033.88
3RT1065-6SF36-3PA0 | Power contactor, AC-3 265 A, 132 kW / 400 V Coil AC 50/60 Hz and DC 96-127 V x (0.8-1.1) F-PLC i | 1012
3RT1065-6SP36-3PA0 | Power contactor, AC-3 265 A, 132 kW / 400 V Coil AC 50/60 Hz and DC 200-277 V x (0.8-1.1) F-PLC | 1012
3RT1066-2XF46-0LA2 | Traction contactor, AC-3 300 A, 160 kW / 400 V Coil 110 V DC x (0.7-1.25) PLC input 24-110 V DC | 1646.54
3RT1066-6SF36 | Power contactor, AC-3 300 A, 160 kW / 400 V Coil AC 50/60 Hz and DC 96-127 V x (0.8-1.1) F-PLC i | 1203.45
3RT1075-2XF46-0LA2 | Traction contactor, AC-3 400 A, 200 kW / 400 V Coil 110 V DC x (0.7-1.25) PLC input 24-110 V DC | 2209.97
3RT1075-6XF46-0LA2 | Traction contactor, AC-3 400 A, 200 kW / 400 V Coil 110 V DC x (0.7-1.25) PLC input 24-110 V DC | 2209.97
3RT1076-6SF36-3PA0 | Power contactor, AC-3 500 A, 250 kW / 400 V coil AC 50/60 Hz and DC 96-127 V x (0.8-1.1) F-PLC i | 2199.01
3RT1076-6SP36-3PA0 | Power contactor, AC-3 500 A, 250 kW / 400 V coil AC 50/60 Hz and DC 200-277 V x (0.8-1.1) F-PLC | 2199.01
6SE0100-1AC21-8AA7 | SINAMICS G180 2T2A-07400-007 230-500 V, TN/TT 50/60 Hz Motor output (typ.) 7.5kW (400V) HWD with | 7265.01
6SE0100-1AC23-7AA7 | SINAMICS G180 2T2A-07400-015 230-500 V, TN/TT 50/60 Hz Motor output (typ.) 15kW (400V) HWD witho | 9165.85
6SE0100-1AC31-8AA7 | SINAMICS G180 2T2A-07400-090 230-500 V, TN/TT 50/60 Hz Motor output (typ.) 90kW (400V) HWD witho | 24659.31
6SE0100-1AC32-5AA7 | SINAMICS G180 2T2A-07400-132 230-500 V, TN/TT 50/60 Hz Motor output (typ.) 132kW (400V) HWD with | 35413.54
6SE0100-1AD21-8AA7 | SINAMICS G180 2T2A-07500-011 230-500 V, IT, 50/60 Hz Motor output (typ.) 11kW (500V) HWD without | 8384.66
6SE0100-1AD23-7AA7 | SINAMICS G180 2T2A-07500-022 230-500 V, IT, 50/60 Hz Motor output (typ.) 22kW (500V) HWD without | 10806.33
6SE0100-1AD31-1AA7 | SINAMICS G180 2T2A-07500-075 230-500 V, IT, 50/60 Hz Motor output (typ.) 75kW (500V) HWD without | 22367.82
6SE0100-1AD31-8AA7 | SINAMICS G180 2T2A-07500-110 230-500 V, IT, 50/60 Hz Motor output (typ.) 110kW (500V) HWD withou | 31768.04
6SE0100-1AG22-5AA7 | SINAMICS G180 2T2A-07600-022 400-690V TN/TT, 50/60 Hz Motor output (typ.) 22kW (690V) HWD withou | 15154.91
6SE0100-1AG24-2AA7 | SINAMICS G180 2T2A-07600-037 400-690V TN/TT, 50/60 Hz Motor output (typ.) 37kW (690V) HWD withou | 19451.4
6SE0100-1AG31-7AA7 | SINAMICS G180 2T2A-07600-160 400-690V TN/TT, 50/60 Hz Motor output (typ.) 160kW (690V) HWD witho | 45048.09
6SE0100-1AH21-0AA7 | SINAMICS G180 2T2A-07600-007 400-690V IT, 50/60 Hz Motor output (typ.) 7.5kW (690V) HWD without | 12941.59
6SE0100-1AH24-2AA7 | SINAMICS G180 2T2A-07600-037 400-690V IT, 50/60 Hz Motor output (typ.) 37kW (690V) HWD without o | 19451.4
6SE0100-1AH25-8AA7 | SINAMICS G180 2T2A-07600-055 400-690V IT, 50/60 Hz Motor output (typ.) 55kW (690V) HWD without o | 23383.37
3RT2636-1AV05 | Capacitor contactor, AC-6b 50 kVAr, / 400 V 2 NC, 400 V AC, 50 Hz 3-pole, Size S2 Screw terminal | 276
3RT2636-1NB33 | Capacitor contactor, AC-6b 50 kVAr, / 400 V 1 NC + 1 NO, 50-60 Hz AC / 20-33 V DC 3-pole, Size S | 407.05
3RT2637-1AK65 | Capacitor contactor, AC-6b 75 kVAr, / 400 V 2 NC, 120 V AC, 60 Hz 3-pole, Size S2 screw terminal | 364
3RT2645-1NF35 | Capacitor contactor, AC-6b 75 kVAr, / 400 V 2 NC, 50-60 Hz AC / 83-155 V DC 3-pole, Size S3 scre | 519.98
3RT2645-1NP35 | Capacitor contactor, AC-6b 75 kVAr, / 400 V 2 NC, 50-60 Hz AC / 175-280 V DC 3-pole, Size S3 scr | 519.98
3RT2646-1AB03 | Capacitor contactor, AC-6b 100 kVAr, / 400 V 1 NO + 1 NC, 24 V AC, 50/60 Hz 3-pole, Size S3 scre | 481.97
3RT2646-1AB05 | Capacitor contactor, AC-6b 100 kVAr, / 400 V 2 NC, 24 V AC, 50/60 Hz 3-pole, Size S3 screw termi | 481.97
6XV1878-5BH20 | IE connecting cable IE FC RJ45 Plug-180/IE FC RJ45 Plug-180; IE FC Trailing Cable GP 4x2 pre-ass | 93.48
6XV1878-5BH30 | IE connecting cable IE FC RJ45 Plug-180/IE FC RJ45 Plug-180; IE FC Trailing Cable GP 4x2 pre-ass | 98.42
6XV1878-5BH50 | IE connecting cable IE FC RJ45 Plug-180/IE FC RJ45 Plug-180; IE FC Trailing Cable GP 4x2 pre-ass | 108.91
6XV1878-5BN10 | IE connecting cable IE FC RJ45 Plug-180/IE FC RJ45 Plug-180; IE FC Trailing Cable GP 4X2 pre-ass | 135.7
6XV1878-5BN15 | IE connecting cable IE FC RJ45 Plug-180/IE FC RJ45 Plug-180; IE FC Trailing Cable GP 4X2 pre-ass | 167.43
6XV1878-5HH10 | IE TP Cord M12-180/M12-180 pre-assembled IE Flexible Cable with 2 M12 connectors (X-coded) lengt | 100.47
6XV1878-5HH15 | IE TP Cord M12-180/M12-180 pre-assembled IE Flexible Cable with 2 M12 connectors (X-coded) Lengt | 110.95
6XV1878-5HH20 | IE TP Cord M12-180/M12-180 pre-assembled IE Flexible Cable with 2 M12 connectors (X-coded) Lengt | 120.4
6XV1878-5HH30 | IE TP Cord M12-180/M12-180, pre-assembled IE Flexible Cable with 2 M12 connectors (X-coded) Leng | 140.5
7KM2200-2EA40-1HA1 | SENTRON PAC2200 DIN rail power monitoring device snap on mounting unit for measurement of electr | 270.25
7KM2200-2EA40-1JA1 | SENTRON PAC2200 DIN rail power monitoring device snap on mounting unit for measurement of electr | 295.27
7KM3200-0CA01-1AA0 | SENTRON PAC3200t, DIN rail power monitoring device snap on mounting unit for measurement of elec | 338.02
7KM9200-0AD00-0AA0 | N-conductor-module rcm i-diff measurement analog Input for PAC3200 or PAC4200 | 213.88
7KT1668 | SENTRON PAC1600 DIN rail energy counter snap on mounting unit for measurement of electr. values | 316.5
7KT1670 | SENTRON PAC1600 DIN rail energy counter snap on mounting unit for measurement of electr. values | 201.73
7KT1671 | SENTRON PAC1600 DIN rail energy counter snap on mounting unit for measurement of electr. values | 268.16
7KT1672 | SENTRON PAC1600 DIN rail energy counter snap on mounting unit for measurement of electr. values | 217.45
3RT2944-5AK61 | Magnet coil for contactor S3, 110 V AC, 50 Hz / 120 V, 60Hz, | 20.39
3RT2944-5AL21 | Magnet coil for contactor S3, 230 V AC, 50 / 60 Hz, | 20.39
3RT2944-5AN21 | Magnet coil for contactor S3, 220 V AC, 50 / 60 Hz, | 20.39
3RT2944-5AN61 | Magnet coil for contactor S3, 200 V AC, 50 Hz / 220 V, 60 Hz . | 28.98
3RT2946-6A | Contact piece set f. 3RT2046 3 NO, Main contacts, consists of 3 movable and 6 fixed contact piec | 118.65
3RT2947-6A | Contact piece set f. 3RT2047 3 NO, Main contacts, consists of 3 movable and 6 fixed contact piec | 153.85
3RU2116-0JB0-ZW96 | Overload relay 0.70...1.0 A for motor protection Size S00, CLASS 10 Contactor mounting Main circ | 47.66
3RU2116-0JB0-ZW97 | Overload relay 0.70...1.0 A for motor protection Size S00, CLASS 10 Contactor mounting Main circ | 47.66
7KT1651 | SENTRON PAC1600 DIN rail energy counter snap on mounting unit for measurement of electr. values | 142.54
7KT1653 | SENTRON PAC1600 DIN rail energy counter snap on mounting unit for measurement of electr. values | 142.54
7KT1664 | SENTRON PAC1600 DIN rail energy counter snap on mounting unit for measurement of electr. values | 334.62
7KT1666 | SENTRON PAC1600 DIN rail energy counter snap on mounting unit for measurement of electr. values | 334.62
7KT1681 | SENTRON PAC1600 DIN rail multimeter snap on mounting unit for measurement of electr. values mULt | 230.72
3RT2944-5AB01 | Magnet coil for contactor S3, 24 V AC 50 Hz, | 20.39
3RT2944-5AG21 | Magnet coil for contactor S3, 110 V AC, 50 / 60 Hz, | 20.39
3RT2944-5AH01 | Magnet coil for contactor S3, 48 V AC, 50 Hz, | 20.39
3RT2944-5AP61 | Magnet coil for contactor S3, 220 V AC, 50 Hz / 240 V, 60Hz, | 20.39
3RT2944-5AT61 | Magnet coil for contactor S3, 600 V AC, 60Hz, | 28.98
3RT2944-5NP31 | Magnet coil for contactor S3, 175 ... 280 V AC / DC, with varistor | 51.08
3RT2946-4G | Box terminal block, 3-pole for contactor size S3, 3RT2.4 | 14.65
3RU2116-1BB0-ZW96 | Overload relay 1.4...2.0 A for motor protection Size S00, CLASS 10 Contactor mounting Main circu | 47.66
3RU2116-1EB0-ZW96 | Overload relay 2.8...4.0 A for motor protection Size S00, CLASS 10 Contactor mounting Main circu | 47.66
7ME3950-5GK21 | Ultrasonic transit time Sensor Clamp-On, High Precision, Size B1H, pair, dedicated, Ex Zone 0,1, | 2513.28
7ME3950-5GL01 | Ultrasonic transit time Sensor Clamp-On, High Precision, Size B2H, pair, dedicated, Ex Zone 0,1, | 2513.28
7ME3950-5GP00 | Ultrasonic transit time Sensor Clamp-On, High Precision, Size D1H, pair, dedicated, Ex Zone 0,1, | 2906.65
7ME3950-5GQ00 | Ultrasonic transit time Sensor Clamp-On, High Precision, Size D2H, pair, dedicated, Ex Zone 0,1, | 3295.07
7ME3950-5GT01 | Ultrasonic transit time Sensor Clamp-On, High Precision, Size B3H, pair, dedicated, Ex Zone 0,1, | 2513.28
7ME3950-5GT21 | Ultrasonic transit time Sensor Clamp-On, High Precision, Size B3H, pair, dedicated, Ex Zone 0,1, | 2513.28
7ME3950-5LA63 | Ultrasonic transit time Sensor Clamp-On, Uni, Very-Hi-Temp. Size 3A, pair, dedicated, Ex Zone 0, | 7427.91
7ME3950-5LA83 | Ultrasonic transit time Sensor Clamp-On, Uni, Very-Hi-Temp. Size 4A, pair, dedicated, Ex Zone 0, | 8749.57
7ME3950-5LC10 | Ultrasonic transit time Sensor Clamp-On, Universal Size B1, pair, dediziert, Ex Zone 0,1,2, Clas | 2312.48
7ME3950-5LC20 | Ultrasonic transit time Sensor Clamp-On, Universal Size B2 pair, dediziert, Ex Zone 0,1,2, Class | 2312.48
7ME3950-5LE00 | Ultrasonic transit time Sensor Clamp-On, Universal Size D3, pair, dedicated, Ex Zone 0,1,2, Clas | 2312.48
7ME3950-5LE20 | Ultrasonic transit time Sensor Clamp-On, Universal Size D2, pair, dedicated, Ex Zone 0,1,2, Clas | 2312.48
7ME3950-5LH01 | Ultrasonic transit time Sensor Clamp-On, High Precision, Size A2H, pair, dedicated, Ex Zone 0,1, | 2513.28
7ME3950-5LJ01 | Ultrasonic transit time Sensor Clamp-On, High Precision, Size A3H, pair, dedicated, Ex Zone 0,1, | 2513.28
7ME3950-5LL20 | Ultrasonic transit time Sensor Clamp-On, High Precision, Size B2H, pair, dedicated, Ex Zone 0,1, | 2513.28
7ME3950-5LM00 | Ultrasonic transit time Sensor Clamp-On, High Precision, Size C1H, pair, dedicated, Ex Zone 0,1, | 2513.28
7ME3950-5LP20 | Ultrasonic transit time Sensor Clamp-On, High Precision, Size D1H, pair, dedicated, Ex Zone 0,1, | 2906.65
7ME3950-5LQ20 | Ultrasonic transit time Sensor Clamp-On, High Precision, Size D2H, pair, dedicated, Ex Zone 0,1, | 3295.07
7ME3950-5LR20 | Ultrasonic transit time Sensor Clamp-On, High Precision, Size D4H, pair, dedicated, Ex Zone 0,1, | 3922.16
3RT2544-1AL20 | Power contactor, AC-3 65 A, 30 kW / 400 V 2 NO + 2 NC 230 V AC, 50/60 Hz 4-pole Size S3 screw te | 192.99
3RT2544-1AP00 | Power contactor, AC-3 65 A, 30 kW / 400 V 2 NO + 2 NC 230 V AC/50 Hz 4-pole Size S3 screw termin | 192.99
3RT2544-1AP60 | Power contactor, AC-3 65 A, 30 kW / 400 V 2 NO + 2 NC 220 V AC, 50 Hz/240 V, 60 Hz 4-pole Size S | 192.99
3RT2625-1AV05 | Capacitor contactor, AC-6b 16.7 kVAr, / 400 V 1 NO + 2 NC, 400 V AC, 50 Hz 3-pole, Size S0 Screw | 98.12
3RT2626-1AL25 | Capacitor contactor, AC-6b 20 kVAr, / 400 V 1 NO + 2 NC, 230 V AC, 50/60 Hz 3-pole, Size S0 Scre | 105.72
3RT2626-1AV05 | Capacitor contactor, AC-6b 20 kVAr, / 400 V 1 NO + 2 NC, 400 V AC, 50 Hz 3-pole, Size S0 Screw t | 108.24
3RT2627-1AL25 | Capacitor contactor, AC-6b 25 kVAr, / 400 V 1 NO + 2 NC, 230 V AC, 50/60 Hz 3-pole, Size S0 scre | 129.14
3RT2645-1AB05 | Capacitor contactor, AC-6b 75 kVAr, / 400 V 2 NC, 24 V AC, 50/60 Hz 3-pole, Size S3 screw termin | 346.86
3RT2645-1AF03 | Capacitor contactor, AC-6b 75 kVAr, / 400 V 1 NO + 1 NC, 110 V AC, 50 Hz 3-pole, Size S3 screw t | 346.86
3RT2645-1AF05 | Capacitor contactor, AC-6b 75 kVAr, / 400 V 2 NC, 110 V AC, 50 Hz 3-pole, Size S3 screw terminal | 346.86
3RT2645-1AL23 | Capacitor contactor, AC-6b 75 kVAr, / 400 V 1 NO + 1 NC, 230 V AC, 50/60 Hz 3-pole, Size S3 Scre | 386.79
3RT2645-1AP03 | Capacitor contactor, AC-6b 75 kVAr, / 400 V 1 NO + 1 NC, 230 V AC, 50 Hz 3-pole, Size S3 screw t | 346.86
3RT2646-1AP05 | Capacitor contactor, AC-6b 100 kVAr, / 400 V 2 NC, 230 V AC, 50 Hz 3-pole, Size S3 screw termina | 481.97
3RT2646-1AV03 | Capacitor contactor, AC-6b 100 kVAr, / 400 V 1 NO + 1 NC, 400 V AC, 50/60 Hz 3-pole, Size S3 Scr | 489.91
3RT2646-1NB33 | Capacitor contactor, AC-6b 100 kVAr, / 400 V 1 NC+ 1 NO, 50-60 Hz AC / 20-33 V DC 3-pole, Size S | 810.29
3RT2646-1NB35 | Capacitor contactor, AC-6b 100 kVAr, / 400 V 2 NC, 50-60 Hz AC / 20-33 V DC 3-pole, Size S3 scre | 726.61
6XV1878-5GH10 | IE TP Cord M12-90/M12-90 Pre-assembled IE Flexible Cable with 2 M12 connectors (X-coded); 90 deg | 115.73
6XV1878-5GH15 | IE TP Cord M12-90/M12-90 Pre-assembled IE Flexible Cable with 2 M12 connectors (X-coded); 90 deg | 120.4
6XV1878-5GH20 | IE TP Cord M12-90/M12-90 Pre-assembled IE Flexible Cable with 2 M12 connectors (X-coded); 90 deg | 133.37
6XV1878-5GH30 | IE TP Cord M12-90/M12-90, Pre-assembled IE Flexible Cable with 2 M12 connectors (X-coded); 90 de | 152.88
7KM2200-2EA30-1DA1 | SENTRON PAC2200 DIN rail power monitoring device snap on mounting unit for measurement of electr | 247.27
7KM2200-2EA30-1EA1 | SENTRON PAC2200 DIN rail power monitoring device snap on mounting unit for measurement of electr | 274.38
7KM2200-2EA30-1GA1 | SENTRON PAC2200 DIN rail power monitoring device snap on mounting unit for measurement of electr | 259.79
7KM2200-2EA30-1HA1 | SENTRON PAC2200 DIN rail power monitoring device snap on mounting unit for measurement of electr | 269.16
7KM2200-2EA30-1JA1 | SENTRON PAC2200 DIN rail power monitoring device snap on mounting unit for measurement of electr | 293.18
7KT1655 | SENTRON PAC1600 DIN rail energy counter snap on mounting unit for measurement of electr. values | 142.54
7KT1656 | SENTRON PAC1600 DIN rail energy counter snap on mounting unit for measurement of electr. values | 192.07
7KT1661 | SENTRON PAC1600 DIN rail energy counter snap on mounting unit for measurement of electr. values | 235.55
7KT1662 | SENTRON PAC1600 DIN rail energy counter snap on mounting unit for measurement of electr. values | 302
3RT2944-5AC21 | Magnet coil for contactor S3, 24 V AC, 50 / 60 Hz, | 20.39
3RT2944-5AD01 | Magnet coil for contactor S3, 42 V AC, 50 Hz, | 28.98
3RT2944-5AD21 | Magnet coil for contactor S3, 42 V AC, 50 / 60 Hz, | 28.98
6SE0100-1AH31-0AA7 | SINAMICS G180 2T2A-07600-090 400-690V IT, 50/60 Hz Motor output (typ.) 90kW (690V) HWD without o | 29684.89
6SE0140-1KC15-5AA7 | SINAMICS G180 2x3A-87400-002 230-500 V, TN/TT 50/60 Hz Motor output (typ.) 2.2kW (400V) one inve | 11873.95
6SE0140-1KC21-0AA7 | SINAMICS G180 2x3A-87400-004 230-500 V, TN/TT 50/60 Hz Motor output (typ.) 4kW (400V) one invert | 12524.93
6SE0140-1KC27-8AA7 | SINAMICS G180 2x3A-87400-037 230-500 V, TN/TT 50/60 Hz Motor output (typ.) 37kW (400V) one inver | 21612.67
6SE0140-1KC31-1AA7 | SINAMICS G180 2x3A-87400-055 230-500 V, TN/TT 50/60 Hz Motor output (typ.) 55kW (400V) one inver | 24659.31
6SE0140-1KC33-0AA7 | SINAMICS G180 2x3A-87400-160 230-500 V, TN/TT 50/60 Hz Motor output (typ.) 160kW (400V) one inve | 46089.66
6SE0140-1KD15-5AA7 | SINAMICS G180 2x3A-87500-003 230-500 V, IT, 50/60 Hz Motor output (typ.) 3kW (500V) one inverter | 12472.89
6SE0140-1KD21-0AA7 | SINAMICS G180 2x3A-87500-005 230-500 V, IT, 50/60 Hz Motor output (typ.) 5.5kW (500V) one invert | 13488.4
6SE0140-1KD24-8AA7 | SINAMICS G180 2x3A-87500-030 230-500 V, IT, 50/60 Hz Motor output (typ.) 30kW (500V) one inverte | 18461.93
6SE0140-1KD27-8AA7 | SINAMICS G180 2x3A-87500-045 230-500 V, IT, 50/60 Hz Motor output (typ.) 45kW (500V) one inverte | 23904.15
6SE0140-1KD33-0AA7 | SINAMICS G180 2x3A-87500-200 230-500 V, IT, 50/60 Hz Motor output (typ.) 200kW (500V) one invert | 53120.31
6SE0140-1KG21-3AA7 | SINAMICS G180 2x3A-87600-011 400-690V TN/TT, 50/60 Hz Motor output (typ.) 11kW (690V) one invert | 19868.03
6SE0140-1KG25-0AA7 | SINAMICS G180 2x3A-87600-045 400-690V TN/TT, 50/60 Hz Motor output (typ.) 45kW (690V) one invert | 27601.74
6SE0140-1KG28-0AA7 | SINAMICS G180 2x3A-87600-075 400-690V TN/TT, 50/60 Hz Motor output (typ.) 75kW (690V) one invert | 32288.81
6SE0140-1KG31-2AA7 | SINAMICS G180 2x3A-87600-110 400-690V TN/TT, 50/60 Hz Motor output (typ.) 110kW (690V) one inver | 40100.64
6SE0140-1KH21-3AA7 | SINAMICS G180 2x3A-87600-011 400-690V IT, 50/60 Hz Motor output (typ.) 11kW (690V) one inverter | 19868.03
6SE0140-1KH22-5AA7 | SINAMICS G180 2x3A-87600-022 400-690V IT, 50/60 Hz Motor output (typ.) 22kW (690V) one inverter | 21378.32
6SE0140-1KH31-2AA7 | SINAMICS G180 2x3A-87600-110 400-690V IT, 50/60 Hz Motor output (typ.) 110kW (690V) one inverter | 40100.64
6SE0140-1KH31-7AA7 | SINAMICS G180 2x3A-87600-160 400-690V IT, 50/60 Hz Motor output (typ.) 160kW (690V) one inverter | 51297.54
3RT1456-6SF36-3PA0 | Power contactor, AC-1 275 A, 400 V Coil AC 50/60 Hz and DC 96-127 V x (0.8-1.1) F-PLC input 24 V | 531.16
3RT1456-6SP36-3PA0 | Power contactor, AC-1 275 A, 400 V Coil AC 50/60 Hz and DC 200-277 V x (0.8-1.1) F-PLC input 24 | 531.16
3RT1466-2XF46-0LA2 | Traction contactor AC-1,400 A/690V Coil 110 V DC x (0.7...1.25) PLC input 24...110 V DC Auxiliar | 1383.96
3RT1466-6XJ46-0LA2 | Traction contactor AC-1,400 A/690V Coil 72 V DC x (0.7...1.25) PLC input 24...110 V DC Auxiliary | 1383.96
3RT1476-2XF46-0LA2 | Traction contactor, AC-1 690 A / 690 V Coil 110 V DC x (0.7-1.25) PLC input 24-110 V DC Auxiliar | 2434.24
3RT1476-6XF46-0LA2 | Traction contactor, AC-1 690 A / 690 V Coil 110 V DC x (0.7-1.25) PLC input 24-110 V DC Auxiliar | 2434.24
6SE0180-1BA41-1AA7 | SINAMICS G180 2T3A-87401-630 230-415V TN/TT, 50/60 Hz Motor output (typ.) 630kW (400V) HWD witho | 157538.15
6SE0180-1BC34-6AA7 | SINAMICS G180 2T3A-87501-315 230-500 V TN/TT, 50/60 Hz Motor output (typ.) 315kW (500V) HWD with | 87752.63
6SE0180-1BD33-7AA7 | SINAMICS G180 2T3A-87501-250 230-500 V, IT, 50/60 Hz Motor output (typ.) 250kW (500V) HWD withou | 71608.25
6SE0180-1BD36-3AA7 | SINAMICS G180 2T3A-87501-400 230-500 V, IT, 50/60 Hz Motor output (typ.) 400kW (500V) HWD withou | 95304.07
6SE0180-1BD41-1AA7 | SINAMICS G180 2T3A-87501-800 230-500 V, IT, 50/60 Hz Motor output (typ.) 800kW (500V) HWD withou | 171339.02
7ME3950-5GL21 | Ultrasonic transit time Sensor Clamp-On, High Precision, Size B2H, pair, dedicated, Ex Zone 0,1, | 2513.28
7ME3950-5GM00 | Ultrasonic transit time Sensor Clamp-On, High Precision, Size C1H, pair, dedicated, Ex Zone 0,1, | 2513.28
7ME3950-5GM20 | Ultrasonic transit time Sensor Clamp-On, High Precision, Size C1H, pair, dedicated, Ex Zone 0,1, | 2513.28
7ME3950-5GN00 | Ultrasonic transit time Sensor Clamp-On, High Precision, Size C2H, pair, dedicated, Ex Zone 0,1, | 2513.28
7ME3950-5GU20 | Ultrasonic transit time Sensor Clamp-On, High Precision, Size D3H, pair, dedicated, Ex Zone 0,1, | 3295.07
7ME3950-5LA13 | Ultrasonic transit time Sensor Clamp-On, Uni, Very-Hi-Temp. Size 1, pair, dedicated, Ex Zone 0,1 | 7427.91
7ME3950-5LA23 | Ultrasonic transit time Sensor Clamp-On, Uni, Very-Hi-Temp. Size 2, pair, dedicated, Ex Zone 0,1 | 7427.91
7ME3950-5LA33 | Ultrasonic transit time Sensor Clamp-On, Uni, Very-Hi-Temp. Size 2A, pair, dedicated Ex Zone 0,1 | 7427.91
7ME3950-5LA43 | Ultrasonic transit time Sensor Clamp-On, Uni, Very-Hi-Temp. Size 3, pair, dedicated, Ex Zone 0,1 | 7427.91
7ME3950-5LC21 | Ultrasonic transit time Sensor Clamp-On, Universal Size B2 pair, dediziert, Ex Zone 0,1,2, Class | 2312.48
7ME3950-5LD00 | Ultrasonic transit time Sensor Clamp-On, Universal Size C3, pair, dedicated, Ex Zone 0,1,2, Clas | 2312.48
7ME3950-5LD10 | Ultrasonic transit time Sensor Clamp-On, Universal Size C1, pair, dedicated, Ex Zone 0,1,2, Clas | 2312.48
7ME3950-5LD20 | Ultrasonic transit time Sensor Clamp-On, Universal Size C2, pair, dedicated, Ex Zone 0,1,2, Clas | 2312.48
7ME3950-5LK01 | Ultrasonic transit time Sensor Clamp-On, High Precision, Size B1H, pair, dedicated, Ex Zone 0,1, | 2513.28
7ME3950-5LK20 | Ultrasonic transit time Sensor Clamp-On, High Precision, Size B1H, pair, dedicated, Ex Zone 0,1, | 2513.28
7ME3950-5LK21 | Ultrasonic transit time Sensor Clamp-On, High Precision, Size B1H, pair, dedicated, Ex Zone 0,1, | 2513.28
7ME3950-5LL00 | Ultrasonic transit time Sensor Clamp-On, High Precision, Size B2H, pair, dedicated, Ex Zone 0,1, | 2513.28
7ME3950-5LT00 | Ultrasonic transit time Sensor Clamp-On, High Precision, Size B3H, pair, dedicated, Ex Zone 0,1, | 2513.28
7ME3950-5LT01 | Ultrasonic transit time Sensor Clamp-On, High Precision, Size B3H, pair, dedicated, Ex Zone 0,1, | 2513.28
7ME3950-5LT20 | Ultrasonic transit time Sensor Clamp-On, High Precision, Size B3H, pair, dedicated, Ex Zone 0,1, | 2513.28
3RU2146-4FD0 | Overload relay 28...40 A for motor protection Size S3, CLASS 10 Contactor mounting Main circuit: | 102.09
3RU2146-4HB0 | Overload relay 36...50 A for motor protection Size S3, CLASS 10 Contactor mounting Main circuit: | 109.91
3RU2146-4HD0 | Overload relay 36...50 A for motor protection Size S3, CLASS 10 Contactor mounting Main circuit: | 109.91
3RU2146-4JB0 | Overload relay 45...63 A for motor protection Size S3 | 109.91
3RU2146-4MD0 | Overload relay 80...100 A for motor protection Size S3, CLASS 10 Contactor mounting Main circuit | 169.73
3RU2146-4MD1 | Overload relay 80...100 A for motor protection Size S3, CLASS 10 Stand-alone installation Main c | 193.27
7ME6910-1AA10-1AD0 | MAG 5000 CT, IP67 / NEMA 4X/6, Polyamid enclosure, With display, With CT approvals, 115-230V AC | 1368.29
7ME6910-1AA30-1AD0 | MAG 5000 CT, IP67 / NEMA 4X/6, Polyamid enclosure, With display, With CT approvals, 11-30V DC/11 | 1368.29
7MH4900-1AK01 | Service and commissioning software SIWATOOL V4 and V7 for SIWAREX weighing modules | 375.93
7MH4900-1AK61 | SIWAREX PCS7 AddOn Library for PCS7 V8.1 (or higher) and V9.0; For SIWAREX FTA, FTC, U, WP321. | 1180.9
7MH5001-0AA00 | Junction box SIWAREX JB; stainless steel housing to connect in parallel up to 4 load cells in 4- | 570.02
3RT2944-5AF01 | Magnet coil for contactor S3, 110 V AC, 50 Hz, | 20.39
3RT2944-5AV61 | Magnet coil for contactor S3, 480 V AC, 60Hz, | 28.98
3RT2944-5NB31 | Magnet coil for contactor S3, 20 ... 33 V AC/DC, with varistor | 51.08
3RT2944-5ND31 | Magnet coil for contactor S3, 30 ... 42 V AC/DC, with varistor | 56.38
3RT2944-5NE31 | Magnet coil for contactor S3, 48 ... 80 V AC/DC, with varistor | 56.38
3RU2116-1FB0-ZW97 | Overload relay 3.5...5.0 A for motor protection Size S00, CLASS 10 Contactor mounting Main circu | 47.66
7ME3950-5GK00 | Ultrasonic transit time Sensor Clamp-On, High Precision, Size B1H, pair, dedicated, Ex Zone 0,1, | 2513.28
7ME3950-5GK01 | Ultrasonic transit time Sensor Clamp-On, High Precision, Size B1H, pair, dedicated, Ex Zone 0,1, | 2513.28
7ME3950-5GK20 | Ultrasonic transit time Sensor Clamp-On, High Precision, Size B1H, pair, dedicated, Ex Zone 0,1, | 2513.28
7ME3950-5GQ20 | Ultrasonic transit time Sensor Clamp-On, High Precision, Size D2H, pair, dedicated, Ex Zone 0,1, | 3295.07
7ME3950-5GR00 | Ultrasonic transit time Sensor Clamp-On, High Precision, Size D4H, pair, dedicated, Ex Zone 0,1, | 3922.16
7ME3950-5GR20 | Ultrasonic transit time Sensor Clamp-On, High Precision, Size D4H, pair, dedicated, Ex Zone 0,1, | 3922.16
7ME3950-5GT00 | Ultrasonic transit time Sensor Clamp-On, High Precision, Size B3H, pair, dedicated, Ex Zone 0,1, | 2513.28
7ME3950-5LB01 | Ultrasonic transit time Sensor Clamp-On, Universal Size, A2, pair, dediziert, Ex Zone 0,1,2, Cla | 2312.48
7ME3950-5LB10 | Ultrasonic transit time Sensor Clamp-On, Universal Size A1, pair, dediziert, Ex Zone 0,1,2, Clas | 2312.48
7ME3950-5LB11 | Ultrasonic transit time Sensor Clamp-On, Universal Size A1, pair, dediziert, Ex Zone 0,1,2, Clas | 2312.48
7ME3950-5LC00 | Ultrasonic transit time Sensor Clamp-On, Universal Size B3, pair, dediziert, Ex Zone 0,1,2, Clas | 2312.48
7ME3950-5LF10 | Ultrasonic transit time Sensor Clamp-On, Universal Size E1, pair, dedicated, Ex Zone 0,1,2, Clas | 3059.72
7ME3950-5LF20 | Ultrasonic transit time Sensor Clamp-On, Universal Size E3, pair, dedicated, Ex Zone 0,1,2, Clas | 3059.72
7ME3950-5LG00 | Ultrasonic transit time Sensor Clamp-On, High Precision, Size A1H, pair, dedicated, Ex Zone 0,1, | 2513.28
7ME3950-5LG01 | Ultrasonic transit time Sensor Clamp-On, High Precision, Size A1H, pair, dedicated, Ex Zone 0,1, | 2513.28
7ME3950-5LH00 | Ultrasonic transit time Sensor Clamp-On, High Precision, Size A2H, pair, dedicated, Ex Zone 0,1, | 2513.28
7ME3950-5LM20 | Ultrasonic transit time Sensor Clamp-On, High Precision, Size C1H, pair, dedicated, Ex Zone 0,1, | 2513.28
7ME3950-5LN00 | Ultrasonic transit time Sensor Clamp-On, High Precision, Size C2H, pair, dedicated, Ex Zone 0,1, | 2513.28
7ME3950-5LN20 | Ultrasonic transit time Sensor Clamp-On, High Precision, Size C2H, pair, dedicated, Ex Zone 0,1, | 2513.28
7ME3950-5LP00 | Ultrasonic transit time Sensor Clamp-On, High Precision, Size D1H, pair, dedicated, Ex Zone 0,1, | 2906.65
3RU2126-4AB0-ZW96 | OVERLOAD RELAY 11...16 A FOR MOTOR PROTECTION SZ S0, CLASS 10, F. MOUNTING ONTO CONTACTOR MAIN C | 51.21
3RU2136-1HB0 | Overload relay 5.5...8 A for motor protection Size S2 CLASS 10 Contactor mounting Main circuit: | 60.73
3RU2136-1HD0 | Overload relay 5.5...8 A for motor protection Size S2 CLASS 10 Contactor mounting Main circuit: | 60.73
3RU2136-1JB0 | Overload relay 7...10 A for motor protection Size S2 CLASS 10 Contactor mounting Main circuit: s | 60.73
3RU2146-4KD0 | Overload relay 57...75 A for motor protection Size S3, CLASS 10 Contactor mounting Main circuit: | 114.78
3RU2146-4KD1 | Overload relay 57...75 A for motor protection Size S3, CLASS 10 Stand-alone installation Main ci | 137.71
7ME3950-5LT21 | Ultrasonic transit time Sensor Clamp-On, High Precision, Size B3H, pair, dedicated, Ex Zone 0,1, | 2513.28
7ME3950-5LU20 | Ultrasonic transit time Sensor Clamp-On, High Precision, Size D3H, pair, dedicated, Ex Zone 0,1, | 3295.07
3RU2136-1KB0 | Overload relay 9...12.5 A for motor protection Size S2 CLASS 10 Contactor mounting Main circuit: | 60.73
3RU2146-4FB0 | Overload relay 28...40 A for motor protection Size S3, CLASS 10 Contactor mounting Main circuit: | 102.09
3RU2146-4JB1 | Overload relay 45...63 A for motor protection Size S3, CLASS 10 Stand-alone installation Main ci | 132.9
3RU2146-4JD1 | Overload relay 45...63 A for motor protection Size S3, CLASS 10 Stand-alone installation Main ci | 132.9
3RU2146-4KB1 | Overload relay 57...75 A for motor protection Size S3, CLASS 10 Stand-alone installation Main ci | 137.71
3RU2146-4LD0 | Overload relay 70...90 A for motor protection Size S3, CLASS 10 Contactor mounting Main circuit: | 132.31
3RU2146-4MB0 | Overload relay 80...100 A for motor protection Size S3, CLASS 10 Contactor mounting Main circuit | 169.73
7ME6920-1AA30-1AD0 | MAG 6000 CT, IP67 / NEMA 4X/6, Polyamid enclosure, With display, With CT approvals, 11-30V DC/11 | 1607.82
7MF1575-8AB | Cable hanger | 59.51
7MF1575-8AG | Protective cap, stainless steel 316L (1.4404) for waste water applicatio | 58.25
7MF9004-6AF | MOUNTING BRACKET FOR MULTIWAY COCK FOR WALL MOUNTING OR FOR MOUNTING ON RACK (GRID DIMENSIONS 72 | 49.38
7MH5002-0AA30 | EMC cable gland for SIWAREX JB aluminum; content: 4 EMC cable glands M16; 2 screw plugs M16 | 173.77
7MH5104-2PD01-0AD0 | Siwarex WL260 load cell SP-S SA 50kg C3 Ex, Rated load 50kg, Accuracy class C3, 3m cable length, | 729.82
7MH5113-3JD01 | SIWAREX WL280 Load Cell RN-S SA 280kg C3 Ex - Rated Load 280kg - Accuracy class C3 according to | 1373.07
7MH5113-4AD00-0AG0 | Siwarex WL280 Load Cell RN-S SA 1t C3 6m Cable Rated Load 1 t Accuracy class C3 6 m Cable length | 1490.23
7MH5113-5JD01 | SIWAREX WL280 Load Cell RN-S SA 28t C3 Ex - Rated Load 28t - Accuracy class C3 according to OIML | 2112.91
7MH5114-4QL00-0BA0 | Siwarex WL270 Load Cell K-S CA 6t 0.1% Rated Load 6t Accuracy 0.1% 10 m Cable length, 4 Conducto | 2323.74
7MH5118-3GD51 | Load Cell SIWAREX WL260 SP-S SC 200kg C3 MR EX Rated Load 200kg Accuracy class C3 MR 3m Cable, 4 | 1116.35
7MH5121-3HD01 | Siwarex WL230 load cell SB-S CA 250kg C3 Ex, Rated load 250kg, Accuracy class C3, 4m cable lengt | 373.55
7MH5713-3JA01 | Mounting Unit RN-S SA 60kg ... 280kg Such as 7MH5713-3JA00 but mounting holes 60 x 60 mm, diamet | 939.86
7MH5713-4PA01 | Mounting Unit RN-S SA 2t ... 5t Such as 7MH5713-4PA00 but mounting holes 75 x 75 mm, diameter 11 | 1221.7
3RV2021-1EA20-0BA0 | CIRCUIT-BREAKER SZ S0, FOR MOTOR PROTECTION, CLASS 10, A-REL. 2.8...4A, N-REL. 52A SPRING-L. CON | 75.52
3RV2021-4BA15-0BA0 | CIRCUIT-BREAKER SZ S0, FOR MOTOR PROTECTION, CLASS 10, A-RELEASE 13...20A, N-RELEASE 260A, SCREW | 96.41
3RV2031-4PB10-0BA0 | Special type Circuit breaker size S2 for motor protection, Class 20 A-release 28...36 A N-releas | 210.61
3RV2031-4UB10-0BA0 | Special type Circuit breaker size S2 for motor protection, Class 20 A-release 32...40 A N-releas | 221.4
3RV2341-4RC10 | Circuit breaker size S3 for starter combination Rated current 84 A N-release 1170 A screw termin | 227.07
3RV2341-4YC10 | Circuit breaker size S3 for starter combination Rated current 93 A N-release 1300 A screw termin | 227.07
3RV2342-4YC10 | Circuit breaker size S3 for starter combination Rated current 93 A N-release 1300 A screw termin | 333.23
3RV2411-1GA10-0BA0 | CIRCUIT-BREAKER SZ S00, FOR . TRANSFORMER PROT. A-RELEASE4.5...6.3A, N-RELEASE130A, SCREW CONNE | 78.73
3RV2742-5AD10 | Circuit breaker size S3 for system protection with approval circuit breaker UL 489, CSA C22.2 No | 224.24
3RV2742-5CD10 | Circuit breaker size S3 for system protection with approval circuit breaker UL 489, CSA C22.2 No | 251.48
3RV2742-5LD10 | Circuit breaker size S3 for system protection with approval circuit breaker UL 489, CSA C22.2 No | 346.86
3RV2901-1D-ZX90 | TRANSVERSE AUX. SWITCH, 1CO, SCREW CONNECTION, FOR CIRCUIT-BREAKERS 3RV2 MULTI-UNIT PACKAGING, 5 | 7.67
8GK1122-1KA22 | ALPHA 400 wall-mounted cabinet, IP43 Protection class 1 H=500 mm, W=550 mm RAL 9016 | 303.37
8GK4452-6KK12 | Assembly kit perforated mounting plate H=900 mm, W=250 mm Including section cover | 169.77
8GK4500-4KK12 | Front cover with inspection window H=600 mm, W=250 mm | 206.96
8GK4722-2KK10 | ALPHA assembly kit 1x 3KF1 up to 80 A, H=300 mm, W=250 mm for devices with central direct operat | 99.06
8GK4735-2KK22 | Assembly kit Molded case circuit breaker 3VA 3 x 3VA12 to 250 A with front rotary operating mech | 168.76
8GK4736-2KK22 | Assembly kit Molded case circuit breaker 3VA 3 x 3VA20 and 3VA22 to 250 A with front rotary oper | 211.97
8GK6432-2KK23 | ALPHA assembly kit 2x 3KF2 up to 160 A, H=200 mm, W=600 mm for devices with central direct opera | 297.36
8GK6432-4KK33 | ALPHA assembly kit 2x 3KF1/2 or 1x 3KF3/4 up to 400 A, H=400 mm, W=900 mm for rotary operating m | 410.86
3RW5213-1TC04 | SIRIUS soft starter 200-480 V 13 A, 24 V AC/DC Screw terminals Thermistor input | 976.96
3RW5213-1TC14 | SIRIUS soft starter 200-480 V 13 A, 110-250 V AC Screw terminals Thermistor input | 976.96
3RW5213-3TC05 | SIRIUS soft starter 200-600 V 13 A, 24 V AC/DC spring-type terminals Thermistor input | 1077.26
3RW5213-3TC15 | SIRIUS soft starter 200-600 V 13 A, 110-250 V AC spring-type terminals Thermistor input | 1077.26
3RW5214-1TC14 | SIRIUS soft starter 200-480 V 18 A, 110-250 V AC Screw terminals Thermistor input | 1077.26
3RW5214-3AC04 | SIRIUS soft starter 200-480 V 18 A, 24 V AC/DC spring-type terminals Analog output | 1077.26
3RW5214-3TC05 | SIRIUS soft starter 200-600 V 18 A, 24 V AC/DC spring-type terminals Thermistor input | 1195.8
3RW5214-3TC15 | SIRIUS soft starter 200-600 V 18 A, 110-250 V AC spring-type terminals Thermistor input | 1195.8
3RW5215-1TC14 | SIRIUS soft starter 200-480 V 25 A, 110-250 V AC Screw terminals Thermistor input | 1195.8
3RW5215-3AC04 | SIRIUS soft starter 200-480 V 25 A, 24 V AC/DC spring-type terminals Analog output | 1195.8
3RW5215-3TC15 | SIRIUS soft starter 200-600 V 25 A, 110-250 V AC spring-type terminals Thermistor input | 1328.68
3RW5216-1AC05 | SIRIUS soft starter 200-600 V 32 A, 24 V AC/DC Screw terminals Analog output | 1484.98
3RW5216-1TC14 | SIRIUS soft starter 200-480 V 32 A, 110-250 V AC Screw terminals Thermistor input | 1328.68
3RW5216-3AC04 | SIRIUS soft starter 200-480 V 32 A, 24 V AC/DC spring-type terminals Analog output | 1328.68
3RW5216-3AC14 | SIRIUS soft starter 200-480 V 32 A, 110-250 V AC spring-type terminals Analog output | 1328.68
3RW5216-3TC15 | SIRIUS soft starter 200-600 V 32 A, 110-250 V AC spring-type terminals Thermistor input | 1484.98
3RW5217-1AC05 | SIRIUS soft starter 200-600 V 38 A, 24 V AC/DC Screw terminals Analog output | 1667.35
3RW5217-3AC04 | SIRIUS soft starter 200-480 V 38 A, 24 V AC/DC spring-type terminals Analog output | 1484.98
3RW5217-3AC14 | SIRIUS soft starter 200-480 V 38 A, 110-250 V AC spring-type terminals Analog output | 1484.98
3RW5217-3TC15 | SIRIUS soft starter 200-600 V 38 A, 110-250 V AC spring-type terminals Thermistor input | 1667.35
3RW5224-1AC05 | SIRIUS soft starter 200-600 V 47 A, 24 V AC/DC Screw terminals Analog output | 1849.71
3RW5224-1AC15 | SIRIUS soft starter 200-600 V 47 A, 110-250 V AC Screw terminals Analog output | 1849.71
3RW5224-3AC04 | SIRIUS soft starter 200-480 V 47 A, 24 V AC/DC spring-type terminals Analog output | 1693.41
7MH5001-0AA20 | Junction box SIWAREX JB; die-cast aluminum quality to connect in parallel up to 4 load cells in | 450.24
7MH5113-4AD01 | SIWAREX WL280 Load Cell RN-S SA 1t C3 Ex - Rated Load 1t - Accuracy class C3 according to OIML R | 1373.07
7MH5113-4GD01 | SIWAREX WL280 Load Cell RN-S SA 2t C3 Ex - Rated Load 2t - Accuracy class C3 according to OIML R | 1373.07
7MH5113-4LD01 | SIWAREX WL280 Load Cell RN-S SA 3.5t C3 Ex - Rated Load 3.5t - Accuracy class C3 according to OI | 1373.07
7MH5113-4PD01 | SIWAREX WL280 Load Cell RN-S SA 5t C3 Ex - Rated Load 5t - Accuracy class C3 according to OIML R | 1652.16
7MH5113-5AD01 | SIWAREX WL280 Load Cell RN-S SA 10t C3 Ex - Rated Load 10t - Accuracy class C3 according to OIML | 1744.32
7MH5121-4AD01 | Siwarex WL230 load cell SB-S CA 1t C3 Ex, Rated load 1t, Accuracy class C3, 4m cable length, 4 c | 373.55
7MH5121-4GD01 | Siwarex WL230 load cell SB-S CA 2t C3 Ex, Rated load 2t, Accuracy class C3, 4m cable length, 4 c | 373.55
7MH5121-4KD01 | Siwarex WL230 load cell SB-S CA 3t C3 Ex, Rated load 3t, Accuracy class C3, 6m cable length, 4 c | 410.78
7MH5121-4PD01 | Siwarex WL230 load cell SB-S CA 5t C3 Ex, Rated load 5t, Accuracy class C3, 6m cable length, 4 c | 410.78
3RV2031-4BA15-0BA0 | Special type Circuit breaker size S2 for motor protection, Class 10 A-release 14...20 A Short-ci | 153.25
3RV2031-4DA10-0BA0 | Special type Circuit breaker size S2 for motor protection, CLASS 10 A-release 18...25 A N-releas | 156.7
3RV2031-4EA10-0BA0 | Special type Circuit breaker size S2 for motor protection, CLASS 10 A-release 22...32 A N-releas | 165.78
3RV2031-4EB10-0BA0 | Special type Circuit breaker size S2 for motor protection, Class 20 A-release 22...32 A N-releas | 202.11
3RV2342-4HC10 | Circuit breaker size S3 for starter combination Rated current 50 A N-release 650 A screw termina | 296.32
3RV2342-4JC10 | Circuit breaker size S3 for starter combination Rated current 63 A N-release 819 A screw termina | 296.32
3RV2342-4KC10 | Circuit breaker size S3 for starter combination Rated current 75 A N-release 975 A screw termina | 323.03
3RV2342-4MC10 | Circuit breaker size S3 for starter combination Rated current 100 A N-release 1300 A screw termi | 352.51
3RV2742-5ED10 | Circuit breaker size S3 for system protection with approval circuit breaker UL 489, CSA C22.2 No | 282.71
3RV2742-5FD10 | Circuit breaker size S3 for system protection with approval circuit breaker UL 489, CSA C22.2 No | 282.71
3RV2742-5GD10 | Circuit breaker size S3 for system protection with approval circuit breaker UL 489, CSA C22.2 No | 346.86
3RV2742-5HD10 | Circuit breaker size S3 for system protection with approval circuit breaker UL 489, CSA C22.2 No | 346.86
8GK4500-2KK12 | Front cover with inspection window H=300 mm, W=250 mm | 149.67
8GK4500-2KK22 | Front cover with inspection window H=300 mm, W=500 mm | 220.01
8GK4500-3KK12 | Front cover with inspection window H=450 mm, W=250 mm | 176.8
8GK4500-3KK22 | Front cover with inspection window H=450 mm, W=500 mm | 272.24
8GK4800-2KK22 | ALPHA, installation kit bus-mounting fuse base, for 60 mm busbar system 8US 3 and 4 pin, H: 300 | 205.92
8GK4800-2KK32 | ALPHA, installation kit bus-mounting fuse base, for 60 mm busbar system 8US 3 and 4 pin, H: 300 | 284.3
8GK6431-2KK23 | ALPHA assembly kit 2x 3KF1 up to 80 A, H=200 mm, W=600 mm for devices with central direct operat | 297.36
8GK6431-2KK33 | ALPHA assembly kit 2x 3KF1 up to 80 A, H=200 mm, W=900 mm for devices with central direct operat | 311.4
3RW5213-3AC04 | SIRIUS soft starter 200-480 V 13 A, 24 V AC/DC spring-type terminals Analog output | 976.96
3RW5213-3AC05 | SIRIUS soft starter 200-600 V 13 A, 24 V AC/DC spring-type terminals Analog output | 1077.26
3RU2146-4LB0 | Overload relay 70...90 A for motor protection Size S3 | 132.31
3RU2146-4LB1 | Overload relay 70...90 A for motor protection Size S3, CLASS 10 Stand-alone installation Main ci | 153.43
7MF1575-8AC | Testing adapter for transmitter 7MF1575* connection G1/4" female, acc. EN837-1 | 381.09
7MF1575-8AD | Protective caps, PPE as spare parts (10-pack) | 138
7MF1575-8AE | Protective caps, ETFE as spare parts (10-pack) | 138
7MF1575-8AF | Humidity filters as spare parts (10-pack) | 138
7MH5107-3PD01-0AG0 | Siwarex WL230 Load Cell SB-S SA 500kg C3 Ex Rated Load 500kg Accuracy class C3 6 m Cable length, | 549.04
7MH5107-4AD00-0AG0 | Siwarex WL230 Load Cell SB-S SA 1t C3 Rated Load 1 t Accuracy class C3 6 m Cable length, 4 Condu | 506.49
7MH5108-5KE01 | Siwarex WL270 load cell CP-S SA 30t C4 Ex, Rated load 30t, Accuracy class C4, 15m cable length, | 911.95
7MH5111-6AD00 | Load cell Siwarex WL270 CP-S SC 100t C3, Rated load 100 t, Accuracy class C3, not legal for trad | 2047.24
3RV1611-0BD15-ZX95 | Circuit breaker size S00 for fuse monitoring screw terminal A-release 0.2 A N-release 1.2 A with | 67.73
7MH5114-5QL50 | Siwarex WL270 Load Cell K-S CA 60t 0.3% 150°C Rated Load 60 t Accuracy 0.3% 15 m Cable length, 4 | 4296.54
7MH5114-6JL50 | Siwarex WL270 Load Cell K-S CA 280t 0.3% 150°C Rated Load 280 t Accuracy 0.3% 20 m Cable length, | 6541.85
7MH5117-2KD01 | Load cell Siwarex WL260 SP-S SB 30kg C3 Ex Rated load 30 kg, Accuracy class C3, 6 m cable, 6 co | 822.88
3RV2011-0HA10-ZW96 | CIRCUIT-BREAKER SZ S00, FOR MOTOR PROTECTION, CLASS 10, A-REL.0.55...0.8A, N-REL.10 A SCREW CONN | 54.57
3RV2021-0AA10 | Circuit breaker size S0 for motor protection, Class 10 A-release 0.11...0.16 A Short-circuit rel | 44.23
3RV2021-0JA20-0BA0 | Special type Circuit breaker size S0 for motor protection, CLASS 10 A-release 0.7...1 A N-releas | 70.71
3RV2021-1AA20-0BA0 | Special type Circuit breaker size S0 for motor protection, CLASS 10 A-release 1.1...1.6 A N-rele | 73.38
3RV2021-1BA20-0BA0 | Special type Circuit breaker size S0 for motor protection, CLASS 10 A-release 1.4...2 A N-releas | 75.52
3RV2341-4FC10 | Circuit breaker size S3 for starter combination Rated current 40 A N-release 520 A screw termina | 192.44
3RV2341-4HC10 | Circuit breaker size S3 for starter combination Rated current 50 A N-release 650 A screw termina | 192.44
3RV2341-4JC10 | Circuit breaker size S3 for starter combination Rated current 63 A N-release 819 A screw termina | 192.44
3RV2341-4KC10 | Circuit breaker size S3 for starter combination Rated current 75 A N-release 975 A screw termina | 212.32
3RV2411-1HA10-ZX95 | CIRCUIT-BREAKER SZ S00, FOR TRANSFORMER PROT. A-RELEASE 5.5...8A, N-RELEASE 163A, SCREW CONNECTI | 67.1
3RV2421-4AA10-ZX95 | CIRCUIT-BREAKER SZ S0, FOR TRANSFORMER PROT. A-RELEASE 10...16A, N-RELEASE 286A, SCREW CONNECTIO | 77.86
3RV2421-4BA10-ZX95 | CIRCUIT-BREAKER SZ S0, FOR TRANSFORMER PROT. A-RELEASE 13...20A, N-RELEASE 325A, SCREW CONNECTIO | 77.86
3RV2431-4EA10-0BA0 | Special type Circuit breaker size S2 for transformer protection A-release 22...32 A N-release 64 | 192.99
3RV2907-4AB00 | 3RV29 infeed system Expansion set for 2 motor starters including expansion plug Size S00 and S0 | 27.88
3RV2907-4BB00 | 3RV29 infeed system Expansion set for 3 motor starters including expansion plug Size S00 and S0 | 39.85
3RV2915-5B-ZX90 | 3-phase supply terminal for 3-phase busbar Size S0 and S00 connection from below Multi-unit pack | 13.22
3RV2948-1LA00 | Terminal cover for box terminals for Circuit Breaker 3RV2742 in size S3 | 6.5
8GK4723-2KK10 | ALPHA assembly kit 1x 3KF2 up to 160 A, H=300 mm, W=500 mm for devices with central direct opera | 146.67
6SE0180-1BG33-6AA7 | SINAMICS G180 2T3A-87601-315 400-690V TN/TT, 50/60 Hz Motor output (typ.) 315kW (690V) HWD witho | 85929.89
6SE0180-1BG41-0AA7 | SINAMICS G180 2T3A-87601-909 400-690V TN/TT, 50/60 Hz Motor output (typ.) 900kW (690V) HWD witho | 188525.01
6SE0180-1BH33-2AA7 | SINAMICS G180 2T3A-87601-250 400-690V IT, 50/60 Hz Motor output (typ.) 250kW (690V) HWD without | 75774.55
6SE0180-1BH37-7AA7 | SINAMICS G180 2T3A-87601-800 400-690V IT, 50/60 Hz Motor output (typ.) 800kW (690V) HWD without | 171859.81
6SE0180-1BH41-1AA7 | SINAMICS G180 2T3A-87601-910 400-690V IT, 50/60 Hz Motor output (typ.) 1000kW (690V) HWD without | 212481.22
6SE0180-1CG42-0AA7 | SINAMICS G180 2T3A-87602-919 400-690V TN/TT, 50/60 Hz Motor output (typ.) 1910kW (690V) HWD with | 380174.72
6SE0180-1CH41-3AA7 | SINAMICS G180 2T3A-87602-913 400-690V IT, 50/60 Hz Motor output (typ.) 1380kW (690V) HWD without | 289036.94
6SE0180-1CH41-7AA7 | SINAMICS G180 2T3A-87602-917 400-690V IT, 50/60 Hz Motor output (typ.) 1750kW (690V) HWD without | 348927.49
6SE0180-2BD37-3AA7 | SINAMICS G180 2T3F-87501-500 230-500 V IT, 50/60 Hz Motor output (typ.) 500kW (500V) HWD without | 117958.31
6SE0180-2BD38-8AA7 | SINAMICS G180 2T3F-87501-630 230-500 V IT, 50/60 Hz Motor output (typ.) 630kW (500V) HWD without | 145560.05
6SE0180-2BH35-7AA7 | SINAMICS G180 2T3F-87601-560 400-690V IT, 50/60 Hz Motor output (typ.) 560 kW (690V) HWD without | 140352.16
6SE0180-2BH37-1AA7 | SINAMICS G180 2T3F-87601-710 400-690V IT, 50/60 Hz Motor output (typ.) 710kW (690V) HWD without | 159100.53
6SE0180-2DH42-4AA7 | SINAMICS G180 2T3F-87603-923 400-690V IT, 50/60 Hz Motor output (typ.) 2350kW (690V) HWD without | 510371.54
6SE0180-2DH43-0AA7 | SINAMICS G180 2T3F-87603-929 400-690V IT, 50/60 Hz Motor output (typ.) 2910kW (690V) HWD without | 630152.61
6SE0180-2EH43-6AA7 | SINAMICS G180 2T3F-87604-935 400-690V IT, 50/60 Hz Motor output (typ.) 3590kW (690V) HWD without | 812428.13
6SE0180-2CH41-7AA7 | SINAMICS G180 2T3F-87602-917 400-690V IT, 50/60 Hz Motor output (typ.) 1750kW (690V) HWD without | 369758.99
6SE3760-5FS87-2DC0 | SINAMICS/ SIMOVERT Master drives Braking resistor 675-780 V DC 200kW, 3.1 ohm | 6370.64
3RT1955-5XB42 | Changeover operating mechanism for 3RT105.-.X..-0LA2 or 3RT145.-.X..-0LA2 24 V DC x(0.7-1.25) Su | 200.4
3RT1955-5XF42 | Changeover operating mechanism for 3RT105.-.X..-0LA2 or 3RT145.-.X..-0LA2 110 V DC x(0.7-1.25) s | 200.4
3RT1955-5XJ42 | Changeover operating mechanism for 3RT105.-.X..-0LA2 or 3RT145.-.X..-0LA2 72 V DC x(0.7-1.25) Su | 200.4
6SL3005-0DG41-6AA7 | SINAMICS S120 Water-cooled line restrictor for Active Interface Module 500-690 V 3 AC, 50/60 Hz, | 49757.83
6SL3005-0FE41-4AA5 | *Spare part* SINAMICS S120 Filter module for Active interface module 380-480V 3AC, 50/60 Hz, 140 | 41148.47
6SL3005-0FG41-6AA7 | SINAMICS S120 Filter module for Active Interface Module 500-690 V 3 AC, 50/60 Hz, 1560A Type rat | 56720.53
6SL3054-0FB01-1BA0 | SINAMICS S120 COMPACTFLASH CARD WITH FIRMWARE OPTION PERFORMANCE-EXTENSION INCLUDING CERTIFICATE | 776.16
3RT1965-5XB42 | Changeover operating mechanism for 3RT106.-.X..-0LA2 or 3RT146.-.X..-0LA2 24 V DC x(0.7-1.25) Su | 268.51
3RT1975-5XF42 | Changeover operating mechanism for 3RT107.-.X..-0LA2 or 3RT147.-.X..-0LA2 110 V DC x(0.7-1.25) s | 490.45
3RT1975-5XJ42 | Changeover operating mechanism for 3RT107.-.X..-0LA2 or 3RT147.-.X..-0LA2 72 V DC x(0.7-1.25) Su | 490.45
3RT2015-1UB42 | Power contactor, AC-3 7 A, 3 kW / 400 V 1 NC, 24 V DC with varistor integrated, 3-pole, Size S00 | 34.23
3RT2015-2XF42-0LA2 | Traction converter, AC-3 7 A, 3 kW / 400 V 1 NC, 72-125 V DC, 0.7-1.25*Us with integrated varist | 50.71
6SL3072-4FA02-0XA0 | SINAMICS Startdrive Basic V15 DVD, TIA Portal Engineering and Commissioning tool for SINAMICS dr | 64.91
3RW5213-3AC14 | SIRIUS soft starter 200-480 V 13 A, 110-250 V AC spring-type terminals Analog output | 976.96
3RW5213-3AC15 | SIRIUS soft starter 200-600 V 13 A, 110-250 V AC spring-type terminals Analog output | 1077.26
3RW5213-3TC04 | SIRIUS soft starter 200-480 V 13 A, 24 V AC/DC spring-type terminals Thermistor input | 976.96
3RW5214-3AC05 | SIRIUS soft starter 200-600 V 18 A, 24 V AC/DC spring-type terminals Analog output | 1195.8
3RW5214-3AC14 | SIRIUS soft starter 200-480 V 18 A, 110-250 V AC spring-type terminals Analog output | 1077.26
3RW5214-3AC15 | SIRIUS soft starter 200-600 V 18 A, 110-250 V AC spring-type terminals Analog output | 1195.8
3RW5214-3TC04 | SIRIUS soft starter 200-480 V 18 A, 24 V AC/DC spring-type terminals Thermistor input | 1077.26
3RW5215-3AC14 | SIRIUS soft starter 200-480 V 25 A, 110-250 V AC spring-type terminals Analog output | 1195.8
3RW5215-3AC15 | SIRIUS soft starter 200-600 V 25 A, 110-250 V AC spring-type terminals Analog output | 1328.68
3RW5215-3TC04 | SIRIUS soft starter 200-480 V 25 A, 24 V AC/DC spring-type terminals Thermistor input | 1195.8
3RW5215-3TC05 | SIRIUS soft starter 200-600 V 25 A, 24 V AC/DC spring-type terminals Thermistor input | 1328.68
3RW5216-3AC15 | SIRIUS soft starter 200-600 V 32 A, 110-250 V AC spring-type terminals Analog output | 1484.98
3RW5216-3TC04 | SIRIUS soft starter 200-480 V 32 A, 24 V AC/DC spring-type terminals Thermistor input | 1328.68
3RW5216-3TC05 | SIRIUS soft starter 200-600 V 32 A, 24 V AC/DC spring-type terminals Thermistor input | 1484.98
3RW5216-3TC14 | SIRIUS soft starter 200-480 V 32 A, 110-250 V AC spring-type terminals Thermistor input | 1328.68
3RW5217-3AC15 | SIRIUS soft starter 200-600 V 38 A, 110-250 V AC spring-type terminals Analog output | 1667.35
3RW5217-3TC04 | SIRIUS soft starter 200-480 V 38 A, 24 V AC/DC spring-type terminals Thermistor input | 1484.98
3RW5217-3TC05 | SIRIUS soft starter 200-600 V 38 A, 24 V AC/DC spring-type terminals Thermistor input | 1667.35
3RW5217-3TC14 | SIRIUS soft starter 200-480 V 38 A, 110-250 V AC spring-type terminals Thermistor input | 1484.98
3RW5224-3TC04 | SIRIUS soft starter 200-480 V 47 A, 24 V AC/DC spring-type terminals Thermistor input | 1693.41
3RW5224-3TC05 | SIRIUS soft starter 200-600 V 47 A, 24 V AC/DC spring-type terminals Thermistor input | 1849.71
3RW5224-3TC14 | SIRIUS soft starter 200-480 V 47 A, 110-250 V AC spring-type terminals Thermistor input | 1693.41
3RW5224-3TC15 | SIRIUS soft starter 200-600 V 47 A, 110-250 V AC spring-type terminals Thermistor input | 1849.71
3RW5225-3TC05 | SIRIUS soft starter 200-600 V 63 A, 24 V AC/DC spring-type terminals Thermistor input | 2097.22
3RW5225-3TC14 | SIRIUS soft starter 200-480 V 63 A, 110-250 V AC spring-type terminals Thermistor input | 1875.77
3RW5225-3TC15 | SIRIUS soft starter 200-600 V 63 A, 110-250 V AC spring-type terminals Thermistor input | 2097.22
3RW5226-1AC04 | SIRIUS soft starter 200-480 V 77 A, 24 V AC/DC Screw terminals Analog output | 2084.19
3RW5226-3TC05 | SIRIUS soft starter 200-600 V 77 A, 24 V AC/DC spring-type terminals Thermistor input | 2305.64
3RW5226-3TC14 | SIRIUS soft starter 200-480 V 77 A, 110-250 V AC spring-type terminals Thermistor input | 2084.19
3RW5226-3TC15 | SIRIUS soft starter 200-600 V 77 A, 110-250 V AC spring-type terminals Thermistor input | 2305.64
3RW5227-1AC04 | SIRIUS soft starter 200-480 V 93 A, 24 V AC/DC Screw terminals Analog output | 2266.56
3RW5227-1AC05 | SIRIUS soft starter 200-600 V 93 A, 24 V AC/DC Screw terminals Analog output | 2527.09
3RW5227-3TC14 | SIRIUS soft starter 200-480 V 93 A, 110-250 V AC spring-type terminals Thermistor input | 2266.56
3RW5227-3TC15 | SIRIUS soft starter 200-600 V 93 A, 110-250 V AC spring-type terminals Thermistor input | 2527.09
8GK4733-2KK12 | Assembly kit Molded case circuit breaker 3VA 1 x 3VA10 and 3VA11 to 160 A with front rotary oper | 129.56
8GK4733-2KK22 | Assembly kit Molded case circuit breaker 3VA 3 x 3VA10 and 3VA11 to 160 A with front rotary oper | 168.76
8GK4733-4KK22 | Assembly kit Molded case circuit breaker 3VA 1 x 3VA23 and 3VA24 to 630A with front rotary opera | 242.1
3RW5213-1AC04 | SIRIUS soft starter 200-480 V 13 A, 24 V AC/DC Screw terminals Analog output | 976.96
3RW5213-1AC05 | SIRIUS soft starter 200-600 V 13 A, 24 V AC/DC Screw terminals Analog output | 1077.26
3RW5213-1AC14 | SIRIUS soft starter 200-480 V 13 A, 110-250 V AC Screw terminals Analog output | 976.96
3RW5213-1AC15 | SIRIUS soft starter 200-600 V 13 A, 110-250 V AC Screw terminals Analog output | 1077.26
3RW5214-1AC05 | SIRIUS soft starter 200-600 V 18 A, 24 V AC/DC Screw terminals Analog output | 1195.8
3RW5214-1AC14 | SIRIUS soft starter 200-480 V 18 A, 110-250 V AC Screw terminals Analog output | 1077.26
3RW5214-1AC15 | SIRIUS soft starter 200-600 V 18 A, 110-250 V AC Screw terminals Analog output | 1195.8
3RW5214-1TC04 | SIRIUS soft starter 200-480 V 18 A, 24 V AC/DC Screw terminals Thermistor input | 1077.26
3RW5215-1AC05 | SIRIUS soft starter 200-600 V 25 A, 24 V AC/DC Screw terminals Analog output | 1328.68
3RW5215-1AC14 | SIRIUS soft starter 200-480 V 25 A, 110-250 V AC Screw terminals Analog output | 1195.8
3RW5215-1AC15 | SIRIUS soft starter 200-600 V 25 A, 110-250 V AC Screw terminals Analog output | 1328.68
3RW5215-1TC04 | SIRIUS soft starter 200-480 V 25 A, 24 V AC/DC Screw terminals Thermistor input | 1195.8
3RW5215-1TC05 | SIRIUS soft starter 200-600 V 25 A, 24 V AC/DC Screw terminals Thermistor input | 1328.68
3RW5216-1AC14 | SIRIUS soft starter 200-480 V 32 A, 110-250 V AC Screw terminals Analog output | 1328.68
3RW5216-1AC15 | SIRIUS soft starter 200-600 V 32 A, 110-250 V AC Screw terminals Analog output | 1484.98
3RW5216-1TC04 | SIRIUS soft starter 200-480 V 32 A, 24 V AC/DC Screw terminals Thermistor input | 1328.68
3RW5216-1TC05 | SIRIUS soft starter 200-600 V 32 A, 24 V AC/DC Screw terminals Thermistor input | 1484.98
3RW5217-1AC15 | SIRIUS soft starter 200-600 V 38 A, 110-250 V AC Screw terminals Analog output | 1667.35
3RW5217-1TC04 | SIRIUS soft starter 200-480 V 38 A, 24 V AC/DC Screw terminals Thermistor input | 1484.98
3RW5217-1TC05 | SIRIUS soft starter 200-600 V 38 A, 24 V AC/DC Screw terminals Thermistor input | 1667.35
3RW5217-1TC14 | SIRIUS soft starter 200-480 V 38 A, 110-250 V AC Screw terminals Thermistor input | 1484.98
3RW5224-1TC04 | SIRIUS soft starter 200-480 V 47 A, 24 V AC/DC Screw terminals Thermistor input | 1693.41
3RW5224-1TC05 | SIRIUS soft starter 200-600 V 47 A, 24 V AC/DC Screw terminals Thermistor input | 1849.71
3RW5224-1TC14 | SIRIUS soft starter 200-480 V 47 A, 110-250 V AC Screw terminals Thermistor input | 1693.41
3RW5224-1TC15 | SIRIUS soft starter 200-600 V 47 A, 110-250 V AC Screw terminals Thermistor input | 1849.71
3RW5225-1TC04 | SIRIUS soft starter 200-480 V 63 A, 24 V AC/DC Screw terminals Thermistor input | 1875.77
3RW5225-1TC05 | SIRIUS soft starter 200-600 V 63 A, 24 V AC/DC Screw terminals Thermistor input | 2097.22
3RW5225-1TC14 | SIRIUS soft starter 200-480 V 63 A, 110-250 V AC Screw terminals Thermistor input | 1875.77
3RW5225-1TC15 | SIRIUS soft starter 200-600 V 63 A, 110-250 V AC Screw terminals Thermistor input | 2097.22
3RW5226-1TC05 | SIRIUS soft starter 200-600 V 77 A, 24 V AC/DC Screw terminals Thermistor input | 2305.64
3RW5226-1TC14 | SIRIUS soft starter 200-480 V 77 A, 110-250 V AC Screw terminals Thermistor input | 2084.19
3RW5226-1TC15 | SIRIUS soft starter 200-600 V 77 A, 110-250 V AC Screw terminals Thermistor input | 2305.64
3RW5224-3AC14 | SIRIUS soft starter 200-480 V 47 A, 110-250 V AC spring-type terminals Analog output | 1693.41
3RW5225-1AC05 | SIRIUS soft starter 200-600 V 63 A, 24 V AC/DC Screw terminals Analog output | 2097.22
3RW5225-1AC15 | SIRIUS soft starter 200-600 V 63 A, 110-250 V AC Screw terminals Analog output | 2097.22
3RW5225-3AC04 | SIRIUS soft starter 200-480 V 63 A, 24 V AC/DC spring-type terminals Analog output | 1875.77
3RW5225-3AC14 | SIRIUS soft starter 200-480 V 63 A, 110-250 V AC spring-type terminals Analog output | 1875.77
3RW5225-3TC04 | SIRIUS soft starter 200-480 V 63 A, 24 V AC/DC spring-type terminals Thermistor input | 1875.77
3RW5226-1AC05 | SIRIUS soft starter 200-600 V 77 A, 24 V AC/DC Screw terminals Analog output | 2305.64
3RW5226-1AC15 | SIRIUS soft starter 200-600 V 77 A, 110-250 V AC Screw terminals Analog output | 2305.64
3RW5226-3AC14 | SIRIUS soft starter 200-480 V 77 A, 110-250 V AC spring-type terminals Analog output | 2084.19
3RW5226-3TC04 | SIRIUS soft starter 200-480 V 77 A, 24 V AC/DC spring-type terminals Thermistor input | 2084.19
3RW5227-1AC15 | SIRIUS soft starter 200-600 V 93 A, 110-250 V AC Screw terminals Analog output | 2527.09
3RW5227-1TC05 | SIRIUS soft starter 200-600 V 93 A, 24 V AC/DC Screw terminals Thermistor input | 2527.09
3RW5227-3AC14 | SIRIUS soft starter 200-480 V 93 A, 110-250 V AC spring-type terminals Analog output | 2266.56
3RW5227-3TC04 | SIRIUS soft starter 200-480 V 93 A, 24 V AC/DC spring-type terminals Thermistor input | 2266.56
3RW5234-2AC15 | SIRIUS soft starter 200-600 V 113 A, 110-250 V AC spring-type terminals Analog output | 2852.73
3RW5234-2TC05 | SIRIUS soft starter 200-600 V 113 A, 24 V AC/DC spring-type terminals Thermistor input | 2852.73
3RW5234-6TC04 | SIRIUS soft starter 200-480 V 113 A, 24 V AC/DC Screw terminals Thermistor input | 2566.16
3RW5234-6TC14 | SIRIUS soft starter 200-480 V 113 A, 110-250 V AC Screw terminals Thermistor input | 2566.16
3RW5235-2AC15 | SIRIUS soft starter 200-600 V 143 A, 110-250 V AC spring-type terminals Analog output | 3373.79
3RW5235-2TC05 | SIRIUS soft starter 200-600 V 143 A, 24 V AC/DC spring-type terminals Thermistor input | 3373.79
3RW5235-6TC04 | SIRIUS soft starter 200-480 V 143 A, 24 V AC/DC Screw terminals Thermistor input | 3061.15
3RW5235-6TC14 | SIRIUS soft starter 200-480 V 143 A, 110-250 V AC Screw terminals Thermistor input | 3061.15
3RW5236-2TC05 | SIRIUS soft starter 200-600 V 171 A, 24 V AC/DC spring-type terminals Thermistor input | 3920.88
3RW5236-2TC15 | SIRIUS soft starter 200-600 V 171 A, 110-250 V AC spring-type terminals Thermistor input | 3920.88
3RW5236-6TC04 | SIRIUS soft starter 200-480 V 171 A, 24 V AC/DC Screw terminals Thermistor input | 3569.18
3RW5236-6TC14 | SIRIUS soft starter 200-480 V 171 A, 110-250 V AC Screw terminals Thermistor input | 3569.18
3RW5243-2TC05 | SIRIUS soft starter 200-600 V 210 A, 24 V AC/DC spring-type terminals Thermistor input | 4598.24
3RW5243-2TC15 | SIRIUS soft starter 200-600 V 210 A, 110-250 V AC spring-type terminals Thermistor input | 4598.24
3RW5243-6TC14 | SIRIUS soft starter 200-480 V 210 A, 110-250 V AC Screw terminals Thermistor input | 4129.28
3RW5244-2AC04 | SIRIUS soft starter 200-480 V 250 A, 24 V AC/DC spring-type terminals Analog output | 4819.68
3RW5244-2TC05 | SIRIUS soft starter 200-600 V 250 A, 24 V AC/DC spring-type terminals Thermistor input | 5366.78
3RW5244-2TC15 | SIRIUS soft starter 200-600 V 250 A, 110-250 V AC spring-type terminals Thermistor input | 5366.78
3RW5244-6TC14 | SIRIUS soft starter 200-480 V 250 A, 110-250 V AC Screw terminals Thermistor input | 4819.68
3RW5245-2AC04 | SIRIUS soft starter 200-480 V 315 A, 24 V AC/DC spring-type terminals Analog output | 5744.55
6SL3162-0AR00-0AA0 | SINAMICS S120 BOOKSIZE C/D TYPE Shielding terminal 2-AXES | 33.13
6SL3163-1AD00-0AX0 | SINAMICS S120 Booksize Shield Plate ALM/SLM 100mm | 9.06
6SL3210-1KE24-4AF1 | SINAMICS G120C RATED POWER 22.0KW WITH 150% OVERLOAD FOR 3 SEC 3AC380-480V +10/-20% 47-63HZ INTE | 3537.45
6SL3210-1KE26-0AF1 | SINAMICS G120C RATED POWER 30.0KW WITH 150% OVERLOAD FOR 3 SEC 3AC380-480V +10/-20% 47-63HZ INTE | 4387.31
6SL3210-1KE28-4UF1 | SINAMICS G120C RATED POWER 45.0KW WITH 150% OVERLOAD FOR 3 SEC 3AC380-480V +10/-20% 47-63HZ UNFI | 5895.71
6SL3210-1KE31-1UF1 | SINAMICS G120C RATED POWER 55.0KW WITH 150% OVERLOAD FOR 3 SEC 3AC380-480V +10/-20% 47-63HZ UNFI | 6787.13
6SL3210-1KE32-4AF1 | SINAMICS G120C RATED POWER 132.0KW WITH 150% OVERLOAD FOR 3 SEC 3AC380-480V +10/-20% 47-63HZ INT | 13341.34
3RT2016-1UB41 | Power contactor, AC-3 9 A, 4 kW / 400 V 1 NO, 24 V DC with varistor integrated, 3-pole, Size S00 | 36.17
3RT2017-1AP01-2AA0 | Power contactor, AC-3 12 A, 5.5 kW / 400 V 1 NO, 230 V AC, 50 / 60 Hz 3-pole, Size S00 screw ter | 35.14
3RT2017-1AV01-ZW96 | Power contactor, AC-3 12 A, 5.5 kW / 400 V 1 NO, 400 V AC, 50 / 60 Hz 3-pole, Size S00 screw ter | 39.38
3RT2017-1UB41 | Power contactor, AC-3 12 A, 5.5 kW / 400 V 1 NO, 24 V DC with varistor integrated, 3-pole Size S | 42.88
3RT2017-1XB42-0LA2 | Traction contactor, AC-3 12 A, 5.5 kW / 400 V 1 NC, 24-34 V DC, 0.7-1.25*US with integrated vari | 60.74
6SL3210-1PE34-8CL0 | SINAMICS G120/S120 POWER MODULE PM240-2 FSG C3 WITH BUILT IN BRAKING CHOPPER 3AC380-480V+10/-10% | 20654.7
6SL3210-1PH32-1CL0 | SINAMICS G120/S120 POWER MODULE PM240-2 FSG C3 WITH BUILT IN BRAKING CHOPPER 3AC500-690V+10/-10% | 20555.4
6SL3210-1RE27-5UL0 | SINAMICS G120 POWER MODULE PM240P-2 UNFILTERED 3AC380-480V +10/-20% 47-63HZ OUTPUT HIGH OVERLOAD | 5315.83
6SL3210-1RE28-8UL0 | SINAMICS G120 POWER MODULE PM240P-2 UNFILTERED 3AC380-480V +10/-20% 47-63HZ OUTPUT HIGH OVERLOAD | 6530.52
6SL3210-1RE31-8AL0 | SINAMICS G120 POWER MODULE PM240P-2 WITH BUILT IN CL. A FILTER 3AC380-480V +10/-20% 47-63HZ OUTP | 12070.93
6SL3210-1RE32-1AL0 | SINAMICS G120 POWER MODULE PM240P-2 WITH BUILT IN CL. A FILTER 3AC380-480V +10/-20% 47-63HZ OUTP | 13725.2
6SL3210-1RH22-0UL0 | SINAMICS G120 POWER MODULE PM240P-2 UNFILTERED 3AC500-690V+10/-20% 47-63Hz OUTPUT HIGH OVERLOAD: | 2630.26
6SL3210-1RH22-3UL0 | SINAMICS G120 POWER MODULE PM240P-2 UNFILTERED 3AC500-690V+10/-20% 47-63Hz OUTPUT HIGH OVERLOAD: | 3181.9
6SL3210-1RH25-2AL0 | SINAMICS G120 POWER MODULE PM240P-2 WITH BUILT IN CL. A FILTER 3AC500-690V+10/-20% 47-63Hz OUTPU | 8302.67
6SL3210-1RH26-2AL0 | SINAMICS G120 POWER MODULE PM240P-2 WITH BUILT IN CL. A FILTER 3AC500-690V+10/-20% 47-63Hz OUTPU | 9649.12
6SL3210-1RH31-0UL0 | SINAMICS G120 POWER MODULE PM240P-2 UNFILTERED 3AC500-690V+10/-20% 47-63Hz OUTPUT HIGH OVERLOAD: | 12607.19
6SL3210-1RH31-2UL0 | SINAMICS G120 POWER MODULE PM240P-2 UNFILTERED 3AC500-690V+10/-20% 47-63Hz OUTPUT HIGH OVERLOAD: | 14411.35
6SL3210-5FB10-1UF1 | SINAMICS V90, with PROFINET Input voltage: 200-240 V 1/3-phase AC -15%/+10% 2.5/1.5 A 45-66 Hz O | 828.96
6SL3210-5FB11-5UF0 | SINAMICS V90, with PROFINET Input voltage: 200-240 V 3-P -15%/+10% 11.0 A 45-66 Hz Output voltag | 1083.65
6SL3210-5FE10-4UF0 | SINAMICS V90, with PROFINET Input voltage: 380-480 V 3 A -15%/+10% 1.5 A 45-66 Hz Output voltag | 746.45
6SL3210-5FE13-5UF0 | SINAMICS V90, with PROFINET Input voltage: 380-480 V 3 A -15%/+10% 13.8 A 45-66 Hz Output voltag | 1655.81
6SL3210-5FE17-0UF0 | SINAMICS V90, with PROFINET Input voltage: 380-480 V 3 A -15%/+10% 16.5 A 45-66 Hz Output volta | 2609.09
6SL3210-5HB10-2UF0 | SINAMICS S210 Input voltage: 200-240V 1AC; -10%/+10%; 2.7A; 45-66Hz; Output voltage: 0-input V; | 1026.28
6SL3211-1PC22-8AL0 | SINAMICS Power Module PM240-2 with integrated Class A filter with integrated braking chopper 200 | 2874.53
3RW5234-2AC04 | SIRIUS soft starter 200-480 V 113 A, 24 V AC/DC spring-type terminals Analog output | 2566.16
3RW5234-2AC05 | SIRIUS soft starter 200-600 V 113 A, 24 V AC/DC spring-type terminals Analog output | 2852.73
3RW5234-6TC15 | SIRIUS soft starter 200-600 V 113 A, 110-250 V AC Screw terminals Thermistor input | 2852.73
3RW5235-2AC04 | SIRIUS soft starter 200-480 V 143 A, 24 V AC/DC spring-type terminals Analog output | 3061.15
3RW5235-2AC05 | SIRIUS soft starter 200-600 V 143 A, 24 V AC/DC spring-type terminals Analog output | 3373.79
3RW5235-2AC14 | SIRIUS soft starter 200-480 V 143 A, 110-250 V AC spring-type terminals Analog output | 3061.15
3RW5235-6TC15 | SIRIUS soft starter 200-600 V 143 A, 110-250 V AC Screw terminals Thermistor input | 3373.79
3RW5236-2AC04 | SIRIUS soft starter 200-480 V 171 A, 24 V AC/DC spring-type terminals Analog output | 3569.18
3RW5236-2AC05 | SIRIUS soft starter 200-600 V 171 A, 24 V AC/DC spring-type terminals Analog output | 3920.88
3RW5236-2AC14 | SIRIUS soft starter 200-480 V 171 A, 110-250 V AC spring-type terminals Analog output | 3569.18
3RW5236-2AC15 | SIRIUS soft starter 200-600 V 171 A, 110-250 V AC spring-type terminals Analog output | 3920.88
3RW5243-2AC04 | SIRIUS soft starter 200-480 V 210 A, 24 V AC/DC spring-type terminals Analog output | 4129.28
3RW5243-2AC05 | SIRIUS soft starter 200-600 V 210 A, 24 V AC/DC spring-type terminals Analog output | 4598.24
3RW5243-2AC14 | SIRIUS soft starter 200-480 V 210 A, 110-250 V AC spring-type terminals Analog output | 4129.28
3RW5243-2AC15 | SIRIUS soft starter 200-600 V 210 A, 110-250 V AC spring-type terminals Analog output | 4598.24
3RW5244-2AC05 | SIRIUS soft starter 200-600 V 250 A, 24 V AC/DC spring-type terminals Analog output | 5366.78
3RW5244-2AC14 | SIRIUS soft starter 200-480 V 250 A, 110-250 V AC spring-type terminals Analog output | 4819.68
3RW5244-2AC15 | SIRIUS soft starter 200-600 V 250 A, 110-250 V AC spring-type terminals Analog output | 5366.78
3RW5244-2TC04 | SIRIUS soft starter 200-480 V 250 A, 24 V AC/DC spring-type terminals Thermistor input | 4819.68
3RW5245-2AC14 | SIRIUS soft starter 200-480 V 315 A, 110-250 V AC spring-type terminals Analog output | 5744.55
3RW5245-2AC15 | SIRIUS soft starter 200-600 V 315 A, 110-250 V AC spring-type terminals Analog output | 6330.73
3RW5245-2TC04 | SIRIUS soft starter 200-480 V 315 A, 24 V AC/DC spring-type terminals Thermistor input | 5744.55
3RW5245-2TC05 | SIRIUS soft starter 200-600 V 315 A, 24 V AC/DC spring-type terminals Thermistor input | 6330.73
3RW5245-6TC04 | SIRIUS soft starter 200-480 V 315 A, 24 V AC/DC Screw terminals Thermistor input | 5744.55
3RW5245-6TC05 | SIRIUS soft starter 200-600 V 315 A, 24 V AC/DC Screw terminals Thermistor input | 6330.73
3RW5245-6TC14 | SIRIUS soft starter 200-480 V 315 A, 110-250 V AC Screw terminals Thermistor input | 5744.55
3RW5245-6TC15 | SIRIUS soft starter 200-600 V 315 A, 110-250 V AC Screw terminals Thermistor input | 6330.73
3RW5246-2AC04 | SIRIUS soft starter 200-480 V 370 A, 24 V AC/DC spring-type terminals Analog output | 6708.49
3RW5246-6TC05 | SIRIUS soft starter 200-600 V 370 A, 24 V AC/DC Screw terminals Thermistor input | 7437.96
3RW5246-6TC14 | SIRIUS soft starter 200-480 V 370 A, 110-250 V AC Screw terminals Thermistor input | 6708.49
3RW5246-6TC15 | SIRIUS soft starter 200-600 V 370 A, 110-250 V AC Screw terminals Thermistor input | 7437.96
3RW5247-2AC04 | SIRIUS soft starter 200-480 V 470 A, 24 V AC/DC spring-type terminals Analog output | 7893.87
3RW5247-6TC14 | SIRIUS soft starter 200-480 V 470 A, 110-250 V AC Screw terminals Thermistor input | 7893.87
3RW5247-6TC15 | SIRIUS soft starter 200-600 V 470 A, 110-250 V AC Screw terminals Thermistor input | 8740.57
3RW5245-2TC15 | SIRIUS soft starter 200-600 V 315 A, 110-250 V AC spring-type terminals Thermistor input | 6330.73
3RW5245-6AC05 | SIRIUS soft starter 200-600 V 315 A, 24 V AC/DC Screw terminals Analog output | 6330.73
8GK9100-0KK15 | Alpha 1250 DIN flange plate with 2 x rubber sleeve 8HC6900 IP55 | 85.18
8GK9100-0KK17 | Alpha 1250 DIN flange plate with 4 x rubber sleeve 8HC6900 IP55 | 130.59
3RW5246-2AC05 | SIRIUS soft starter 200-600 V 370 A, 24 V AC/DC spring-type terminals Analog output | 7437.96
3RW5246-2AC15 | SIRIUS soft starter 200-600 V 370 A, 110-250 V AC spring-type terminals Analog output | 7437.96
3RW5246-6AC14 | SIRIUS soft starter 200-480 V 370 A, 110-250 V AC Screw terminals Analog output | 6708.49
3RW5246-6TC04 | SIRIUS soft starter 200-480 V 370 A, 24 V AC/DC Screw terminals Thermistor input | 6708.49
3RW5247-2AC05 | SIRIUS soft starter 200-600 V 470 A, 24 V AC/DC spring-type terminals Analog output | 8740.57
3RW5247-2AC15 | SIRIUS soft starter 200-600 V 470 A, 110-250 V AC spring-type terminals Analog output | 8740.57
3RW5247-6AC14 | SIRIUS soft starter 200-480 V 470 A, 110-250 V AC Screw terminals Analog output | 7893.87
3RW5247-6TC04 | SIRIUS soft starter 200-480 V 470 A, 24 V AC/DC Screw terminals Thermistor input | 7893.87
3RW5248-2AC15 | SIRIUS soft starter 200-600 V 570 A, 110-250 V AC spring-type terminals Analog output | 9847.8
3RW5248-2TC05 | SIRIUS soft starter 200-600 V 570 A, 24 V AC/DC spring-type terminals Thermistor input | 9847.8
3RW5248-6AC14 | SIRIUS soft starter 200-480 V 570 A, 110-250 V AC Screw terminals Analog output | 8870.83
3RW5248-6TC04 | SIRIUS soft starter 200-480 V 570 A, 24 V AC/DC Screw terminals Thermistor input | 8870.83
3RW5513-1HA15 | SIRIUS soft starter 200-600 V 13 A, 110-250 V AC Screw terminals | 1667.35
3RW5513-3HA05 | SIRIUS soft starter 200-600 V 13 A, 24 V AC/DC spring-type terminals | 1667.35
3RW5514-3HA04 | SIRIUS soft starter 200-480 V 18 A, 24 V AC/DC spring-type terminals | 1667.35
3RW5514-3HA14 | SIRIUS soft starter 200-480 V 18 A, 110-250 V AC spring-type terminals | 1667.35
3RW5515-1HA15 | SIRIUS soft starter 200-600 V 25 A, 110-250 V AC Screw terminals | 2058.14
3RW5515-3HA05 | SIRIUS soft starter 200-600 V 25 A, 24 V AC/DC spring-type terminals | 2058.14
3RW5515-3HA15 | SIRIUS soft starter 200-600 V 25 A, 110-250 V AC spring-type terminals | 2058.14
3RW5516-3HA04 | SIRIUS soft starter 200-480 V 32 A, 24 V AC/DC spring-type terminals | 2058.14
3RW5516-3HA14 | SIRIUS soft starter 200-480 V 32 A, 110-250 V AC spring-type terminals | 2058.14
3RW5517-3HA05 | SIRIUS soft starter 200-600 V 38 A, 24 V AC/DC spring-type terminals | 2527.09
3RW5517-3HA15 | SIRIUS soft starter 200-600 V 38 A, 110-250 V AC spring-type terminals | 2527.09
3RW5524-1HA04 | SIRIUS soft starter 200-480 V 47 A, 24 V AC/DC Screw terminals | 2566.16
3RW5524-1HA14 | SIRIUS soft starter 200-480 V 47 A, 110-250 V AC Screw terminals | 2566.16
3RW5524-3HA04 | SIRIUS soft starter 200-480 V 47 A, 24 V AC/DC spring-type terminals | 2566.16
3RW5525-1HA06 | SIRIUS soft starter 200-690 V 63 A, 24 V AC/DC Screw terminals | 3204.45
3RW5525-1HA16 | SIRIUS soft starter 200-690 V 63 A, 110-250 V AC Screw terminals | 3204.45
3RW5526-1HA14 | SIRIUS soft starter 200-480 V 77 A, 110-250 V AC Screw terminals | 3165.37
3RW5526-3HA04 | SIRIUS soft starter 200-480 V 77 A, 24 V AC/DC spring-type terminals | 3165.37
3RW5527-1HA16 | SIRIUS soft starter 200-690 V 93 A, 110-250 V AC Screw terminals | 3868.78
3RW5527-3HA06 | SIRIUS soft starter 200-690 V 93 A, 24 V AC/DC spring-type terminals | 3868.78
3RW5534-2HA14 | SIRIUS soft starter 200-480 V 113 A, 110-250 V AC spring-type terminals | 3920.88
3RW5534-6HA04 | SIRIUS soft starter 200-480 V 113 A, 24 V AC/DC Screw terminals | 3920.88
3RW5226-3AC04 | SIRIUS soft starter 200-480 V 77 A, 24 V AC/DC spring-type terminals Analog output | 2084.19
3RW5227-1TC14 | SIRIUS soft starter 200-480 V 93 A, 110-250 V AC Screw terminals Thermistor input | 2266.56
3RW5227-1TC15 | SIRIUS soft starter 200-600 V 93 A, 110-250 V AC Screw terminals Thermistor input | 2527.09
3RW5227-3AC04 | SIRIUS soft starter 200-480 V 93 A, 24 V AC/DC spring-type terminals Analog output | 2266.56
3RW5227-3AC05 | SIRIUS soft starter 200-600 V 93 A, 24 V AC/DC spring-type terminals Analog output | 2527.09
3RW5234-2TC14 | SIRIUS soft starter 200-480 V 113 A, 110-250 V AC spring-type terminals Thermistor input | 2566.16
3RW5234-2TC15 | SIRIUS soft starter 200-600 V 113 A, 110-250 V AC spring-type terminals Thermistor input | 2852.73
3RW5234-6AC04 | SIRIUS soft starter 200-480 V 113 A, 24 V AC/DC Screw terminals Analog output | 2566.16
3RW5234-6AC05 | SIRIUS soft starter 200-600 V 113 A, 24 V AC/DC Screw terminals Analog output | 2852.73
3RW5234-6AC14 | SIRIUS soft starter 200-480 V 113 A, 110-250 V AC Screw terminals Analog output | 2566.16
3RW5235-2TC15 | SIRIUS soft starter 200-600 V 143 A, 110-250 V AC spring-type terminals Thermistor input | 3373.79
3RW5235-6AC04 | SIRIUS soft starter 200-480 V 143 A, 24 V AC/DC Screw terminals Analog output | 3061.15
3RW5235-6AC05 | SIRIUS soft starter 200-600 V 143 A, 24 V AC/DC Screw terminals Analog output | 3373.79
3RW5235-6AC14 | SIRIUS soft starter 200-480 V 143 A, 110-250 V AC Screw terminals Analog output | 3061.15
3RW5236-6AC04 | SIRIUS soft starter 200-480 V 171 A, 24 V AC/DC Screw terminals Analog output | 3569.18
3RW5236-6AC05 | SIRIUS soft starter 200-600 V 171 A, 24 V AC/DC Screw terminals Analog output | 3920.88
3RW5236-6AC14 | SIRIUS soft starter 200-480 V 171 A, 110-250 V AC Screw terminals Analog output | 3569.18
3RW5236-6AC15 | SIRIUS soft starter 200-600 V 171 A, 110-250 V AC Screw terminals Analog output | 3920.88
3RW5243-6AC05 | SIRIUS soft starter 200-600 V 210 A, 24 V AC/DC Screw terminals Analog output | 4598.24
3RW5243-6AC14 | SIRIUS soft starter 200-480 V 210 A, 110-250 V AC Screw terminals Analog output | 4129.28
3RW5243-6AC15 | SIRIUS soft starter 200-600 V 210 A, 110-250 V AC Screw terminals Analog output | 4598.24
3RW5243-6TC04 | SIRIUS soft starter 200-480 V 210 A, 24 V AC/DC Screw terminals Thermistor input | 4129.28
3RW5244-6AC05 | SIRIUS soft starter 200-600 V 250 A, 24 V AC/DC Screw terminals Analog output | 5366.78
3RW5244-6AC14 | SIRIUS soft starter 200-480 V 250 A, 110-250 V AC Screw terminals Analog output | 4819.68
3RW5244-6AC15 | SIRIUS soft starter 200-600 V 250 A, 110-250 V AC Screw terminals Analog output | 5366.78
3RW5244-6TC04 | SIRIUS soft starter 200-480 V 250 A, 24 V AC/DC Screw terminals Thermistor input | 4819.68
3RW5245-6AC14 | SIRIUS soft starter 200-480 V 315 A, 110-250 V AC Screw terminals Analog output | 5744.55
8GK9100-0KK05 | ALPHA cable entry flange IP55, SK1 with 1 x cable sleeve 8HC6900 | 56.04
8GK9100-0KK06 | ALPHA cable entry flange IP55, SK1 with 2 x cable sleeve 8HC6900 | 76.74
8GK9100-0KK14 | Alpha 1250 DIN flange plate with 1 x rubber sleeve 8HC6900 IP55 | 62.27
3RW5246-2TC05 | SIRIUS soft starter 200-600 V 370 A, 24 V AC/DC spring-type terminals Thermistor input | 7437.96
3RW5246-2TC14 | SIRIUS soft starter 200-480 V 370 A, 110-250 V AC spring-type terminals Thermistor input | 6708.49
3RW5246-2TC15 | SIRIUS soft starter 200-600 V 370 A, 110-250 V AC spring-type terminals Thermistor input | 7437.96
3RW5246-6AC04 | SIRIUS soft starter 200-480 V 370 A, 24 V AC/DC Screw terminals Analog output | 6708.49
3RW5247-2TC05 | SIRIUS soft starter 200-600 V 470 A, 24 V AC/DC spring-type terminals Thermistor input | 8740.57
3RW5247-2TC14 | SIRIUS soft starter 200-480 V 470 A, 110-250 V AC spring-type terminals Thermistor input | 7893.87
3RW5247-2TC15 | SIRIUS soft starter 200-600 V 470 A, 110-250 V AC spring-type terminals Thermistor input | 8740.57
3RW5247-6AC04 | SIRIUS soft starter 200-480 V 470 A, 24 V AC/DC Screw terminals Analog output | 7893.87
3RW5247-6AC05 | SIRIUS soft starter 200-600 V 470 A, 24 V AC/DC Screw terminals Analog output | 8740.57
3RW5248-2TC14 | SIRIUS soft starter 200-480 V 570 A, 110-250 V AC spring-type terminals Thermistor input | 8870.83
3RW5248-2TC15 | SIRIUS soft starter 200-600 V 570 A, 110-250 V AC spring-type terminals Thermistor input | 9847.8
3RW5248-6AC04 | SIRIUS soft starter 200-480 V 570 A, 24 V AC/DC Screw terminals Analog output | 8870.83
3RW5248-6AC05 | SIRIUS soft starter 200-600 V 570 A, 24 V AC/DC Screw terminals Analog output | 9847.8
3RW5513-3HA15 | SIRIUS soft starter 200-600 V 13 A, 110-250 V AC spring-type terminals | 1667.35
3RW5514-1HA04 | SIRIUS soft starter 200-480 V 18 A, 24 V AC/DC Screw terminals | 1667.35
3RW5514-1HA05 | SIRIUS soft starter 200-600 V 18 A, 24 V AC/DC Screw terminals | 1823.66
3RW5514-1HA14 | SIRIUS soft starter 200-480 V 18 A, 110-250 V AC Screw terminals | 1667.35
3RW5516-1HA04 | SIRIUS soft starter 200-480 V 32 A, 24 V AC/DC Screw terminals | 2058.14
3RW5516-1HA05 | SIRIUS soft starter 200-600 V 32 A, 24 V AC/DC Screw terminals | 2266.56
3RW5516-1HA14 | SIRIUS soft starter 200-480 V 32 A, 110-250 V AC Screw terminals | 2058.14
3RW5516-1HA15 | SIRIUS soft starter 200-600 V 32 A, 110-250 V AC Screw terminals | 2266.56
3RW5521-1HA06 | SIRIUS soft starter 200-690 V 25 A, 24 V AC/DC Screw terminals | 2240.5
3RW5521-1HA16 | SIRIUS soft starter 200-690 V 25 A, 110-250 V AC Screw terminals | 2240.5
3RW5521-3HA06 | SIRIUS soft starter 200-690 V 25 A, 24 V AC/DC spring-type terminals | 2240.5
3RW5521-3HA16 | SIRIUS soft starter 200-690 V 25 A, 110-250 V AC spring-type terminals | 2240.5
3RW5525-3HA06 | SIRIUS soft starter 200-690 V 63 A, 24 V AC/DC spring-type terminals | 3204.45
3RW5525-3HA14 | SIRIUS soft starter 200-480 V 63 A, 110-250 V AC spring-type terminals | 2878.79
3RW5525-3HA16 | SIRIUS soft starter 200-690 V 63 A, 110-250 V AC spring-type terminals | 3204.45
3RW5526-1HA04 | SIRIUS soft starter 200-480 V 77 A, 24 V AC/DC Screw terminals | 3165.37
3RW5527-3HA14 | SIRIUS soft starter 200-480 V 93 A, 110-250 V AC spring-type terminals | 3517.06
3RW5527-3HA16 | SIRIUS soft starter 200-690 V 93 A, 110-250 V AC spring-type terminals | 3868.78
3RW5534-2HA04 | SIRIUS soft starter 200-480 V 113 A, 24 V AC/DC spring-type terminals | 3920.88
3RW5534-2HA06 | SIRIUS soft starter 200-690 V 113 A, 24 V AC/DC spring-type terminals | 4376.81
3RW5535-6HA14 | SIRIUS soft starter 200-480 V 143 A, 110-250 V AC Screw terminals | 4702.47
3RW5535-6HA16 | SIRIUS soft starter 200-690 V 143 A, 110-250 V AC Screw terminals | 5210.47
3RW5536-2HA04 | SIRIUS soft starter 200-480 V 171 A, 24 V AC/DC spring-type terminals | 5444.95
3RW5536-2HA06 | SIRIUS soft starter 200-690 V 171 A, 24 V AC/DC spring-type terminals | 6057.17
3RW5536-2HA14 | SIRIUS soft starter 200-480 V 171 A, 110-250 V AC spring-type terminals | 5444.95
3RW5543-6HA16 | SIRIUS soft starter 200-690 V 210 A, 110-250 V AC Screw terminals | 7047.16
3RW5544-2HA04 | SIRIUS soft starter 200-480 V 250 A, 24 V AC/DC spring-type terminals | 7424.91
3RW5544-2HA06 | SIRIUS soft starter 200-690 V 250 A, 24 V AC/DC spring-type terminals | 8232.54
3RW5544-2HA14 | SIRIUS soft starter 200-480 V 250 A, 110-250 V AC spring-type terminals | 7424.91
3RW5546-2HA04 | SIRIUS soft starter 200-480 V 370 A, 24 V AC/DC spring-type terminals | 10316.73
3RW5248-2AC04 | SIRIUS soft starter 200-480 V 570 A, 24 V AC/DC spring-type terminals Analog output | 8870.83
3RW5248-2AC05 | SIRIUS soft starter 200-600 V 570 A, 24 V AC/DC spring-type terminals Analog output | 9847.8
3RW5248-6TC14 | SIRIUS soft starter 200-480 V 570 A, 110-250 V AC Screw terminals Thermistor input | 8870.83
3RW5248-6TC15 | SIRIUS soft starter 200-600 V 570 A, 110-250 V AC Screw terminals Thermistor input | 9847.8
3RW5513-1HA04 | SIRIUS soft starter 200-480 V 13 A, 24 V AC/DC Screw terminals | 1484.98
3RW5513-1HA05 | SIRIUS soft starter 200-600 V 13 A, 24 V AC/DC Screw terminals | 1667.35
3RW5513-1HA14 | SIRIUS soft starter 200-480 V 13 A, 110-250 V AC Screw terminals | 1484.98
3RW5514-3HA15 | SIRIUS soft starter 200-600 V 18 A, 110-250 V AC spring-type terminals | 1823.66
3RW5515-1HA04 | SIRIUS soft starter 200-480 V 25 A, 24 V AC/DC Screw terminals | 1823.66
3RW5515-1HA05 | SIRIUS soft starter 200-600 V 25 A, 24 V AC/DC Screw terminals | 2058.14
3RW5515-1HA14 | SIRIUS soft starter 200-480 V 25 A, 110-250 V AC Screw terminals | 1823.66
3RW5517-1HA04 | SIRIUS soft starter 200-480 V 38 A, 24 V AC/DC Screw terminals | 2266.56
3RW5517-1HA05 | SIRIUS soft starter 200-600 V 38 A, 24 V AC/DC Screw terminals | 2527.09
3RW5517-1HA14 | SIRIUS soft starter 200-480 V 38 A, 110-250 V AC Screw terminals | 2266.56
3RW5517-1HA15 | SIRIUS soft starter 200-600 V 38 A, 110-250 V AC Screw terminals | 2527.09
3RW5524-3HA06 | SIRIUS soft starter 200-690 V 47 A, 24 V AC/DC spring-type terminals | 2865.76
3RW5524-3HA14 | SIRIUS soft starter 200-480 V 47 A, 110-250 V AC spring-type terminals | 2566.16
3RW5524-3HA16 | SIRIUS soft starter 200-690 V 47 A, 110-250 V AC spring-type terminals | 2865.76
3RW5525-1HA04 | SIRIUS soft starter 200-480 V 63 A, 24 V AC/DC Screw terminals | 2878.79
3RW5526-3HA06 | SIRIUS soft starter 200-690 V 77 A, 24 V AC/DC spring-type terminals | 3556.13
3RW5526-3HA14 | SIRIUS soft starter 200-480 V 77 A, 110-250 V AC spring-type terminals | 3165.37
3RW5526-3HA16 | SIRIUS soft starter 200-690 V 77 A, 110-250 V AC spring-type terminals | 3556.13
3RW5527-1HA04 | SIRIUS soft starter 200-480 V 93 A, 24 V AC/DC Screw terminals | 3517.06
3RW5527-1HA06 | SIRIUS soft starter 200-690 V 93 A, 24 V AC/DC Screw terminals | 3868.78
3RW5534-6HA14 | SIRIUS soft starter 200-480 V 113 A, 110-250 V AC Screw terminals | 3920.88
3RW5534-6HA16 | SIRIUS soft starter 200-690 V 113 A, 110-250 V AC Screw terminals | 4376.81
3RW5535-2HA04 | SIRIUS soft starter 200-480 V 143 A, 24 V AC/DC spring-type terminals | 4702.47
3RW5535-2HA06 | SIRIUS soft starter 200-690 V 143 A, 24 V AC/DC spring-type terminals | 5210.47
3RW5536-6HA16 | SIRIUS soft starter 200-690 V 171 A, 110-250 V AC Screw terminals | 6057.17
3RW5543-2HA04 | SIRIUS soft starter 200-480 V 210 A, 24 V AC/DC spring-type terminals | 6343.76
3RW5543-2HA06 | SIRIUS soft starter 200-690 V 210 A, 24 V AC/DC spring-type terminals | 7047.16
3RW5543-2HA14 | SIRIUS soft starter 200-480 V 210 A, 110-250 V AC spring-type terminals | 6343.76
3RW5544-6HA16 | SIRIUS soft starter 200-690 V 250 A, 110-250 V AC Screw terminals | 8232.54
3RW5545-2HA04 | SIRIUS soft starter 200-480 V 315 A, 24 V AC/DC spring-type terminals | 8792.68
3RW5545-2HA06 | SIRIUS soft starter 200-690 V 315 A, 24 V AC/DC spring-type terminals | 9769.64
3RW5545-2HA14 | SIRIUS soft starter 200-480 V 315 A, 110-250 V AC spring-type terminals | 8792.68
3RW5545-2HA16 | SIRIUS soft starter 200-690 V 315 A, 110-250 V AC spring-type terminals | 9769.64
3RW5547-2HA04 | SIRIUS soft starter 200-480 V 470 A, 24 V AC/DC spring-type terminals | 12114.36
3RW5547-2HA06 | SIRIUS soft starter 200-690 V 470 A, 24 V AC/DC spring-type terminals | 13547.23
3RW5547-2HA14 | SIRIUS soft starter 200-480 V 470 A, 110-250 V AC spring-type terminals | 12114.36
3RW5547-2HA16 | SIRIUS soft starter 200-690 V 470 A, 110-250 V AC spring-type terminals | 13547.23
3RW5920-1UA10 | Control unit 110-250 V for 3RW52, Size 1 to 4 Analog output | 485.88
3RW5920-1UT00 | Control unit 24 V for 3RW52, Size 1 to 4 Thermistor input | 485.88
3RW5920-1UT10 | Control unit 110-250 V for 3RW52, Size 1 to 4 Thermistor input | 485.88
3RW5921-0PA04 | PCB 480 V for 3RW52, Size 1, 13 A | 437.68
3RW5924-0SN05 | Power semiconductor module 600 V, for 3RW52, 210 A | 554.92
3RW5924-0SQ05 | Power semiconductor module 600 V, for 3RW52, 315 A | 639.58
3RW5924-0SS05 | Power semiconductor module 600 V, for 3RW52, 470 A | 859.72
3RW5924-0ST05 | Power semiconductor module 600 V, for 3RW52, 570 A | 992.6
3RW5951-0PD04 | PCB 480 V for 3RW55, Size 1, 32 A | 605.71
3RW5951-0PD05 | PCB 600 V for 3RW55, Size 1, 32 A | 673.44
3RW5951-0PE04 | PCB 480 V for 3RW55, Size 1, 38 A | 673.44
3RW5951-0PE05 | PCB 600 V for 3RW55, Size 1, 38 A | 741.2
3RW5953-0PY06 | PCB 690 V for 3RW55, Size 2 and 3 | 303.52
3RW5953-0SL04 | Power semiconductor module 480 V, for 3RW55/52, 143 A | 355.62
3RW5953-0SL05 | Power semiconductor module 600 V, for 3RW52, 143 A | 386.87
3RW5953-0SL06 | Power semiconductor module 690 V, for 3RW55, 143 A | 437.68
3RW5954-0SP06 | Power semiconductor module 690 V, for 3RW55, 250 A | 941.79
3RW5954-0SR04 | Power semiconductor module 480 V, for 3RW55, 370 A | 1096.79
3RW5954-0SR06 | Power semiconductor module 690 V, for 3RW55, 370 A | 1328.68
3RW5954-0ST04 | Power semiconductor module 480 V, for 3RW55, 570 A | 1602.21
3RW5982-0TB00 | Box terminal block for 3RW55/52 Size 2 | 58.75
3RW5983-0FC00 | Fan cover for 3RW55 and 3RW52, Size 1, 2 and 3 | 42.33
3RW5983-0FF00 | Fan for 3RW55 and 3RW52 Size 1, 2 and 3 | 100.95
3RW5983-0TC20 | Terminal cover for 3RW55/52 Size 2 and 3 | 25.25
3RW5984-0FC00 | fan cover for 3RW55 and 3RW52 frame size 4 | 58.75
8GK9910-0KK06 | Sealing plug 6 mm Pack of 50 units | 0.57
8GK9910-0KK07 | Sealing plug 11 mm Pack of 50 units | 0.63
8GK9911-1KK00 | ALPHA, cross arm, for busbar system, W: 250 mm, zinc-plated | 67.99
8GK9911-1KK01 | ALPHA, cross arm, for busbar system, W: 500 mm, zinc-plated | 74.42
8GK9911-1KK02 | ALPHA, cross arm, for busbar system, W: 750 mm, zinc-plated | 111.5
8JK3800 | Clamp | 1.35
8MF1000-2AB36 | SIVACON, cover, for the Installation of standard devices 7XP 3/6, zinc-plated | 69.64
8MF1000-2AR02-3 | SIVACON, swing frame, for the installation of 19" devices, load capacity up to 200 kg, H: 2000 m | 555.68
8MF1000-2AR02-4 | SIVACON, swing frame, for the installation of 19" devices, load capacity up to 200 kg, H: 2000 m | 596.38
8MF1000-2CD | SIVACON, edge protection, 9.5 mm x 6.5 mm | 29.69
8MF1000-2HK1 | SIVACON, grounding strap, 16 mm2 | 25.87
8MF1000-2HK2 | SIVACON, grounding strap, 31 mm2 | 32.19
8MF1000-2HL | SIVACON, adapter, for the Lütze wiring system, zinc-plated | 119.54
8MF1000-2HN | SIVACON, bar for improving the EMC, Installation over cabinet width EMC, W: 1000 mm, zinc-plated | 73.43
8MF1000-2UW63-1C | SIVACON, side panel, flat, IP40, H: 2000 mm, W: 1000 mm, RAL 7035 | 363.87
8MF1000-2VY | SIVACON, insulated support, D40x50/ M8 (PE 2 items) | 32.19
8MF1001-2GE30 | SIVACON, Supporting structure, for Corner housing H: 2000 mm, W: 1000 mm, T: 1000 mm, zinc-plate | 705.43
8MF1001-2HN | SIVACON, bar for improving the EMC, installation in the cabinet depth, EMC, D: 1000 mm, zinc-pla | 73.43
8MF1004-2GS40 | SIVACON, Supporting structure, for standard Empty enclosure, H: 2000 mm, W: 1000 mm, T: 400 mm, | 771.1
3RW5535-2HA16 | SIRIUS soft starter 200-690 V 143 A, 110-250 V AC spring-type terminals | 5210.47
3RW5535-6HA06 | SIRIUS soft starter 200-690 V 143 A, 24 V AC/DC Screw terminals | 5210.47
3RW5536-6HA04 | SIRIUS soft starter 200-480 V 171 A, 24 V AC/DC Screw terminals | 5444.95
3RW5536-6HA14 | SIRIUS soft starter 200-480 V 171 A, 110-250 V AC Screw terminals | 5444.95
3RW5543-2HA16 | SIRIUS soft starter 200-690 V 210 A, 110-250 V AC spring-type terminals | 7047.16
3RW5543-6HA06 | SIRIUS soft starter 200-690 V 210 A, 24 V AC/DC Screw terminals | 7047.16
3RW5544-6HA04 | SIRIUS soft starter 200-480 V 250 A, 24 V AC/DC Screw terminals | 7424.91
3RW5544-6HA14 | SIRIUS soft starter 200-480 V 250 A, 110-250 V AC Screw terminals | 7424.91
3RW5545-6HA06 | SIRIUS soft starter 200-690 V 315 A, 24 V AC/DC Screw terminals | 9769.64
3RW5545-6HA16 | SIRIUS soft starter 200-690 V 315 A, 110-250 V AC Screw terminals | 9769.64
3RW5546-6HA04 | SIRIUS soft starter 200-480 V 370 A, 24 V AC/DC Screw terminals | 10316.73
3RW5546-6HA14 | SIRIUS soft starter 200-480 V 370 A, 110-250 V AC Screw terminals | 10316.73
3RW5547-6HA06 | SIRIUS soft starter 200-690 V 470 A, 24 V AC/DC Screw terminals | 13547.23
3RW5547-6HA16 | SIRIUS soft starter 200-690 V 470 A, 110-250 V AC Screw terminals | 13547.23
3RW5548-6HA14 | SIRIUS soft starter 200-480 V 570 A, 110-250 V AC Screw terminals | 13677.49
3RW5920-1UA00 | Control unit 24 V for 3RW52, Size 1 to 4 Analog output | 485.88
3RW5921-0PA05 | PCB 600 V for 3RW52, Size 1, 13 A | 485.88
3RW5921-0PB05 | PCB 600 V for 3RW52, Size 1, 18 A | 538
3RW5923-0PY04 | PCB 480 V for 3RW52, Size 2 and 3 | 252.71
3RW5924-0PY04 | PCB 480 V for 3RW52, Size 4 | 423.35
3RW5950-0GL20 | Spring flap for 3RW55/52 without cutout | 25.25
3RW5950-0GL40 | Spring flap for 3RW52 with cutout for HMI module Standard | 25.25
3RW5951-0PB04 | PCB 480 V for 3RW55, Size 1, 18 A | 485.88
3RW5951-0PC04 | PCB 480 V for 3RW55, Size 1, 25 A | 554.92
3RW5952-0SF04 | Power semiconductor module 480 V, for 3RW55/52, 47 A | 169.34
3RW5952-0SF06 | Power semiconductor module 690 V, for 3RW55, 47 A | 201.9
3RW5953-0BY00 | Bypass kit for 3RW55/52 Size 2 and 3 | 252.71
3RW5953-0PY04 | PCB 480 V for 3RW55, Size 2 and 3 | 252.71
3RW5953-0SM04 | Power semiconductor module 480 V, for 3RW55/52, 171 A | 454.63
3RW5953-0SM06 | Power semiconductor module 690 V, for 3RW55, 171 A | 554.92
3RW5954-0PY06 | PCB 690 V for 3RW55, Size 4 | 521.05
3RW5954-0SN06 | Power semiconductor module 690 V, for 3RW55, 210 A | 771.15
3RW5954-0VY00 | Transport packaging for 3RW55/52, Size 4 | 58.75
3RW5980-0CS00 | communication module PROFINET standard | 432.46
3RW5980-0HL00 | Interface cover for HMI module High-Feature | 8.23
3RW5980-1TR00 | Removable control terminals with screw terminals 2 blocks with 6 terminals each | 50.53
3RW5984-0FF00 | fan for 3RW55 and 3RW52 size 4 | 135.47
8GK9670-0KK00 | ALPHA, busbar holder, for bars: 12-30 x 5-10 mm, 4-pole, 60 mm | 80.37
8GK9735-2KK20 | ALPHA CU distribution busbars, 630A insert nuts, 3-pole for NH1-3 in-line switch disconnector W= | 628.84
8GK9910-0KK05 | Stay support Pack of 20 units for ALPHA floor-mounted distribution board Depth 250 mm, 320 mm, 4 | 2.85
8GK9910-1KK24 | Circuit diagram pocket depth 30 mm Pack of 25 units Plastic | 16.98
8JK3801 | Bracket for cable grip | 11.62
8MF1000-2AB34 | SIVACON, cover, for the Installation of standard devices 7XP 1/6, zinc-plated | 49.8
8MF1000-2CR | SIVACON, Base, for cabinets with front and rear door, H: 100 mm, W: 1000 mm, RAL 7035 | 182.59
8MF1000-2GS40 | SIVACON, Supporting structure, for standard Empty enclosure, H: 2000 mm, W: 1000 mm, T: 1000 mm, | 856.49
3RW5546-2HA06 | SIRIUS soft starter 200-690 V 370 A, 24 V AC/DC spring-type terminals | 11436.99
3RW5546-2HA14 | SIRIUS soft starter 200-480 V 370 A, 110-250 V AC spring-type terminals | 10316.73
3RW5546-2HA16 | SIRIUS soft starter 200-690 V 370 A, 110-250 V AC spring-type terminals | 11436.99
3RW5548-2HA06 | SIRIUS soft starter 200-690 V 570 A, 24 V AC/DC spring-type terminals | 15110.36
3RW5548-2HA14 | SIRIUS soft starter 200-480 V 570 A, 110-250 V AC spring-type terminals | 13677.49
3RW5548-2HA16 | SIRIUS soft starter 200-690 V 570 A, 110-250 V AC spring-type terminals | 15110.36
3RW5548-6HA04 | SIRIUS soft starter 200-480 V 570 A, 24 V AC/DC Screw terminals | 13677.49
3RW5921-0PC05 | PCB 600 V for 3RW52, Size 1, 25 A | 622.65
3RW5921-0PD04 | PCB 480 V for 3RW52, Size 1, 32 A | 605.71
3RW5921-0PD05 | PCB 600 V for 3RW52, Size 1, 32 A | 673.44
3RW5921-0PE04 | PCB 480 V for 3RW52, Size 1, 38 A | 673.44
3RW5950-1UY00 | Control unit 24 V for 3RW55, Size 1 to 4 | 741.2
3RW5950-1UY10 | Control unit 110-250 V for 3RW55, Size 1 to 4 | 741.2
3RW5951-0PA04 | PCB 480 V for 3RW55, Size 1, 13 A | 437.68
3RW5951-0PA05 | PCB 600 V for 3RW55, Size 1, 13 A | 485.88
3RW5952-0SH05 | Power semiconductor module 600 V, for 3RW52, 77 A | 234.48
3RW5952-0SH06 | Power semiconductor module 690 V, for 3RW55, 77 A | 269.63
3RW5952-0SJ04 | Power semiconductor module 480 V, for 3RW55/52, 93 A | 269.63
3RW5952-0SJ05 | Power semiconductor module 600 V, for 3RW52, 93 A | 303.52
3RW5954-0BP00 | Bypass kit for 3RW55/52 Size 4, 210 A to 315 A | 320.52
3RW5954-0BT00 | Bypass kit for 3RW55/52 Size 4, 370 A to 570 A | 505.42
3RW5954-0GB00 | Enclosure base for 3RW55/52 Size 4 | 100.95
3RW5954-0GF00 | Front cover 3RW55/52 Size 4 | 42.33
3RW5954-0PY04 | PCB 480 V for 3RW55, Size 4 | 423.35
3RW5980-0CT00 | communication module Modbus TCP | 432.46
3RW5980-0HC60 | HMI connecting cable 5 m for door mounting | 80.9
3RW5980-0HD00 | Door mounting kit IP65 for HMI module | 50.53
3RW5980-0HF00 | HMI module High-Feature | 437.68
8GK9710-0KK01 | ALPHA, busbar holder, for bars: 12-30 x 5-10 mm, 2-pole, 60 mm | 55.46
8GK9735-1KK10 | ALPHA CU distribution busbars, 630A insert nuts, 3-pole for NH00 in-line switch disconnector W=2 | 348.59
8GK9735-1KK20 | ALPHA CU distribution busbars, 630A insert nuts, 3-pole for NH00 in-line switch disconnector W=5 | 628.84
8GK9735-1KK30 | ALPHA CU distribution busbars, 630A insert nuts, 3-pole for NH00 in-line switch disconnector W=7 | 919.17
8MF1000-2HF | SIVACON, installation kit, for the stabilisation of the corner connections, zinc-plated | 356.01
8MF1000-2HF12 | SIVACON, compartment bottom, for 19" frame zinc-plated | 194.4
8MF1000-2HG12 | SIVACON, slide rail, for 19" Fixed mounting, T: 1000 mm, zinc-plated | 41.91
8MF1000-2HH | SIVACON, mounting plate, 122 mm x 91 mm, zinc-plated | 35.72
8MF1000-2HH1 | SIVACON, mounting plate, 122 mm x 92 mm with cap rails, zinc-plated | 35.72
8MF1000-2UB52-0 | SIVACON, base, with cutouts for flanges, IPXX, T: 1000 mm, W: 1000 mm, zinc-plated | 176.05
8MF1000-2UE10-0A | SIVACON, Roof, for corner cabinet IP40, T: 1000 mm, zinc-plated | 97.74
8MF1000-2UE11-0 | SIVACON, base, for corner cabinet, IP55, T: 1000 mm, zinc-plated | 134
8MF1000-2UE11-0A | SIVACON, Roof, for corner cabinet IP55, T: 1000 mm, zinc-plated | 145.83
8MF1004-2UE11-0 | SIVACON, base, for corner cabinet, IP55, T: 400 mm, zinc-plated | 59.62
8MF1004-2UE11-0A | SIVACON, Roof, for corner cabinet IP55, T: 400 mm, zinc-plated | 94.06
8MF1004-2UE20-0A | SIVACON, Roof, for corner cabinet with ventilation openings, with Ventilation openings IP20, T: | 52.28
8MF1004-2UE21-0 | SIVACON, base, for corner cabinet, IP40, T: 400 mm, zinc-plated | 49.54
6SL3211-1PC26-8UL0 | SINAMICS G120 POWER MODULE PM240-2 Push Through, UNFILTERED WITH BUILT IN BRAKING CHOPPER 3AC200 | 6561.62
6SL3211-1PE32-5AL0 | SINAMICS G120 POWER MODULE PM240-2 Push Through, WITH BUILT IN CL. A FILTER WITH BUILT IN BRAKIN | 28725.76
3RT2017-2BB42-1AA0-ZW96 | power contactor, AC-3 12 A, 5.5 kW / 400 V 1 NC, 24 V DC 3-pole, Size S00 Spring-type terminal u | 44.63
3RT2018-1AP01-2AA0 | Power contactor, AC-3 16 A, 7.5 kW / 400 V 1 NO, 230 V AC, 50/60 Hz 3-pole, Size S00 screw termi | 43.95
3RT2018-1BE82 | Power contactor, AC-3 16 A, 7.5 kW / 400 V 1 NC, 80 V DC 3-pole, Size S00 screw terminals | 70.42
3RT2018-1UB42 | Contactor, AC-3, 7.5 kW / 400 V, 1 NC, 24 V DC with varistor integrated, 3-pole, Screw terminal | 72.67
3RT2018-2UB42 | Contactor, AC-3, 7.5 kW / 400 V, 1 NC, DC 24 V with integrated varistor, 3-pole, size S00 Spring | 72.67
3RT2018-2XB42-2LA2 | Contactor for railway, AC-3, 7.5 kW 400 V, 1 NC,24 V DC, 0,7...1,25*US, with integrated varistor | 77.76
3RT2023-1AP00-ZW96 | power contactor, AC-3 9 A, 4 kW / 400 V 1 NO + 1 NC, 230 V AC, 50 Hz 3-pole, Size S0 Screw termi | 32.54
3RT2023-1AR60 | power contactor, AC-3 9 A, 4 kW / 400 V 1 NO + 1 NC, 400 V AC, 50 Hz 240 V, 60 Hz, 3-pole Size S | 31.85
6SL3260-2DB00-0AA0 | SINAMICS S210 Replacement connector kit for 230 V 1 AC Frame size: FSA - FSC | 68.81
6SL3266-1AU00-0VA0 | SINAMICS V20 Size AC shield connection kit | 12.95
6SL3305-7TG41-0AA5 | SINAMICS S120 Active Interface Module for Active Line Module 1100 kW 500-690V 3AC, 50/60 Hz, 102 | 53698.33
6SL3310-1PG34-0AA0 | SINAMICS G120P Power Module IP20 500-690V 3AC, 50/60 Hz, 400 A Rated power: 355kW 6-pulse supply | 34858.58
6SL3310-1PG35-2AA0 | SINAMICS G120P Power Module IP20 500-690V 3AC, 50/60 Hz, 516 A Rated power: 450kW 6-pulse supply | 47930.54
6SL3325-1TE37-5AA3 | SINAMICS S120 Motor Module Input: 510-720 V DC Output: 380-480V 3AC, 50/60 Hz. 745A, Rated power | 36726.31
6SL3325-1TG34-7AA3 | SINAMICS S120 Motor Module Input: 675-1035 V DC Output: 500-690V 3AC, 50/60 Hz, 465A, Rated powe | 41873.59
6SL3325-1TG41-6AP3 | SINAMICS S120 Motor Module Input: 675-1035 V DC Output: 500-690V 3AC, 50/60 Hz, Rated current: 1 | 115465.34
3RT2025-1AC20-ZX95 | power contactor, AC-3 17 A, 7.5 kW / 400 V 1 NO + 1 NC, 24 V AC, 50 / 60 Hz, 3-pole, Size S0, sc | 51.02
3RT2025-2AF08-0KT2 | Power contactor, AC-3 17 A, 7.5 kW / 400 V 2 NO + 2 NC, 110 V AC, 50 Hz, 3-pole, Size S0 Spring- | 57.34
6SL3335-7TE36-1AA3 | SINAMICS S120 Active Line Module, Input: 380-480V 3AC, 50/60 Hz, 605 A Output: 570-720 V DC, 677 | 33248.43
6SL3335-7TG41-0AA3 | SINAMICS S120 Active Line Module, Input: 500-690V 3AC, 50/60 Hz, 1025 A Output: 750-1035 V DC, 1 | 82355.97
3RT2026-1AP00-2AA0 | power contactor, AC-3 25 A, 11 kW / 400 V 1 NO + 1 NC, 230 V AC, 50 Hz, 3-pole, Size S0 screw te | 68.68
3RT2027-1AU60 | Power contactor, AC-3 32 A, 15 kW / 400 V 1 NO + 1 NC, 277 V AC, 60 Hz 400-440 V, 60Hz, 3-pole S | 101.29
3RT2027-2AR60 | Contactor, AC-3, 15 kW / 400 V, 1 NO + 1 NC, 400 V AC, 50 Hz, 400 ... 440 V, 60 Hz, 3-pole, Size | 90.86
3RT2028-1BE80 | Power contactor, AC-3 38 A, 18.5 kW / 400 V 80 V DC, 3-pole screw terminals | 149.3
3RT2045-1AC20 | power contactor, AC-3 80 A, 37 kW / 400 V 1 NO + 1 NC, 24 V AC, 50/60 Hz 3-pole, 3 NO, Size S3 s | 223.1
3RT2045-1AD00 | power contactor, AC-3 80 A, 37 kW / 400 V 1 NO + 1 NC, 42 V AC, 50 Hz 3-pole, 3 NO, Size S3 scre | 229.93
3RT2045-1AF04 | power contactor, AC-3 80 A, 37 kW / 400 V 2 NO + 2 NC, 110 V AC, 50 Hz 3-pole, 3 NO, Size S3 scr | 236.7
3RT2045-1AG24 | power contactor, AC-3 80 A, 37 kW / 400 V 2 NO + 2 NC, 110 V AC, 50/60 Hz 3-pole, 3 NO, Size S3 | 236.7
3RT2045-1AH00 | power contactor, AC-3 80 A, 37 kW / 400 V 1 NO + 1 NC, 48 V AC, 50 Hz 3-pole, 3 NO, Size S3 scre | 223.1
8MF1005-2UD12-0A | SIVACON, Roof, EMC, EMC, IP40, W: 1000 mm, T: 500 mm, zinc-plated | 207.58
8MF1005-2UD20-0A | SIVACON, Roof, with Ventilation openings with Ventilation openings IP20, W: 1000 mm, T: 500 mm, | 81.2
8MF1005-2UD30-0A | SIVACON, Roof, with Ventilation openings with Ventilation openings IP40, W: 1000 mm, T: 500 mm, | 93.67
8MF1005-2VB | SIVACON, roof tray rim, IPX1, D: 500 mm, RAL 7035 | 85.12
8MF1006-2UB52-0 | SIVACON, base, with cutouts for flanges, IPXX, T: 600 mm, W: 1000 mm, zinc-plated | 119.54
8MF1006-2UE10-0A | SIVACON, Roof, for corner cabinet IP40, T: 600 mm, zinc-plated | 65.41
8MF1006-2UE11-0 | SIVACON, base, for corner cabinet, IP55, T: 600 mm, zinc-plated | 81.58
8MF1006-2UE11-0A | SIVACON, Roof, for corner cabinet IP55, T: 600 mm, zinc-plated | 108.5
8MF1008-2UE30-0A | SIVACON, Roof, for corner cabinet with ventilation openings, with Ventilation openings IP40, T: | 105.08
8MF1010-2AB00 | SIVACON, mounting plate, for swing frame, zinc-plated | 119.54
8MF1016-2AS30 | SIVACON, mounting rail, compact for door width 300 mm L: 166 mm, zinc-plated | 21.94
8MF1020-2AB00 | SIVACON, mounting plate, for swing frame, zinc-plated | 119.54
8MF1025-2UB32-0 | SIVACON, base, with cable entry, IPXX, T: 500 mm, W: 1200 mm, zinc-plated | 178.66
8MF1025-2UB42-0 | SIVACON, base, EMC, IP40, T: 500 mm, W: 1200 mm, zinc-plated | 139.23
8MF1025-2UB52-0 | SIVACON, base, with cutouts for flanges, IPXX, T: 500 mm, W: 1200 mm, zinc-plated | 80
8MF1025-2UD10-0A | SIVACON, Roof, Closed, IP40, W: 1200 mm, T: 500 mm, zinc-plated | 81.07
8MF1026-2GS40 | SIVACON, Supporting structure, for standard Empty enclosure, H: 2000 mm, W: 1200 mm, T: 600 mm, | 801.34
8MF1026-2UB51-2 | SIVACON, base, with side cable entry, T: 600 mm, W: 1200 mm, zinc-plated | 183.9
8MF1026-2UB52-0 | SIVACON, base, with cutouts for flanges, IPXX, T: 600 mm, W: 1200 mm, zinc-plated | 91.7
8MF1028-2GS40 | SIVACON, Supporting structure, for standard Empty enclosure, H: 2000 mm, W: 1200 mm, T: 800 mm, | 827.58
8MF1028-2UB51-2 | SIVACON, base, with side cable entry, T: 800 mm, W: 1200 mm, zinc-plated | 219.37
8MF1040-2CD08 | SIVACON, trim strip, W: 400 mm, under the door light gray | 63.56
8MF1040-2CD10 | SIVACON, trim strip, W: 400 mm, above the door with Siemens logo, Petrol | 73.3
8MF1040-2CD16 | SIVACON, trim strip, W: 400 mm, above the door with Siemens logo, with cutout for indicator ligh | 73.3
8MF1040-2CD17 | SIVACON, trim strip, W: 400 mm, above the door with Siemens logo, with cutout for indicator ligh | 73.3
8MF1040-2UD12-0A | SIVACON, Roof, EMC, EMC, IP40, W: 400 mm, T: 1000 mm, zinc-plated | 197.06
8MF1040-2UD20-0A | SIVACON, Roof, with Ventilation openings with Ventilation openings IP20, W: 400 mm, T: 1000 mm, | 71.75
8MF1040-2UD30-0A | SIVACON, Roof, with Ventilation openings with Ventilation openings IP40, W: 400 mm, T: 1000 mm, | 91.31
8MF1040-2UT14-2BA2 | SIVACON, door, on the right, ventilated, IP40, H: 2000 mm, W: 400 mm, RAL 7035, Protection class | 423
8MF1044-2AF20 | SIVACON, compartment bottom, T: 400 mm, W: 400 mm, zinc-plated | 128.58
8MF1044-2GS30 | SIVACON, Supporting structure, for standard Empty enclosure, H: 2000 mm, W: 400 mm, T: 400 mm, z | 476.85
8MF1044-2GS40 | SIVACON, Supporting structure, for standard Empty enclosure, H: 2000 mm, W: 400 mm, T: 400 mm, R | 685.72
8MF1044-2UB12-0 | SIVACON, base, Closed, IP55, T: 400 mm, W: 400 mm, zinc-plated | 43.74
8MF1044-3BS4 | SIVACON, Control panel Empty enclosure, according to IEC 62208, IP40, H: 2000 mm, W: 400 mm, T: | 1734.01
8MF1044-3BS5 | SIVACON, Control panel Empty enclosure, according to IEC 62208, IP55, H: 2000 mm, W: 400 mm, T: | 1734.01
8MF1005-2GS30 | SIVACON, Supporting structure, for standard Empty enclosure, H: 2000 mm, W: 1000 mm, T: 500 mm, | 563.56
8MF1005-2GS40 | SIVACON, Supporting structure, for standard Empty enclosure, H: 2000 mm, W: 1000 mm, T: 500 mm, | 778.99
8MF1005-2UB12-0 | SIVACON, base, IP55, T: 500 mm, W: 1000 mm, zinc-plated | 113.77
8MF1005-2UB22-0 | SIVACON, base, IP30, T: 500 mm, W: 1000 mm, zinc-plated | 98.78
8MF1005-3BS5 | SIVACON, Control panel Empty enclosure, according to IEC 62208, IP55, H: 2000 mm, W: 1000 mm, T: | 2719.25
8MF1005-3VR4 | SIVACON, Control panel Empty enclosure, without side panels, according to IEC 62208, with Ventil | 2285.72
8MF1005-3VS4 | SIVACON, Control panel Empty enclosure, according to IEC 62208, with ventilation openings, IP20, | 2574.75
8MF1006-2AS30 | SIVACON, mounting rail, compact for cabinet width 1200 mm L: 1166 mm, zinc-plated | 35.72
8MF1008-2HN | SIVACON, bar for improving the EMC, Installation in the cabinet depth, EMC, T: 800 mm, zinc-plat | 61.75
8MF1008-2UB51-2 | SIVACON, base, with side cable entry, T: 800 mm, W: 1000 mm, zinc-plated | 231.21
8MF1008-2UB52-0 | SIVACON, base, with cutouts for flanges, IPXX, T: 800 mm, W: 1000 mm, zinc-plated | 165.52
8MF1008-2UE10-0A | SIVACON, Roof, for corner cabinet IP40, T: 800 mm, zinc-plated | 79.77
8MF1020-2UB51-2 | SIVACON, base, with side cable entry, T: 1000 mm, W: 1200 mm, zinc-plated | 245.65
8MF1020-2UB52-0 | SIVACON, base, with cutouts for flanges, IPXX, T: 1000 mm, W: 1200 mm, zinc-plated | 155
8MF1020-2UT14-4BA2 | SIVACON, door, right, for the interior of the cabinet, H: 2000 mm, W: 1200 mm, RAL 7035, Protect | 356.01
8MF1024-2GS40 | SIVACON, Supporting structure, for standard Empty enclosure, H: 2000 mm, W: 1200 mm, T: 400 mm, | 775.04
8MF1025-2VH | SIVACON, roof trough, IPX1, W: 1200 mm, D: 500 mm, RAL 7035 | 178.66
8MF1025-3BR4 | SIVACON, Control panel Empty enclosure, without side panels, according to IEC 62208, IP40, H: 20 | 2430.25
8MF1025-3BR5 | SIVACON, Control panel Empty enclosure, without side panels, according to IEC 62208, IP55, H: 20 | 2522.22
8MF1025-3BS4 | SIVACON, Control panel Empty enclosure, according to IEC 62208, IP40, H: 2000 mm, W: 1200 mm, T: | 2692.98
8MF1031-2AS30 | SIVACON, mounting rail, compact for door width 450 mm L: 316 mm, zinc-plated | 23.78
8MF1036-2AS30 | SIVACON, mounting rail, compact for door width 500 mm, L: 366 mm, zinc-plated | 25.2
8MF1040-2AA02-0 | SIVACON, mounting plate, Quick assembly with screws, H: 1000 mm, W: 400 mm, zinc-plated | 104.31
8MF1040-2AA12-0 | SIVACON, mounting plate, Quick assembly with screws, perforated, H: 1000 mm, W: 400 mm, zinc-pla | 136.61
8MF1040-2GS40 | SIVACON, Supporting structure, for standard Empty enclosure, H: 2000 mm, W: 400 mm, T: 1000 mm, | 772.43
8MF1040-2HN | SIVACON, bar for improving the EMC, Installation over cabinet width EMC, W: 400 mm, zinc-plated | 49.8
8MF1040-2UB12-0 | SIVACON, base, Closed, IP55, T: 1000 mm, W: 400 mm, zinc-plated | 101.41
8MF1040-2UB22-0 | SIVACON, base, Closed, IP30, T: 1000 mm, W: 400 mm, zinc-plated | 84.21
8MF1040-2UB32-0 | SIVACON, base, with cable entry, IPXX, T: 1000 mm, W: 400 mm, zinc-plated | 126.75
8MF1040-2UT25-3BA2 | SIVACON, door half, left, with cutout for filter fan, with ventilation openings H: 2000 mm, W: 4 | 328.41
8MF1040-2UW63-1C | SIVACON, side panel, flat, IP40, H: 2000 mm, W: 400 mm, RAL 7035 | 179.98
8MF1040-2VH | SIVACON, roof trough, for Increased degree of protection, IPX1, W: 400 mm, T: 1000 mm, RAL 7035 | 162.88
8MF1040-3BR4 | SIVACON, Control panel Empty enclosure, without side panels, according to IEC 62208, IP40, H: 20 | 1865.36
8MF1044-2UD10-0A | SIVACON, Roof, Closed, IP40, W: 400 mm, T: 400 mm, zinc-plated | 28.65
8MF1000-2HH3 | SIVACON, Universal holder for 19" components, f. cable channel, DIN, C rail, 2 HU, zinc-plated | 59.62
8MF1000-2HH5 | SIVACON, bracket, for variable Installation of cable clamp rails, zinc-plated | 35.72
8MF1000-2HP | SIVACON, adapter, for the Promet wiring system, zinc-plated | 119.54
8MF1000-2CH | SIVACON, cover, for the Connection side by side mounting plates, H: 2000 mm, zinc-plated | 109.27
8MF1000-2UE21-0 | SIVACON, base, for corner cabinet, IP40, T: 1000 mm, zinc-plated | 116.9
8MF1000-2UT14-4BA2 | SIVACON, door, right, for the interior of the cabinet, H: 2000 mm, W: 1000 mm, RAL 7035, Protect | 319.19
8MF1004-2HN | SIVACON, bar for improving the EMC, Installation in the cabinet depth, EMC, T: 400 mm, zinc-plat | 49.8
8MF1004-2UE10-0A | SIVACON, Roof, for corner cabinet IP40, T: 400 mm, zinc-plated | 53.6
8MF1004-2UE30-0A | SIVACON, Roof, for corner cabinet with ventilation openings, with Ventilation openings IP40, T: | 56.61
8MF1005-2AK13-0 | SIVACON, Mounting plate, for Cabinet side perforated, T: 500 mm, H: 2000 mm, zinc-plated | 194.4
8MF1005-2UB42-0 | SIVACON, base, EMC, IP40, T: 500 mm, W: 1000 mm, zinc-plated | 126.62
8MF1005-2UD10-0A | SIVACON, Roof, Closed, IP40, W: 1000 mm, T: 500 mm, zinc-plated | 78.13
8MF1005-3BR4 | SIVACON, Control panel Empty enclosure, without side panels, according to IEC 62208, IP40, H: 20 | 2272.59
8MF1005-3BS4 | SIVACON, Control panel Empty enclosure, according to IEC 62208, IP40, H: 2000 mm, W: 1000 mm, T: | 2692.98
8MF1006-2GS40 | SIVACON, Supporting structure, for standard Empty enclosure, H: 2000 mm, W: 1000 mm, T: 600 mm, | 794.73
8MF1006-2HN | SIVACON, bar for improving the EMC, Installation in the cabinet depth, EMC, T: 600 mm, zinc-plat | 55.69
8MF1006-2UE21-0 | SIVACON, base, for corner cabinet, IP40, T: 600 mm, zinc-plated | 71.75
8MF1008-2GS40 | SIVACON, Supporting structure, for standard Empty enclosure, H: 2000 mm, W: 1000 mm, T: 800 mm, | 821.03
8MF1008-2UE11-0A | SIVACON, Roof, for corner cabinet IP55, T: 800 mm, zinc-plated | 114.94
8MF1008-2UE21-0 | SIVACON, base, for corner cabinet, IP40, T: 800 mm, zinc-plated | 99.44
8MF1020-2CD08 | SIVACON, trim strip, W: 1200 mm, under the door light gray | 158.96
8MF1020-2GS40 | SIVACON, Supporting structure, for standard Empty enclosure, H: 2000 mm, W: 1200 mm, T: 1000 mm, | 864.39
8MF1025-2GS30 | SIVACON, Supporting structure, for standard Empty enclosure, H: 2000 mm, W: 1200 mm, T: 500 mm, | 570.14
8MF1025-2UB12-0 | SIVACON, base, IP55, T: 500 mm, W: 1200 mm, zinc-plated | 129.25
8MF1025-2UD12-0A | SIVACON, Roof, EMC, EMC, IP40, W: 1200 mm, T: 500 mm, zinc-plated | 212.81
8MF1025-2UD30-0A | SIVACON, Roof, with Ventilation openings with Ventilation openings IP40, W: 1200 mm, T: 500 mm, | 102.62
8MF1025-3BS5 | SIVACON, Control panel Empty enclosure, according to IEC 62208, IP55, H: 2000 mm, W: 1200 mm, T: | 2850.62
8MF1025-3VS4 | SIVACON, Control panel Empty enclosure, according to IEC 62208, with ventilation openings, IP20, | 2719.25
8MF1028-2UB52-0 | SIVACON, base, with cutouts for flanges, IPXX, T: 800 mm, W: 1200 mm, zinc-plated | 128.07
8MF1030-2UT15-2BA2 | SIVACON, door, left, ventilated, IP40, H: 2000 mm, W: 300 mm, RAL 7035, Protection class 1 | 396.72
8MF1040-2AL03-0 | SIVACON, Mounting plate, for Cabinet rear wall H: 2000 mm, W: 400 mm, zinc-plated | 270.6
8MF1040-2CD00 | SIVACON, trim strip, W: 400 mm, Petrol | 60.56
8MF1040-2CR | SIVACON, Base, for cabinets with front and rear door, H: 100 mm, W: 400 mm, RAL 7035 | 181.27
8MF1040-2CW | SIVACON, Transport bracket, heavy duty, W: 400 mm, RAL 7035 | 68.55
8MF1040-2UB42-0 | SIVACON, base, EMC, EMC, IP40, T: 1000 mm, W: 400 mm, zinc-plated | 121.24
3RT2045-1AL00 | power contactor, AC-3 80 A, 37 kW / 400 V 1 NO + 1 NC, 125 V AC/50 Hz 3-pole, 3 NO, Size S3 scre | 229.93
3RT2045-1AL24 | power contactor, AC-3 80 A, 37 kW / 400 V 2 NO + 2 NC, 230 V AC/50/60 Hz 3-pole, 3 NO, Size S3 s | 236.7
3RT2045-1AP00-1AA0 | power contactor, AC-3 80 A, 37 kW / 400 V 1 NO + 1 NC, 230 V AC/50 Hz 3-pole, 3 NO, Size S3 scre | 237.28
3RT2045-1AP04-3MA0 | power contactor, AC-3 80 A, 37 kW / 400 V 2 NO + 2 NC, 230 V AC/50 Hz 3-pole, 3 NO, Size S3 scre | 237.87
3RT2045-1AR60 | power contactor, AC-3 80 A, 37 kW / 400 V 1 NO + 1 NC, 400 V AC/50 Hz 400-440 V/60 Hz 3-pole, 3 | 229.93
3RT2045-1AT60 | power contactor, AC-3 80 A, 37 kW / 400 V 1 NO + 1 NC, 600 V AC/60 Hz 3-pole, 3 NO, Size S3 scre | 229.93
3RT2045-1AV00 | power contactor, AC-3 80 A, 37 kW / 400 V 1 NO + 1 NC, 400 V AC/50 Hz 3-pole, 3 NO, Size S3 scre | 229.93
3RT2045-1CP04-3MA0 | power contactor, AC-3 80 A, 37 kW / 400 V 2 NO + 2 NC, 230 V AC/50 Hz 3-pole, 3 NO, Size S3 scre | 247.49
3RT2045-1KB40-1AA0 | power contactor, AC-3 80 A, 37 kW / 400 V 1 NO + 1 NC,24 V DC 3-pole, 3 NO, Size S3 screw termin | 327.55
3RT2045-1NF30 | power contactor, AC-3 80 A, 37 kW / 400 V 1 NO + 1 NC, 84-155 V AC/DC 3-pole, 3 NO, Size S3 scre | 310.51
3RT2045-1NP30 | power contactor, AC-3 80 A, 37 kW / 400 V 1 NO + 1 NC, 175-280 V AC/DC 3-pole, 3 NO, Size S3 scr | 310.51
3RT2045-3AC20 | power contactor, AC-3 80 A, 37 kW / 400 V 1 NO + 1 NC, 24 V AC 50/60 Hz 3-pole, 3 NO, Size S3 Sp | 223.1
3RT2045-3AF04 | power contactor, AC-3 80 A, 37 kW / 400 V 2 NO + 2 NC, 110 V AC 50 Hz 3-pole, 3 NO, Size S3 Spri | 236.7
3RT2045-3AG20 | power contactor, AC-3 80 A, 37 kW / 400 V 1 NO + 1 NC, 110 V AC 50/60 Hz 3-pole, 3 NO, Size S3 S | 223.1
3RT2045-3AM20 | power contactor, AC-3 80 A, 37 kW / 400 V 1 NO + 1 NC, 208 V AC/50/60 Hz 3-pole, 3 NO, Size S3 S | 229.93
3RT2045-3AP00 | power contactor, AC-3 80 A, 37 kW / 400 V 1 NO + 1 NC, 230 V AC/50 Hz 3-pole, 3 NO, Size S3 Spri | 223.1
3RT2045-3NB30 | power contactor, AC-3 80 A, 37 kW / 400 V 1 NO + 1 NC, 20-33 V AC/DC 3-pole, 3 NO, Size S3 Sprin | 310.51
3RT2045-3NB34-3MA0 | power contactor, AC-3 80 A, 37 kW / 400 V 2 NO + 2 NC, 20-33 V AC/DC 3-pole, 3 NO, Size S3 Sprin | 328.12
3RT2046-1AB00 | power contactor, AC-3 95 A, 45 kW / 400 V 1 NO + 1 NC, 24 V AC, 50 Hz 3-pole, 3 NO, Size S3 scre | 278.72
3RT2046-1AC20 | power contactor, AC-3 95 A, 45 kW / 400 V 1 NO + 1 NC, 24 V AC, 50/60 Hz 3-pole, 3 NO, Size S3 s | 278.72
3RT2046-1AD24 | power contactor, AC-3 95 A, 45 kW / 400 V 2 NO + 2 NC, 42 V AC, 50/60 Hz 3-pole, 3 NO, Size S3 s | 302
3RT2046-1AF04 | power contactor, AC-3 95 A, 45 kW / 400 V 2 NO + 2 NC, 110 V AC, 50 Hz 3-pole, 3 NO, Size S3 scr | 293.5
3RT2046-1AK60-0UA0 | power contactor, AC-3 95 A, 45 kW / 400 V 1 NO + 1 NC, 110 V AC, 50 Hz Hz 120 V/60 Hz 3-pole, 3 | 282.14
3RT2046-1AK64-3MA0 | power contactor, AC-3 95 A, 45 kW / 400 V 2 NO + 2 NC, 110 V AC, 50 Hz Hz 120 V/60 Hz 3-pole, 3 | 295.76
3RT2046-1AN20 | power contactor, AC-3 95 A, 45 kW / 400 V 1 NO + 1 NC, 220 V AC, 50/60 Hz 3-pole, 3 NO, Size S3 | 278.72
3RT2046-1AP04 | power contactor, AC-3 95 A, 45 kW / 400 V 2 NO + 2 NC, 230 V AC, 50 Hz 3-pole, 3 NO, Size S3 scr | 293.5
3RT2046-1AP60 | power contactor, AC-3 95 A, 45 kW / 400 V 1 NO + 1 NC, 220 V AC, 50 Hz 240 V/60 Hz 3-pole, 3 NO, | 278.72
3RT2046-1AT60 | power contactor, AC-3 95 A, 45 kW / 400 V 1 NO + 1 NC, 600 V AC, 60 Hz 3-pole, 3 NO, Size S3 scr | 286.68
3RT2046-1AV00 | power contactor, AC-3 95 A, 45 kW / 400 V 1 NO + 1 NC, 400 V AC, 50 Hz 3-pole, 3 NO, Size S3 scr | 286.68
3RT2046-1KB44-3MA0 | Power contactor, AC-3 95 A, 45 kW / 400 V 2 NO + 2 NC, 24 V DC 3-pole, 3 NO, Size S3 Screw termi | 378.62
3RT2046-1NB30-0CC0 | power contactor, AC-3 95 A, 45 kW / 400 V 1 NO + 1 NC, 20-33 V AC/DC communication-capable 3-pol | 384.29
8MF1044-3VR4 | SIVACON, Control panel Empty enclosure, without side panels, according to IEC 62208, with Ventil | 1471.28
8MF1044-3VS4 | SIVACON, Control panel Empty enclosure, according to IEC 62208, with ventilation openings, IP20, | 1615.78
8MF1045-2VH | SIVACON, roof trough, IPX1, W: 400 mm, D: 500 mm, RAL 7035 | 119.54
8MF1045-3BR4 | SIVACON, Control panel Empty enclosure, without side panels, according to IEC 62208, IP40, H: 20 | 1550.09
8MF1045-3BR5 | SIVACON, Control panel Empty enclosure, without side panels, according to IEC 62208, IP55, H: 20 | 1655.19
8MF1045-3BS4 | SIVACON, Control panel Empty enclosure, according to IEC 62208, IP40, H: 2000 mm, W: 400 mm, T: | 1799.69
8MF1046-2UD11-0A | SIVACON, Roof, Closed, IP55, W: 400 mm, T: 600 mm, zinc-plated | 100.21
8MF1046-2UD12-0A | SIVACON, Roof, EMC, EMC, IP40, W: 400 mm, T: 600 mm, zinc-plated | 162.88
8MF1046-2UD20-0A | SIVACON, Roof, with Ventilation openings with Ventilation openings IP20, W: 400 mm, T: 600 mm, z | 43.74
8MF1046-2UD30-0A | SIVACON, Roof, with Ventilation openings with Ventilation openings IP40, W: 400 mm, T: 600 mm, z | 47.39
8MF1048-2UB32-0 | SIVACON, base, with cable entry, IPXX, T: 800 mm, W: 400 mm, zinc-plated | 110.34
8MF1048-2UB42-0 | SIVACON, base, EMC, EMC, IP40, T: 800 mm, W: 400 mm, zinc-plated | 101.16
8MF1048-2UB52-0 | SIVACON, base, with cutouts for flanges, IPXX, T: 800 mm, W: 400 mm, zinc-plated | 79.77
8MF1048-2UD10-0A | SIVACON, Roof, Closed, IP40, W: 400 mm, T: 800 mm, zinc-plated | 42.83
8MF1048-2UD11-0A | SIVACON, Roof, Closed, IP55, W: 400 mm, T: 800 mm, zinc-plated | 106.27
8MF1050-2UT14-3BA2 | SIVACON, door, right, with cutout for filter fan, with ventilation openings H: 2000 mm, W: 500 m | 442.7
8MF1050-2UT15-2BA2 | SIVACON, door, left, ventilated, IP40, H: 2000 mm, W: 500 mm, RAL 7035, Protection class 1 | 442.7
8MF1050-2UT15-3BA2 | SIVACON, door, left, with cutout for filter fan, with ventilation openings H: 2000 mm, W: 500 mm | 442.7
8MF1050-2UT25-2BA2 | SIVACON, door half, left, with ventilation openings, IP40, H: 2000 mm, W: 500 mm, RAL 7035, Prot | 344.18
8MF1060-2UT15-2BA2 | SIVACON, door, left, ventilated, IP40, H: 2000 mm, W: 600 mm, RAL 7035, Protection class 1 | 476.85
8MF1060-2UT15-3BA2 | SIVACON, door, left, with cutout for filter fan, with ventilation openings H: 2000 mm, W: 600 mm | 476.85
8MF1060-2UT25-2BA2 | SIVACON, door half, left, with ventilation openings, IP40, H: 2000 mm, W: 600 mm, RAL 7035, Prot | 382.27
8MF1060-2UT25-3BA2 | SIVACON, door half, left, with cutout for filter fan, with ventilation openings H: 2000 mm, W: 6 | 382.27
8MF1065-2UD10-0A | SIVACON, Roof, Closed, IP40, W: 600 mm, T: 500 mm, zinc-plated | 54
8MF1065-2UD11-0A | SIVACON, Roof, Closed, IP55, W: 600 mm, T: 500 mm, zinc-plated | 102.2
8MF1065-2UD12-0A | SIVACON, Roof, EMC, EMC, IP40, W: 600 mm, T: 500 mm, zinc-plated | 176.05
8MF1065-2UD20-0A | SIVACON, Roof, with Ventilation openings with Ventilation openings IP20, W: 600 mm, T: 500 mm, z | 52.69
8MF1065-2UD30-0A | SIVACON, Roof, with Ventilation openings with Ventilation openings IP40, W: 600 mm, T: 500 mm, z | 59.38
8MF1067-2GE30 | SIVACON, Supporting structure, for Corner housing H: 2000 mm, W: 600 mm, T: 600 mm, zinc-plated | 576.7
8MF1068-2AF30 | SIVACON, compartment bottom, withdrawable, T: 800 mm, W: 600 mm, zinc-plated | 462.41
8MF1068-2GS40 | SIVACON, Supporting structure, for standard Empty enclosure, H: 2000 mm, W: 600 mm, T: 800 mm, R | 759.29
8MF1068-2UB51-2 | SIVACON, base, with side cable entry, T: 800 mm, W: 600 mm, zinc-plated | 140.56
8MF1080-2UB51-2 | SIVACON, base, with side cable entry, T: 1000 mm, W: 800 mm, zinc-plated | 220.67
8MF1080-2UB52-0 | SIVACON, base, with cutouts for flanges, IPXX, T: 1000 mm, W: 800 mm, zinc-plated | 125.72
8MF1044-2UD11-0A | SIVACON, Roof, Closed, IP55, W: 400 mm, T: 400 mm, zinc-plated | 85.26
8MF1044-2UD12-0A | SIVACON, Roof, EMC, EMC, IP40, W: 400 mm, T: 400 mm, zinc-plated | 148.45
8MF1044-2UD20-0A | SIVACON, Roof, with Ventilation openings with Ventilation openings IP20, W: 400 mm, T: 400 mm, z | 35.72
8MF1045-2UB32-0 | SIVACON, base, with cable entry, IPXX, T: 500 mm, W: 400 mm, zinc-plated | 77.5
8MF1045-2UB42-0 | SIVACON, base, EMC, IP40, T: 500 mm, W: 400 mm, zinc-plated | 55.69
8MF1045-2UB52-0 | SIVACON, base, with cutouts for flanges, IPXX, T: 500 mm, W: 400 mm, zinc-plated | 43.74
8MF1045-2UD10-0A | SIVACON, Roof, Closed, IP40, W: 400 mm, T: 500 mm, zinc-plated | 39.92
8MF1046-2AS30 | SIVACON, mounting rail, compact for door width 600 mm L: 466 mm, zinc-plated | 27.97
8MF1046-2GS30 | SIVACON, Supporting structure, for standard Empty enclosure, H: 2000 mm, W: 400 mm, T: 600 mm, z | 497.85
8MF1046-2GS40 | SIVACON, Supporting structure, for standard Empty enclosure, H: 2000 mm, W: 400 mm, T: 600 mm, R | 706.74
8MF1046-2UB12-0 | SIVACON, base, Closed, IP55, T: 600 mm, W: 400 mm, zinc-plated | 63.56
8MF1046-3BS5 | SIVACON, Control panel Empty enclosure, according to IEC 62208, IP55, H: 2000 mm, W: 400 mm, T: | 1904.78
8MF1046-3VR4 | SIVACON, Control panel Empty enclosure, without side panels, according to IEC 62208, with Ventil | 1615.78
8MF1046-3VS4 | SIVACON, Control panel Empty enclosure, according to IEC 62208, with ventilation openings, IP20, | 1865.36
8MF1048-2AF20 | SIVACON, compartment bottom, T: 800 mm, W: 400 mm, zinc-plated | 168.13
8MF1048-3BR4 | SIVACON, Control panel Empty enclosure, without side panels, according to IEC 62208, IP40, H: 20 | 1773.42
8MF1048-3BR5 | SIVACON, Control panel Empty enclosure, without side panels, according to IEC 62208, IP55, H: 20 | 1786.55
8MF1048-3BS4 | SIVACON, Control panel Empty enclosure, according to IEC 62208, IP40, H: 2000 mm, W: 400 mm, T: | 1931.08
8MF1048-3BS5 | SIVACON, Control panel Empty enclosure, according to IEC 62208, IP55, H: 2000 mm, W: 400 mm, T: | 1957.32
8MF1060-2CD08 | SIVACON, trim strip, W: 600 mm, under the door light gray | 70.69
8MF1060-2CR | SIVACON, Base, for cabinets with front and rear door, H: 100 mm, W: 600 mm, RAL 7035 | 162.88
8MF1060-2GS40 | SIVACON, Supporting structure, for standard Empty enclosure, H: 2000 mm, W: 600 mm, T: 1000 mm, | 796.04
8MF1060-2HN | SIVACON, bar for improving the EMC, Installation over cabinet width EMC, W: 600 mm, zinc-plated | 55.69
8MF1060-2UB51-2 | SIVACON, base, with side cable entry, T: 1000 mm, W: 600 mm, zinc-plated | 156.35
8MF1064-2UB52-0 | SIVACON, base, with cutouts for flanges, IPXX, T: 400 mm, W: 600 mm, zinc-plated | 44.93
8MF1065-2GS30 | SIVACON, Supporting structure, for standard Empty enclosure, H: 2000 mm, W: 600 mm, T: 500 mm, z | 504.45
8MF1065-2GS40 | SIVACON, Supporting structure, for standard Empty enclosure, H: 2000 mm, W: 600 mm, T: 500 mm, R | 715.95
8MF1065-2UB12-0 | SIVACON, base, IP55, T: 500 mm, W: 600 mm, zinc-plated | 60.69
8MF1065-3BS5 | SIVACON, Control panel Empty enclosure, according to IEC 62208, IP55, H: 2000 mm, W: 600 mm, T: | 1996.74
8MF1065-3VR4 | SIVACON, Control panel Empty enclosure, without side panels, according to IEC 62208, with Ventil | 1589.51
8MF1065-3VS4 | SIVACON, Control panel Empty enclosure, according to IEC 62208, with ventilation openings, IP20, | 1865.36
8MF1066-2AF30 | SIVACON, compartment bottom, withdrawable, T: 600 mm, W: 600 mm, zinc-plated | 304.78
8MF1070-2UT25-2BA2 | SIVACON, door half, left, with ventilation openings, IP40, H: 2000 mm, W: 450 mm, RAL 7035, Prot | 331.04
8MF1070-2UT25-3BA2 | SIVACON, door half, left, with cutout for filter fan, with ventilation openings H: 2000 mm, W: 4 | 331.04
8MF1040-2UD10-0A | SIVACON, Roof, Closed, IP40, W: 400 mm, T: 1000 mm, zinc-plated | 68.96
8MF1040-2UT15-2BA2 | SIVACON, door, left, ventilated, IP40, H: 2000 mm, W: 400 mm, RAL 7035, Protection class 1 | 423
8MF1040-2UT25-2BA2 | SIVACON, door half, left, with ventilation openings, IP40, H: 2000 mm, W: 400 mm, RAL 7035, Prot | 328.41
8MF1040-3BR5 | SIVACON, Control panel Empty enclosure, without side panels, according to IEC 62208, IP55, H: 20 | 1865.36
8MF1040-3BS5 | SIVACON, Control panel Empty enclosure, according to IEC 62208, IP55, H: 2000 mm, W: 400 mm, T: | 2141.24
8MF1040-3VS4 | SIVACON, Control panel Empty enclosure, according to IEC 62208, with ventilation openings, IP20, | 2009.86
8MF1044-2UB22-0 | SIVACON, base, Closed, IP30, T: 400 mm, W: 400 mm, zinc-plated | 25.35
8MF1044-2UB42-0 | SIVACON, base, EMC, EMC, IP40, T: 400 mm, W: 400 mm, zinc-plated | 41.91
8MF1044-2VH | SIVACON, roof trough, for Increased degree of protection, IPX1, W: 400 mm, T: 400 mm, RAL 7035 | 91.7
8MF1044-3BR5 | SIVACON, Control panel Empty enclosure, without side panels, according to IEC 62208, IP55, H: 20 | 1576.37
8MF1045-2GE30 | SIVACON, Supporting structure, for Corner housing H: 2000 mm, W: 400 mm, T: 400 mm, zinc-plated | 535.99
8MF1045-2GS40 | SIVACON, Supporting structure, for standard Empty enclosure, H: 2000 mm, W: 400 mm, T: 500 mm, R | 637.1
8MF1045-2UB22-0 | SIVACON, base, IP30, T: 500 mm, W: 400 mm, zinc-plated | 43.74
8MF1045-2UD11-0A | SIVACON, Roof, Closed, IP55, W: 400 mm, T: 500 mm, zinc-plated | 85.26
8MF1045-2UD20-0A | SIVACON, Roof, with Ventilation openings with Ventilation openings IP20, W: 400 mm, T: 500 mm, z | 39.92
8MF1045-3VR4 | SIVACON, Control panel Empty enclosure, without side panels, according to IEC 62208, with Ventil | 1536.97
8MF1046-2AF20 | SIVACON, compartment bottom, T: 600 mm, W: 400 mm, zinc-plated | 149.75
8MF1046-2UB22-0 | SIVACON, base, Closed, IP30, T: 600 mm, W: 400 mm, zinc-plated | 45.15
8MF1046-2UB42-0 | SIVACON, base, EMC, EMC, IP40, T: 600 mm, W: 400 mm, zinc-plated | 61.75
8MF1046-2UD10-0A | SIVACON, Roof, Closed, IP40, W: 400 mm, T: 600 mm, zinc-plated | 39.82
8MF1046-2VH | SIVACON, roof trough, for Increased degree of protection, IPX1, W: 400 mm, T: 600 mm, RAL 7035 | 116.25
8MF1046-3BR5 | SIVACON, Control panel Empty enclosure, without side panels, according to IEC 62208, IP55, H: 20 | 1707.74
8MF1048-2GS40 | SIVACON, Supporting structure, for standard Empty enclosure, H: 2000 mm, W: 400 mm, T: 800 mm, R | 739.58
8MF1048-2UB22-0 | SIVACON, base, Closed, IP30, T: 800 mm, W: 400 mm, zinc-plated | 67.79
8MF1048-2UD20-0A | SIVACON, Roof, with Ventilation openings with Ventilation openings IP20, W: 400 mm, T: 800 mm, z | 58.72
8MF1048-2VH | SIVACON, roof trough, for Increased degree of protection, IPX1, W: 400 mm, T: 800 mm, RAL 7035 | 132.68
8MF1048-3VR4 | SIVACON, Control panel Empty enclosure, without side panels, according to IEC 62208, with Ventil | 1668.34
8MF1050-2AB00 | SIVACON, mounting plate, for swing frame, zinc-plated | 119.54
8MF1050-2UW60-1C | SIVACON, side panel, Closed, IP40, H: 2000 mm, W: 500 mm, T: 500 mm, RAL 7035 | 169.44
8MF1056-2AS30 | SIVACON, mounting rail, compact for cabinet width 500 mm L: 566 mm, zinc-plated | 28.65
8MF1060-2UT14-2BA2 | SIVACON, door, on the right, ventilated, IP40, H: 2000 mm, W: 600 mm, RAL 7035, Protection class | 476.85
8MF1060-2UT14-4BA2 | SIVACON, door, right, for the interior of the cabinet, H: 2000 mm, W: 600 mm, RAL 7035, Protecti | 235.13
8MF1060-2UW63-1C | SIVACON, side panel, flat, IP40, H: 2000 mm, W: 600 mm, RAL 7035 | 225.95
8MF1064-2AF30 | SIVACON, compartment bottom, withdrawable, T: 400 mm, W: 600 mm, zinc-plated | 282.43
3RT2046-1NF30 | power contactor, AC-3 95 A, 45 kW / 400 V 1 NO + 1 NC, 84-155 V AC/DC 3-pole, 3 NO, Size S3 scre | 362.76
3RT2046-1NP30 | power contactor, AC-3 95 A, 45 kW / 400 V 1 NO + 1 NC, 175-280 V AC/DC 3-pole, 3 NO, Size S3 scr | 362.76
3RT2046-3AF04 | power contactor, AC-3 95 A, 45 kW / 400 V 2 NO + 2 NC, 110 V AC, 50 Hz 3-pole, 3 NO, Size S3 Spr | 293.5
3RT2046-3AK60 | power contactor, AC-3 95 A, 45 kW / 400 V 1 NO + 1 NC, 110 V AC, 50 Hz 120 V/60 Hz 3-pole, 3 NO, | 278.72
3RT2046-3AR60 | power contactor, AC-3 95 A, 45 kW / 400 V 1 NO + 1 NC, 400 V AC, 50 Hz 400-440 V/60 Hz 3-pole, 3 | 286.68
3RT2046-3KB40 | power contactor, AC-3 95 A, 45 kW / 400 V 1 NO + 1 NC, 24 V DC 3-pole, 3 NO, Size S3 Spring-type | 362.76
3RT2046-3NF30 | power contactor, AC-3 95 A, 45 kW / 400 V 1 NO + 1 NC, 83-155 V AC/DC 3-pole, 3 NO, Size S3 Spri | 362.76
3RT2046-3XB40-0LA2 | Traction contactor, AC-3 95 A, 45 kW / 400 V 1 NO + 1 NC, 24 V DC 0.7-1.25*US 3-pole, 3 NO, Size | 495.02
3RT2047-1AB00-1AA0 | Power contactor, AC-3 115 A, 55 kW / 400 V 1 NO + 1 NC, 24 V AC, 50 Hz 3-pole, 3 NO, Size S3 sc | 352.51
3RT2047-1AF00 | Contactor, AC-3, 55 kW/400 V 1 NO+1 NC, 110 V AC 50 Hz 3-pole, 3 NO, Size S3 Screw terminal | 323.03
3RT2047-1AL20 | Power contactor, AC-3 115 A, 55 kW / 400 V 1 NO + 1 NC, 230 V AC, 50/60 Hz 3-pole, 3 NO, Size S | 323.03
3RT2047-1AP00-1AA0 | Power contactor, AC-3 115 A, 55 kW / 400 V 1 NO + 1 NC, 230 V AC, 50 Hz 3-pole, 3 NO, Size S3 s | 352.51
3RT2047-1CL24-3MA0 | Power contactor, AC-3 115 A, 55 kW / 400 V 2 NO + 2 NC, 230 V AC, 50/60 Hz 3-pole, 3 NO, Size S | 348.01
3RT2047-1NB30-0CC0 | Power contactor, AC-3 115 A, 55 kW / 400 V 1 NO + 1 NC, 20-33 V AC/DC communication-capable 3-p | 397.37
3RT2047-1NP34 | Power contactor, AC-3 115 A, 55 kW / 400 V 2 NO + 2 NC, 175-280 V AC/DC 3-pole, 3 NO, Size S3 s | 390.57
3RT2047-1XF40-0LA2 | Traction contactor, AC-3 115 A, 55 kW / 400 V 1 NO + 1 NC, 110 V DC 0.7-1.25*Us 3-pole, 3 NO, S | 567.09
3RT2047-3NB30-0CC0 | Power contactor, AC-3 115 A, 55 kW / 400 V 1 NO + 1 NC, 20-33 V AC/DC communication-capable 3-p | 397.37
3RT2047-3NF30 | Power contactor, AC-3 115 A, 55 kW / 400 V 1 NO + 1 NC, 83-155 V AC/DC 3-pole, 3 NO, Size S3 Sp | 375.82
3RT2316-2AH00 | Contactor, 4 NO, AC-1: 18 A 48 V AC, 50 / 60 Hz, 4-pole, 4 NO, Size S00, Spring-type terminal | 34.88
6SW1700-1JD01-0AA0 | SOFTWARE ON CD: DRIVE ES PCS 7 APL V9.0 SP1 APL-FUNCTION BLOCK LIBRARY TO LINK DRIVES IN THE PRO | 2975.19
6XV1801-5GE50 | Power connecting cable M12-90/M12-90 for power supply of the ET200, pre-assembled cable with M12 | 55.33
6XV1801-5GH50 | Power connecting cable M12-90/M12-90 for power supply of the ET200, pre-assembled cable with M12 | 87.81
6XV1801-5GN15 | Power connecting cable M12-90/M12-90 for power supply of the ET200, pre-assembled cable with M12 | 174.72
3RT2326-1BB40-1AA0 | Contactor, 4 NO, AC-1: 40 A 24 V DC, 4-pole, 4 NO, Size S0, Screw terminal 1 NO + 1 NC integrate | 133.58
3RT2336-3XF40-0LA2 | Contactor, 4 NO, AC-1: 60 A railway 110 V DC, 0.7 ... 1.25* US, 4-pole, 4 NO, Size S2, Spring-ty | 422.87
3RT2344-1AC20 | Contactor, 4 NO, AC-1: 110 A 24 V AC/50/60 Hz 4-pole, 4 NO, Size S3 Screw terminal 1 NO+1 NC int | 247.49
3RT2344-1AN20 | Contactor, 4 NO, AC-1: 110 A 220 V AC/50/60 Hz 4-pole, 4 NO, Size S3 Screw terminal 1 NO+1 NC in | 247.49
3RT2344-1AP60 | Contactor, 4 NO, AC-1: 110 A 220 V AC/50 Hz/240 V AC/60 Hz 4-pole, 4 NO, Size S3 Screw terminal | 253.2
3RT2346-1AF00 | Contactor, 4 NO, AC-1: 140 A 110 V AC/50 Hz 4-pole, 4 NO, Size S3 Screw terminal 1 NO+1 NC integ | 320.16
3RT2346-1AL20 | Contactor, 4 NO, AC-1: 140 A 230 V AC/50/60 Hz 4-pole, 4 NO, Size S3 Screw terminal 1 NO+1 NC in | 320.16
3RT2346-1NB30 | Contactor, 4 NO, AC-1: 140 A 20-33 V AC/DC 4-pole, 4 NO, Size S3 Screw terminal 1 NO + 1 NC vari | 409.29
8MF1076-2AS30 | SIVACON, mounting rail, compact for door width 900 mm L: 766 mm, zinc-plated | 30.87
8MF1080-2CD08 | SIVACON, trim strip, W: 800 mm, under the door light gray | 76.71
8MF1080-2UT25-3BA2 | SIVACON, door half, left, with cutout for filter fan, with ventilation openings H: 2000 mm, W: 8 | 411.18
8MF1080-2UW63-1C | SIVACON, side panel, flat, IP40, H: 2000 mm, W: 800 mm, RAL 7035 | 285.06
8MF1080-2VP | SIVACON, Storage in the door for door width 800, zinc-plated | 178.66
8MF1084-2AF30 | SIVACON, compartment bottom, withdrawable, T: 400 mm, W: 800 mm, zinc-plated | 244.33
8MF1085-2UD30-0A | SIVACON, Roof, with Ventilation openings with Ventilation openings IP40, W: 800 mm, T: 500 mm, z | 77.89
8MF1085-2VH | SIVACON, roof trough, IPX1, W: 800 mm, D: 500 mm, RAL 7035 | 156.35
8MF1085-3BR4 | SIVACON, Control panel Empty enclosure, without side panels, according to IEC 62208, IP40, H: 20 | 1773.42
8MF1085-3BR5 | SIVACON, Control panel Empty enclosure, without side panels, according to IEC 62208, IP55, H: 20 | 1957.32
8MF1090-2CD08 | SIVACON, trim strip, W: 900 mm, under the door light gray | 79.46
8MF1090-2CR | SIVACON, Base, for cabinets with front and rear door, H: 100 mm, W: 900 mm, RAL 7035 | 178.66
8MF1090-2GS40 | SIVACON, Supporting structure, for standard Empty enclosure, H: 2000 mm, W: 900 mm, T: 1000 mm, | 831.55
8MF1090-2HN | SIVACON, bar for improving the EMC, Installation over cabinet width EMC, W: 900 mm, zinc-plated | 67.5
8MF1095-2UB12-0 | SIVACON, base, IP55, T: 500 mm, W: 900 mm, zinc-plated | 97.6
8MF1095-2UB22-0 | SIVACON, base, IP30, T: 500 mm, W: 900 mm, zinc-plated | 83.29
8MF1095-2UB32-0 | SIVACON, base, with cable entry, IPXX, T: 500 mm, W: 900 mm, zinc-plated | 141.86
8MF1095-2UB42-0 | SIVACON, base, EMC, IP40, T: 500 mm, W: 900 mm, zinc-plated | 116.25
8MF1095-2UB52-0 | SIVACON, base, with cutouts for flanges, IPXX, T: 500 mm, W: 900 mm, zinc-plated | 83.29
8MF1096-2AS30 | SIVACON, mounting rail, compact for cabinet width 1000 mm L: 966 mm, zinc-plated | 27.19
8MF1096-2GS40 | SIVACON, Supporting structure, for standard Empty enclosure, H: 2000 mm, W: 900 mm, T: 600 mm, R | 765.85
8MF1096-2UB51-2 | SIVACON, base, with side cable entry, T: 600 mm, W: 900 mm, zinc-plated | 166.83
8MF1096-2UB52-0 | SIVACON, base, with cutouts for flanges, IPXX, T: 600 mm, W: 900 mm, zinc-plated | 98.15
8MF1165-2AT30 | SIVACON, partition, for vertical distribution of door, H: 1800 mm, RAL 7035, Protection class 1 | 67.5
8MF1185-2AT30 | SIVACON, partition, for vertical distribution of door, H: 2000 mm, RAL 7035, Protection class 1 | 71.46
8MF1200-2AR02-3 | SIVACON, swing frame, for the installation of 19" devices, load capacity up to 200 kg, H: 2200 m | 576.7
8MF1200-2AR02-4 | SIVACON, swing frame, for the installation of 19" devices, load capacity up to 200 kg, H: 2200 m | 646.31
8MF1205-3BR4 | SIVACON, Control panel Empty enclosure, without side panels, according to IEC 62208, IP40, H: 22 | 2417.09
8MF1205-3BR5 | SIVACON, Control panel Empty enclosure, without side panels, according to IEC 62208, IP55, H: 22 | 2548.45
8MF1205-3BS4 | SIVACON, Control panel Empty enclosure, according to IEC 62208, IP40, H: 2200 mm, W: 1000 mm, T: | 2706.12
8MF1205-3BS5 | SIVACON, Control panel Empty enclosure, according to IEC 62208, IP55, H: 2200 mm, W: 1000 mm, T: | 2837.48
8MF1225-3BR5 | SIVACON, Control panel Empty enclosure, without side panels, according to IEC 62208, IP55, H: 22 | 2653.58
8MF1225-3BS4 | SIVACON, Control panel Empty enclosure, according to IEC 62208, IP40, H: 2200 mm, W: 1200 mm, T: | 2811.19
8MF1225-3BS5 | SIVACON, Control panel Empty enclosure, according to IEC 62208, IP55, H: 2200 mm, W: 1200 mm, T: | 2955.71
8MF1065-2UB32-0 | SIVACON, base, with cable entry, IPXX, T: 500 mm, W: 600 mm, zinc-plated | 96.28
8MF1065-2UB52-0 | SIVACON, base, with cutouts for flanges, IPXX, T: 500 mm, W: 600 mm, zinc-plated | 55.04
8MF1065-3BR4 | SIVACON, Control panel Empty enclosure, without side panels, according to IEC 62208, IP40, H: 20 | 1681.45
8MF1065-3BS4 | SIVACON, Control panel Empty enclosure, according to IEC 62208, IP40, H: 2000 mm, W: 600 mm, T: | 1865.36
8MF1066-2AS30 | SIVACON, mounting rail, compact for door width 800 mm L: 666 mm, zinc-plated | 29.69
8MF1066-2UB51-2 | SIVACON, base, with side cable entry, T: 600 mm, W: 600 mm, zinc-plated | 116.41
8MF1070-2UT14-2BA2 | SIVACON, door, on the right, ventilated, IP40, H: 2000 mm, W: 450 mm, RAL 7035, Protection class | 426.92
8MF1070-2UT15-2BA2 | SIVACON, door, left, ventilated, IP40, H: 2000 mm, W: 450 mm, RAL 7035, Protection class 1 | 426.92
8MF1080-2GE30 | SIVACON, Supporting structure, for Corner housing H: 2000 mm, W: 800 mm, T: 800 mm, zinc-plated | 658.12
8MF1080-2HN | SIVACON, bar for improving the EMC, Installation over cabinet width EMC, W: 800 mm, zinc-plated | 61.75
8MF1080-2UT14-4BA2 | SIVACON, door, right, for the interior of the cabinet, H: 2000 mm, W: 800 mm, RAL 7035, Protecti | 278.5
8MF1080-2UT15-3BA2 | SIVACON, door, left, with cutout for filter fan, with ventilation openings H: 2000 mm, W: 800 mm | 509.69
8MF1084-2UB52-0 | SIVACON, base, with cutouts for flanges, IPXX, T: 400 mm, W: 800 mm, zinc-plated | 53.47
8MF1085-2GS40 | SIVACON, Supporting structure, for standard Empty enclosure, H: 2000 mm, W: 800 mm, T: 500 mm, R | 736.95
8MF1085-2UD11-0A | SIVACON, Roof, Closed, IP55, W: 800 mm, T: 500 mm, zinc-plated | 108.78
8MF1085-2UD20-0A | SIVACON, Roof, with Ventilation openings with Ventilation openings IP20, W: 800 mm, T: 500 mm, z | 66.32
8MF1085-3BS4 | SIVACON, Control panel Empty enclosure, according to IEC 62208, IP40, H: 2000 mm, W: 800 mm, T: | 2036.15
8MF1085-3VR4 | SIVACON, Control panel Empty enclosure, without side panels, according to IEC 62208, with Ventil | 1760.28
8MF1088-2AF30 | SIVACON, compartment bottom, withdrawable, T: 800 mm, W: 800 mm, zinc-plated | 493.93
8MF1088-2UB51-2 | SIVACON, base, with side cable entry, T: 800 mm, W: 800 mm, zinc-plated | 174.74
8MF1090-2UB52-0 | SIVACON, base, with cutouts for flanges, IPXX, T: 1000 mm, W: 900 mm, zinc-plated | 153.7
8MF1090-2UT14-3BA2 | SIVACON, door, right, with cutout for filter fan, with ventilation openings H: 2000 mm, W: 900 m | 538.61
8MF1094-2GS40 | SIVACON, Supporting structure, for standard Empty enclosure, H: 2000 mm, W: 900 mm, T: 400 mm, R | 747.49
8MF1095-2GS30 | SIVACON, Supporting structure, for standard Empty enclosure, H: 2000 mm, W: 900 mm, T: 500 mm, z | 542.54
8MF1095-2UD10-0A | SIVACON, Roof, Closed, IP40, W: 900 mm, T: 500 mm, zinc-plated | 67.5
8MF1095-2UD12-0A | SIVACON, Roof, EMC, EMC, IP40, W: 900 mm, T: 500 mm, zinc-plated | 195.73
8MF1095-3BS5 | SIVACON, Control panel Empty enclosure, according to IEC 62208, IP55, H: 2000 mm, W: 900 mm, T: | 2509.06
8MF1095-3VS4 | SIVACON, Control panel Empty enclosure, according to IEC 62208, with ventilation openings, IP20, | 2351.4
8MF1098-2GS40 | SIVACON, Supporting structure, for standard Empty enclosure, H: 2000 mm, W: 900 mm, T: 800 mm, R | 796.04
8MF1098-2UB52-0 | SIVACON, base, with cutouts for flanges, IPXX, T: 800 mm, W: 900 mm, zinc-plated | 143.22
8MF1111-0AA00-0AA6 | SIVACON 1800 mm x 800 mm x 400 mm | 2697.58
8MF1140-2AM02-0 | SIVACON, mounting plate, mounting with bracket, H: 100 mm, W: 400 mm, zinc-plated | 21.81
8MF1200-2ES | SIVACON, Base, for corner cabinet, H: 200 mm, RAL 7035 | 332.35
8MF1200-2CH | SIVACON, cover, for the Connection side by side mounting plates, H: 2200 mm, zinc-plated | 131.36
8MF1080-2UT14-2BA2 | SIVACON, door, on the right, ventilated, IP40, H: 2000 mm, W: 800 mm, RAL 7035, Protection class | 509.69
8MF1080-2UT14-3BA2 | SIVACON, door, right, with cutout for filter fan, with ventilation openings H: 2000 mm, W: 800 m | 509.69
8MF1085-2UB22-0 | SIVACON, base, IP30, T: 500 mm, W: 800 mm, zinc-plated | 63.98
8MF1085-2UB32-0 | SIVACON, base, with cable entry, IPXX, T: 500 mm, W: 800 mm, zinc-plated | 124.53
8MF1085-2UB42-0 | SIVACON, base, EMC, IP40, T: 500 mm, W: 800 mm, zinc-plated | 89.2
8MF1085-2UB52-0 | SIVACON, base, with cutouts for flanges, IPXX, T: 500 mm, W: 800 mm, zinc-plated | 63.98
8MF1086-2AF30 | SIVACON, compartment bottom, withdrawable, T: 600 mm, W: 800 mm, zinc-plated | 323.16
8MF1086-2AS30 | SIVACON, mounting rail, compact for door width 1000 mm L: 866 mm, zinc-plated | 27.19
8MF1086-2GS40 | SIVACON, Supporting structure, for standard Empty enclosure, H: 2000 mm, W: 800 mm, T: 600 mm, R | 750.1
8MF1086-2UB51-2 | SIVACON, base, with side cable entry, T: 600 mm, W: 800 mm, zinc-plated | 145.83
8MF1086-2UB52-0 | SIVACON, base, with cutouts for flanges, IPXX, T: 600 mm, W: 800 mm, zinc-plated | 74.89
8MF1090-2UT15-2BA2 | SIVACON, door, left, ventilated, IP40, H: 2000 mm, W: 900 mm, RAL 7035, Protection class 1 | 538.61
8MF1090-2UT15-3BA2 | SIVACON, door, left, with cutout for filter fan, with ventilation openings H: 2000 mm, W: 900 mm | 538.61
8MF1090-2UT25-2BA2 | SIVACON, door half, left, with ventilation openings, IP40, H: 2000 mm, W: 900 mm, RAL 7035, Prot | 433.5
8MF1090-2UT25-3BA2 | SIVACON, door half, left, with cutout for filter fan, with ventilation openings H: 2000 mm, W: 9 | 433.5
8MF1095-2UD30-0A | SIVACON, Roof, with Ventilation openings with Ventilation openings IP40, W: 900 mm, T: 500 mm, z | 85.52
8MF1095-2VH | SIVACON, roof trough, IPX1, W: 900 mm, D: 500 mm, RAL 7035 | 162.88
8MF1095-3BR4 | SIVACON, Control panel Empty enclosure, without side panels, according to IEC 62208, IP40, H: 20 | 2049.28
8MF1095-3BR5 | SIVACON, Control panel Empty enclosure, without side panels, according to IEC 62208, IP55, H: 20 | 2206.9
8MF1111-0AA00-0AA1 | SIVACON 2200 mm x 800 mm x 600 mm | 773.4
8MF1111-0AA00-0AA2 | SIVACON 2000 mm x 1000 mm x 600 mm | 3128.03
8MF1111-0AA00-0AA3 | SIVACON 2000 mm x 1000 mm x 600 mm | 3142.39
8MF1111-0AA00-0AA4 | SIVACON 2200mm x 1200mm x 1000m | 2683.22
8MF1111-0AA00-0AA5 | SIVACON 1800 mm x 800 mm x 400 mm | 2482.34
8MF1200-2UW63-1C | SIVACON, side panel, flat, IP40, H: 2200 mm, W: 1000 mm, RAL 7035 | 433.5
8MF1201-2GE30 | SIVACON, Supporting structure, for Corner housing H: 2200 mm, W: 1000 mm, T: 1000 mm, zinc-plate | 725.14
8MF1204-2GS40 | SIVACON, Supporting structure, for standard Empty enclosure, H: 2200 mm, W: 1000 mm, T: 400 mm, | 790.81
8MF1205-2AK03-0 | SIVACON, Mounting plate, for Cabinet side T: 500 mm, H: 2200 mm, zinc-plated | 201
8MF1210-2AB00 | SIVACON, mounting plate, for swing frame, zinc-plated | 139.23
8MF1220-2AB00 | SIVACON, mounting plate, for swing frame, zinc-plated | 139.23
8MF1220-2CR | SIVACON, Base, for cabinets with front and rear door, H: 200 mm, W: 1200 mm, RAL 7035 | 342.85
8MF1220-2GS40 | SIVACON, Supporting structure, for standard Empty enclosure, H: 2200 mm, W: 1200 mm, T: 1000 mm, | 880.16
8MF1230-2UT25-2BA2 | SIVACON, door half, left, with ventilation openings, IP40, H: 2200 mm, W: 300 mm, RAL 7035, Prot | 310.02
8MF1240-2AL03-0 | SIVACON, Mounting plate, for Cabinet rear wall H: 2200 mm, W: 400 mm, zinc-plated | 282.43
8MF1240-2AL13-0 | SIVACON, Mounting plate, for Cabinet rear wall perforated, H: 2200 mm, W: 400 mm, zinc-plated | 328.41
8MF1240-2AM02-0 | SIVACON, mounting plate, mounting with bracket, H: 200 mm, W: 400 mm, zinc-plated | 34.26
3RT2346-1NP30 | Contactor, 4 NO, AC-1: 140 A 175-280 V AC/DC 4-pole, 4 NO, Size S3 Screw terminal 1 NO + 1 NC va | 409.29
3RT2348-1AP00 | Contactor, 4 NO, AC-1: 160 A 230 V AC/50 Hz 4-pole, 4 NO, Size S3 Screw terminal 1 NO+1 NC integ | 375.22
3RT2348-1NB30 | Contactor, 4 NO, AC-1: 160 A 20-33 V AC/DC 4-pole, 4 NO, Size S3 Screw terminal 1 NO + 1 NC vari | 439.93
3RT2446-1AG20 | Contactor, AC-1: 140 A 110 V AC/50/60 Hz 3-pole, 3 NO, Size S3 Screw terminal 1 NO+1 NC integrat | 244.67
3RT2446-1AL20 | Contactor, AC-1: 140 A 230 V AC/50/60 Hz 3-pole, 3 NO, Size S3 Screw terminal 1 NO+1 NC integrat | 244.67
3RT2446-1NF30 | Contactor, AC-1: 140 A 83 -155 V AC/DC 3-pole, 3 NO, Size S3 Screw terminal 1 NO + 1 NC varistor | 321.31
3RT2448-1AB00 | Contactor, AC-1: 160 A 24 V AC/50 Hz 3-pole, 3 NO, Size S3 Screw terminal 1 NO+1 NC integrated | 298.61
3RT2448-1AP60 | Contactor, AC-1: 160 A 220 V AC/50 Hz/240 V AC/60 Hz 3-pole, 3 NO, Size S3 Screw terminal 1 NO+1 | 298.61
3RT2448-1NF30 | Contactor, AC-1: 160 A 83-155 V AC/DC 3-pole, 3 NO, Size S3 Screw terminal 1 NO + 1 NC varistor | 344.59
6XV1843-5EH10-0AB0 | MM FO cord BFOC/LC; 50/125; pre-assembled with 1x LC duplex connector and 2x BFOC connector; Len | 93.19
6XV1870-2BU10 | Industrial Ethernet FC TP Flexible cable GP 2x2; (PROFINET type B); TP installation cable with | 2897.41
6XV1870-8GH30 | IE Connecting Cable M12-90/M12-90, pre-assembled IE FC Trailing Cable GP, with 2 M12 connectors | 56.19
6XV1870-8GN10 | IE Connecting Cable M12-90/M12-90, pre-assembled IE FC Trailing Cable GP, with 2 M12 connectors | 93.48
6XV1873-5AH20 | FO Standard Cable GP 50/125, pre-assembled with 2x LC duplex connectors, Length 2.0 m | 127.26
6XV1873-5AH50 | FO Standard Cable GP 50/125, pre-assembled with 2x LC duplex connectors, Length 5.0m | 135.41
6XV1873-5AN80 | FO Standard Cable GP 50/125, pre-assembled with 2x LC duplex connectors, Length 80 m | 778.94
6XV1873-5AT15 | FO Standard Cable GP 50/125, pre-assembled with 2x LC duplex connectors, Length 150 m | 1375.9
3RT2535-3XF40-0LA2 | 2NO+2NC CONTACTOR, AC-1: 60A 110V 4-POLE, 2NO+2NC, SZ: S2, SPRING-LOADED TERMINAL | 224.72
3RT2544-1AF00 | Contactor, AC-3, 30 kW/400 V 110 V AC/50 Hz 4-pole, 2 NO+2 NC, Size S3 Screw terminal 1 NO+1 NC | 192.99
3RT2544-1NB30 | Power contactor, AC-3 65 A, 30 kW / 400 V 2 NO + 2 NC 20-33 V AC/DC 4-pole Size S3 screw termina | 287.23
3RT2545-1AB00 | Power contactor, AC-3 80 A, 37 kW / 400 V 2 NO + 2 NC 24 V AC/50 Hz 4-pole Size S3 screw termina | 284.98
3RT2545-1NP30 | Power contactor, AC-3 80 A, 37 kW / 400 V 2 NO + 2 NC 175-280 V AC/DC 4-pole Size S3 screw termi | 372.97
3RT2617-1AV05 | Capacitor contactor, AC-6b 12.5 kVAr, / 400 V 2 NC, 400 V AC, 50/60 Hz 3-pole, Size S00 Screw te | 86.09
3RT2628-1AL25 | Capacitor contactor, AC-6b 33 kVAr, / 400 V 1 NO + 2 NC, 230 V AC, 50/60 Hz 3-pole, Size S0 Scre | 170.92
3RT2636-1AK65 | Capacitor contactor, AC-6b 50 kVAr, / 400 V 2 NC, 120 V AC, 60 Hz 3-pole, Size S2 screw terminal | 270.94
3RT2637-1AV03 | Capacitor contactor, AC-6b 75 kVAr, / 400 V 1 NO + 1 NC, 400 V AC, 50 Hz 3-pole, Size S2 Screw t | 367.16
3RT2637-1NB33 | Capacitor contactor, AC-6b 75 kVAr, / 400 V 1 NC + 1 NO,50/60 Hz AC / 20-33 V DC 3-pole, Size S2 | 545.68
3RT2645-1AP05 | Capacitor contactor, AC-6b 75 kVAr, / 400 V 2 NC, 230 V AC, 50 Hz 3-pole, Size S3 screw terminal | 346.86
3RT2645-1NB33 | Capacitor contactor, AC-6b 75 kVAr, / 400 V 1 NC+ 1 NO,50-60 Hz AC / 20-33 V DC 3-pole, Size S3 | 579.86
3RT2646-1AF05 | Capacitor contactor, AC-6b 100 kVAr, / 400 V 2 NC, 110 V AC, 50 Hz 3-pole, Size S3 screw termina | 481.97
3RT2646-1AP03 | Capacitor contactor, AC-6b 100 kVAr, / 400 V 1 NO + 1 NC, 230 V AC, 50 Hz 3-pole, Size S3 screw | 481.97
3RT2646-1NF35 | Capacitor contactor, AC-6b 100 kVAr, / 400 V 2 NC, 50-60 Hz AC / 83-155 V DC 3-pole, Size S3 scr | 726.61
3RT2936-1BD00-ZX90 | Surge suppressor, varistor 127-240 V AC, 150-250 V DC for contactors size S2, S3, reusable packa | 10.39
6XV1878-5BN20 | IE connecting cable IE FC RJ45 Plug-180/IE FC RJ45 Plug-180; IE FC Trailing Cable GP 4X2 pre-ass | 196.56
6XV1878-5BN30 | IE connecting cable IE FC RJ45 Plug-180/IE FC RJ45 Plug-180; IE FC Trailing Cable GP 4X2 pre-ass | 247.51
6XV1878-5GN10 | IE TP Cord M12-90/M12-90, Pre-assembled IE Flexible Cable with 2 M12 connectors (X-coded); 90 de | 232.96
6XV1878-5HE50 | IE TP Cord M12-180/M12-180 pre-assembled IE Flexible Cable with 2 M12 connectors (X-coded) Lengt | 90.86
6XV1878-5HH50 | IE TP Cord M12-180/M12-180, pre-assembled IE Flexible Cable with 2 M12 connectors., (x-coded) Le | 142.25
6XV1878-5HN15 | IE TP Cord M12-180/M12-180 pre-assembled IE Flexible Cable with 2 M12 connectors (X-coded) Lengt | 240.23
7KM2200-2EA40-1CA1 | SENTRON PAC2200 DIN rail power monitoring device snap on mounting unit for measurement of electr | 242.05
7KM2200-2EA40-1EA1 | SENTRON PAC2200 DIN rail power monitoring device snap on mounting unit for measurement of electr | 275.43
7KT1652 | SENTRON PAC1600 DIN rail energy counter snap on mounting unit for measurement of electr. values | 192.07
7KT1654 | SENTRON PAC1600 DIN rail energy counter snap on mounting unit for measurement of electr. values | 192.07
7KT1663 | SENTRON PAC1600 DIN rail energy counter snap on mounting unit for measurement of electr. values | 234.35
7KT1665 | SENTRON PAC1600 DIN rail energy counter snap on mounting unit for measurement of electr. values | 266.96
7KT1667 | SENTRON PAC1600 DIN rail energy counter snap on mounting unit for measurement of electr. values | 254.88
7KT1673 | SENTRON PAC1600 DIN rail energy counter snap on mounting unit for measurement of electr. values | 282.68
7KT1682 | SENTRON PAC1600 DIN rail multimeter snap on mounting unit for measurement of electr. values mULt | 298.37
3RT2944-5AG61 | Magnet coil for contactor S3, 100 V, 50 Hz / 110 V, 60 Hz . | 28.98
3RT2944-5AH21 | Magnet coil for contactor S3, 48 V AC, 50 / 60 Hz, | 28.98
3RT2944-5AP01 | Magnet coil for contactor S3, 230 V AC, 50 Hz, | 20.39
3RT2944-5AR61 | Magnet coil for contactor S3, 400 V AC, 50 Hz / 440 V, 60 Hz . | 28.98
3RT2944-5AV01 | Magnet coil for contactor S3, 400 V AC, 50 Hz, | 28.98
3RT2944-5NF31 | Magnet coil for contactor S3, 84 ... 155 V AC/DC, with varistor | 51.08
3RT2945-6A | Contact piece set f. 3RT2045 3 NO, Main contacts, consists of 3 movable and 6 fixed contact piec | 91.97
3RU2116-1CB0-ZW97 | Overload relay 1.8...2.5 A for motor protection Size S00, CLASS 10 Contactor mounting Main circu | 47.66
3RU2116-1FB0-ZW96 | Overload relay 3.5...5.0 A for motor protection Size S00, CLASS 10 Contactor mounting Main circu | 47.66
7ME3950-5GL00 | Ultrasonic transit time Sensor Clamp-On, High Precision, Size B2H, pair, dedicated, Ex Zone 0,1, | 2513.28
7ME3950-5GL20 | Ultrasonic transit time Sensor Clamp-On, High Precision, Size B2H, pair, dedicated, Ex Zone 0,1, | 2513.28
7ME3950-5GN20 | Ultrasonic transit time Sensor Clamp-On, High Precision, Size C2H, pair, dedicated, Ex Zone 0,1, | 2513.28
7ME3950-5GP20 | Ultrasonic transit time Sensor Clamp-On, High Precision, Size D1H, pair, dedicated, Ex Zone 0,1, | 2906.65
7ME3950-5GT20 | Ultrasonic transit time Sensor Clamp-On, High Precision, Size B3H, pair, dedicated, Ex Zone 0,1, | 2513.28
7ME3950-5GU00 | Ultrasonic transit time Sensor Clamp-On, High Precision, Size D3H, pair, dedicated, Ex Zone 0,1, | 3295.07
7ME3950-5LA73 | Ultrasonic transit time Sensor Clamp-On, Uni, Very-Hi-Temp. Size 4, pair, dedicated, Ex Zone 0,1 | 8749.57
8MF1225-3VR4 | SIVACON, Control panel Empty enclosure, without side panels, according to IEC 62208, with Ventil | 2522.22
8MF1240-2GS40 | SIVACON, Supporting structure, for standard Empty enclosure, H: 2200 mm, W: 400 mm, T: 1000 mm, | 794.73
8MF1240-2UT14-2BA2 | SIVACON, door, on the right, ventilated, IP40, H: 2200 mm, W: 400 mm, RAL 7035, Protection class | 424.31
8MF1240-2UT14-3BA2 | SIVACON, door, right, with cutout for filter fan, with ventilation openings H: 2200 mm, W: 400 m | 424.31
8MF1240-2UT15-2BA2 | SIVACON, door, left, ventilated, IP40, H: 2200 mm, W: 400 mm, RAL 7035, Protection class 1 | 426.92
8MF1244-3BR5 | SIVACON, Control panel Empty enclosure, without side panels, according to IEC 62208, IP55, H: 22 | 1536.97
8MF1244-3BS4 | SIVACON, Control panel Empty enclosure, according to IEC 62208, IP40, H: 2200 mm, W: 400 mm, T: | 1668.34
8MF1244-3BS5 | SIVACON, Control panel Empty enclosure, according to IEC 62208, IP55, H: 2200 mm, W: 400 mm, T: | 1786.55
8MF1244-3VR4 | SIVACON, Control panel Empty enclosure, without side panels, according to IEC 62208, with Ventil | 1445.01
8MF1246-3BR4 | SIVACON, Control panel Empty enclosure, without side panels, according to IEC 62208, IP40, H: 22 | 1484.41
8MF1246-3BR5 | SIVACON, Control panel Empty enclosure, without side panels, according to IEC 62208, IP55, H: 22 | 1589.51
8MF1246-3BS4 | SIVACON, Control panel Empty enclosure, according to IEC 62208, IP40, H: 2200 mm, W: 400 mm, T: | 1760.28
8MF1246-3BS5 | SIVACON, Control panel Empty enclosure, according to IEC 62208, IP55, H: 2200 mm, W: 400 mm, T: | 2009.86
8MF1246-3VR4 | SIVACON, Control panel Empty enclosure, without side panels, according to IEC 62208, with Ventil | 1484.41
8MF1250-2UT15-2BA2 | SIVACON, door, left, ventilated, IP40, H: 2200 mm, W: 500 mm, RAL 7035, Protection class 1 | 461.1
8MF1250-2UT15-3BA2 | SIVACON, door, left, with cutout for filter fan, with ventilation openings H: 2200 mm, W: 500 mm | 461.1
8MF1250-2UT25-2BA2 | SIVACON, door half, left, with ventilation openings, IP40, H: 2200 mm, W: 500 mm, RAL 7035, Prot | 367.81
8MF1250-2UT25-3BA2 | SIVACON, door half, left, with cutout for filter fan, with ventilation openings H: 2200 mm, W: 5 | 367.81
8MF1265-2GS40 | SIVACON, Supporting structure, for standard Empty enclosure, H: 2200 mm, W: 600 mm, T: 500 mm, R | 739.58
8MF1265-3BR4 | SIVACON, Control panel Empty enclosure, without side panels, according to IEC 62208, IP40, H: 22 | 1655.19
8MF1265-3BR5 | SIVACON, Control panel Empty enclosure, without side panels, according to IEC 62208, IP55, H: 22 | 1773.42
8MF1265-3BS4 | SIVACON, Control panel Empty enclosure, according to IEC 62208, IP40, H: 2200 mm, W: 600 mm, T: | 1957.32
8MF1280-2GE30 | SIVACON, Supporting structure, for Corner housing H: 1800 mm, W: 800 mm, T: 2200 mm | 680.46
8MF1280-2GS40 | SIVACON, Supporting structure, for standard Empty enclosure, H: 2200 mm, W: 800 mm, T: 1000 mm, | 831.55
8MF1280-2UT14-2BA2 | SIVACON, door, on the right, ventilated, IP40, H: 2200 mm, W: 800 mm, RAL 7035, Protection class | 537.3
8MF1280-2UT14-3BA2 | SIVACON, door, right, with cutout for filter fan, with ventilation openings H: 2200 mm, W: 800 m | 537.3
8MF1285-3VR4 | SIVACON, Control panel Empty enclosure, without side panels, according to IEC 62208, with Ventil | 1865.36
8MF1285-3VS4 | SIVACON, Control panel Empty enclosure, according to IEC 62208, with ventilation openings, IP20, | 2180.63
8MF1286-2GS40 | SIVACON, Supporting structure, for standard Empty enclosure, H: 2200 mm, W: 800 mm, T: 600 mm, R | 765.85
8MF1288-2GS40 | SIVACON, Supporting structure, for standard Empty enclosure, H: 2200 mm, W: 800 mm, T: 800 mm, R | 796.04
8MF1295-3BS4 | SIVACON, Control panel Empty enclosure, according to IEC 62208, IP40, H: 2200 mm, W: 900 mm, T: | 2522.22
8MF1295-3BS5 | SIVACON, Control panel Empty enclosure, according to IEC 62208, IP55, H: 2200 mm, W: 900 mm, T: | 2692.98
8MF1295-3VR4 | SIVACON, Control panel Empty enclosure, without side panels, according to IEC 62208, with Ventil | 2246.32
8MF1295-3VS4 | SIVACON, Control panel Empty enclosure, according to IEC 62208, with ventilation openings, IP20, | 2535.33
8MF1800-3BR4 | SIVACON, Control panel Empty enclosure, without side panels, according to IEC 62208, IP40, H: 18 | 2193.81
8MF1800-3BR5 | SIVACON, Control panel Empty enclosure, without side panels, according to IEC 62208, IP55, H: 18 | 2495.9
8MF1800-3BS4 | SIVACON, Control panel Empty enclosure, according to IEC 62208, IP40, H: 1800 mm, W: 1000 mm, T: | 2653.58
8MF1800-3BS5 | SIVACON, Control panel Empty enclosure, according to IEC 62208, IP55, H: 1800 mm, W: 1000 mm, T: | 2863.73
8MF1805-2GS30 | SIVACON, Supporting structure, for standard Empty enclosure, H: 1800 mm, W: 1000 mm, T: 500 mm, | 563.56
8MF1805-2GS40 | SIVACON, Supporting structure, for standard Empty enclosure, H: 1800 mm, W: 1000 mm, T: 500 mm, | 612.14
8MF1805-3BR4 | SIVACON, Control panel Empty enclosure, without side panels, according to IEC 62208, IP40, H: 18 | 1983.62
8MF1805-3BR5 | SIVACON, Control panel Empty enclosure, without side panels, according to IEC 62208, IP55, H: 18 | 2285.72
8MF1805-3BS4 | SIVACON, Control panel Empty enclosure, according to IEC 62208, IP40, H: 1800 mm, W: 1000 mm, T: | 2417.09
8MF1808-3BR5 | SIVACON, Control panel Empty enclosure, without side panels, according to IEC 62208, IP55, H: 18 | 2430.25
8MF1808-3BS4 | SIVACON, Control panel Empty enclosure, according to IEC 62208, IP40, H: 1800 mm, W: 1000 mm, T: | 2653.58
8MF1808-3BS5 | SIVACON, Control panel Empty enclosure, according to IEC 62208, IP55, H: 1800 mm, W: 1000 mm, T: | 2850.62
8MF1808-3VR4 | SIVACON, Control panel Empty enclosure, without side panels, according to IEC 62208, with Ventil | 2298.86
8MF1824-3BS4 | SIVACON, Control panel Empty enclosure, according to IEC 62208, IP40, H: 1800 mm, W: 1200 mm, T: | 2312.02
8MF1824-3BS5 | SIVACON, Control panel Empty enclosure, according to IEC 62208, IP55, H: 1800 mm, W: 1200 mm, T: | 2587.89
8MF1824-3VR4 | SIVACON, Control panel Empty enclosure, without side panels, according to IEC 62208, with Ventil | 2167.51
8MF1824-3VS4 | SIVACON, Control panel Empty enclosure, according to IEC 62208, with ventilation openings, IP20, | 2443.36
8MF1826-3VR4 | SIVACON, Control panel Empty enclosure, without side panels, according to IEC 62208, with Ventil | 2403.95
8MF1826-3VS4 | SIVACON, Control panel Empty enclosure, according to IEC 62208, with ventilation openings, IP20, | 2653.58
8MF1828-2GS40 | SIVACON, Supporting structure, for standard Empty enclosure, H: 1800 mm, W: 1200 mm, T: 800 mm, | 826.28
8MF1828-3BR4 | SIVACON, Control panel Empty enclosure, without side panels, according to IEC 62208, IP40, H: 18 | 2193.81
8MF1840-2AM02-0 | SIVACON, mounting plate, mounting with bracket, H: 800 mm, W: 400 mm, zinc-plated | 101.54
8MF1840-2AM12-0 | SIVACON, mounting plate, mounting with bracket, perforated, H: 800 mm, W: 400 mm, zinc-plated | 140.56
8MF1840-2GS30 | SIVACON, Supporting structure, for standard Empty enclosure, H: 1800 mm, W: 400 mm, T: 1000 mm, | 555.68
8MF1840-2GS40 | SIVACON, Supporting structure, for standard Empty enclosure, H: 1800 mm, W: 400 mm, T: 1000 mm, | 771.1
8MF1844-2GS30 | SIVACON, Supporting structure, for standard Empty enclosure, H: 1800 mm, W: 400 mm, T: 400 mm, z | 476.85
8MF1844-2GS40 | SIVACON, Supporting structure, for standard Empty enclosure, H: 1800 mm, W: 400 mm, T: 400 mm, R | 685.72
8MF1844-3BR4 | SIVACON, Control panel Empty enclosure, without side panels, according to IEC 62208, IP40, H: 18 | 1392.47
8MF1844-3BR5 | SIVACON, Control panel Empty enclosure, without side panels, according to IEC 62208, IP55, H: 18 | 1550.09
8MF1846-2GS30 | SIVACON, Supporting structure, for standard Empty enclosure, H: 1800 mm, W: 400 mm, T: 600 mm, z | 497.85
8MF1846-2GS40 | SIVACON, Supporting structure, for standard Empty enclosure, H: 1800 mm, W: 400 mm, T: 600 mm, R | 706.74
8MF1846-3BR4 | SIVACON, Control panel Empty enclosure, without side panels, according to IEC 62208, IP40, H: 18 | 1576.37
8MF1846-3BR5 | SIVACON, Control panel Empty enclosure, without side panels, according to IEC 62208, IP55, H: 18 | 1615.78
8MF1850-2AB00 | SIVACON, mounting plate, for swing frame, zinc-plated | 109.27
8MF1850-2UT14-2BA2 | SIVACON, door, on the right, ventilated, IP40, H: 1800 mm, W: 500 mm, RAL 7035, Protection class | 436.14
8MF1850-2UT14-3BA2 | SIVACON, door, right, with cutout for filter fan, with ventilation openings H: 1800 mm, W: 500 m | 436.14
8MF1850-2UT15-2BA2 | SIVACON, door, left, ventilated, IP40, H: 1800 mm, W: 500 mm, RAL 7035, Protection class 1 | 436.14
8MF1850-2UT15-3BA2 | SIVACON, door, left, with cutout for filter fan, with ventilation openings H: 1800 mm, W: 500 mm | 436.14
8MF1860-3BR4 | SIVACON, Control panel Empty enclosure, without side panels, according to IEC 62208, IP40, H: 18 | 1734.01
8MF1860-3BR5 | SIVACON, Control panel Empty enclosure, without side panels, according to IEC 62208, IP55, H: 18 | 1825.97
8MF1860-3BS4 | SIVACON, Control panel Empty enclosure, according to IEC 62208, IP40, H: 1800 mm, W: 600 mm, T: | 2193.81
8MF1860-3BS5 | SIVACON, Control panel Empty enclosure, according to IEC 62208, IP55, H: 1800 mm, W: 600 mm, T: | 2206.9
8MF1865-3BS4 | SIVACON, Control panel Empty enclosure, according to IEC 62208, IP40, H: 1800 mm, W: 600 mm, T: | 1825.97
8MF1865-3BS5 | SIVACON, Control panel Empty enclosure, according to IEC 62208, IP55, H: 1800 mm, W: 600 mm, T: | 1996.74
8MF1865-3VR4 | SIVACON, Control panel Empty enclosure, without side panels, according to IEC 62208, with Ventil | 1536.97
8MF1865-3VS4 | SIVACON, Control panel Empty enclosure, according to IEC 62208, with ventilation openings, IP20, | 1852.24
8MF1868-3VR4 | SIVACON, Control panel Empty enclosure, without side panels, according to IEC 62208, with Ventil | 1642.05
8MF1868-3VS4 | SIVACON, Control panel Empty enclosure, according to IEC 62208, with ventilation openings, IP20, | 2075.53
8MF1870-2UT14-2BA2 | SIVACON, door, on the right, ventilated, IP40, H: 1800 mm, W: 450 mm, RAL 7035, Protection class | 424.31
8MF1870-2UT14-3BA2 | SIVACON, door, right, with cutout for filter fan, with ventilation openings H: 1800 mm, W: 450 m | 424.31
8MF1880-2UW63-1C | SIVACON, side panel, flat, IP40, H: 1800 mm, W: 800 mm, RAL 7035 | 302.14
8MF1880-3BR4 | SIVACON, Control panel Empty enclosure, without side panels, according to IEC 62208, IP40, H: 18 | 1786.55
8MF1880-3BR5 | SIVACON, Control panel Empty enclosure, without side panels, according to IEC 62208, IP55, H: 18 | 2036.15
8MF1880-3BS4 | SIVACON, Control panel Empty enclosure, according to IEC 62208, IP40, H: 1800 mm, W: 800 mm, T: | 2259.48
8MF1885-3BR5 | SIVACON, Control panel Empty enclosure, without side panels, according to IEC 62208, IP55, H: 18 | 1812.81
8MF1885-3BS4 | SIVACON, Control panel Empty enclosure, according to IEC 62208, IP40, H: 1800 mm, W: 800 mm, T: | 2022.99
8MF1885-3BS5 | SIVACON, Control panel Empty enclosure, according to IEC 62208, IP55, H: 1800 mm, W: 800 mm, T: | 2088.69
8MF1885-3VR4 | SIVACON, Control panel Empty enclosure, without side panels, according to IEC 62208, with Ventil | 1642.05
8MF1888-3VR4 | SIVACON, Control panel Empty enclosure, without side panels, according to IEC 62208, with Ventil | 1773.42
8MF1888-3VS4 | SIVACON, Control panel Empty enclosure, according to IEC 62208, with ventilation openings, IP20, | 2272.59
8MF1890-2GS40 | SIVACON, Supporting structure, for standard Empty enclosure, H: 1800 mm, W: 900 mm, T: 1000 mm, | 830.24
8MF1890-2UT14-2BA2 | SIVACON, door, on the right, ventilated, IP40, H: 1800 mm, W: 900 mm, RAL 7035, Protection class | 529.39
8MF1894-3BR4 | SIVACON, Control panel Empty enclosure, without side panels, according to IEC 62208, IP40, H: 18 | 1944.18
8MF1894-3BR5 | SIVACON, Control panel Empty enclosure, without side panels, according to IEC 62208, IP55, H: 18 | 2141.24
8MF1894-3BS4 | SIVACON, Control panel Empty enclosure, according to IEC 62208, IP40, H: 1800 mm, W: 900 mm, T: | 2206.9
8MF1894-3BS5 | SIVACON, Control panel Empty enclosure, according to IEC 62208, IP55, H: 1800 mm, W: 900 mm, T: | 2298.86
8MF1894-3VR4 | SIVACON, Control panel Empty enclosure, without side panels, according to IEC 62208, with Ventil | 1760.28
8MF1896-3BS4 | SIVACON, Control panel Empty enclosure, according to IEC 62208, IP40, H: 1800 mm, W: 900 mm, T: | 2298.86
8MF1896-3BS5 | SIVACON, Control panel Empty enclosure, according to IEC 62208, IP55, H: 1800 mm, W: 900 mm, T: | 2522.22
8MF1896-3VR4 | SIVACON, Control panel Empty enclosure, without side panels, according to IEC 62208, with Ventil | 1944.18
8MF1896-3VS4 | SIVACON, Control panel Empty enclosure, according to IEC 62208, with ventilation openings, IP20, | 2430.25
8PQ5000-5BA14 | SIVACON S4 Subdivision 3WL Kuppelfeld Shape 4 Width 600 mm Depth 800 mm | 729.34
8PQ5000-5BA15 | SIVACON S4 Subdivision 3WL Kuppelfeld Shape 4 Width 800 mm Depth 600 mm | 829.7
8PQ5000-5BA16 | SIVACON S4 Subdivision 3WL Kuppelfeld Shape 4 Width 800 mm Depth 800 mm | 892.05
3SE5000-0AA32-1AJ0 | twist lever for position switch 3SE52 Stainless steel lever 21 mm long Form A with stainless st | 17.76
3SE5114-0LH01-1AE3 | Position switch with lever Metal enclosure 40 mm according to EN 50041, 1 NO/2 NC quick action c | 74.83
3SE5114-0NH82-1AM2 | SIRIUS position switch Metal enclosure 40 mm according to EN 50041, rod lever, spring rod 1 NO/1 | 80.77
3SE5114-0QV10-1AE3 | Safety position switch with separate actuator Metal enclosure 40 mm, with M12 connector, plastic | 96.93
3SE5114-1CD02-1AF5 | Position switch with Roller plunger, Metal enclosure 40 mm according to EN 50041, 1 NO/1 NC quic | 85.88
8UD1721-0AB15 | Handle with masking frame Emergency stop without tolerance compensation Accessory for: 3VA1/2 1 | 67.23
8UD1721-0AB21 | Handle with masking frame standard with tolerance compensation Accessory for: 3VA1/2 100/160/250 | 77.61
8UD1721-0AB25 | Handle with masking frame Emergency stop with tolerance compensation Accessory for: 3VA1/2 100/1 | 89.98
8UD1721-0AC11 | Handle with masking frame standard without tolerance compensation with door opening position Acc | 74.84
8UD1721-0AC15 | Handle with masking frame Emergency stop without tolerance compensation with door opening positi | 86.51
8UD1731-2AF01 | Handle with masking frame standard Size 75x 75, for shaft 8x 8, Test-0-I, Handle size 55 mm | 63.89
8UD1731-2AF05 | Handle with masking frame Emergency switching-off Size 75x 75, for shaft 8x 8, Test-0-I, Handle | 63.89
8UD1741-0AB11 | Handle with masking frame standard without tolerance compensation Accessory for: 3VA1/2 1000 | 106.41
8UD1741-0AB15 | Handle with masking frame Emergency stop without tolerance compensation Accessory for: 3VA1/2 10 | 121.99
8UD1900-0NB01 | KABA cylinder lock with masking frame, standard Key number 2 Accessory for: Door-coupling rotary | 89.98
8UD1900-0NB05 | KABA cylinder lock with masking frame, Emergency stop Key number 2 Accessory for: Door-coupling | 97.76
8UD1900-0NC01 | KABA cylinder lock with masking frame, standard with door opening position Key number 2 Accessor | 115.93
8UD1900-0NC05 | KABA cylinder lock with masking frame, Emergency stop with door opening position Key number 2 Ac | 132.36
8UD1900-2HA00 | Door-coupling 8x 8 mm Accessory for: Shaft 8x 8 mm, 3VA, 3VM, 3KX, 3RV Door-coupling rotary oper | 33.56
8UD1900-2WA00 | Extension shaft 300 mm, 8x 8 mm Accessory for: Door-coupling rotary mechanism and Side rotary op | 12.9
8UD1900-2WB00 | Extension shaft 600 mm, 8x 8 mm Accessory for: Door-coupling rotary mechanism and Side rotary op | 20.14
8UD1900-4DA00 | adapter 12x 12 mm Accessory for: 3VA1/2 1000 3VA5/6 800 | 36.17
8UD1900-4WA00 | Extension shaft 325 mm, 12x 12 mm Accessory for: 3VA1/2 1000 3VA5/6 800 | 19.03
8US1941-2BF01 | Busbar connector for Double T-Profile 1600A | 47.18
3SK1111-2AB30-ZX90 | SIRIUS safety relays 12 x basic unit standard series Relay enabling circuits 3 NO contacts plus | 227.01
3SK1120-2AB40-ZX90 | SIRIUS safety relay Basic unit Advanced series electronic enabling circuits 1 enabling circuit 0 | 172
3SK1122-2CB41-ZX90 | SIRIUS safety relays 12 x basic unit advanced series with time delay 0.05-3 s electronic enablin | 215.86
3SU1000-3AB11-0AQ0-ZY19 | Twin pushbutton, 22 mm, round, plastic, black: Symbol 5264 IEC 60417, black: Symbol 5265 IEC 604 | 11.39
3SU1000-3AB42-0AK0-ZY19 | Twin pushbutton, 22 mm, round, plastic, green: I, red: O, buttons, flat, customer-specific selec | 11.39
3SU1000-3AB61-0AK0-ZY19 | Twin pushbutton, 22 mm, round, plastic, white: I, black: O, buttons, flat, customer-specific sel | 11.39
8WD4423-5AK05-0AE0 | Complete unit signal pillar top: continuous light, yellow, center: continuous light, blue, botto | 370.32
8WH6000-0CN07 | PE-terminal block, 50mm2 IPO in-push-out connection yellow-green | 76.04
8WH6000-0CQ07 | PE-terminal block, 95mm2 IPO in-push-out connection yellow-green | 99.57
8WH6003-0DE00 | Installation terminals 1.5 mm2 for 3-wire | 6.77
8WH6003-0DF04 | Infeed terminal 1.5 mm2 for 3-wire orange | 7.52
8WH8121-0AB15 | Labeling plates 3.5 mm flat, longitudinal 11-20 | 0.11
8WH8121-0AB25 | Labeling plates 3.5 mm flat, longitudinal 21-30 | 0.11
8WH8121-0AB35 | Labeling plates 3.5 mm flat, longitudinal 31-40 | 0.11
8WH8121-0AB45 | Labeling plates 3.5 mm flat, longitudinal 41-50 | 0.11
8WH8121-0XA05 | Labeling plates 3.5 mm flat, longitudinal customer-specific inscription | 0.25
3SU1000-5JF01-0AA0-ZY10 | Key-operated switch CES with key monitoring, 22 mm, round, plastic, lock number SSG10 with 2 key | 189.91
3SU1000-5JF01-0AA0-ZY11 | Key-operated switch CES with key monitoring, 22 mm, round, plastic, lock number SSG10 with 2 key | 189.91
3SU1000-5JF01-0AA0-ZY12 | Key-operated switch CES with key monitoring, 22 mm, round, plastic, lock number SSG10 with 2 key | 189.91
3SU1000-5JF01-0AA0-ZY15 | Key-operated switch CES with key monitoring, 22 mm, round, plastic, lock number SSG10 with 2 key | 189.91
8WH9020-3AB00 | combs 2pol for IPO terminal block 50 mm2 | 9.63
8WH9020-3AC00 | combs 3pol for IPO terminal block 50 mm2 | 12.07
8WH9020-3AD00 | combs 2pol for IPO terminal block 95 mm2 | 12.16
8WH9020-3AE00 | combs 3pol for IPO terminal block 95 mm2 | 15.79
8WH9020-6JF01 | 5-connection combs 3,5 mm blue | 2.24
8WH9020-6JF02 | 5-connection combs 3,5 mm red | 2.24
8WH9020-6JL00 | 10-connection combs 3,5 mm grey | 5.04
8WH9020-6JL01 | 10-connection combs 3,5 mm blue | 5.04
8WH9020-6JL02 | 10-connection combs 3,5 mm red | 5.04
3SU1000-7AA10-0AA0-ZY15 | Coordinate switch, 22 mm, round, plastic, black, 2 switch positions, horizontal latching, withou | 43.24
3SU1000-7AA10-0AA0-ZY19 | Coordinate switch, 22 mm, round, plastic, black, 2 switch positions, horizontal latching, withou | 41.34
8MF1240-3BR4 | SIVACON, Control panel Empty enclosure, without side panels, according to IEC 62208, IP40, H: 22 | 1589.51
8MF1240-3BR5 | SIVACON, Control panel Empty enclosure, without side panels, according to IEC 62208, IP55, H: 22 | 1707.74
8MF1240-3BS4 | SIVACON, Control panel Empty enclosure, according to IEC 62208, IP40, H: 2200 mm, W: 400 mm, T: | 2128.09
8MF1240-3BS5 | SIVACON, Control panel Empty enclosure, according to IEC 62208, IP55, H: 2200 mm, W: 400 mm, T: | 2417.09
8MF1240-3VR4 | SIVACON, Control panel Empty enclosure, without side panels, according to IEC 62208, with Ventil | 1615.78
8MF1245-3BR4 | SIVACON, Control panel Empty enclosure, without side panels, according to IEC 62208, IP40, H: 22 | 1523.82
8MF1245-3BR5 | SIVACON, Control panel Empty enclosure, without side panels, according to IEC 62208, IP55, H: 22 | 1563.24
8MF1245-3BS4 | SIVACON, Control panel Empty enclosure, according to IEC 62208, IP40, H: 2200 mm, W: 400 mm, T: | 1786.55
8MF1245-3BS5 | SIVACON, Control panel Empty enclosure, according to IEC 62208, IP55, H: 2200 mm, W: 400 mm, T: | 1944.18
8MF1248-3BR5 | SIVACON, Control panel Empty enclosure, without side panels, according to IEC 62208, IP55, H: 22 | 1655.19
8MF1248-3BS4 | SIVACON, Control panel Empty enclosure, according to IEC 62208, IP40, H: 2200 mm, W: 400 mm, T: | 1944.18
8MF1248-3BS5 | SIVACON, Control panel Empty enclosure, according to IEC 62208, IP55, H: 2200 mm, W: 400 mm, T: | 2141.24
8MF1248-3VR4 | SIVACON, Control panel Empty enclosure, without side panels, according to IEC 62208, with Ventil | 1550.09
8MF1260-2UT14-2BA2 | SIVACON, door, on the right, ventilated, IP40, H: 2200 mm, W: 600 mm, RAL 7035, Protection class | 483.41
8MF1260-2UT14-3BA2 | SIVACON, door, right, with cutout for filter fan, with ventilation openings H: 2200 mm, W: 600 m | 483.41
8MF1260-2UT15-2BA2 | SIVACON, door, left, ventilated, IP40, H: 2200 mm, W: 600 mm, RAL 7035, Protection class 1 | 482.1
8MF1260-2UT15-3BA2 | SIVACON, door, left, with cutout for filter fan, with ventilation openings H: 2200 mm, W: 600 mm | 482.1
8MF1260-2UT25-2BA2 | SIVACON, door half, left, with ventilation openings, IP40, H: 2200 mm, W: 600 mm, RAL 7035, Prot | 383.58
8MF1267-2GE30 | SIVACON, Supporting structure, for Corner housing H: 2200 mm, W: 600 mm, T: 600 mm, zinc-plated | 596.38
8MF1268-2GS40 | SIVACON, Supporting structure, for standard Empty enclosure, H: 2200 mm, W: 600 mm, T: 800 mm, R | 776.35
8MF1270-2UT14-2BA2 | SIVACON, door, on the right, ventilated, IP40, H: 2200 mm, W: 450 mm, RAL 7035, Protection class | 458.47
8MF1270-2UT14-3BA2 | SIVACON, door, right, with cutout for filter fan, with ventilation openings H: 2200 mm, W: 450 m | 458.47
8MF1280-2UW63-1C | SIVACON, side panel, flat, IP40, H: 2200 mm, W: 800 mm, RAL 7035 | 356.01
8MF1284-2GS40 | SIVACON, Supporting structure, for standard Empty enclosure, H: 2200 mm, W: 800 mm, T: 400 mm, R | 747.49
8MF1285-2GS30 | SIVACON, Supporting structure, for standard Empty enclosure, H: 2200 mm, W: 800 mm, T: 500 mm, z | 542.54
8MF1285-2GS40 | SIVACON, Supporting structure, for standard Empty enclosure, H: 2200 mm, W: 800 mm, T: 500 mm, R | 756.66
8MF1290-2UT15-3BA2 | SIVACON, door, left, with cutout for filter fan, with ventilation openings H: 2200 mm, W: 900 mm | 545.16
8MF1290-2UT25-2BA2 | SIVACON, door half, left, with ventilation openings, IP40, H: 2200 mm, W: 900 mm, RAL 7035, Prot | 442.7
8MF1290-2UT25-3BA2 | SIVACON, door half, left, with cutout for filter fan, with ventilation openings H: 2200 mm, W: 9 | 442.7
8MF1294-2GS40 | SIVACON, Supporting structure, for standard Empty enclosure, H: 2200 mm, W: 900 mm, T: 400 mm, R | 763.21
8MF1440-2AM02-0 | SIVACON, mounting plate, mounting with bracket, H: 400 mm, W: 400 mm, zinc-plated | 54.92
8MF1440-2AM12-0 | SIVACON, mounting plate, mounting with bracket, perforated, H: 400 mm, W: 400 mm, zinc-plated | 83.58
8MF1640-2AM02-0 | SIVACON, mounting plate, mounting with bracket, H: 600 mm, W: 400 mm, zinc-plated | 71.46
8MF1640-2AM12-0 | SIVACON, mounting plate, mounting with bracket, perforated, H: 600 mm, W: 400 mm, zinc-plated | 103.64
8MF1804-3BR4 | SIVACON, Control panel Empty enclosure, without side panels, according to IEC 62208, IP40, H: 18 | 2088.69
8MF1804-3BR5 | SIVACON, Control panel Empty enclosure, without side panels, according to IEC 62208, IP55, H: 18 | 2259.48
8MF1804-3BS4 | SIVACON, Control panel Empty enclosure, according to IEC 62208, IP40, H: 1800 mm, W: 1000 mm, T: | 2338.26
8MF1804-3BS5 | SIVACON, Control panel Empty enclosure, according to IEC 62208, IP55, H: 1800 mm, W: 1000 mm, T: | 2535.33
8MF1806-3BR4 | SIVACON, Control panel Empty enclosure, without side panels, according to IEC 62208, IP40, H: 18 | 2075.53
8MF1806-3BR5 | SIVACON, Control panel Empty enclosure, without side panels, according to IEC 62208, IP55, H: 18 | 2298.86
8MF1806-3BS4 | SIVACON, Control panel Empty enclosure, according to IEC 62208, IP40, H: 1800 mm, W: 1000 mm, T: | 2482.79
8MF1806-3BS5 | SIVACON, Control panel Empty enclosure, according to IEC 62208, IP55, H: 1800 mm, W: 1000 mm, T: | 2600.99
8MF1820-3BR4 | SIVACON, Control panel Empty enclosure, without side panels, according to IEC 62208, IP40, H: 18 | 2272.59
8MF1820-3BR5 | SIVACON, Control panel Empty enclosure, without side panels, according to IEC 62208, IP55, H: 18 | 2535.33
8MF1820-3BS4 | SIVACON, Control panel Empty enclosure, according to IEC 62208, IP40, H: 1800 mm, W: 1200 mm, T: | 2771.79
8MF1820-3BS5 | SIVACON, Control panel Empty enclosure, according to IEC 62208, IP55, H: 1800 mm, W: 1200 mm, T: | 2955.71
8MF1820-3VR4 | SIVACON, Control panel Empty enclosure, without side panels, according to IEC 62208, with Ventil | 2574.75
8MF1825-3BS4 | SIVACON, Control panel Empty enclosure, according to IEC 62208, IP40, H: 1800 mm, W: 1200 mm, T: | 2443.36
8MF1825-3BS5 | SIVACON, Control panel Empty enclosure, according to IEC 62208, IP55, H: 1800 mm, W: 1200 mm, T: | 2653.58
8MF1825-3VR4 | SIVACON, Control panel Empty enclosure, without side panels, according to IEC 62208, with Ventil | 2272.59
8MF1825-3VS4 | SIVACON, Control panel Empty enclosure, according to IEC 62208, with ventilation openings, IP20, | 2535.33
8MF1828-3VS4 | SIVACON, Control panel Empty enclosure, according to IEC 62208, with ventilation openings, IP20, | 2771.79
8MF1830-2UT14-2BA2 | SIVACON, door, on the right, ventilated, IP40, H: 1800 mm, W: 300 mm, RAL 7035, Protection class | 394.08
8MF1830-2UT15-2BA2 | SIVACON, door, left, ventilated, IP40, H: 1800 mm, W: 300 mm, RAL 7035, Protection class 1 | 394.08
8MF1830-2UT25-2BA2 | SIVACON, door half, left, with ventilation openings, IP40, H: 1800 mm, W: 300 mm, RAL 7035, Prot | 302.14
8MF1840-2UT25-3BA2 | SIVACON, door half, left, with cutout for filter fan, with ventilation openings H: 1800 mm, W: 4 | 324.48
8MF1840-2UW63-1C | SIVACON, side panel, flat, IP40, H: 1800 mm, W: 400 mm, RAL 7035 | 186.54
8MF1840-3BR4 | SIVACON, Control panel Empty enclosure, without side panels, according to IEC 62208, IP40, H: 18 | 1786.55
8MF1840-3BR5 | SIVACON, Control panel Empty enclosure, without side panels, according to IEC 62208, IP55, H: 18 | 1760.28
8MF1845-2GE30 | SIVACON, Supporting structure, for Corner housing H: 1800 mm, W: 400 mm, T: 400 mm, zinc-plated | 497.85
8MF1845-2GS30 | SIVACON, Supporting structure, for standard Empty enclosure, H: 1800 mm, W: 400 mm, T: 500 mm, z | 511.01
8MF1845-2GS40 | SIVACON, Supporting structure, for standard Empty enclosure, H: 1800 mm, W: 400 mm, T: 500 mm, R | 529.39
8MF1845-3BR4 | SIVACON, Control panel Empty enclosure, without side panels, according to IEC 62208, IP40, H: 18 | 1484.41
8MF1848-2GS30 | SIVACON, Supporting structure, for standard Empty enclosure, H: 1800 mm, W: 400 mm, T: 800 mm, z | 524.16
8MF1848-2GS40 | SIVACON, Supporting structure, for standard Empty enclosure, H: 1800 mm, W: 400 mm, T: 800 mm, R | 736.95
8MF1848-3BR4 | SIVACON, Control panel Empty enclosure, without side panels, according to IEC 62208, IP40, H: 18 | 1668.34
8MF1848-3BR5 | SIVACON, Control panel Empty enclosure, without side panels, according to IEC 62208, IP55, H: 18 | 1668.34
8MF1860-2GS40 | SIVACON, Supporting structure, for standard Empty enclosure, H: 1800 mm, W: 600 mm, T: 1000 mm, | 794.73
8MF1860-2UT14-2BA2 | SIVACON, door, on the right, ventilated, IP40, H: 1800 mm, W: 600 mm, RAL 7035, Protection class | 475.54
8MF1860-2UT14-3BA2 | SIVACON, door, right, with cutout for filter fan, with ventilation openings H: 1800 mm, W: 600 m | 475.54
8MF1860-2UT15-2BA2 | SIVACON, door, left, ventilated, IP40, H: 1800 mm, W: 600 mm, RAL 7035, Protection class 1 | 476.85
8MF1864-3BR5 | SIVACON, Control panel Empty enclosure, without side panels, according to IEC 62208, IP55, H: 18 | 1694.59
8MF1864-3BS4 | SIVACON, Control panel Empty enclosure, according to IEC 62208, IP40, H: 1800 mm, W: 600 mm, T: | 1734.01
8MF1864-3BS5 | SIVACON, Control panel Empty enclosure, according to IEC 62208, IP55, H: 1800 mm, W: 600 mm, T: | 1931.08
8MF1864-3VR4 | SIVACON, Control panel Empty enclosure, without side panels, according to IEC 62208, with Ventil | 1458.15
8MF1864-3VS4 | SIVACON, Control panel Empty enclosure, according to IEC 62208, with ventilation openings, IP20, | 1799.69
8MF1866-3BS5 | SIVACON, Control panel Empty enclosure, according to IEC 62208, IP55, H: 1800 mm, W: 600 mm, T: | 2088.69
8MF1866-3VR4 | SIVACON, Control panel Empty enclosure, without side panels, according to IEC 62208, with Ventil | 1589.51
8MF1866-3VS4 | SIVACON, Control panel Empty enclosure, according to IEC 62208, with ventilation openings, IP20, | 1865.36
8MF1867-2GE30 | SIVACON, Supporting structure, for Corner housing H: 1800 mm, W: 600 mm, T: 600 mm, zinc-plated | 576.7
8MF1880-2GE30 | SIVACON, Supporting structure, for Corner housing H: 1800 mm, W: 800 mm, T: 800 mm, zinc-plated | 658.12
8MF1880-2GS40 | SIVACON, Supporting structure, for standard Empty enclosure, H: 1800 mm, W: 800 mm, T: 1000 mm, | 811.83
8MF1880-2UT14-2BA2 | SIVACON, door, on the right, ventilated, IP40, H: 1800 mm, W: 800 mm, RAL 7035, Protection class | 504.45
8MF1880-2UT14-3BA2 | SIVACON, door, right, with cutout for filter fan, with ventilation openings H: 1800 mm, W: 800 m | 504.45
8MF1884-3BR5 | SIVACON, Control panel Empty enclosure, without side panels, according to IEC 62208, IP55, H: 18 | 1786.55
8MF1884-3BS4 | SIVACON, Control panel Empty enclosure, according to IEC 62208, IP40, H: 1800 mm, W: 800 mm, T: | 1944.18
8MF1884-3BS5 | SIVACON, Control panel Empty enclosure, according to IEC 62208, IP55, H: 1800 mm, W: 800 mm, T: | 2009.86
8MF1884-3VR4 | SIVACON, Control panel Empty enclosure, without side panels, according to IEC 62208, with Ventil | 1576.37
8MF1886-3BS4 | SIVACON, Control panel Empty enclosure, according to IEC 62208, IP40, H: 1800 mm, W: 800 mm, T: | 2101.82
8MF1886-3BS5 | SIVACON, Control panel Empty enclosure, according to IEC 62208, IP55, H: 1800 mm, W: 800 mm, T: | 2167.51
8MF1886-3VR4 | SIVACON, Control panel Empty enclosure, without side panels, according to IEC 62208, with Ventil | 1707.74
8MF1886-3VS4 | SIVACON, Control panel Empty enclosure, according to IEC 62208, with ventilation openings, IP20, | 2193.81
8MF1890-2UT25-3BA2 | SIVACON, door half, left, with cutout for filter fan, with ventilation openings H: 1800 mm, W: 9 | 430.87
8MF1890-3BR4 | SIVACON, Control panel Empty enclosure, without side panels, according to IEC 62208, IP40, H: 18 | 2141.24
8MF1890-3BR5 | SIVACON, Control panel Empty enclosure, without side panels, according to IEC 62208, IP55, H: 18 | 2298.86
8MF1890-3BS4 | SIVACON, Control panel Empty enclosure, according to IEC 62208, IP40, H: 1800 mm, W: 900 mm, T: | 2535.33
8MF1895-3BR5 | SIVACON, Control panel Empty enclosure, without side panels, according to IEC 62208, IP55, H: 18 | 2088.69
8MF1895-3BS4 | SIVACON, Control panel Empty enclosure, according to IEC 62208, IP40, H: 1800 mm, W: 900 mm, T: | 2193.81
8MF1895-3BS5 | SIVACON, Control panel Empty enclosure, according to IEC 62208, IP55, H: 1800 mm, W: 900 mm, T: | 2430.25
8MF1895-3VR4 | SIVACON, Control panel Empty enclosure, without side panels, according to IEC 62208, with Ventil | 1825.97
8MF1898-3BS5 | SIVACON, Control panel Empty enclosure, according to IEC 62208, IP55, H: 1800 mm, W: 900 mm, T: | 2771.79
8MF1898-3VR4 | SIVACON, Control panel Empty enclosure, without side panels, according to IEC 62208, with Ventil | 2062.42
8MF1898-3VS4 | SIVACON, Control panel Empty enclosure, according to IEC 62208, with ventilation openings, IP20, | 2535.33
8PQ3000-3BA50 | SIVACON S4 Supporting structure 3WL Kuppelfeld Depth 600 mm | 157.97
3SE5234-0LD03-1AE2 | Position switch plastic enclosure according to EN 50047, 31 mm 1 NO/2 NC quick action contacts w | 46.72
3SE5234-0LE11-1AE2 | Position switch, plastic enclosure according to EN 50047, 31 mm, 1 NO/1 NC quick action contacts | 59.2
3SE5234-0QV40-1AE2 | Safety position switch with separate actuator Plastic enclosure, 31 mm according to EN 50047 1 N | 64.05
8UD1731-0AB21 | Handle with masking frame standard with tolerance compensation Accessory for: 3VA2 400/630 | 100.35
8UD1731-0AB25 | Handle with masking frame Emergency stop with tolerance compensation Accessory for: 3VA2 400/630 | 115.07
8UD1731-0AC11 | Handle with masking frame standard without tolerance compensation with door opening position Acc | 105.55
8UD1731-0AC15 | Handle with masking frame Emergency stop without tolerance compensation with door opening positi | 121.11
8UD1771-2CF01 | handle with housing std standard with illumination size 75x75, for shaft 8x8, test - 0 - i compl | 94.83
8UD1771-2CF05 | handle with housing em emergency with illumination size 75x75, for shaft 8x8, test - 0 - i compl | 94.83
8UD1900-0FA00 | shaft jack for 8UD 3KD1, 3KD2, 3KF1, 3KC1, 3KC2 | 35.9
8UD1900-0KA10 | illumination kit 24 V DC accessory for: direct operator 3VA for 3VA1 100/160 | 50.35
8UD1900-0KA20 | illumination kit 24 V DC accessory for: manual operators 3VA 3VA2 100/160/250/400/630 | 51.75
8UD1900-0QB01 | KABA cylinder lock with masking frame, standard Key number 4 Accessory for: Door-coupling rotary | 89.98
8UD1900-0QB05 | KABA cylinder lock with masking frame, Emergency stop Key number 4 Accessory for: Door-coupling | 97.76
8UD1900-0QC01 | KABA cylinder lock with masking frame, standard with door opening position Key number 4 Accessor | 115.93
8UD1900-0QC05 | KABA cylinder lock with masking frame, Emergency stop with door opening position Key number 4 Ac | 132.36
3SE5324-0SB21-1AP0 | Safety position switch with tumbler locking force 1300 N, 5 directions of approach, solenoid-loc | 290.17
3SE5413-0CQ20-1EA2 | Position switch in compact design 30 mm wide with connection cable 2 m Snap-action contacts 1 NO | 65.7
3SE7120-2DD01-1AS7 | Cable-operated switch for 10 m Spring 100 N Metal enclosure, 2x M20x1.5; 1 NO + 1 NC, without la | 147.71
3SE7140-1BD04-1AS6 | SIRIUS cable-operated switch, Bowden cable and cable failure function Metal enclosure, 2x M25x1. | 554.34
3SU1000-1BA20-0AD0-ZY19 | Mushroom pushbutton, 22 mm, round, plastic, red, inscription: O, 40 mm, latching, pull-to-unlatc | 19.82
8MF1205-2AK13-0 | SIVACON, Mounting plate, for Cabinet side perforated, T: 500 mm, H: 2200 mm, zinc-plated | 229.89
8MF1205-2CT | SIVACON, base covers, for cabinet sides H: 200 mm, T: 500 mm, RAL 7035 | 80.92
8MF1205-2GS40 | SIVACON, Supporting structure, for standard Empty enclosure, H: 2200 mm, W: 1000 mm, T: 500 mm, | 803.95
8MF1205-3VR4 | SIVACON, Control panel Empty enclosure, without side panels, according to IEC 62208, with Ventil | 2430.25
8MF1206-2GS40 | SIVACON, Supporting structure, for standard Empty enclosure, H: 2200 mm, W: 1000 mm, T: 600 mm, | 814.47
8MF1225-2GS30 | SIVACON, Supporting structure, for standard Empty enclosure, H: 2200 mm, W: 1200 mm, T: 500 mm, | 587.2
8MF1225-3BR4 | SIVACON, Control panel Empty enclosure, without side panels, according to IEC 62208, IP40, H: 22 | 2495.9
8MF1225-3VS4 | SIVACON, Control panel Empty enclosure, according to IEC 62208, with ventilation openings, IP20, | 2837.48