8MF1228-2GS40 | SIVACON, Supporting structure, for standard Empty enclosure, H: 2200 mm, W: 1200 mm, T: 800 mm, | 845.99
8MF1230-2UT15-2BA2 | SIVACON, door, left, ventilated, IP40, H: 2200 mm, W: 300 mm, RAL 7035, Protection class 1 | 411.18
8MF1240-2AM12-0 | SIVACON, mounting plate, mounting with bracket, perforated, H: 200 mm, W: 400 mm, zinc-plated | 59.38
8MF1240-2CS | SIVACON, Base, for cabinets with front door H: 200 mm, W: 400 mm, RAL 7035 | 286.36
8MF1240-2UT25-2BA2 | SIVACON, door half, left, with ventilation openings, IP40, H: 2200 mm, W: 400 mm, RAL 7035, Prot | 329.73
8MF1240-2UW63-1C | SIVACON, side panel, flat, IP40, H: 2200 mm, W: 400 mm, RAL 7035 | 198.37
8MF1244-2GS30 | SIVACON, Supporting structure, for standard Empty enclosure, H: 2200 mm, W: 400 mm, T: 400 mm, z | 493.93
8MF1244-3BR4 | SIVACON, Control panel Empty enclosure, without side panels, according to IEC 62208, IP40, H: 22 | 1431.87
8MF1244-3VS4 | SIVACON, Control panel Empty enclosure, according to IEC 62208, with ventilation openings, IP20, | 1668.34
8MF1245-2GS30 | SIVACON, Supporting structure, for standard Empty enclosure, H: 2200 mm, W: 400 mm, T: 500 mm, z | 487.37
8MF1245-3VS4 | SIVACON, Control panel Empty enclosure, according to IEC 62208, with ventilation openings, IP20, | 1825.97
8MF1246-2GS40 | SIVACON, Supporting structure, for standard Empty enclosure, H: 2200 mm, W: 400 mm, T: 600 mm, R | 730.37
8MF1248-2GS30 | SIVACON, Supporting structure, for standard Empty enclosure, H: 2200 mm, W: 400 mm, T: 800 mm, z | 542.54
8MF1248-3BR4 | SIVACON, Control panel Empty enclosure, without side panels, according to IEC 62208, IP40, H: 22 | 1523.82
8MF1248-3VS4 | SIVACON, Control panel Empty enclosure, according to IEC 62208, with ventilation openings, IP20, | 1970.45
8MF1250-2UT14-2BA2 | SIVACON, door, on the right, ventilated, IP40, H: 2200 mm, W: 500 mm, RAL 7035, Protection class | 461.1
8MF1250-2UW61-1C | SIVACON, side panel, Closed, IP55, H: 2200 mm, W: 500 mm, T: 500 mm, RAL 7035 | 218.06
8MF1260-2GS40 | SIVACON, Supporting structure, for standard Empty enclosure, H: 2200 mm, W: 600 mm, T: 1000 mm, | 814.47
8MF1260-2UW63-1C | SIVACON, side panel, flat, IP40, H: 2200 mm, W: 600 mm, RAL 7035 | 271.93
8MF1265-2GS30 | SIVACON, Supporting structure, for standard Empty enclosure, H: 2200 mm, W: 600 mm, T: 500 mm, z | 524.16
8MF1265-3BS5 | SIVACON, Control panel Empty enclosure, according to IEC 62208, IP55, H: 2200 mm, W: 600 mm, T: | 2088.69
8MF1265-3VS4 | SIVACON, Control panel Empty enclosure, according to IEC 62208, with ventilation openings, IP20, | 1957.32
8MF1270-2UT15-3BA2 | SIVACON, door, left, with cutout for filter fan, with ventilation openings H: 2200 mm, W: 450 mm | 458.47
8MF1270-2UT25-3BA2 | SIVACON, door half, left, with cutout for filter fan, with ventilation openings H: 2200 mm, W: 4 | 388.85
8MF1280-2UT15-3BA2 | SIVACON, door, left, with cutout for filter fan, with ventilation openings H: 2200 mm, W: 800 mm | 537.3
8MF1280-2UT25-3BA2 | SIVACON, door half, left, with cutout for filter fan, with ventilation openings H: 2200 mm, W: 8 | 438.78
8MF1285-3BR4 | SIVACON, Control panel Empty enclosure, without side panels, according to IEC 62208, IP40, H: 22 | 1825.97
8MF1285-3BS4 | SIVACON, Control panel Empty enclosure, according to IEC 62208, IP40, H: 2200 mm, W: 800 mm, T: | 2180.63
8MF1290-2GS40 | SIVACON, Supporting structure, for standard Empty enclosure, H: 2200 mm, W: 900 mm, T: 1000 mm, | 849.93
8MF1290-2UT14-3BA2 | SIVACON, door, right, with cutout for filter fan, with ventilation openings H: 2200 mm, W: 900 m | 545.16
8MF1295-2GS40 | SIVACON, Supporting structure, for standard Empty enclosure, H: 2200 mm, W: 900 mm, T: 500 mm, R | 775.04
8MF1295-3BR5 | SIVACON, Control panel Empty enclosure, without side panels, according to IEC 62208, IP55, H: 22 | 2351.4
8MF1296-2GS40 | SIVACON, Supporting structure, for standard Empty enclosure, H: 2200 mm, W: 900 mm, T: 600 mm, R | 782.93
8MF1340-2AM02-0 | SIVACON, mounting plate, mounting with bracket, H: 300 mm, W: 400 mm, zinc-plated | 50.45
8MF1800-2AR02-4 | SIVACON, swing frame, for the installation of 19" devices, load capacity up to 200 kg, H: 1800 m | 576.7
8MF1800-2CH | SIVACON, cover, for the Connection side by side mounting plates, H: 1800 mm, zinc-plated | 99.44
8MF1800-3VS4 | SIVACON, Control panel Empty enclosure, according to IEC 62208, with ventilation openings, IP20, | 2771.79
8MF1804-2GS40 | SIVACON, Supporting structure, for standard Empty enclosure, H: 1800 mm, W: 1000 mm, T: 400 mm, | 771.1
8MF1804-3VR4 | SIVACON, Control panel Empty enclosure, without side panels, according to IEC 62208, with Ventil | 1970.45
8MF1805-2AK03-0 | SIVACON, Mounting plate, for Cabinet side T: 500 mm, H: 1800 mm, zinc-plated | 170.75
8MF1805-3BS5 | SIVACON, Control panel Empty enclosure, according to IEC 62208, IP55, H: 1800 mm, W: 1000 mm, T: | 2574.75
8MF1805-3VS4 | SIVACON, Control panel Empty enclosure, according to IEC 62208, with ventilation openings, IP20, | 2443.36
8MF1806-3VS4 | SIVACON, Control panel Empty enclosure, according to IEC 62208, with ventilation openings, IP20, | 2561.61
8MF1808-3BR4 | SIVACON, Control panel Empty enclosure, without side panels, according to IEC 62208, IP40, H: 18 | 2259.48
8MF1808-3VS4 | SIVACON, Control panel Empty enclosure, according to IEC 62208, with ventilation openings, IP20, | 2653.58
8MF1820-2AB00 | SIVACON, mounting plate, for swing frame, zinc-plated | 109.27
8MF1820-3VS4 | SIVACON, Control panel Empty enclosure, according to IEC 62208, with ventilation openings, IP20, | 2929.42
8MF1824-3BR4 | SIVACON, Control panel Empty enclosure, without side panels, according to IEC 62208, IP40, H: 18 | 2128.09
8MF1825-2GS40 | SIVACON, Supporting structure, for standard Empty enclosure, H: 1800 mm, W: 1200 mm, T: 500 mm, | 616.12
8MF1825-3BR5 | SIVACON, Control panel Empty enclosure, without side panels, according to IEC 62208, IP55, H: 18 | 2298.86
8MF1826-2GS40 | SIVACON, Supporting structure, for standard Empty enclosure, H: 1800 mm, W: 1200 mm, T: 600 mm, | 801.34
8MF1826-3BR5 | SIVACON, Control panel Empty enclosure, without side panels, according to IEC 62208, IP55, H: 18 | 2403.95
8MF1826-3BS5 | SIVACON, Control panel Empty enclosure, according to IEC 62208, IP55, H: 1800 mm, W: 1200 mm, T: | 2719.25
8MF1828-3BR5 | SIVACON, Control panel Empty enclosure, without side panels, according to IEC 62208, IP55, H: 18 | 2482.79
8MF1828-3BS5 | SIVACON, Control panel Empty enclosure, according to IEC 62208, IP55, H: 1800 mm, W: 1200 mm, T: | 2916.31
8MF1840-2AA12-0 | SIVACON, mounting plate, Quick assembly with screws, perforated, H: 800 mm, W: 400 mm, zinc-plat | 120.97
3SU1000-1HG10-0AA0 | Mushroom pushbutton, 22 mm, round, plastic, black, 40 mm, with RONIS lock, lock number 455, posi | 40.5
3SU1000-1HG10-0AA0-ZX90 | Mushroom pushbutton, 22 mm, round, plastic, black, 40 mm, with RONIS lock, lock number 455, posi | 43.24
3SU1000-1HG10-0AA0-ZY19 | Mushroom pushbutton, 22 mm, round, plastic, black, 40 mm, with Ronis lock, lock number 455, posi | 44.5
3SU1000-3AB66-0AN0-ZY19 | Twin pushbutton, 22 mm, round, plastic, white: arrow pointing up, white: arrow pointing down, bu | 11.39
3SU1000-3BB42-0AK0-ZY19 | Twin pushbutton, 22 mm, round, plastic, green: I, red: O, buttons, flat and raised, customer-spe | 11.39
3SU1000-3BB61-0AK0-ZY19 | Twin pushbutton, 22 mm, round, plastic, white: I, black: O, buttons, flat and raised, customer-s | 11.39
8WH6000-0AN00 | through-type terminal, 50mmm ipo In-push-out connection grey | 35.38
8WH6004-0HE00 | Actuator terminals 1.5 mm2 for 4-wire including PE | 12.16
8WH6004-0HE04 | Input terminals 1.5 mm2, for 4-wire Orange, including PE | 13.97
8WH8110-0AA05 | Labeling plates 3.5 mm front, unprinted | 0.08
8WH8111-0AA05 | Labeling plates 3.5 mm flat, unprinted | 0.08
8WH8141-0AB35 | Labeling plates 3.5 mm flat, transverse; 31-40 | 0.11
8WH8141-0AB45 | Labeling plates 3.5 mm flat, transverse; 41-50 | 0.11
8WH8141-0XA05 | Labeling plates 3.5 mm flat, transverse; customer-specific inscription | 0.25
3SU1000-4WS10-0AA0-ZY19 | ID key-operated switch, 22 mm, round, plastic, black, RFID, 4 switch positions O-I-II-III, Actua | 52.22
3SU1000-5JL01-0AA0-ZY10 | Key-operated switch CES with key monitoring, 22 mm, round, plastic, lock number SSG10 with 2 key | 189.91
3SU1000-5JL01-0AA0-ZY11 | Key-operated switch CES with key monitoring, 22 mm, round, plastic, lock number SSG10 with 2 key | 189.91
3SU1000-5JL01-0AA0-ZY12 | Key-operated switch CES with key monitoring, 22 mm, round, plastic, lock number SSG10 with 2 key | 189.91
3SU1000-5JL01-0AA0-ZY15 | Key-operated switch CES with key monitoring, 22 mm, round, plastic, lock number SSG10 with 2 key | 189.91
3SU1000-5JL01-0AA0-ZY19 | Key-operated switch CES with key monitoring, 22 mm, round, plastic, lock number SSG10 with 2 key | 188.01
8WH9020-6JC02 | 2-connection combs 3,5 mm red | 0.55
8WH9020-6JD00 | 3-connection combs 3,5 mm grey | 1.1
8WH9020-6JD01 | 3-connection combs 3,5 mm blue | 1.1
8WH9020-6JD02 | 3-connection combs 3,5 mm red | 1.1
9HK1500-0AE00-0AA0 | Precharging module 50 A | 314.05
3SU1000-7AA10-0AA0 | Coordinate switch, 22 mm, round, plastic, black, 2 switch positions, horizontal latching, withou | 36.77
3SU1000-7AE10-0AA0 | Coordinate switch, 22 mm, round, plastic, black, 4 switch positions, latching, without mechanica | 46.79
3SU1000-7AE10-0AA0-ZX90 | Coordinate switch, 22 mm, round, plastic, black, 4 switch positions, latching, without mechanica | 50.95
3SU1000-7AE10-0AA0-ZY10 | Coordinate switch, 22 mm, round, plastic, black, 4 switch positions, latching, without mechanica | 54.13
3SU1000-7AE10-0AA0-ZY11 | Coordinate switch, 22 mm, round, plastic, black, 4 switch positions, latching, without mechanica | 54.13
3SU1000-7BB10-0AA0-ZY10 | Coordinate switch, 22 mm, round, plastic, black, 2 switch positions, vertical latching, with mec | 54.13
3SU1000-7BB10-0AA0-ZY11 | Coordinate switch, 22 mm, round, plastic, black, 2 switch positions, vertical latching, with mec | 54.13
3SU1000-7BB10-0AA0-ZY12 | Coordinate switch, 22 mm, round, plastic, black, 2 switch positions, vertical latching, with mec | 54.13
3SU1000-7BB10-0AA0-ZY15 | Coordinate switch, 22 mm, round, plastic, black, 2 switch positions, vertical latching, with mec | 54.13
3SU1001-0AB64-0AS0 | Illuminated pushbutton, 22 mm, round, plastic, white, pushbutton, flat momentary contact type, w | 7.15
8MF1840-2AL13-0 | SIVACON, Mounting plate, for Cabinet rear wall perforated, H: 1800 mm, W: 400 mm, zinc-plated | 342.85
8MF1840-2UT14-2BA2 | SIVACON, door, on the right, ventilated, IP40, H: 1800 mm, W: 400 mm, RAL 7035, Protection class | 423
8MF1840-2UT15-2BA2 | SIVACON, door, left, ventilated, IP40, H: 1800 mm, W: 400 mm, RAL 7035, Protection class 1 | 416.42
8MF1840-2UT25-2BA2 | SIVACON, door half, left, with ventilation openings, IP40, H: 1800 mm, W: 400 mm, RAL 7035, Prot | 324.48
8MF1840-3BS4 | SIVACON, Control panel Empty enclosure, according to IEC 62208, IP40, H: 1800 mm, W: 400 mm, T: | 1957.32
8MF1840-3VR4 | SIVACON, Control panel Empty enclosure, without side panels, according to IEC 62208, with Ventil | 1681.45
8MF1844-3BS5 | SIVACON, Control panel Empty enclosure, according to IEC 62208, IP55, H: 1800 mm, W: 400 mm, T: | 1773.42
8MF1844-3VS4 | SIVACON, Control panel Empty enclosure, according to IEC 62208, with ventilation openings, IP20, | 1628.91
8MF1845-3BR5 | SIVACON, Control panel Empty enclosure, without side panels, according to IEC 62208, IP55, H: 18 | 1589.51
8MF1845-3BS5 | SIVACON, Control panel Empty enclosure, according to IEC 62208, IP55, H: 1800 mm, W: 400 mm, T: | 1812.81
8MF1845-3VS4 | SIVACON, Control panel Empty enclosure, according to IEC 62208, with ventilation openings, IP20, | 1681.45
8MF1846-3BS4 | SIVACON, Control panel Empty enclosure, according to IEC 62208, IP40, H: 1800 mm, W: 400 mm, T: | 1786.55
8MF1846-3VR4 | SIVACON, Control panel Empty enclosure, without side panels, according to IEC 62208, with Ventil | 1563.24
8MF1848-3BS5 | SIVACON, Control panel Empty enclosure, according to IEC 62208, IP55, H: 1800 mm, W: 400 mm, T: | 2075.53
8MF1848-3VS4 | SIVACON, Control panel Empty enclosure, according to IEC 62208, with ventilation openings, IP20, | 1904.78
8MF1850-2UT25-3BA2 | SIVACON, door half, left, with cutout for filter fan, with ventilation openings H: 1800 mm, W: 5 | 342.85
8MF1850-2UW61-1C | SIVACON, side panel, Closed, IP55, H: 1800 mm, W: 500 mm, T: 500 mm, RAL 7035 | 178.66
8MF1860-2UT15-3BA2 | SIVACON, door, left, with cutout for filter fan, with ventilation openings H: 1800 mm, W: 600 mm | 476.85
8MF1860-2UT25-3BA2 | SIVACON, door half, left, with cutout for filter fan, with ventilation openings H: 1800 mm, W: 6 | 374.38
8MF1860-3VS4 | SIVACON, Control panel Empty enclosure, according to IEC 62208, with ventilation openings, IP20, | 2101.82
8MF1864-3BR4 | SIVACON, Control panel Empty enclosure, without side panels, according to IEC 62208, IP40, H: 18 | 1550.09
8MF1865-2GS40 | SIVACON, Supporting structure, for standard Empty enclosure, H: 1800 mm, W: 600 mm, T: 500 mm, R | 546.48
8MF1865-3BR5 | SIVACON, Control panel Empty enclosure, without side panels, according to IEC 62208, IP55, H: 18 | 1642.05
8MF1866-2GS40 | SIVACON, Supporting structure, for standard Empty enclosure, H: 1800 mm, W: 600 mm, T: 600 mm, R | 730.37
8MF1866-3BR5 | SIVACON, Control panel Empty enclosure, without side panels, according to IEC 62208, IP55, H: 18 | 1707.74
8MF1868-3BR4 | SIVACON, Control panel Empty enclosure, without side panels, according to IEC 62208, IP40, H: 18 | 1668.34
8MF1868-3BS4 | SIVACON, Control panel Empty enclosure, according to IEC 62208, IP40, H: 1800 mm, W: 600 mm, T: | 2088.69
8MF1870-2UT15-3BA2 | SIVACON, door, left, with cutout for filter fan, with ventilation openings H: 1800 mm, W: 450 mm | 424.31
8MF1870-2UT25-3BA2 | SIVACON, door half, left, with cutout for filter fan, with ventilation openings H: 1800 mm, W: 4 | 328.41
8MF1880-2UT15-2BA2 | SIVACON, door, left, ventilated, IP40, H: 1800 mm, W: 800 mm, RAL 7035, Protection class 1 | 507.06
8MF1880-2UT25-2BA2 | SIVACON, door half, left, with ventilation openings, IP40, H: 1800 mm, W: 800 mm, RAL 7035, Prot | 407.26
8MF1880-3VR4 | SIVACON, Control panel Empty enclosure, without side panels, according to IEC 62208, with Ventil | 1825.97
8MF1884-2GS40 | SIVACON, Supporting structure, for standard Empty enclosure, H: 1800 mm, W: 800 mm, T: 400 mm, R | 725.14
8MF1885-2GS30 | SIVACON, Supporting structure, for standard Empty enclosure, H: 1800 mm, W: 800 mm, T: 500 mm, z | 522.83
8MF1885-3BR4 | SIVACON, Control panel Empty enclosure, without side panels, according to IEC 62208, IP40, H: 18 | 1589.51
8MF1885-3VS4 | SIVACON, Control panel Empty enclosure, according to IEC 62208, with ventilation openings, IP20, | 2141.24
8MF1886-3BR4 | SIVACON, Control panel Empty enclosure, without side panels, according to IEC 62208, IP40, H: 18 | 1668.34
8MF1888-3BR4 | SIVACON, Control panel Empty enclosure, without side panels, according to IEC 62208, IP40, H: 18 | 1734.01
8MF1888-3BS4 | SIVACON, Control panel Empty enclosure, according to IEC 62208, IP40, H: 1800 mm, W: 800 mm, T: | 2180.63
8MF1890-2UT15-2BA2 | SIVACON, door, left, ventilated, IP40, H: 1800 mm, W: 900 mm, RAL 7035, Protection class 1 | 529.39
8MF1890-2UT25-2BA2 | SIVACON, door half, left, with ventilation openings, IP40, H: 1800 mm, W: 900 mm, RAL 7035, Prot | 430.87
8MF1890-3BS5 | SIVACON, Control panel Empty enclosure, according to IEC 62208, IP55, H: 1800 mm, W: 900 mm, T: | 2653.58
8MF1890-3VS4 | SIVACON, Control panel Empty enclosure, according to IEC 62208, with ventilation openings, IP20, | 2653.58
8MF1894-3VS4 | SIVACON, Control panel Empty enclosure, according to IEC 62208, with ventilation openings, IP20, | 2193.81
8MF1895-2GS40 | SIVACON, Supporting structure, for standard Empty enclosure, H: 1800 mm, W: 900 mm, T: 500 mm, R | 584.56
8MF1896-2GS40 | SIVACON, Supporting structure, for standard Empty enclosure, H: 1800 mm, W: 900 mm, T: 600 mm, R | 765.85
8MF1896-3BR5 | SIVACON, Control panel Empty enclosure, without side panels, according to IEC 62208, IP55, H: 18 | 2167.51
8MF1898-2GS40 | SIVACON, Supporting structure, for standard Empty enclosure, H: 1800 mm, W: 900 mm, T: 800 mm, R | 796.04
8MF1898-3BR5 | SIVACON, Control panel Empty enclosure, without side panels, according to IEC 62208, IP55, H: 18 | 2206.9
8PQ5000-5BA11 | SIVACON S4 Subdivision 3WL Shape 4 switch 3WL Size 3 3 or 4-pole withdrawable connection Height | 667.12
8PQ5000-5BA13 | SIVACON S4 Subdivision 3WL Kuppelfeld Shape 4 Width 600 mm Depth 600 mm | 711.7
3SE5000-0AE13-1AJ0 | Actuator head for position switch 3SE51/52 Roller lever, Form E, with Stainless steel lever and | 24.93
3SE5000-0AW53 | Stainless steel actuator IP69 (K), with transverse mounting for extreme environmental conditions | 29.48
3SE5112-0LD02-1AJ0 | Position switch with roller plunger, Metal, 40 mm, according to EN 50041 Increased corrosion pro | 72.23
3SE5114-0CH61-1AC5 | Position switch, with Twist lever, adjustable-length with grid hole, Metal enclosure 40 mm accor | 109.93
3SE5114-0LD02-1AE3 | Position switch, with roller plunger,stainless steel roller, Metal enclosure 40 mm according to | 92.39
3SE5162-0CH12-1AN5 | SIRIUS position switch Metal enclosure XL, 56 mm wide, with twist lever 27 mm made from Stainles | 247.22
3SE5232-0LK15-1AN7 | Position switch Plastic enclosure according to EN 50047, 31 mm, Device connection 1 x (M20 x 1.5 | 41.91
8UD1141-3AF21 | Door coupling operating mechanism Standard with tolerance compensation Size 100 x 100, Shaft 10x | 97.48
8UD1721-0AB11 | Handle with masking frame standard without tolerance compensation Accessory for: 3VA1/2 100/160/ | 58.05
8UD1721-0AC25 | Handle with masking frame Emergency stop with tolerance compensation with door opening position | 115.07
8UD1731-0AB15 | Handle with masking frame Emergency stop without tolerance compensation Accessory for: 3VA2 400/ | 94.31
8UD1731-0AC21 | Handle with masking frame standard with tolerance compensation with door opening position Access | 129.77
8UD1731-2AD01 | Handle with masking frame standard Size 75x 75, for shaft 8x 8, 0-I, Handle size 55 mm | 63.89
8UD1741-0AB25 | Handle with masking frame Emergency stop with tolerance compensation Accessory for: 3VA1/2 1000 | 146.22
8UD1771-2CD05 | Handle with masking frame Emergency switching-off with illumination Size 75x 75, for shaft 8x 8, | 94.83
8UD1900-0MB05 | KABA cylinder lock with masking frame, Emergency stop key number 1 Accessory for: Door-coupling | 97.76
8UD1900-0MC05 | KABA cylinder lock with masking frame, Emergency stop with door opening position key number 1 Ac | 132.36
8UD1900-0PB01 | KABA cylinder lock with masking frame, standard Key number 3 Accessory for: Door-coupling rotary | 89.98
8UD1900-0PC01 | KABA cylinder lock with masking frame, standard with door opening position Key number 3 Accessor | 115.93
8UD1900-0SB00 | Mounting bracket individual Accessory for: Door-coupling rotary mechanism and Side rotary operat | 83.4
8UD1900-2GA00 | Coupling tolerance compensation 8x 8 mm Accessory for: Door-coupling rotary operating mechanism | 35.38
3SE5282-0HC05-8RA7 | Position switch Plastic enclosure according to EN 50047, 31 mm Device connection 1 x (M20 x 1.5) | 43.11
3SE5324-0SB21-1AC8 | Safety position switch with tumbler, locking force 1300 N, 5 directions of approaches, solenoid- | 290.17
8US1251-5NS10 | Devices adapter S00, S0, 32A, AWG10, cables 150°, 45x 200 mm | 42.25
8US1313-4AH03 | Device adapter MCCB, 4-pole, 250 A for 3VA12 Contacting to the adapter is supplied | 226.31
3SU1000-0AB20-0AD0-ZY19 | Pushbutton, 22 mm, round, plastic, red, inscription: O, pushbutton, flat, momentary contact type | 7.28
3SU1000-0AB50-0AR0-ZY19 | Pushbutton, 22 mm, round, plastic, blue, inscription: R, pushbutton, flat, momentary contact typ | 7.28
3SU1000-1JB10-0AA0-ZY19 | Mushroom pushbutton, 22 mm, round, plastic, black, 60 mm, positive latching, rotate-to-unlatch, | 36.03
3SU1000-1LB20-0AA0-ZX90 | Emergency stop mushroom pushbutton, 22 mm, round, plastic, red, 40 mm, latching according to EN | 19.5
8WD4423-5AK05-0AF0 | Complete unit signal pillar top: continuous light, blue, center: continuous light, green, integr | 493.14
3SU1000-3AB66-0AL0-ZY19 | Twin pushbutton, 22 mm, round, plastic, white: -, white: +, buttons, flat, customer-specific sel | 11.39
8WH6000-0AQ00 | through-type terminal, 95mm2 ipo In-push-out connection grey | 66.5
8WH6000-0AS00 | through-type terminal, 150mm2 ipo In-push-out connection grey | 86.75
8WH6003-0HE00 | Installation terminals 1.5 mm2 including PE for 3-wire | 11.81
8WH6004-0FE00 | Actuator terminals 1.5 mm2 for 4-wire LED 24 V Green | 16.79
8WH8112-0AA05 | Labeling plates 3.5 mm front, unprinted, Plotter | 0.25
8WH8120-0XA05 | Labeling plates 3.5 mm front, longitudinal customer-specific inscription | 0.11
8WH8140-0XA05 | Labeling plates 3.5 mm front, transverse; customer-specific inscription | 0.11
8WH8141-0AB15 | Labeling plates 3.5 mm flat, transverse; 11-20 | 0.11
3SU1000-5JF01-0AA0 | Key-operated switch CES with key monitoring, 22 mm, round, plastic, lock number SSG10 with 2 key | 171.47
3SU1000-5JF01-0AA0-ZY01 | Key-operated switch CES with key monitoring, 22 mm, round, plastic, Special lock with 2 keys, 2 | 218.4
3SU1000-5JF01-0AA0-ZY19 | Key-operated switch CES with key monitoring, 22 mm, round, plastic, lock number SSG10 with 2 key | 188.01
3SU1000-5JL01-0AA0-ZX90 | Key-operated switch CES with key monitoring, 22 mm, round, plastic, lock number SSG10 with 2 key | 186.75
8WH9001-2VD00 | Cover initiator terminal 1.5 mm2 for 3-wire | 0.8
8WH9010-0MB02 | iso-sleeve for test adapter for IPO terminal block 50,95 and 150 mm2 red | 0.59
8WH9020-3AG00 | combs 3pol for IPO terminal block 150 mm2 | 40.29
8WH9020-6JC01 | 2-connection combs 3,5 mm blue | 0.55
8WH9020-6JE00 | 4-connection combs 3,5 mm grey | 1.73
8WH9020-6JE02 | 4-connection combs 3,5 mm red | 1.73
8WH9020-6JS00 | 20-connection combs 3,5 mm grey | 10.26
8WH9020-6JS02 | 20-connection combs 3,5 mm red | 10.26
3SU1000-7AA10-0AA0-ZY10 | Coordinate switch, 22 mm, round, plastic, black, 2 switch positions, horizontal latching, withou | 43.24
3SU1000-7AA10-0AA0-ZY12 | Coordinate switch, 22 mm, round, plastic, black, 2 switch positions, horizontal latching, withou | 43.24
3SU1000-7AB10-0AA0-ZY10 | Coordinate switch, 22 mm, round, plastic, black, 2 switch positions, vertical latching, without | 43.24
3SU1000-7AB10-0AA0-ZY12 | Coordinate switch, 22 mm, round, plastic, black, 2 switch positions, vertical latching, without | 43.24
3SU1000-7AB10-0AA0-ZY19 | Coordinate switch, 22 mm, round, plastic, black, 2 switch positions, vertical latching, without | 41.34
3SU1000-7AE10-0AA0-ZY12 | Coordinate switch, 22 mm, round, plastic, black, 4 switch positions, latching, without mechanica | 54.13
3SU1000-7AE10-0AA0-ZY19 | Coordinate switch, 22 mm, round, plastic, black, 4 switch positions, latching, without mechanica | 52.22
3SU1000-7BA10-0AA0-ZY19 | Coordinate switch, 22 mm, round, plastic, black, 2 switch positions, horizontal latching, with m | 52.22
3SU1000-7BB10-0AA0-ZX90 | Coordinate switch, 22 mm, round, plastic, black, 2 switch positions, vertical latching, with mec | 50.95
3SU1000-7BB10-0AA0-ZY19 | Coordinate switch, 22 mm, round, plastic, black, 2 switch positions, vertical latching, with mec | 52.22
3SU1000-7BE10-0AA0-ZX90 | Coordinate switch, 22 mm, round, plastic, black, 4 switch positions, latching, with mechanical i | 62.61
3SU1000-7BE10-0AA0-ZY11 | Coordinate switch, 22 mm, round, plastic, black, 4 switch positions, latching, with mechanical i | 65.83
3SU1001-0AB10-0AQ0-ZY19 | Pushbutton, with illuminated pushbutton design, 22 mm, round, plastic, black, inscription: Auto, | 9.63
3SU1001-0AB62-0AS0 | Illuminated pushbutton, 22 mm, round, plastic, white, pushbutton, flat momentary contact type, w | 7.15
A5E02297317 | SITRANS F M Accessory MAG 5000/6000 50 m (164.0 ft) Standard coil or electrode cable, 3x 1.5 mm2 | 284.91
3SU1001-3AB42-0AN0-ZY19 | Illuminated twin pushbutton, 22 mm, round, plastic, green: arrow pointing up, red: arrow pointin | 11.96
3SU1001-3BB42-0AK0-ZY19 | Illuminated twin pushbutton, 22 mm, round, plastic, green: I, red: O, buttons, flat and raised, | 11.96
A5E03436699 | Service adaptor for MAG8000 GSM/GPRS module and 3G/UMTS module | 82.04
A5E33147123 | SITRANS FUS spare part: SITRANS FUS display keypad | 343.42
A5E35375282 | Spare part - Pneumatic block, single-acting, not Ex, for SIPART PS2 6DR5* -Z M40 | 469.96
A5E35377157 | Spare part - Pneumatic block, double-acting, Ex, for SIPART PS2 6DR5* -Z M40 | 939.99
A5E36699702 | SITRANS F M Accessory MAG 5000/6000 IP67 / NEMA 4X/6 Special wall-mounting unit, Terminal box in | 378.36
A5E36716278 | Printer-FstmrkM4DT, USB/BT/cables/adptrs | 3014.68
A5E38006558 | Non Ex Ch2: Current/Freq./Pulse, Ch3: Current/Freq./Pulse Ch4: None. Terminal Select Active/Pass | 1509.09
A5E38011509 | Ex Passive Ch2: Current/Freq./Pulse, Ch3: Current/Freq./Pulse Ch4: None. | 2876.89
A5E38013025 | Ex Ch1: I/O & Comm (passive) 4 ... 20 mA output and HART 7.2 | 1866.26
A5E38145321 | Cable gland set M20 Nylon | 98.12
A5E38145699 | "F" Connector tool kit, 2 per | 88.31
A5E38288507 | SensorFlash (4 GB micro SD card) -40°C ... 85°C | 1161.75
7ME3950-5LB00 | Ultrasonic transit time Sensor Clamp-On, Universal Size A2, pair, dediziert, Ex Zone 0,1,2, Clas | 2312.48
7ME3950-5LC01 | Ultrasonic transit time Sensor Clamp-On, Universal Size B3, pair, dediziert, Ex Zone 0,1,2, Clas | 2312.48
7ME3950-5LC11 | Ultrasonic transit time Sensor Clamp-On, Universal Size B1, paar, dediziert, Ex Zone 0,1,2, Clas | 2312.48
7ME3950-5LE10 | Ultrasonic transit time Sensor Clamp-On, Universal Size D1, pair, dedicated, Ex Zone 0,1,2, Clas | 2312.48
7ME3950-5LF00 | Ultrasonic transit time Sensor Clamp-On, Universal Size E2, pair, dedicated, Ex Zone 0,1,2, Clas | 3059.72
7ME3950-5LJ00 | Ultrasonic transit time Sensor Clamp-On, High Precision, Size A3H, pair, dedicated, Ex Zone 0,1, | 2513.28
7ME3950-5LK00 | Ultrasonic transit time Sensor Clamp-On, High Precision, Size B1H, pair, dedicated, Ex Zone 0,1, | 2513.28
7ME3950-5LL01 | Ultrasonic transit time Sensor Clamp-On, High Precision, Size B2H, pair, dedicated, Ex Zone 0,1, | 2513.28
7ME3950-5LL21 | Ultrasonic transit time Sensor Clamp-On, High Precision, Size B2H, pair, dedicated, Ex Zone 0,1, | 2513.28
7ME3950-5LQ00 | Ultrasonic transit time Sensor Clamp-On, High Precision, Size D2H, pair, dedicated, Ex Zone 0,1, | 3295.07
7ME3950-5LR00 | Ultrasonic transit time Sensor Clamp-On, High Precision, Size D4H, pair, dedicated, Ex Zone 0,1, | 3922.16
7ME3950-5LU00 | Ultrasonic transit time Sensor Clamp-On, High Precision, Size D3H, pair, dedicated, Ex Zone 0,1, | 3295.07
3RU2126-1KB0-ZW96 | OVERLOAD RELAY 9.0...12.5 A FOR MOTOR PROTECTION BGR S0, CLASS 10 FOR MOUNTING ONTO CONTACTORS M | 51.21
3RU2136-1JD0 | Overload relay 7...10 A for motor protection Size S2 CLASS 10 Contactor mounting Main circuit: s | 60.73
3RU2136-1KD0 | Overload relay 9...12.5 A for motor protection Size S2 CLASS 10 Contactor mounting Main circuit: | 60.73
3RU2146-4JD0 | Overload relay 45...63 A for motor protection Size S3, CLASS 10 Contactor mounting Main circuit: | 109.91
3RU2146-4KB0 | Overload relay 57...75 A for motor protection Size S3, CLASS 10 Contactor mounting Main circuit: | 114.78
3RU2146-4LD1 | Overload relay 70...90 A for motor protection Size S3, CLASS 10 Stand-alone installation Main ci | 153.43
3RU2146-4MB1 | Overload relay 80...100 A for motor protection Size S3, CLASS 10 Stand-alone installation Main c | 193.27
7ME6920-1AA10-1AD0 | MAG 6000 CT, IP67 / NEMA 4X/6, Polyamid enclosure, With display, With CT approvals, 115-230V AC | 1607.82
7MF1575-8AA | Junction box for connecting the 7MF1575 transmitter with air vent, protection class IP54 Materia | 179.78
7MF1575-8AH | Protective cap, stainless steel 904L (1.4539) for sea water applications | 68.36
7MH5002-0AB30 | Extension set for SIWAREX JB aluminum; content: 1 EMC cable gland M20; 1 adapter from M16 to M20 | 69.79
7MH5105-5AD00-0CF0 | Siwarex WL 250 Load Cell ST-S SA 10t C3, 25m Cable - Rated Load 10t - Accuracy class C3 - 25m Ca | 1581.96
7MH5113-3DD01 | SIWAREX WL280 Load Cell RN-S SA 130kg C3 Ex - Rated Load 130kg - Accuracy class C3 according to | 1373.07
7MH5113-3PD01 | SIWAREX WL280 Load Cell RN-S SA 500kg C3 Ex - Rated Load 500kg - Accuracy class C3 according to | 1373.07
7MH5113-5DD01 | SIWAREX WL280 Load Cell RN-S SA 13t C3 Ex - Rated Load 13t - Accuracy class C3 according to OIML | 1929.93
7MH5113-5QD01 | SIWAREX WL280 Load Cell RN-S SA 60t C3 Ex - Rated Load 60t - Accuracy class C3 according to OIML | 2484.15
7MH5121-3AD01 | Siwarex WL230 load cell SB-S CA 100kg C3 Ex, Rated load 100kg, Accuracy class C3, 4m cable lengt | 373.55
7MH5121-3PD01 | Siwarex WL230 load cell SB-S CA 500kg C3 Ex, Rated load 500kg, Accuracy class C3, 4m cable lengt | 373.55
7MH5121-5AD01 | Siwarex WL230 load cell SB-S CA 10t C3 Ex, Rated load 10t, Accuracy class C3, 6m cable length, 4 | 549.04
7MH5713-4AA01 | Mounting Unit RN-S SA 0.5t / 1t Such as 7MH5713-4AA00 but mounting holes 75 x 75 mm, diameter 11 | 1110.03
3RV2021-1CA20-0BA0 | Special type Circuit breaker size S0 for motor protection, CLASS 10 A-release 1.8...2.5 A N-rele | 75.52
3RV2021-1JA20-0BA0 | Special type Circuit breaker size S0 for motor protection, CLASS 10 A-release 7...10 A N release | 81.42
3RV2031-4SA15-0BA0 | Circuit breaker size S2 for motor protection, CLASS 10 A-release 9.5...14 A N-release 208 A scre | 153.85
3RV2321-4DC10-ZX95 | CIRCUIT-BREAKER SZ S0, FOR STARTER COMBINATION, RATED CURRENT 25A, N-RELEASE 325A, SCREW CONNECT | 85.46
3RV2341-4MC10 | Circuit breaker size S3 for starter combination Rated current 100 A N-release 1300 A screw termi | 252.63
7NG3092-8KN | Modem for SITRANS TH100/200 with USB interface and software SIPROM T | 325.27
3RV2342-4FC10 | Circuit breaker size S3 for starter combination Rated current 40 A N-release 520 A screw termina | 296.32
3RV2342-4RC10 | Circuit breaker size S3 for starter combination Rated current 84 A N-release 1170 A screw termin | 333.23
3RV2411-1CA10-0BA0 | CIRCUIT-BREAKER SZ S00, FOR TRANSFORMER PROT. A-RELEASE 1.8...2.5A, N-RELEASE 52A SCREW CONNECT | 78.73
3RV2742-5BD10 | Circuit breaker size S3 for system protection with approval circuit breaker UL 489, CSA C22.2 No | 251.48
3RV2742-5DD10 | Circuit breaker size S3 for system protection with approval circuit breaker UL 489, CSA C22.2 No | 270.8
3RV2742-5JD10 | Circuit breaker size S3 for system protection with approval circuit breaker UL 489, CSA C22.2 No | 346.86
3RV2742-5QD10 | Circuit breaker size S3 for system protection with approval circuit breaker UL 489, CSA C22.2 No | 379.21
3RV2907-1AB00 | 3RV29 infeed system Basic set for 2 motor starters with infeed left Size S00 and S0 includes 1x | 34.8
8GK1122-1KA12 | ALPHA 400 wall-mounted cabinet, IP43 Protection class 1 H=500 mm, W=300 mm RAL 9016 | 257.15
8GK4452-3KK12 | Assembly kit perforated mounting plate H=450 mm, W=250 mm Including section cover | 121.55
8GK4500-4KK22 | Front cover with inspection window H=600 mm, W=500 mm | 327.49
8GK4722-2KK20 | ALPHA assembly kit 1x 3KF3 or 1x 3KF4 up to 400 A, H=300 mm, W=500 mm for rotary operating mecha | 146.67
8GK4735-2KK12 | Assembly kit Molded case circuit breaker 3VA 1 x 3VA12 to 250 A with front rotary operating mech | 143.66
8GK4736-2KK12 | Assembly kit Molded case circuit breaker 3VA 1 x 3VA20 and 3VA22 to 250 A with front rotary oper | 155.73
8GK4800-2KK12 | ALPHA, installation kit bus-mounting fuse base, for 60 mm busbar system 8US 3 and 4 pin, H: 300 | 186.85
8GK6431-4KK33 | ALPHA assembly kit 2x 3KF1/2 or 1x 3KF3/4 up to 400 A, H=400 mm, W=600 mm for rotary operating m | 718.23
8GK6432-2KK33 | ALPHA assembly kit 2x 3KF2 up to 160 A, H=200 mm, W=900 mm for devices with central direct opera | 311.4
3RW5213-1TC05 | SIRIUS soft starter 200-600 V 13 A, 24 V AC/DC Screw terminals Thermistor input | 1077.26
3RW5213-1TC15 | SIRIUS soft starter 200-600 V 13 A, 110-250 V AC Screw terminals Thermistor input | 1077.26
3RW5213-3TC14 | SIRIUS soft starter 200-480 V 13 A, 110-250 V AC spring-type terminals Thermistor input | 976.96
3RW5214-1AC04 | SIRIUS soft starter 200-480 V 18 A, 24 V AC/DC Screw terminals Analog output | 1077.26
3RW5214-1TC05 | SIRIUS soft starter 200-600 V 18 A, 24 V AC/DC Screw terminals Thermistor input | 1195.8
3RW5214-1TC15 | SIRIUS soft starter 200-600 V 18 A, 110-250 V AC Screw terminals Thermistor input | 1195.8
3RW5214-3TC14 | SIRIUS soft starter 200-480 V 18 A, 110-250 V AC spring-type terminals Thermistor input | 1077.26
3RW5215-1AC04 | SIRIUS soft starter 200-480 V 25 A, 24 V AC/DC Screw terminals Analog output | 1195.8
3RW5215-1TC15 | SIRIUS soft starter 200-600 V 25 A, 110-250 V AC Screw terminals Thermistor input | 1328.68
3RW5215-3AC05 | SIRIUS soft starter 200-600 V 25 A, 24 V AC/DC spring-type terminals Analog output | 1328.68
3RW5215-3TC14 | SIRIUS soft starter 200-480 V 25 A, 110-250 V AC spring-type terminals Thermistor input | 1195.8
3RW5216-1AC04 | SIRIUS soft starter 200-480 V 32 A, 24 V AC/DC Screw terminals Analog output | 1328.68
3RW5216-1TC15 | SIRIUS soft starter 200-600 V 32 A, 110-250 V AC Screw terminals Thermistor input | 1484.98
3RW5216-3AC05 | SIRIUS soft starter 200-600 V 32 A, 24 V AC/DC spring-type terminals Analog output | 1484.98
3RW5217-1AC04 | SIRIUS soft starter 200-480 V 38 A, 24 V AC/DC Screw terminals Analog output | 1484.98
3RW5217-1AC14 | SIRIUS soft starter 200-480 V 38 A, 110-250 V AC Screw terminals Analog output | 1484.98
3RW5217-1TC15 | SIRIUS soft starter 200-600 V 38 A, 110-250 V AC Screw terminals Thermistor input | 1667.35
3RW5217-3AC05 | SIRIUS soft starter 200-600 V 38 A, 24 V AC/DC spring-type terminals Analog output | 1667.35
3RW5224-1AC04 | SIRIUS soft starter 200-480 V 47 A, 24 V AC/DC Screw terminals Analog output | 1693.41
3RW5224-1AC14 | SIRIUS soft starter 200-480 V 47 A, 110-250 V AC Screw terminals Analog output | 1693.41
3RW5224-3AC05 | SIRIUS soft starter 200-600 V 47 A, 24 V AC/DC spring-type terminals Analog output | 1849.71
3RW5224-3AC15 | SIRIUS soft starter 200-600 V 47 A, 110-250 V AC spring-type terminals Analog output | 1849.71
3RW5225-1AC04 | SIRIUS soft starter 200-480 V 63 A, 24 V AC/DC Screw terminals Analog output | 1875.77
3RW5225-1AC14 | SIRIUS soft starter 200-480 V 63 A, 110-250 V AC Screw terminals Analog output | 1875.77
3RW5225-3AC05 | SIRIUS soft starter 200-600 V 63 A, 24 V AC/DC spring-type terminals Analog output | 2097.22
3RW5225-3AC15 | SIRIUS soft starter 200-600 V 63 A, 110-250 V AC spring-type terminals Analog output | 2097.22
3RW5226-1AC14 | SIRIUS soft starter 200-480 V 77 A, 110-250 V AC Screw terminals Analog output | 2084.19
3RW5226-1TC04 | SIRIUS soft starter 200-480 V 77 A, 24 V AC/DC Screw terminals Thermistor input | 2084.19
3RW5226-3AC05 | SIRIUS soft starter 200-600 V 77 A, 24 V AC/DC spring-type terminals Analog output | 2305.64
3RW5226-3AC15 | SIRIUS soft starter 200-600 V 77 A, 110-250 V AC spring-type terminals Analog output | 2305.64
3RW5227-1AC14 | SIRIUS soft starter 200-480 V 93 A, 110-250 V AC Screw terminals Analog output | 2266.56
3RW5227-1TC04 | SIRIUS soft starter 200-480 V 93 A, 24 V AC/DC Screw terminals Thermistor input | 2266.56
3RW5227-3AC15 | SIRIUS soft starter 200-600 V 93 A, 110-250 V AC spring-type terminals Analog output | 2527.09
3RW5227-3TC05 | SIRIUS soft starter 200-600 V 93 A, 24 V AC/DC spring-type terminals Thermistor input | 2527.09
3RW5234-2AC14 | SIRIUS soft starter 200-480 V 113 A, 110-250 V AC spring-type terminals Analog output | 2566.16
3RW5234-2TC04 | SIRIUS soft starter 200-480 V 113 A, 24 V AC/DC spring-type terminals Thermistor input | 2566.16
3RW5234-6AC15 | SIRIUS soft starter 200-600 V 113 A, 110-250 V AC Screw terminals Analog output | 2852.73
3RW5234-6TC05 | SIRIUS soft starter 200-600 V 113 A, 24 V AC/DC Screw terminals Thermistor input | 2852.73
3RW5235-2TC04 | SIRIUS soft starter 200-480 V 143 A, 24 V AC/DC spring-type terminals Thermistor input | 3061.15
3RW5235-2TC14 | SIRIUS soft starter 200-480 V 143 A, 110-250 V AC spring-type terminals Thermistor input | 3061.15
3RW5235-6AC15 | SIRIUS soft starter 200-600 V 143 A, 110-250 V AC Screw terminals Analog output | 3373.79
3RW5235-6TC05 | SIRIUS soft starter 200-600 V 143 A, 24 V AC/DC Screw terminals Thermistor input | 3373.79
3RW5236-2TC04 | SIRIUS soft starter 200-480 V 171 A, 24 V AC/DC spring-type terminals Thermistor input | 3569.18
3RW5236-2TC14 | SIRIUS soft starter 200-480 V 171 A, 110-250 V AC spring-type terminals Thermistor input | 3569.18
3RW5236-6TC05 | SIRIUS soft starter 200-600 V 171 A, 24 V AC/DC Screw terminals Thermistor input | 3920.88
3RW5236-6TC15 | SIRIUS soft starter 200-600 V 171 A, 110-250 V AC Screw terminals Thermistor input | 3920.88
3RW5243-2TC04 | SIRIUS soft starter 200-480 V 210 A, 24 V AC/DC spring-type terminals Thermistor input | 4129.28
3RW5243-2TC14 | SIRIUS soft starter 200-480 V 210 A, 110-250 V AC spring-type terminals Thermistor input | 4129.28
3RW5243-6AC04 | SIRIUS soft starter 200-480 V 210 A, 24 V AC/DC Screw terminals Analog output | 4129.28
3RW5243-6TC05 | SIRIUS soft starter 200-600 V 210 A, 24 V AC/DC Screw terminals Thermistor input | 4598.24
3RW5243-6TC15 | SIRIUS soft starter 200-600 V 210 A, 110-250 V AC Screw terminals Thermistor input | 4598.24
3RW5244-2TC14 | SIRIUS soft starter 200-480 V 250 A, 110-250 V AC spring-type terminals Thermistor input | 4819.68
3RW5244-6AC04 | SIRIUS soft starter 200-480 V 250 A, 24 V AC/DC Screw terminals Analog output | 4819.68
3RW5244-6TC05 | SIRIUS soft starter 200-600 V 250 A, 24 V AC/DC Screw terminals Thermistor input | 5366.78
3RW5244-6TC15 | SIRIUS soft starter 200-600 V 250 A, 110-250 V AC Screw terminals Thermistor input | 5366.78
3RW5245-2AC05 | SIRIUS soft starter 200-600 V 315 A, 24 V AC/DC spring-type terminals Analog output | 6330.73
3RW5245-2TC14 | SIRIUS soft starter 200-480 V 315 A, 110-250 V AC spring-type terminals Thermistor input | 5744.55
3RW5245-6AC04 | SIRIUS soft starter 200-480 V 315 A, 24 V AC/DC Screw terminals Analog output | 5744.55
8GK9100-0KK16 | Alpha 1250 DIN flange plate with 3 x rubber sleeve 8HC6900 IP55 | 116.53
3RW5245-6AC15 | SIRIUS soft starter 200-600 V 315 A, 110-250 V AC Screw terminals Analog output | 6330.73
3RW5246-2AC14 | SIRIUS soft starter 200-480 V 370 A, 110-250 V AC spring-type terminals Analog output | 6708.49
3RW5246-2TC04 | SIRIUS soft starter 200-480 V 370 A, 24 V AC/DC spring-type terminals Thermistor input | 6708.49
3RW5246-6AC05 | SIRIUS soft starter 200-600 V 370 A, 24 V AC/DC Screw terminals Analog output | 7437.96
3RW5246-6AC15 | SIRIUS soft starter 200-600 V 370 A, 110-250 V AC Screw terminals Analog output | 7437.96
3RW5247-2AC14 | SIRIUS soft starter 200-480 V 470 A, 110-250 V AC spring-type terminals Analog output | 7893.87
3RW5247-2TC04 | SIRIUS soft starter 200-480 V 470 A, 24 V AC/DC spring-type terminals Thermistor input | 7893.87
3RW5247-6AC15 | SIRIUS soft starter 200-600 V 470 A, 110-250 V AC Screw terminals Analog output | 8740.57
3RW5247-6TC05 | SIRIUS soft starter 200-600 V 470 A, 24 V AC/DC Screw terminals Thermistor input | 8740.57
3RW5248-2AC14 | SIRIUS soft starter 200-480 V 570 A, 110-250 V AC spring-type terminals Analog output | 8870.83
3RW5248-2TC04 | SIRIUS soft starter 200-480 V 570 A, 24 V AC/DC spring-type terminals Thermistor input | 8870.83
3RW5248-6AC15 | SIRIUS soft starter 200-600 V 570 A, 110-250 V AC Screw terminals Analog output | 9847.8
3RW5248-6TC05 | SIRIUS soft starter 200-600 V 570 A, 24 V AC/DC Screw terminals Thermistor input | 9847.8
3RW5513-3HA04 | SIRIUS soft starter 200-480 V 13 A, 24 V AC/DC spring-type terminals | 1484.98
3RW5513-3HA14 | SIRIUS soft starter 200-480 V 13 A, 110-250 V AC spring-type terminals | 1484.98
3RW5514-1HA15 | SIRIUS soft starter 200-600 V 18 A, 110-250 V AC Screw terminals | 1823.66
3RW5514-3HA05 | SIRIUS soft starter 200-600 V 18 A, 24 V AC/DC spring-type terminals | 1823.66
3RW5515-3HA04 | SIRIUS soft starter 200-480 V 25 A, 24 V AC/DC spring-type terminals | 1823.66
3RW5515-3HA14 | SIRIUS soft starter 200-480 V 25 A, 110-250 V AC spring-type terminals | 1823.66
3RW5516-3HA05 | SIRIUS soft starter 200-600 V 32 A, 24 V AC/DC spring-type terminals | 2266.56
3RW5516-3HA15 | SIRIUS soft starter 200-600 V 32 A, 110-250 V AC spring-type terminals | 2266.56
3RW5517-3HA04 | SIRIUS soft starter 200-480 V 38 A, 24 V AC/DC spring-type terminals | 2266.56
3RW5517-3HA14 | SIRIUS soft starter 200-480 V 38 A, 110-250 V AC spring-type terminals | 2266.56
3RW5524-1HA06 | SIRIUS soft starter 200-690 V 47 A, 24 V AC/DC Screw terminals | 2865.76
3RW5524-1HA16 | SIRIUS soft starter 200-690 V 47 A, 110-250 V AC Screw terminals | 2865.76
3RW5525-1HA14 | SIRIUS soft starter 200-480 V 63 A, 110-250 V AC Screw terminals | 2878.79
3RW5525-3HA04 | SIRIUS soft starter 200-480 V 63 A, 24 V AC/DC spring-type terminals | 2878.79
3RW5526-1HA06 | SIRIUS soft starter 200-690 V 77 A, 24 V AC/DC Screw terminals | 3556.13
3RW5526-1HA16 | SIRIUS soft starter 200-690 V 77 A, 110-250 V AC Screw terminals | 3556.13
3RW5527-1HA14 | SIRIUS soft starter 200-480 V 93 A, 110-250 V AC Screw terminals | 3517.06
3RW5527-3HA04 | SIRIUS soft starter 200-480 V 93 A, 24 V AC/DC spring-type terminals | 3517.06
3RW5534-2HA16 | SIRIUS soft starter 200-690 V 113 A, 110-250 V AC spring-type terminals | 4376.81
3RW5534-6HA06 | SIRIUS soft starter 200-690 V 113 A, 24 V AC/DC Screw terminals | 4376.81
3RW5535-2HA14 | SIRIUS soft starter 200-480 V 143 A, 110-250 V AC spring-type terminals | 4702.47
3RW5535-6HA04 | SIRIUS soft starter 200-480 V 143 A, 24 V AC/DC Screw terminals | 4702.47
3RW5536-2HA16 | SIRIUS soft starter 200-690 V 171 A, 110-250 V AC spring-type terminals | 6057.17
3RW5536-6HA06 | SIRIUS soft starter 200-690 V 171 A, 24 V AC/DC Screw terminals | 6057.17
3RW5543-6HA04 | SIRIUS soft starter 200-480 V 210 A, 24 V AC/DC Screw terminals | 6343.76
3RW5543-6HA14 | SIRIUS soft starter 200-480 V 210 A, 110-250 V AC Screw terminals | 6343.76
3RW5544-2HA16 | SIRIUS soft starter 200-690 V 250 A, 110-250 V AC spring-type terminals | 8232.54
3RW5544-6HA06 | SIRIUS soft starter 200-690 V 250 A, 24 V AC/DC Screw terminals | 8232.54
3RW5545-6HA04 | SIRIUS soft starter 200-480 V 315 A, 24 V AC/DC Screw terminals | 8792.68
3RW5545-6HA14 | SIRIUS soft starter 200-480 V 315 A, 110-250 V AC Screw terminals | 8830.84
3RW5546-6HA06 | SIRIUS soft starter 200-690 V 370 A, 24 V AC/DC Screw terminals | 11436.99
3RW5546-6HA16 | SIRIUS soft starter 200-690 V 370 A, 110-250 V AC Screw terminals | 11436.99
3RW5547-6HA04 | SIRIUS soft starter 200-480 V 470 A, 24 V AC/DC Screw terminals | 12114.36
3RW5547-6HA14 | SIRIUS soft starter 200-480 V 470 A, 110-250 V AC Screw terminals | 12114.36
3RW5548-2HA04 | SIRIUS soft starter 200-480 V 570 A, 24 V AC/DC spring-type terminals | 13677.49
3RW5548-6HA06 | SIRIUS soft starter 200-690 V 570 A, 24 V AC/DC Screw terminals | 15110.36
3RW5548-6HA16 | SIRIUS soft starter 200-690 V 570 A, 110-250 V AC Screw terminals | 15110.36
3RW5921-0PB04 | PCB 480 V for 3RW52, Size 1, 18 A | 485.88
3RW5921-0PC04 | PCB 480 V for 3RW52, Size 1, 25 A | 554.92
3RW5921-0PE05 | PCB 600 V for 3RW52, Size 1, 38 A | 741.2
3RW5923-0PY05 | PCB 600 V for 3RW52, Size 2 and 3 | 303.52
3RW5924-0PY05 | PCB 600 V for 3RW52, Size 4 | 521.05
3RW5950-0GD20 | Cover control cable duct titanium gray | 20.19
3RW5950-0GL30 | Spring flap for 3RW55/52 with cutout for HMI module High-Feature | 25.25
3RW5951-0PB05 | PCB 600 V for 3RW55, Size 1, 18 A | 538
3RW5951-0PC05 | PCB 600 V for 3RW55, Size 1, 25 A | 622.65
3RW5951-0VY00 | Transport packaging for 3RW55/52, Size 1 | 42.33
3RW5952-0SF05 | Power semiconductor module 600 V, for 3RW52, 47 A | 183.57
3RW5952-0SH04 | Power semiconductor module 480 V, for 3RW55/52, 77 A | 220.15
3RW5952-0SJ06 | Power semiconductor module 690 V, for 3RW55, 93 A | 334.77
3RW5953-0GB00 | Enclosure base for 3RW55/52 Size 2 and 3 | 67.36
3RW5953-0SM05 | Power semiconductor module 600 V, for 3RW52, 171 A | 505.42
3RW5953-0VY00 | Transport packaging for 3RW55/52, Size 2 and 3 | 50.53
3RW5954-0SN04 | Power semiconductor module 480 V, for 3RW55, 210 A | 639.58
3RW5954-0SP04 | Power semiconductor module 480 V, for 3RW55, 250 A | 771.15
3RW5954-0ST06 | Power semiconductor module 690 V, for 3RW55, 570 A | 1953.93
3RW5980-0CP00 | communication module PROFIBUS | 432.46
3RW5980-0HS00 | HMI module Standard | 151.11
3RW5980-2TR00 | Removable control terminals with spring-type terminals 2 blocks with 6 terminals each | 50.53
3RW5984-0TC20 | Terminal cover for 3RW55/52 Size 4 | 33.48
8GK9710-0KK00 | ALPHA, busbar holder, for bars: 12-30 x 5-10 mm, 1-pole, 60 mm | 35.44
8GK9735-2KK10 | ALPHA CU distribution busbars, 630A insert nuts, 3-pole for NH1-3 in-line switch disconnector W= | 348.59
8GK9735-2KK30 | ALPHA CU distribution busbars, 630A insert nuts, 3-pole for NH1-3 in-line switch disconnector W= | 919.17
8GK9910-0KK81 | Wiring clip Pack of 20 units For hole diameter 5 mm | 0.99
8JK3802 | Strap | 11.62
8MF1000-2AB35 | SIVACON, cover, for the Installation of standard devices 7XP 2/6, zinc-plated | 69.64
8MF1000-2CD08 | SIVACON, trim strip, W: 1000 mm, under the door light gray | 100.48
8MF1000-2ES | SIVACON, Base, for corner cabinet, H: 100 mm, RAL 7035 | 178.66
8MF1000-2HH2 | SIVACON, Universal holder for 19" components, f. cable channel, DIN, C rail, 1 HU, zinc-plated | 59.62
8MF1000-2HH4 | SIVACON, Universal holder for 19" components, f. cable channel, DIN, C rail, lamp, 2 HU, zinc-pl | 43.74
8MF1000-2HS12 | SIVACON, slide rail, for swing frame, zinc-plated | 43.74
8MF1000-2UB51-2 | SIVACON, base, with side cable entry, T: 1000 mm, W: 1000 mm, zinc-plated | 243.02
8MF1000-2UE20-0A | SIVACON, Roof, for corner cabinet with ventilation openings, with Ventilation openings IP20, T: | 100.77
8MF1000-2UE30-0A | SIVACON, Roof, for corner cabinet with ventilation openings, with Ventilation openings IP40, T: | 122.98
8MF1004-2HG12 | SIVACON, slide rail, for 19" Fixed mounting, T: 400 mm, zinc-plated | 29.69
8MF1004-2UB52-0 | SIVACON, base, with cutouts for flanges, IPXX, T: 400 mm, W: 1000 mm, zinc-plated | 78.28
8MF1005-2AK03-0 | SIVACON, Mounting plate, for Cabinet side T: 500 mm, H: 2000 mm, zinc-plated | 169.44
8MF1005-2CT | SIVACON, base covers, for cabinet sides H: 100 mm, T: 500 mm, RAL 7035 | 39.01
8MF1005-2UB32-0 | SIVACON, base, with cable entry, IPXX, T: 500 mm, W: 1000 mm, zinc-plated | 158.96
8MF1005-2UB52-0 | SIVACON, base, with cutouts for flanges, IPXX, T: 500 mm, W: 1000 mm, zinc-plated | 98.78
8MF1005-2UD11-0A | SIVACON, Roof, Closed, IP55, W: 1000 mm, T: 500 mm, zinc-plated | 128.49
8MF1005-2VH | SIVACON, roof trough, IPX1, W: 1000 mm, D: 500 mm, RAL 7035 | 162.88
8MF1005-3BR5 | SIVACON, Control panel Empty enclosure, without side panels, according to IEC 62208, IP55, H: 20 | 2443.36
8MF1006-2HG12 | SIVACON, slide rail, for 19" Fixed mounting, T: 600 mm, zinc-plated | 33.76
8MF1006-2UB51-2 | SIVACON, base, with side cable entry, T: 600 mm, W: 1000 mm, zinc-plated | 191.79
8MF1006-2UE20-0A | SIVACON, Roof, for corner cabinet with ventilation openings, with Ventilation openings IP20, T: | 63.56
8MF1006-2UE30-0A | SIVACON, Roof, for corner cabinet with ventilation openings, with Ventilation openings IP40, T: | 73.81
8MF1008-2HG12 | SIVACON, slide rail, for 19" Fixed mounting, T: 800 mm, zinc-plated | 37.99
8MF1008-2UE11-0 | SIVACON, base, for corner cabinet, IP55, T: 800 mm, zinc-plated | 115.34
8MF1008-2UE20-0A | SIVACON, Roof, for corner cabinet with ventilation openings, with Ventilation openings IP20, T: | 86.43
8MF1020-2CR | SIVACON, Base, for cabinets with front and rear door, H: 100 mm, W: 1200 mm, RAL 7035 | 198.37
8MF1020-2HN | SIVACON, bar for improving the EMC, Installation over cabinet width EMC, W: 1200 mm, zinc-plated | 79.77
8MF1024-2UB52-0 | SIVACON, base, with cutouts for flanges, IPXX, T: 400 mm, W: 1200 mm, zinc-plated | 68.18
8MF1025-2GS40 | SIVACON, Supporting structure, for standard Empty enclosure, H: 2000 mm, W: 1200 mm, T: 500 mm, | 782.93
8MF1025-2UB22-0 | SIVACON, base, IP30, T: 500 mm, W: 1200 mm, zinc-plated | 109.27
8MF1025-2UD11-0A | SIVACON, Roof, Closed, IP55, W: 1200 mm, T: 500 mm, zinc-plated | 145.83
8MF1025-2UD20-0A | SIVACON, Roof, with Ventilation openings with Ventilation openings IP20, W: 1200 mm, T: 500 mm, | 88.93
8MF1025-3VR4 | SIVACON, Control panel Empty enclosure, without side panels, according to IEC 62208, with Ventil | 2456.52
8MF1026-2AS30 | SIVACON, mounting rail, compact for door width 400 mm L: 266 mm, zinc-plated | 22.85
8MF1030-2UT14-2BA2 | SIVACON, door, on the right, ventilated, IP40, H: 2000 mm, W: 300 mm, RAL 7035, Protection class | 396.72
8MF1030-2UT25-2BA2 | SIVACON, door half, left, with ventilation openings, IP40, H: 2000 mm, W: 300 mm, RAL 7035, Prot | 306.1
8MF1040-2AF20 | SIVACON, compartment bottom, T: 1000 mm, W: 400 mm, zinc-plated | 187.84
8MF1040-2AL13-0 | SIVACON, Mounting plate, for Cabinet rear wall perforated, H: 2000 mm, W: 400 mm, zinc-plated | 304.78
8MF1040-2CS | SIVACON, Base, for cabinets with front door H: 100 mm, W: 400 mm, RAL 7035 | 148.45
8MF1040-2GS30 | SIVACON, Supporting structure, for standard Empty enclosure, H: 2000 mm, W: 400 mm, T: 1000 mm, | 558.29
8MF1040-2UB52-0 | SIVACON, base, with cutouts for flanges, IPXX, T: 1000 mm, W: 400 mm, zinc-plated | 89.2
8MF1040-2UD11-0A | SIVACON, Roof, Closed, IP55, W: 400 mm, T: 1000 mm, zinc-plated | 139.23
8MF1040-2UT14-3BA2 | SIVACON, door, right, with cutout for filter fan, with ventilation openings H: 2000 mm, W: 400 m | 423
8MF1040-2UT15-3BA2 | SIVACON, door, left, with cutout for filter fan, with ventilation openings H: 2000 mm, W: 400 mm | 423
8MF1040-3BS4 | SIVACON, Control panel Empty enclosure, according to IEC 62208, IP40, H: 2000 mm, W: 400 mm, T: | 2009.86
8MF1040-3VR4 | SIVACON, Control panel Empty enclosure, without side panels, according to IEC 62208, with Ventil | 1747.14
8MF1044-2UB32-0 | SIVACON, base, with cable entry, IPXX, T: 400 mm, W: 400 mm, zinc-plated | 66.46
8MF1044-2UB52-0 | SIVACON, base, with cutouts for flanges, IPXX, T: 400 mm, W: 400 mm, zinc-plated | 35.72
8MF1044-2UD30-0 | SIVACON, Roof, with Ventilation openings with Ventilation openings IP40, W: 400 mm, T: 400 mm, z | 32.19
8MF1044-3BR4 | SIVACON, Control panel Empty enclosure, without side panels, according to IEC 62208, IP40, H: 20 | 1510.7
8MF1045-2GS30 | SIVACON, Supporting structure, for standard Empty enclosure, H: 2000 mm, W: 400 mm, T: 500 mm, z | 432.17
8MF1045-2UB12-0 | SIVACON, base, IP55, T: 500 mm, W: 400 mm, zinc-plated | 55.69
8MF1045-2UD12-0A | SIVACON, Roof, EMC, EMC, IP40, W: 400 mm, T: 500 mm, zinc-plated | 158.96
8MF1045-2UD30-0A | SIVACON, Roof, with Ventilation openings with Ventilation openings IP40, W: 400 mm, T: 500 mm, z | 41.91
8MF1045-3BS5 | SIVACON, Control panel Empty enclosure, according to IEC 62208, IP55, H: 2000 mm, W: 400 mm, T: | 1878.51
8MF1045-3VS4 | SIVACON, Control panel Empty enclosure, according to IEC 62208, with ventilation openings, IP20, | 1773.42
8MF1046-2UB32-0 | SIVACON, base, with cable entry, IPXX, T: 600 mm, W: 400 mm, zinc-plated | 86.84
8MF1046-2UB52-0 | SIVACON, base, with cutouts for flanges, IPXX, T: 600 mm, W: 400 mm, zinc-plated | 59.62
8MF1046-3BR4 | SIVACON, Control panel Empty enclosure, without side panels, according to IEC 62208, IP40, H: 20 | 1694.59
8MF1046-3BS4 | SIVACON, Control panel Empty enclosure, according to IEC 62208, IP40, H: 2000 mm, W: 400 mm, T: | 1852.24
8MF1048-2GS30 | SIVACON, Supporting structure, for standard Empty enclosure, H: 2000 mm, W: 400 mm, T: 800 mm, z | 525.46
8MF1048-2UB12-0 | SIVACON, base, Closed, IP55, T: 800 mm, W: 400 mm, zinc-plated | 83.03
8MF1048-2UD12-0A | SIVACON, Roof, EMC, EMC, IP40, W: 400 mm, T: 800 mm, zinc-plated | 174.74
8MF1048-2UD30-0A | SIVACON, Roof, with Ventilation openings with Ventilation openings IP40, W: 400 mm, T: 800 mm, z | 75.8
8MF1048-3VS4 | SIVACON, Control panel Empty enclosure, according to IEC 62208, with ventilation openings, IP20, | 1825.97
8MF1050-2UT14-2BA2 | SIVACON, door, on the right, ventilated, IP40, H: 2000 mm, W: 500 mm, RAL 7035, Protection class | 442.7
8MF1050-2UT25-3BA2 | SIVACON, door half, left, with cutout for filter fan, with ventilation openings H: 2000 mm, W: 5 | 344.18
8MF1050-2UW61-1C | SIVACON, side panel, Closed, IP55, H: 2000 mm, W: 500 mm, T: 500 mm, RAL 7035 | 187.84
8MF1060-2UB52-0 | SIVACON, base, with cutouts for flanges, IPXX, T: 1000 mm, W: 600 mm, zinc-plated | 103.77
8MF1060-2UT14-3BA2 | SIVACON, door, right, with cutout for filter fan, with ventilation openings H: 2000 mm, W: 600 m | 476.85
8MF1060-2VP | SIVACON, Storage in the door for door width 600, zinc-plated | 158.96
8MF1064-2GS40 | SIVACON, Supporting structure, for standard Empty enclosure, H: 2000 mm, W: 600 mm, T: 400 mm, R | 706.74
8MF1065-2UB22-0 | SIVACON, base, IP30, T: 500 mm, W: 600 mm, zinc-plated | 55.04
8MF1065-2UB42-0 | SIVACON, base, EMC, IP40, T: 500 mm, W: 600 mm, zinc-plated | 61.75
8MF1065-2VH | SIVACON, roof trough, IPX1, W: 600 mm, D: 500 mm, RAL 7035 | 124
8MF1065-3BR5 | SIVACON, Control panel Empty enclosure, without side panels, according to IEC 62208, IP55, H: 20 | 1707.74
8MF1066-2GS40 | SIVACON, Supporting structure, for standard Empty enclosure, H: 2000 mm, W: 600 mm, T: 600 mm, R | 730.37
8MF1066-2UB52-0 | SIVACON, base, with cutouts for flanges, IPXX, T: 600 mm, W: 600 mm, zinc-plated | 65.41
8MF1068-2UB52-0 | SIVACON, base, with cutouts for flanges, IPXX, T: 800 mm, W: 600 mm, zinc-plated | 87.89
8MF1070-2UT14-3BA2 | SIVACON, door, right, with cutout for filter fan, with ventilation openings H: 2000 mm, W: 450 m | 426.92
8MF1070-2UT15-3BA2 | SIVACON, door, left, with cutout for filter fan, with ventilation openings H: 2000 mm, W: 450 mm | 426.92
8MF1080-2CR | SIVACON, Base, for cabinets with front and rear door, H: 100 mm, W: 800 mm, RAL 7035 | 176.05
8MF1080-2GS40 | SIVACON, Supporting structure, for standard Empty enclosure, H: 2000 mm, W: 800 mm, T: 1000 mm, | 811.83
8MF1080-2UT15-2BA2 | SIVACON, door, left, ventilated, IP40, H: 2000 mm, W: 800 mm, RAL 7035, Protection class 1 | 509.69
8MF1080-2UT25-2BA2 | SIVACON, door half, left, with ventilation openings, IP40, H: 2000 mm, W: 800 mm, RAL 7035, Prot | 411.18
8MF1084-2GS40 | SIVACON, Supporting structure, for standard Empty enclosure, H: 2000 mm, W: 800 mm, T: 400 mm, R | 725.14
8MF1085-2GS30 | SIVACON, Supporting structure, for standard Empty enclosure, H: 2000 mm, W: 800 mm, T: 500 mm, z | 522.83
8MF1085-2UB12-0 | SIVACON, base, IP55, T: 500 mm, W: 800 mm, zinc-plated | 75.94
8MF1085-2UD10-0A | SIVACON, Roof, Closed, IP40, W: 800 mm, T: 500 mm, zinc-plated | 58.99
8MF1085-2UD12-0A | SIVACON, Roof, EMC, EMC, IP40, W: 800 mm, T: 500 mm, zinc-plated | 187.84
8MF1085-3BS5 | SIVACON, Control panel Empty enclosure, according to IEC 62208, IP55, H: 2000 mm, W: 800 mm, T: | 2180.63
8MF1085-3VS4 | SIVACON, Control panel Empty enclosure, according to IEC 62208, with ventilation openings, IP20, | 2062.42
8MF1088-2GS40 | SIVACON, Supporting structure, for standard Empty enclosure, H: 2000 mm, W: 800 mm, T: 800 mm, R | 776.35
8MF1088-2UB52-0 | SIVACON, base, with cutouts for flanges, IPXX, T: 800 mm, W: 800 mm, zinc-plated | 103.11
8MF1090-2UB51-2 | SIVACON, base, with side cable entry, T: 1000 mm, W: 900 mm, zinc-plated | 219.37
8MF1090-2UT14-2BA2 | SIVACON, door, on the right, ventilated, IP40, H: 2000 mm, W: 900 mm, RAL 7035, Protection class | 538.61
8MF1094-2UB52-0 | SIVACON, base, with cutouts for flanges, IPXX, T: 400 mm, W: 900 mm, zinc-plated | 68.83
8MF1095-2GS40 | SIVACON, Supporting structure, for standard Empty enclosure, H: 2000 mm, W: 900 mm, T: 500 mm, R | 756.66
8MF1095-2UD11-0A | SIVACON, Roof, Closed, IP55, W: 900 mm, T: 500 mm, zinc-plated | 124
8MF1095-2UD20-0A | SIVACON, Roof, with Ventilation openings with Ventilation openings IP20, W: 900 mm, T: 500 mm, z | 74.63
8MF1095-3BS4 | SIVACON, Control panel Empty enclosure, according to IEC 62208, IP40, H: 2000 mm, W: 900 mm, T: | 2338.26
8MF1095-3VR4 | SIVACON, Control panel Empty enclosure, without side panels, according to IEC 62208, with Ventil | 2075.53
8MF1098-2UB51-2 | SIVACON, base, with side cable entry, T: 800 mm, W: 900 mm, zinc-plated | 210.19
8MF1111-0AA00-0AA0 | SIVACON 2000 mm x 900 mm x 800 mm | 1277.04
8MF1111-0AA00-0AD2 | SIVACON 2200 mm x 900 mm x 800 mm | 2783.67
8MF1140-2AM12-0 | SIVACON, mounting plate, mounting with bracket, perforated, H: 100 mm, W: 400 mm, zinc-plated | 44.78
8MF1200-2CR | SIVACON, Base, for cabinets with front and rear door, H: 200 mm, W: 1000 mm, RAL 7035 | 333.68
8MF1200-2GS40 | SIVACON, Supporting structure, for standard Empty enclosure, H: 2200 mm, W: 1000 mm, T: 1000 mm, | 877.51
8MF1205-2AT30 | SIVACON, partition, for vertical distribution of door, H: 2200 mm, RAL 7035, Protection class 1 | 75.67
8MF1205-2GS30 | SIVACON, Supporting structure, for standard Empty enclosure, H: 2200 mm, W: 1000 mm, T: 500 mm, | 584.56
8MF1205-3VS4 | SIVACON, Control panel Empty enclosure, according to IEC 62208, with ventilation openings, IP20, | 2719.25
8MF1208-2GS40 | SIVACON, Supporting structure, for standard Empty enclosure, H: 2200 mm, W: 1000 mm, T: 800 mm, | 838.1
8MF1224-2GS40 | SIVACON, Supporting structure, for standard Empty enclosure, H: 2200 mm, W: 1200 mm, T: 400 mm, | 796.04
8MF1225-2GS40 | SIVACON, Supporting structure, for standard Empty enclosure, H: 2200 mm, W: 1200 mm, T: 500 mm, | 807.87
8MF1226-2GS40 | SIVACON, Supporting structure, for standard Empty enclosure, H: 2200 mm, W: 1200 mm, T: 600 mm, | 815.77
8MF1230-2UT14-2BA2 | SIVACON, door, on the right, ventilated, IP40, H: 2200 mm, W: 300 mm, RAL 7035, Protection class | 411.18
8MF1240-2CR | SIVACON, Base, for cabinets with front and rear door, H: 200 mm, W: 400 mm, RAL 7035 | 319.19
8MF1240-2GS30 | SIVACON, Supporting structure, for standard Empty enclosure, H: 2200 mm, W: 400 mm, T: 1000 mm, | 576.7
8MF1240-2UT15-3BA2 | SIVACON, door, left, with cutout for filter fan, with ventilation openings H: 2200 mm, W: 400 mm | 426.92
8MF1240-2UT25-3BA2 | SIVACON, door half, left, with cutout for filter fan, with ventilation openings H: 2200 mm, W: 4 | 329.73
8MF1240-3VS4 | SIVACON, Control panel Empty enclosure, according to IEC 62208, with ventilation openings, IP20, | 2141.24
8MF1244-2GS40 | SIVACON, Supporting structure, for standard Empty enclosure, H: 2200 mm, W: 400 mm, T: 400 mm, R | 704.12
8MF1245-2GE30 | SIVACON, Supporting structure, for Corner housing H: 2200 mm, W: 400 mm, T: 400 mm, zinc-plated | 576.7
8MF1245-2GS40 | SIVACON, Supporting structure, for standard Empty enclosure, H: 2200 mm, W: 400 mm, T: 500 mm, R | 701.49
8MF1245-3VR4 | SIVACON, Control panel Empty enclosure, without side panels, according to IEC 62208, with Ventil | 1536.97
8MF1246-2GS30 | SIVACON, Supporting structure, for standard Empty enclosure, H: 2200 mm, W: 400 mm, T: 600 mm, z | 514.95
8MF1246-3VS4 | SIVACON, Control panel Empty enclosure, according to IEC 62208, with ventilation openings, IP20, | 1773.42
8MF1248-2GS40 | SIVACON, Supporting structure, for standard Empty enclosure, H: 2200 mm, W: 400 mm, T: 800 mm, R | 756.66
8MF1250-2AB00 | SIVACON, mounting plate, for swing frame, zinc-plated | 139.23
8MF1250-2UT14-3BA2 | SIVACON, door, right, with cutout for filter fan, with ventilation openings H: 2200 mm, W: 500 m | 461.1
8MF1250-2UW60-1C | SIVACON, side panel, Closed, IP40, H: 2200 mm, W: 500 mm, T: 500 mm, RAL 7035 | 197.06
8MF1260-2CR | SIVACON, Base, for cabinets with front and rear door, H: 200 mm, W: 600 mm, RAL 7035 | 302.14
8MF1260-2UT25-3BA2 | SIVACON, door half, left, with cutout for filter fan, with ventilation openings H: 2200 mm, W: 6 | 383.58
8MF1264-2GS40 | SIVACON, Supporting structure, for standard Empty enclosure, H: 2200 mm, W: 600 mm, T: 400 mm, R | 727.76
8MF1265-3VR4 | SIVACON, Control panel Empty enclosure, without side panels, according to IEC 62208, with Ventil | 1668.34
8MF1266-2GS40 | SIVACON, Supporting structure, for standard Empty enclosure, H: 2200 mm, W: 600 mm, T: 600 mm, R | 752.72
8MF1270-2UT15-2BA2 | SIVACON, door, left, ventilated, IP40, H: 2200 mm, W: 450 mm, RAL 7035, Protection class 1 | 458.47
8MF1270-2UT25-2BA2 | SIVACON, door half, left, with ventilation openings, IP40, H: 2200 mm, W: 450 mm, RAL 7035, Prot | 388.85
8MF1280-2CR | SIVACON, Base, for cabinets with front and rear door, H: 200 mm, W: 800 mm, RAL 7035 | 319.19
8MF1280-2UT15-2BA2 | SIVACON, door, left, ventilated, IP40, H: 2200 mm, W: 800 mm, RAL 7035, Protection class 1 | 537.3
8MF1280-2UT25-2BA2 | SIVACON, door half, left, with ventilation openings, IP40, H: 2200 mm, W: 800 mm, RAL 7035, Prot | 438.78
8MF1285-3BR5 | SIVACON, Control panel Empty enclosure, without side panels, according to IEC 62208, IP55, H: 22 | 2009.86
8MF1285-3BS5 | SIVACON, Control panel Empty enclosure, according to IEC 62208, IP55, H: 2200 mm, W: 800 mm, T: | 2338.26
8MF1290-2CR | SIVACON, Base, for cabinets with front and rear door, H: 200 mm, W: 900 mm, RAL 7035 | 328.41
8MF1290-2UT14-2BA2 | SIVACON, door, on the right, ventilated, IP40, H: 2200 mm, W: 900 mm, RAL 7035, Protection class | 545.16
8MF1290-2UT15-2BA2 | SIVACON, door, left, ventilated, IP40, H: 2200 mm, W: 900 mm, RAL 7035, Protection class 1 | 545.16
8MF1295-2GS30 | SIVACON, Supporting structure, for standard Empty enclosure, H: 2200 mm, W: 900 mm, T: 500 mm, z | 559.6
8MF1295-3BR4 | SIVACON, Control panel Empty enclosure, without side panels, according to IEC 62208, IP40, H: 22 | 2193.81
8MF1298-2GS40 | SIVACON, Supporting structure, for standard Empty enclosure, H: 2200 mm, W: 900 mm, T: 800 mm, R | 815.77
8MF1340-2AM12-0 | SIVACON, mounting plate, mounting with bracket, perforated, H: 300 mm, W: 400 mm, zinc-plated | 63.17
8MF1800-2AR02-3 | SIVACON, swing frame, for the installation of 19" devices, load capacity up to 200 kg, H: 1800 m | 535.99
8MF1800-2GS40 | SIVACON, Supporting structure, for standard Empty enclosure, H: 1800 mm, W: 1000 mm, T: 1000 mm, | 856.49
8MF1800-2UW63-1C | SIVACON, side panel, flat, IP40, H: 1800 mm, W: 1000 mm, RAL 7035 | 267.96
8MF1800-3VR4 | SIVACON, Control panel Empty enclosure, without side panels, according to IEC 62208, with Ventil | 2430.25
8MF1801-2GE30 | SIVACON, Supporting structure, for Corner housing H: 1800 mm, W: 1000 mm, T: 1000 mm, zinc-plate | 705.43
8MF1804-3VS4 | SIVACON, Control panel Empty enclosure, according to IEC 62208, with ventilation openings, IP20, | 2298.86
8MF1805-2AK13-0 | SIVACON, Mounting plate, for Cabinet side perforated, T: 500 mm, H: 1800 mm, zinc-plated | 186.54
8MF1805-3VR4 | SIVACON, Control panel Empty enclosure, without side panels, according to IEC 62208, with Ventil | 2088.69
8MF1806-2GS40 | SIVACON, Supporting structure, for standard Empty enclosure, H: 1800 mm, W: 1000 mm, T: 600 mm, | 794.73
8MF1806-3VR4 | SIVACON, Control panel Empty enclosure, without side panels, according to IEC 62208, with Ventil | 2193.81
8MF1808-2GS40 | SIVACON, Supporting structure, for standard Empty enclosure, H: 1800 mm, W: 1000 mm, T: 800 mm, | 819.72
8MF1810-2AB00 | SIVACON, mounting plate, for swing frame, zinc-plated | 109.27
8MF1820-2GS40 | SIVACON, Supporting structure, for standard Empty enclosure, H: 1800 mm, W: 1200 mm, T: 1000 mm, | 864.39
8MF1824-2GS40 | SIVACON, Supporting structure, for standard Empty enclosure, H: 1800 mm, W: 1200 mm, T: 400 mm, | 775.04
8MF1824-3BR5 | SIVACON, Control panel Empty enclosure, without side panels, according to IEC 62208, IP55, H: 18 | 2298.86
8MF1825-2GS30 | SIVACON, Supporting structure, for standard Empty enclosure, H: 1800 mm, W: 1200 mm, T: 500 mm, | 570.14
8MF1825-3BR4 | SIVACON, Control panel Empty enclosure, without side panels, according to IEC 62208, IP40, H: 18 | 2075.53
8MF1826-3BR4 | SIVACON, Control panel Empty enclosure, without side panels, according to IEC 62208, IP40, H: 18 | 2141.24
8MF1826-3BS4 | SIVACON, Control panel Empty enclosure, according to IEC 62208, IP40, H: 1800 mm, W: 1200 mm, T: | 2535.33
8MF1828-3BS4 | SIVACON, Control panel Empty enclosure, according to IEC 62208, IP40, H: 1800 mm, W: 1200 mm, T: | 2653.58
8MF1828-3VR4 | SIVACON, Control panel Empty enclosure, without side panels, according to IEC 62208, with Ventil | 2495.9
8MF1840-2AA02-0 | SIVACON, mounting plate, Quick assembly with screws, H: 800 mm, W: 400 mm, zinc-plated | 94.45
8MF1840-2AL03-0 | SIVACON, Mounting plate, for Cabinet rear wall H: 1800 mm, W: 400 mm, zinc-plated | 324.48
8MF1840-2UT14-3BA2 | SIVACON, door, right, with cutout for filter fan, with ventilation openings H: 1800 mm, W: 400 m | 423
8MF1840-2UT15-3BA2 | SIVACON, door, left, with cutout for filter fan, with ventilation openings H: 1800 mm, W: 400 mm | 416.42
8MF1840-3BS5 | SIVACON, Control panel Empty enclosure, according to IEC 62208, IP55, H: 1800 mm, W: 400 mm, T: | 2193.81
8MF1840-3VS4 | SIVACON, Control panel Empty enclosure, according to IEC 62208, with ventilation openings, IP20, | 1917.91
8MF1844-3BS4 | SIVACON, Control panel Empty enclosure, according to IEC 62208, IP40, H: 1800 mm, W: 400 mm, T: | 1655.19
8MF1844-3VR4 | SIVACON, Control panel Empty enclosure, without side panels, according to IEC 62208, with Ventil | 1418.72
8MF1845-3BS4 | SIVACON, Control panel Empty enclosure, according to IEC 62208, IP40, H: 1800 mm, W: 400 mm, T: | 1734.01
8MF1845-3VR4 | SIVACON, Control panel Empty enclosure, without side panels, according to IEC 62208, with Ventil | 1497.55
8MF1846-3BS5 | SIVACON, Control panel Empty enclosure, according to IEC 62208, IP55, H: 1800 mm, W: 400 mm, T: | 1904.78
8MF1846-3VS4 | SIVACON, Control panel Empty enclosure, according to IEC 62208, with ventilation openings, IP20, | 1760.28
8MF1848-3BS4 | SIVACON, Control panel Empty enclosure, according to IEC 62208, IP40, H: 1800 mm, W: 400 mm, T: | 1865.36
8MF1848-3VR4 | SIVACON, Control panel Empty enclosure, without side panels, according to IEC 62208, with Ventil | 1628.91
8MF1850-2UT25-2BA2 | SIVACON, door half, left, with ventilation openings, IP40, H: 1800 mm, W: 500 mm, RAL 7035, Prot | 342.85
8MF1850-2UW60-1C | SIVACON, side panel, Closed, IP40, H: 1800 mm, W: 500 mm, T: 500 mm, RAL 7035 | 178.66
8MF1860-2UT25-2BA2 | SIVACON, door half, left, with ventilation openings, IP40, H: 1800 mm, W: 600 mm, RAL 7035, Prot | 374.38
8MF1860-2UW63-1C | SIVACON, side panel, flat, IP40, H: 1800 mm, W: 600 mm, RAL 7035 | 241.71
8MF1860-3VR4 | SIVACON, Control panel Empty enclosure, without side panels, according to IEC 62208, with Ventil | 1707.74
8MF1864-2GS40 | SIVACON, Supporting structure, for standard Empty enclosure, H: 1800 mm, W: 600 mm, T: 400 mm, R | 706.74
8MF1865-2GS30 | SIVACON, Supporting structure, for standard Empty enclosure, H: 1800 mm, W: 600 mm, T: 500 mm, z | 504.45
8MF1865-3BR4 | SIVACON, Control panel Empty enclosure, without side panels, according to IEC 62208, IP40, H: 18 | 1536.97
8MF1866-3BR4 | SIVACON, Control panel Empty enclosure, without side panels, according to IEC 62208, IP40, H: 18 | 1589.51
8MF1866-3BS4 | SIVACON, Control panel Empty enclosure, according to IEC 62208, IP40, H: 1800 mm, W: 600 mm, T: | 1957.32
8MF1868-2GS40 | SIVACON, Supporting structure, for standard Empty enclosure, H: 1800 mm, W: 600 mm, T: 800 mm, R | 757.97
8MF1868-3BR5 | SIVACON, Control panel Empty enclosure, without side panels, according to IEC 62208, IP55, H: 18 | 1773.42
8MF1868-3BS5 | SIVACON, Control panel Empty enclosure, according to IEC 62208, IP55, H: 1800 mm, W: 600 mm, T: | 2272.59
8MF1870-2UT15-2BA2 | SIVACON, door, left, ventilated, IP40, H: 1800 mm, W: 450 mm, RAL 7035, Protection class 1 | 424.31
8MF1870-2UT25-2BA2 | SIVACON, door half, left, with ventilation openings, IP40, H: 1800 mm, W: 450 mm, RAL 7035, Prot | 328.41
8MF1880-2UT15-3BA2 | SIVACON, door, left, with cutout for filter fan, with ventilation openings H: 1800 mm, W: 800 mm | 507.06
8MF1880-2UT25-3BA2 | SIVACON, door half, left, with cutout for filter fan, with ventilation openings H: 1800 mm, W: 8 | 407.26
8MF1880-3BS5 | SIVACON, Control panel Empty enclosure, according to IEC 62208, IP55, H: 1800 mm, W: 800 mm, T: | 2456.52
8MF1880-3VS4 | SIVACON, Control panel Empty enclosure, according to IEC 62208, with ventilation openings, IP20, | 2338.26
8MF1884-3BR4 | SIVACON, Control panel Empty enclosure, without side panels, according to IEC 62208, IP40, H: 18 | 1655.19
8MF1884-3VS4 | SIVACON, Control panel Empty enclosure, according to IEC 62208, with ventilation openings, IP20, | 2075.53
8MF1885-2GS40 | SIVACON, Supporting structure, for standard Empty enclosure, H: 1800 mm, W: 800 mm, T: 500 mm, R | 564.85
8MF1886-2GS40 | SIVACON, Supporting structure, for standard Empty enclosure, H: 1800 mm, W: 800 mm, T: 600 mm, R | 750.1
8MF1886-3BR5 | SIVACON, Control panel Empty enclosure, without side panels, according to IEC 62208, IP55, H: 18 | 1760.28
8MF1888-2GS40 | SIVACON, Supporting structure, for standard Empty enclosure, H: 1800 mm, W: 800 mm, T: 800 mm, R | 775.04
8MF1888-3BR5 | SIVACON, Control panel Empty enclosure, without side panels, according to IEC 62208, IP55, H: 18 | 1983.62
8MF1888-3BS5 | SIVACON, Control panel Empty enclosure, according to IEC 62208, IP55, H: 1800 mm, W: 800 mm, T: | 2417.09
8MF1890-2UT14-3BA2 | SIVACON, door, right, with cutout for filter fan, with ventilation openings H: 1800 mm, W: 900 m | 529.39
8MF1890-2UT15-3BA2 | SIVACON, door, left, with cutout for filter fan, with ventilation openings H: 1800 mm, W: 900 mm | 529.39
8MF1890-3VR4 | SIVACON, Control panel Empty enclosure, without side panels, according to IEC 62208, with Ventil | 2141.24
8MF1894-2GS40 | SIVACON, Supporting structure, for standard Empty enclosure, H: 1800 mm, W: 900 mm, T: 400 mm, R | 743.5
8MF1895-2GS30 | SIVACON, Supporting structure, for standard Empty enclosure, H: 1800 mm, W: 900 mm, T: 500 mm, z | 538.61
8MF1895-3BR4 | SIVACON, Control panel Empty enclosure, without side panels, according to IEC 62208, IP40, H: 18 | 1917.91
8MF1895-3VS4 | SIVACON, Control panel Empty enclosure, according to IEC 62208, with ventilation openings, IP20, | 2298.86
3SU1000-7AB10-0AA0 | Coordinate switch, 22 mm, round, plastic, black, 2 switch positions, vertical latching, without | 36.77
3SU1000-7AB10-0AA0-ZX90 | Coordinate switch, 22 mm, round, plastic, black, 2 switch positions, vertical latching, without | 40.06
3SU1000-7BA10-0AA0-ZX90 | Coordinate switch, 22 mm, round, plastic, black, 2 switch positions, horizontal latching, with m | 50.95
3SU1000-7BA10-0AA0-ZY10 | Coordinate switch, 22 mm, round, plastic, black, 2 switch positions, horizontal latching, with m | 54.13
3SU1000-7BA10-0AA0-ZY11 | Coordinate switch, 22 mm, round, plastic, black, 2 switch positions, horizontal latching, with m | 54.13
3SU1000-7BA10-0AA0-ZY12 | Coordinate switch, 22 mm, round, plastic, black, 2 switch positions, horizontal latching, with m | 54.13
3SU1000-7BE10-0AA0-ZY12 | Coordinate switch, 22 mm, round, plastic, black, 4 switch positions, latching, with mechanical i | 65.83
3SU1000-7BE10-0AA0-ZY15 | Coordinate switch, 22 mm, round, plastic, black, 4 switch positions, latching, with mechanical i | 65.83
3SU1000-7BE10-0AA0-ZY19 | Coordinate switch, 22 mm, round, plastic, black, 4 switch positions, latching, with mechanical i | 63.94
3SU1001-0AB10-0AA0-ZY19 | Pushbutton, with illuminated pushbutton design for replacing the pushbutton, 22 mm, round, plast | 8.67
3SU1001-3AB61-0AK0-ZY19 | Illuminated twin pushbutton, 22 mm, round, plastic, white: I, black: O, buttons, flat, customer- | 11.96
3SU1001-3AB66-0AL0-ZY19 | Illuminated twin pushbutton, 22 mm, round, plastic, white: -, white: +, buttons, flat, customer- | 11.96
3SU1001-3AB66-0AN0-ZY19 | Illuminated twin pushbutton, 22 mm, round, plastic, white: arrow pointing up, white: arrow point | 11.96
3SU1001-3AB66-0AP0-ZY19 | Illuminated twin pushbutton, 22 mm, round, plastic, white: symbol circular saw blade, white: sym | 11.96
A5E35801460 | LOAD CELL,MSI,2000LB,SS,F | 2478.04
A5E37347606 | SIMATIC IPC, spare part, O gasket for IPC477D PRO and IPC477E PRO (only suitable for PRO devices | 10.49
A5E38013054 | Ex Ch1: Comunication MODBus RTU 485 | 1719.07
A5E38013069 | Non Ex, Ch1: Comunication MODBus RTU 485 | 2794.46
A5E38014726 | Electronic cassette for Wall Box, Sensor input (Internal DSL) | 3067.24
A5E38028474004 | 10m (32.8') Armored Sensor cable pair with Nickel Plated Brass glands | 1008.93
A5E38268608 | F connectors, 4 pcs | 93.82
A5E38288020 | Wall bracket """Pipe mounting""" | 408.18
A5E38288072 | Bag of loose spare parts; For Wallmount, including cable strain relief components, mounting t | 215.86
A5E38846901 | Spare Lid Assembly | 478.83
A5E39669934031 | Sensor cable pair for FST020 Transmitter to FSS200 Sensors, 5 meters (16.4 ft) length | 243.59
A5E39669934032 | 10m(32.8') Standard, Submersible Coax sensor cable pair with No Transmitter Glands | 343.99
A5E39669934033 | 20m(65.6') Standard, Submersible Coax sensor cable pair with No Transmitter Glands | 623.8
A5E41120161 | SPARE,MULTIRANGER100,ENCLOSURE W/O LID Spare part for use on MultiRanger 100/200 Versatile short | 118.86
3SU1030-5JL01-0AA0-ZY01 | Key-operated switch CES with key monitoring, plastic with metal front ring, special lock, with 2 | 372.22
A5E42501458 | Sitrans LR250, 2 Wire,25GHz pulse radar level transmitter for continuous monitoring of liquids a | 4785.75
3SU1030-7AA10-0AA0 | Coordinate switch, 22 mm, round, plastic with metal front ring, black, 2 switch positions, horiz | 72.8
3SU1030-7AA10-0AA0-ZX90 | Coordinate switch, 22 mm, round, plastic with metal front ring, black, 2 switch positions, horiz | 72.8
3SU1030-7AE10-0AA0 | Coordinate switch, 22 mm, round, plastic with metal front ring, black, 4 switch positions, latch | 93.69
3SU1030-7AE10-0AA0-ZX90 | Coordinate switch, 22 mm, round, plastic with metal front ring, black, 4 switch positions, latch | 93.69
8MF1896-3BR4 | SIVACON, Control panel Empty enclosure, without side panels, according to IEC 62208, IP40, H: 18 | 1970.45
8MF1898-3BR4 | SIVACON, Control panel Empty enclosure, without side panels, according to IEC 62208, IP40, H: 18 | 2075.53
8MF1898-3BS4 | SIVACON, Control panel Empty enclosure, according to IEC 62208, IP40, H: 1800 mm, W: 900 mm, T: | 2443.36
8PQ3000-3BA51 | SIVACON S4 Supporting structure 3WL Kuppelfeld Depth 800 mm | 164.47
8PQ5000-5BA12 | SIVACON S4 Subdivision 3WL Kuppelfeld Shape 4 Width 600 mm Depth 400 mm | 638.32
3SE5000-0AW52 | Stainless steel actuator IP69 (K), with vertical fixing for extreme environmental conditions suc | 29.48
3SE5114-0LA00-1AE3 | Basic switch with M12 connector for position switch 3SE51 Metal enclosure 40 mm according to EN | 51.36
3SE5162-0CH63-1AN6 | SIRIUS position switch Metal enclosure XL, 56 mm wide, with twist lever, adjustable-length with | 266.76
3SE5234-0LC05-1AE2 | Basic switch/complete switch, plastic enclosure according to EN 50047, 31 mm, 1 NO/2 NC quick ac | 43.16
8UC6210-6BD-ZA04 | HANDLE WITH MASKING PLATE BLACK FOR 3VL *** SPECIAL VERSION *** LOCK BOLT WITH METAL PINS | 190.54
8UD1141-3AF25 | Door coupling operating mechanism Emergency switching-off with tolerance compensation Size 100 x | 97.48
8UD1721-0AC21 | Handle with masking frame standard with tolerance compensation with door opening position Access | 99.49
8UD1731-0AB11 | Handle with masking frame standard without tolerance compensation Accessory for: 3VA2 400/630 | 81.67
8UD1731-0AC25 | Handle with masking frame Emergency stop with tolerance compensation with door opening position | 148.81
8UD1731-2AD05 | Handle with masking frame Emergency switching-off Size 75x 75, for shaft 8x 8, 0-I, Handle size | 63.89
8UD1741-0AB21 | Handle with masking frame standard with tolerance compensation Accessory for: 3VA1/2 1000 | 129.77
8UD1771-2CD01 | Handle with masking frame standard with illumination Size 75x 75, for shaft 8x 8, 0-I, Handle si | 94.83
8UD1900-0MB01 | KABA cylinder lock with masking frame, standard key number 1 Accessory for: Door-coupling rotary | 89.98
8UD1900-0MC01 | KABA cylinder lock with masking frame, standard with door opening position key number 1 Accessor | 115.93
8UD1900-0PB05 | KABA cylinder lock with masking frame, Emergency stop Key number 3 Accessory for: Door-coupling | 97.76
8UD1900-0PC05 | KABA cylinder lock with masking frame, Emergency stop with door opening position Key number 3 Ac | 132.36
8UD1900-0SA00 | Mounting bracket individual Accessory for: Door-coupling rotary mechanism and Side rotary operat | 69.04
8UD1900-2DA00 | adapter 8x 8 mm Accessory for: Door-coupling rotary mechanism 3VA | 12.98
8UD1900-4WB00 | Extension shaft 600 mm, 12x 12 mm Accessory for: 3VA1/2 1000 3VA5/6 800 | 32.54
3SE5282-0HC05-8RC4 | Position switch Plastic enclosure according to EN 50047, 31 mm Device connection 1 x (M20 x 1.5) | 28.49
8US1251-5NS11 | Device Adapter S0, 32A for 60mm Busbar system 34x200mm long special cables welded on AWG 10, 167 | 48.56
8US1313-4AM04 | Device adapter MCCB, 4-pole, 590 A for 3VA24 Contacting to the adapter is supplied | 393.65
3SK1122-2CB42-ZX90 | SIRIUS safety relays 12 x basic unit advanced series with time delay 0.5-30 s electronic enablin | 215.86
3SU1000-0AB40-0AC0-ZY19 | Pushbutton, 22 mm, round, plastic, green, inscription: I, pushbutton, flat, momentary contact ty | 7.28
3SU1000-0AB60-0AC0-ZY19 | Pushbutton, 22 mm, round, plastic, white, inscription: I, pushbutton, flat, momentary contact ty | 7.28
3SU1000-1JB10-0AA0 | Mushroom pushbutton, 22 mm, round, plastic, black, 60 mm, positive latching, acc. to EN ISO 1385 | 32.51
3SU1000-1LB20-0AA0 | Emergency stop mushroom pushbutton, 22 mm, round, plastic, red, 40 mm, latching according to EN | 19.5
8WH2035-0AF01 | n-three tier 2,5mm2 spring loaded connection blue 1 potential | 7.36
3SU1000-3AB66-0AM0-ZY19 | Twin pushbutton, 22 mm, round, plastic, white: arrow to the left, white: arrow to the right, but | 11.39
8WH6000-0AN01 | neutral-terminal block, 50mm2 ipo In-push-out connection blue | 35.38
8WH6000-0AQ01 | neutral-terminalblock, 95mm2 ipo In-push-out connection blue | 66.5
8WH6000-0AS01 | neutral-terminal block, 150mm2 ipo In-push-out connection blue | 86.75
8WH6003-0FE00 | Installation terminals 1.5 mm2 for 3-wire with with green LED 24V | 15.51
8WH6004-0DE00 | Actuator terminals 1.5 mm2 for 4-wire | 8.61
8WH8113-0AA05 | Labeling plates 3.5 mm flat, unprinted, Plotter | 0.25
8WH8121-0AB05 | Labeling plates 3.5 mm flat, longitudinal 1-10 | 0.11
8WH8141-0AB05 | Labeling plates 3.5 mm flat, transverse; 1-10 | 0.11
8WH8141-0AB25 | Labeling plates 3.5 mm flat, transverse; 21-30 | 0.11
3SU1000-5HJ01-0AA0 | Key-operated switch CES, 22 mm, round, plastic, Lock No. LSG1, with 2 keys, 2 switch positions O | 58.72
3SU1000-5JF01-0AA0-ZX90 | Key-operated switch CES with key monitoring, 22 mm, round, plastic, lock number SSG10 with 2 key | 186.75
3SU1000-5JL01-0AA0 | Key-operated switch CES with key monitoring, 22 mm, round, plastic, lock number SSG10 with 2 key | 171.47
3SU1000-5JL01-0AA0-ZY01 | Key-operated switch CES with key monitoring, 22 mm, round, plastic, Special lock with 2 keys, 3 | 218.4
8WH9001-4VE00 | Cover initiator terminal 1.5 mm2 for 4-wire | 0.89
8WH9010-0NB00 | test adapter for ISO-sleeve for ipo terminal block 50,95 and 150 mm2 metalL | 3.26
8WH9020-3AF00 | combs 2pol for IPO terminal block 150 mm2 | 26.4
8WH9020-6JC00 | 2-connection combs 3,5 mm grey | 0.55
8WH9020-6JE01 | 4-connection combs 3,5 mm blue | 1.73
8WH9020-6JF00 | 5-connection combs 3,5 mm grey | 2.24
8WH9020-6JS01 | 20-connection combs 3,5 mm blue | 10.26
8WH9120-0DA00 | tap-off 1pol 10mm2 for 50,95 and 150 mm2 IPO In-push-out connection grey | 4.85
3SU1000-7AA10-0AA0-ZX90 | Coordinate switch, 22 mm, round, plastic, black, 2 switch positions, horizontal latching, withou | 40.06
3SU1000-7AA10-0AA0-ZY11 | Coordinate switch, 22 mm, round, plastic, black, 2 switch positions, horizontal latching, withou | 43.24
3SU1000-7AB10-0AA0-ZY11 | Coordinate switch, 22 mm, round, plastic, black, 2 switch positions, vertical latching, without | 43.24
3SU1000-7AB10-0AA0-ZY15 | Coordinate switch, 22 mm, round, plastic, black, 2 switch positions, vertical latching, without | 43.24
3SU1000-7AE10-0AA0-ZY15 | Coordinate switch, 22 mm, round, plastic, black, 4 switch positions, latching, without mechanica | 54.13
3SU1000-7BA10-0AA0 | Coordinate switch, 22 mm, round, plastic, black, 2 switch positions, horizontal latching, with m | 46.79
3SU1000-7BA10-0AA0-ZY15 | Coordinate switch, 22 mm, round, plastic, black, 2 switch positions, horizontal latching, with m | 54.13
3SU1000-7BB10-0AA0 | Coordinate switch, 22 mm, round, plastic, black, 2 switch positions, vertical latching, with mec | 46.79
3SU1000-7BE10-0AA0 | Coordinate switch, 22 mm, round, plastic, black, 4 switch positions, latching, with mechanical i | 57.49
3SU1000-7BE10-0AA0-ZY10 | Coordinate switch, 22 mm, round, plastic, black, 4 switch positions, latching, with mechanical i | 65.83
3SU1001-0AB61-0AS0 | Illuminated pushbutton, 22 mm, round, plastic, white, pushbutton, flat momentary contact type, w | 7.15
3SU1001-0AB63-0AS0 | Illuminated pushbutton, 22 mm, round, plastic, white, pushbutton, flat momentary contact type, w | 7.15
A5E02297309 | SITRANS F M Accessory MAG 5000/6000 30 m (98.4 ft) Standard coil or electrode cable, 3x 1.5 mm2 | 171.48
A5E01102565 | KIT,ROD,INTEGRAL GASKT FOR 6"/1 50MM FLNG Spare part for use on SITRANS LR 200, Flange Adapter/P | 1713.57
A5E01164899 | Kit,PC,1.5"NPT,Without horn, FKM,LR250 Further details can be found on the corresponding budgeta | 1672.36
A5E02296523 | SITRANS F M Accessory MAG 5000/6000 5 m (16.4 ft) Standard coil or electrode cable, 3x 1.5 mm2 ( | 30.86
A5E34236277 | SUNSHIELD,LG2XX,SNGL CHMB, SS,PLASTIC Further details can be found on the corresponding budgetar | 55.83
A5E38006598 | Non Ex Ch2:Current/Freq./Pulse, Ch3:Current/Freq./Pulse Ch4:Current/Freq./Pulse. Terminal Select | 2976.97
A5E38006896 | Non Ex Ch2:Current/Freq./Pulse, Ch3: Current/Freq./Pulse Ch4: Relay. Terminal Select Active/Pass | 2998.56
A5E38006900 | Non Ex Ch2: Current/Freq./Pulse, Ch3: Relay Ch4: Relay. Terminal Select Active/Passive | 1632.73
A5E38011432 | Non Ex Ch2: Current/Freq./Pulse, Ch3: Relay Ch4: None. Terminal Select Active/Passive | 2818.01
A5E38145327 | Cable gland set M20 Stainless steel | 2350.97
A5E38145635 | M20xNPT Adapters, set of 8, Brass/Nickel | 208.01
A5E38145643 | M20xNPT Adapters, set of 8, Stainless Steel | 1593.22
A5E38635890 | Iris glands, set ot 2, nickel plated brass | 156.36
A5E38635986 | Iris glands, set ot 2, stainless steel | 380.19
A5E39669934005 | 20m(65.6') Standard/Submersible coax sensor cable pair with Nylon glands | 864.1
A5E39669934009 | 10m(32.8') Standard/Submersible coax sensor cable pair with Nickel Plated Brass glands | 562.89
A5E39669934010 | 20 m (65.6') Standard/submersible Coax pickup cable pair with brass fitting nickel-plated | 883.85
A5E39669934014 | 10m(32.8') Standard/Submersible coax sensor cable pair with Stainless Steel glands | 1008.93
A5E40957990 | High gain antenna set for MAG 8000 3G/UMTS module | 207.64
A5E41011589 | MAG8000 3G/UMTS communication module | 1076.66
A5E41372210 | Mainboard back-up battery, button style | 31.39
A5E41470924 | LOAD CELL,MSI,100LB,SS, POLYSULF IDE Spare part for use on Milltronics MSI Belt Scale A heavy-du | 2351.78
A5E41693884 | PCBA Mainboard with firmware and HMI Config File | 1236.32
A5E41693888 | PCBA Cover, AC with screws | 304.17
A5E41693889 | PCBA Cover, DC with screws | 294.36
A5E41693892 | I/O and Power connector plugs with right angle connectors | 223.72
A5E41718695 | MASS6000 IP20 Front plate, Without display | 166.8
A5E41718706 | MASS6000 IP20 Front plate, Ex, Without display | 168.76
3SU1030-5JF01-0AA0-ZX90 | Key-operated switch CES with key monitoring, plastic with metal front ring, lock number SSG10, w | 340.57
3SU1030-5JF01-0AA0-ZY01 | Key-operated switch CES with key monitoring, plastic with metal front ring, special lock, with 2 | 372.22
A5E41944763 | Hardware Spare kit FST020 | 229.6
A5E42592187 | Upgrade kit for SSD / HDD holder, cable, screws for IPC2x7 | 41.94
A5E42673623 | SPARE,7ML5033/34,100,MTHRBRD, 3 RELAY,WALL Spare motherboard for use on MultiRanger 100/200 Vers | 453.68
3SU1030-7AB10-0AA0 | Coordinate switch, 22 mm, round, plastic with metal front ring, black, 2 switch positions, verti | 72.8
3SU1030-7AB10-0AA0-ZX90 | Coordinate switch, 22 mm, round, plastic with metal front ring, black, 2 switch positions, verti | 72.8
3SU1031-1AD50-0AA0 | Illuminated mushroom pushbutton, 22 mm, round, plastic with metal front ring, blue, 30 mm, momen | 19.24
3SU1050-0AB10-0AD0-ZY19 | Pushbutton, 22 mm, round, metal, shiny, black, inscription: O, pushbutton, flat momentary contac | 8.1
3SU1050-0AB11-0AS0 | Pushbutton, 22 mm, round, metal, shiny, black, pushbutton, flat momentary contact type, with cu | 6.77
3SU1050-0AB20-0AD0-ZY19 | Pushbutton, 22 mm, round, metal, shiny, red, inscription: O, pushbutton, flat momentary contact | 8.1
A5E38415145 | Metal kit: PSU cover, Back plane | 610.31
A5E39669934004 | 10m(32.8') Standard/Submersible coax sensor cable pair with Nylon glands | 544.79
A5E39669934015 | 20m(65.6') Standard/Submersible coax sensor cable pair with Stainless Steel glands | 1326.59
A5E39669934025 | 20 m (65.6') Coax pickup cable pair for high temperature with brass fitting nickel-plated | 1543.85
A5E39979991 | KIT,1/2" NPT PLUG, LR250 Ex d Spare part for use on Sitrans LR250, 2 Wire,25GHz pulse radar leve | 69.12
3SU1030-5JF01-0AA0 | Key-operated switch CES with key monitoring, plastic with metal front ring, lock number SSG10, w | 340.57
3SU1030-5JL01-0AA0-ZX90 | Key-operated switch CES with key monitoring, plastic with metal front ring, lock number SSG10, w | 340.57
A5E42695886 | SPARE,MULTI/HYDRO200 LID/DISPLAY,HMI,PM Spare part for use on Multi/HydroRanger 200 panel mount | 694.12
A5E43878250 | 7MF4033 SITRANS P DSIII / P410 GAUGE PRESSURE Pressure transmitter for gauge pressure Measured v | 254.19
3SU1030-7BA10-0AA0-ZX90 | Coordinate switch, 22 mm, round, plastic with metal front ring, black, 2 switch positions, horiz | 93.69
3SU1030-7BB10-0AA0-ZX90 | Coordinate switch, 22 mm, round, plastic with metal front ring, black, 2 switch positions, verti | 93.69
3SU1030-7BE10-0AA0-ZX90 | Coordinate switch, 22 mm, round, plastic with metal front ring, black, 4 switch positions, latch | 113.32
3SU1042-2GL10-0AA0 | Illuminable selector switch, 22 mm, round, collar, metal front ring, metal matte, black, Selecto | 87.99
3SU1050-0AB50-0AR0-ZY19 | Pushbutton, 22 mm, round, metal, shiny, blue, inscription: R, pushbutton, flat momentary contact | 8.1
3SU1050-0AB60-0AC0-ZY19 | Pushbutton, 22 mm, round, metal, shiny, white, inscription: I, pushbutton, flat momentary contac | 8.1
3SU1050-3AB66-0AM0-ZY19 | Twin pushbutton, 22 mm, round, metal, shiny, white: arrow to the left, white: arrow to the right | 13.55
3SU1050-3BB61-0AK0-ZY19 | Twin pushbutton, 22 mm, round, metal, shiny, white: I, black: O, buttons, flat and raised, custo | 13.55
3SU1050-5JF01-0AA0-ZX90 | Key-operated switch CES with key monitoring, 22 mm, round, metal shiny, lock number SSG10 with 2 | 201.3
3SU1050-5JL01-0AA0 | Key-operated switch CES with key monitoring, 22 mm, round, metal shiny, lock number SSG10 with 2 | 184.82
3SU1050-5JL01-0AA0-ZY01 | Key-operated switch CES with key monitoring, 22 mm, round, special lock, lock number SSG10 with | 232.96
3SU1050-5JL01-0AA0-ZY19 | Key-operated switch CES with key monitoring, 22 mm, round, metal shiny, lock number SSG10 with 2 | 202.57
3SU1050-7AB88-0AA0-ZX90 | Coordinate switch, 22 mm, round, metal shiny, black, 2 switch positions, vertical latching, with | 53.87
3SU1050-7AD88-0AA0-ZX90 | Coordinate switch, 22 mm, round, metal shiny, black, 2 switch positions, horizontal momentary co | 53.87
3SU1050-7BB88-0AA0-ZX90 | Coordinate switch, 22 mm, round, metal shiny, black, 2 switch positions, vertical latching, with | 67.1
3SU1050-7BD88-0AA0-ZX90 | Coordinate switch, 22 mm, round, metal shiny, black, 2 switch positions, horizontal momentary co | 67.1
3SU1051-0CB40-0AA0 | Illuminated pushbutton, 22 mm, round, metal, shiny, green, Front ring, raised, momentary contact | 6.69
3SU1051-1AD50-0AA0 | Illuminated mushroom pushbutton, 22 mm, round, metal, shiny, blue, 30 mm, momentary contact type | 10.47
3SU1051-3AB42-0AN0-ZY19 | Illuminated twin pushbutton, 22 mm, round, metal, shiny, red: arrow pointing up, green: arrow po | 16.14
3SU1051-3BB42-0AK0-ZY19 | Illuminated twin pushbutton, 22 mm, round, metal, shiny, green: I, red: O, buttons, flat and rai | 16.14
3SU1052-2BL00-0AA0-ZY19 | Illuminable selector switch, 22 mm, round, shiny metal, amber, knob short, 3 switch positions I- | 12.03
3SU1050-1LB20-0AA0-ZX90 | Emergency stop mushroom pushbutton, 22 mm, round, shiny metal, red, 40 mm, latching according to | 18.54
3SU1050-3AB11-0AQ0-ZY19 | Twin pushbutton, 22 mm, round, metal, shiny, black: Symbol 5264 IEC 60417, black: Symbol 5265 IE | 13.55
3SU1050-3AB42-0AK0-ZY19 | Twin pushbutton, 22 mm, round, metal, shiny, green: I, red: O, buttons, flat, customer-specific | 13.55
3SU1050-3AB61-0AK0-ZY19 | Twin pushbutton, 22 mm, round, metal, shiny, white: I, black: O, buttons, flat, customer-specifi | 13.55
3SU1050-3AB66-0AL0-ZY19 | Twin pushbutton, 22 mm, round, metal, shiny, white: -, white: +, buttons, flat, customer-specifi | 13.55
3SU1050-5JF01-0AA0-ZY10 | Key-operated switch CES with key monitoring, 22 mm, round, metal shiny, lock number SSG10 with 2 | 204.46
3SU1050-5JF01-0AA0-ZY11 | Key-operated switch CES with key monitoring, 22 mm, round, metal shiny, lock number SSG10 with 2 | 204.46
3SU1050-5JF01-0AA0-ZY12 | Key-operated switch CES with key monitoring, 22 mm, round, metal shiny, lock number SSG10 with 2 | 204.46
3SU1050-5JF01-0AA0-ZY15 | Key-operated switch CES with key monitoring, 22 mm, round, metal shiny, lock number SSG10 with 2 | 204.46
3SU1050-7AA88-0AA0 | Coordinate switch, 22 mm, round, metal shiny, black, 2 switch positions, horizontal latching, wi | 49.46
3SU1050-7AA88-0AA0-ZX90 | Coordinate switch, 22 mm, round, metal shiny, black, 2 switch positions, horizontal latching, wi | 53.87
3SU1050-7BE88-0AA0 | Coordinate switch, 22 mm, round, metal shiny, black, 4 switch positions, latching, with mechanic | 63.94
3SU1050-7BE88-0AA0-ZX90 | Coordinate switch, 22 mm, round, metal shiny, black, 4 switch positions, latching, with mechanic | 69.64
3SU1050-7BF88-0AA0-ZX90 | Coordinate switch, 22 mm, round, metal shiny, black, 4 switch positions, momentary contact type, | 69.64
3SU1051-0AB52-0AS0 | Illuminated pushbutton, 22 mm, round, metal, shiny, blue, pushbutton, flat, momentary contact ty | 7.91
3SU1051-3BB61-0AK0-ZY19 | Illuminated twin pushbutton, 22 mm, round, metal, shiny, white: I, black: O, buttons, flat and r | 16.14
3SU1052-2BF30-0AA0-ZY19 | Illuminable selector switch, 22 mm, round, shiny metal, yellow, knob short, 2 switch positions O | 12.03
3SU1052-2BF50-0AA0-ZY19 | Illuminable selector switch, 22 mm, round, shiny metal, blue, knob short, 2 switch positions O-I | 12.03
3SU1052-2BL00-0AA0 | Illuminable selector switch, 22 mm, round, metal shiny, amber, Selector switch short, 3 switch p | 9.9
3SU1062-2DF50-0AA0-ZY10 | Selector switch, illuminable, 30 mm, round, Metal, matte, blue, selector switch, short, front ri | 35.44
3SU1062-2DF50-0AA0-ZY11 | Selector switch, illuminable, 30 mm, round, Metal, matte, blue, selector switch, short, front ri | 35.44
3SU1062-2DF50-0AA0-ZY12 | Selector switch, illuminable, 30 mm, round, Metal, matte, blue, selector switch, short, front ri | 35.44
3SU1062-2DF50-0AA0-ZY15 | Selector switch, illuminable, 30 mm, round, Metal, matte, blue, selector switch, short, front ri | 35.44
3SU1062-2DN60-0AA0-ZY19 | Selector switch, illuminable, 30 mm, round, Metal, matte, white, selector switch, short, front r | 33.55
3SU1100-7AA10-1NA0-ZY10 | Coordinate switch, 22 mm, round, plastic, black, 2 switch positions, horizontal latching, withou | 56.97
3SU1100-7AA10-1NA0-ZY11 | Coordinate switch, 22 mm, round, plastic, black, 2 switch positions, horizontal latching, withou | 56.97
3SU1100-7AA10-1NA0-ZY12 | Coordinate switch, 22 mm, round, plastic, black, 2 switch positions, horizontal latching, withou | 56.97
3SU1100-7AA10-1NA0-ZY15 | Coordinate switch, 22 mm, round, plastic, black, 2 switch positions, horizontal latching, withou | 56.97
3SU1100-7AE10-1QA0-ZY12 | Coordinate switch, 22 mm, round, plastic, black, 4 switch positions, latching, without mechanica | 76.59
3SU1050-0AB40-0AC0-ZY19 | Pushbutton, 22 mm, round, metal, shiny, green, inscription: I, pushbutton, flat momentary contac | 8.1
3SU1050-5JL01-0AA0-ZY10 | Key-operated switch CES with key monitoring, 22 mm, round, metal shiny, lock number SSG10 with 2 | 204.46
3SU1050-5JL01-0AA0-ZY11 | Key-operated switch CES with key monitoring, 22 mm, round, metal shiny, lock number SSG10 with 2 | 204.46
3SU1050-5JL01-0AA0-ZY12 | Key-operated switch CES with key monitoring, 22 mm, round, metal shiny, lock number SSG10 with 2 | 204.46
3SU1050-5JL01-0AA0-ZY15 | Key-operated switch CES with key monitoring, 22 mm, round, metal shiny, lock number SSG10 with 2 | 204.46
3SU1050-7AE88-0AA0 | Coordinate switch, 22 mm, round, metal shiny, black, 4 switch positions, latching, without mecha | 52.07
3SU1050-7AE88-0AA0-ZX90 | Coordinate switch, 22 mm, round, metal shiny, black, 4 switch positions, latching, without mecha | 56.72
3SU1050-7AF88-0AA0-ZX90 | Coordinate switch, 22 mm, round, metal shiny, black, 4 switch positions, momentary contact type, | 56.72
3SU1050-7BA88-0AA0 | Coordinate switch, 22 mm, round, metal shiny, black, 2 switch positions, horizontal latching, wi | 61.62
3SU1050-7BA88-0AA0-ZX90 | Coordinate switch, 22 mm, round, metal shiny, black, 2 switch positions, horizontal latching, wi | 67.1
3SU1052-2BP20-0AA0 | Selector switch, illuminable, 22 mm, round, metal, shiny, red, selector switch, short, 3 switch | 10.05
3SU1052-2BP20-0AA0-ZX90 | Selector switch, illuminable, 22 mm, round, metal, shiny, red, selector switch, short, 3 switch | 10.96
3SU1060-4LM01-0AA0-ZY10 | RONIS key-operated switch, 30 mm, round, metal, matte, front ring for flush installation, lock n | 62.23
3SU1060-4LM01-0AA0-ZY11 | RONIS key-operated switch, 30 mm, round, metal, matte, front ring for flush installation, lock n | 62.23
3SU1060-4LM01-0AA0-ZY12 | RONIS key-operated switch, 30 mm, round, metal, matte, front ring for flush installation, lock n | 62.23
3SU1060-4LM01-0AA0-ZY15 | RONIS key-operated switch, 30 mm, round, metal, matte, front ring for flush installation, lock n | 62.23
3SU1062-2DL30-0AA0-ZY12 | Selector switch, illuminable, 30 mm, round, Metal, matte, yellow, selector switch, short, front | 35.44
3SU1062-2DL30-0AA0-ZY15 | Selector switch, illuminable, 30 mm, round, Metal, matte, yellow, selector switch, short, front | 35.44
3SU1062-2DL30-0AA0-ZY19 | Selector switch, illuminable, 30 mm, round, Metal, matte, yellow, selector switch, short, front | 33.55
3SU1062-2DN60-0AA0 | Selector switch, illuminable, 30 mm, round, Metal, matte, white, selector switch, short, front r | 29.64
3SU1100-1GB20-1PA0 | EMERGENCY STOP mushroom pushbutton, 22 mm, round, plastic, red, 30 mm, positive latching, accord | 37.88
3SU1100-7AB10-1NA0-ZY11 | Coordinate switch, 22 mm, round, plastic, black, 2 switch positions, vertical latching, without | 56.97
3SU1100-7AB10-1NA0-ZY12 | Coordinate switch, 22 mm, round, plastic, black, 2 switch positions, vertical latching, without | 56.97
3SU1100-7AB10-1NA0-ZY15 | Coordinate switch, 22 mm, round, plastic, black, 2 switch positions, vertical latching, without | 56.97
3SU1100-7AB10-1NA0-ZY19 | Coordinate switch, 22 mm, round, plastic, black, 2 switch positions, vertical latching, without | 55.07
3SU1100-7BA10-1NA0-ZY19 | Coordinate switch, 22 mm, round, plastic, black, 2 switch positions, horizontal latching, with m | 65.83
3SU1100-7BB10-1NA0 | Coordinate switch, 22 mm, round, plastic, black, 2 switch positions, vertical latching, with mec | 59.3
3SU1100-7BB10-1NA0-ZX90 | Coordinate switch, 22 mm, round, plastic, black, 2 switch positions, vertical latching, with mec | 64.57
3SU1100-7BB10-1NA0-ZY10 | Coordinate switch, 22 mm, round, plastic, black, 2 switch positions, vertical latching, with mec | 67.73
3SU1001-3AB42-0AK0-ZY19 | Illuminated twin pushbutton, 22 mm, round, plastic, green: I, red: O, buttons, flat, customer-sp | 11.96
3SU1001-3BB61-0AK0-ZY19 | Illuminated twin pushbutton, 22 mm, round, plastic, white: I, black: O, buttons, flat and raised | 11.96
A5E33119275 | DISPLAY FOR SITRANS TF/TS HW05 | 308.92
A5E35246369 | Filter screen kit for PS2 Integral Volume Booster | 69.75
A5E35377156 | Spare part - Pneumatic block, single-acting, Ex, for SIPART PS2 6DR5* -Z M40 | 469.96
A5E36699938 | SITRANS F M Accessory MAG 5000/6000 IP67 / NEMA 4X/6 Special wall-mounting unit, Terminal box in | 369.29
A5E37697615 | Display and keypad assembly | 1828.96
A5E38006256 | Non Ex Ch2: Current/Freq./Pulse, Ch3: None Ch4: None. Terminal Select Active/Passive | 2610
A5E38012278 | Ex Ch1: I/O & Comm (active) 4 ... 20 mA output and HART 7.2 | 3031.93
A5E38013040 | Non Ex Ch1: I/O & Comm (active/passive) 4 ... 20 mA output and HART 7.2 | 3045.65
A5E38028474005 | 20m (65.6') Armored Sensor cable pair with Nickel Plated Brass glands | 1640.95
A5E38145323 | Cable gland set M20 Nickel/Brass | 184.47
A5E38309159 | M20xNPT Adapters, set of 8, Brass/Nickel, Ex | 393.37
A5E38415205 | Power input cover plate | 147.17
3SU1030-4BJ01-0AA0 | RONIS key-operated switch, 22 mm, round, plastic with metal front ring, lock number SB30, with 2 | 50.01
A5E39669934020 | 20m (65.6') High Temp rated coax Sensor cable pair with Nylon glands | 1509.29
A5E39669934030 | 20m (65.6') High Temp rated coax Sensor cable pair with Stainless Steel glands | 1670.58
A5E39979992 | KIT,M20 PLUG, LR250 Ex d Spare part for use on Sitrans LR250, 2 Wire,25GHz pulse radar level tra | 203.39
A5E41693895 | Gland Kit | 172.7
3SU1030-5JL01-0AA0 | Key-operated switch CES with key monitoring, plastic with metal front ring, lock number SSG10, w | 340.57
A5E41896494 | Antenna adaptor cable for MAG 8000 3G/UMTS module | 68.88
A5E42661518 | SPARE,MULTI/HYDRO200 LID/DISPLAY,HMI,WM Spare part for use on Multi/HydroRanger 200 wall mount | 619.71
A5E44774193 | SPARE,LR560,LUI MODULE ASSEMBLY,GENERIC Spare part for use on SITRANS LR560: A 2-wire, 78 GHz FM | 287.15
3SU1030-7BA10-0AA0 | Coordinate switch, 22 mm, round, plastic with metal front ring, black, 2 switch positions, horiz | 93.69
3SU1030-7BB10-0AA0 | Coordinate switch, 22 mm, round, plastic with metal front ring, black, 2 switch positions, verti | 93.69
3SU1030-7BE10-0AA0 | Coordinate switch, 22 mm, round, plastic with metal front ring, black, 4 switch positions, latch | 113.32
3SU1050-0AB60-0AB0-ZY19 | Pushbutton, 22 mm, round, metal, shiny, white, with symbol: jogging mode, pushbutton, flat momen | 8.1
3SU1050-1LB20-0AA0 | Emergency stop mushroom pushbutton, 22 mm, round, shiny metal, red, 40 mm, latching according to | 18.54
3SU1050-3BB42-0AK0-ZY19 | Twin pushbutton, 22 mm, round, metal, shiny, green: I, red: O, buttons, flat and raised, custome | 13.55
3SU1050-5JF01-0AA0 | Key-operated switch CES with key monitoring, 22 mm, round, metal shiny, lock number SSG10 with 2 | 184.82
3SU1050-5JF01-0AA0-ZY01 | Key-operated switch CES with key monitoring, 22 mm, round, special lock, lock number SSG10 with | 232.96
3SU1050-5JF01-0AA0-ZY19 | Key-operated switch CES with key monitoring, 22 mm, round, metal shiny, lock number SSG10 with 2 | 202.57
3SU1050-5JL01-0AA0-ZX90 | Key-operated switch CES with key monitoring, 22 mm, round, metal shiny, lock number SSG10 with 2 | 201.3
3SU1050-7AB88-0AA0 | Coordinate switch, 22 mm, round, metal shiny, black, 2 switch positions, vertical latching, with | 49.46
3SU1050-7AC88-0AA0-ZX90 | Coordinate switch, 22 mm, round, metal shiny, black, 2 switch positions, horizontal momentary co | 53.87
3SU1052-2BP40-0AA0-ZX90 | Selector switch, illuminable, 22 mm, round, metal, shiny, green, selector switch, short, 3 switc | 10.96
3SU1052-2FL60-0AA0-ZY19 | Illuminable selector switch, 22 mm, round, shiny metal, white, knob short, 3 switch positions I- | 15.83
3SU1060-4LM01-0AA0 | RONIS key-operated switch, 30 mm, round, metal, matte, front ring for flush installation, lock n | 54.23
3SU1060-4LM01-0AA0-ZY01 | RONIS key-operated switch, 30 mm, round, metal, matte, front ring for flush installation, specia | 90.53
3SU1060-4LM01-0AA0-ZY19 | RONIS key-operated switch, 30 mm, round, metal, matte, front ring for flush installation, lock n | 60.32
3SU1061-0JB75-0AS0 | Illuminated pushbutton, 30 mm, round, metal, matte, clear, front ring for flush installation, mo | 29.63
3SU1062-2DL30-0AA0-ZX90 | Selector switch, illuminable, 30 mm, round, Metal, matte, yellow, selector switch, short, front | 32.28
3SU1062-2DL30-0AA0-ZY11 | Selector switch, illuminable, 30 mm, round, Metal, matte, yellow, selector switch, short, front | 35.44
3SU1062-2DN60-0AA0-ZX90 | Selector switch, illuminable, 30 mm, round, Metal, matte, white, selector switch, short, front r | 32.28
3SU1062-2DN60-0AA0-ZY11 | Selector switch, illuminable, 30 mm, round, Metal, matte, white, selector switch, short, front r | 35.44
3SU1062-2DN60-0AA0-ZY15 | Selector switch, illuminable, 30 mm, round, Metal, matte, white, selector switch, short, front r | 35.44
3SU1100-4BF21-3TA0 | RONIS key-operated switch, 22 mm, round, plastic, lock number SB30, with 2 keys, 2 switch positi | 35.09
3SU1100-7AA10-1NA0-ZX90 | Coordinate switch, 22 mm, round, plastic, black, 2 switch positions, horizontal latching, withou | 53.81
3SU1100-7AA10-1NA0-ZY19 | Coordinate switch, 22 mm, round, plastic, black, 2 switch positions, horizontal latching, withou | 55.07
3SU1100-7AB10-1NA0-ZX90 | Coordinate switch, 22 mm, round, plastic, black, 2 switch positions, vertical latching, without | 53.81
3SU1100-7AE10-1QA0-ZX90 | Coordinate switch, 22 mm, round, plastic, black, 4 switch positions, latching, without mechanica | 73.43
3SU1100-7AE10-1QA0-ZY11 | Coordinate switch, 22 mm, round, plastic, black, 4 switch positions, latching, without mechanica | 76.59
3SU1100-7BA10-1NA0-ZY11 | Coordinate switch, 22 mm, round, plastic, black, 2 switch positions, horizontal latching, with m | 67.73
3SU1100-7BA10-1NA0-ZY15 | Coordinate switch, 22 mm, round, plastic, black, 2 switch positions, horizontal latching, with m | 67.73
3SU1100-7BB10-1NA0-ZY11 | Coordinate switch, 22 mm, round, plastic, black, 2 switch positions, vertical latching, with mec | 67.73
3SU1100-7BB10-1NA0-ZY15 | Coordinate switch, 22 mm, round, plastic, black, 2 switch positions, vertical latching, with mec | 67.73
3SU1100-7BE10-1QA0-ZY15 | Coordinate switch, 22 mm, round, plastic, black, 4 switch positions, latching, with mechanical i | 87.99
3SU1130-0AB30-3FA0 | Pushbutton, 22 mm, round, plastic with metal front ring, yellow, Pushbutton, flat, momentary con | 26.84
3SU1130-7AA10-1NA0 | Coordinate switch, 22 mm, round, plastic with metal front ring, black, 2 switch positions, horiz | 135.47
3SU1130-7AA10-1NA0-ZY10 | Coordinate switch, 22 mm, round, plastic with metal front ring, black, 2 switch positions, horiz | 138.63
3SU1130-7AA10-1NA0-ZY12 | Coordinate switch, 22 mm, round, plastic with metal front ring, black, 2 switch positions, horiz | 138.63
3SU1130-7AB10-1NA0-ZY10 | Coordinate switch, 22 mm, round, plastic with metal front ring, black, 2 switch positions, verti | 138.63
3SU1130-7AB10-1NA0-ZY12 | Coordinate switch, 22 mm, round, plastic with metal front ring, black, 2 switch positions, verti | 138.63
3SU1130-7AE10-1QA0-ZX90 | Coordinate switch, 22 mm, round, plastic with metal front ring, black, 4 switch positions, latch | 177.25
3SU1100-7AE10-1QA0-ZY15 | Coordinate switch, 22 mm, round, plastic, black, 4 switch positions, latching, without mechanica | 76.59
3SU1100-7AE10-1QA0-ZY19 | Coordinate switch, 22 mm, round, plastic, black, 4 switch positions, latching, without mechanica | 74.7
3SU1100-7BA10-1NA0 | Coordinate switch, 22 mm, round, plastic, black, 2 switch positions, horizontal latching, with m | 59.3
3SU1100-7BA10-1NA0-ZX90 | Coordinate switch, 22 mm, round, plastic, black, 2 switch positions, horizontal latching, with m | 64.57
3SU1100-7BE10-1QA0 | Coordinate switch, 22 mm, round, plastic, black, 4 switch positions, latching, with mechanical i | 77.89
3SU1100-7BE10-1QA0-ZX90 | Coordinate switch, 22 mm, round, plastic, black, 4 switch positions, latching, with mechanical i | 84.83
3SU1100-7BE10-1QA0-ZY10 | Coordinate switch, 22 mm, round, plastic, black, 4 switch positions, latching, with mechanical i | 87.99
3SU1100-7BE10-1QA0-ZY11 | Coordinate switch, 22 mm, round, plastic, black, 4 switch positions, latching, with mechanical i | 87.99
3SU1130-7AA10-1NA0-ZY15 | Coordinate switch, 22 mm, round, plastic with metal front ring, black, 2 switch positions, horiz | 138.63
3SU1130-7AA10-1NA0-ZY19 | Coordinate switch, 22 mm, round, plastic with metal front ring, black, 2 switch positions, horiz | 136.74
3SU1130-7AB10-1NA0 | Coordinate switch, 22 mm, round, plastic with metal front ring, black, 2 switch positions, verti | 135.47
3SU1130-7AB10-1NA0-ZX90 | Coordinate switch, 22 mm, round, plastic with metal front ring, black, 2 switch positions, verti | 135.47
3SU1130-7AE10-1QA0-ZY10 | Coordinate switch, 22 mm, round, plastic with metal front ring, black, 4 switch positions, latch | 180.41
3SU1130-7AE10-1QA0-ZY11 | Coordinate switch, 22 mm, round, plastic with metal front ring, black, 4 switch positions, latch | 180.41
3SU1130-7AE10-1QA0-ZY12 | Coordinate switch, 22 mm, round, plastic with metal front ring, black, 4 switch positions, latch | 180.41
3SU1130-7AE10-1QA0-ZY15 | Coordinate switch, 22 mm, round, plastic with metal front ring, black, 4 switch positions, latch | 180.41
3SU1130-7BB10-1NA0-ZY12 | Coordinate switch, 22 mm, round, plastic with metal front ring, black, 2 switch positions, verti | 170.28
3SU1130-7BB10-1NA0-ZY15 | Coordinate switch, 22 mm, round, plastic with metal front ring, black, 2 switch positions, verti | 170.28
3SU1130-7BB10-1NA0-ZY19 | Coordinate switch, 22 mm, round, plastic with metal front ring, black, 2 switch positions, verti | 168.39
3SU1130-7BE10-1QA0 | Coordinate switch, 22 mm, round, plastic with metal front ring, black, 4 switch positions, latch | 211.43
3SU1150-7AE88-1QA0-ZX90 | Coordinate switch, 22 mm, round, metal shiny, black, 4 switch positions, latching, without mecha | 80.4
3SU1150-7AF88-1QA0-ZX90 | Coordinate switch, 22 mm, round, metal shiny, black, 4 switch positions, momentary contact type, | 80.4
3SU1150-7BA88-1NA0 | Coordinate switch, 22 mm, round, metal shiny, black, 2 switch positions, horizontal latching, wi | 74.99
3SU1150-7BA88-1NA0-ZX90 | Coordinate switch, 22 mm, round, metal shiny, black, 2 switch positions, horizontal latching, wi | 81.67
3SU1150-7BB88-1NA0 | Coordinate switch, 22 mm, round, metal shiny, black, 2 switch positions, vertical latching, with | 74.99
3SU1201-6AC24-1AA0-ZY10 | Indicator light with LED lamp compact, 22 mm, round, plastic, clear with red-green-yellow LED, L | 45.9
3SU1201-6AC24-1AA0-ZY11 | Indicator light with LED lamp compact, 22 mm, round, plastic, clear with red-green-yellow LED, L | 45.9
3SU1201-6AC24-1AA0-ZY12 | Indicator light with LED lamp compact, 22 mm, round, plastic, clear with red-green-yellow LED, L | 45.9
3SU1201-6AC24-1AA0-ZY13 | Indicator light with LED lamp compact, 22 mm, round, plastic, clear with red-green-yellow LED, L | 45.9
3SU1050-7BB88-0AA0 | Coordinate switch, 22 mm, round, metal shiny, black, 2 switch positions, vertical latching, with | 61.62
3SU1050-7BC88-0AA0-ZX90 | Coordinate switch, 22 mm, round, metal shiny, black, 2 switch positions, horizontal momentary co | 67.1
3SU1051-0CB40-0AA0-ZY19 | Illuminated pushbutton, 22 mm, round, metal, shiny, green, front ring, high, momentary contact t | 8.54
3SU1051-3AB42-0AK0-ZY19 | Illuminated twin pushbutton, 22 mm, round, metal, shiny, green: I, red: O, buttons, flat, custom | 16.14
3SU1051-3AB61-0AK0-ZY19 | Illuminated twin pushbutton, 22 mm, round, metal, shiny, white: I, black: O, buttons, flat, cust | 16.14
3SU1052-2BP40-0AA0 | Selector switch, illuminable, 22 mm, round, metal, shiny, green, selector switch, short, 3 switc | 10.05
3SU1052-2FC60-0AA0-ZY19 | Illuminable selector switch, 22 mm, round, shiny metal, white, knob short, 2 switch positions O< | 15.83
3SU1060-0JB80-0AA0 | Pushbutton, 30 mm, round, metal, matte, gray, front ring for flush installation, momentary conta | 21.64
3SU1060-4LM01-0AA0-ZX90 | RONIS key-operated switch, 30 mm, round, metal, matte, front ring for flush installation, lock n | 59.06
3SU1061-0JB74-0AS0 | Illuminated pushbutton, 30 mm, round, metal, matte, clear, front ring for flush installation, mo | 29.63
3SU1062-2DF50-0AA0-ZX90 | Selector switch, illuminable, 30 mm, round, Metal, matte, blue, selector switch, short, front ri | 32.28
3SU1062-2DF50-0AA0-ZY19 | Selector switch, illuminable, 30 mm, round, Metal, matte, blue, selector switch, short, front ri | 33.55
3SU1062-2DL30-0AA0-ZY10 | Selector switch, illuminable, 30 mm, round, Metal, matte, yellow, selector switch, short, front | 35.44
3SU1062-2DN60-0AA0-ZY10 | Selector switch, illuminable, 30 mm, round, Metal, matte, white, selector switch, short, front r | 35.44
3SU1062-2DN60-0AA0-ZY12 | Selector switch, illuminable, 30 mm, round, Metal, matte, white, selector switch, short, front r | 35.44
3SU1100-1LB20-1PH0 | Emergency stop mushroom pushbutton, 22 mm, round, plastic, red, 40 mm, latching according to EN | 39.38
3SU1100-7AA10-1NA0 | Coordinate switch, 22 mm, round, plastic, black, 2 switch positions, horizontal latching, withou | 49.41
3SU1100-7AB10-1NA0 | Coordinate switch, 22 mm, round, plastic, black, 2 switch positions, vertical latching, without | 49.41
3SU1100-7AB10-1NA0-ZY10 | Coordinate switch, 22 mm, round, plastic, black, 2 switch positions, vertical latching, without | 56.97
3SU1100-7AE10-1QA0 | Coordinate switch, 22 mm, round, plastic, black, 4 switch positions, latching, without mechanica | 67.42
3SU1100-7AE10-1QA0-ZY10 | Coordinate switch, 22 mm, round, plastic, black, 4 switch positions, latching, without mechanica | 76.59
3SU1100-7BA10-1NA0-ZY10 | Coordinate switch, 22 mm, round, plastic, black, 2 switch positions, horizontal latching, with m | 67.73
3SU1100-7BA10-1NA0-ZY12 | Coordinate switch, 22 mm, round, plastic, black, 2 switch positions, horizontal latching, with m | 67.73
3SU1100-7BB10-1NA0-ZY12 | Coordinate switch, 22 mm, round, plastic, black, 2 switch positions, vertical latching, with mec | 67.73
3SU1100-7BB10-1NA0-ZY19 | Coordinate switch, 22 mm, round, plastic, black, 2 switch positions, vertical latching, with mec | 65.83
3SU1100-7BE10-1QA0-ZY12 | Coordinate switch, 22 mm, round, plastic, black, 4 switch positions, latching, with mechanical i | 87.99
3SU1100-7BE10-1QA0-ZY19 | Coordinate switch, 22 mm, round, plastic, black, 4 switch positions, latching, with mechanical i | 86.09
3SU1130-0AB20-3FA0 | Pushbutton, 22 mm, round, plastic with metal front ring, red, Pushbutton, flat, momentary contac | 26.84
3SU1130-7AA10-1NA0-ZX90 | Coordinate switch, 22 mm, round, plastic with metal front ring, black, 2 switch positions, horiz | 135.47
3SU1130-7AE10-1QA0-ZY19 | Coordinate switch, 22 mm, round, plastic with metal front ring, black, 4 switch positions, latch | 178.52
3SU1130-7BA10-1NA0 | Coordinate switch, 22 mm, round, plastic with metal front ring, black, 2 switch positions, horiz | 167.12
3SU1130-7BB10-1NA0 | Coordinate switch, 22 mm, round, plastic with metal front ring, black, 2 switch positions, verti | 167.12
3SU1130-7BB10-1NA0-ZY10 | Coordinate switch, 22 mm, round, plastic with metal front ring, black, 2 switch positions, verti | 170.28
3SU1130-7BE10-1QA0-ZY10 | Coordinate switch, 22 mm, round, plastic with metal front ring, black, 4 switch positions, latch | 214.59
3SU1130-7BE10-1QA0-ZY12 | Coordinate switch, 22 mm, round, plastic with metal front ring, black, 4 switch positions, latch | 214.59
3SU1132-0AD40-3AA0 | Indicator light, in illuminated pushbutton design, 22 mm, round, plastic with metal front ring, | 30.06
3SU1132-0AD60-3AA0 | Indicator light, in illuminated pushbutton design, 22 mm, round, plastic with metal front ring, | 30.06
3SU1150-7AB88-1NA0-ZX90 | Coordinate switch, 22 mm, round, metal shiny, black, 2 switch positions, vertical latching, with | 69.01
3SU1150-7AD88-1NA0-ZX90 | Coordinate switch, 22 mm, round, metal shiny, black, 2 switch positions, vertical momentary cont | 69.01
3SU1150-7BB88-1NA0-ZX90 | Coordinate switch, 22 mm, round, metal shiny, black, 2 switch positions, vertical latching, with | 81.67
3SU1150-7BD88-1NA0-ZX90 | Coordinate switch, 22 mm, round, metal shiny, black, 2 switch positions, vertical momentary cont | 81.67
3SU1158-3AB42-1MA0 | Illuminated twin pushbutton, 22 mm, round, metal, shiny, green, red, pushbuttons, flat momentary | 36.61
3SU1200-1SK10-2SA0-ZY19 | Sensor switch, compact, 22 mm, round, plastic, black, momentary contact type, with holder, opera | 364.64
3SU1200-6KF10-1AA0-ZX90 | acoustic signal device, compact, 22 mm, round, plastic, black, Continuous tone 2.4 kHz, IP40, So | 34.63
3SU1201-6AC24-1AA0-ZX90 | Indicator light with glow lamp compact, 22 mm, round, plastic, clear with red-green-yellow LED, | 42.74
3SU1201-6AC24-1AA0-ZY15 | Indicator light with LED lamp compact, 22 mm, round, plastic, clear with red-green-yellow LED, L | 45.9
3SU1201-6AF24-1AA0-ZY10 | Indicator light with LED lamp compact, 22 mm, round, plastic, clear with red-green-yellow LED, L | 45.9
3SU1201-6AF24-1AA0-ZY12 | Indicator light with LED lamp compact, 22 mm, round, plastic, clear with red-green-yellow LED, L | 45.9
3SU1250-6KC10-1AA0-ZX90 | acoustic signal device, compact, 22 mm, round, Metal, black, Continuous tone 2.4 kHz, IP40, Soun | 34.68
3SU1250-6KF10-1AA0-ZX90 | acoustic signal device, compact, 22 mm, round, Metal, black, Continuous tone 2.4 kHz, IP40, Soun | 34.68
3SU1251-6AC24-1AA0-ZY12 | Indicator light with LED lamp compact, 22 mm, round, Metal, clear with red-green-yellow LED, Len | 47.16
3SU1251-6AC24-1AA0-ZY15 | Indicator light with LED lamp compact, 22 mm, round, Metal, clear with red-green-yellow LED, Len | 47.16
3SU1251-6AF24-1AA0-ZY13 | Indicator light with LED lamp compact, 22 mm, round, Metal, clear with red-green-yellow LED, Len | 47.16
3SU1251-6AF24-1AA0-ZY19 | Indicator light with LED lamp compact, 22 mm, round, Metal, clear with red-green-yellow LED, Len | 45.27
3SU1400-1AA10-1LA0-ZX90 | Contact module with 1 contact element, 1 NO, gold-plated contacts, screw terminal, for front pla | 7.54
3SU1400-1AA10-1MA0-ZX90 | Contact module with 1 contact element, 1 NC, gold-plated contacts, screw terminal, for front pla | 7.54
3SU1400-1AA10-1QA0 | Contact module with 2 contact elements, 1 NO+1 NC, gold-plated contacts, screw terminal, for fro | 11.3
3SU1400-1AA10-1RA0 | Contact module with 2 contact elements, 1 NO leading + 1 NC lagging, gold-plated contacts, screw | 14.05
3SU1130-0AB40-3FA0 | Pushbutton, 22 mm, round, plastic with metal front ring, green, Pushbutton, flat, momentary cont | 26.84
3SU1130-0AB50-3FA0 | Pushbutton, 22 mm, round, plastic with metal front ring, blue, Pushbutton, flat, momentary conta | 26.84
3SU1130-4BF11-3FA0 | RONIS keyswitch, 22 mm, round, plastic with metal front ring, Lock number SB30, with 2 keys, 2 s | 82.93
3SU1130-7AB10-1NA0-ZY19 | Coordinate switch, 22 mm, round, plastic with metal front ring, black, 2 switch positions, verti | 136.74
3SU1130-7BA10-1NA0-ZY10 | Coordinate switch, 22 mm, round, plastic with metal front ring, black, 2 switch positions, horiz | 170.28
3SU1130-7BA10-1NA0-ZY11 | Coordinate switch, 22 mm, round, plastic with metal front ring, black, 2 switch positions, horiz | 170.28
3SU1130-7BA10-1NA0-ZY12 | Coordinate switch, 22 mm, round, plastic with metal front ring, black, 2 switch positions, horiz | 170.28
3SU1130-7BA10-1NA0-ZY15 | Coordinate switch, 22 mm, round, plastic with metal front ring, black, 2 switch positions, horiz | 170.28
3SU1130-7BE10-1QA0-ZY15 | Coordinate switch, 22 mm, round, plastic with metal front ring, black, 4 switch positions, latch | 214.59
3SU1130-7BE10-1QA0-ZY19 | Coordinate switch, 22 mm, round, plastic with metal front ring, black, 4 switch positions, latch | 212.7
3SU1132-0AD20-3AA0 | Indicator light, in illuminated pushbutton design, 22 mm, round, plastic with metal front ring, | 30.06
3SU1132-0AD30-3AA0 | Indicator light, in illuminated pushbutton design, 22 mm, round, plastic with metal front ring, | 30.06
3SU1150-7AA88-1NA0 | Coordinate switch, 22 mm, round, metal shiny, black, 2 switch positions, horizontal latching, wi | 63.37
3SU1150-7AA88-1NA0-ZX90 | Coordinate switch, 22 mm, round, metal shiny, black, 2 switch positions, horizontal latching, wi | 69.01
3SU1150-7AB88-1NA0 | Coordinate switch, 22 mm, round, metal shiny, black, 2 switch positions, vertical latching, with | 63.37
3SU1150-7BE88-1QA0-ZX90 | Coordinate switch, 22 mm, round, metal shiny, black, 4 switch positions, latching, with mechanic | 94.32
3SU1150-7BF88-1QA0-ZX90 | Coordinate switch, 22 mm, round, metal shiny, black, 4 switch positions, momentary contact type, | 94.32
3SU1200-6KB10-1AA0 | acoustic signal device, compact, 22 mm, round, plastic, black, Continuous tone 2.4 kHz, IP40, So | 31.8
3SU1200-6KB10-1AA0-ZX90 | acoustic signal device, compact, 22 mm, round, plastic, black, Continuous tone 2.4 kHz, IP40, So | 34.63
3SU1200-6KC10-1AA0 | acoustic signal device, compact, 22 mm, round, plastic, black, Continuous tone 2.4 kHz, IP40, So | 31.8
3SU1200-6KC10-1AA0-ZX90 | acoustic signal device, compact, 22 mm, round, plastic, black, Continuous tone 2.4 kHz, IP40, So | 34.63
3SU1201-6AF24-1AA0 | Indicator light with glow lamp, compact, 22 mm, round, plastic, clear with red-green-yellow LED, | 42.74
3SU1251-6AC24-1AA0 | Indicator light with glow lamp, compact, 22 mm, round, metal, clear with red-green-yellow LED, l | 44
3SU1251-6AC24-1AA0-ZX90 | Indicator light with glow lamp compact, 22 mm, round, Metal, clear with red-green-yellow LED, Le | 44
3SU1251-6AC24-1AA0-ZY10 | Indicator light with LED lamp compact, 22 mm, round, Metal, clear with red-green-yellow LED, Len | 47.16
3SU1251-6AC24-1AA0-ZY11 | Indicator light compact, 22 mm, round, Metal, clear with red-green LED, Lens smooth, with holder | 47.16
3SU1400-1AA10-3LA0 | Contact module with 1 contact element, 1 NO, gold-plated contacts, spring-type terminal, for fro | 8.88
3SU1400-1AA10-3LA0-ZX90 | Contact module with 1 contact element, 1 NO, gold-plated contacts, spring-type terminal, for fro | 9.69
3SU1400-1AA10-3MA0 | Contact module with 1 contact element, 1 NC, gold-plated contacts, spring-type terminal, for fro | 8.88
3SU1201-6AF24-1AA0-ZY15 | Indicator light with LED lamp compact, 22 mm, round, plastic, clear with red-green-yellow LED, L | 45.9
3SU1201-6AF24-1AA0-ZY19 | Indicator light with LED lamp compact, 22 mm, round, plastic, clear with red-green-yellow LED, L | 44
3SU1250-6KB10-1AA0 | acoustic signal device, compact, 22 mm, round, metal, black, Continuous tone 2.4 kHz, IP40, Soun | 34.68
3SU1250-6KB10-1AA0-ZX90 | acoustic signal device, compact, 22 mm, round, Metal, black, Continuous tone 2.4 kHz, IP40, Soun | 34.68
3SU1251-6AF24-1AA0 | Indicator light with glow lamp, compact, 22 mm, round, metal, clear with red-green-yellow LED, l | 44
3SU1251-6AF24-1AA0-ZX90 | Indicator light with LED lamp compact, 22 mm, round, Metal, clear with red-green-yellow LED, len | 44
3SU1251-6AF24-1AA0-ZY10 | Indicator light with LED lamp compact, 22 mm, round, Metal, clear with red-green-yellow LED, len | 47.16
3SU1251-6AF24-1AA0-ZY11 | Indicator light with LED lamp compact, 22 mm, round, Metal, clear with red-green-yellow LED, Len | 47.16
3SU1400-1AA10-1NA0 | Contact module with 2 contact elements, 2 NO, gold-plated contacts, screw terminal, for front pl | 14.05
3SU1400-1AA10-1NA0-ZX90 | Contact module with 2 contact elements, 2 NO, gold-plated contacts, screw terminal, for front pl | 15.32
3SU1400-1AA10-1PA0 | Contact module with 2 contact elements, 2 NC, gold-plated contacts, screw terminal, for front pl | 14.05
3SU1400-1AA10-1PA0-ZX90 | Contact module with 2 contact elements, 2 NC, gold-plated contacts, screw terminal, for front pl | 15.32
3SU1400-1AA10-3QA0 | Contact module with 2 contact elements, 1 NO+1 NC, gold-plated contacts, spring-type terminal, f | 14.93
3SU1400-1AA10-3QA0-ZX90 | Contact module with 2 contact elements, 1 NO+1 NC, gold-plated contacts, spring-type terminal, f | 16.27
3SU1400-1AA10-3RA0 | Contact module with 2 contact elements, 1 NO leading + 1 NC lagging, gold-plated contacts, sprin | 17.67
3SU1400-1AA10-3RA0-ZX90 | Contact module with 2 contact elements, 1 NO leading + 1 NC lagging, gold-plated contacts, sprin | 19.24
3SU1400-1DA10-1AA0 | Support terminal, black, screw terminal, for front plate mounting | 5.54
3SU1400-1LL10-3BA1-ZY19 | SIRIUS ACT with PROFINET: Fail-safe interface module with 4 DI, 1 DQ (24 V DC), 1 AI (10-bit A/D | 387.42
3SU1400-1MA10-1BA1 | SIRIUS ACT: Terminal module (Command module) for front plate mounting | 34.12
3SU1400-1MA10-1BA1-ZY19 | SIRIUS ACT: Terminal module (command module) for front plate mounting, customer-specific selecti | 38.43
3SU1400-2AA10-1LA0 | Contact module with 1 contact element, 1 NO, gold-plated contacts, screw terminal, for floor mou | 7.57
3SU1400-2EK10-6AA0-ZY19 | AS-Interface module, 4 inputs and 4 outputs, black, spring-type terminal (push-in), for input/ou | 167.12
3SU1400-2EM10-6AA0 | AS-Interface module, 4 inputs and 4 outputs, black, push-in + plug for input/output, for floor m | 165.86
3SU1400-3AA10-5BA0 | Contact module with 1 contact element, 1 NO, soldered connection, for use on printed circuit boa | 13.95
3SU1400-3AA10-5CA0 | Contact module with 1 contact element, 1 NC, soldered connection, for use on printed circuit boa | 13.95
3SU1401-1MC40-1CA1-ZY19 | SIRIUS ACT: Terminal module (command and LED module), integrated LED green, for front plate moun | 40.26
3SU1401-1MC50-1CA1 | SIRIUS ACT: Terminal module (Command and LED module), integrated LED blue, for front plate mount | 35.8
3SU1401-1MC50-1CA1-ZY19 | SIRIUS ACT: Terminal module (command and LED module), integrated LED blue, for front plate mount | 40.26
3SU1401-1MC60-1CA1 | SIRIUS ACT: Terminal module (Command and LED module), integrated LED white, for front plate moun | 35.8
3SU1401-1ME60-1DA1-ZY19 | SIRIUS ACT: Terminal module (LED module), integrated LED white, for front plate mounting, custom | 37.36
3SU1400-1AA10-3MA0-ZX90 | Contact module with 1 contact element, 1 NC, gold-plated contacts, spring-type terminal, for fro | 9.69
3SU1400-1DA50-3AA0 | Support terminal, blue, spring-type terminal, for front plate mounting | 6.22
3SU1400-1LK10-1AA1 | SIRIUS ACT with PROFINET: Standard interface module 24V DC, screw terminal, Front plate mounting | 227.27
3SU1400-1LK10-3AA1 | SIRIUS ACT with PROFINET: Standard interface module 24 V DC, spring-type terminal, Front plate m | 227.27
3SU1400-2AA10-3MA0 | Contact module with 1 contact element, 1 NC, gold-plated contacts, spring-type terminal, for flo | 9.9
3SU1400-2DA10-1AA0 | Support terminal, black, screw terminal, for floor mounting | 4.85
3SU1400-2DA10-3AA0 | Support terminal, black, spring-type terminal, for floor mounting | 5.51
3SU1400-2DA43-1AA0 | Support terminal, green/yellow, screw terminal, for floor mounting | 4.85
3SU1400-2DA43-3AA0 | Support terminal, green/yellow, spring-type terminal, for floor mounting | 5.51
3SU1401-1BB50-1AA2 | LED module with integrated LED 24 V AC/DC, blue, screw terminal, for front plate mounting, ATEX | 16.69
3SU1401-1BB60-1AA2 | LED module with integrated LED 24 V AC/DC, white, screw terminal, for front plate mounting, ATEX | 16.69
3SU1401-1MC00-1CA1 | SIRIUS ACT: Terminal module (Command and LED module), integrated LED amber, for front plate moun | 35.8
3SU1401-1MC00-1CA1-ZY19 | SIRIUS ACT: Terminal module (command and LED module), integrated LED amber, for front plate moun | 40.26
3SU1401-1ME20-1DA1-ZY19 | SIRIUS ACT: Terminal module (LED module), integrated LED red, for front plate mounting, customer | 37.36
3SU1401-1ME30-1DA1 | SIRIUS ACT: Terminal module (LED module), integrated LED yellow, for front plate mounting | 33.13
3SU1401-1ME30-1DA1-ZY19 | SIRIUS ACT: Terminal module (LED module), integrated LED yellow, for front plate mounting, custo | 37.36
3SU1401-1ME40-1DA1 | SIRIUS ACT: Terminal module (LED module), integrated LED green, for front plate mounting | 33.13
3SU1401-2EE60-6AA0-ZY19 | AS-Interface module, 2 safe inputs, 1 LED, white, spring-type terminal (push-in), for floor moun | 115.21
3SU1550-1AA10-3MA0 | Holder for 3 modules, metal, 1 NO, 1 NC, spring-type terminal | 12.85
3SU1550-1AA10-3NA0 | Holder for 3 modules, metal, 1 NO, 1 NO, spring-type terminal | 12.85
3SU1551-1AB20-3AA0 | Holder for 3 modules, metal, LED module, red, 24 V AC/DC, spring-type terminal | 11.44
3SU1801-0BA00-4AB1 | Enclosure for command devices 22 mm, round, Enclosure material plastic, enclosure top part gray, | 36.74
3SU1801-0BC00-4AB1 | Enclosure for command devices 22 mm, round, Enclosure material plastic, enclosure top part gray, | 51.78
3SU1801-0BD00-4AB1 | Enclosure for command devices 22 mm, round, Enclosure material plastic, enclosure top part gray, | 41.55
3SU1801-0BE00-4AB1 | Enclosure for command devices 22 mm, round, Enclosure material plastic, enclosure top part gray, | 31.04
3SU1802-0AF10-4TB1 | AS-Interface enclosure for command devices, 22 mm, round, Enclosure material plastic, enclosure | 502
3SU1802-0AG00-4SB1 | Enclosure for command devices, 22 mm, round, enclosure material plastic, enclosure top gray, 2 c | 132.31
3SU1802-0AH00-4AB1 | Enclosure for command devices, 22 mm, round, enclosure material plastic, enclosure top gray, 2 c | 79.14
3SU1802-0AJ00-4AB1 | Enclosure for command devices, 22 mm, round, enclosure material plastic, enclosure top gray, 2 c | 81.67
3SU1804-0AC00-4AB1 | Enclosure for command devices, 22 mm, round, Enclosure material plastic, enclosure top part gray | 110.14
3SU1804-0AD00-4AB1 | Enclosure for command devices, 22 mm, round, enclosure material plastic, enclosure top gray, 4 c | 136.1
3SU1400-1AA10-3NA0-ZX90 | Contact module with 2 contact elements, 2 NO, gold-plated contacts, spring-type terminal, for fr | 19.24
3SU1400-1AA10-3PA0-ZX90 | Contact module with 2 contact elements, 2 NC, gold-plated contacts, spring-type terminal, for fr | 19.24
3SU1400-1DA43-1AA0 | Support terminal, green/yellow, screw terminal, for front plate mounting | 5.54
3SU1400-1DA50-1AA0 | Support terminal, blue, screw terminal, for front plate mounting | 5.54
3SU1400-1LL10-1BA1-ZY19 | SIRIUS ACT with PROFINET: Fail-safe interface module with 4 DI, 1 DQ (24 V DC), 1 AI (10-bit A/D | 387.42
3SU1400-2AA10-1MA0 | Contact module with 1 contact element, 1 NC, gold-plated contacts, screw terminal, for floor mou | 7.57
3SU1400-2AA10-3LA0 | Contact module with 1 contact element, 1 NO, gold-plated contacts, spring-type terminal, for flo | 9.9
3SU1400-2DA50-3AA0 | Support terminal, blue, spring-type terminal, for floor mounting | 5.51
3SU1400-2EJ10-6AA0-ZY19 | AS-Interface module, A/B slave, 4 inputs and 3 outputs, black, spring-type terminal (push-in), f | 179.78
3SU1401-1BB00-1AA2 | LED module with integrated LED 24 V AC/DC, amber, screw terminal, for front plate mounting, ATEX | 16.69
3SU1401-1BB30-1AA2 | LED module with integrated LED 24 V AC/DC, yellow, screw terminal, for front plate mounting, ATE | 16.69
3SU1401-1MC20-1CA1-ZY19 | SIRIUS ACT: Terminal module (command and LED module), integrated LED red, for front plate mounti | 40.26
3SU1401-1MC30-1CA1-ZY19 | SIRIUS ACT: Terminal module (command and LED module), integrated LED yellow, for front plate mou | 40.26
3SU1401-1ME00-1DA1 | SIRIUS ACT: Terminal module (LED module), integrated LED amber, for front plate mounting | 33.13
3SU1401-1ME20-1DA1 | SIRIUS ACT: Terminal module (LED module), integrated LED red, for front plate mounting | 33.13
3SU1401-1ME40-1DA1-ZY19 | SIRIUS ACT: Terminal module (LED module), integrated LED green, for front plate mounting, custom | 37.36
3SU1401-1ME50-1DA1-ZY19 | SIRIUS ACT: Terminal module (LED module), integrated LED blue, for front plate mounting, custome | 37.36
3SU1401-2EE60-6AA0 | AS-Interface module, 2 safe inputs, 1 LED, white, spring-type terminal (push-in) for floor mount | 104.61
3SU1551-1AB20-3MA0 | Holder for 3 modules, metal, 1 NO, 1 NC, LED module, red, 24 V AC/DC, spring-type terminal | 20.47
3SU1551-1AB40-3MA0 | Holder for 3 modules, metal, 1 NO, 1 NC, LED module, green, 24 V AC/DC, spring-type terminal | 20.47
3SU1551-1AB60-3MA0 | Holder for 3 modules, metal, 1 NO, 1 NC, LED module, white, 24 V AC/DC, spring-type terminal | 20.47
3SU1801-0AA00-0AB2-ZY19 | Enclosure for command devices, 22 mm, round, enclosure material plastic, enclosure top part yell | 13.55
3SU1801-0AK00-4AB1 | Enclosure for command devices, 22 mm, round, enclosure material plastic, enclosure top gray, 1 c | 32.54
3SU1801-0NB10-4HC2 | AS-Interface enclosure for command devices 22 mm, round, Enclosure material plastic, Enclosure t | 192
3SU1801-0NF00-4NA2 | Enclosure for command devices 22 mm, round, enclosure material plastic, enclosure top part yello | 112
3SU1802-0AA00-0AB1-ZY19 | Enclosure for command devices, 22 mm, round, enclosure material plastic, enclosure top part gray | 15.38
3SU1802-0AE00-4FB1 | Enclosure for command devices, 22 mm, round, Enclosure material plastic, enclosure top part gray | 255.11
3SU1802-0NA00-2AB2 | Enclosure for command devices 22 mm, round, Enclosure material plastic, Enclosure top part yello | 93.63
3SU1803-0AF10-4DB1 | AS-Interface enclosure for command devices, 22 mm, round, Enclosure material plastic, enclosure | 318.41
3SU1803-0NG10-4RB1 | AS-Interface enclosure for command devices, 22 mm, round, Enclosure material plastic, enclosure | 734.96
3SU1804-0AB00-4SB1 | Enclosure for command devices, 22 mm, round, enclosure material plastic, enclosure top gray, 4 c | 156.36
3SU1806-0NB00-4AB1 | Enclosure for command devices, 22 mm, round, enclosure material plastic, enclosure top gray, 6 c | 200.67
3SU1806-0ND00-4AB1 | Enclosure for command devices, 22 mm, round, enclosure material plastic, enclosure top gray, 6 c | 149.39
3SU1851-0AA00-0AC1-ZY19 | Enclosure for command devices, 22 mm, round, enclosure material metal, enclosure top part gray, | 113.95
3SU1851-0AA00-0AF2 | Enclosure for command devices, 22 mm, round, Enclosure material metal, Enclosure top part yellow | 108.7
3SU1851-0AA00-0AH2-ZY19 | Enclosure for command devices, 22 mm, round, enclosure material metal, enclosure top part yellow | 119.64
3SU1851-0AA00-0AJ1-ZY19 | Enclosure for command devices, 22 mm, round, enclosure material metal, enclosure top part gray, | 160.16
3SU1851-0NB10-4GB2 | AS-Interface enclosure for command devices 22 mm, round, Enclosure material metal, Enclosure top | 202.68
3SU1851-0NH00-4NB2 | Enclosure for command devices, 22 mm, round, Enclosure material metal, Enclosure top part yellow | 163.56
3SU1853-0AF10-4DB1 | AS-Interface enclosure for command devices, 22 mm, round, Enclosure material metal, enclosure to | 384.25
3SU1854-0AA00-0AB1-ZY19 | Enclosure for command devices, 22 mm, round, enclosure material metal, enclosure top part gray, | 69.01
3SU1900-0AC81-0AA0-ZY19 | Labeling plate for snapping on or gluing on label holder, label size 12.5x27 mm, silver label, b | 0.91
3SU1900-0AD81-0AA0-ZY19 | Labeling plate for snapping on or gluing on label holder, label size 17.5 x 27 mm, silver label, | 0.91
3SU1900-0AK10-0AA0-ZY19 | Label holder, 22 mm, for twin pushbutton, flat, black, for labeling plate 12.5 mm x 27 mm, custo | 1.14
3SU1900-0AM10-0AA0-ZY19 | Label holder for coordinate switch, 22 mm, 4 switch positions, black, for labeling plates 27 mm | 9.76
3SU1900-0AS10-0AA0-ZY19 | Label holder, 22 mm, flat, frame rounded off at the bottom, black, for labeling plate 17.5 mm x | 1.12
3SU1900-0AX10-0AA0-ZY19 | Single frame, 22 mm, for square design, black, customer-specific selection with SIRIUS ACT confi | 3.92
3SU1900-0BB31-0AS0-ZY19 | Washer for emergency stop, yellow, with inscription: NOT-AUS, outer diameter 75 mm, inside diame | 9.76
3SU1900-0BB31-0ND0-ZY19 | Washer for emergency stop, yellow, with inscription (Polish): Zatrzymanie Symbol 5638, Awaryjne | 9.76
3SU1900-0BE31-0AT0 | Labeling plate for EMERGENCY STOP mushroom pushbutton in the enclosure, yellow, with inscription | 6.22
3SU1900-0BG16-0AA0-ZY19 | Labeling plate for potentiometer, black label, without inscription, customer-specific selection | 7.6
3SU1900-0BG16-0SA0-ZY19 | Labeling plate for potentiometer, black label, white font, with inscription: 0...10, customer-sp | 7.6
3SU1900-0BJ61-0AA0-ZY19 | Labeling plates for printing and gluing on label holder, label size 12.5x27 mm, white, without i | 0.57
3SU1900-0BU81-0AA0 | Labeling plate for gluing on enclosure, Label size 25x55 mm, label silver, black font, without i | 5.19
3SU1900-0DA70-0AA0-ZY19 | Sealable cap for pushbutton, flat, 22 mm, clear, customer-specific selection with SIRIUS ACT con | 4.81
3SU1900-0DC70-0AA0-ZY19 | Silicone protection cap for pushbutton, raised, 22 mm, clear, customer-specific selection with S | 5.96
3SU1900-0DH70-0AA0-ZY19 | Silicone protection cap for Twin pushbutton, high, clear, customer-specific selection with SIRIU | 6.4
3SU1900-0DW10-0AA0-ZY19 | Protective collar for pushbutton, selector switch, short, 22 mm, 360° black, plastic, customer-s | 6.71
3SU1900-0ED70-0AA0-ZY19 | Silicone-free protective cover for pushbutton flat, 22 mm, clear, customer-specific selection wi | 5.46
3SU1551-1AB60-3NA0 | Holder for 3 modules, metal, 1 NO, 1 NO, LED module, white, 24 V AC/DC, spring-type terminal | 20.47
3SU1551-1AB60-3PA0 | Holder for 3 modules, metal, 1 NC, 1 NC, LED module, white, 24 V AC/DC, spring-type terminal | 20.47
3SU1801-0AA00-0AA2-ZY19 | Enclosure for command devices, 22 mm, round, enclosure material plastic, enclosure top part yell | 12.28
3SU1801-0AA00-0AB1-ZY19 | Enclosure for command devices, 22 mm, round, enclosure material plastic, enclosure top part gray | 12.28
3SU1801-0NJ00-1AA2 | Enclosure for command devices, 22 mm, round, Enclosure material plastic, Enclosure top part yell | 62.87
3SU1801-0NK00-3SA2 | Enclosure for command devices, 22 mm, round, enclosure material plastic, enclosure top part yell | 127.24
3SU1801-0NL00-1AA2 | Enclosure for command devices, 22 mm, round, Enclosure material plastic, Enclosure top part yell | 70.27
3SU1801-0NN00-2AA2 | Enclosure for command devices, 22 mm, round, Enclosure material plastic, Enclosure top part yell | 66.95
3SU1801-0NP00-2AA2 | Enclosure for command devices, 22 mm, round, Enclosure material plastic, Enclosure top part yell | 46.4
3SU1803-0AJ00-4AB1 | Enclosure for command devices, 22 mm, round, enclosure material plastic, enclosure top gray, 3 c | 139.26
3SU1803-0AK00-4AB1 | Enclosure for command devices, 22 mm, round, enclosure material plastic, enclosure top gray, 3 c | 113.32
3SU1803-0AL00-4AB1 | Enclosure for command devices, 22 mm, round, enclosure material plastic, enclosure top gray, 3 c | 110.14
3SU1803-0AM00-4AB1 | Enclosure for command devices, 22 mm, round, enclosure material plastic, enclosure top gray, 3 c | 115.21
3SU1806-0NE00-4AB1 | Enclosure for command devices, 22 mm, round, enclosure material plastic, enclosure top gray, 6 c | 231.06
3SU1851-0AA00-0AA2-ZY19 | Enclosure for command devices, 22 mm, round, enclosure material metal, enclosure top part yellow | 38.05
3SU1851-0AA00-0AB1-ZY19 | Enclosure for command devices, 22 mm, round, enclosure material metal, enclosure top part gray, | 33.18
3SU1851-0AA00-0AB2-ZY19 | Enclosure for command devices, 22 mm, round, enclosure material metal, enclosure top part yellow | 38.05
3SU1851-0AA00-0AJ2-ZY19 | Enclosure for command devices, 22 mm, round, enclosure material metal, enclosure top part yellow | 160.16
3SU1851-0AF00-4NB1 | Enclosure for command devices, 22 mm, round, Enclosure material metal, enclosure top part gray, | 199.36
3SU1851-0AG00-4NB1 | Enclosure for command devices, 22 mm, round, Enclosure material metal, enclosure top part gray, | 142.98
3SU1851-0AH00-4NB1 | Enclosure for command devices, 22 mm, round, Enclosure material metal, enclosure top part gray, | 122.07
3SU1856-0AE20-4NB1 | Enclosure for command devices, 22 mm, round, Enclosure material metal, enclosure top part gray, | 765.98
3SU1900-0AB71-0AA0-ZY19 | Inscription plate for illuminated pushbutton, round, milky, without inscription, for self-labeli | 1.33
3SU1900-0AC26-0AA0-ZY19 | Labeling plate for snapping on or gluing on label holder, label size 12.5x27 mm, red label, whit | 5.11
3SU1900-0AD16-0SB0 | Labeling plate for snapping on or gluing, on label holder, Label size 17.5 x 27mm black label, w | 4.98
3SU1900-0AD70-0AA0-ZY19 | Labeling plate for snapping on or gluing on label holder, label size 17.5 x 27 mm, transparent, | 1.03
3SU1900-0AE81-0AA0-ZY19 | Labeling plate for snapping on or gluing on label holder, label size 27x27 mm, silver label, bla | 1.2
3SU1900-0AN10-0AA0-ZY19 | Label holder, 22 mm, frame rectangular at the bottom, black, for labeling plate 12.5 mm x 27 mm, | 1.12
3SU1900-0AP10-0AA0-ZY19 | Label holder, 22 mm, frame rectangular at the bottom, black, for labeling plate 17.5 mm x 27 mm, | 1.12
3SU1804-0NA00-2AB1 | Enclosure for command devices, 22 mm, round, Enclosure material plastic, Enclosure top part gray | 255.74
3SU1806-0AA00-0AB1-ZY19 | Enclosure for command devices, 22 mm, round, enclosure material plastic, enclosure top part gray | 29.37
3SU1806-0AC10-4DB1 | AS-Interface enclosure for command devices, 22 mm, round, Enclosure material plastic, enclosure | 917.27
3SU1851-0AA00-0AG2 | Enclosure for command devices, 22 mm, round, Enclosure material metal, Enclosure top part yellow | 191.22
3SU1851-0AA00-0AG2-ZY19 | Enclosure for command devices, 22 mm, round, enclosure material metal, enclosure top part yellow | 209.54
3SU1851-0AA00-0AH1 | Enclosure for command devices, 22 mm, round, Enclosure material metal, enclosure top part gray, | 108.7
3SU1851-0AA00-0AH1-ZY19 | Enclosure for command devices, 22 mm, round, enclosure material metal, enclosure top part gray, | 119.64
3SU1852-0AA00-0AB1-ZY19 | Enclosure for command devices, 22 mm, round, enclosure material metal, enclosure top part gray, | 39.63
3SU1852-0AD00-4NB1 | Enclosure for command devices, 22 mm, round, Enclosure material metal, enclosure top part gray, | 176.7
3SU1853-0AA00-0AB1-ZY19 | Enclosure for command devices, 22 mm, round, enclosure material metal, enclosure top part gray, | 52.1
3SU1900-0AD16-0AA0-ZY19 | Labeling plate for snapping on or gluing on label holder, label size 17.5 x 27 mm, black label, | 0.97
3SU1900-0AE16-0AA0-ZY19 | Labeling plate for snapping on or gluing on label holder, label size 27x27 mm, black label, whit | 1.27
3SU1900-0AF16-0AA0-ZY19 | Labeling plate for gluing on enclosure, label size 22x22 mm, black label, white font, without in | 1.27
3SU1900-0AH10-0AA0-ZY19 | Label holder, 22 mm, flat, frame rounded off at the bottom, black, for labeling plate 17.5 mm x | 1.12
3SU1900-0BN31-0NC0-ZY19 | Washer for emergency stop, yellow, outer diameter 60 mm, inside diameter 22.5 mm, thickness 2 mm | 10.39
3SU1900-0BQ10-0AA0 | Label holder, flat, Frame rounded off at the bottom black, for 2 labeling plates 17.5 mm x 27 mm | 4.47
3SU1900-0BR10-0AA0 | Label holder, flat, Frame rounded off at the bottom black, for 2 labeling plates 17.5 mm x 27 mm | 4.47
3SU1900-0BS10-0AA0 | Label holder, flat, black, for 4 labeling plates 17.5 mm x 27 mm, for gluing | 7.52
3SU1900-0DD70-0AA0-ZY19 | Silicone protection cap for selector switch, short, 22 mm, clear, customer-specific selection wi | 5.54
3SU1900-0DE70-0AA0-ZY19 | Silicone protection cap for mushroom pushbutton, 40 mm, 22 mm design, clear, customer-specific s | 34.44
3SU1900-0DF70-0AA0-ZY19 | Silicone protection cap for EMERGENCY-STOP mushroom pushbutton, 40 mm, 22 mm design, clear, cus | 20.57
3SU1900-0DG70-0AA0-ZY19 | Silicone protection cap for Twin pushbutton, flat, clear, customer-specific selection with SIRIU | 6.4
3SU1900-0EF70-0AA0-ZY19 | Silicone-free protective cover for selector switch short, 22 mm, clear, customer-specific select | 5.46
3SU1900-0EG70-0AA0 | Silicone-free protective cover for mushroom pushbutton 40 mm 22 mm design, clear | 30.45
3SU1900-0EG70-0AA0-ZY19 | Silicone-free protective cover for mushroom pushbutton 40 mm 22 mm design, clear, customer-speci | 34.44
3SU1900-0EK70-0AA0 | Silicone-free protective cover for Twin pushbutton, raised clear | 4.7
3SU1900-0EM70-0AA0 | Dust cap for ID key-operated switch, clear | 2.51
3SU1900-0KQ80-0AA0 | Flat ribbon cable, 7 cores Length 5 m | 16.4
3SU1900-0KS10-0AA0 | Connector for communication module, 4-pole spring-type terminal | 6.06
3SU1900-0KT10-0AA0 | Connector for communication module, 7-pole spring-type terminal | 8.48
3SU1950-0GA80-0AA0 | USB port, 22 mm, metal shiny, silver | 52.49
3SU1130-7AA10-1NA0-ZY11 | Coordinate switch, 22 mm, round, plastic with metal front ring, black, 2 switch positions, horiz | 138.63
3SU1130-7AB10-1NA0-ZY11 | Coordinate switch, 22 mm, round, plastic with metal front ring, black, 2 switch positions, verti | 138.63
3SU1130-7AB10-1NA0-ZY15 | Coordinate switch, 22 mm, round, plastic with metal front ring, black, 2 switch positions, verti | 138.63
3SU1130-7AE10-1QA0 | Coordinate switch, 22 mm, round, plastic with metal front ring, black, 4 switch positions, latch | 177.25
3SU1130-7AF10-3QA0 | Coordinate switch, 22 mm, round, plastic with metal front ring, black, 4 switch positions, momen | 177.25
3SU1130-7BA10-1NA0-ZX90 | Coordinate switch, 22 mm, round, plastic with metal front ring, black, 2 switch positions, horiz | 167.12
3SU1130-7BA10-1NA0-ZY19 | Coordinate switch, 22 mm, round, plastic with metal front ring, black, 2 switch positions, horiz | 168.39
3SU1130-7BB10-1NA0-ZX90 | Coordinate switch, 22 mm, round, plastic with metal front ring, black, 2 switch positions, verti | 167.12
3SU1130-7BB10-1NA0-ZY11 | Coordinate switch, 22 mm, round, plastic with metal front ring, black, 2 switch positions, verti | 170.28
3SU1130-7BE10-1QA0-ZX90 | Coordinate switch, 22 mm, round, plastic with metal front ring, black, 4 switch positions, latch | 211.43
3SU1130-7BE10-1QA0-ZY11 | Coordinate switch, 22 mm, round, plastic with metal front ring, black, 4 switch positions, latch | 214.59
3SU1132-0AD50-3AA0 | Indicator light, in illuminated pushbutton design, 22 mm, round, plastic with metal front ring, | 30.06
3SU1150-7AC88-1NA0-ZX90 | Coordinate switch, 22 mm, round, metal shiny, black, 2 switch positions, horizontal momentary co | 69.01
3SU1150-7AE88-1QA0 | Coordinate switch, 22 mm, round, metal shiny, black, 4 switch positions, latching, without mecha | 73.84
3SU1150-7BC88-1NA0-ZX90 | Coordinate switch, 22 mm, round, metal shiny, black, 2 switch positions, horizontal momentary co | 81.67
3SU1150-7BE88-1QA0 | Coordinate switch, 22 mm, round, metal shiny, black, 4 switch positions, latching, with mechanic | 86.59
3SU1200-0KB10-0AA0 | Pushbutton, compact, with extended stroke (12 mm), 22 mm, round, plastic, black, pushbutton, rai | 28.09
3SU1200-2PW10-1AA0-ZY19 | Potentiometer, compact, 22 mm, round, plastic, black, 2.2 kOhm, with holder, screw terminal, cus | 68.36
3SU1200-6KF10-1AA0 | acoustic signal device, compact, 22 mm, round, plastic, black, Continuous tone 2.4 kHz, IP40, So | 31.8
3SU1201-6AC24-1AA0 | Indicator light with glow lamp, compact, 22 mm, round, plastic, clear with red-green-yellow LED, | 42.74
3SU1201-6AC24-1AA0-ZY19 | Indicator light with LED lamp compact, 22 mm, round, plastic, clear with red-green-yellow LED, L | 44
3SU1201-6AF24-1AA0-ZX90 | Indicator light with LED lamp compact, 22 mm, round, plastic, clear with red-green-yellow LED, L | 42.74
3SU1201-6AF24-1AA0-ZY11 | Indicator light with LED lamp compact, 22 mm, round, plastic, clear with red-green-yellow LED, L | 45.9
3SU1201-6AF24-1AA0-ZY13 | Indicator light with LED lamp compact, 22 mm, round, plastic, clear with red-green-yellow LED, L | 45.9
3SU1250-6KC10-1AA0 | acoustic signal device, compact, 22 mm, round, metal, black, Continuous tone 2.4 kHz, IP40, Soun | 34.68
3SU1250-6KF10-1AA0 | acoustic signal device, compact, 22 mm, round, metal, black, Continuous tone 2.4 kHz, IP40, Soun | 34.68
3SU1251-6AC24-1AA0-ZY13 | Indicator light with LED lamp compact, 22 mm, round, Metal, clear with red-green-yellow LED, Len | 47.16
3SU1251-6AC24-1AA0-ZY19 | Indicator light with LED lamp compact, 22 mm, round, Metal, clear with red-green-yellow LED, Len | 45.27
3SU1251-6AF24-1AA0-ZY12 | Indicator light with LED lamp compact, 22 mm, round, Metal, clear with red-green-yellow LED, Len | 47.16
3SU1251-6AF24-1AA0-ZY15 | Indicator light with LED lamp compact, 22 mm, round, Metal, clear with red-green-yellow LED, Len | 47.16
3SU1400-1AA10-1LA0 | Contact module with 1 contact element, 1 NO, gold-plated contacts, screw terminal, for front pla | 6.92
3SU1400-1AA10-1MA0 | Contact module with 1 contact element, 1 NC, gold-plated contacts, screw terminal, for front pla | 6.92
3SU1400-1AA10-1QA0-ZX90 | Contact module with 2 contact elements, 1 NO+1 NC, gold-plated contacts, screw terminal, for fro | 12.28
3SU1400-1AA10-1RA0-ZX90 | Contact module with 2 contact elements, 1 NO leading + 1 NC lagging, gold-plated contacts, screw | 15.32
3SU1400-1AA10-3NA0 | Contact module with 2 contact elements, 2 NO, gold-plated contacts, spring-type terminal, for fr | 17.67
3SU1400-1AA10-3PA0 | Contact module with 2 contact elements, 2 NC, gold-plated contacts, spring-type terminal, for fr | 17.67
3SU1400-1DA10-3AA0 | Support terminal, black, spring-type terminal, for front plate mounting | 6.22
3SU1400-1DA43-3AA0 | Support terminal, green/yellow, spring-type terminal, for front plate mounting | 6.22
3SU1400-1LL10-1BA1 | SIRIUS ACT with PROFINET: Fail-safe interface module with 4 DI, 1 DQ (24 V DC), 1 AI (10-bit A/D | 354.54
3SU1400-1LL10-3BA1 | SIRIUS ACT with PROFINET: Fail-safe interface module with 4 DI, 1 DQ (24 V DC), 1 AI (10-bit A/D | 354.54
3SU1400-2AA10-1LA0-ZX90 | Contact module with 1 contact element, 1 NO, gold-plated contacts, screw terminal, for floor mou | 8.23
3SU1400-2AA10-1MA0-ZX90 | Contact module with 1 contact element, 1 NC, gold-plated contacts, screw terminal, for floor mou | 8.23
3SU1400-2DA50-1AA0 | Support terminal, blue, screw terminal, for floor mounting | 4.85
3SU1400-2EA10-6AA0-ZY19 | AS-Interface module, 2 safe inputs, black, spring-type terminal (push-in), for input/output, for | 115.21
3SU1401-1BB20-1AA2 | LED module with integrated LED 24 V AC/DC, red, screw terminal, for front plate mounting, ATEX Z | 16.69
3SU1401-1BB40-1AA2 | LED module with integrated LED 24 V AC/DC, green, screw terminal, for front plate mounting, ATEX | 16.69
3SU1401-1MC20-1CA1 | SIRIUS ACT: Terminal module (Command and LED module), integrated LED red, for front plate mounti | 35.8
3SU1401-1MC30-1CA1 | SIRIUS ACT: Terminal module (Command and LED module), integrated LED yellow, for front plate mou | 35.8
3SU1401-1MC40-1CA1 | SIRIUS ACT: Terminal module (Command and LED module), integrated LED green, for front plate moun | 35.8
3SU1401-1MC60-1CA1-ZY19 | SIRIUS ACT: Terminal module (command and LED module), integrated LED white, for front plate moun | 40.26
3SU1401-1ME00-1DA1-ZY19 | SIRIUS ACT: Terminal module (LED module), integrated LED amber, for front plate mounting, custom | 37.36
3SU1401-1ME50-1DA1 | SIRIUS ACT: Terminal module (LED module), integrated LED blue, for front plate mounting | 33.13
3SU1401-1ME60-1DA1 | SIRIUS ACT: Terminal module (LED module), integrated LED white, for front plate mounting | 33.13
3SU1401-2EE20-6AA0-ZY19 | AS-Interface module, 2 safe inputs, 1 LED, red, spring-type terminal (push-in), for floor mounti | 115.21
3SU1551-1AB30-3MA0 | Holder for 3 modules, metal, 1 NO, 1 NC, LED module, yellow, 24 V AC/DC, spring-type terminal | 20.47
3SU1551-1AB50-3MA0 | Holder for 3 modules, metal, 1 NO, 1 NC, LED module, blue, 24 V AC/DC, spring-type terminal | 20.47
3SU1801-0AA00-0AC2-ZY19 | Enclosure for command devices, 22 mm, round, enclosure material plastic, enclosure top part yell | 28.36
3SU1801-0AK00-4DB1 | Enclosure for command devices 22 mm, round, enclosure material plastic, enclosure top part gray, | 74.7
3SU1801-0NB00-2AA2 | Enclosure for command devices, 22 mm, round, Enclosure material plastic, Enclosure top part yell | 46.4
3SU1801-0NE00-4AB2 | Enclosure for command devices 22 mm, round, Enclosure material plastic, Enclosure top part yello | 54.83
3SU1802-0AA00-0AB2-ZY19 | Enclosure for command devices, 22 mm, round, enclosure material plastic, enclosure top part yell | 15.77
3SU1803-0AA00-0AB1-ZY19 | Enclosure for command devices, 22 mm, round, enclosure material plastic, enclosure top part gray | 16.9
3SU1803-0AG10-4DB1 | AS-Interface enclosure for command devices, 22 mm, round, Enclosure material plastic, enclosure | 318.41
3SU1803-0AN00-4AB1 | Enclosure for command devices, 22 mm, round, enclosure material plastic, enclosure top gray, 3 c | 131.66
3SU1804-0AA00-0AB1-ZY19 | Enclosure for command devices, 22 mm, round, enclosure material plastic, enclosure top part gray | 21.15
3SU1806-0AD00-4AB1 | Enclosure for command devices, 22 mm, round, enclosure material plastic, enclosure top gray, 6 c | 188.65
3SU1806-0NC00-4AB1 | Enclosure for command devices, 22 mm, round, enclosure material plastic, enclosure top gray, 6 c | 179.78
3SU1851-0AA00-0AC2-ZY19 | Enclosure for command devices, 22 mm, round, enclosure material metal, enclosure top part yellow | 73.43
3SU1851-0AA00-0AF2-ZY19 | Enclosure for command devices, 22 mm, round, enclosure material metal, enclosure top part yellow | 119.64
3SU1851-0AA00-0AH2 | Enclosure for command devices, 22 mm, round, Enclosure material metal, Enclosure top part yellow | 108.7
3SU1851-0AA00-0AJ1 | Enclosure for command devices, 22 mm, round, metal enclosure, gray enclosure top, with protectiv | 145.89
3SU1851-0AA00-0AJ2 | Enclosure for command devices, 22 mm, round, metal enclosure, yellow enclosure top, with protect | 145.89
3SU1851-0AK00-4DB1 | Enclosure for command devices 22 mm, round, enclosure material metal, enclosure top part gray, 1 | 103.19
3SU1851-0NB10-4GC2 | AS-Interface enclosure for command devices 22 mm, round, Enclosure material metal, Enclosure top | 239.41
3SU1853-0AG10-4DB1 | AS-Interface enclosure for command devices, 22 mm, round, Enclosure material metal, enclosure to | 384.25
3SU1856-0AA00-0AB1-ZY19 | Enclosure for command devices, 22 mm, round, enclosure material metal, enclosure top part gray, | 88.62
3SU1900-0AC16-0AA0-ZY19 | Labeling plate for snapping on or gluing on label holder, label size 12.5x27 mm, black label, wh | 0.97
3SU1900-0AF81-0AA0-ZY19 | Labeling plate for gluing on enclosure, label size 22x22 mm, silver label, black font, without i | 1.2
3SU1900-0AG10-0AA0-ZY19 | Label holder, 22 mm, flat, frame rounded off at the bottom, black, for labeling plate 12.5 mm x | 1.12
3SU1900-0AJ10-0AA0-ZY19 | Label holder, 22 mm, flat, frame rounded off at the bottom, black, for labeling plate 27 mm x 27 | 1.12
3SU1900-0AL10-0AA0-ZY19 | Label holder for coordinate switch, 22 mm, 2 switch positions, black, for labeling plates 27 mm | 6.24
3SU1900-0AT10-0AA0-ZY19 | Label holder, 22 mm, flat, frame rounded off at the bottom, black, for labeling plate 27 mm x 27 | 1.12
3SU1900-0AY61-0AA0-ZY19 | Unit labeling plate, white, without inscription, for support of dust resistance, for contact mod | 0.89
3SU1900-0BB31-0AA0-ZY19 | Washer for emergency stop, yellow, without inscription, outer diameter 75 mm, inside diameter 22 | 8.04
3SU1900-0BB31-0AT0-ZY19 | Washer for emergency stop, yellow, with inscription: NOT-HALT, outer diameter 75 mm, inside diam | 9.76
3SU1900-0BB31-0DA0-ZY19 | Washer for emergency stop, yellow, with inscription: EMERGENCY STOP, outer diameter 75 mm, insid | 9.76
3SU1900-0BE31-0AT0-ZY19 | Labeling plate for emergency stop mushroom pushbutton in the enclosure, yellow, with inscription | 7.91
3SU1900-0BH60-0AA0-ZY19 | Inscription plates for printing for illuminated pushbutton, milky, without inscription, for self | 0.65
3SU1900-0AQ10-0AA0-ZY19 | Label holder, 22 mm, frame rectangular at the bottom, black, for labeling plate 27 mm x 27 mm, f | 1.12
3SU1900-0AR10-0AA0-ZY19 | Label holder, 22 mm, flat, frame rounded off at the bottom, black, for labeling plate 12.5 mm x | 1.12
3SU1900-0BG16-0RT0-ZY19 | Labeling plate for potentiometer, black label, white font, with inscription: 0...9, customer-spe | 7.6
3SU1900-0BG16-0RU0-ZY19 | Labeling plate for potentiometer, black label, white font, with inscription: With graphic symbol | 7.6
3SU1900-0BG16-0SA0 | Labeling plate for potentiometer, black label, white font, with inscription: 0...10 | 5.82
3SU1900-0DY30-0DA0 | Protective collar for EMERGENCY STOP mushroom pushbutton, with and without RONIS lock, yellow, p | 10.68
3SU1900-0DY80-0AA0-ZY19 | Protective collar for EMERGENCY STOP mushroom pushbutton, with and without RONIS lock, 22 mm des | 14.38
3SU1900-0EA30-0AA0-ZY19 | Protective collar for mushroom pushbutton, 22 mm design, 360° yellow, plastic, customer-specifi | 14.05
3SU1900-0EB10-0AA0-ZY19 | Dust cap for key-operated switch CES, BKS, IKON, RONIS and O.M.R., with and without key monitori | 3.92
3SU1900-0HE10-0AA0 | Metric screw connection M20 for AS-i-profile cable for routing the Flat cable into AS-i-housing | 5.75
3SU1900-0HF10-0AA0 | Metric screw connection M25 for AS-i-profile cable for routing the Flat cable into AS-i-housing | 5.75
3SU1900-0JA10-0AA0 | Metric screw connection M20 for routing the Round cable into AS-i-housing, for plastic or metal | 5.67
3SU1900-0JB10-0AA0 | Metric screw connection M25 for routing the Round cable into AS-i-housing, for plastic or metal | 5.67
3SU1960-0GB80-0AA0 | RJ45 connection: 30 mm, Metal matt, sand gray | 39.98
3SU1960-0KB10-0AA0 | Adapter for installation of actuators and signaling units, 22 mm, in a mounting drill hole 30.5 | 4.05
3SX5100-1SS08 | accessories for position switches 3SE5, plastic connector plug, M12; 8-pole for device connectio | 52.62
3SX5100-1SS51 | Accessory for position switches 3SE51/52; M12 connector 5-pole, for M20 x 1.5; Pin1=Brown cable, | 25.36
3VA1110-4ED22-0AA0 | circuit breaker 3VA1 IEC frame 160 breaking capacity class S Icu=36kA @ 415V 2-pole, line protec | 180.83
3VA1110-4ED26-0AA0 | circuit breaker 3VA1 IEC frame 160 breaking capacity class S Icu=36kA @ 415V 2-pole, line protec | 193.56
3VA1110-4ED32-0AF0 | circuit breaker 3VA1 IEC frame 160 breaking capacity class S Icu=36kA @ 415V 3-pole, line protec | 334.94
3VA1110-4EE36-0AF0 | circuit breaker 3VA1 IEC frame 160 breaking capacity class S Icu=36kA @ 415V 3-pole, line protec | 366.27
3VA1116-5ED26-0AA0 | circuit breaker 3VA1 IEC frame 160 breaking capacity class M Icu=55kA @ 415V 2-pole, line protec | 389.11
3VA1116-5EE32-0KF0 | circuit breaker 3VA1 IEC frame 160 breaking capacity class M Icu=55kA @ 415V 3-pole, line protec | 752.04
3VA1116-5EF36-0BF0 | circuit breaker 3VA1 IEC frame 160 breaking capacity class M Icu=55kA @ 415V 3-pole, line protec | 821.68
3VA1116-5EF46-0KF0 | circuit breaker 3VA1 IEC frame 160 breaking capacity class M Icu=55kA @ 415V 4-pole, line protec | 988.81
3VA1120-5ED46-0AB0 | circuit breaker 3VA1 IEC frame 160 breaking capacity class M Icu=55kA @ 415V 4-pole, line protec | 429.64
3VA1125-5ED12-0AA0 | circuit breaker 3VA1 IEC frame 160 breaking capacity class M Icu=55kA @ 240V 1-pole, line protec | 87.22
3VA1125-5ED16-0AA0 | circuit breaker 3VA1 IEC frame 160 breaking capacity class M Icu=55kA @ 240V 1-pole, line protec | 93.61
3VA1125-5ED22-0AA0 | circuit breaker 3VA1 IEC frame 160 breaking capacity class M Icu=55kA @ 415V 2-pole, line protec | 159.26
3VA1125-5ED26-0AA0 | circuit breaker 3VA1 IEC frame 160 breaking capacity class M Icu=55kA @ 415V 2-pole, line protec | 170.06
3SU1900-0EF70-0AA0 | Silicone-free protective cover for selector switch short, 22 mm, clear | 3.84
3SU1900-0EX30-0AA0 | Protective collar for EMERGENCY STOP mushroom pushbutton, 60 mm, 22 mm design, for 3 padlocks, | 60.45
3SU1900-0GB10-0AA0 | RJ45 connection: 22 mm, plastic, black | 21.26
3SU1900-0JC10-0AA0 | Metric screw connection M20 for routing the Round cable into IO link housing, for plastic or met | 5.67
3SU1900-0JH30-0AA0 | Protective collar for EMERGENCY STOP mushroom pushbutton, with and without RONIS lock, yellow, p | 46.11
3SU1930-0GA80-0AA0 | USB port, 22 mm, plastic with metal front ring, sand gray | 50.19
3SU1960-0AS10-0AA0 | Label holder, 30 mm, flat, Frame rounded off at the bottom black, for labeling plate 17.5 mm x 2 | 3.26
3SU1960-0FA80-0AA0-ZX90 | Sealing plug for Free control points, 30 mm, Metal matt, sand gray, Z=100-unit packaging | 16.21
3UF7013-1AB00-0 | Basic unit SIMOCODE pro V EIP, EtherNet/IP, medium redundancy DLR, Web server, transmission rate | 814.86
3UF7110-1AA01-0 | current/voltage measuring module V2; Set current 0.3 ... 4 A, voltage measurement up to 690 V, o | 269.7
3UF7112-1AA01-0 | Current/voltage measuring module V2; set current 10 ... 115 A, voltage measurement up to 690 V, | 277.82
3UF7210-1BA01-0 | Operator panel with display for SIMOCODE pro V, installation in control cabinet door or front pl | 533.77
3UF7901-0AA01-0 | Memory module for the parameterization of SIMOCODE pro S/V without PC/PG, Color: titanium gray | 39.29
3VA1063-2ED36-0BF0 | circuit breaker 3VA1 IEC frame 100 breaking capacity class B Icu=16kA @ 415V 3-pole, line protec | 384.38
3VA1102-5MG32-0AA0 | circuit breaker 3VA1 IEC frame 160 breaking capacity class M Icu=55kA @ 415V 3-pole, starter pro | 188.68
3VA1104-5MG36-0AA0 | circuit breaker 3VA1 IEC frame 160 breaking capacity class M Icu=55kA @ 415V 3-pole, starter pro | 204.35
3VA1104-6MG36-0AA0 | circuit breaker 3VA1 IEC frame 160 breaking capacity class H Icu=70kA @ 415V 3-pole, starter pro | 222
3VA1110-5ED26-0AA0 | circuit breaker 3VA1 IEC frame 160 breaking capacity class M Icu=55kA @ 415V 2-pole, line protec | 211.69
3VA1110-6ED32-0AB0 | circuit breaker 3VA1 IEC frame 160 breaking capacity class H Icu=70kA @ 415V 3-pole, line protec | 419.88
3VA1110-6MH36-0DD0 | circuit breaker 3VA1 IEC frame 160 breaking capacity class H Icu=70kA @ 415V 3-pole, starter pro | 584.22
3VA1112-3EF36-0JM0 | circuit breaker 3VA1 IEC frame 160 breaking capacity class N Icu=25kA @ 415V 3-pole, line protec | 681.02
3VA1112-5EF42-0DC0 | circuit breaker 3VA1 IEC frame 160 breaking capacity class M Icu=55kA @ 415V 4-pole, line protec | 877.38
3VA1112-6GF46-0KF0 | circuit breaker 3VA1 IEC frame 160 breaking capacity class H Icu=70kA @ 415V 4-pole, line protec | 940.06
3VA1116-4ED22-0AA0 | circuit breaker 3VA1 IEC frame 160 breaking capacity class S Icu=36kA @ 415V 2-pole, line protec | 342.53
3VA1116-5ED12-0AA0 | circuit breaker 3VA1 IEC frame 160 breaking capacity class M Icu=55kA @ 240V 1-pole, line protec | 208.29
3VA1116-5ED22-0AA0 | circuit breaker 3VA1 IEC frame 160 breaking capacity class M Icu=55kA @ 415V 2-pole, line protec | 376.35
3VA1116-6EE32-0AB0 | circuit breaker 3VA1 IEC frame 160 breaking capacity class H Icu=70kA @ 415V 3-pole, line protec | 738.12
3VA1116-6GF46-0KF0 | circuit breaker 3VA1 IEC frame 160 breaking capacity class H Icu=70kA @ 415V 4-pole, line protec | 1065.4
3VA1120-5ED16-0AA0 | circuit breaker 3VA1 IEC frame 160 breaking capacity class M Icu=55kA @ 240V 1-pole, line protec | 93.61
3VA1120-5ED26-0AA0 | circuit breaker 3VA1 IEC frame 160 breaking capacity class M Icu=55kA @ 415V 2-pole, line protec | 170.06
3VA1125-5EF32-0BD0 | circuit breaker 3VA1 IEC frame 160 breaking capacity class M Icu=55kA @ 415V 3-pole, line protec | 458.89
3SU1950-0GB80-0AA0 | RJ45 connection: 22 mm, metal shiny, silver | 30
3SU1950-0JE80-0AA0 | Strut section mounting adapter for enclosure, metal, sand gray | 7.28
3SU1950-0KB10-0AA0 | Adapter for installation of actuators and signaling units, 22 mm, in a mounting drill hole 30.5 | 4.05
3SU1960-0AH10-0AA0 | Label holder, 30 mm, flat, Frame rounded off at the bottom black, for labeling plate 17.5 mm x 2 | 3.26
3UF7113-1AA01-0 | current/voltage measuring module V2; Set current 20...200 A voltage measurement up to 690 V, ove | 424.28
3UF7113-1BA01-0 | current/voltage measuring module V2; Set current 20...200 A voltage measurement up to 690 V, ove | 424.28
3UF7114-1BA01-0 | Current/voltage measuring module V2; set current 63...630 A voltage measurement up to 690 V, wid | 469.61
3UF7210-1AA01-0 | Operator panel with display for SIMOCODE pro V, installation in control cabinet door or front pl | 451.02
3VA1020-3ED42-0DF0 | circuit breaker 3VA1 IEC frame 100 breaking capacity class N Icu=25kA @ 415V 4-pole, line protec | 425.46
3VA1050-2ED32-0KF0 | circuit breaker 3VA1 IEC frame 100 breaking capacity class B Icu=16kA @ 415V 3-pole, line protec | 334.25
3VA1102-5MG36-0AA0 | circuit breaker 3VA1 IEC frame 160 breaking capacity class M Icu=55kA @ 415V 3-pole, starter pro | 204.35
3VA1102-6MG32-0AA0 | circuit breaker 3VA1 IEC frame 160 breaking capacity class H Icu=70kA @ 415V 3-pole, starter pro | 204.84
3VA1102-6MG36-0AA0 | circuit breaker 3VA1 IEC frame 160 breaking capacity class H Icu=70kA @ 415V 3-pole, starter pro | 222
3VA1104-5MG32-0AA0 | circuit breaker 3VA1 IEC frame 160 breaking capacity class M Icu=55kA @ 415V 3-pole, starter pro | 188.68
3VA1110-5ED12-0AA0 | circuit breaker 3VA1 IEC frame 160 breaking capacity class M Icu=55kA @ 240V 1-pole, line protec | 111.73
3VA1110-5ED16-0AA0 | circuit breaker 3VA1 IEC frame 160 breaking capacity class M Icu=55kA @ 240V 1-pole, line protec | 117.13
3VA1110-5ED22-0AA0 | circuit breaker 3VA1 IEC frame 160 breaking capacity class M Icu=55kA @ 415V 2-pole, line protec | 199.93
3VA1112-4ED26-0AA0 | circuit breaker 3VA1 IEC frame 160 breaking capacity class S Icu=36kA @ 415V 2-pole, line protec | 304.8
3VA1112-5ED12-0AA0 | circuit breaker 3VA1 IEC frame 160 breaking capacity class M Icu=55kA @ 240V 1-pole, line protec | 178.87
3VA1112-5ED16-0AA0 | circuit breaker 3VA1 IEC frame 160 breaking capacity class M Icu=55kA @ 240V 1-pole, line protec | 187.2
3VA1112-5ED22-0AA0 | circuit breaker 3VA1 IEC frame 160 breaking capacity class M Icu=55kA @ 415V 2-pole, line protec | 323.44
3VA1125-5EF32-0KD0 | circuit breaker 3VA1 IEC frame 160 breaking capacity class M Icu=55kA @ 415V 3-pole, line protec | 431.03
3VA1132-6EF36-0AM0 | circuit breaker 3VA1 IEC frame 160 breaking capacity class H Icu=70kA @ 415V 3-pole, line protec | 426.85
3VA1150-5ED12-0AA0 | circuit breaker 3VA1 IEC frame 160 breaking capacity class M Icu=55kA @ 240V 1-pole, line protec | 87.22
3VA1150-5ED16-0AA0 | circuit breaker 3VA1 IEC frame 160 breaking capacity class M Icu=55kA @ 240V 1-pole, line protec | 93.61
3VA1150-5ED22-0AA0 | circuit breaker 3VA1 IEC frame 160 breaking capacity class M Icu=55kA @ 415V 2-pole, line protec | 159.26
3VA1180-6GF46-0KF0 | circuit breaker 3VA1 IEC frame 160 breaking capacity class H Icu=70kA @ 415V 4-pole, line protec | 586.31
3VA1181-5MG32-0AA0 | circuit breaker 3VA1 IEC frame 160 breaking capacity class M Icu=55kA @ 415V 3-pole, starter pro | 188.68
3VA1181-5MG36-0AA0 | circuit breaker 3VA1 IEC frame 160 breaking capacity class M Icu=55kA @ 415V 3-pole, starter pro | 204.35
3VA1181-6MG32-0AA0 | circuit breaker 3VA1 IEC frame 160 breaking capacity class H Icu=70kA @ 415V 3-pole, starter pro | 204.84
3VA1220-5EF32-0LC0 | circuit breaker 3VA1 IEC frame 250 breaking capacity class M Icu=55kA @ 415V 3-pole, line protec | 1051.48
3VA1132-5ED26-0AA0 | circuit breaker 3VA1 IEC frame 160 breaking capacity class M Icu=55kA @ 415V 2-pole, line protec | 170.06
3VA1132-5EE36-0AB0 | circuit breaker 3VA1 IEC frame 160 breaking capacity class M Icu=55kA @ 415V 3-pole, line protec | 351.65
3VA1132-5EE36-0AC0 | circuit breaker 3VA1 IEC frame 160 breaking capacity class M Icu=55kA @ 415V 3-pole, line protec | 327.28
3VA1132-5GD42-0DA0 | circuit breaker 3VA1 IEC frame 160 breaking capacity class M Icu=55kA @ 415V 4-pole, line protec | 438.7
3VA1140-5ED26-0AA0 | circuit breaker 3VA1 IEC frame 160 breaking capacity class M Icu=55kA @ 415V 2-pole, line protec | 170.06
3VA1140-5EE36-0AB0 | circuit breaker 3VA1 IEC frame 160 breaking capacity class M Icu=55kA @ 415V 3-pole, line protec | 351.65
3VA1140-5EE36-0AC0 | circuit breaker 3VA1 IEC frame 160 breaking capacity class M Icu=55kA @ 415V 3-pole, line protec | 328.67
3VA1140-5GD42-0DA0 | circuit breaker 3VA1 IEC frame 160 breaking capacity class M Icu=55kA @ 415V 4-pole, line protec | 438.7
3VA1180-5ED16-0AA0 | circuit breaker 3VA1 IEC frame 160 breaking capacity class M Icu=55kA @ 240V 1-pole, line protec | 102.44
3VA1180-5ED22-0AA0 | circuit breaker 3VA1 IEC frame 160 breaking capacity class M Icu=55kA @ 415V 2-pole, line protec | 173.48
3VA1180-5ED26-0AA0 | circuit breaker 3VA1 IEC frame 160 breaking capacity class M Icu=55kA @ 415V 2-pole, line protec | 184.25
3VA1196-5ED26-0AA0 | circuit breaker 3VA1 IEC frame 160 breaking capacity class M Icu=55kA @ 415V 2-pole, line protec | 170.06
3VA1196-5EE32-0AB0 | circuit breaker 3VA1 IEC frame 160 breaking capacity class M Icu=55kA @ 415V 3-pole, line protec | 329.37
3VA1216-4EF42-0BA0 | circuit breaker 3VA1 IEC frame 250 breaking capacity class S Icu=36kA @ 415V 4-pole, line protec | 1044.51
3VA1216-6EF32-0KC0 | Circuit breaker 3VA1 IEC Frame 250 Switching capacity class H Icu=70 kA @ 415 V 3-pole, system p | 1030.59
3VA1332-4GF42-0AA0 | circuit breaker 3VA1 IEC frame 400 breaking capacity class S Icu=36kA @ 415V 4-pole, line protec | 1033.97
3VA1332-5EF32-0AA0 | circuit breaker 3VA1 IEC frame 400 breaking capacity class M Icu=55kA @ 415V 3-pole, line protec | 872.28
3VA1332-5EF42-0AA0 | circuit breaker 3VA1 IEC frame 400 breaking capacity class M Icu=55kA @ 415V 4-pole, line protec | 1136.9
3VA1332-5FF42-0AA0 | circuit breaker 3VA1 IEC frame 400 breaking capacity class S Icu=55kA @ 415V 4-pole, line protec | 1136.9
3VA1332-5GF42-0AA0 | circuit breaker 3VA1 IEC frame 400 breaking capacity class M Icu=55kA @ 415V 4-pole, line protec | 1136.9
3VA1340-1AA42-0AA0 | switch disconnector 3VA1 IEC frame 400 4-pole SD100, In=400A without overload protection w/o sho | 725.27
3VA1340-4EF32-0AA0 | circuit breaker 3VA1 IEC frame 400 breaking capacity class S Icu=36kA @ 415V 3-pole, line protec | 798.78
3VA1340-4EF42-0AA0 | circuit breaker 3VA1 IEC frame 400 breaking capacity class S Icu=36kA @ 415V 4-pole, line protec | 1033.97
3VA1340-4FF42-0AA0 | circuit breaker 3VA1 IEC frame 400 breaking capacity class N Icu=36kA @ 415V 4-pole, line protec | 1033.97
3VA1440-5MH32-0AA0 | circuit breaker 3VA1 IEC frame 630 breaking capacity class M Icu=55kA @ 415V 3-pole, starter pro | 872.28
3VA1440-6MH32-0AA0 | circuit breaker 3VA1 IEC frame 630 breaking capacity class H Icu=70kA @ 415V 3-pole, starter pro | 984.98
3VA1440-7MH32-0AA0 | circuit breaker 3VA1 IEC frame 630 breaking capacity class C Icu=110kA @ 415 V 3-pole, starter p | 1171.2
3VA1450-4EF32-0AA0 | circuit breaker 3VA1 IEC frame 630 breaking capacity class S Icu=36kA @ 415V 3-pole, line protec | 1048.69
3VA1450-7EF32-0AA0 | circuit breaker 3VA1 IEC frame 630 breaking capacity class C Icu=110kA @ 415 V 3-pole, line prot | 1406.42
3VA1450-7EF42-0AA0 | circuit breaker 3VA1 IEC frame 630 breaking capacity class C Icu=110kA @ 415 V 4-pole, line prot | 1818.06
3VA1132-3GD42-0DA0 | circuit breaker 3VA1 IEC frame 160 breaking capacity class N Icu=25kA @ 415V 4-pole, line protec | 389.25
3VA1132-5ED16-0AA0 | circuit breaker 3VA1 IEC frame 160 breaking capacity class M Icu=55kA @ 240V 1-pole, line protec | 93.61
3VA1132-6EE36-0AH0 | circuit breaker 3VA1 IEC frame 160 breaking capacity class H Icu=70kA @ 415V 3-pole, line protec | 373.24
3VA1140-4EE36-0AF0 | circuit breaker 3VA1 IEC frame 160 breaking capacity class S Icu=36kA @ 415V 3-pole, line protec | 304.99
3VA1140-5ED16-0AA0 | circuit breaker 3VA1 IEC frame 160 breaking capacity class M Icu=55kA @ 240V 1-pole, line protec | 93.61
3VA1150-5ED26-0AA0 | circuit breaker 3VA1 IEC frame 160 breaking capacity class M Icu=55kA @ 415V 2-pole, line protec | 170.06
3VA1150-6GF46-0KF0 | circuit breaker 3VA1 IEC frame 160 breaking capacity class H Icu=70kA @ 415V 4-pole, line protec | 547.32
3VA1163-1AA46-0HA0 | switch disconnector 3VA1 IEC frame 160 4-pole SD100, In=63A without overload protection w/o shor | 357.93
3VA1163-5ED16-0AA0 | circuit breaker 3VA1 IEC frame 160 breaking capacity class M Icu=55kA @ 240V 1-pole, line protec | 93.61
3VA1163-5ED26-0AA0 | circuit breaker 3VA1 IEC frame 160 breaking capacity class M Icu=55kA @ 415V 2-pole, line protec | 170.06
3VA1163-6GF46-0KF0 | circuit breaker 3VA1 IEC frame 160 breaking capacity class H Icu=70kA @ 415V 4-pole, line protec | 547.32
3VA1180-5ED12-0AA0 | circuit breaker 3VA1 IEC frame 160 breaking capacity class M Icu=55kA @ 240V 1-pole, line protec | 95.57
3VA1196-5ED12-0AA0 | circuit breaker 3VA1 IEC frame 160 breaking capacity class M Icu=55kA @ 240V 1-pole, line protec | 87.22
3VA1196-5ED22-0AA0 | circuit breaker 3VA1 IEC frame 160 breaking capacity class M Icu=55kA @ 415V 2-pole, line protec | 159.26
3VA1216-6FF42-0CA0 | circuit breaker 3VA1 IEC frame 250 breaking capacity class H Icu=70kA @ 415V 4-pole, line protec | 1274.3
3VA1220-5EF32-0CG0 | Circuit breaker 3VA1 IEC Frame 250 Switching capacity class M Icu=55 kA @ 415 V 3-pole, system p | 981.84
3VA1220-6MH32-0DE0 | circuit breaker 3VA1 IEC frame 250 breaking capacity class H Icu=70kA @ 415V 3-pole, starter pro | 1135.04
3VA1225-1AA42-0DF0 | switch disconnector 3VA1 IEC frame 250 4-pole SD100, In=250A without overload protection w/o sho | 856.49
3VA1225-5EF32-0DF0 | circuit breaker 3VA1 IEC frame 250 breaking capacity class M Icu=55kA @ 415V 3-pole, line protec | 1058.43
3VA1325-7MH32-0AA0 | circuit breaker 3VA1 IEC frame 400 breaking capacity class C Icu=110kA @ 415 V 3-pole, starter p | 852.69
3VA1332-4EF42-0AA0 | circuit breaker 3VA1 IEC frame 400 breaking capacity class S Icu=36kA @ 415V 4-pole, line protec | 1033.97
3VA1332-5MH32-0AA0 | circuit breaker 3VA1 IEC frame 400 breaking capacity class M Icu=55kA @ 415V 3-pole, starter pro | 872.28
3VA1332-6EF42-0AA0 | circuit breaker 3VA1 IEC frame 400 breaking capacity class H Icu=70kA @ 415V 4-pole, line protec | 1293.69
3VA1332-7GF42-0AA0 | circuit breaker 3VA1 IEC frame 400 breaking capacity class C Icu=110kA @ 415 V 4-pole, line prot | 1391.72
3VA1340-1AA32-0AA0 | switch disconnector 3VA1 IEC frame 400 3-pole SD100, In=400A without overload protection w/o sho | 558.65
3VA1340-4GF42-0AA0 | circuit breaker 3VA1 IEC frame 400 breaking capacity class S Icu=36kA @ 415V 4-pole, line protec | 1033.97
3VA1340-5EF42-0AA0 | circuit breaker 3VA1 IEC frame 400 breaking capacity class M Icu=55kA @ 415V 4-pole, line protec | 1136.9
3VA1340-7EF32-0AA0 | circuit breaker 3VA1 IEC frame 400 breaking capacity class C Icu=110kA @ 415 V 3-pole, line prot | 1078.07
3VA1340-7FF42-0AA0 | circuit breaker 3VA1 IEC frame 400 breaking capacity class C Icu=110kA @ 415 V 4-pole, line prot | 1391.72
3VA1450-4FF42-0AA0 | circuit breaker 3VA1 IEC frame 630 breaking capacity class N Icu=36kA @ 415V 4-pole, line protec | 1357.4
3VA1220-5EF42-0HG0 | Circuit breaker 3VA1 IEC Frame 250 Switching capacity class M Icu=55 kA @ 415 V 4-pole, system p | 1225.55
3VA1220-5MH32-0CD0 | circuit breaker 3VA1 IEC frame 250 breaking capacity class M Icu=55kA @ 415V 3-pole, starter pro | 988.81
3VA1220-6GF42-0KF0 | circuit breaker 3VA1 IEC frame 250 breaking capacity class H Icu=70kA @ 415V 4-pole, line protec | 1330.01
3VA1220-6MH32-0DD0 | circuit breaker 3VA1 IEC frame 250 breaking capacity class H Icu=70kA @ 415V 3-pole, starter pro | 1107.18
3VA1225-6GF42-0DB0 | circuit breaker 3VA1 IEC frame 250 breaking capacity class H Icu=70kA @ 415V 4-pole, line protec | 1524.99
3VA1225-6GF42-0KF0 | circuit breaker 3VA1 IEC frame 250 breaking capacity class H Icu=70kA @ 415V 4-pole, line protec | 1469.27
3VA1325-5MH32-0AA0 | circuit breaker 3VA1 IEC frame 400 breaking capacity class M Icu=55kA @ 415V 3-pole, starter pro | 637.04
3VA1325-6MH32-0AA0 | circuit breaker 3VA1 IEC frame 400 breaking capacity class H Icu=70kA @ 415V 3-pole, starter pro | 725.27
3VA1332-6GF42-0AA0 | circuit breaker 3VA1 IEC frame 400 breaking capacity class H Icu=70kA @ 415V 4-pole, line protec | 1293.69
3VA1332-6MH32-0AA0 | circuit breaker 3VA1 IEC frame 400 breaking capacity class H Icu=70kA @ 415V 3-pole, starter pro | 984.98
3VA1332-7EF32-0AA0 | circuit breaker 3VA1 IEC frame 400 breaking capacity class C Icu=110kA @ 415 V 3-pole, line prot | 1078.07
3VA1332-7EF42-0AA0 | circuit breaker 3VA1 IEC frame 400 breaking capacity class C Icu=110kA @ 415 V 4-pole, line prot | 1391.72
3VA1340-5GF42-0AA0 | circuit breaker 3VA1 IEC frame 400 breaking capacity class M Icu=55kA @ 415V 4-pole, line protec | 1136.9
3VA1340-6EF32-0AA0 | circuit breaker 3VA1 IEC frame 400 breaking capacity class H Icu=70kA @ 415V 3-pole, line protec | 984.98
3VA1340-6EF42-0AA0 | circuit breaker 3VA1 IEC frame 400 breaking capacity class H Icu=70kA @ 415V 4-pole, line protec | 1293.69
3VA1340-6FF42-0AA0 | circuit breaker 3VA1 IEC frame 400 breaking capacity class H Icu=70kA @ 415V 4-pole, line protec | 1293.69
3VA1340-6GF42-0AA0 | circuit breaker 3VA1 IEC frame 400 breaking capacity class H Icu=70kA @ 415V 4-pole, line protec | 1293.69
3VA1450-5EF42-0AA0 | circuit breaker 3VA1 IEC frame 630 breaking capacity class M Icu=55kA @ 415V 4-pole, line protec | 1494.62
3VA1450-5FF42-0AA0 | circuit breaker 3VA1 IEC frame 630 breaking capacity class S Icu=55kA @ 415V 4-pole, line protec | 1494.62
3VA1450-5GF42-0AA0 | circuit breaker 3VA1 IEC frame 630 breaking capacity class M Icu=55kA @ 415V 4-pole, line protec | 1494.62
3VA1450-5MH32-0AA0 | circuit breaker 3VA1 IEC frame 630 breaking capacity class M Icu=55kA @ 415V 3-pole, starter pro | 1146.68
3VA1463-4GF42-0AA0 | circuit breaker 3VA1 IEC frame 630 breaking capacity class S Icu=36kA @ 415V 4-pole, line protec | 1465.22
3VA1463-5EF32-0AA0 | circuit breaker 3VA1 IEC frame 630 breaking capacity class M Icu=55kA @ 415V 3-pole, line protec | 1239.8
3VA1463-5EF42-0AA0 | circuit breaker 3VA1 IEC frame 630 breaking capacity class M Icu=55kA @ 415V 4-pole, line protec | 1612.23
3VA1463-5GF42-0AA0 | circuit breaker 3VA1 IEC frame 630 breaking capacity class M Icu=55kA @ 415V 4-pole, line protec | 1612.23
3VA1463-6EF32-0AA0 | circuit breaker 3VA1 IEC frame 630 breaking capacity class H Icu=70kA @ 415V 3-pole, line protec | 1406.42
3VA1463-6EF42-0AA0 | circuit breaker 3VA1 IEC frame 630 breaking capacity class H Icu=70kA @ 415V 4-pole, line protec | 1827.85
3VA1463-6FF42-0AA0 | circuit breaker 3VA1 IEC frame 630 breaking capacity class H Icu=70kA @ 415V 4-pole, line protec | 1827.85
3VA2010-6KQ32-0DA0 | circuit breaker 3VA2 IEC frame 100 breaking capacity class H Icu=85kA @ 415V 3-pole, line protec | 1587.65
3VA2025-7HL36-0AC0 | circuit breaker 3VA2 IEC frame 100 breaking capacity class C Icu=110kA @ 415V 3-pole, line prote | 660.13
3SU1900-0BK61-0AA0-ZY19 | Labeling plates for printing and gluing on label holder, label size 17.5 x 27 mm, white, without | 0.55
3SU1900-0BT10-0AA0 | Label holder, flat, black, for 4 labeling plates 17.5 mm x 27 mm, for snapping on | 7.52
3SU1900-0BU81-0AA0-ZY19 | Labeling plate for gluing on enclosure, label size 25x55 mm, silver label, black font, without i | 6.9
3SU1900-0DA10-0AA0-ZY19 | Sealable cap for pushbutton, flat, 22 mm, black, customer-specific selection with SIRIUS ACT con | 4.81
3SU1900-0DB70-0AA0-ZY19 | Silicone protection cap for pushbutton, flat, 22 mm, clear, customer-specific selection with SIR | 5.54
3SU1900-0DJ10-0AA0-ZY19 | Sun collar, black, for illuminated pushbutton, 22 mm, customer-specific selection with SIRIUS AC | 3.34
3SU1900-0DY30-0AA0-ZY19 | Protective collar for EMERGENCY STOP mushroom pushbutton, with and without RONIS lock, 22 mm des | 11.46
3SU1900-0EC10-0AA0-ZY19 | Protection for sensor switch, black, customer-specific selection with SIRIUS ACT configurator (C | 63.3
3SU1900-0EE70-0AA0-ZY19 | Silicone-free protective cover for pushbutton raised, 22 mm, clear, customer-specific selection | 5.93
3SU1900-0GA10-0AA0 | USB port, 22 mm, plastic, black | 37.5
3SU1900-0JD10-0AA0 | Metric screw connection M25 for routing the Round cable into IO link housing, for plastic or met | 5.67
3SU1900-0KP80-0AA0 | Flat ribbon cable, 7 cores Length 10 m | 30.34
3SU1930-0GB80-0AA0 | RJ45 connection: 22 mm, plastic with metal front ring, sand gray | 27.28
3SU1960-0FA80-0AA0 | Sealing plug for Free control points, 30 mm, Metal matt, sand gray | 14.88
3SU1960-0GA80-0AA0 | USB port, 30 mm, Metal matt, sand gray | 70.35
3SX5691-2A | Cable gland molded plastic IP67 for position switch M20x 1.5 for cable diameter: 5-13 mm Bulk pa | 5.06
3UF7013-1AU00-0 | Basic unit SIMOCODE pro V EIP, EtherNet/IP, medium redundancy DLR, Web server, transmission rate | 719.53
3UF7111-1AA01-0 | Current/voltage measuring module V2; set current 3 ... 40 A, voltage measurement up to 690 V, ov | 273.18
3UF7900-0AA01-0 | Memory module for the parameterization of SIMOCODE pro C without PC/PG, Color: titanium gray | 39.29
3UF7934-0AA00-0 | Connecting cable Length 0.3 m, flat, for connection of basic unit, current measuring module, cur | 17.55
3VA1104-6MG32-0AA0 | circuit breaker 3VA1 IEC frame 160 breaking capacity class H Icu=70kA @ 415V 3-pole, starter pro | 204.84
3VA1110-1AA46-0BF0 | switch disconnector 3VA1 IEC frame 160 4-pole SD100, In=100A without overload protection w/o sho | 497.89
3VA1110-5EF36-0DF0 | circuit breaker 3VA1 IEC frame 160 breaking capacity class M Icu=55kA @ 415V 3-pole, line protec | 529.22
3VA1110-6GF46-0KF0 | circuit breaker 3VA1 IEC frame 160 breaking capacity class H Icu=70kA @ 415V 4-pole, line protec | 651.07
3VA1112-1AA42-0DD0 | switch disconnector 3VA1 IEC frame 160 4-pole SD100, In=125A without overload protection w/o sho | 580.06
3VA1112-4ED22-0AA0 | circuit breaker 3VA1 IEC frame 160 breaking capacity class S Icu=36kA @ 415V 2-pole, line protec | 294.02
3VA1112-5ED26-0AA0 | circuit breaker 3VA1 IEC frame 160 breaking capacity class M Icu=55kA @ 415V 2-pole, line protec | 334.7
3VA1112-5EF46-0DC0 | circuit breaker 3VA1 IEC frame 160 breaking capacity class M Icu=55kA @ 415V 4-pole, line protec | 912.2
3VA1116-1AA46-0DC0 | switch disconnector 3VA1 IEC frame 160 4-pole SD100, In=160A without overload protection w/o sho | 612.08
3VA1116-4ED26-0AA0 | circuit breaker 3VA1 IEC frame 160 breaking capacity class S Icu=36kA @ 415V 2-pole, line protec | 353.32
3VA1116-5ED16-0AA0 | circuit breaker 3VA1 IEC frame 160 breaking capacity class M Icu=55kA @ 240V 1-pole, line protec | 216.59
3VA1116-6EE32-0AC0 | circuit breaker 3VA1 IEC frame 160 breaking capacity class H Icu=70kA @ 415V 3-pole, line protec | 710.26
3VA1450-7FF42-0AA0 | circuit breaker 3VA1 IEC frame 630 breaking capacity class C Icu=110kA @ 415 V 4-pole, line prot | 1818.06
3VA1450-7GF42-0AA0 | circuit breaker 3VA1 IEC frame 630 breaking capacity class C Icu=110kA @ 415 V 4-pole, line prot | 1818.06
JTA:TEF1203-0LB | SINAMICS G120 Du/dt Filter with VPL Volatge Peak Limit 690V 110 - 132 kW 400V 55 kW - 75 kW SIN | 5687.66
JTA:TEF1203-0MB | SINAMICS G120 Du/dt Filter with VPL Volatge Peak Limit 690V 160 - 250 kW 400V 90 kW - 132 kW SI | 7306.79
3VA1463-7GF42-0AA0 | circuit breaker 3VA1 IEC frame 630 breaking capacity class C Icu=110kA @ 415 V 4-pole, line prot | 1974.86
3VA2010-5HL36-0JF0 | circuit breaker 3VA2 IEC frame 100 breaking capacity class M Icu=55kA @ 415V 3-pole, line protec | 694.95
3VA2010-5HL36-0KF0 | circuit breaker 3VA2 IEC frame 100 breaking capacity class M Icu=55kA @ 415V 3-pole, line protec | 694.95
3VA2063-5HM46-0AL0 | circuit breaker 3VA2 IEC frame 100 breaking capacity class M Icu=55kA @ 415V 4-pole, line protec | 1037.54
3VA2063-5HN32-0KG0 | circuit breaker 3VA2 IEC frame 100 breaking capacity class M Icu=55kA @ 415V 3-pole, line protec | 724.2
NMA:A5E36794114 | SINAMICS G150 - Opt. L19 Material set for option L19 comprising: Contactors, terminals, fuses, C | 4398.88
PBD:20388-121 | 300 TPH,Mild Steel FLOWGUIDE,6 inch DIN | 1046.03
PBD:20388-122 | 300 TBH, mild steel-epoxy flowguide 6 inch DIN | 1901.21
PBD:20388-124 | 300 TPH, 304 (1.4301) STAINLESS STEEL FLOWGUIDE 6 inch DIN | 1901.21
PBD:20388-125 | 300 TPH, 316 (1.4401)STAINLESS STEEL FLOWGUIDE 6 inch DIN | 2376.17
PBD:20388-415 | 300 TPH,Mild Steel FLOWGUIDE, 12 inch ASME | 4752.32
PBD:20388-422 | 300 TBH, mild steel-epoxy flowguide 12 inch DIN | 2849.66
PBD:20388-425 | 300 TPH, 316 (1.4401)STAINLESS STEEL FLOWGUIDE 12 inch DIN | 4752.32
PBD:20388-512 | 300 TPH, mild steel-epoxy flowguide 14 inch ASME | 3328.93
PBD:20395-500 | 40 TPH,Mild Steel PTFE FLOWGUIDE, 4 X 10 inch | 1865.35
PBD:20395-600 | 40 TPH, 304 (1.4301) STAINLESS STEEL FLOWGUIDE, PTFE,4 X 10 inch | 2798.01
PBD:20395-700 | 40 TPH,Mild Steel AR FLOWGUIDE, 4 X 10 inch | 1163.69
PBD:20401-200 | FG,V40,3"X6",MS,EPOXY COAT | 629.91
PBD:20458-20 | 300 T/H, FLOW GUIDES MADE FROM UNALLOYED STEEL WITH EPOXY PAINT 6 X 20 INCH | 2189.63
PBD:20458-30 | 300 TPH, 304 (1.4301)STAINLESS STEEL FLOWGUIDE 6 X 20 inch | 4192.72
PBD:20458-40 | 300 TPH, 304 (1.4301)STAINLESS STEEL FLOWGUIDE 6 X 20 inch PTFE | 4660.49
PBD:25851-A8A08 | Load cell, 25 lb, stainless steel, with 15m (49.2 ft) cable length | 2957.29
PBD:25851-A8AH | Load cell, 25 lb, stainless steel, with 15m (49.2 ft) cable length & 316 (1.4401) cover | 3328.93
PBD:25851-A8AHT | Load cell, 25 lb, stainless steel, with 15m (49.2 ft) cable length & 316 (1.4401) cover & high t | 3696.26
PBD:25851-A8H53 | Load cell, 25 lb, SS, 316 (1.4401) cover | 2403.43
PBD:25851-B9H53 | Load Cell, MSI, 2000 LB, SS, NTEP, OIML/MID, with 316 (1.4401) cover | 3882.78
PBD:51040484 | CERTIFICATE TEST | 195.99
3VA2110-5HN32-0DF0 | circuit breaker 3VA2 IEC frame 160 breaking capacity class M Icu=55kA @ 415V 3-pole, line protec | 765.98
3VA2110-5JP36-0BB0 | circuit breaker 3VA2 IEC frame 160 breaking capacity class M Icu=55kA @ 415V 3-pole, line protec | 1246.44
TGX:001F0030 | 76 MM (3 INCH) AISI EARTHING RING | 176.02
TGX:001F0040 | 102 MM (4 INCH) AISI EARTHING RING | 195.99
TGX:002F0020 | 51 MM (2 INCH) HAST-C GROUNDING RING | 238.63
TGX:002F0025 | Grounding Ring,Hast-C,2in | 349.34
TGX:002F0030 | 76 MM (3 INCH) HAST-C GROUNDING RING | 450.95
TGX:002F0040 | 102 MM (4 INCH) HAST-C GROUNDING RING | 577.07
3VA2110-7MQ36-0AC0 | circuit breaker 3VA2 IEC frame 160 breaking capacity class C Icu=110kA @ 415V 3-pole, motor prot | 1225.55
3VA1450-5EF32-0AA0 | circuit breaker 3VA1 IEC frame 630 breaking capacity class M Icu=55kA @ 415V 3-pole, line protec | 1146.68
3VA1450-6EF32-0AA0 | circuit breaker 3VA1 IEC frame 630 breaking capacity class H Icu=70kA @ 415V 3-pole, line protec | 1318.21
3VA1450-6FF42-0AA0 | circuit breaker 3VA1 IEC frame 630 breaking capacity class H Icu=70kA @ 415V 4-pole, line protec | 1695.52
3VA1450-6MH32-0AA0 | circuit breaker 3VA1 IEC frame 630 breaking capacity class H Icu=70kA @ 415V 3-pole, starter pro | 1318.21
3VA1450-7MH32-0AA0 | circuit breaker 3VA1 IEC frame 630 breaking capacity class C Icu=110kA @ 415 V 3-pole, starter p | 1548.51
3VA1463-4EF42-0AA0 | circuit breaker 3VA1 IEC frame 630 breaking capacity class S Icu=36kA @ 415V 4-pole, line protec | 1465.22
JTA:TEF1203-0JB | SINAMICS G120 Du/dt Filter with VPL Volatge Peak Limit 690V 45 - 55 kW 400V 22 kW - 30 kW SIN | 3622.53
3VA1463-5FF42-0AA0 | circuit breaker 3VA1 IEC frame 630 breaking capacity class S Icu=55kA @ 415V 4-pole, line protec | 1612.23
3VA1463-6GF42-0AA0 | circuit breaker 3VA1 IEC frame 630 breaking capacity class H Icu=70kA @ 415V 4-pole, line protec | 1827.85
3VA1463-7EF42-0AA0 | circuit breaker 3VA1 IEC frame 630 breaking capacity class C Icu=110kA @ 415 V 4-pole, line prot | 1974.86
3VA2063-5HL36-0DE0 | circuit breaker 3VA2 IEC frame 100 breaking capacity class M Icu=55kA @ 415V 3-pole, line protec | 738.12
PBD:20377-124 | 40 TPH, 304 (1.4301) STAINLESS STEEL FLOWGUIDE 2 inch DIN | 1262.7
PBD:20377-522 | 40 TPH, mild steel-epoxy flowguide 10 inch DIN | 1607.06
PBD:20388-114 | 300 TPH, 304 (1.4301) STAINLESS STEEL FLOWGUIDE 6 inch ASME | 1901.21
PBD:20388-215 | 300 TPH, 316 (1.4401)STAINLESS STEEL FLOWGUIDE 8 inch ASME | 3041.94
PBD:20388-222 | 300 TBH, mild steel-epoxy flowguide 8 inch DIN | 2849.66
PBD:20388-315 | 300 TPH, 316 (1.4401)STAINLESS STEEL FLOWGUIDE 10 inch ASME | 3805.3
PBD:20388-322 | 300 TBH, mild steel-epoxy flowguide 10 inch DIN | 2849.66
PBD:20388-412 | 300 TPH, mild steel-epoxy flowguide 12 inch ASME | 2849.66
PBD:20388-514 | 300 TPH, 304 (1.4301) STAINLESS STEEL FLOWGUIDE 14 inch ASME | 4515.57
PBD:20388-521 | 300 TBH,Mild Steel FLOWGUIDE,14 inch DIN | 1809.39
PBD:20388-625 | 300 TPH, 316 (1.4401)STAINLESS STEEL FLOWGUIDE 16 inch DIN | 5111.04
PBD:20395-400 | 40 TPH, 316 (1.4401) STAINLESS STEEL FLOWGUIDE 4 X 10 inch | 3030.47
PBD:20401-300 | FG,V40,3"X6",304SS | 1865.35
PBD:20401-600 | 40 TPH, 304 (1.4301) STAINLESS STEEL-PTFE FLOWGUIDE 3 x 6 inch | 2447.9
PBD:20405-200 | 40 TBH, mild steel-epoxy flowguide 5 X 12 inch | 932.67
PBD:20455-30 | 300 TPH, 304 (1.4301)STAINLESS STEEL FLOWGUIDE 5 X 16 inch | 3495.37
PBD:20455-50 | 300 TPH, 316 (1.4401)STAINLESS Steel Flowguide 5 X 16 inch | 4192.72
PBD:20458-60 | 300 TPH, Mild Steel Flowguide 6 X 20 inch | 2798.01
PBD:22519-1B0 | A-300 TPH, 304 (1.4301) STAINLESS STEEL FLOWGUIDE 10 inch | 13980.04
PBD:22520-1C0 | A-40 TPH, 316 (1.4401) STAINLESS STEEL FLOWGUIDE 8 inch | 16313.16
PBD:22520-2C0 | A-40 TPH, 316 (1.4401) STAINLESS STEEL FLOWGUIDE 12 inch | 17242.96
PBD:25851-A8T50 | Load cell, 25 lb, SS, high temp 175 C | 3140.95
PBD:25851-A8TH | Load cell, 25 lb, stainless steel, high temp up to 175 C (347 F) and 316 (1.4401) cover | 3328.93
PBD:25851-A9TH | Load cell, 2000 lb, stainless steel, high temp up to 175 C (347 F) and 316 (1.4401) cover | 3328.93
PBD:25851-B8H53 | Load Cell, MSI, 25 LB, SS, NTEP, OIML/MID, with 316 (1.4401) cover | 3882.78
3VA2110-5MQ36-0HC0 | circuit breaker 3VA2 IEC frame 160 breaking capacity class M Icu=55kA @ 415V 3-pole, motor prote | 1211.63
TGX:001F0020 | 51 MM (2 INCH) AISI EARTHING RING | 156.07
TGX:001F0100 | 254 MM 10 INCH AISI EARTHING RING | 388.35
3VA2040-5HN36-0AF0 | circuit breaker 3VA2 IEC frame 100 breaking capacity class M Icu=55kA @ 415V 3-pole, line protec | 629.49
PBD:20377-225 | 40 TPH, 316 (1.4401) STAINLESS STEEL FLOWGUIDE 4 inch DIN | 1848.12
PBD:20377-322 | 40 TPH, mild steel-epoxy flowguide 6 inch DIN | 1307.17
PBD:20377-325 | 40 TPH, 316 (1.4401) STAINLESS STEEL FLOWGUIDE 6 inch DIN | 2376.17
PBD:20377-422 | 40 TPH, mild steel-epoxy flowguide 8 inch DIN | 1487.97
PBD:20377-425 | 40 TPH, 316 (1.4401) STAINLESS STEEL FLOWGUIDE 8 inch DIN | 3092.17
PBD:20388-224 | 300 TPH, 304 (1.4301) STAINLESS STEEL FLOWGUIDE 8 inch DIN | 2569.87
PBD:20388-225 | 300 TPH, 316 (1.4401)STAINLESS STEEL FLOWGUIDE 8 inch DIN | 3041.94
PBD:20388-312 | 300 TPH, mild steel-epoxy flowguide 10 inch ASME | 2849.66
PBD:20388-314 | 300 TPH, 304 (1.4301) STAINLESS STEEL FLOWGUIDE 10 inch ASME | 3328.93
PBD:20388-524 | 300 TPH, 304 (1.4301) STAINLESS STEEL FLOWGUIDE 14 inch DIN | 4515.57
PBD:20388-525 | 300 TPH, 316 (1.4401)STAINLESS STEEL FLOWGUIDE 14 inch DIN | 4991.95
PBD:20388-615 | 300 TPH, 316 (1.4401)STAINLESS STEEL FLOWGUIDE 16 inch ASME | 5111.04
PBD:20388-622 | 300 TBH, mild steel-epoxy flowguide 16 inch DIN | 3805.3
PBD:20405-400 | 40 TPH, 316 (1.4401) STAINLESS STEEL FLOWGUIDE 5 X 12 inch | 3495.37
PBD:20405-500 | 40 TPH,Mild Steel- PTFE FLOWGUIDE,5 X 12 inch | 2097.8
PBD:20405-600 | 40 TPH, 304 (1.4301) STAINLESS STEEL-PTFE FLOWGUIDE 5 X 12 inch | 3495.37
PBD:20405-700 | 40 TPH,Mild Steel-PTFE FLOWGUIDE,5 X 12 inch | 1628.58
PBD:22519-1C0 | A-300 TPH, 316 (1.4401) STAINLESS STEEL FLOWGUIDE 10 inch | 18644.84
PBD:22519-2B0 | A-300 TPH, 304 (1.4301) STAINLESS STEEL FLOWGUIDE 14 inch | 14446.37
PBD:22519-2C0 | A-300 TPH, 316 (1.4401) STAINLESS STEEL FLOWGUIDE 14 inch | 19108.3
PBD:22519-3B0 | A-300 TPH, 304 (1.4301) STAINLESS STEEL FLOWGUIDE 20 inch | 14914.14
PBD:22519-3C0 | A-300 TPH, 316 (1.4401) STAINLESS STEEL FLOWGUIDE 20 inch | 19576.08
PBD:25851-A9AH | Load cell, 2000 lb, stainless steel, with 15m (49.2 ft) cable length & 316 (1.4401) cover | 3328.93
PBD:25851-A9AHT | Load cell, 2000 lb, stainless steel, with 15m (49.2 ft) cable length & 316 (1.4401) cover & high | 3696.26
PBD:25851-A9H53 | Load cell, 2000 lb,SS,316 (1.4401) cover | 2403.43
PBD:25851-A9T50 | Load cell, 2000 lb, stainless steel, high temp up to 175 C (347 F) | 3140.95
S79220-B8593-P | PROCESS HISTORIAN 2014 SP3 UPDATE FROM VERSION 2014 SP2 TO 2014 SP3, DATA MEDIUM WITHOUT LICENSE | 56.87
TGX:001F0160 | 406 MM (16 INCH) AISI EARTHING RING | 581.61
TGX:001F0180 | 457 MM (18 INCH) AISI EARTHING RING | 619.71
TGX:001F0200 | 508 MM (20 INCH) AISI EARTHING RING | 902.81
TGX:001F0240 | 610 MM (24 INCH) AISI EARTHING RING | 1109.69
TGX:001F0300 | 762 MM (30 INCH) AISI EARTHING RING | 1548.85
TGX:002F0120 | 305 mm (12 inch) Hast-C Grounding Ring | 1591.49
TGX:002F0140 | 356 mm (14 inch) Hast-C Grounding Ring | 2702.99
TGX:002F0160 | 406 mm (16 inch) Hast-C Grounding Ring | 3476.06
TGX:002F0180 | 457 mm (18 inch) Hast-C Grounding Ring | 3624.87
3VA2225-5HN32-0KF0 | circuit breaker 3VA2 IEC frame 250 breaking capacity class M Icu=55kA @ 415V 3-pole, line protec | 1246.44
3VA2225-5JP42-0DF0 | circuit breaker 3VA2 IEC frame 250 breaking capacity class M Icu=55kA @ 415V 4-pole, line protec | 2026.35
3VA2225-5JQ32-0DE0 | circuit breaker 3VA2 IEC frame 250 breaking capacity class M Icu=55kA @ 415V 3-pole, line protec | 2005.46
3VA2225-5KP32-0JD0 | circuit breaker 3VA2 IEC frame 250 breaking capacity class M Icu=55kA @ 415V 3-pole, line protec | 1921.89
3VA2325-6HN42-0KF0 | circuit breaker 3VA2 IEC frame 400 breaking capacity class H Icu=85kA @ 415V 4-pole, line protec | 2297.92
3VA2325-6KP32-0BA0 | circuit breaker 3VA2 IEC frame 400 breaking capacity class H Icu=85kA @ 415V 3-pole, line protec | 2444.16
3VA1120-5ED12-0AA0 | circuit breaker 3VA1 IEC frame 160 breaking capacity class M Icu=55kA @ 240V 1-pole, line protec | 87.22
3VA1120-5ED22-0AA0 | circuit breaker 3VA1 IEC frame 160 breaking capacity class M Icu=55kA @ 415V 2-pole, line protec | 159.26
3VA1125-5EE32-0JF0 | circuit breaker 3VA1 IEC frame 160 breaking capacity class M Icu=55kA @ 415V 3-pole, line protec | 392.74
3VA1132-5ED12-0AA0 | circuit breaker 3VA1 IEC frame 160 breaking capacity class M Icu=55kA @ 240V 1-pole, line protec | 87.22
3VA1132-5ED22-0AA0 | circuit breaker 3VA1 IEC frame 160 breaking capacity class M Icu=55kA @ 415V 2-pole, line protec | 159.26
3VA1132-6ED36-0AH0 | circuit breaker 3VA1 IEC frame 160 breaking capacity class H Icu=70kA @ 415V 3-pole, line protec | 369.06
3VA1140-5ED12-0AA0 | circuit breaker 3VA1 IEC frame 160 breaking capacity class M Icu=55kA @ 240V 1-pole, line protec | 87.22
3VA1140-5ED22-0AA0 | circuit breaker 3VA1 IEC frame 160 breaking capacity class M Icu=55kA @ 415V 2-pole, line protec | 159.26
3VA1150-5EE36-0AC0 | circuit breaker 3VA1 IEC frame 160 breaking capacity class M Icu=55kA @ 415V 3-pole, line protec | 327.28
3VA1163-1AA46-0AC0 | switch disconnector 3VA1 IEC frame 160 4-pole SD100, In=63A without overload protection w/o shor | 317.52
3VA1163-5ED12-0AA0 | circuit breaker 3VA1 IEC frame 160 breaking capacity class M Icu=55kA @ 240V 1-pole, line protec | 87.22
3VA1163-5ED22-0AA0 | circuit breaker 3VA1 IEC frame 160 breaking capacity class M Icu=55kA @ 415V 2-pole, line protec | 159.26
3VA1163-5EE36-0AC0 | circuit breaker 3VA1 IEC frame 160 breaking capacity class M Icu=55kA @ 415V 3-pole, line protec | 327.28
3VA1180-3ED32-0HA0 | circuit breaker 3VA1 IEC frame 160 breaking capacity class N Icu=25kA @ 415V 3-pole, line protec | 316.84
3VA1181-6MG36-0AA0 | circuit breaker 3VA1 IEC frame 160 breaking capacity class H Icu=70kA @ 415V 3-pole, starter pro | 222
3VA1196-5ED16-0AA0 | circuit breaker 3VA1 IEC frame 160 breaking capacity class M Icu=55kA @ 240V 1-pole, line protec | 93.61
3VA1216-6GF42-0KF0 | circuit breaker 3VA1 IEC frame 250 breaking capacity class H Icu=70kA @ 415V 4-pole, line protec | 1309.12
3VA1220-5EF32-0KE0 | circuit breaker 3VA1 IEC frame 250 breaking capacity class M Icu=55kA @ 415V 3-pole, line protec | 981.84
3VA1225-1AA42-0DE0 | switch disconnector 3VA1 IEC frame 250 4-pole SD100, In=250A without overload protection w/o sho | 912.2
3VA1225-4FF42-0CE0 | circuit breaker 3VA1 IEC frame 250 breaking capacity class S Icu=36kA @ 415V 4-pole, line protec | 1302.15
3VA1332-4EF32-0AA0 | circuit breaker 3VA1 IEC frame 400 breaking capacity class S Icu=36kA @ 415V 3-pole, line protec | 798.78
3VA1332-4FF42-0AA0 | circuit breaker 3VA1 IEC frame 400 breaking capacity class N Icu=36kA @ 415V 4-pole, line protec | 1033.97
3VA1332-6EF32-0AA0 | circuit breaker 3VA1 IEC frame 400 breaking capacity class H Icu=70kA @ 415V 3-pole, line protec | 984.98
3VA1332-6FF42-0AA0 | circuit breaker 3VA1 IEC frame 400 breaking capacity class H Icu=70kA @ 415V 4-pole, line protec | 1293.69
3VA1332-7FF42-0AA0 | circuit breaker 3VA1 IEC frame 400 breaking capacity class C Icu=110kA @ 415 V 4-pole, line prot | 1391.72
3VA1332-7MH32-0AA0 | circuit breaker 3VA1 IEC frame 400 breaking capacity class C Icu=110kA @ 415 V 3-pole, starter p | 1171.2
3VA1340-5EF32-0AA0 | circuit breaker 3VA1 IEC frame 400 breaking capacity class M Icu=55kA @ 415V 3-pole, line protec | 872.28
3VA1340-5FF42-0AA0 | circuit breaker 3VA1 IEC frame 400 breaking capacity class S Icu=55kA @ 415V 4-pole, line protec | 1136.9
3VA1340-7EF42-0AA0 | circuit breaker 3VA1 IEC frame 400 breaking capacity class C Icu=110kA @ 415 V 4-pole, line prot | 1391.72
3VA1340-7GF42-0AA0 | circuit breaker 3VA1 IEC frame 400 breaking capacity class C Icu=110kA @ 415 V 4-pole, line prot | 1391.72
TGX:001F0140 | 356 MM (14 INCH) AISI EARTHING RING | 479.09
TGX:002F0005 | 12.7 MM (1/2 INCH) HAST-C GROUNDING RING | 221.4
TGX:002F0015 | 38 MM 1 1/2 INCH HAST-C GROUNDING RING | 238.63
TGX:002F0080 | 203 mm (8 inch) Hast-C Grounding Ring | 1094.26
TGX:002F0240 | 610 mm (24 inch) Hast-C Grounding Ring | 6125.52
TGX:002F0360 | 914 mm (36 inch) Hast-C Grounding Ring | 9040.85
3VA2140-7MN32-0BH0 | circuit breaker 3VA2 IEC frame 160 breaking capacity class C Icu=110kA @ 415V 3-pole, motor prot | 821.68
3VA2140-7MQ36-0AD0 | circuit breaker 3VA2 IEC frame 160 breaking capacity class C Icu=110kA @ 415V 3-pole, motor prot | 1225.55
3VA2216-6HK42-0KC0 | circuit breaker 3VA2 IEC frame 250 breaking capacity class H Icu=85kA @ 415V 4-pole, line protec | 1685.14
3VA2220-5MQ32-0AE0 | circuit breaker 3VA2 IEC frame 250 breaking capacity class M Icu=55kA @ 415V 3-pole, motor prote | 1636.4
3VA2220-7MQ32-0CK0 | Circuit breaker 3VA2 IEC Frame 250 Switching capacity class C Icu=110 kA @ 415 V 3-pole, motor p | 1949.75
3VA2225-6HN32-0HD0 | circuit breaker 3VA2 IEC frame 250 breaking capacity class H Icu=85kA @ 415V 3-pole, line protec | 1385.71
3VA2225-6JP32-0BE0 | circuit breaker 3VA2 IEC frame 250 breaking capacity class H Icu=85kA @ 415V 3-pole, line protec | 1907.97
3VA2325-7MS32-0BD0 | circuit breaker 3VA2 IEC frame 400 breaking capacity class C Icu=110kA @ 415V 3-pole, starter pr | 1657.29
3VA2340-5HL32-0BK0 | circuit breaker 3VA2 IEC frame 400 breaking capacity class M Icu=55kA @ 415V 3-pole, line protec | 1587.65
3VA2340-5HN32-0KG0 | circuit breaker 3VA2 IEC frame 400 breaking capacity class M Icu=55kA @ 415V 3-pole, line protec | 1643.36
3VA2340-6HL32-0LB0 | circuit breaker 3VA2 IEC frame 400 breaking capacity class H Icu=85kA @ 415V 3-pole, line protec | 1873.16
3VA2450-5MN32-0DE0 | circuit breaker 3VA2 IEC frame 630 breaking capacity class M Icu=55kA @ 415V 3-pole, motor prote | 2604.31
3VA2450-7MS32-0KG0 | circuit breaker 3VA2 IEC frame 630 breaking capacity class C Icu=110kA @ 415V 3-pole, starter pr | 2409.33
3VA2463-5HL42-0KK0 | circuit breaker 3VA2 IEC frame 630 breaking capacity class M Icu=55kA @ 415V 4-pole, line protec | 2666.98
3VA2463-5HM32-0KK0 | circuit breaker 3VA2 IEC frame 630 breaking capacity class M Icu=55kA @ 415V 3-pole, line protec | 2304.87
3VA2463-6KP42-0DD0 | circuit breaker 3VA2 IEC frame 630 breaking capacity class H Icu=85kA @ 415V 4-pole, line protec | 3767.19
3VA2463-6KQ32-0KL0 | circuit breaker 3VA2 IEC frame 630 breaking capacity class H Icu=85kA @ 415V 3-pole, line protec | 3224.06
3VA2510-5HK42-0AA0 | circuit breaker 3VA2 IEC frame 1000 breaking capacity class M Icu=55kA @ 415V 4-pole, line prote | 4217.64
3VA2510-5HL32-0AB0 | circuit breaker 3VA2 IEC frame 1000 breaking capacity class M Icu=55kA @ 415V 3-pole, line prote | 3648.82
3VA2510-5HL32-0AJ0 | circuit breaker 3VA2 IEC frame 1000 breaking capacity class M Icu=55kA @ 415V 3-pole, line prote | 3690.6
3VA2510-5HL32-0BC0 | circuit breaker 3VA2 IEC frame 1000 breaking capacity class M Icu=55kA @ 415V 3-pole, line prote | 3760.22
3VA2510-5HL32-0CL0 | circuit breaker 3VA2 IEC frame 1000 breaking capacity class M Icu=55kA @ 415V 3-pole, line prote | 3836.83
3VA2510-5HL32-0DC0 | circuit breaker 3VA2 IEC frame 1000 breaking capacity class M Icu=55kA @ 415V 3-pole, line prote | 3760.22
3VA2510-5HL32-0CH0 | circuit breaker 3VA2 IEC frame 1000 breaking capacity class M Icu=55kA @ 415V 3-pole, line prote | 3774.16
3VA2510-5HL32-0JC0 | circuit breaker 3VA2 IEC frame 1000 breaking capacity class M Icu=55kA @ 415V 3-pole, line prote | 3746.3
3VA2510-5HL42-0AA0 | circuit breaker 3VA2 IEC frame 1000 breaking capacity class M Icu=55kA @ 415V 4-pole, line prote | 4217.64
3VA2510-5HM42-0AA0 | circuit breaker 3VA2 IEC frame 1000 breaking capacity class M Icu=55kA @ 415V 4-pole, line prote | 4449.9
3VA2116-6HN36-0LC0 | Circuit breaker 3VA2 IEC Frame 160 Switching capacity class H Icu=85 kA @ 415 V 3-pole, system p | 1239.48
3VA2116-7HL32-0AF0 | circuit breaker 3VA2 IEC frame 160 breaking capacity class C Icu=110kA @ 415V 3-pole, line prote | 1030.59
3VA2125-7HL36-0AC0 | circuit breaker 3VA2 IEC frame 160 breaking capacity class C Icu=110kA @ 415V 3-pole, line prote | 660.13
3VA2216-6HN32-0KF0 | circuit breaker 3VA2 IEC frame 250 breaking capacity class H Icu=85kA @ 415V 3-pole, line protec | 1371.79
3VA2216-7MQ32-0AG0 | circuit breaker 3VA2 IEC frame 250 breaking capacity class C Icu=110kA @ 415V 3-pole, motor prot | 1657.29
3VA2216-7MS32-0AF0 | circuit breaker 3VA2 IEC frame 250 breaking capacity class C Icu=110kA @ 415V 3-pole, starter pr | 940.06
3VA2220-5MN32-0DB0 | circuit breaker 3VA2 IEC frame 250 breaking capacity class M Icu=55kA @ 415V 3-pole, motor prote | 1267.34
3VA2225-7KQ32-0KL0 | circuit breaker 3VA2 IEC frame 250 breaking capacity class C Icu=110kA @ 415V 3-pole, line prote | 2332.73
3VA2325-5HM32-0BK0 | circuit breaker 3VA2 IEC frame 400 breaking capacity class M Icu=55kA @ 415V 3-pole, line protec | 1873.16
3VA2325-5MQ32-0LD0 | circuit breaker 3VA2 IEC frame 400 breaking capacity class M Icu=55kA @ 415V 3-pole, motor prote | 2304.87
3VA2340-5HN32-0BF0 | circuit breaker 3VA2 IEC frame 400 breaking capacity class M Icu=55kA @ 415V 3-pole, line protec | 1643.36
3VA2340-5HN32-0DK0 | circuit breaker 3VA2 IEC frame 400 breaking capacity class M Icu=55kA @ 415V 3-pole, line protec | 1678.18
3VA2340-5HN32-0KB0 | circuit breaker 3VA2 IEC frame 400 breaking capacity class M Icu=55kA @ 415V 3-pole, line protec | 1643.36
3VA2340-5HN32-0KE0 | circuit breaker 3VA2 IEC frame 400 breaking capacity class M Icu=55kA @ 415V 3-pole, line protec | 1671.21
3VA2340-6JP32-0DD0 | Circuit breaker 3VA2 IEC Frame 400 Switching capacity class H Icu=85 kA @ 415 V 3-pole, system p | 2290.95
3VA2340-6JQ42-0DJ0 | circuit breaker 3VA2 IEC frame 400 breaking capacity class H Icu=85kA @ 415V 4-pole, line protec | 3091.74
3VA2340-7HL42-0HB0 | circuit breaker 3VA2 IEC frame 400 breaking capacity class C Icu=110kA @ 415V 4-pole, line prote | 2367.55
3VA2440-6HM42-0BF0 | circuit breaker 3VA2 IEC frame 630 breaking capacity class H Icu=85kA @ 415V 4-pole, line protec | 3258.87
3VA2440-7JQ32-0BL0 | circuit breaker 3VA2 IEC frame 630 breaking capacity class C Icu=110kA @ 415V 3-pole, line prote | 3328.49
3VA2440-7MQ32-0AB0 | circuit breaker 3VA2 IEC frame 630 breaking capacity class C Icu=110kA @ 415V 3-pole, motor prot | 2785.36
3VA2440-7MS32-0AB0 | circuit breaker 3VA2 IEC frame 630 breaking capacity class C Icu=110kA @ 415V 3-pole, starter pr | 1928.86
3VA2440-7MS32-0KH0 | circuit breaker 3VA2 IEC frame 630 breaking capacity class C Icu=110kA @ 415V 3-pole, starter pr | 2005.46
3VA2510-5HL32-0AC0 | circuit breaker 3VA2 IEC frame 1000 breaking capacity class M Icu=55kA @ 415V 3-pole, line prote | 3634.9
3VA2510-5HL32-0AD0 | circuit breaker 3VA2 IEC frame 1000 breaking capacity class M Icu=55kA @ 415V 3-pole, line prote | 3648.82
3VA2510-5HL32-0AE0 | circuit breaker 3VA2 IEC frame 1000 breaking capacity class M Icu=55kA @ 415V 3-pole, line prote | 3669.71
3VA2510-5HL32-0AF0 | circuit breaker 3VA2 IEC frame 1000 breaking capacity class M Icu=55kA @ 415V 3-pole, line prote | 3634.9
3VA2510-5HL32-0AG0 | circuit breaker 3VA2 IEC frame 1000 breaking capacity class M Icu=55kA @ 415V 3-pole, line prote | 3648.82
3VA2510-5HL32-0DL0 | circuit breaker 3VA2 IEC frame 1000 breaking capacity class M Icu=55kA @ 415V 3-pole, line prote | 3836.83
3VA2510-5HL32-0HA0 | circuit breaker 3VA2 IEC frame 1000 breaking capacity class M Icu=55kA @ 415V 3-pole, line prote | 3711.49
3VA2510-5HL32-0HC0 | circuit breaker 3VA2 IEC frame 1000 breaking capacity class M Icu=55kA @ 415V 3-pole, line prote | 3746.3
3VA2325-7HM32-0AC0 | circuit breaker 3VA2 IEC frame 400 breaking capacity class C Icu=110kA @ 415V 3-pole, line prote | 1984.56
3VA2325-7MN32-0BJ0 | circuit breaker 3VA2 IEC frame 400 breaking capacity class C Icu=110kA @ 415V 3-pole, motor prot | 2040.27
3VA2325-7MS32-0AH0 | circuit breaker 3VA2 IEC frame 400 breaking capacity class C Icu=110kA @ 415V 3-pole, starter pr | 1538.91
3VA2463-5HL32-0AL0 | circuit breaker 3VA2 IEC frame 630 breaking capacity class M Icu=55kA @ 415V 3-pole, line protec | 1977.6
3VA2463-5HL32-0DB0 | circuit breaker 3VA2 IEC frame 630 breaking capacity class M Icu=55kA @ 415V 3-pole, line protec | 2068.13
3VA2463-5HL32-0KF0 | circuit breaker 3VA2 IEC frame 630 breaking capacity class M Icu=55kA @ 415V 3-pole, line protec | 2005.46
3VA2463-5HL42-0JB0 | circuit breaker 3VA2 IEC frame 630 breaking capacity class M Icu=55kA @ 415V 4-pole, line protec | 2660.01
3VA2463-5HN32-0DE0 | circuit breaker 3VA2 IEC frame 630 breaking capacity class M Icu=55kA @ 415V 3-pole, line protec | 2193.47
3VA2463-5KQ32-0AH0 | circuit breaker 3VA2 IEC frame 630 breaking capacity class M Icu=55kA @ 415V 3-pole, line protec | 2848.03
3VA2463-6HL32-0BF0 | circuit breaker 3VA2 IEC frame 630 breaking capacity class H Icu=85kA @ 415V 3-pole, line protec | 2297.92
3VA2463-6HL42-0KB0 | circuit breaker 3VA2 IEC frame 630 breaking capacity class H Icu=85kA @ 415V 4-pole, line protec | 2980.32
3VA2463-7HN42-0DD0 | circuit breaker 3VA2 IEC frame 630 breaking capacity class C Icu=110kA @ 415V 4-pole, line prote | 3349.38
3VA2463-7KP32-0DF0 | circuit breaker 3VA2 IEC frame 630 breaking capacity class C Icu=110kA @ 415V 3-pole, line prote | 3224.06
3VA2463-7KP32-0JJ0 | circuit breaker 3VA2 IEC frame 630 breaking capacity class C Icu=110kA @ 415V 3-pole, line prote | 3244.95
3VA2510-5HL32-0BH0 | circuit breaker 3VA2 IEC frame 1000 breaking capacity class M Icu=55kA @ 415V 3-pole, line prote | 3774.16
3VA2510-5HL32-0BL0 | circuit breaker 3VA2 IEC frame 1000 breaking capacity class M Icu=55kA @ 415V 3-pole, line prote | 3836.83
3VA2510-5HL32-0CA0 | circuit breaker 3VA2 IEC frame 1000 breaking capacity class M Icu=55kA @ 415V 3-pole, line prote | 3718.44
3VA2510-5HL32-0CC0 | circuit breaker 3VA2 IEC frame 1000 breaking capacity class M Icu=55kA @ 415V 3-pole, line prote | 3760.22
3VA2510-5HL32-0JL0 | circuit breaker 3VA2 IEC frame 1000 breaking capacity class M Icu=55kA @ 415V 3-pole, line prote | 3802.01
3VA2510-5HL32-0KA0 | circuit breaker 3VA2 IEC frame 1000 breaking capacity class M Icu=55kA @ 415V 3-pole, line prote | 3711.49
3VA2510-5HL32-0KC0 | circuit breaker 3VA2 IEC frame 1000 breaking capacity class M Icu=55kA @ 415V 3-pole, line prote | 3746.3
3VA2510-5HL32-0KH0 | circuit breaker 3VA2 IEC frame 1000 breaking capacity class M Icu=55kA @ 415V 3-pole, line prote | 3767.19
3VA2510-5HN32-0AJ0 | circuit breaker 3VA2 IEC frame 1000 breaking capacity class M Icu=55kA @ 415V 3-pole, line prote | 3746.3
3VA2510-5HN32-0BA0 | circuit breaker 3VA2 IEC frame 1000 breaking capacity class M Icu=55kA @ 415V 3-pole, line prote | 3767.19
3VA2510-5HN32-0BC0 | circuit breaker 3VA2 IEC frame 1000 breaking capacity class M Icu=55kA @ 415V 3-pole, line prote | 3836.83
3VA2510-5HN32-0BE0 | circuit breaker 3VA2 IEC frame 1000 breaking capacity class M Icu=55kA @ 415V 3-pole, line prote | 3906.46
3VA2510-5HN32-0CH0 | circuit breaker 3VA2 IEC frame 1000 breaking capacity class M Icu=55kA @ 415V 3-pole, line prote | 3857.72
3VA2510-5HN32-0JA0 | circuit breaker 3VA2 IEC frame 1000 breaking capacity class M Icu=55kA @ 415V 3-pole, line prote | 3760.22
3VA2510-5HN32-0JC0 | circuit breaker 3VA2 IEC frame 1000 breaking capacity class M Icu=55kA @ 415V 3-pole, line prote | 3802.01
3VA2510-5HN32-0JH0 | circuit breaker 3VA2 IEC frame 1000 breaking capacity class M Icu=55kA @ 415V 3-pole, line prote | 3843.79
3VA2510-5HN32-0AE0 | circuit breaker 3VA2 IEC frame 1000 breaking capacity class M Icu=55kA @ 415V 3-pole, line prote | 3725.41
3VA2510-5HN32-0AG0 | circuit breaker 3VA2 IEC frame 1000 breaking capacity class M Icu=55kA @ 415V 3-pole, line prote | 3711.49
3VA2510-5HN32-0BL0 | circuit breaker 3VA2 IEC frame 1000 breaking capacity class M Icu=55kA @ 415V 3-pole, line prote | 3906.46
3VA2510-5HN32-0CC0 | circuit breaker 3VA2 IEC frame 1000 breaking capacity class M Icu=55kA @ 415V 3-pole, line prote | 3836.83
3VA2510-5HN32-0HC0 | circuit breaker 3VA2 IEC frame 1000 breaking capacity class M Icu=55kA @ 415V 3-pole, line prote | 3802.01
3VA2510-5HN32-0HL0 | circuit breaker 3VA2 IEC frame 1000 breaking capacity class M Icu=55kA @ 415V 3-pole, line prote | 3892.54
3VA2510-5HN32-0JL0 | circuit breaker 3VA2 IEC frame 1000 breaking capacity class M Icu=55kA @ 415V 3-pole, line prote | 3892.54
3VA2510-5HN32-0KB0 | circuit breaker 3VA2 IEC frame 1000 breaking capacity class M Icu=55kA @ 415V 3-pole, line prote | 3857.72
3VA2510-5KQ32-0AA0 | circuit breaker 3VA2 IEC frame 1000 breaking capacity class M Icu=55kA @ 415V 3-pole, line prote | 4150.42
3VA2510-5KQ32-0AC0 | circuit breaker 3VA2 IEC frame 1000 breaking capacity class M Icu=55kA @ 415V 3-pole, line prote | 4776.89
3VA2510-5KQ32-0BA0 | circuit breaker 3VA2 IEC frame 1000 breaking capacity class M Icu=55kA @ 415V 3-pole, line prote | 4846.51
3VA2510-5KQ32-0BH0 | circuit breaker 3VA2 IEC frame 1000 breaking capacity class M Icu=55kA @ 415V 3-pole, line prote | 4909.19
3VA2510-5KQ32-0DA0 | circuit breaker 3VA2 IEC frame 1000 breaking capacity class M Icu=55kA @ 415V 3-pole, line prote | 4846.51
3VA2510-5KQ32-0DH0 | circuit breaker 3VA2 IEC frame 1000 breaking capacity class M Icu=55kA @ 415V 3-pole, line prote | 4909.19
3VA2510-5KQ32-0JA0 | circuit breaker 3VA2 IEC frame 1000 breaking capacity class M Icu=55kA @ 415V 3-pole, line prote | 4728.14
3VA2510-5KQ32-0JH0 | circuit breaker 3VA2 IEC frame 1000 breaking capacity class M Icu=55kA @ 415V 3-pole, line prote | 4790.81
3VA2510-5KQ42-0LL0 | circuit breaker 3VA2 IEC frame 1000 breaking capacity class M Icu=55kA @ 415V 4-pole, line prote | 6253.13
3VA2510-6HK42-0AA0 | circuit breaker 3VA2 IEC frame 1000 breaking capacity class H Icu=85kA @ 415V 4-pole, line prote | 4822.75
3VA2510-6HM42-0AA0 | circuit breaker 3VA2 IEC frame 1000 breaking capacity class H Icu=85kA @ 415V 4-pole, line prote | 5055.05
3VA2510-6HN32-0AA0 | circuit breaker 3VA2 IEC frame 1000 breaking capacity class H Icu=85kA @ 415V 3-pole, line prote | 3704.16
3VA2510-6HN32-0AH0 | circuit breaker 3VA2 IEC frame 1000 breaking capacity class H Icu=85kA @ 415V 3-pole, line prote | 4289.46
3VA2510-6HN32-0BA0 | circuit breaker 3VA2 IEC frame 1000 breaking capacity class H Icu=85kA @ 415V 3-pole, line prote | 4331.24
3VA2510-6HN32-0DA0 | circuit breaker 3VA2 IEC frame 1000 breaking capacity class H Icu=85kA @ 415V 3-pole, line prote | 4331.24
3VA2510-6HN32-0DH0 | circuit breaker 3VA2 IEC frame 1000 breaking capacity class H Icu=85kA @ 415V 3-pole, line prote | 4400.86
3VA2510-6HN32-0HL0 | circuit breaker 3VA2 IEC frame 1000 breaking capacity class H Icu=85kA @ 415V 3-pole, line prote | 4407.83
3VA2510-6HN32-0JA0 | circuit breaker 3VA2 IEC frame 1000 breaking capacity class H Icu=85kA @ 415V 3-pole, line prote | 4310.35
3VA2510-6HN32-0JH0 | circuit breaker 3VA2 IEC frame 1000 breaking capacity class H Icu=85kA @ 415V 3-pole, line prote | 4379.97
3VA2510-6HN32-0KL0 | circuit breaker 3VA2 IEC frame 1000 breaking capacity class H Icu=85kA @ 415V 3-pole, line prote | 4407.83
3VA2510-6HN42-0AL0 | circuit breaker 3VA2 IEC frame 1000 breaking capacity class H Icu=85kA @ 415V 4-pole, line prote | 5716.95
3VA2510-7HL32-0AA0 | circuit breaker 3VA2 IEC frame 1000 breaking capacity class C Icu=110kA @ 415V 3-pole, line prot | 3918.13
3VA2510-5KQ32-0AE0 | circuit breaker 3VA2 IEC frame 1000 breaking capacity class M Icu=55kA @ 415V 3-pole, line prote | 4825.62
3VA2510-5KQ32-0AF0 | circuit breaker 3VA2 IEC frame 1000 breaking capacity class M Icu=55kA @ 415V 3-pole, line prote | 4776.89
3VA2510-5KQ32-0AG0 | circuit breaker 3VA2 IEC frame 1000 breaking capacity class M Icu=55kA @ 415V 3-pole, line prote | 4790.81
3VA2510-5KQ32-0AH0 | circuit breaker 3VA2 IEC frame 1000 breaking capacity class M Icu=55kA @ 415V 3-pole, line prote | 4790.81
3VA2510-5KQ32-0HA0 | circuit breaker 3VA2 IEC frame 1000 breaking capacity class M Icu=55kA @ 415V 3-pole, line prote | 4728.14
3VA2510-5KQ32-0HC0 | circuit breaker 3VA2 IEC frame 1000 breaking capacity class M Icu=55kA @ 415V 3-pole, line prote | 4867.4
3VA2510-5KQ32-0HH0 | circuit breaker 3VA2 IEC frame 1000 breaking capacity class M Icu=55kA @ 415V 3-pole, line prote | 4790.81
3VA2510-5KQ32-0HL0 | circuit breaker 3VA2 IEC frame 1000 breaking capacity class M Icu=55kA @ 415V 3-pole, line prote | 4916.15
3VA2510-5KQ32-0CH0 | circuit breaker 3VA2 IEC frame 1000 breaking capacity class M Icu=55kA @ 415V 3-pole, line prote | 4909.19
3VA2510-6HL32-0AA0 | circuit breaker 3VA2 IEC frame 1000 breaking capacity class H Icu=85kA @ 415V 3-pole, line prote | 3606.39
3VA2510-6HL42-0AA0 | circuit breaker 3VA2 IEC frame 1000 breaking capacity class H Icu=85kA @ 415V 4-pole, line prote | 4779.86
3VA2510-6HL42-0AL0 | circuit breaker 3VA2 IEC frame 1000 breaking capacity class H Icu=85kA @ 415V 4-pole, line prote | 5612.49
3VA2510-6HM32-0AA0 | circuit breaker 3VA2 IEC frame 1000 breaking capacity class H Icu=85kA @ 415V 3-pole, line prote | 3832.54
3VA2510-6HN32-0BH0 | circuit breaker 3VA2 IEC frame 1000 breaking capacity class H Icu=85kA @ 415V 3-pole, line prote | 4400.86
3VA2510-6HN32-0BL0 | circuit breaker 3VA2 IEC frame 1000 breaking capacity class H Icu=85kA @ 415V 3-pole, line prote | 4449.61
3VA2510-6HN32-0CA0 | circuit breaker 3VA2 IEC frame 1000 breaking capacity class H Icu=85kA @ 415V 3-pole, line prote | 4331.24
3VA2510-6HN32-0CC0 | circuit breaker 3VA2 IEC frame 1000 breaking capacity class H Icu=85kA @ 415V 3-pole, line prote | 4379.97
3VA2510-6HN32-0JL0 | circuit breaker 3VA2 IEC frame 1000 breaking capacity class H Icu=85kA @ 415V 3-pole, line prote | 4407.83
3VA2510-6HN32-0KA0 | circuit breaker 3VA2 IEC frame 1000 breaking capacity class H Icu=85kA @ 415V 3-pole, line prote | 4310.35
3VA2510-6HN32-0KC0 | circuit breaker 3VA2 IEC frame 1000 breaking capacity class H Icu=85kA @ 415V 3-pole, line prote | 4352.13
3VA2510-6HN32-0KH0 | circuit breaker 3VA2 IEC frame 1000 breaking capacity class H Icu=85kA @ 415V 3-pole, line prote | 4379.97
3VA2510-7HM42-0AA0 | circuit breaker 3VA2 IEC frame 1000 breaking capacity class C Icu=110kA @ 415V 4-pole, line prot | 5476.81
3VA2510-7HN32-0AA0 | circuit breaker 3VA2 IEC frame 1000 breaking capacity class C Icu=110kA @ 415V 3-pole, line prot | 4009.79
3VA2510-7HN32-0DJ0 | circuit breaker 3VA2 IEC frame 1000 breaking capacity class C Icu=110kA @ 415V 3-pole, line prot | 4790.81
3VA2510-7HN42-0AA0 | circuit breaker 3VA2 IEC frame 1000 breaking capacity class C Icu=110kA @ 415V 4-pole, line prot | 5275.7
3VA2563-5JP32-0AA0 | circuit breaker 3VA2 IEC frame 1000 breaking capacity class M Icu=55kA @ 415V 3-pole, line prote | 2224.94
3VA2563-5JP42-0AA0 | circuit breaker 3VA2 IEC frame 1000 breaking capacity class M Icu=55kA @ 415V 4-pole, line prote | 2787.32
3VA2563-5KQ32-0AA0 | circuit breaker 3VA2 IEC frame 1000 breaking capacity class M Icu=55kA @ 415V 3-pole, line prote | 2738.41
3VA2563-5KQ42-0AA0 | circuit breaker 3VA2 IEC frame 1000 breaking capacity class M Icu=55kA @ 415V 4-pole, line prote | 3300.75
3VA2563-7HK42-0AA0 | circuit breaker 3VA2 IEC frame 1000 breaking capacity class C Icu=110kA @ 415V 4-pole, line prot | 2885.11
3VA2510-5HL32-0HH0 | circuit breaker 3VA2 IEC frame 1000 breaking capacity class M Icu=55kA @ 415V 3-pole, line prote | 3767.19
3VA2510-5HN32-0AA0 | circuit breaker 3VA2 IEC frame 1000 breaking capacity class M Icu=55kA @ 415V 3-pole, line prote | 3251.87
3VA2510-5HN32-0AB0 | circuit breaker 3VA2 IEC frame 1000 breaking capacity class M Icu=55kA @ 415V 3-pole, line prote | 3711.49
3VA2510-5HN32-0AC0 | circuit breaker 3VA2 IEC frame 1000 breaking capacity class M Icu=55kA @ 415V 3-pole, line prote | 3690.6
3VA2510-5HN32-0AD0 | circuit breaker 3VA2 IEC frame 1000 breaking capacity class M Icu=55kA @ 415V 3-pole, line prote | 3711.49
3VA2510-5HN32-0DA0 | circuit breaker 3VA2 IEC frame 1000 breaking capacity class M Icu=55kA @ 415V 3-pole, line prote | 3767.19
3VA2510-5HN32-0DC0 | circuit breaker 3VA2 IEC frame 1000 breaking capacity class M Icu=55kA @ 415V 3-pole, line prote | 3836.83
3VA2510-5HN32-0DH0 | circuit breaker 3VA2 IEC frame 1000 breaking capacity class M Icu=55kA @ 415V 3-pole, line prote | 3857.72
3VA2510-5HN32-0DL0 | circuit breaker 3VA2 IEC frame 1000 breaking capacity class M Icu=55kA @ 415V 3-pole, line prote | 3906.46
3VA2510-5HN32-0KH0 | circuit breaker 3VA2 IEC frame 1000 breaking capacity class M Icu=55kA @ 415V 3-pole, line prote | 3843.79
3VA2510-5HN32-0KL0 | circuit breaker 3VA2 IEC frame 1000 breaking capacity class M Icu=55kA @ 415V 3-pole, line prote | 3892.54
3VA2510-5HN42-0AA0 | circuit breaker 3VA2 IEC frame 1000 breaking capacity class M Icu=55kA @ 415V 4-pole, line prote | 4303.2
3VA2510-5JP32-0AA0 | circuit breaker 3VA2 IEC frame 1000 breaking capacity class M Icu=55kA @ 415V 3-pole, line prote | 3612.5
3VA2510-5KQ32-0BL0 | circuit breaker 3VA2 IEC frame 1000 breaking capacity class M Icu=55kA @ 415V 3-pole, line prote | 4944.01
3VA2510-5KQ32-0CA0 | circuit breaker 3VA2 IEC frame 1000 breaking capacity class M Icu=55kA @ 415V 3-pole, line prote | 4846.51
3VA2510-5KQ32-0CC0 | circuit breaker 3VA2 IEC frame 1000 breaking capacity class M Icu=55kA @ 415V 3-pole, line prote | 4888.29
3VA2510-5KQ32-0CL0 | circuit breaker 3VA2 IEC frame 1000 breaking capacity class M Icu=55kA @ 415V 3-pole, line prote | 4944.01
3VA2510-5KQ32-0KA0 | circuit breaker 3VA2 IEC frame 1000 breaking capacity class M Icu=55kA @ 415V 3-pole, line prote | 4728.14
3VA2510-5KQ32-0KC0 | circuit breaker 3VA2 IEC frame 1000 breaking capacity class M Icu=55kA @ 415V 3-pole, line prote | 4867.4
3VA2510-5KQ32-0KH0 | circuit breaker 3VA2 IEC frame 1000 breaking capacity class M Icu=55kA @ 415V 3-pole, line prote | 4790.81
3VA2510-5KQ32-0KL0 | circuit breaker 3VA2 IEC frame 1000 breaking capacity class M Icu=55kA @ 415V 3-pole, line prote | 4916.15
3VA2510-6HN32-0AC0 | circuit breaker 3VA2 IEC frame 1000 breaking capacity class H Icu=85kA @ 415V 3-pole, line prote | 4268.56
3VA2510-6HN32-0AD0 | circuit breaker 3VA2 IEC frame 1000 breaking capacity class H Icu=85kA @ 415V 3-pole, line prote | 4289.46
3VA2510-6HN32-0AE0 | circuit breaker 3VA2 IEC frame 1000 breaking capacity class H Icu=85kA @ 415V 3-pole, line prote | 4317.3
3VA2510-6HN32-0AF0 | circuit breaker 3VA2 IEC frame 1000 breaking capacity class H Icu=85kA @ 415V 3-pole, line prote | 4268.56
3VA2510-6HN32-0AG0 | circuit breaker 3VA2 IEC frame 1000 breaking capacity class H Icu=85kA @ 415V 3-pole, line prote | 4289.46
3VA2510-6HN32-0DL0 | circuit breaker 3VA2 IEC frame 1000 breaking capacity class H Icu=85kA @ 415V 3-pole, line prote | 4449.61
3VA2510-6HN32-0HA0 | circuit breaker 3VA2 IEC frame 1000 breaking capacity class H Icu=85kA @ 415V 3-pole, line prote | 4310.35
3VA2510-6HN32-0HC0 | circuit breaker 3VA2 IEC frame 1000 breaking capacity class H Icu=85kA @ 415V 3-pole, line prote | 4352.13
3VA2510-6HN32-0HH0 | circuit breaker 3VA2 IEC frame 1000 breaking capacity class H Icu=85kA @ 415V 3-pole, line prote | 4379.97
3VA2510-7HM32-0AA0 | circuit breaker 3VA2 IEC frame 1000 breaking capacity class C Icu=110kA @ 415V 3-pole, line prot | 4150.42
3VA2510-7JP32-0AA0 | circuit breaker 3VA2 IEC frame 1000 breaking capacity class C Icu=110kA @ 415V 3-pole, line prot | 4388.77
3VA2510-7KQ32-0AA0 | circuit breaker 3VA2 IEC frame 1000 breaking capacity class C Icu=110kA @ 415V 3-pole, line prot | 4908.34
3VA2510-7KQ42-0CL0 | circuit breaker 3VA2 IEC frame 1000 breaking capacity class C Icu=110kA @ 415V 4-pole, line prot | 7381.2
3VA2563-5HM32-0AA0 | circuit breaker 3VA2 IEC frame 1000 breaking capacity class M Icu=55kA @ 415V 3-pole, line prote | 1992.67
3VA2563-5HN32-0AA0 | circuit breaker 3VA2 IEC frame 1000 breaking capacity class M Icu=55kA @ 415V 3-pole, line prote | 1833.73
3VA2563-6HK42-0AA0 | circuit breaker 3VA2 IEC frame 1000 breaking capacity class H Icu=85kA @ 415V 4-pole, line prote | 2665.05
3VA2563-6HL42-0AA0 | circuit breaker 3VA2 IEC frame 1000 breaking capacity class H Icu=85kA @ 415V 4-pole, line prote | 2624.6
3VA2563-6JP32-0AA0 | circuit breaker 3VA2 IEC frame 1000 breaking capacity class H Icu=85kA @ 415V 3-pole, line prote | 2463.34
3VA2563-6KQ32-0AA0 | circuit breaker 3VA2 IEC frame 1000 breaking capacity class H Icu=85kA @ 415V 3-pole, line prote | 2976.81
3VA2563-7HK32-0AA0 | circuit breaker 3VA2 IEC frame 1000 breaking capacity class C Icu=110kA @ 415V 3-pole, line prot | 2163.84
3VA2563-7HM42-0AA0 | circuit breaker 3VA2 IEC frame 1000 breaking capacity class C Icu=110kA @ 415V 4-pole, line prot | 3092.94
3VA2563-7HN42-0AA0 | circuit breaker 3VA2 IEC frame 1000 breaking capacity class C Icu=110kA @ 415V 4-pole, line prot | 2915.51
3VA2580-5HL32-0AA0 | circuit breaker 3VA2 IEC frame 1000 breaking capacity class M Icu=55kA @ 415V 3-pole, line prote | 2286.07
3VA2580-5HL32-0AC0 | circuit breaker 3VA2 IEC frame 1000 breaking capacity class M Icu=55kA @ 415V 3-pole, line prote | 2660.01
3VA2580-5HL32-0BA0 | circuit breaker 3VA2 IEC frame 1000 breaking capacity class M Icu=55kA @ 415V 3-pole, line prote | 2743.57
3VA2580-5HL32-0BH0 | circuit breaker 3VA2 IEC frame 1000 breaking capacity class M Icu=55kA @ 415V 3-pole, line prote | 2806.25
3VA2580-5HL32-0DA0 | circuit breaker 3VA2 IEC frame 1000 breaking capacity class M Icu=55kA @ 415V 3-pole, line prote | 2743.57
3VA2580-5HL32-0DH0 | circuit breaker 3VA2 IEC frame 1000 breaking capacity class M Icu=55kA @ 415V 3-pole, line prote | 2806.25
3VA2580-5HL32-0JA0 | circuit breaker 3VA2 IEC frame 1000 breaking capacity class M Icu=55kA @ 415V 3-pole, line prote | 2736.61
3VA2580-5HL32-0JH0 | circuit breaker 3VA2 IEC frame 1000 breaking capacity class M Icu=55kA @ 415V 3-pole, line prote | 2799.28
3VA2580-5HM32-0AA0 | circuit breaker 3VA2 IEC frame 1000 breaking capacity class M Icu=55kA @ 415V 3-pole, line prote | 2524.46
3VA2580-5HN32-0AA0 | circuit breaker 3VA2 IEC frame 1000 breaking capacity class M Icu=55kA @ 415V 3-pole, line prote | 2396.1
3VA2580-5HN32-0AF0 | circuit breaker 3VA2 IEC frame 1000 breaking capacity class M Icu=55kA @ 415V 3-pole, line prote | 2778.39
3VA2580-5HN32-0AH0 | circuit breaker 3VA2 IEC frame 1000 breaking capacity class M Icu=55kA @ 415V 3-pole, line prote | 2799.28
3VA2580-5HN32-0CA0 | circuit breaker 3VA2 IEC frame 1000 breaking capacity class M Icu=55kA @ 415V 3-pole, line prote | 2799.28
3VA2580-5HN32-0CL0 | circuit breaker 3VA2 IEC frame 1000 breaking capacity class M Icu=55kA @ 415V 3-pole, line prote | 2903.73
3VA2580-5HN32-0HH0 | circuit breaker 3VA2 IEC frame 1000 breaking capacity class M Icu=55kA @ 415V 3-pole, line prote | 2855
3VA2580-5HN32-0CH0 | circuit breaker 3VA2 IEC frame 1000 breaking capacity class M Icu=55kA @ 415V 3-pole, line prote | 2861.95
3VA2580-5HN32-0KA0 | circuit breaker 3VA2 IEC frame 1000 breaking capacity class M Icu=55kA @ 415V 3-pole, line prote | 2785.36
3VA2510-6JP42-0AA0 | circuit breaker 3VA2 IEC frame 1000 breaking capacity class H Icu=85kA @ 415V 4-pole, line prote | 5262.46
3VA2510-6KQ32-0AA0 | circuit breaker 3VA2 IEC frame 1000 breaking capacity class H Icu=85kA @ 415V 3-pole, line prote | 4590.5
3VA2510-6KQ42-0AA0 | circuit breaker 3VA2 IEC frame 1000 breaking capacity class H Icu=85kA @ 415V 4-pole, line prote | 5738.48
3VA2510-7HK32-0AA0 | circuit breaker 3VA2 IEC frame 1000 breaking capacity class C Icu=110kA @ 415V 3-pole, line prot | 3918.13
3VA2563-5HK32-0AA0 | circuit breaker 3VA2 IEC frame 1000 breaking capacity class M Icu=55kA @ 415V 3-pole, line prote | 1754.28
3VA2563-5HK42-0AA0 | circuit breaker 3VA2 IEC frame 1000 breaking capacity class M Icu=55kA @ 415V 4-pole, line prote | 2334.97
3VA2563-5HL32-0AA0 | circuit breaker 3VA2 IEC frame 1000 breaking capacity class M Icu=55kA @ 415V 3-pole, line prote | 1754.28
3VA2563-5HL42-0AA0 | circuit breaker 3VA2 IEC frame 1000 breaking capacity class M Icu=55kA @ 415V 4-pole, line prote | 2334.97
3VA2563-6HM32-0AA0 | circuit breaker 3VA2 IEC frame 1000 breaking capacity class H Icu=85kA @ 415V 3-pole, line prote | 2231.07
3VA2563-6HM42-0AA0 | circuit breaker 3VA2 IEC frame 1000 breaking capacity class H Icu=85kA @ 415V 4-pole, line prote | 2891.2
3VA2563-6HN32-0AA0 | circuit breaker 3VA2 IEC frame 1000 breaking capacity class H Icu=85kA @ 415V 3-pole, line prote | 2072.13
3VA2563-6HN42-0AA0 | circuit breaker 3VA2 IEC frame 1000 breaking capacity class H Icu=85kA @ 415V 4-pole, line prote | 2690.74
3VA2563-7JP42-0AA0 | circuit breaker 3VA2 IEC frame 1000 breaking capacity class C Icu=110kA @ 415V 4-pole, line prot | 3325.2
3VA2563-7KQ32-0AA0 | circuit breaker 3VA2 IEC frame 1000 breaking capacity class C Icu=110kA @ 415V 3-pole, line prot | 3147.93
3VA2563-7KQ42-0AA0 | circuit breaker 3VA2 IEC frame 1000 breaking capacity class C Icu=110kA @ 415V 4-pole, line prot | 3814.63
3VA2580-5HK32-0AA0 | circuit breaker 3VA2 IEC frame 1000 breaking capacity class M Icu=55kA @ 415V 3-pole, line prote | 2286.07
3VA2580-5HL32-0BL0 | circuit breaker 3VA2 IEC frame 1000 breaking capacity class M Icu=55kA @ 415V 3-pole, line prote | 2848.03
3VA2580-5HL32-0CA0 | circuit breaker 3VA2 IEC frame 1000 breaking capacity class M Icu=55kA @ 415V 3-pole, line prote | 2743.57
3VA2580-5HL32-0CC0 | circuit breaker 3VA2 IEC frame 1000 breaking capacity class M Icu=55kA @ 415V 3-pole, line prote | 2785.36
3VA2580-5HL32-0CL0 | circuit breaker 3VA2 IEC frame 1000 breaking capacity class M Icu=55kA @ 415V 3-pole, line prote | 2848.03
3VA2580-5HL32-0JL0 | circuit breaker 3VA2 IEC frame 1000 breaking capacity class M Icu=55kA @ 415V 3-pole, line prote | 2820.17
3VA2580-5HL32-0KA0 | circuit breaker 3VA2 IEC frame 1000 breaking capacity class M Icu=55kA @ 415V 3-pole, line prote | 2736.61
3VA2580-5HL32-0KC0 | circuit breaker 3VA2 IEC frame 1000 breaking capacity class M Icu=55kA @ 415V 3-pole, line prote | 2771.43
3VA2580-5HL32-0KH0 | circuit breaker 3VA2 IEC frame 1000 breaking capacity class M Icu=55kA @ 415V 3-pole, line prote | 2799.28
3VA2580-5HL32-0KL0 | circuit breaker 3VA2 IEC frame 1000 breaking capacity class M Icu=55kA @ 415V 3-pole, line prote | 2820.17
3VA2580-5HN32-0BA0 | circuit breaker 3VA2 IEC frame 1000 breaking capacity class M Icu=55kA @ 415V 3-pole, line prote | 2799.28
3VA2580-5HN32-0BC0 | circuit breaker 3VA2 IEC frame 1000 breaking capacity class M Icu=55kA @ 415V 3-pole, line prote | 2848.03
3VA2580-5HN32-0BE0 | circuit breaker 3VA2 IEC frame 1000 breaking capacity class M Icu=55kA @ 415V 3-pole, line prote | 2910.7
3VA2580-5HN32-0BH0 | circuit breaker 3VA2 IEC frame 1000 breaking capacity class M Icu=55kA @ 415V 3-pole, line prote | 2861.95
3VA2580-5HN32-0JA0 | circuit breaker 3VA2 IEC frame 1000 breaking capacity class M Icu=55kA @ 415V 3-pole, line prote | 2785.36
3VA2563-7HL32-0AA0 | circuit breaker 3VA2 IEC frame 1000 breaking capacity class C Icu=110kA @ 415V 3-pole, line prot | 2163.84
3VA2563-7HL42-0AA0 | circuit breaker 3VA2 IEC frame 1000 breaking capacity class C Icu=110kA @ 415V 4-pole, line prot | 2836.2
3VA2563-7HM32-0AA0 | circuit breaker 3VA2 IEC frame 1000 breaking capacity class C Icu=110kA @ 415V 3-pole, line prot | 2396.1
3VA2580-5HL32-0AD0 | circuit breaker 3VA2 IEC frame 1000 breaking capacity class M Icu=55kA @ 415V 3-pole, line prote | 2673.93
3VA2580-5HL32-0AE0 | circuit breaker 3VA2 IEC frame 1000 breaking capacity class M Icu=55kA @ 415V 3-pole, line prote | 2687.87
3VA2580-5HL32-0AF0 | circuit breaker 3VA2 IEC frame 1000 breaking capacity class M Icu=55kA @ 415V 3-pole, line prote | 2660.01
3VA2580-5HL32-0AG0 | circuit breaker 3VA2 IEC frame 1000 breaking capacity class M Icu=55kA @ 415V 3-pole, line prote | 2673.93
3VA2580-5HL32-0AH0 | circuit breaker 3VA2 IEC frame 1000 breaking capacity class M Icu=55kA @ 415V 3-pole, line prote | 2673.93
3VA2580-5HL32-0HA0 | circuit breaker 3VA2 IEC frame 1000 breaking capacity class M Icu=55kA @ 415V 3-pole, line prote | 2736.61
3VA2580-5HL32-0HC0 | circuit breaker 3VA2 IEC frame 1000 breaking capacity class M Icu=55kA @ 415V 3-pole, line prote | 2771.43
3VA2580-5HL32-0HH0 | circuit breaker 3VA2 IEC frame 1000 breaking capacity class M Icu=55kA @ 415V 3-pole, line prote | 2799.28
3VA2580-5HL32-0HL0 | circuit breaker 3VA2 IEC frame 1000 breaking capacity class M Icu=55kA @ 415V 3-pole, line prote | 2820.17
3VA2580-5HN32-0AB0 | circuit breaker 3VA2 IEC frame 1000 breaking capacity class M Icu=55kA @ 415V 3-pole, line prote | 2799.28
3VA2580-5HN32-0AC0 | circuit breaker 3VA2 IEC frame 1000 breaking capacity class M Icu=55kA @ 415V 3-pole, line prote | 2778.39
3VA2580-5HN32-0AD0 | circuit breaker 3VA2 IEC frame 1000 breaking capacity class M Icu=55kA @ 415V 3-pole, line prote | 2799.28
3VA2580-5HN32-0AE0 | circuit breaker 3VA2 IEC frame 1000 breaking capacity class M Icu=55kA @ 415V 3-pole, line prote | 2820.17
3VA2580-5HN32-0DC0 | circuit breaker 3VA2 IEC frame 1000 breaking capacity class M Icu=55kA @ 415V 3-pole, line prote | 2848.03
3VA2580-5HN32-0DH0 | circuit breaker 3VA2 IEC frame 1000 breaking capacity class M Icu=55kA @ 415V 3-pole, line prote | 2861.95
3VA2580-5HN32-0DL0 | circuit breaker 3VA2 IEC frame 1000 breaking capacity class M Icu=55kA @ 415V 3-pole, line prote | 2903.73
3VA2580-5HN32-0HA0 | circuit breaker 3VA2 IEC frame 1000 breaking capacity class M Icu=55kA @ 415V 3-pole, line prote | 2785.36
3VA2580-5HN32-0KH0 | circuit breaker 3VA2 IEC frame 1000 breaking capacity class M Icu=55kA @ 415V 3-pole, line prote | 2855
3VA2580-5HN32-0KL0 | circuit breaker 3VA2 IEC frame 1000 breaking capacity class M Icu=55kA @ 415V 3-pole, line prote | 2889.81
3VA2580-5HN42-0AA0 | circuit breaker 3VA2 IEC frame 1000 breaking capacity class M Icu=55kA @ 415V 4-pole, line prote | 3147.93
3VA2580-5JP32-0AA0 | circuit breaker 3VA2 IEC frame 1000 breaking capacity class M Icu=55kA @ 415V 3-pole, line prote | 2750.62
3VA2580-5JP32-0CC0 | circuit breaker 3VA2 IEC frame 1000 breaking capacity class M Icu=55kA @ 415V 3-pole, line prote | 3286.73
3VA2580-5JP32-0CL0 | circuit breaker 3VA2 IEC frame 1000 breaking capacity class M Icu=55kA @ 415V 3-pole, line prote | 3328.49
3VA2580-5JP32-0DA0 | circuit breaker 3VA2 IEC frame 1000 breaking capacity class M Icu=55kA @ 415V 3-pole, line prote | 3224.06
3VA2580-5JP32-0DC0 | circuit breaker 3VA2 IEC frame 1000 breaking capacity class M Icu=55kA @ 415V 3-pole, line prote | 3286.73
3VA2580-5JP32-0KB0 | circuit breaker 3VA2 IEC frame 1000 breaking capacity class M Icu=55kA @ 415V 3-pole, line prote | 3307.62
3VA2580-5JP32-0KC0 | circuit breaker 3VA2 IEC frame 1000 breaking capacity class M Icu=55kA @ 415V 3-pole, line prote | 3244.95
3VA2580-5HN32-0JC0 | circuit breaker 3VA2 IEC frame 1000 breaking capacity class M Icu=55kA @ 415V 3-pole, line prote | 2820.17
3VA2580-5HN32-0JH0 | circuit breaker 3VA2 IEC frame 1000 breaking capacity class M Icu=55kA @ 415V 3-pole, line prote | 2855
3VA2580-5HN32-0JL0 | circuit breaker 3VA2 IEC frame 1000 breaking capacity class M Icu=55kA @ 415V 3-pole, line prote | 2889.81
3VA2580-5JP32-0AF0 | circuit breaker 3VA2 IEC frame 1000 breaking capacity class M Icu=55kA @ 415V 3-pole, line prote | 3126.56
3VA2580-5JP32-0AG0 | circuit breaker 3VA2 IEC frame 1000 breaking capacity class M Icu=55kA @ 415V 3-pole, line prote | 3154.42
3VA2580-5JP32-0AH0 | circuit breaker 3VA2 IEC frame 1000 breaking capacity class M Icu=55kA @ 415V 3-pole, line prote | 3154.42
3VA2580-5JP32-0AJ0 | circuit breaker 3VA2 IEC frame 1000 breaking capacity class M Icu=55kA @ 415V 3-pole, line prote | 3189.23
3VA2580-5JP32-0HH0 | circuit breaker 3VA2 IEC frame 1000 breaking capacity class M Icu=55kA @ 415V 3-pole, line prote | 3293.68
3VA2580-5JP32-0HL0 | circuit breaker 3VA2 IEC frame 1000 breaking capacity class M Icu=55kA @ 415V 3-pole, line prote | 3314.57
3VA2580-5JP32-0CH0 | circuit breaker 3VA2 IEC frame 1000 breaking capacity class M Icu=55kA @ 415V 3-pole, line prote | 3300.65
3VA2580-5JP32-0JA0 | circuit breaker 3VA2 IEC frame 1000 breaking capacity class M Icu=55kA @ 415V 3-pole, line prote | 3217.09
3VA2580-5KQ32-0AE0 | circuit breaker 3VA2 IEC frame 1000 breaking capacity class M Icu=55kA @ 415V 3-pole, line prote | 3836.83
3VA2580-5KQ32-0AF0 | circuit breaker 3VA2 IEC frame 1000 breaking capacity class M Icu=55kA @ 415V 3-pole, line prote | 3788.08
3VA2580-5KQ32-0AG0 | circuit breaker 3VA2 IEC frame 1000 breaking capacity class M Icu=55kA @ 415V 3-pole, line prote | 3808.97
3VA2580-5KQ32-0AH0 | circuit breaker 3VA2 IEC frame 1000 breaking capacity class M Icu=55kA @ 415V 3-pole, line prote | 3808.97
3VA2580-5KQ32-0HA0 | circuit breaker 3VA2 IEC frame 1000 breaking capacity class M Icu=55kA @ 415V 3-pole, line prote | 3822.9
3VA2580-5KQ32-0HC0 | circuit breaker 3VA2 IEC frame 1000 breaking capacity class M Icu=55kA @ 415V 3-pole, line prote | 3892.54
3VA2580-5KQ32-0HH0 | circuit breaker 3VA2 IEC frame 1000 breaking capacity class M Icu=55kA @ 415V 3-pole, line prote | 3913.43
3VA2580-5KQ32-0HL0 | circuit breaker 3VA2 IEC frame 1000 breaking capacity class M Icu=55kA @ 415V 3-pole, line prote | 3948.24
3VA2580-5KQ32-0CH0 | circuit breaker 3VA2 IEC frame 1000 breaking capacity class M Icu=55kA @ 415V 3-pole, line prote | 3941.29
3VA2580-6HL32-0AA0 | circuit breaker 3VA2 IEC frame 1000 breaking capacity class H Icu=85kA @ 415V 3-pole, line prote | 2616.14
3VA2580-6HL42-0AA0 | circuit breaker 3VA2 IEC frame 1000 breaking capacity class H Icu=85kA @ 415V 4-pole, line prote | 3457.64
3VA2580-6HM32-0AA0 | circuit breaker 3VA2 IEC frame 1000 breaking capacity class H Icu=85kA @ 415V 3-pole, line prote | 2842.32
3VA2580-6HM42-0AA0 | circuit breaker 3VA2 IEC frame 1000 breaking capacity class H Icu=85kA @ 415V 4-pole, line prote | 3716.42
3VA2580-6HN32-0CA0 | circuit breaker 3VA2 IEC frame 1000 breaking capacity class H Icu=85kA @ 415V 3-pole, line prote | 3189.23
3VA2580-6HN32-0CC0 | circuit breaker 3VA2 IEC frame 1000 breaking capacity class H Icu=85kA @ 415V 3-pole, line prote | 3244.95
3VA2580-6HN32-0CL0 | circuit breaker 3VA2 IEC frame 1000 breaking capacity class H Icu=85kA @ 415V 3-pole, line prote | 3314.57
3VA2580-6HN32-0DA0 | circuit breaker 3VA2 IEC frame 1000 breaking capacity class H Icu=85kA @ 415V 3-pole, line prote | 3189.23
3VA2580-6HN32-0KC0 | circuit breaker 3VA2 IEC frame 1000 breaking capacity class H Icu=85kA @ 415V 3-pole, line prote | 3224.06
3VA2580-6HN32-0KH0 | circuit breaker 3VA2 IEC frame 1000 breaking capacity class H Icu=85kA @ 415V 3-pole, line prote | 3244.95
3VA2580-5JP32-0AB0 | circuit breaker 3VA2 IEC frame 1000 breaking capacity class M Icu=55kA @ 415V 3-pole, line prote | 3154.42
3VA2580-5JP32-0AD0 | circuit breaker 3VA2 IEC frame 1000 breaking capacity class M Icu=55kA @ 415V 3-pole, line prote | 3154.42
3VA2580-5JP32-0BC0 | circuit breaker 3VA2 IEC frame 1000 breaking capacity class M Icu=55kA @ 415V 3-pole, line prote | 3286.73
3VA2580-5JP32-0BL0 | circuit breaker 3VA2 IEC frame 1000 breaking capacity class M Icu=55kA @ 415V 3-pole, line prote | 3328.49
3VA2580-5JP32-0DL0 | circuit breaker 3VA2 IEC frame 1000 breaking capacity class M Icu=55kA @ 415V 3-pole, line prote | 3328.49
3VA2580-5JP32-0HC0 | circuit breaker 3VA2 IEC frame 1000 breaking capacity class M Icu=55kA @ 415V 3-pole, line prote | 3244.95
3VA2580-5JP32-0JC0 | circuit breaker 3VA2 IEC frame 1000 breaking capacity class M Icu=55kA @ 415V 3-pole, line prote | 3244.95
3VA2580-5JP32-0JL0 | circuit breaker 3VA2 IEC frame 1000 breaking capacity class M Icu=55kA @ 415V 3-pole, line prote | 3314.57
3VA2580-5KQ32-0AA0 | circuit breaker 3VA2 IEC frame 1000 breaking capacity class M Icu=55kA @ 415V 3-pole, line prote | 3276.32
3VA2580-5KQ32-0AC0 | circuit breaker 3VA2 IEC frame 1000 breaking capacity class M Icu=55kA @ 415V 3-pole, line prote | 3788.08
3VA2580-5KQ32-0BA0 | circuit breaker 3VA2 IEC frame 1000 breaking capacity class M Icu=55kA @ 415V 3-pole, line prote | 3857.72
3VA2580-5KQ32-0BH0 | circuit breaker 3VA2 IEC frame 1000 breaking capacity class M Icu=55kA @ 415V 3-pole, line prote | 3941.29
3VA2580-5KQ32-0DA0 | circuit breaker 3VA2 IEC frame 1000 breaking capacity class M Icu=55kA @ 415V 3-pole, line prote | 3857.72
3VA2580-5KQ32-0DH0 | circuit breaker 3VA2 IEC frame 1000 breaking capacity class M Icu=55kA @ 415V 3-pole, line prote | 3941.29
3VA2580-5KQ32-0JA0 | circuit breaker 3VA2 IEC frame 1000 breaking capacity class M Icu=55kA @ 415V 3-pole, line prote | 3822.9
3VA2580-5KQ32-0JH0 | circuit breaker 3VA2 IEC frame 1000 breaking capacity class M Icu=55kA @ 415V 3-pole, line prote | 3913.43
3VA2580-5KQ42-0AA0 | circuit breaker 3VA2 IEC frame 1000 breaking capacity class M Icu=55kA @ 415V 4-pole, line prote | 4040.37
3VA2580-6HK42-0AA0 | circuit breaker 3VA2 IEC frame 1000 breaking capacity class H Icu=85kA @ 415V 4-pole, line prote | 3490.24
3VA2580-6HN32-0AA0 | circuit breaker 3VA2 IEC frame 1000 breaking capacity class H Icu=85kA @ 415V 3-pole, line prote | 2713.97
3VA2580-6HN32-0AC0 | circuit breaker 3VA2 IEC frame 1000 breaking capacity class H Icu=85kA @ 415V 3-pole, line prote | 3133.53
3VA2580-6HN32-0BA0 | circuit breaker 3VA2 IEC frame 1000 breaking capacity class H Icu=85kA @ 415V 3-pole, line prote | 3189.23
3VA2580-6HN32-0BH0 | circuit breaker 3VA2 IEC frame 1000 breaking capacity class H Icu=85kA @ 415V 3-pole, line prote | 3286.73
3VA2580-6HN32-0DH0 | circuit breaker 3VA2 IEC frame 1000 breaking capacity class H Icu=85kA @ 415V 3-pole, line prote | 3286.73
3VA2580-6HN32-0HA0 | circuit breaker 3VA2 IEC frame 1000 breaking capacity class H Icu=85kA @ 415V 3-pole, line prote | 3168.34
3VA2580-6HN32-0JA0 | circuit breaker 3VA2 IEC frame 1000 breaking capacity class H Icu=85kA @ 415V 3-pole, line prote | 3168.34
3VA2580-6HN32-0JH0 | circuit breaker 3VA2 IEC frame 1000 breaking capacity class H Icu=85kA @ 415V 3-pole, line prote | 3244.95
3VA2580-6HN32-0KA0 | circuit breaker 3VA2 IEC frame 1000 breaking capacity class H Icu=85kA @ 415V 3-pole, line prote | 3168.34
3VA2580-6JP32-0AA0 | circuit breaker 3VA2 IEC frame 1000 breaking capacity class H Icu=85kA @ 415V 3-pole, line prote | 3080.69
3VA2580-6KQ32-0AA0 | circuit breaker 3VA2 IEC frame 1000 breaking capacity class H Icu=85kA @ 415V 3-pole, line prote | 3594.17
3VA2580-7HM32-0DG0 | circuit breaker 3VA2 IEC frame 1000 breaking capacity class C Icu=110kA @ 415V 3-pole, line prot | 3662.74
3VA2580-5JP32-0KH0 | circuit breaker 3VA2 IEC frame 1000 breaking capacity class M Icu=55kA @ 415V 3-pole, line prote | 3293.68
3VA2580-5JP32-0KL0 | circuit breaker 3VA2 IEC frame 1000 breaking capacity class M Icu=55kA @ 415V 3-pole, line prote | 3314.57
3VA2580-5JP42-0AA0 | circuit breaker 3VA2 IEC frame 1000 breaking capacity class M Icu=55kA @ 415V 4-pole, line prote | 3526.93
3VA2580-5KQ32-0BL0 | circuit breaker 3VA2 IEC frame 1000 breaking capacity class M Icu=55kA @ 415V 3-pole, line prote | 3969.13
3VA2580-5KQ32-0CA0 | circuit breaker 3VA2 IEC frame 1000 breaking capacity class M Icu=55kA @ 415V 3-pole, line prote | 3857.72
3VA2580-5KQ32-0CC0 | circuit breaker 3VA2 IEC frame 1000 breaking capacity class M Icu=55kA @ 415V 3-pole, line prote | 3913.43
3VA2580-5KQ32-0CL0 | circuit breaker 3VA2 IEC frame 1000 breaking capacity class M Icu=55kA @ 415V 3-pole, line prote | 3969.13
3VA2580-5KQ32-0KA0 | circuit breaker 3VA2 IEC frame 1000 breaking capacity class M Icu=55kA @ 415V 3-pole, line prote | 3822.9
3VA2580-5KQ32-0KC0 | circuit breaker 3VA2 IEC frame 1000 breaking capacity class M Icu=55kA @ 415V 3-pole, line prote | 3892.54
3VA2580-5KQ32-0KH0 | circuit breaker 3VA2 IEC frame 1000 breaking capacity class M Icu=55kA @ 415V 3-pole, line prote | 3913.43
3VA2580-5KQ32-0KL0 | circuit breaker 3VA2 IEC frame 1000 breaking capacity class M Icu=55kA @ 415V 3-pole, line prote | 3927.35
3VA2580-6HN32-0AE0 | circuit breaker 3VA2 IEC frame 1000 breaking capacity class H Icu=85kA @ 415V 3-pole, line prote | 3175.31
3VA2580-6HN32-0AF0 | circuit breaker 3VA2 IEC frame 1000 breaking capacity class H Icu=85kA @ 415V 3-pole, line prote | 3133.53
3VA2580-6HN32-0AG0 | circuit breaker 3VA2 IEC frame 1000 breaking capacity class H Icu=85kA @ 415V 3-pole, line prote | 3154.42
3VA2580-6HN32-0AH0 | circuit breaker 3VA2 IEC frame 1000 breaking capacity class H Icu=85kA @ 415V 3-pole, line prote | 3154.42
3VA2580-6HN32-0AJ0 | circuit breaker 3VA2 IEC frame 1000 breaking capacity class H Icu=85kA @ 415V 3-pole, line prote | 3189.23
3VA2580-6HN32-0HC0 | circuit breaker 3VA2 IEC frame 1000 breaking capacity class H Icu=85kA @ 415V 3-pole, line prote | 3224.06
3VA2580-6HN32-0HH0 | circuit breaker 3VA2 IEC frame 1000 breaking capacity class H Icu=85kA @ 415V 3-pole, line prote | 3244.95
3VA2580-6HN32-0HL0 | circuit breaker 3VA2 IEC frame 1000 breaking capacity class H Icu=85kA @ 415V 3-pole, line prote | 3293.68
3VA2580-6HN32-0CH0 | circuit breaker 3VA2 IEC frame 1000 breaking capacity class H Icu=85kA @ 415V 3-pole, line prote | 3286.73
3VA2580-7HK32-0AA0 | circuit breaker 3VA2 IEC frame 1000 breaking capacity class C Icu=110kA @ 415V 3-pole, line prot | 2836.2
3VA2580-7HK42-0AA0 | circuit breaker 3VA2 IEC frame 1000 breaking capacity class C Icu=110kA @ 415V 4-pole, line prot | 3795.86
3VA2580-7HL32-0AA0 | circuit breaker 3VA2 IEC frame 1000 breaking capacity class C Icu=110kA @ 415V 3-pole, line prot | 2836.2
3VA2580-7HL42-0AA0 | circuit breaker 3VA2 IEC frame 1000 breaking capacity class C Icu=110kA @ 415V 4-pole, line prot | 3761.75
3VA5210-5ED31-0AC0 | circuit breaker 3VA5 UL frame 250 breaking capacity class M 35kA @ 480 V 3-pole, line protection | 873.8
3VA5210-5ED31-0BB0 | circuit breaker 3VA5 UL frame 250 breaking capacity class M 35kA @ 480 V 3-pole, line protection | 1055.48
6ES7953-8LG31-0AA0 | SIMATIC S7, Micro Memory Card for S7-300/C7/ET 200, 3, 3V Nflash, 128 KB | 190.11
3VA6440-6HM31-2DA0 | circuit breaker 3VA6 UL frame 600 breaking capacity class H 65kA @ 480V 3-pole, line protection | 3996.99
3VA6450-1MS31-0HJ0 | circuit breaker 3VA6 UL frame 600 3-pole, starter protection ETU310M, I, In=500A without overloa | 3503.85
3VA6460-5HL41-0BB0 | circuit breaker 3VA6 UL frame 600 breaking capacity class M 35kA @ 480V 4-pole, line protection | 3841.26
3VA2580-7HN32-0AA0 | circuit breaker 3VA2 IEC frame 1000 breaking capacity class C Icu=110kA @ 415V 3-pole, line prot | 2921.77
3VA2580-7KQ42-0AA0 | circuit breaker 3VA2 IEC frame 1000 breaking capacity class C Icu=110kA @ 415V 4-pole, line prot | 4713.75
3VA5211-7EC31-0BA0 | circuit breaker 3VA5 UL frame 250 breaking capacity class C 100kA @ 480V 3-pole, line protection | 1366.94
3VA5225-5ED31-0LA0 | circuit breaker 3VA5 UL frame 250 breaking capacity class M 35kA @ 480V 3-pole, line protection | 1470.75
6ES7953-8LJ31-0AA0 | SIMATIC S7, Micro Memory Card for S7-300/C7/ET 200, 3, 3V Nflash, 512 KB | 451.7
3VA6210-6KM31-2DG0 | circuit breaker 3VA6 UL frame 250 breaking capacity class H 65kA @ 480V 3-pole, line protection | 3547.11
3VA6340-6HL31-0AC0 | circuit breaker 3VA6 UL frame 400 breaking capacity class H 65kA @ 480V 3-pole, line protection | 2335.89
3VA6440-1MS31-0LD0 | circuit breaker 3VA6 UL frame 400 3-pole, starter protection ETU310M, I, In=400A without overloa | 3036.67
3VA9077-0NA10 | external current transformer for N conductor accessory for: 3VA6 up to In=100A | 568.91
3VA9131-0QE20 | rear connection stud flat long 1 unit accessory for: 3VA4/5 125 | 16.97
3VA9132-0WA00 | phase barriers 2 units accessory for: 3VA4/5 125 | 8.2
3VA9133-0JC12 | wire connector large with control wire voltage tap-off 3 units accessory for: 3VA4/5 125 | 60.18
3VA9137-0PK13 | side wall mounted rot. operator standard IEC IP65 24V DC lighting kit accessory for: 3VA5 125 | 147.69
3VA9137-0PK17 | side wall mounted rot. operator emergency-off IEC IP65 24V DC lighting kit accessory for: 3VA5 1 | 161.91
3VA9144-0JG11 | wire connector with control wire voltage tap-off 4 units accessory for: 3VA6 150/250 | 29.98
3VA9151-0SS00 | mounting screw kit comprises 2 screws and nuts, inch thread accessory for: circuit breaker, 1-po | 13.22
3VA9231-0QE20 | rear connection stud flat long 1 unit accessory for: 3VA5 250 | 21.57
3VA9231-0QF20 | rear connection stud round long 1 unit accessory for: 3VA5 250 | 21.57
3VA9233-0QF00 | rear connection stud round 3 units accessory for: 3VA5 250 | 53.6
3VA9243-0JC22 | wire connector 2 cables with control wire voltage tap-off 3 units accessory for: 3VA6 150/250 | 82.05
3VA9267-0HA21 | motor operator 110 V AC optimized for long cables accessory for: 3VA2 100/160/250 | 596.86
3VA9270-0WC00 | control wire tap for nut keeper kit 10 accessory for: 3VA6 150/250 fixed-mounted 3VA6 150/250 pl | 6.63
3VA9277-0PK51 | side wall mounted rot. operator standard IEC IP65 with mounting bracket accessory for: 3VA6 150/ | 168.49
3VA9277-0PK55 | side wall mounted rot. operator emergency-off IEC IP65 with mounting bracket accessory for: 3VA6 | 193.1
3VA9344-0KB01 | terminal cover plug-in and draw-out technology accessory for: circuit breaker, 4-pole 3VA6 400/6 | 84.78
3VA9344-0KD10 | draw-out unit conversion kit for MCCB accessory for: circuit breaker 4-pole 3VA6 400/600 | 386.22
3VA9374-0JD13 | wire connector CU 4 units accessory for: 3VA6 400/600 | 448
3VA9374-0JK13 | wire connector CU with control wire voltage tap-off 4 units accessory for: 3VA6 400/600 | 518.58
3VA9444-0KP00 | plug-in unit complete kit accessory for: circuit breaker, 4-pole 3VA6 600 - - - - - - - - - - - | 875.23
3VA9467-0HA22 | motor operator 230 V AC optimized for long cables accessory for: 3VA1 400/630 3VA2 400/630 | 746.99
3VA9503-0JB32 | wire connector 3 cables 3 units accessory for: 3VA1/2 1000 | 152.05
3VA9503-0JG32 | wire connector 3 cables with control wire voltage tap-off 3 units accessory for: 3VA1/2 1000 | 173.93
3VA9504-0JG32 | wire connector 3 cables with control wire voltage tap-off 4 units accessory for: 3VA1/2 1000 | 231.95
3VA9504-0SB20 | cover frame 270.3x 150.8mm (WxH) accessory for: circuit breaker 4-pole with ETU access 3VA1/2 10 | 53.34
3VA6460-6HN41-0HA0 | circuit breaker 3VA6 UL frame 600 breaking capacity class H 65kA @ 480V 4-pole, line protection | 4351.69
3VA6460-6JP41-0DF0 | circuit breaker 3VA6 UL frame 600 breaking capacity class H 65kA @ 480V 4-pole, line protection | 5095.72
3VA9133-0JG11 | wire connector with control wire voltage tap-off 3 units accessory for: 3VA4/5 125 | 22.48
3VA9133-0JK11 | wire connector CU with control wire voltage tap-off 3 units accessory for: 3VA4/5 125 | 86.98
3VA9133-0QE00 | rear connection stud flat 3 units accessory for: 3VA4/5 125 | 42.43
3VA9133-0QF00 | rear connection stud round 3 units accessory for: 3VA4/5 125 | 42.43
3VA9151-0SS10 | mounting screw kit comprises 2 screws and nuts, metric thread accessory for: circuit breaker, 1- | 13.22
3VA9156-0SS00 | mounting screw kit comprises 2 screws and nuts, inch thread accessory for: circuit breaker, 2/3- | 13.22
3VA9177-0NA10 | external current transformer for N conductor accessory for: 3VA6 In=150/250A | 640.02
3VA9231-0QE10 | rear connection stud flat short 1 unit accessory for: 3VA5 250 | 16.19
3VA9243-0JK12 | wire connector CU with control wire voltage tap-off 3 units accessory for: 3VA6 150/250 | 124.73
3VA9244-0JC13 | wire connector large with control wire voltage tap-off 4 units accessory for: 3VA6 150/250 | 96.27
3VA9244-0JC22 | wire connector 2 cables with control wire voltage tap-off 4 units accessory for: 3VA6 150/250 | 107.76
3VA9244-0JG12 | wire connector with control wire voltage tap-off 4 units accessory for: 3VA6 150/250 | 42.98
3VA9343-0KB01 | terminal cover plug-in and draw-out technology accessory for: circuit breaker, 3-pole 3VA6 400/6 | 64.55
3VA9343-0KD00 | draw-out unit complete kit accessory for: circuit breaker, 3-pole 3VA6 400 | 875.23
3VA9343-0KD10 | draw-out unit conversion kit for MCCB accessory for: circuit breaker 3-pole 3VA6 400/600 | 291.58
3VA9343-0KP00 | plug-in unit complete kit accessory for: circuit breaker, 3-pole 3VA6 400 | 568.91
3VA9343-0KP10 | plug-in unit conversion kit for MCCB accessory for: circuit breaker, 3-pole 3VA6 400/600 | 243.43
3VA9377-0NA10 | external current transformer for N conductor accessory for: 3VA6 In=400/600A | 640.02
3VA9443-0KD00 | draw-out unit complete kit accessory for: circuit breaker, 3-pole 3VA6 600 | 951.81
3VA9443-0KP00 | plug-in unit complete kit accessory for: circuit breaker, 3-pole 3VA6 600 - - - - - - - - - - - | 650.98
3VA9444-0KD00 | draw-out unit complete kit accessory for: circuit breaker, 4-pole 3VA6 600 - - - - - - - - - - - | 1274.58
3VA9503-0SB20 | cover frame 200.3x 193.8mm (WxH) accessory for: circuit breaker 3-pole with ETU access 3VA1/2 10 | 44.08
3VA9503-0SB50 | cover frame 200.3 x 200.8 mm (W x H) accessory for: front mounted rot. operator w. door interloc | 44.08
3VA9504-0JB23 | wire connector 2 cables 4 units accessory for: 3VA1/2 1000 | 153.72
3VA9504-0JB32 | wire connector 3 cables 4 units accessory for: 3VA1/2 1000 | 201.3
3VA9604-0QB00 | bus connector extended front 4 units accessory for: 3VA1/2 1000 | 128
3VA9677-0NA10 | external current transformer for N conductor accessory for: 3VA6 In=600/1000 A 3VA2 In=630/1000 | 1252.67
3VA9680-0LF20 | adapter cylinder lock accessory for: rotary operator for 3VA2 1000 | 51.31
3VA9687-0EK11 | front mounted rotary operator standard IEC IP30/40 accessory for: 3VA1/2 1000 | 119.78
3VA9687-0EK15 | front mounted rotary operator emergency-off IEC IP30/40 accessory for: 3VA1/2 1000 | 136.2
3VL9300-3JS71 | breaker VL accessory for CG dg and FG-frame variable depth flange mounted operator kit handle bl | 513.49
3VL9400-3JS61 | breaker VL accessory for JG and LG frame variable depth flange mounted operator kit handle red/b | 537.71
3VA2580-6HN32-0KL0 | circuit breaker 3VA2 IEC frame 1000 breaking capacity class H Icu=85kA @ 415V 3-pole, line prote | 3293.68
3VA2580-6HN42-0AA0 | circuit breaker 3VA2 IEC frame 1000 breaking capacity class H Icu=85kA @ 415V 4-pole, line prote | 3517.12
3VA2580-7HN42-0AA0 | circuit breaker 3VA2 IEC frame 1000 breaking capacity class C Icu=110kA @ 415V 4-pole, line prot | 3821.23
3VA2580-7JP32-0AA0 | circuit breaker 3VA2 IEC frame 1000 breaking capacity class C Icu=110kA @ 415V 3-pole, line prot | 3294.65
3VA2580-7JP42-0AA0 | circuit breaker 3VA2 IEC frame 1000 breaking capacity class C Icu=110kA @ 415V 4-pole, line prot | 4224.55
3VA2580-7KQ32-0AA0 | circuit breaker 3VA2 IEC frame 1000 breaking capacity class C Icu=110kA @ 415V 3-pole, line prot | 3820.3
3VA5225-6EC31-0BF0 | circuit breaker 3VA5 UL frame 250 breaking capacity class H 65kA @ 480V 3-pole, line protection | 1626.48
3VA5225-6ED31-0CA0 | circuit breaker 3VA5 UL frame 250 breaking capacity class H 65kA @ 480V 3-pole, line protection | 1531.31
3VA5225-7EC31-0JA0 | circuit breaker 3VA5 UL frame 250 breaking capacity class C 100kA @ 480V 3-pole, line protection | 1661.08
3VA6110-6HL31-0AB0 | Circuit breaker 3VA6 UL Frame 150 Switching capacity class H 65 kA @ 480 V 3-pole, system protec | 951.66
3VA6110-8KM41-0KF0 | circuit breaker 3VA6 UL frame 150 breaking capacity class L 150kA @ 480V 4-pole, line protection | 2811.72
3VA6115-6HL31-0BB0 | Circuit breaker 3VA6 UL Frame 150 Switching capacity class H 65 kA @ 480 V 3-pole, system protec | 1548.62
3VA6115-6KT41-0JB0 | circuit breaker 3VA6 UL frame 150 breaking capacity class H 65kA @ 480V 4-pole, line protection | 2967.45
3VA6225-5HL41-0BB0 | circuit breaker 3VA6 UL frame 250 breaking capacity class M 35kA @ 480V 4-pole, line protection | 2240.73
3VA6225-6HM41-0HA0 | circuit breaker 3VA6 UL frame 250 breaking capacity class H 65kA @ 480V 4-pole, line protection | 2768.47
3VA6225-6HN41-0CE0 | circuit breaker 3VA6 UL frame 250 breaking capacity class H 65kA @ 480V 4-pole, line protection | 2647.36
3VA6225-7JQ41-0LA0 | circuit breaker 3VA6 UL frame 250 breaking capacity class C 100kA @ 480V 4-pole, line protection | 3849.91
3VA9131-0QF10 | rear connection stud round short 1 unit accessory for: 3VA4/5 125 | 12.8
3VA9131-0QF20 | rear connection stud round long 1 unit accessory for: 3VA4/5 125 | 17.8
3VA9131-0WD10 | terminal cover 1-pole 1 unit accessory for: 3VA5 125 | 9.72
3VA9131-0WD30 | terminal cover 3-pole 1 unit accessory for: 3VA4/5 125 | 13.01
3VA9137-0PK53 | side wall mounted rot. operator standard IEC IP65 with mounting bracket 24V DC lighting kit acce | 192.55
3VA9137-0PK55 | side wall mounted rot. operator emergency-off IEC IP65 with mounting bracket accessory for: 3VA5 | 168.49
3VA9137-0PK57 | side wall mounted rot. operator emergency-stop IEC IP65 with mounting bracket 24V DC lighting ki | 213.33
3VA9143-0JG11 | wire connector with control wire voltage tap-off 3 units accessory for: 3VA6 150/250 | 22.48
3VA9233-0JC13 | wire connector large with control wire voltage tap-off 3 units accessory for: 3VA5 250 | 72.75
3VA9233-0JC22 | wire connector 2 cables with control wire voltage tap-off 3 units accessory for: 3VA5 250 | 78.76
3VA9233-0JG12 | wire connector with control wire voltage tap-off 3 units accessory for: 3VA5 250 | 32.06
3VA9233-0JK12 | wire connector CU with control wire voltage tap-off 3 units accessory for: 3VA5 250 | 124.18
3VA9277-0PK11 | side wall mounted rot. operator standard IEC IP65 accessory for: 3VA6 150/250 3VA5 250 | 109.93
3VA9277-0PK13 | side wall mounted rot. operator standard IEC IP65 24V DC lighting kit accessory for: 3VA6 150/25 | 157.55
3VA9277-0PK15 | side wall mounted rot. operator emergency-off IEC IP65 accessory for: 3VA6 150/250 3VA5 250 | 129.1
3VA9602-0WA00 | phase barriers 2 units accessory for: 3VA1/2 1000 | 15.92
3VA9603-0QB00 | bus connector extended front 3 units accessory for: 3VA1/2 1000 | 95.18
3VA9687-0EK21 | front mounted rotary operator standard with door interlock IEC IP30/40 accessory for: 3VA1/2 100 | 158.1
3VA9687-0FK21 | door mounted rotary operator standard IEC IP65 with door interlock accessory for: 3VA1/2 1000 | 173.93
3VA9987-0TG11 | DIN rail adapter for T connector accessory for: 3VA | 29.85
3VL9300-3JS61 | breaker VL accessory for CG dg and FG-frame variable depth flange mounted operator kit handle re | 513.49
3WL9111-0AA87-0AA0 | set of 4 FC curr. transformers for applications with frequency converters, special vers. for rep | 794.31
3WL9111-0AT63-0AA0 | additional accessories for retrofit of a com module for 3WL1 FS2/3 withdrawn 1000V with z= A05, | 121.08
3ZS1320-4CE10-0YB5 | SIRIUS Soft Starter ES V14 Basic Floating license for 1 user Only license without software, wit | 204.09
3ZS1320-5CE11-0YB5 | SIRIUS Soft Starter ES V15 Standard Floating license for 1 user only license without software wi | 518.08
3ZS1320-6CC11-4YA5 | SIRIUS Soft Starter ES V15 Promotion Promotion pack Floating license for 1 user Engineering soft | 334.91
3ZS1320-6CE11-0YB5 | SIRIUS Soft Starter ES V15 Premium Floating license for 1 user only license without software wit | 1491.43
3ZS1632-1XX03-0YA0 | PCS 7 block library SIMOCODE pro V9.0 AS blocks and faceplates for integration of SIMOCODE pro C | 1708.77
3ZS1632-2XX03-0YB0 | PCS 7 block library SIMOCODE pro V8.X AS blocks for integration of SIMOCODE pro C/S/V in the pro | 1107.8
4NC5113-0CB21 | current transformer 60/1 A 2.5 VA CL 1.0 | 57.34
4NC5115-0CC21 | current transformer 75/1 A, 2.5 VA CL 1.0 | 57.34
4NC5121-0DC21 | current transformer 150/1 A 2.5 VA CL 0.5 | 60.81
4NC5121-2DC21 | current transformer 150/1 A 2.5 VA CL 0.5 | 60.05
4NC5123-0CE21 | current transformer 250/1A, 5 VA CL 1.0 | 57.34
4NC5123-2CE21 | current transformer 250/5 A, 5 VA CL 1.0 | 51.96
4NC5126-2FE21 | current transformer 500/5A 5VA CL 0.2s | 57.37
4NC5222-0DE21 | current transformer 200/1A 5 VA KL0.5 | 61.75
4NC5224-0CE21 | current transformer 300/1 A, 5 VA CL 1.0 | 57.34
4NC5224-2CE21 | current transformer 300/5 A, 5 VA CL 1.0 | 51.96
4NC5228-2FE21 | current transformer 700/5 A 5 VA CL 0.2s | 60.81
4NC5232-2FE21 | current transformer 1000/5 A 5 VA CL 0.2s | 60.81
4NC5326-0CE21 | current transformer 500/1 A, 5 VA CL 1.0 | 66.17
4NC5326-2CE21 | current transformer 500/5 A, 5 VA CL 1.0 | 60.78
4NC5330-0DE21 | current transformer 750/1 A 5 VA CL 0.5 | 76.17
4NC5330-2DE21 | current transformer 750/5 A 5 VA CL 0.5 | 60.81
4NC5432-0CH21 | current transformer 1000/1 A 10 VA CL 1.0 | 102.43
4NC5432-2CH21 | current transformer 1000/5 A, 10 VA CL 1.0 | 88.02
4NC5435-0DH21 | current transformer 1500 A/1 A 10 VA CL 0.5 | 121.76
4NC5435-2DH21 | current transformer 1500/5A 10 VA CL 0.5 | 89.93
4NC5440-2CJ21 | current transformer 2500/5 A 12.5 VA CL 1.0 | 115.51
4NC5441-2CN21 | current transformer 3000/5 A 30 VA CL 1.0 | 122.99
5SD7424-3 | Surge arrester T2, UN 240/400 V, UC 350/264 V AC, pluggable protective module, 3+1 circuit (TN-S | 306.45
5SG1302 | NEOZED, fuse base, D01, 1-pole, 16 A, Un AC: 400 V, Un DC: 250 V | 5.87
5SG5302-1 | NEOZED, fuse base, D01, 3-pole, 16 A, Un AC: 400 V, Un DC: 250 V | 34.03
5SG5702-1 | NEOZED, fuse base, D02, 3-pole, 63 A, Un AC: 400 V, Un DC: 250 V | 38.59
5ST3055 | Remote operating mechanism power 30 V AC, 48 V DC For CB, residual current operated circuit brea | 342.98
5ST3057 | Remote operating mechanism ARD 30 V AC, 48 V DC For CB, residual current operated circuit breake | 379.29
3VA9277-0PK17 | side wall mounted rot. operator emergency-off IEC IP65 24V DC lighting kit accessory for: 3VA6 1 | 173.4
3VA9344-0KP10 | plug-in unit conversion kit for MCCB accessory for: circuit breaker, 4-pole 3VA6 400/600 | 323.29
3VA9347-0KT00 | door feedthrough accessory for: circuit breaker, 3/4-pole 3VA6 400/600 | 48.85
3VA9373-0JD13 | wire connector CU 3 units accessory for: 3VA6 400/600 | 338.61
3VA9373-0JG13 | wire connector with control wire voltage tap-off 3 units accessory for: 3VA6 400/600 | 102.3
3VA9473-0JC23 | wire connector 2 cables with control wire voltage tap-off 3 units accessory for: 3VA5/6 400/600 | 160.27
3VA9473-0JL23 | wire connector CU 2 cables with control wire voltage tap-off 3 units accessory for: 3VA5/6 400/6 | 618.11
3VA9474-0JC23 | wire connector 2 cables with control wire voltage tap-off 4 units accessory for: 3VA5/6 400/600 | 215.53
3VA9474-0JL23 | wire connector CU 2 cables with control wire voltage tap-off 4 units accessory for: 3VA5/6 400/6 | 826.01
3VA9503-0JB23 | wire connector 2 cables 3 units accessory for: 3VA1/2 1000 | 116.53
3VA9517-0SS10 | mounting screw kit comprises 4 screws and nuts, metric thread accessory for: circuit breaker 2/3 | 25.59
3VA9588-0VM10 | rear interlock with rod accessory for: 3VA1/2 1000 | 319.45
3VA9687-0GK00 | rotary operator with shaft stub for 8UC retrofit accessory for: 3VA1/2 1000 | 128
3VA9977-0UF10 | Maintenance Mode Box MMB300 incl. connecting cable 1.5 m 3VA - MMB300 accessory for: 3VA6 | 272.97
3VA9980-0LF30 | adapter cylinder lock accessory for: SEO motor operator | 51.31
3VA9987-0HX10 | operating cycles counter accessory for: SEO520 | 111.6
3WL9111-0AT64-0AA0 | Replacement cable set for function tester with all required connecting cables | 803.66
3WL9327-7AA00-0AA1 | 3WL9-NAFTA accessories ETU776G WLETU776G Protection function LSIG | 5949.69
3WL9327-7AA20-0AA1 | 3WL9-NAFTA accessories ETU776G with measurement function PLUS WLETU776G+WLMETERP Protection func | 7681.67
3ZS1320-6CC10-0YL5 | SIRIUS Soft Starter ES V14 Premium Software Update Service for 1 year with automatic extension, | 539
3ZS1320-6CC11-0YA5 | SIRIUS Soft Starter ES V15 Premium Floating license for 1 user Engineering Software, software a | 1504.52
3ZS1322-5CC13-0YE5 | SIRIUS SIMOCODE ES V15 Standard, upgrade for SIMOCODE ES 2007, Floating License for one user eng | 453.42
3ZS1322-5CE13-0YB5 | SIRIUS SIMOCODE ES V15 Standard, Floating License for one user; engineering SW, without SW, with | 1764.9
3ZS1322-6CC00-0YL5 | SIRIUS SIMOCODE ES Premium, Software Update Service for 1 year with automatic extension, require | 402.2
3ZS1635-1XX03-0YA0 | Block library AS-Interface for SIMATIC PCS 7 Version V9 with APL. Engineering software V9 for an | 424.73
3ZS1635-2XX03-0YB0 | Block library AS-Interface for SIMATIC PCS 7 Version V9 with APL. 1 installation Runtime license | 319.99
4NC5112-0CB21 | current transformer 50/1 A, 2.5 VA CL 1.0 | 57.34
4NC5112-2CB21 | current transformer 50/5 A, 1.2 VA CL 1.0 | 51.96
4NC5122-0CE21 | current transformer 200/1 A, 5 VA CL 1.0 | 57.34
4NC5122-0DE21 | current transformer 200/1A 5 VA KL0.5 | 60.81
4NC5122-2CE21 | current transformer 200/5 A, 5 VA CL 1.0 | 51.96
4NC5122-2DE21 | current transformer 200/5A 5 VA K L0.5 | 60.05
4NC5222-2DE21 | current transformer 200/5A 5 VA K L0.5 | 60.05
4NC5223-0CE21 | current transformer 250/1A, 5 VA CL 1.0 | 57.34
4NC5223-0DE21 | current transformer 250/1 A 5 VA CL 0.5 | 61.75
4NC5223-2CE21 | current transformer 250/5 A, 5 VA CL 1.0 | 51.96
4NC5325-0CE21 | current transformer 400/1 A, 5 VA CL 1.0 | 66.17
4NC5325-0DE21 | current transformer 400/1A 5VA KL0,5 | 76.17
4NC5325-2CE21 | current transformer 400/5 A, 5 VA CL 1.0 | 60.78
4NC5325-2DE21 | current transformer 400/5 A 5 VA CL 0.5 | 60.81
4NC5431-0DH21 | current transformer 800 A/ 1A 10 VA CL 0.5 | 96.77
4NC5431-0CH21 | current transformer 800/1 A, 10 VA CL 1.0 | 95.54
4NC5431-2DH21 | current transformer 800/5 A 10 VA CL 0.5 | 89.93
4NC5431-2CH21 | current transformer 800/5 A 10 VA CL 1.0 | 88.02
4NC5436-2DK21 | current transformer 1200/5 A 15 VA CL 0.5 | 89.93
4NC5438-0CJ21 | current transformer 2000/1 A 12.5 VA CL 1.0 | 118
4NC5438-2CJ21 | current transformer 2000/5 A 12.5 VA CL 1.0 | 94.89
4NC5438-2DL21 | current transformer 2000/5 A 20 VA CL 0.5 | 119.25
4NC5440-0CJ21 | current transformer 2500/1 A 12.5 VA CL 1.0 | 129.86
5SG1302-1 | NEOZED, fuse base, D01, 1-pole, 16 A, Un AC: 400 V, Un DC: 250 V | 12.5
5SG1702 | NEOZED, fuse base, D02, 1-pole, 63 A, Un AC: 400 V, Un DC: 250 V | 7.83
5SG1702-1 | NEOZED, fuse base, D02, 1-pole, 63 A, Un AC: 400 V, Un DC: 250 V | 14.54
5SG5302 | NEOZED, fuse base, D01, 3-pole, 16 A, Un AC: 400 V, Un DC: 250 V | 14.04
5ST3070 | Remote operating mechanism power ext. req. For CB, residual current circuit breaker RC blocks, R | 466.95
5ST3615-1 | Pin busbar 3PH 10 mm2, 12 MW gray, Pin busbar, Fixed length 210 mm for AFDD 5SM601.-2, Pin spaci | 3.57
5ST3765-2 | Pin busbar 1PH 10 mm2, 54TE blue Pin busbar, 1 phase straight 10qmm,54TE, Insulation blue Can be | 15.32
5ST3771-2 | Infeed terminal, 25 mm2 IP20 Cable entry on the left with touch protection | 4.07
5SU1354-6LB10 | RCBO, 10 kA, 1P+N, type A, | 164.9
5SU1354-6LB13 | RCBO, 10 kA, 1P+N, type A, | 164.9
5SU1354-6LB16 | RCBO, 10 kA, 1P+N, type A, | 164.9
5SV3322-4 | Residual current operated circuit breaker, 2-pole, Type B, short-time delayed, In: 25 A, 30 mA, | 723.26
5SV3324-4 | Residual current operated circuit breaker, 2-pole, Type B, short-time delayed, In: 40 A, 30 mA, | 770.48
5SV3326-4 | Residual current operated circuit breaker, 2-pole, Type B, short-time delayed, In: 63 A, 30 mA, | 1155.23
5SV3342-4 | Residual current operated circuit breaker, 4-pole, Type B, short-time delayed, In: 25 A, 30 mA, | 1044.74
5SV3644-4 | Residual current operated circuit breaker, 4-pole, Type B, short-time delayed, In: 40 A, 300 mA, | 969.41
5SV3644-4KK14 | Residual current operated circuit breaker, 4-pole, Type B+, short-time delayed, In: 40 A, 300 mA | 1014.59
5SV3646-4 | Residual current operated circuit breaker, 4-pole, Type B, short-time delayed, In: 63 A, 300 mA, | 1336.07
5SV3646-4KK14 | Residual current operated circuit breaker, 4-pole, Type B+, short-time delayed, In: 63 A, 300 mA | 1386.28
5SV8111-4KK | Modular residual current device Type B, 24 V DC,LCD, IDN 30 mA 1A, 0 2000 Hz | 1135.14
5SV8701-2KK | Summation current transformer type B, 35 mm, 30 mA 1A | 725.32
5SV8701-2KP | Summation current transformer type B, 35 mm, 30 mA 1A, with metal shielding | 799.66
5SV8702-2KK | Summation current transformer type B, 60 mm, 30 mA 1A | 828.75
1FK2104-6AF00-0MA0 | SIMOTICS S-1FK2 HD Servo motor M0=3.2 Nm; PN = 1 kW at nN=3000 rpm; Converter at max. 480 V suppl | 1261.13
1FK2104-6AF00-1SA0 | SIMOTICS S-1FK2 HD Servo motor M0=3.2 Nm; PN = 1 kW at nN=3000 rpm; Converter at max. 480 V suppl | 986.31
1FK2104-6AF00-1SB0 | SIMOTICS S-1FK2 HD Servo motor M0=3.2 Nm; PN = 1.0 kW at nN=3000 rpm; Converter at max. 480 V sup | 986.31
1FK2102-0AG10-0MA0 | SIMOTICS S-1FK2 HD Servo motor M0=0.16 Nm; PN = 0.05 kW at nN=3000 rpm; Converter at max. 240 V s | 1115.96
1FK2102-0AG10-0SA0 | SIMOTICS S-1FK2 HD Servo motor M0=0.16 Nm; PN = 0.05 kW at nN=3000 rpm; Converter at max. 240 V s | 841.11
1FK2102-1AG00-1MA0 | SIMOTICS S-1FK2 HD Servo motor M0=0.32 Nm; PN = 0.1 kW at nN=3000 rpm; Converter at max. 240 V su | 950.61
1FK2203-2AG10-1SA0 | SIMOTICS S-1FK2 CT Servo motor M0=0.64 Nm; PN = 0.2 kW at nN=3000 rpm; Converter at max. 240 V su | 950.88
1FK2203-4AG11-1SA0 | SIMOTICS S-1FK2 CT Servo motor M0=1.27 Nm; PN = 0.4 kW at nN=3000 rpm; Converter at max. 240 V su | 1137.21
1FK2204-5AF00-0MA0 | SIMOTICS S-1FK2 CT Servo motor M0=2.4 Nm; PN = 0.75 kW at nN=3000 rpm; Converter at max. 480 V su | 1206.33
1FK2204-5AF00-0MB0 | SIMOTICS S-1FK2 CT Servo motor M0=2.4 Nm; PN = 0.75 kW at nN=3000 rpm; Converter at max. 480 V su | 1206.33
1FK2204-5AF01-0MA0 | SIMOTICS S-1FK2 CT Servo motor M0=2.4 Nm; PN = 0.75 kW at nN=3000 rpm; Converter at max. 480 V su | 1283.07
1FK2204-5AK10-1SA0 | SIMOTICS S-1FK2 CT Servo motor M0=2.4 Nm; PN = 0.75 kW at nN=3000 rpm; Converter at max. 480 V su | 1151.78
1FK2204-5AK10-1SB0 | SIMOTICS S-1FK2 CT Servo motor M0=2.4 Nm; PN = 0.75 kW at nN=3000rpm; Converter at max. 480 V sup | 1151.78
1FK2204-5AK11-0SB0 | SIMOTICS S-1FK2 CT Servo motor M0=2.4 Nm; PN = 0.75 kW at nN=3000rpm; Converter at max. 480 V sup | 1228.54
1FK2204-6AF00-0SA0 | SIMOTICS S-1FK2 CT Servo motor M0=3.2 Nm; PN = 1 kW at nN=3000 rpm; Converter at max. 480 V suppl | 986.31
1FK2204-6AF00-0SB0 | SIMOTICS S-1FK2 CT Servo motor M0=3.2 Nm; PN = 1.0 kW at nN=3000 rpm; Converter at max. 480 V sup | 986.31
1FK2102-0AG00-0SA0 | SIMOTICS S-1FK2 HD Servo motor M0=0.16 Nm; PN = 0.05 kW at nN=3000 rpm; Converter at max. 240 V s | 657.54
1FK2102-0AG01-1SA0 | SIMOTICS S-1FK2 HD Servo motor M0=0.16 Nm; PN = 0.05 kW at nN=3000 rpm; Converter at max. 240 V s | 734.26
1FK2102-0AG10-1MA0 | SIMOTICS S-1FK2 HD Servo motor M0=0.16 Nm; PN = 0.05 kW at nN=3000 rpm; Converter at max. 240 V s | 1115.96
1FK2102-0AG10-1SA0 | SIMOTICS S-1FK2 HD Servo motor M0=0.16 Nm; PN = 0.05 kW at nN=3000 rpm; Converter at max. 240 V s | 841.11
1FK2103-2AG00-0MA0 | SIMOTICS S-1FK2 HD Servo motor M0=0.64 Nm; PN = 0.2 kW at nN=3000 rpm; Converter at max. 240 V su | 1005.43
1FK2103-2AG00-0SA0 | SIMOTICS S-1FK2 HD Servo motor M0=0.64 Nm; PN = 0.2 kW at nN=3000 rpm; Converter at max. 240 V su | 730.58
1FK2103-2AG00-1MA0 | SIMOTICS S-1FK2 HD Servo motor M0=0.64 Nm; PN = 0.2 kW at nN=3000 rpm; Converter at max. 240 V su | 1005.43
1FK2103-2AG00-1SA0 | SIMOTICS S-1FK2 HD Servo motor M0=0.64 Nm; PN = 0.2 kW at nN=3000 rpm; Converter at max. 240 V su | 730.58
1FK2104-6AF10-0SB0 | SIMOTICS S-1FK2 HD Servo motor M0=3.2 Nm; PN = 1.0 kW at nN=3000 rpm; Converter at max. 480 V sup | 1206.59
1FK2104-6AF10-1MA0 | SIMOTICS S-1FK2 HD Servo motor M0=3.2 Nm; PN = 1 kW at nN=3000 rpm; Converter at max. 480 V suppl | 1481.43
1FK2104-6AF10-1MB0 | SIMOTICS S-1FK2 HD Servo motor M0=3.2 Nm; PN = 1.0 kW at nN=3000 rpm; Converter at max. 480 V sup | 1481.43
1FK2104-6AF11-0SA0 | SIMOTICS S-1FK2 HD Servo motor M0=3.2 Nm; PN = 1 kW at nN=3000 rpm; Converter at max. 480 V suppl | 1283.33
1FK2102-1AG00-0MA0 | SIMOTICS S-1FK2 HD Servo motor M0=0.32 Nm; PN = 0.1 kW at nN=3000 rpm; Converter at max. 240 V su | 950.61
1FK2203-2AG00-2MA0 | SIMOTICS S-1FK2 CT Servo motor M0=0.64 Nm; PN = 0.2 kW at nN=3000 rpm; Converter at max. 240 V su | 1005.43
1FK2203-2AG01-1MA0 | SIMOTICS S-1FK2 CT Servo motor M0=0.64 Nm; PN = 0.2 kW at nN=3000 rpm; Converter at max. 240 V su | 1082.17
1FK2203-2AG11-1MA0 | SIMOTICS S-1FK2 CT Servo motor M0=0.64 Nm; PN = 0.2 kW at nN=3000 rpm; Converter at max. 240 V su | 1302.47
1FK2203-4AG00-1MA0 | SIMOTICS S-1FK2 CT Servo motor M0=1.27 Nm; PN = 0.4 kW at nN=3000 rpm; Converter at max. 240 V su | 1115.01
1FK2204-5AF01-1MA0 | SIMOTICS S-1FK2 CT Servo motor M0=2.4 Nm; PN = 0.75 kW at nN=3000 rpm; Converter at max. 480 V su | 1283.07
1FK2204-5AF01-1MB0 | SIMOTICS S-1FK2 CT Servo motor M0=2.4 Nm; PN = 0.75 kW at nN=3000 rpm; Converter at max. 480 V su | 1283.07
1FK2204-5AF10-0MA0 | SIMOTICS S-1FK2 CT Servo motor M0=2.4 Nm; PN = 0.75 kW at nN=3000 rpm; Converter at max. 480 V su | 1426.63
1FK2104-5AK11-1MA0 | SIMOTICS S-1FK2 HD Servo motor M0=2.4 Nm; PN = 0.75 kW at nN=3000 rpm; Converter at max. 480 V su | 1503.37
1FK2102-0AG01-0MA0 | SIMOTICS S-1FK2 HD Servo motor M0=0.16 Nm; PN = 0.05 kW at nN=3000 rpm; Converter at max. 240 V s | 1009.1
1FK2203-2AG00-0SA0 | SIMOTICS S-1FK2 CT Servo motor M0=0.64 Nm; PN = 0.2 kW at nN=3000 rpm; Converter at max. 240 V su | 730.58
1FK7042-2AC71-1CA1 | SIMOTICS S Synchronous motor 1FK7-CT PN=0.59kW; UDC=600V M0=3Nm (100K); NN=2000rpm; Naturally coo | 2406.25
1FK7042-2AC71-1CA2 | SIMOTICS S Synchronous motor 1FK7-CT PN=0.59kW; UDC=600V M0=3Nm (100K); NN=2000rpm; Naturally coo | 2406.25
1FK2203-4AG00-1SA0 | SIMOTICS S-1FK2 CT Servo motor M0=1.27 Nm; PN = 0.4 kW at nN=3000 rpm; Converter at max. 240 V su | 840.16
1FK2203-4AG00-2MA0 | SIMOTICS S-1FK2 CT Servo motor M0=1.27 Nm; PN = 0.4 kW at nN=3000 rpm; Converter at max. 240 V su | 1115.01
1FK2203-4AG01-1MA0 | SIMOTICS S-1FK2 CT Servo motor M0=1.27 Nm; PN = 0.4 kW at nN=3000 rpm; Converter at max. 240 V su | 1191.75
1FK2203-4AG01-1SA0 | SIMOTICS S-1FK2 CT Servo motor M0=1.27 Nm; PN = 0.4 kW at nN=3000 rpm; Converter at max. 240 V su | 916.9
1FK2204-5AK01-0SB0 | SIMOTICS S-1FK2 CT Servo motor M0=2.4 Nm; PN = 0.75 kW at nN=3000rpm; Converter at max. 480 V sup | 1008.24
1FK2204-5AK01-1SA0 | SIMOTICS S-1FK2 CT Servo motor M0=2.4 Nm; PN = 0.75 kW at nN=3000 rpm; Converter at max. 480 V su | 1008.24
1FK2204-5AK01-1SB0 | SIMOTICS S-1FK2 CT Servo motor M0=2.4 Nm; PN = 0.75 kW at nN=3000rpm; Converter at max. 480 V sup | 1008.24
1FK2204-5AK10-0SA0 | SIMOTICS S-1FK2 CT Servo motor M0=2.4 Nm; PN = 0.75 kW at nN=3000 rpm; Converter at max. 480 V su | 1151.78
1FK2204-6AF01-0SB0 | SIMOTICS S-1FK2 CT Servo motor M0=3.2 Nm; PN = 1.0 kW at nN=3000 rpm; Converter at max. 480 V sup | 1063.03
1FK2204-6AF10-0MB0 | SIMOTICS S-1FK2 CT Servo motor M0=3.2 Nm; PN = 1.0 kW at nN=3000 rpm; Converter at max. 480 V sup | 1481.43
1FK2204-6AF10-0SA0 | SIMOTICS S-1FK2 CT Servo motor M0=3.2 Nm; PN = 1 kW at nN=3000 rpm; Converter at max. 480 V suppl | 1206.59
1FK2204-6AF10-1MB0 | SIMOTICS S-1FK2 CT Servo motor M0=3.2 Nm; PN = 1.0 kW at nN=3000 rpm; Converter at max. 480 V sup | 1481.43
1FK2204-6AF11-0MA0 | SIMOTICS S-1FK2 CT Servo motor M0=3.2 Nm; PN = 1 kW at nN=3000 rpm; Converter at max. 480 V suppl | 1558.15
1FK2103-4AG00-1MA0 | SIMOTICS S-1FK2 HD Servo motor M0=1.27 Nm; PN = 0.4 kW at nN=3000 rpm; Converter at max. 240 V su | 1115.01
1FK2103-4AG00-2MA0 | SIMOTICS S-1FK2 HD Servo motor M0=1.27 Nm; PN = 0.4 kW at nN=3000 rpm; Converter at max. 240 V su | 1115.01
1FK2103-4AG10-0MA0 | SIMOTICS S-1FK2 HD Servo motor M0=1.27 Nm; PN = 0.4 kW at nN=3000 rpm; Converter at max. 240 V su | 1335.31
1FK2103-4AG11-0SA0 | SIMOTICS S-1FK2 HD Servo motor M0=1.27 Nm; PN = 0.4 kW at nN=3000 rpm; Converter at max. 240 V su | 1137.21
1FK2208-5AC00-0MB0 | SIMOTICS S-1FK2 CT Servo motor M0=27 Nm; PN = 4.0 kW at nN=2000 rpm; Converter at max. 480 V supp | 2678.03
1FK2208-5AC00-0SB0 | SIMOTICS S-1FK2 CT Servo motor M0=27 Nm; PN = 4.0 kW at nN=2000 rpm; Converter at max. 480 V supp | 2403.22
1FK2208-5AC11-1MB0 | SIMOTICS S-1FK2 CT Servo motor M0=27 Nm; PN = 4.0 kW at nN=2000 rpm; Converter at max. 480 V supp | 3121.97
1FK2208-5AC11-1SB0 | SIMOTICS S-1FK2 CT Servo motor M0=27 Nm; PN = 4.0 kW at nN=2000 rpm; Converter at max. 480 V supp | 2847.12
1FK7022-5AF04-1AB0 | SIMOTICS S-1FK7 Synchronous servo motor 1FK7 Compact; naturally cooled; NN=3000rpm; UDC=24V; IMB | 2035.37
1FK7022-5AK71-1SB0-ZR70 | SIMOTICS S Synchronous servo motor 1FK7 Compact 0.85 Nm, 100K, 6000rpm 0.38 kW, naturally cooled | 5309.61
1FK2104-5AF01-1SA0 | SIMOTICS S-1FK2 HD Servo motor M0=2.4 Nm; PN = 0.75 kW at nN=3000 rpm; Converter at max. 480 V su | 1008.24
1FK2104-5AF01-1SB0 | SIMOTICS S-1FK2 HD Servo motor M0=2.4 Nm; PN = 0.75 kW at nN=3000 rpm; Converter at max. 480 V su | 1008.24
1FK2204-6AF00-1SB0 | SIMOTICS S-1FK2 CT Servo motor M0=3.2 Nm; PN = 1.0 kW at nN=3000 rpm; Converter at max. 480 V sup | 986.31
1FK2204-6AF10-1MA0 | SIMOTICS S-1FK2 CT Servo motor M0=3.2 Nm; PN = 1 kW at nN=3000 rpm; Converter at max. 480 V suppl | 1481.43
1FK2204-6AF11-0SA0 | SIMOTICS S-1FK2 CT Servo motor M0=3.2 Nm; PN = 1 kW at nN=3000 rpm; Converter at max. 480 V suppl | 1283.33
1FK2206-2AF00-1SB0 | SIMOTICS S-1FK2 CT Servo motor M0=6.5 Nm; PN = 1.7 kW at nN=3000 rpm; Converter at max. 480 V sup | 1220.71
1FK2103-4AG10-1SA0 | SIMOTICS S-1FK2 HD Servo motor M0=1.27 Nm; PN = 0.4 kW at nN=3000 rpm; Converter at max. 240 V su | 1060.46
1FK2103-4AG10-2SA0 | SIMOTICS S-1FK2 HD Servo motor M0=1.27 Nm; PN = 0.4 kW at nN=3000 rpm; Converter at max. 240 V su | 1060.46
1FK2103-4AG11-1MA0 | SIMOTICS S-1FK2 HD Servo motor M0=1.27 Nm; PN = 0.4 kW at nN=3000 rpm; Converter at max. 240 V su | 1412.05
1FK2104-4AF00-0MB0 | SIMOTICS S-1FK2 HD Servo motor M0=1.27 Nm; PN = 0.4 kW at nN=3000 rpm; Converter at max. 480 V su | 1115.01
1FK2208-4AC11-0SB0 | SIMOTICS S-1FK2 CT Servo motor M0=22 Nm; PN = 3.6 kW at nN=2000 rpm; Converter at max. 480 V supp | 2572.27
1FK2208-4AC11-1SB0 | SIMOTICS S-1FK2 CT Servo motor M0=22 Nm; PN = 3.6 kW at nN=2000 rpm; Converter at max. 480 V supp | 2572.27
1FK2208-5AC00-1MB0 | SIMOTICS S-1FK2 CT Servo motor M0=27 Nm; PN = 4.0 kW at nN=2000 rpm; Converter at max. 480 V supp | 2678.03
1FK2208-5AC00-1SB0 | SIMOTICS S-1FK2 CT Servo motor M0=27 Nm; PN = 4.0 kW at nN=2000 rpm; Converter at max. 480 V supp | 2403.22
1FK2208-5AC01-0SB0 | SIMOTICS S-1FK2 CT Servo motor M0=27 Nm; PN = 4.0 kW at nN=2000 rpm; Converter at max. 480 V supp | 2479.96
1FK2104-4AK11-0SA0 | SIMOTICS S-1FK2 HD Servo motor M0=1.27 Nm; PN = 0.4 kW at nN=3000 rpm; Converter at max. 480 V su | 1137.21
1FK2104-4AK11-0SB0 | SIMOTICS S-1FK2 HD Servo motor M0=1.27 Nm; PN = 0.4 kW at nN=3000rpm; Converter at max. 480 V sup | 1137.21
1FK2104-4AK11-1SA0 | SIMOTICS S-1FK2 HD Servo motor M0=1.27 Nm; PN = 0.4 kW at nN=3000 rpm; Converter at max. 480 V su | 1137.21
1FK2104-4AK11-1SB0 | SIMOTICS S-1FK2 HD Servo motor M0=1.27 Nm; PN = 0.4 kW at nN=3000rpm; Converter at max. 480 V sup | 1137.21
1FK7103-2AC71-1CB0 | SIMOTICS S Synchronous motor 1FK7-CT PN=5.2kW; UDC=600V M0=36Nm (100K); NN=2000rpm; Naturally coo | 4409.53
1FK7103-2AC71-1CB2 | SIMOTICS S Synchronous motor 1FK7-CT PN=5.2kW; UDC=600V M0=36Nm (100K); NN=2000rpm; Naturally coo | 4502.36
1FK7022-5AK71-0SY3-ZS54 | SIMOTICS S Synchronous servo motor 1FK7 compact 0.85 Nm, 100 K, 6000 rpm 0.38 kW, naturally coole | 3140.67
1FK2204-5AF11-1SA0 | SIMOTICS S-1FK2 CT Servo motor M0=2.4 Nm; PN = 0.75 kW at nN=3000 rpm; Converter at max. 480 V su | 1228.54
1FK2204-5AF11-1SB0 | SIMOTICS S-1FK2 CT Servo motor M0=2.4 Nm; PN = 0.75 kW at nN=3000 rpm; Converter at max. 480 V su | 1228.54
1FK2204-5AK00-1MA0 | SIMOTICS S-1FK2 CT Servo motor M0=2.4 Nm; PN = 0.75 kW at nN=3000 rpm; Converter at max. 480 V su | 1206.33
1FK2204-5AK00-1MB0 | SIMOTICS S-1FK2 CT Servo motor M0=2.4 Nm; PN = 0.75 kW at nN=3000rpm; Converter at max. 480 V sup | 1206.33
1FK2206-2AF00-0SB0 | SIMOTICS S-1FK2 CT Servo motor M0=6.5 Nm; PN = 1.7 kW at nN=3000 rpm; Converter at max. 480 V sup | 1220.71
1FK2206-2AF01-0SB0 | SIMOTICS S-1FK2 CT Servo motor M0=6.5 Nm; PN = 1.7 kW at nN=3000 rpm; Converter at max. 480 V sup | 1297.43
1FK2206-2AF10-1MB0 | SIMOTICS S-1FK2 CT Servo motor M0=6.5 Nm; PN = 1.7 kW at nN=3000 rpm; Converter at max. 480 V sup | 1789.27
1FK2206-2AF10-1SB0 | SIMOTICS S-1FK2 CT Servo motor M0=6.5 Nm; PN = 1.7 kW at nN=3000 rpm; Converter at max. 480 V sup | 1514.44
1FK2104-4AF10-0MA0 | SIMOTICS S-1FK2 HD Servo motor M0=1.27 Nm; PN = 0.4 kW at nN=3000 rpm; Converter at max. 480 V su | 1335.31
1FK2104-4AF11-1MA0 | SIMOTICS S-1FK2 HD Servo motor M0=1.27 Nm; PN = 0.4 kW at nN=3000 rpm; Converter at max. 480 V su | 1412.05
1FK2104-4AF11-1MB0 | SIMOTICS S-1FK2 HD Servo motor M0=1.27 Nm; PN = 0.4 kW at nN=3000 rpm; Converter at max. 480 V su | 1412.05
1FK2104-4AK00-0MB0 | SIMOTICS S-1FK2 HD Servo motor M0=1.27 Nm; PN = 0.4 kW at nN=3000rpm; Converter at max. 480 V sup | 1115.01
1FK2210-4AC00-1SB0 | SIMOTICS S-1FK2 CT Servo motor M0=40 Nm; PN = 6.4 kW at nN=2000 rpm; Converter at max. 480 V supp | 3121.65
1FK2210-4AC01-0SB0 | SIMOTICS S-1FK2 CT Servo motor M0=40 Nm; PN = 6.4 kW at nN=2000 rpm; Converter at max. 480 V supp | 3198.38
1FK2210-4AC01-1MB0 | SIMOTICS S-1FK2 CT Servo motor M0=40 Nm; PN = 6.4 kW at nN=2000 rpm; Converter at max. 480 V supp | 3473.24
1FK2210-4AC10-0SB0 | SIMOTICS S-1FK2 CT Servo motor M0=40 Nm; PN = 6.4 kW at nN=2000 rpm; Converter at max. 480 V supp | 3525.23
1FK7022-5AF04-1SB0-ZS27 | SIMOTICS S-1FK7 Synchronous servo motor 1FK7 Compact, naturally cooled; N=3000rpm; UDC=24V; IMB 5 | 1451.59
1FK7022-5AF04-1SV0-ZS69 | SIMOTICS S-1FK7 Synchronous servo motor 1FK7 Compact, naturally cooled; NN=3000rpm; UDC=24V; IMB | 2139.21
1FK7022-5AK71-1UG0-ZP50P96Y84 | SIMOTICS S synchronous servo motor 1FK7 Compact 0.85 Nm, 100 K, 6000 rpm 0.38 kW, naturally coole | 1303.93
1FK7022-5AK71-1YH3-ZS24 | SIMOTICS S Synchronous servo motor 1FK7 Compact 0.85 Nm, 100 K, 6000 rpm 0.38 kW, naturally coole | 3311.36
1FK2102-1AG11-0SA0 | SIMOTICS S-1FK2 HD Servo motor M0=0.32 Nm; PN = 0.1 kW at nN=3000 rpm; Converter at max. 240 V su | 936.13
1FK2102-1AG11-1SA0 | SIMOTICS S-1FK2 HD Servo motor M0=0.32 Nm; PN = 0.1 kW at nN=3000 rpm; Converter at max. 240 V su | 936.13
1FK2103-2AG01-0MA0 | SIMOTICS S-1FK2 HD Servo motor M0=0.64 Nm; PN = 0.2 kW at nN=3000 rpm; Converter at max. 240 V su | 1082.17
1FK2204-5AF00-1SB0 | SIMOTICS S-1FK2 CT Servo motor M0=2.4 Nm; PN = 0.75 kW at nN=3000 rpm; Converter at max. 480 V su | 931.48
1FK2204-6AF01-1SB0 | SIMOTICS S-1FK2 CT Servo motor M0=3.2 Nm; PN = 1.0 kW at nN=3000 rpm; Converter at max. 480 V sup | 1063.03
1FK2204-6AF10-0SB0 | SIMOTICS S-1FK2 CT Servo motor M0=3.2 Nm; PN = 1.0 kW at nN=3000 rpm; Converter at max. 480 V sup | 1206.59
1FK2204-6AF10-1SA0 | SIMOTICS S-1FK2 CT Servo motor M0=3.2 Nm; PN = 1 kW at nN=3000 rpm; Converter at max. 480 V suppl | 1206.59
1FK2204-6AF10-1SB0 | SIMOTICS S-1FK2 CT Servo motor M0=3.2 Nm; PN = 1.0 kW at nN=3000 rpm; Converter at max. 480 V sup | 1206.59
1FK2103-4AG10-1MA0 | SIMOTICS S-1FK2 HD Servo motor M0=1.27 Nm; PN = 0.4 kW at nN=3000 rpm; Converter at max. 240 V su | 1335.31
1FK2103-4AG11-0MA0 | SIMOTICS S-1FK2 HD Servo motor M0=1.27 Nm; PN = 0.4 kW at nN=3000 rpm; Converter at max. 240 V su | 1412.05
1FK2104-4AF00-0SB0 | SIMOTICS S-1FK2 HD Servo motor M0=1.27 Nm; PN = 0.4 kW at nN=3000 rpm; Converter at max. 480 V su | 840.16
1FK2104-4AF00-1SA0 | SIMOTICS S-1FK2 HD Servo motor M0=1.27 Nm; PN = 0.4 kW at nN=3000 rpm; Converter at max. 480 V su | 840.16
1FK2104-4AK10-0SA0 | SIMOTICS S-1FK2 HD Servo motor M0=1.27 Nm; PN = 0.4 kW at nN=3000 rpm; Converter at max. 480 V su | 1060.46
1FK2206-2AF11-1MB0 | SIMOTICS S-1FK2 CT Servo motor M0=6.5 Nm; PN = 1.7 kW at nN=3000 rpm; Converter at max. 480 V sup | 1866
1FK2206-4AF00-1MB0 | SIMOTICS S-1FK2 CT Servo motor M0=12 Nm; PN = 2.9 kW at nN=3000 rpm; Converter at max. 480 V supp | 1863.84
1FK2206-4AF01-1MB0 | SIMOTICS S-1FK2 CT Servo motor M0=12 Nm; PN = 2.9 kW at nN=3000 rpm; Converter at max. 480 V supp | 1940.61
5ST3781-2 | Series connector,N, 16 mm2, 200 mm, 1P, For NF distributor blue | 4.67
5ST3793-2 | Series connector, 16 mm2, 200 mm, 3P For NF distributor black | 12.69
5ST3820-6 | Adapter for LS 5SL/5SN up to 2 MW FI 5SV, 5SY cc 1 to 2 MW Accessory for remote operating mechan | 5.02
5SU1354-6LB20 | RCBO, 10 kA, 1P+N, type A, | 163.2
5SU1354-6LB32 | RCBO, 10 kA, 1P+N, type A, | 177.95
5SU1354-7LB32 | RCBO, 10 kA, 1P+N, type A, | 166.04
5SV3321-4 | Residual current operated circuit breaker, 2-pole, Type B, short-time delayed, In: 16 A, 30 mA, | 723.26
5SV3342-4KK14 | Residual current operated circuit breaker, 4-pole, Type B+, short-time delayed, In: 25 A, 30 mA, | 1094.98
5SV3344-4KK14 | Residual current operated circuit breaker, 4-pole, Type B+, short-time delayed, In: 40 A, 30 mA, | 1125.07
5SV3346-4KK14 | Residual current operated circuit breaker, 4-pole, Type B+, short-time delayed, In: 63 A, 30 mA, | 1536.97
5SV3624-4 | Residual current operated circuit breaker, 2-pole, Type B, short-time delayed, In: 40 A, 300 mA, | 663
5SV3642-4 | Residual current operated circuit breaker, 4-pole, Type B, short-time delayed, In: 25 A, 300 mA, | 936.26
5SV3646-5KK14 | Residual current operated circuit breaker, 4-pole, Type B+, selective, In: 63 A, 300 mA, Un AC: | 1667.56
5SV3647-4KK14 | Residual current operated circuit breaker, 4-pole, Type B+, short-time delayed, In: 80 A, 300 mA | 1908.67
5SV3746-4 | Residual current operated circuit breaker, 4-pole, Type B, short-time delayed, In: 63 A, 500 mA, | 1336.07
5SV3747-4 | Residual current operated circuit breaker, 4-pole, Type B, short-time delayed, In: 80 A, 500 mA, | 1727.8
5SV8101-4KK | Modular residual current device Type B, 230 V AC,LCD, 50/60 Hz,IDN 30 mA 1A, 0 2000 Hz | 1135.14
5SV8702-2KP | Summation current transformer type B, 60 mm, 30 mA 1A, with metal shielding | 907.09
5SV8704-2KK | Summation current transformer type B, 210 mm, 300 mA 1A | 2149.74
7ML1115-0CA30 | Echomax XPS-10 Transducer High-frequency ultrasonic transducer | 665.09
1FK2104-6AF01-0SB0 | SIMOTICS S-1FK2 HD Servo motor M0=3.2 Nm; PN = 1.0 kW at nN=3000 rpm; Converter at max. 480 V sup | 1063.03
1FK2104-6AF01-1SA0 | SIMOTICS S-1FK2 HD Servo motor M0=3.2 Nm; PN = 1 kW at nN=3000 rpm; Converter at max. 480 V suppl | 1063.03
1FK2203-2AG00-1MA0 | SIMOTICS S-1FK2 CT Servo motor M0=0.64 Nm; PN = 0.2 kW at nN=3000 rpm; Converter at max. 240 V su | 1005.43
1FK2102-0AG00-1MA0 | SIMOTICS S-1FK2 HD Servo motor M0=0.16 Nm; PN = 0.05 kW at nN=3000 rpm; Converter at max. 240 V s | 932.36
1FK2102-0AG01-0SA0 | SIMOTICS S-1FK2 HD Servo motor M0=0.16 Nm; PN = 0.05 kW at nN=3000 rpm; Converter at max. 240 V s | 734.26
1FK2203-2AG00-2SA0 | SIMOTICS S-1FK2 CT Servo motor M0=0.64 Nm; PN = 0.2 kW at nN=3000 rpm; Converter at max. 240 V su | 730.58
1FK2203-2AG10-1MA0 | SIMOTICS S-1FK2 CT Servo motor M0=0.64 Nm; PN = 0.2 kW at nN=3000 rpm; Converter at max. 240 V su | 1225.73
1FK2203-4AG10-1SA0 | SIMOTICS S-1FK2 CT Servo motor M0=1.27 Nm; PN = 0.4 kW at nN=3000 rpm; Converter at max. 240 V su | 1060.46
1FK2204-5AF01-0MB0 | SIMOTICS S-1FK2 CT Servo motor M0=2.4 Nm; PN = 0.75 kW at nN=3000 rpm; Converter at max. 480 V su | 1283.07
1FK2204-5AF10-1SA0 | SIMOTICS S-1FK2 CT Servo motor M0=2.4 Nm; PN = 0.75 kW at nN=3000 rpm; Converter at max. 480 V su | 1151.78
1FK2204-5AK01-1MA0 | SIMOTICS S-1FK2 CT Servo motor M0=2.4 Nm; PN = 0.75 kW at nN=3000 rpm; Converter at max. 480 V su | 1283.07
1FK2204-5AK10-0MB0 | SIMOTICS S-1FK2 CT Servo motor M0=2.4 Nm; PN = 0.75 kW at nN=3000rpm; Converter at max. 480 V sup | 1426.63
1FK2104-6AF01-0MA0 | SIMOTICS S-1FK2 HD Servo motor M0=3.2 Nm; PN = 1 kW at nN=3000 rpm; Converter at max. 480 V suppl | 1337.88
1FK2210-3AC11-0MB0 | SIMOTICS S-1FK2 CT Servo motor M0=30 Nm; PN = 5.5 kW at nN=2000 rpm; Converter at max. 480 V supp | 3305.28
1FK2210-3AC11-0SB0 | SIMOTICS S-1FK2 CT Servo motor M0=30 Nm; PN = 5.5 kW at nN=2000 rpm; Converter at max. 480 V supp | 3030.45
1FK2104-5AF10-0SA0 | SIMOTICS S-1FK2 HD Servo motor M0=2.4 Nm; PN = 0.75 kW at nN=3000 rpm; Converter at max. 480 V su | 1151.78
1FK2104-5AF10-0SB0 | SIMOTICS S-1FK2 HD Servo motor M0=2.4 Nm; PN = 0.75 kW at nN=3000 rpm; Converter at max. 480 V su | 1151.78
1FK7084-2AF71-1BG1 | SIMOTICS S synchronous motor 1FK7-CT PN=3.1kW; UDC=600V M0=20Nm (100K); NN=3000rpm; naturally coo | 2954.23
1FK7084-2AF71-1BH2 | SIMOTICS S synchronous motor 1FK7-CT PN=3.1kW; UDC=600V M0=20Nm (100K); NN=3000rpm; naturally coo | 3362.49
1FK2104-5AF11-1MA0 | SIMOTICS S-1FK2 HD Servo motor M0=2.4 Nm; PN = 0.75 kW at nN=3000 rpm; Converter at max. 480 V su | 1503.37
1FK2104-5AF11-1MB0 | SIMOTICS S-1FK2 HD Servo motor M0=2.4 Nm; PN = 0.75 kW at nN=3000 rpm; Converter at max. 480 V su | 1503.37
1FK2104-5AF11-1SB0 | SIMOTICS S-1FK2 HD Servo motor M0=2.4 Nm; PN = 0.75 kW at nN=3000 rpm; Converter at max. 480 V su | 1228.54
1FK7062-2AC71-1RG2 | SIMOTICS S synchronous motor 1FK7-CT PN=1.5kW; UDC=600V M0=8.5Nm (100K); NN=2000rpm; naturally co | 2187.68
1FK7063-2AC71-1BA0 | SIMOTICS S synchronous motor 1FK7-CT PN=1.9kW; UDC=600V M0=11Nm (100K); NN=2000rpm; naturally coo | 2381.48
1FK7063-2AC71-1BA1 | SIMOTICS S synchronous motor 1FK7-CT PN=1.9kW; UDC=600V M0=11Nm (100K); NN=2000rpm; naturally coo | 2474.28
1FK7063-2AC71-1RB0 | SIMOTICS S synchronous motor 1FK7-CT PN=1.9kW; UDC=600V M0=11Nm (100K); NN=2000rpm; naturally coo | 2574.08
1FK7063-2AC71-1RB2 | SIMOTICS S synchronous motor 1FK7-CT PN=1.9kW; UDC=600V M0=11Nm (100K); NN=2000rpm; naturally coo | 2666.93
1FK7063-2AF71-1BA1 | SIMOTICS S synchronous motor 1FK7-CT PN=2.3kW; UDC=600V M0=11Nm (100K); NN=3000rpm; naturally coo | 2474.28
1FK7063-2AF71-1BA2 | SIMOTICS S synchronous motor 1FK7-CT PN=2.3kW; UDC=600V M0=11Nm (100K); NN=3000rpm; naturally coo | 2474.28
1FK7081-3BF71-1BG0 | SIMOTICS S synchronous motor 1FK7-HI PN=2.7kW; UDC=600V M0=12Nm (100K); NN=3000rpm; naturally coo | 2459.03
1FK7081-3BF71-1BG2 | SIMOTICS S synchronous motor 1FK7-HI PN=2.7kW; UDC=600V M0=12Nm (100K); NN=3000rpm; naturally coo | 2551.83
1FK7081-3BF71-1BH1 | SIMOTICS S synchronous motor 1FK7-HI PN=2.7kW; UDC=600V M0=12Nm (100K); NN=3000rpm; naturally coo | 2960.1
1FK7081-3BF71-1CA1 | SIMOTICS S synchronous motor 1FK7-HI PN=2.7kW; UDC=600V M0=12Nm (100K); NN=3000rpm; naturally coo | 3003.97
1FK7103-2AC71-1CA1 | SIMOTICS S Synchronous motor 1FK7-CT PN=5.2kW; UDC=600V M0=36Nm (100K); NN=2000rpm; Naturally coo | 4094.12
1FK7103-2AC71-1CH2 | SIMOTICS S Synchronous motor 1FK7-CT PN=5.2kW; UDC=600V M0=36Nm (100K); NN=2000rpm; Naturally coo | 4416.76
1FK7103-2AC71-1RB0 | SIMOTICS S Synchronous motor 1FK7-CT PN=5.2kW; UDC=600V M0=36Nm (100K); NN=2000rpm; Naturally coo | 3934.95
1FK7103-2AC71-1RB2 | SIMOTICS S Synchronous motor 1FK7-CT PN=5.2kW; UDC=600V M0=36Nm (100K); NN=2000rpm; Naturally coo | 4027.81
1FK7063-2AC71-1BH2 | SIMOTICS S synchronous motor 1FK7-CT PN=1.9kW; UDC=600V M0=11Nm (100K); NN=2000rpm; naturally coo | 2691.63
1FK7063-2AC71-1CA0 | SIMOTICS S synchronous motor 1FK7-CT PN=1.9kW; UDC=600V M0=11Nm (100K); NN=2000rpm; naturally coo | 2748.03
1FK7063-2AC71-1CA2 | SIMOTICS S synchronous motor 1FK7-CT PN=1.9kW; UDC=600V M0=11Nm (100K); NN=2000rpm; naturally coo | 2840.83
1FK7063-2AC71-1CB0 | SIMOTICS S synchronous motor 1FK7-CT PN=1.9kW; UDC=600V M0=11Nm (100K); NN=2000rpm; naturally coo | 3048.65
1FK7063-2AF71-1QG2 | SIMOTICS S synchronous motor 1FK7-CT PN=2.3kW; UDC=600V M0=11Nm (100K); NN=3000rpm; naturally coo | 1909.37
1FK7063-2AF71-1QH2 | SIMOTICS S synchronous motor 1FK7-CT PN=2.3kW; UDC=600V M0=11Nm (100K); NN=3000rpm; naturally coo | 2212.27
1FK7063-2AF71-1RA2 | SIMOTICS S synchronous motor 1FK7-CT PN=2.3kW; UDC=600V M0=11Nm (100K); NN=3000rpm; naturally coo | 2366.27
1FK7063-2AF71-1RB2 | SIMOTICS S synchronous motor 1FK7-CT PN=2.3kW; UDC=600V M0=11Nm (100K); NN=3000rpm; naturally coo | 2666.93
1FK7063-2AF71-1RG1 | SIMOTICS S synchronous motor 1FK7-CT PN=2.3kW; UDC=600V M0=11Nm (100K); NN=3000rpm; naturally coo | 2280.63
1FK7084-2AF71-1RB0 | SIMOTICS S synchronous motor 1FK7-CT PN=3.1kW; UDC=600V M0=20Nm (100K); NN=3000rpm; naturally coo | 3247.23
1FK7084-2AF71-1RH1 | SIMOTICS S synchronous motor 1FK7-CT PN=3.1kW; UDC=600V M0=20Nm (100K); NN=3000rpm; naturally coo | 3254.41
1FK7084-2AF74-1SH0-ZS30 | SIMOTICS S Synchronous motor 1FK7-CT PN=3.1kW; UDC=600V M0=20Nm (100K); NN=3000rpm; naturally coo | 2421.38
1FK7103-2AF71-1CA2 | SIMOTICS S Synchronous motor 1FK7-CT PN=4.4kW; UDC=600V M0=36Nm (100K); NN=3000rpm; Naturally coo | 4094.12
1FK7103-2AF71-1CG1 | SIMOTICS S Synchronous motor 1FK7-CT PN=4.4kW; UDC=600V M0=36Nm (100K); NN=3000rpm; Naturally coo | 4008.51
1FK7081-3BF71-1QG0 | SIMOTICS S synchronous motor 1FK7-HI PN=2.7kW; UDC=600V M0=12Nm (100K); NN=3000rpm; naturally coo | 1979.69
1FK7081-3BF71-1QG1 | SIMOTICS S synchronous motor 1FK7-HI PN=2.7kW; UDC=600V M0=12Nm (100K); NN=3000rpm; naturally coo | 2072.47
1FK2104-5AF10-0MA0 | SIMOTICS S-1FK2 HD Servo motor M0=2.4 Nm; PN = 0.75 kW at nN=3000 rpm; Converter at max. 480 V su | 1426.63
1FK2104-5AF10-0MB0 | SIMOTICS S-1FK2 HD Servo motor M0=2.4 Nm; PN = 0.75 kW at nN=3000 rpm; Converter at max. 480 V su | 1426.63
1FK2104-5AF10-1SA0 | SIMOTICS S-1FK2 HD Servo motor M0=2.4 Nm; PN = 0.75 kW at nN=3000 rpm; Converter at max. 480 V su | 1151.78
1FK2104-5AF10-1SB0 | SIMOTICS S-1FK2 HD Servo motor M0=2.4 Nm; PN = 0.75 kW at nN=3000 rpm; Converter at max. 480 V su | 1151.78
1FK7084-2AF71-1BG2 | SIMOTICS S synchronous motor 1FK7-CT PN=3.1kW; UDC=600V M0=20Nm (100K); NN=3000rpm; naturally coo | 2954.23
1FK7062-2AC71-1BH0 | SIMOTICS S synchronous motor 1FK7-CT PN=1.5kW; UDC=600V M0=8.5Nm (100K); NN=2000rpm; naturally co | 2505.81
1FK7062-2AC71-1BH2 | SIMOTICS S synchronous motor 1FK7-CT PN=1.5kW; UDC=600V M0=8.5Nm (100K); NN=2000rpm; naturally co | 2598.67
1FK7062-2AC71-1CB2 | SIMOTICS S synchronous motor 1FK7-CT PN=1.5kW; UDC=600V M0=8.5Nm (100K); NN=2000rpm; naturally co | 3048.54
1FK7062-2AC71-1CG2 | SIMOTICS S synchronous motor 1FK7-CT PN=1.5kW; UDC=600V M0=8.5Nm (100K); NN=2000rpm; naturally co | 2662.27
1FK7063-2AC71-1RG1 | SIMOTICS S synchronous motor 1FK7-CT PN=1.9kW; UDC=600V M0=11Nm (100K); NN=2000rpm; naturally coo | 2280.63
1FK7063-2AC71-1RH1 | SIMOTICS S synchronous motor 1FK7-CT PN=1.9kW; UDC=600V M0=11Nm (100K); NN=2000rpm; naturally coo | 2583.55
1FK7063-2AF71-1BA0 | SIMOTICS S synchronous motor 1FK7-CT PN=2.3kW; UDC=600V M0=11Nm (100K); NN=3000rpm; naturally coo | 2660.92
1FK7063-2AF71-1BB0 | SIMOTICS S synchronous motor 1FK7-CT PN=2.3kW; UDC=600V M0=11Nm (100K); NN=3000rpm; naturally coo | 2682.2
1FK7103-2AC71-1QG0 | SIMOTICS S Synchronous motor 1FK7-CT PN=5.2kW; UDC=600V M0=36Nm (100K); NN=2000rpm; Naturally coo | 3069.8
1FK7103-2AC71-1QG1 | SIMOTICS S Synchronous motor 1FK7-CT PN=5.2kW; UDC=600V M0=36Nm (100K); NN=2000rpm; Naturally coo | 3162.62
1FK7103-2AC71-1QG2 | SIMOTICS S Synchronous motor 1FK7-CT PN=5.2kW; UDC=600V M0=36Nm (100K); NN=2000rpm; Naturally coo | 3162.62
1FK7103-2AC71-1RA0 | SIMOTICS S Synchronous motor 1FK7-CT PN=5.2kW; UDC=600V M0=36Nm (100K); NN=2000rpm; Naturally coo | 3526.7
1FK7103-2AC71-1RA2 | SIMOTICS S Synchronous motor 1FK7-CT PN=5.2kW; UDC=600V M0=36Nm (100K); NN=2000rpm; Naturally coo | 3619.53
3VL9400-3JS71 | breaker VL accessory for JG and LG frame variable depth flange mounted operator kit handle black | 537.71
3VL9400-3JS81 | breaker VL accessory for DG, fg, jg and LG frame variable depth flange mounted operator kit rep | 289.78
3ZS1320-5CC10-0YL5 | SIRIUS Soft Starter ES V14 Standard Software Update Service for 1 year with automatic extension, | 197.54
3ZS1320-5CC11-0YA5 | SIRIUS Soft Starter ES V15 Standard Floating license for 1 user Engineering Software, software a | 525.93
3ZS1320-5CC11-0YE5 | SIRIUS Soft Starter ES V15 Standard upgrade for Soft Starter ES 2007 Floating license for one us | 132.13
4NC5117-0CC21 | current transformer 100/1 A, 2.5 VA CL 1.0 | 57.34
4NC5117-0DA21 | current transformer 200/1 A 1 VA CL 0.5 | 60.81
4NC5117-2CC21 | current transformer 100/5 A, 2.5 VA CL 1.0 | 51.96
4NC5117-2DA21 | Current transformer 100/5 A 1.0 VA CL 0.5 | 60.05
4NC5123-2DE21 | current transformer 250/5 A 5 VA CL 0.5 | 60.05
4NC5123-2FC21 | current transformer 250/5 A 2.5 VA CL 0.2s | 57.37
4NC5124-2FE21 | current transformer 300/5A 5VA CL 0.2s | 57.37
4NC5125-2FE21 | current transformer 400/5A 5VA CL 0.2s | 57.37
4NC5225-0CE21 | current transformer 400/1 A, 5 VA CL 1.0 | 57.34
4NC5225-0DE21 | current transformer 400/1A 5VA KL0,5 | 61.75
4NC5225-2CE21 | current transformer 400/5 A, 5 VA CL 1.0 | 51.96
4NC5225-2DE21 | current transformer 400/5 A 5 VA CL 0.5 | 60.05
4NC5327-0CE21 | current transformer 600/1 A, 5 VA CL 1.0 | 66.17
4NC5327-0DE21 | current transformer 600/1 A 5 VA CL 0.5 | 76.17
4NC5327-2CE21 | current transformer 600/5 A, 5 VA CL 1.0 | 60.78
4NC5327-2DE21 | current transformer 600/5 A 5 VA CL 0.5 | 60.81
4NC5433-0DH21 | Current transformer 1200/1A, 10VA C1,0 | 118.63
4NC5433-2DH21 | current transformer 1200/5 A 10 VA CL 0.5 | 89.93
4NC5434-0CH21 | current transformer 1250/1 A, 10 VA CL 1.0 | 106.77
4NC5434-2CH21 | current transformer 1250/5 A, 10 VA CL 1.0 | 92.43
4NC5923-5LT21 | Accessory H-rail mounting for 4NC51 | 2.87
4NC5925-5LT21 | Accessory H-rail mounting for 4NC52 | 3.68
4NC5930-5LT21 | Accessory H-rail mounting for 4NC53 | 4.13
4NC5940-5LT21 | Accessory H-rail mounting for 4NC54 | 4.13
5SG7234-1 | D0-SWITCH-DISCONNECTOR-FUSE 400V D02 63A 3-POLE FOR 60MM-BUSBAR-SYSTEM WITH SCREWLESS TERMINALS | 86.56
5SG7234-2 | D0-SWITCH-DISCONNECTOR-FUSE 400V D02 63A 3-POLE FOR 60MM-BUSBAR-SYSTEM WITH SCREWLESS TERMINALS | 85.39
5SH5533 | DISTANCE MODULE FOR D0-SWITCH-D 9MM WIDE | 6.92
5ST3053 | Remote operating mechanism basic 30 V AC, 48 V DC For CB up to 4P, RCBO up to 3P | 183.35
5ST3054 | Remote operating mechanism basic 230 V AC. 2 MW For CB up to 4P, RCBO up to 3P | 237.2
5ST3793-3 | Series connector, 16 mm2, 200 mm 3P+N for NF distributor Black/blue | 17.63
5ST3820-1 | Adapter for 5SY 1 to 2MW for LS 5SY, 5SY..KK Accessory for remote operating mechanism | 5.02
5ST3820-2 | Adapter for 5SY 3 to 4MW for LS 5SY, 5SY..KK ,5SU1 3MW Accessory for remote operating mechanism | 5.02
5ST3820-3 | Adapter RC block 5SM2 Accessory for remote operating mechanism | 10.6
5SU1354-7LB10 | RCBO, 10 kA, 1P+N, type A, | 166.04
5SU1354-7LB13 | RCBO, 10 kA, 1P+N, type A, | 166.04
5SU1354-7LB16 | RCBO, 10 kA, 1P+N, type A, | 166.04
5SU1354-7LB20 | RCBO, 10 kA, 1P+N, type A, | 166.04
5SV3347-4 | Residual current operated circuit breaker, 4-pole, Type B, short-time delayed, In: 80 A, 30 mA, | 1978.96
5SV3347-4KK14 | Residual current operated circuit breaker, 4-pole, Type B+, short-time delayed, In: 80 A, 30 mA, | 2089.49
5SV3621-4 | Residual current operated circuit breaker, 2-pole, Type B, short-time delayed, In: 16 A, 300 mA, | 634.87
1FK2203-2AG00-1SA0 | SIMOTICS S-1FK2 CT Servo motor M0=0.64 Nm; PN = 0.2 kW at nN=3000 rpm; Converter at max. 240 V su | 730.58
1FK7042-2AC71-1BG0 | SIMOTICS S Synchronous motor 1FK7-CT PN=0.59kW; UDC=600V M0=3Nm (100K); NN=2000rpm; Naturally coo | 1861.31
1FK2102-1AG11-1MA0 | SIMOTICS S-1FK2 HD Servo motor M0=0.32 Nm; PN = 0.1 kW at nN=3000 rpm; Converter at max. 240 V su | 1210.95
1FK2203-2AG10-2SA0 | SIMOTICS S-1FK2 CT Servo motor M0=0.64 Nm; PN = 0.2 kW at nN=3000 rpm; Converter at max. 240 V su | 950.88
1FK2203-2AG11-0SA0 | SIMOTICS S-1FK2 CT Servo motor M0=0.64 Nm; PN = 0.2 kW at nN=3000 rpm; Converter at max. 240 V su | 1027.62
1FK2204-5AF01-1SA0 | SIMOTICS S-1FK2 CT Servo motor M0=2.4 Nm; PN = 0.75 kW at nN=3000 rpm; Converter at max. 480 V su | 1008.24
1FK2204-5AF11-1MB0 | SIMOTICS S-1FK2 CT Servo motor M0=2.4 Nm; PN = 0.75 kW at nN=3000 rpm; Converter at max. 480 V su | 1503.37
1FK2104-6AF00-0MB0 | SIMOTICS S-1FK2 HD Servo motor M0=3.2 Nm; PN = 1.0 kW at nN=3000 rpm; Converter at max. 480 V sup | 1261.13
1FK2104-6AF01-1SB0 | SIMOTICS S-1FK2 HD Servo motor M0=3.2 Nm; PN = 1.0 kW at nN=3000 rpm; Converter at max. 480 V sup | 1063.03
1FK2104-6AF11-1MA0 | SIMOTICS S-1FK2 HD Servo motor M0=3.2 Nm; PN = 1 kW at nN=3000 rpm; Converter at max. 480 V suppl | 1558.15
1FK2102-0AG01-1MA0 | SIMOTICS S-1FK2 HD Servo motor M0=0.16 Nm; PN = 0.05 kW at nN=3000 rpm; Converter at max. 240 V s | 1009.1
1FK2102-1AG00-0SA0 | SIMOTICS S-1FK2 HD Servo motor M0=0.32 Nm; PN = 0.1 kW at nN=3000 rpm; Converter at max. 240 V su | 675.79
1FK2102-1AG10-1SA0 | SIMOTICS S-1FK2 HD Servo motor M0=0.32 Nm; PN = 0.1 kW at nN=3000 rpm; Converter at max. 240 V su | 859.4
1FK7042-2AC71-1CG1 | SIMOTICS S Synchronous motor 1FK7-CT PN=0.59kW; UDC=600V M0=3Nm (100K); NN=2000rpm; Naturally coo | 2320.66
1FK7042-2AC71-1CH0 | SIMOTICS S Synchronous motor 1FK7-CT PN=0.59kW; UDC=600V M0=3Nm (100K); NN=2000rpm; Naturally coo | 2484.62
1FK2203-4AG01-0MA0 | SIMOTICS S-1FK2 CT Servo motor M0=1.27 Nm; PN = 0.4 kW at nN=3000 rpm; Converter at max. 240 V su | 1191.75
1FK2203-4AG10-2MA0 | SIMOTICS S-1FK2 CT Servo motor M0=1.27 Nm; PN = 0.4 kW at nN=3000 rpm; Converter at max. 240 V su | 1335.31
1FK2204-5AF10-0SB0 | SIMOTICS S-1FK2 CT Servo motor M0=2.4 Nm; PN = 0.75 kW at nN=3000 rpm; Converter at max. 480 V su | 1151.78
1FK2204-5AF10-1MB0 | SIMOTICS S-1FK2 CT Servo motor M0=2.4 Nm; PN = 0.75 kW at nN=3000 rpm; Converter at max. 480 V su | 1426.63
1FK2104-5AK11-1MB0 | SIMOTICS S-1FK2 HD Servo motor M0=2.4 Nm; PN = 0.75 kW at nN=3000rpm; Converter at max. 480 V sup | 1503.37
1FK2104-5AK11-1SB0 | SIMOTICS S-1FK2 HD Servo motor M0=2.4 Nm; PN = 0.75 kW at nN=3000rpm; Converter at max. 480 V sup | 1228.54
1FK2104-6AF00-0SB0 | SIMOTICS S-1FK2 HD Servo motor M0=3.2 Nm; PN = 1.0 kW at nN=3000 rpm; Converter at max. 480 V sup | 986.31
1FK2104-6AF11-1SB0 | SIMOTICS S-1FK2 HD Servo motor M0=3.2 Nm; PN = 1.0 kW at nN=3000 rpm; Converter at max. 480 V sup | 1283.33
1FK2203-2AG10-0MA0 | SIMOTICS S-1FK2 CT Servo motor M0=0.64 Nm; PN = 0.2 kW at nN=3000 rpm; Converter at max. 240 V su | 1225.73
1FK2203-2AG10-2MA0 | SIMOTICS S-1FK2 CT Servo motor M0=0.64 Nm; PN = 0.2 kW at nN=3000 rpm; Converter at max. 240 V su | 1225.73
1FK7032-2AK74-9TH0-ZN2AX01 | SIMOTICS S Synchronous motor 1FK7-CT PN=0.5kW; UDC=600V M0=1.15Nm (100K); NN=6000rpm; Naturally c | 1718
1FK7042-2AC71-1BA2 | SIMOTICS S Synchronous motor 1FK7-CT PN=0.59kW; UDC=600V M0=3Nm (100K); NN=2000rpm; Naturally coo | 2039.7
1FK7042-2AC71-1BH1 | SIMOTICS S Synchronous motor 1FK7-CT PN=0.59kW; UDC=600V M0=3Nm (100K); NN=2000rpm; Naturally coo | 2210.94
1FK2203-4AG10-2SA0 | SIMOTICS S-1FK2 CT Servo motor M0=1.27 Nm; PN = 0.4 kW at nN=3000 rpm; Converter at max. 240 V su | 1060.46
1FK2204-5AF00-1SA0 | SIMOTICS S-1FK2 CT Servo motor M0=2.4 Nm; PN = 0.75 kW at nN=3000 rpm; Converter at max. 480 V su | 931.48
1FK2204-5AK00-0SB0 | SIMOTICS S-1FK2 CT Servo motor M0=2.4 Nm; PN = 0.75 kW at nN=3000rpm; Converter at max. 480 V sup | 931.48
1FK2204-5AK01-0SA0 | SIMOTICS S-1FK2 CT Servo motor M0=2.4 Nm; PN = 0.75 kW at nN=3000 rpm; Converter at max. 480 V su | 1008.24
1FK2204-5AK10-1MA0 | SIMOTICS S-1FK2 CT Servo motor M0=2.4 Nm; PN = 0.75 kW at nN=3000 rpm; Converter at max. 480 V su | 1426.63
1FK2204-5AK11-1MA0 | SIMOTICS S-1FK2 CT Servo motor M0=2.4 Nm; PN = 0.75 kW at nN=3000 rpm; Converter at max. 480 V su | 1503.37
1FK2206-2AF11-0MB0 | SIMOTICS S-1FK2 CT Servo motor M0=6.5 Nm; PN = 1.7 kW at nN=3000 rpm; Converter at max. 480 V sup | 1866
1FK2206-4AF10-0MB0 | SIMOTICS S-1FK2 CT Servo motor M0=12 Nm; PN = 2.9 kW at nN=3000 rpm; Converter at max. 480 V supp | 2157.62
1FK2103-2AG10-2MA0 | SIMOTICS S-1FK2 HD Servo motor M0=0.64 Nm; PN = 0.2 kW at nN=3000 rpm; Converter at max. 240 V su | 1225.73
1FK2103-2AG11-1SA0 | SIMOTICS S-1FK2 HD Servo motor M0=0.64 Nm; PN = 0.2 kW at nN=3000 rpm; Converter at max. 240 V su | 1027.62
1FK2104-4AF00-1MB0 | SIMOTICS S-1FK2 HD Servo motor M0=1.27 Nm; PN = 0.4 kW at nN=3000 rpm; Converter at max. 480 V su | 1115.01
1FK2104-4AF10-0SB0 | SIMOTICS S-1FK2 HD Servo motor M0=1.27 Nm; PN = 0.4 kW at nN=3000 rpm; Converter at max. 480 V su | 1060.46
1FK2208-4AC01-0SB0 | SIMOTICS S-1FK2 CT Servo motor M0=22 Nm; PN = 3.6 kW at nN=2000 rpm; Converter at max. 480 V supp | 2205.12
1FK2208-4AC11-1MB0 | SIMOTICS S-1FK2 CT Servo motor M0=22 Nm; PN = 3.6 kW at nN=2000 rpm; Converter at max. 480 V supp | 2847.12
1FK2210-3AC00-0MB0 | SIMOTICS S-1FK2 CT Servo motor M0=30 Nm; PN = 5.5 kW at nN=2000 rpm; Converter at max. 480 V supp | 2824.64
1FK2210-3AC01-0MB0 | SIMOTICS S-1FK2 CT Servo motor M0=30 Nm; PN = 5.5 kW at nN=2000 rpm; Converter at max. 480 V supp | 2901.36
1FK2210-4AC11-0SB0 | SIMOTICS S-1FK2 CT Servo motor M0=40 Nm; PN = 6.4 kW at nN=2000 rpm; Converter at max. 480 V supp | 3601.95
1FK2210-5AC10-0MB0 | SIMOTICS S-1FK2 CT Servo motor M0=50 Nm; PN = 7.1 kW at nN=2000 rpm; Converter at max. 480 V supp | 4358.46
1FK7062-2AC71-1CB0 | SIMOTICS S synchronous motor 1FK7-CT PN=1.5kW; UDC=600V M0=8.5Nm (100K); NN=2000rpm; naturally co | 2955.72
1FK7062-2AC71-1CH1 | SIMOTICS S synchronous motor 1FK7-CT PN=1.5kW; UDC=600V M0=8.5Nm (100K); NN=2000rpm; naturally co | 2965.19
1FK2104-4AK10-0MB0 | SIMOTICS S-1FK2 HD Servo motor M0=1.27 Nm; PN = 0.4 kW at nN=3000rpm; Converter at max. 480 V sup | 1335.31
1FK2104-4AK10-1MB0 | SIMOTICS S-1FK2 HD Servo motor M0=1.27 Nm; PN = 0.4 kW at nN=3000rpm; Converter at max. 480 V sup | 1335.31
1FK2103-2AG00-2SA0 | SIMOTICS S-1FK2 HD Servo motor M0=0.64 Nm; PN = 0.2 kW at nN=3000 rpm; Converter at max. 240 V su | 730.58
1FK2204-6AF00-1SA0 | SIMOTICS S-1FK2 CT Servo motor M0=3.2 Nm; PN = 1 kW at nN=3000 rpm; Converter at max. 480 V suppl | 986.31
1FK2206-2AF01-1MB0 | SIMOTICS S-1FK2 CT Servo motor M0=6.5 Nm; PN = 1.7 kW at nN=3000 rpm; Converter at max. 480 V sup | 1572.25
1FK2206-2AF11-1SB0 | SIMOTICS S-1FK2 CT Servo motor M0=6.5 Nm; PN = 1.7 kW at nN=3000 rpm; Converter at max. 480 V sup | 1591.18
1FK2103-2AG11-0SA0 | SIMOTICS S-1FK2 HD Servo motor M0=0.64 Nm; PN = 0.2 kW at nN=3000 rpm; Converter at max. 240 V su | 1027.62
1FK2103-4AG01-0MA0 | SIMOTICS S-1FK2 HD Servo motor M0=1.27 Nm; PN = 0.4 kW at nN=3000 rpm; Converter at max. 240 V su | 1191.75
1FK2104-4AF01-0SB0 | SIMOTICS S-1FK2 HD Servo motor M0=1.27 Nm; PN = 0.4 kW at nN=3000 rpm; Converter at max. 480 V su | 916.9
1FK2104-4AF01-1MB0 | SIMOTICS S-1FK2 HD Servo motor M0=1.27 Nm; PN = 0.4 kW at nN=3000 rpm; Converter at max. 480 V su | 1191.75
1FK2208-4AC00-0MB0 | SIMOTICS S-1FK2 CT Servo motor M0=22 Nm; PN = 3.6 kW at nN=2000 rpm; Converter at max. 480 V supp | 2403.22
1FK2208-4AC01-1SB0 | SIMOTICS S-1FK2 CT Servo motor M0=22 Nm; PN = 3.6 kW at nN=2000 rpm; Converter at max. 480 V supp | 2205.12
1FK2208-5AC11-0MB0 | SIMOTICS S-1FK2 CT Servo motor M0=27 Nm; PN = 4.0 kW at nN=2000 rpm; Converter at max. 480 V supp | 3121.97
1FK2210-4AC01-1SB0 | SIMOTICS S-1FK2 CT Servo motor M0=40 Nm; PN = 6.4 kW at nN=2000 rpm; Converter at max. 480 V supp | 3198.38
1FK2104-4AK01-0MA0 | SIMOTICS S-1FK2 HD Servo motor M0=1.27 Nm; PN = 0.4 kW at nN=3000 rpm; Converter at max. 480 V su | 1191.75
1FK2104-4AK01-0SA0 | SIMOTICS S-1FK2 HD Servo motor M0=1.27 Nm; PN = 0.4 kW at nN=3000 rpm; Converter at max. 480 V su | 916.9
1FK2104-5AF00-0MB0 | SIMOTICS S-1FK2 HD Servo motor M0=2.4 Nm; PN = 0.75 kW at nN=3000 rpm; Converter at max. 480 V su | 1206.33
1FK2104-5AF00-0SB0 | SIMOTICS S-1FK2 HD Servo motor M0=2.4 Nm; PN = 0.75 kW at nN=3000 rpm; Converter at max. 480 V su | 931.48
1FK2104-5AF01-0SB0 | SIMOTICS S-1FK2 HD Servo motor M0=2.4 Nm; PN = 0.75 kW at nN=3000 rpm; Converter at max. 480 V su | 1008.24
1FK2104-5AK00-0SA0 | SIMOTICS S-1FK2 HD Servo motor M0=2.4 Nm; PN = 0.75 kW at nN=3000 rpm; Converter at max. 480 V su | 931.48
1FK2104-5AK11-0SB0 | SIMOTICS S-1FK2 HD Servo motor M0=2.4 Nm; PN = 0.75 kW at nN=3000rpm; Converter at max. 480 V sup | 1228.54
1FK7062-2AC71-1CA2 | SIMOTICS S synchronous motor 1FK7-CT PN=1.5kW; UDC=600V M0=8.5Nm (100K); NN=2000rpm; naturally co | 2747.85
1FK7062-2AC71-1CG1 | SIMOTICS S synchronous motor 1FK7-CT PN=1.5kW; UDC=600V M0=8.5Nm (100K); NN=2000rpm; naturally co | 2662.27
1FK2204-5AK10-0MA0 | SIMOTICS S-1FK2 CT Servo motor M0=2.4 Nm; PN = 0.75 kW at nN=3000 rpm; Converter at max. 480 V su | 1426.63
1FK2204-5AK11-0SA0 | SIMOTICS S-1FK2 CT Servo motor M0=2.4 Nm; PN = 0.75 kW at nN=3000 rpm; Converter at max. 480 V su | 1228.54
1FK2204-6AF11-1MB0 | SIMOTICS S-1FK2 CT Servo motor M0=3.2 Nm; PN = 1.0 kW at nN=3000 rpm; Converter at max. 480 V sup | 1558.15
1FK2204-6AF11-1SB0 | SIMOTICS S-1FK2 CT Servo motor M0=3.2 Nm; PN = 1.0 kW at nN=3000 rpm; Converter at max. 480 V sup | 1283.33
1FK2206-2AF11-0SB0 | SIMOTICS S-1FK2 CT Servo motor M0=6.5 Nm; PN = 1.7 kW at nN=3000 rpm; Converter at max. 480 V sup | 1591.18
1FK2206-4AF01-0MB0 | SIMOTICS S-1FK2 CT Servo motor M0=12 Nm; PN = 2.9 kW at nN=3000 rpm; Converter at max. 480 V supp | 1940.61
1FK2103-2AG01-0SA0 | SIMOTICS S-1FK2 HD Servo motor M0=0.64 Nm; PN = 0.2 kW at nN=3000 rpm; Converter at max. 240 V su | 807.34
1FK2103-4AG11-1SA0 | SIMOTICS S-1FK2 HD Servo motor M0=1.27 Nm; PN = 0.4 kW at nN=3000 rpm; Converter at max. 240 V su | 1137.21
1FK2104-4AF01-0MB0 | SIMOTICS S-1FK2 HD Servo motor M0=1.27 Nm; PN = 0.4 kW at nN=3000 rpm; Converter at max. 480 V su | 1191.75
1FK2104-4AK01-1SA0 | SIMOTICS S-1FK2 HD Servo motor M0=1.27 Nm; PN = 0.4 kW at nN=3000 rpm; Converter at max. 480 V su | 916.9
1FK2206-4AF10-1SB0 | SIMOTICS S-1FK2 CT Servo motor M0=12 Nm; PN = 2.9 kW at nN=3000 rpm; Converter at max. 480 V supp | 1882.77
1FK2208-5AC10-1MB0 | SIMOTICS S-1FK2 CT Servo motor M0=27 Nm; PN = 4.0 kW at nN=2000 rpm; Converter at max. 480 V supp | 3045.21
1FK2210-4AC00-1MB0 | SIMOTICS S-1FK2 CT Servo motor M0=40 Nm; PN = 6.4 kW at nN=2000 rpm; Converter at max. 480 V supp | 3396.5
1FK2210-4AC10-1MB0 | SIMOTICS S-1FK2 CT Servo motor M0=40 Nm; PN = 6.4 kW at nN=2000 rpm; Converter at max. 480 V supp | 3800.04
1FK2210-4AC11-1SB0 | SIMOTICS S-1FK2 CT Servo motor M0=40 Nm; PN = 6.4 kW at nN=2000 rpm; Converter at max. 480 V supp | 3601.95
1FK7024-5AK71-1LG0 | SIMOTICS S Synchronous servo motor 1FK7 Compact, 1.1Nm 100K, 6000rpm, 0.50kW Naturally cooled IM | 2590.05
1FK2104-4AK10-1SB0 | SIMOTICS S-1FK2 HD Servo motor M0=1.27 Nm; PN = 0.4 kW at nN=3000rpm; Converter at max. 480 V sup | 1060.46
1FK2104-5AF00-1SB0 | SIMOTICS S-1FK2 HD Servo motor M0=2.4 Nm; PN = 0.75 kW at nN=3000 rpm; Converter at max. 480 V su | 931.48
1FK2102-1AG01-1SA0 | SIMOTICS S-1FK2 HD Servo motor M0=0.32 Nm; PN = 0.1 kW at nN=3000 rpm; Converter at max. 240 V su | 752.53
1FK2102-1AG10-0SA0 | SIMOTICS S-1FK2 HD Servo motor M0=0.32 Nm; PN = 0.1 kW at nN=3000 rpm; Converter at max. 240 V su | 859.4
1FK2204-5AF01-0SA0 | SIMOTICS S-1FK2 CT Servo motor M0=2.4 Nm; PN = 0.75 kW at nN=3000 rpm; Converter at max. 480 V su | 1008.24
1FK2204-5AF10-0MB0 | SIMOTICS S-1FK2 CT Servo motor M0=2.4 Nm; PN = 0.75 kW at nN=3000 rpm; Converter at max. 480 V su | 1426.63
1FK2204-6AF01-0MA0 | SIMOTICS S-1FK2 CT Servo motor M0=3.2 Nm; PN = 1 kW at nN=3000 rpm; Converter at max. 480 V suppl | 1337.88
1FK2204-6AF01-0SA0 | SIMOTICS S-1FK2 CT Servo motor M0=3.2 Nm; PN = 1 kW at nN=3000 rpm; Converter at max. 480 V suppl | 1063.03
1FK2204-6AF11-0SB0 | SIMOTICS S-1FK2 CT Servo motor M0=3.2 Nm; PN = 1.0 kW at nN=3000 rpm; Converter at max. 480 V sup | 1283.33
1FK2206-2AF01-0MB0 | SIMOTICS S-1FK2 CT Servo motor M0=6.5 Nm; PN = 1.7 kW at nN=3000 rpm; Converter at max. 480 V sup | 1572.25
1FK2103-2AG11-1MA0 | SIMOTICS S-1FK2 HD Servo motor M0=0.64 Nm; PN = 0.2 kW at nN=3000 rpm; Converter at max. 240 V su | 1302.47
1FK2103-4AG00-2SA0 | SIMOTICS S-1FK2 HD Servo motor M0=1.27 Nm; PN = 0.4 kW at nN=3000 rpm; Converter at max. 240 V su | 840.16
1FK2104-4AF01-0MA0 | SIMOTICS S-1FK2 HD Servo motor M0=1.27 Nm; PN = 0.4 kW at nN=3000 rpm; Converter at max. 480 V su | 1191.75
1FK2104-4AF10-1SA0 | SIMOTICS S-1FK2 HD Servo motor M0=1.27 Nm; PN = 0.4 kW at nN=3000 rpm; Converter at max. 480 V su | 1060.46
1FK2104-4AK00-1SB0 | SIMOTICS S-1FK2 HD Servo motor M0=1.27 Nm; PN = 0.4 kW at nN=3000rpm; Converter at max. 480 V sup | 840.16
1FK2104-4AK01-1MB0 | SIMOTICS S-1FK2 HD Servo motor M0=1.27 Nm; PN = 0.4 kW at nN=3000rpm; Converter at max. 480 V sup | 1191.75
1FK2206-4AF11-0MB0 | SIMOTICS S-1FK2 CT Servo motor M0=12 Nm; PN = 2.9 kW at nN=3000 rpm; Converter at max. 480 V supp | 2234.34
1FK2208-4AC01-1MB0 | SIMOTICS S-1FK2 CT Servo motor M0=22 Nm; PN = 3.6 kW at nN=2000 rpm; Converter at max. 480 V supp | 2479.96
1FK2210-3AC00-1SB0 | SIMOTICS S-1FK2 CT Servo motor M0=30 Nm; PN = 5.5 kW at nN=2000 rpm; Converter at max. 480 V supp | 2549.81
1FK2210-3AC01-1MB0 | SIMOTICS S-1FK2 CT Servo motor M0=30 Nm; PN = 5.5 kW at nN=2000 rpm; Converter at max. 480 V supp | 2901.36
1FK2104-5AK00-0MB0 | SIMOTICS S-1FK2 HD Servo motor M0=2.4 Nm; PN = 0.75 kW at nN=3000rpm; Converter at max. 480 V sup | 1206.33
1FK2104-5AK01-0MA0 | SIMOTICS S-1FK2 HD Servo motor M0=2.4 Nm; PN = 0.75 kW at nN=3000 rpm; Converter at max. 480 V su | 1283.07
1FK7062-2AC71-1RB2 | SIMOTICS S synchronous motor 1FK7-CT PN=1.5kW; UDC=600V M0=8.5Nm (100K); NN=2000rpm; naturally co | 2573.99
1FK7063-2AC71-1BA2 | SIMOTICS S synchronous motor 1FK7-CT PN=1.9kW; UDC=600V M0=11Nm (100K); NN=2000rpm; naturally coo | 2474.28
1FK7063-2AC71-1BB1 | SIMOTICS S synchronous motor 1FK7-CT PN=1.9kW; UDC=600V M0=11Nm (100K); NN=2000rpm; naturally coo | 2775
1FK7063-2AC71-1QH1 | SIMOTICS S synchronous motor 1FK7-CT PN=1.9kW; UDC=600V M0=11Nm (100K); NN=2000rpm; naturally coo | 2212.27
1FK7063-2AC71-1RA0 | SIMOTICS S synchronous motor 1FK7-CT PN=1.9kW; UDC=600V M0=11Nm (100K); NN=2000rpm; naturally coo | 2273.42
1FK7063-2AF71-1BB2 | SIMOTICS S synchronous motor 1FK7-CT PN=2.3kW; UDC=600V M0=11Nm (100K); NN=3000rpm; naturally coo | 2775
1FK7063-2AF71-1CB1 | SIMOTICS S synchronous motor 1FK7-CT PN=2.3kW; UDC=600V M0=11Nm (100K); NN=3000rpm; naturally coo | 3141.48
1FK7063-2AF71-1QH1 | SIMOTICS S synchronous motor 1FK7-CT PN=2.3kW; UDC=600V M0=11Nm (100K); NN=3000rpm; naturally coo | 2212.27
1FK7063-2AF71-1RB1 | SIMOTICS S synchronous motor 1FK7-CT PN=2.3kW; UDC=600V M0=11Nm (100K); NN=3000rpm; naturally coo | 2666.93
1FK7081-3BF71-1BB1 | SIMOTICS S synchronous motor 1FK7-HI PN=2.7kW; UDC=600V M0=12Nm (100K); NN=3000rpm; naturally coo | 3045.7
1FK7081-3BF71-1CA2 | SIMOTICS S synchronous motor 1FK7-HI PN=2.7kW; UDC=600V M0=12Nm (100K); NN=3000rpm; naturally coo | 3003.97
1FK7084-3BC71-1BB1 | SIMOTICS S synchronous motor 1FK7-HI PN=3.1kW; UDC=600V M0=20Nm (100K); NN=2000rpm; naturally coo | 3448.1
1FK7084-3BC71-1CG2 | SIMOTICS S synchronous motor 1FK7-HI PN=3.1kW; UDC=600V M0=20Nm (100K); NN=2000rpm; naturally coo | 3320.73
1FK7103-2AF71-1BB2 | SIMOTICS S Synchronous motor 1FK7-CT PN=4.4kW; UDC=600V M0=36Nm (100K); NN=3000rpm; Naturally coo | 4135.85
1FK7103-2AF71-1CA0 | SIMOTICS S Synchronous motor 1FK7-CT PN=4.4kW; UDC=600V M0=36Nm (100K); NN=3000rpm; Naturally coo | 4001.27
1FK7103-2AF71-1CG2 | SIMOTICS S Synchronous motor 1FK7-CT PN=4.4kW; UDC=600V M0=36Nm (100K); NN=3000rpm; Naturally coo | 4008.51
1FK7063-2AC71-1BG1 | SIMOTICS S synchronous motor 1FK7-CT PN=1.9kW; UDC=600V M0=11Nm (100K); NN=2000rpm; naturally coo | 2388.71
1FK7063-2AC71-1BH0 | SIMOTICS S synchronous motor 1FK7-CT PN=1.9kW; UDC=600V M0=11Nm (100K); NN=2000rpm; naturally coo | 2598.82
1FK7063-2AC71-1CH0 | SIMOTICS S synchronous motor 1FK7-CT PN=1.9kW; UDC=600V M0=11Nm (100K); NN=2000rpm; naturally coo | 2965.33
1FK7063-2AC71-1RA1 | SIMOTICS S synchronous motor 1FK7-CT PN=1.9kW; UDC=600V M0=11Nm (100K); NN=2000rpm; naturally coo | 2366.27
1FK7063-2AF71-1BG2 | SIMOTICS S synchronous motor 1FK7-CT PN=2.3kW; UDC=600V M0=11Nm (100K); NN=3000rpm; naturally coo | 2388.71
1FK7063-2AF71-1BH2 | SIMOTICS S synchronous motor 1FK7-CT PN=2.3kW; UDC=600V M0=11Nm (100K); NN=3000rpm; naturally coo | 2691.63
1FK7084-2AF71-1CA1 | SIMOTICS S synchronous motor 1FK7-CT PN=3.1kW; UDC=600V M0=20Nm (100K); NN=3000rpm; naturally coo | 3406.32
1FK7063-2AF71-1CG1 | SIMOTICS S synchronous motor 1FK7-CT PN=2.3kW; UDC=600V M0=11Nm (100K); NN=3000rpm; naturally coo | 2755.23
1FK7063-2AF74-4ZG2-ZP1JS20 | SIMOTICS S Synchronous motor 1FK7-CT PN=2.3kW; UDC=600V M0=11Nm (100K); NN=3000rpm; Naturally coo | 3822.1
1FK7081-3BF71-1BA0 | SIMOTICS S synchronous motor 1FK7-HI PN=2.7kW; UDC=600V M0=12Nm (100K); NN=3000rpm; naturally coo | 2544.59
1FK7081-3BF71-1CH1 | SIMOTICS S synchronous motor 1FK7-HI PN=2.7kW; UDC=600V M0=12Nm (100K); NN=3000rpm; naturally coo | 3326.63
1FK7081-3BF71-1QB1 | SIMOTICS S synchronous motor 1FK7-HI PN=2.7kW; UDC=600V M0=12Nm (100K); NN=3000rpm; naturally coo | 2566.32
1FK7084-3BC71-1CA2 | SIMOTICS S synchronous motor 1FK7-HI PN=3.1kW; UDC=600V M0=20Nm (100K); NN=2000rpm; naturally coo | 3406.32
1FK7084-3BC71-1CB2 | SIMOTICS S synchronous motor 1FK7-HI PN=3.1kW; UDC=600V M0=20Nm (100K); NN=2000rpm; naturally coo | 3814.61
1FK7103-2AF71-1BB0 | SIMOTICS S Synchronous motor 1FK7-CT PN=4.4kW; UDC=600V M0=36Nm (100K); NN=3000rpm; Naturally coo | 4043.03
1FK7103-2AF71-1BG2 | SIMOTICS S Synchronous motor 1FK7-CT PN=4.4kW; UDC=600V M0=36Nm (100K); NN=3000rpm; Naturally coo | 3641.98
1FK7081-3BF71-1QG2 | SIMOTICS S synchronous motor 1FK7-HI PN=2.7kW; UDC=600V M0=12Nm (100K); NN=3000rpm; naturally coo | 2072.47
1FK7081-5AY81-1YY3-ZS72 | SIMOTICS S Synchronous motor 1FK7-CT Pn=2.3 kW; UZK=600 V M0=11 Nm (100 K); Nn=3750 rpm; Naturall | 3360.52
1FK7103-2AF71-1QB0 | SIMOTICS S Synchronous motor 1FK7-CT PN=4.4kW; UDC=600V M0=36Nm (100K); NN=3000rpm; Naturally coo | 3563.65
1FK2104-5AF01-0MA0 | SIMOTICS S-1FK2 HD Servo motor M0=2.4 Nm; PN = 0.75 kW at nN=3000 rpm; Converter at max. 480 V su | 1283.07
5SV3622-4 | Residual current operated circuit breaker, 2-pole, Type B, short-time delayed, In: 25 A, 300 mA, | 634.87
5SV3647-5 | Residual current operated circuit breaker, 4-pole, Type B, selective, In: 80 A, 300 mA, Un AC: 4 | 2210.02
5SV3647-5KK14 | Residual current operated circuit breaker, 4-pole, Type B+, selective, In: 80 A, 300 mA, Un AC: | 2270.27
5SV3742-4 | Residual current operated circuit breaker, 4-pole, Type B, short-time delayed, In: 25 A, 500 mA, | 936.26
5SV3744-4 | Residual current operated circuit breaker, 4-pole, Type B, short-time delayed, In: 40 A, 500 mA, | 969.41
5SV8900-3KK | Standard mounting rail support for 5SV8702-2KK, 5SV8702-2KP | 19.51
7MH7144-1AA2 | Motion Failure Alarm MFA 4p | 736.47
1FK2104-6AF10-0MA0 | SIMOTICS S-1FK2 HD Servo motor M0=3.2 Nm; PN = 1 kW at nN=3000 rpm; Converter at max. 480 V suppl | 1481.43
1FK2104-6AF10-0MB0 | SIMOTICS S-1FK2 HD Servo motor M0=3.2 Nm; PN = 1.0 kW at nN=3000 rpm; Converter at max. 480 V sup | 1481.43
1FK2104-6AF11-0MA0 | SIMOTICS S-1FK2 HD Servo motor M0=3.2 Nm; PN = 1 kW at nN=3000 rpm; Converter at max. 480 V suppl | 1558.15
1FK2104-6AF11-0MB0 | SIMOTICS S-1FK2 HD Servo motor M0=3.2 Nm; PN = 1.0 kW at nN=3000 rpm; Converter at max. 480 V sup | 1558.15
1FK2204-5AF11-0SA0 | SIMOTICS S-1FK2 CT Servo motor M0=2.4 Nm; PN = 0.75 kW at nN=3000 rpm; Converter at max. 480 V su | 1228.54
1FK2204-5AK00-0MB0 | SIMOTICS S-1FK2 CT Servo motor M0=2.4 Nm; PN = 0.75 kW at nN=3000rpm; Converter at max. 480 V sup | 1206.33
1FK2204-5AK00-1SA0 | SIMOTICS S-1FK2 CT Servo motor M0=2.4 Nm; PN = 0.75 kW at nN=3000 rpm; Converter at max. 480 V su | 931.48
1FK2204-5AK00-1SB0 | SIMOTICS S-1FK2 CT Servo motor M0=2.4 Nm; PN = 0.75 kW at nN=3000rpm; Converter at max. 480 V sup | 931.48
1FK2203-2AG01-1SA0 | SIMOTICS S-1FK2 CT Servo motor M0=0.64 Nm; PN = 0.2 kW at nN=3000 rpm; Converter at max. 240 V su | 807.34
1FK7032-2AK71-9TG0-ZN2AX01 | SIMOTICS S Synchronous motor 1FK7-CT PN=0.5kW; UDC=600V M0=1.15Nm (100K); NN=6000rpm; Naturally c | 1465.88
1FK7032-2AK71-9TH0-ZN2AX01 | SIMOTICS S Synchronous motor 1FK7-CT PN=0.5kW; UDC=600V M0=1.15Nm (100K); NN=6000rpm; Naturally c | 1718
1FK7032-2AK74-9TG0-ZN6AX01 | SIMOTICS S Synchronous motor 1FK7-CT PN=0.5 kW; UDC=600 V M0=1.15 Nm (100K); NN=6000 rpm; natural | 1338.06
1FK2203-4AG00-2SA0 | SIMOTICS S-1FK2 CT Servo motor M0=1.27 Nm; PN = 0.4 kW at nN=3000 rpm; Converter at max. 240 V su | 840.16
1FK2203-4AG11-0SA0 | SIMOTICS S-1FK2 CT Servo motor M0=1.27 Nm; PN = 0.4 kW at nN=3000 rpm; Converter at max. 240 V su | 1137.21
1FK2204-5AF00-0SA0 | SIMOTICS S-1FK2 CT Servo motor M0=2.4 Nm; PN = 0.75 kW at nN=3000 rpm; Converter at max. 480 V su | 931.48
1FK2204-5AF00-0SB0 | SIMOTICS S-1FK2 CT Servo motor M0=2.4 Nm; PN = 0.75 kW at nN=3000 rpm; Converter at max. 480 V su | 931.48
1FK2204-5AF00-1MA0 | SIMOTICS S-1FK2 CT Servo motor M0=2.4 Nm; PN = 0.75 kW at nN=3000 rpm; Converter at max. 480 V su | 1206.33
1FK2102-0AG11-0MA0 | SIMOTICS S-1FK2 HD Servo motor M0=0.16 Nm; PN = 0.05 kW at nN=3000 rpm; Converter at max. 240 V s | 1192.7
1FK2102-0AG11-0SA0 | SIMOTICS S-1FK2 HD Servo motor M0=0.16 Nm; PN = 0.05 kW at nN=3000 rpm; Converter at max. 240 V s | 917.85
1FK2102-0AG11-1MA0 | SIMOTICS S-1FK2 HD Servo motor M0=0.16 Nm; PN = 0.05 kW at nN=3000 rpm; Converter at max. 240 V s | 1192.7
1FK2102-0AG11-1SA0 | SIMOTICS S-1FK2 HD Servo motor M0=0.16 Nm; PN = 0.05 kW at nN=3000 rpm; Converter at max. 240 V s | 917.85
1FK7042-2AC71-1CB1 | SIMOTICS S Synchronous motor 1FK7-CT PN=0.59kW; UDC=600V M0=3Nm (100K); NN=2000rpm; Naturally coo | 2665.26
1FK2204-5AF11-0MB0 | SIMOTICS S-1FK2 CT Servo motor M0=2.4 Nm; PN = 0.75 kW at nN=3000 rpm; Converter at max. 480 V su | 1503.37
1FK2104-6AF00-1MA0 | SIMOTICS S-1FK2 HD Servo motor M0=3.2 Nm; PN = 1 kW at nN=3000 rpm; Converter at max. 480 V suppl | 1261.13
1FK2104-6AF10-1SA0 | SIMOTICS S-1FK2 HD Servo motor M0=3.2 Nm; PN = 1 kW at nN=3000 rpm; Converter at max. 480 V suppl | 1206.59
1FK2104-6AF10-1SB0 | SIMOTICS S-1FK2 HD Servo motor M0=3.2 Nm; PN = 1.0 kW at nN=3000 rpm; Converter at max. 480 V sup | 1206.59
1FK2104-6AF11-1SA0 | SIMOTICS S-1FK2 HD Servo motor M0=3.2 Nm; PN = 1 kW at nN=3000 rpm; Converter at max. 480 V suppl | 1283.33
1FK2203-2AG11-1SA0 | SIMOTICS S-1FK2 CT Servo motor M0=0.64 Nm; PN = 0.2 kW at nN=3000 rpm; Converter at max. 240 V su | 1027.62
1FK2203-4AG00-0MA0 | SIMOTICS S-1FK2 CT Servo motor M0=1.27 Nm; PN = 0.4 kW at nN=3000 rpm; Converter at max. 240 V su | 1115.01
1FK7032-2AK74-4ZG2-ZP1JS20 | SIMOTICS S Synchronous motor 1FK7-CT PN=0.5kW; UDC=600V M0=1.15Nm (100K); NN=6000rpm; Naturally c | 2567.21
1FK7032-2AK74-9TG0-ZN2AX01 | SIMOTICS S Synchronous motor 1FK7-CT PN=0.5kW; UDC=600V M0=1.15Nm (100K); NN=6000rpm; Naturally c | 1465.88
1FK2204-5AF11-0SB0 | SIMOTICS S-1FK2 CT Servo motor M0=2.4 Nm; PN = 0.75 kW at nN=3000 rpm; Converter at max. 480 V su | 1228.54
1FK2204-5AK00-0MA0 | SIMOTICS S-1FK2 CT Servo motor M0=2.4 Nm; PN = 0.75 kW at nN=3000 rpm; Converter at max. 480 V su | 1206.33
1FK2204-5AK11-1SB0 | SIMOTICS S-1FK2 CT Servo motor M0=2.4 Nm; PN = 0.75 kW at nN=3000rpm; Converter at max. 480 V sup | 1228.54
1FK2206-4AF10-0SB0 | SIMOTICS S-1FK2 CT Servo motor M0=12 Nm; PN = 2.9 kW at nN=3000 rpm; Converter at max. 480 V supp | 1882.77
1FK2206-4AF11-0SB0 | SIMOTICS S-1FK2 CT Servo motor M0=12 Nm; PN = 2.9 kW at nN=3000 rpm; Converter at max. 480 V supp | 1959.53
1FK2206-4AF11-1MB0 | SIMOTICS S-1FK2 CT Servo motor M0=12 Nm; PN = 2.9 kW at nN=3000 rpm; Converter at max. 480 V supp | 2234.34
1FK2103-2AG10-1MA0 | SIMOTICS S-1FK2 HD Servo motor M0=0.64 Nm; PN = 0.2 kW at nN=3000 rpm; Converter at max. 240 V su | 1225.73
1FK2104-4AF10-1MB0 | SIMOTICS S-1FK2 HD Servo motor M0=1.27 Nm; PN = 0.4 kW at nN=3000 rpm; Converter at max. 480 V su | 1335.31
1FK2104-4AF11-1SA0 | SIMOTICS S-1FK2 HD Servo motor M0=1.27 Nm; PN = 0.4 kW at nN=3000 rpm; Converter at max. 480 V su | 1137.21
1FK2104-4AF11-1SB0 | SIMOTICS S-1FK2 HD Servo motor M0=1.27 Nm; PN = 0.4 kW at nN=3000 rpm; Converter at max. 480 V su | 1137.21
1FK2104-4AK00-1MA0 | SIMOTICS S-1FK2 HD Servo motor M0=1.27 Nm; PN = 0.4 kW at nN=3000 rpm; Converter at max. 480 V su | 1115.01
1FK2210-3AC10-1MB0 | SIMOTICS S-1FK2 CT Servo motor M0=30 Nm; PN = 5.5 kW at nN=2000 rpm; Converter at max. 480 V supp | 3228.55
1FK2210-3AC10-1SB0 | SIMOTICS S-1FK2 CT Servo motor M0=30 Nm; PN = 5.5 kW at nN=2000 rpm; Converter at max. 480 V supp | 2953.7
1FK2210-4AC10-0MB0 | SIMOTICS S-1FK2 CT Servo motor M0=40 Nm; PN = 6.4 kW at nN=2000 rpm; Converter at max. 480 V supp | 3800.04
1FK2210-4AC10-1SB0 | SIMOTICS S-1FK2 CT Servo motor M0=40 Nm; PN = 6.4 kW at nN=2000 rpm; Converter at max. 480 V supp | 3525.23
1FK7062-2AC71-1QB2 | SIMOTICS S synchronous motor 1FK7-CT PN=1.5kW; UDC=600V M0=8.5Nm (100K); NN=2000rpm; naturally co | 2202.64
1FK7062-2AC71-1QG2 | SIMOTICS S synchronous motor 1FK7-CT PN=1.5kW; UDC=600V M0=8.5Nm (100K); NN=2000rpm; naturally co | 1816.4
1FK2104-4AK01-0SB0 | SIMOTICS S-1FK2 HD Servo motor M0=1.27 Nm; PN = 0.4 kW at nN=3000rpm; Converter at max. 480 V sup | 916.9
1FK2104-4AK10-0MA0 | SIMOTICS S-1FK2 HD Servo motor M0=1.27 Nm; PN = 0.4 kW at nN=3000 rpm; Converter at max. 480 V su | 1335.31
1FK2102-1AG00-1SA0 | SIMOTICS S-1FK2 HD Servo motor M0=0.32 Nm; PN = 0.1 kW at nN=3000 rpm; Converter at max. 240 V su | 675.79
1FK2102-1AG11-0MA0 | SIMOTICS S-1FK2 HD Servo motor M0=0.32 Nm; PN = 0.1 kW at nN=3000 rpm; Converter at max. 240 V su | 1210.95
1FK2206-4AF01-0SB0 | SIMOTICS S-1FK2 CT Servo motor M0=12 Nm; PN = 2.9 kW at nN=3000 rpm; Converter at max. 480 V supp | 1665.76
1FK2206-4AF01-1SB0 | SIMOTICS S-1FK2 CT Servo motor M0=12 Nm; PN = 2.9 kW at nN=3000 rpm; Converter at max. 480 V supp | 1665.76
1FK2206-4AF11-1SB0 | SIMOTICS S-1FK2 CT Servo motor M0=12 Nm; PN = 2.9 kW at nN=3000 rpm; Converter at max. 480 V supp | 1959.53
1FK2103-2AG10-1SA0 | SIMOTICS S-1FK2 HD Servo motor M0=0.64 Nm; PN = 0.2 kW at nN=3000 rpm; Converter at max. 240 V su | 950.88
1FK2103-2AG10-2SA0 | SIMOTICS S-1FK2 HD Servo motor M0=0.64 Nm; PN = 0.2 kW at nN=3000 rpm; Converter at max. 240 V su | 950.88
1FK2104-4AF10-0MB0 | SIMOTICS S-1FK2 HD Servo motor M0=1.27 Nm; PN = 0.4 kW at nN=3000 rpm; Converter at max. 480 V su | 1335.31
1FK2104-4AF10-0SA0 | SIMOTICS S-1FK2 HD Servo motor M0=1.27 Nm; PN = 0.4 kW at nN=3000 rpm; Converter at max. 480 V su | 1060.46
1FK2104-4AF11-0SA0 | SIMOTICS S-1FK2 HD Servo motor M0=1.27 Nm; PN = 0.4 kW at nN=3000 rpm; Converter at max. 480 V su | 1137.21
1FK2104-4AF11-0SB0 | SIMOTICS S-1FK2 HD Servo motor M0=1.27 Nm; PN = 0.4 kW at nN=3000 rpm; Converter at max. 480 V su | 1137.21
1FK2210-5AC00-1SB0 | SIMOTICS S-1FK2 CT Servo motor M0=50 Nm; PN = 7.1 kW at nN=2000 rpm; Converter at max. 480 V supp | 3679.73
1FK2210-5AC01-0MB0 | SIMOTICS S-1FK2 CT Servo motor M0=50 Nm; PN = 7.1 kW at nN=2000 rpm; Converter at max. 480 V supp | 4031.31
1FK2210-5AC10-1SB0 | SIMOTICS S-1FK2 CT Servo motor M0=50 Nm; PN = 7.1 kW at nN=2000 rpm; Converter at max. 480 V supp | 4083.63
1FK2210-5AC11-1MB0 | SIMOTICS S-1FK2 CT Servo motor M0=50 Nm; PN = 7.1 kW at nN=2000 rpm; Converter at max. 480 V supp | 4435.22
1FK2104-5AF01-1MA0 | SIMOTICS S-1FK2 HD Servo motor M0=2.4 Nm; PN = 0.75 kW at nN=3000 rpm; Converter at max. 480 V su | 1283.07
1FK2104-5AF10-1MB0 | SIMOTICS S-1FK2 HD Servo motor M0=2.4 Nm; PN = 0.75 kW at nN=3000 rpm; Converter at max. 480 V su | 1426.63
1FK2104-5AF11-0MB0 | SIMOTICS S-1FK2 HD Servo motor M0=2.4 Nm; PN = 0.75 kW at nN=3000 rpm; Converter at max. 480 V su | 1503.37
1FK2104-5AK00-0MA0 | SIMOTICS S-1FK2 HD Servo motor M0=2.4 Nm; PN = 0.75 kW at nN=3000 rpm; Converter at max. 480 V su | 1206.33
1FK2204-6AF00-1MB0 | SIMOTICS S-1FK2 CT Servo motor M0=3.2 Nm; PN = 1.0 kW at nN=3000 rpm; Converter at max. 480 V sup | 1261.13
1FK2204-6AF01-1MA0 | SIMOTICS S-1FK2 CT Servo motor M0=3.2 Nm; PN = 1 kW at nN=3000 rpm; Converter at max. 480 V suppl | 1337.88
1FK2204-6AF01-1MB0 | SIMOTICS S-1FK2 CT Servo motor M0=3.2 Nm; PN = 1.0 kW at nN=3000 rpm; Converter at max. 480 V sup | 1337.88
1FK2204-6AF10-0MA0 | SIMOTICS S-1FK2 CT Servo motor M0=3.2 Nm; PN = 1 kW at nN=3000 rpm; Converter at max. 480 V suppl | 1481.43
1FK2103-2AG10-0SA0 | SIMOTICS S-1FK2 HD Servo motor M0=0.64 Nm; PN = 0.2 kW at nN=3000 rpm; Converter at max. 240 V su | 950.88
1FK2103-4AG01-1SA0 | SIMOTICS S-1FK2 HD Servo motor M0=1.27 Nm; PN = 0.4 kW at nN=3000 rpm; Converter at max. 240 V su | 916.9
1FK2103-4AG10-0SA0 | SIMOTICS S-1FK2 HD Servo motor M0=1.27 Nm; PN = 0.4 kW at nN=3000 rpm; Converter at max. 240 V su | 1060.46
1FK2103-4AG10-2MA0 | SIMOTICS S-1FK2 HD Servo motor M0=1.27 Nm; PN = 0.4 kW at nN=3000 rpm; Converter at max. 240 V su | 1335.31
1FK2208-4AC00-0SB0 | SIMOTICS S-1FK2 CT Servo motor M0=22 Nm; PN = 3.6 kW at nN=2000 rpm; Converter at max. 480 V supp | 2128.35
1FK2208-4AC01-0MB0 | SIMOTICS S-1FK2 CT Servo motor M0=22 Nm; PN = 3.6 kW at nN=2000 rpm; Converter at max. 480 V supp | 2479.96
1FK2208-4AC10-0SB0 | SIMOTICS S-1FK2 CT Servo motor M0=22 Nm; PN = 3.6 kW at nN=2000 rpm; Converter at max. 480 V supp | 2495.51
1FK2208-5AC01-0MB0 | SIMOTICS S-1FK2 CT Servo motor M0=27 Nm; PN = 4.0 kW at nN=2000 rpm; Converter at max. 480 V supp | 2754.77
1FK2208-5AC01-1SB0 | SIMOTICS S-1FK2 CT Servo motor M0=27 Nm; PN = 4.0 kW at nN=2000 rpm; Converter at max. 480 V supp | 2479.96
1FK2210-5AC01-1MB0 | SIMOTICS S-1FK2 CT Servo motor M0=50 Nm; PN = 7.1 kW at nN=2000 rpm; Converter at max. 480 V supp | 4031.31
1FK2210-5AC01-1SB0 | SIMOTICS S-1FK2 CT Servo motor M0=50 Nm; PN = 7.1 kW at nN=2000 rpm; Converter at max. 480 V supp | 3756.48
1FK2210-5AC10-0SB0 | SIMOTICS S-1FK2 CT Servo motor M0=50 Nm; PN = 7.1 kW at nN=2000 rpm; Converter at max. 480 V supp | 4083.63
1FK2210-5AC11-0MB0 | SIMOTICS S-1FK2 CT Servo motor M0=50 Nm; PN = 7.1 kW at nN=2000 rpm; Converter at max. 480 V supp | 4435.22
1FK2104-5AF00-0MA0 | SIMOTICS S-1FK2 HD Servo motor M0=2.4 Nm; PN = 0.75 kW at nN=3000 rpm; Converter at max. 480 V su | 1206.33
1FK2104-5AF00-1MA0 | SIMOTICS S-1FK2 HD Servo motor M0=2.4 Nm; PN = 0.75 kW at nN=3000 rpm; Converter at max. 480 V su | 1206.33
1FK2104-5AF00-1MB0 | SIMOTICS S-1FK2 HD Servo motor M0=2.4 Nm; PN = 0.75 kW at nN=3000 rpm; Converter at max. 480 V su | 1206.33
1FK2104-5AF00-1SA0 | SIMOTICS S-1FK2 HD Servo motor M0=2.4 Nm; PN = 0.75 kW at nN=3000 rpm; Converter at max. 480 V su | 931.48
1FK2102-1AG01-0MA0 | SIMOTICS S-1FK2 HD Servo motor M0=0.32 Nm; PN = 0.1 kW at nN=3000 rpm; Converter at max. 240 V su | 1027.38
1FK2102-1AG01-0SA0 | SIMOTICS S-1FK2 HD Servo motor M0=0.32 Nm; PN = 0.1 kW at nN=3000 rpm; Converter at max. 240 V su | 752.53
1FK2204-5AK10-0SB0 | SIMOTICS S-1FK2 CT Servo motor M0=2.4 Nm; PN = 0.75 kW at nN=3000rpm; Converter at max. 480 V sup | 1151.78
1FK2204-5AK10-1MB0 | SIMOTICS S-1FK2 CT Servo motor M0=2.4 Nm; PN = 0.75 kW at nN=3000rpm; Converter at max. 480 V sup | 1426.63
1FK2204-5AK11-1MB0 | SIMOTICS S-1FK2 CT Servo motor M0=2.4 Nm; PN = 0.75 kW at nN=3000rpm; Converter at max. 480 V sup | 1503.37
1FK2204-6AF00-0MB0 | SIMOTICS S-1FK2 CT Servo motor M0=3.2 Nm; PN = 1.0 kW at nN=3000 rpm; Converter at max. 480 V sup | 1261.13
1FK2206-2AF10-0MB0 | SIMOTICS S-1FK2 CT Servo motor M0=6.5 Nm; PN = 1.7 kW at nN=3000 rpm; Converter at max. 480 V sup | 1789.27
1FK2206-2AF10-0SB0 | SIMOTICS S-1FK2 CT Servo motor M0=6.5 Nm; PN = 1.7 kW at nN=3000 rpm; Converter at max. 480 V sup | 1514.44
1FK2103-2AG01-1MA0 | SIMOTICS S-1FK2 HD Servo motor M0=0.64 Nm; PN = 0.2 kW at nN=3000 rpm; Converter at max. 240 V su | 1082.17
1FK2103-2AG01-1SA0 | SIMOTICS S-1FK2 HD Servo motor M0=0.64 Nm; PN = 0.2 kW at nN=3000 rpm; Converter at max. 240 V su | 807.34
1FK2104-4AF11-0MA0 | SIMOTICS S-1FK2 HD Servo motor M0=1.27 Nm; PN = 0.4 kW at nN=3000 rpm; Converter at max. 480 V su | 1412.05
1FK2104-4AF11-0MB0 | SIMOTICS S-1FK2 HD Servo motor M0=1.27 Nm; PN = 0.4 kW at nN=3000 rpm; Converter at max. 480 V su | 1412.05
1FK2104-4AK00-0MA0 | SIMOTICS S-1FK2 HD Servo motor M0=1.27 Nm; PN = 0.4 kW at nN=3000 rpm; Converter at max. 480 V su | 1115.01
1FK2104-4AK00-0SA0 | SIMOTICS S-1FK2 HD Servo motor M0=1.27 Nm; PN = 0.4 kW at nN=3000 rpm; Converter at max. 480 V su | 840.16
1FK2208-4AC11-0MB0 | SIMOTICS S-1FK2 CT Servo motor M0=22 Nm; PN = 3.6 kW at nN=2000 rpm; Converter at max. 480 V supp | 2847.12
1FK2208-5AC01-1MB0 | SIMOTICS S-1FK2 CT Servo motor M0=27 Nm; PN = 4.0 kW at nN=2000 rpm; Converter at max. 480 V supp | 2754.77
1FK2208-5AC10-0SB0 | SIMOTICS S-1FK2 CT Servo motor M0=27 Nm; PN = 4.0 kW at nN=2000 rpm; Converter at max. 480 V supp | 2770.35
1FK2208-5AC10-1SB0 | SIMOTICS S-1FK2 CT Servo motor M0=27 Nm; PN = 4.0 kW at nN=2000 rpm; Converter at max. 480 V supp | 2770.35
1FK2210-3AC00-1MB0 | SIMOTICS S-1FK2 CT Servo motor M0=30 Nm; PN = 5.5 kW at nN=2000 rpm; Converter at max. 480 V supp | 2824.64
1FK2104-5AK01-1MB0 | SIMOTICS S-1FK2 HD Servo motor M0=2.4 Nm; PN = 0.75 kW at nN=3000rpm; Converter at max. 480 V sup | 1283.07
1FK2104-5AK10-0SA0 | SIMOTICS S-1FK2 HD Servo motor M0=2.4 Nm; PN = 0.75 kW at nN=3000 rpm; Converter at max. 480 V su | 1151.78
1FK2104-5AK10-0SB0 | SIMOTICS S-1FK2 HD Servo motor M0=2.4 Nm; PN = 0.75 kW at nN=3000rpm; Converter at max. 480 V sup | 1151.78
1FK7103-2AC71-1BH1 | SIMOTICS S Synchronous motor 1FK7-CT PN=5.2kW; UDC=600V M0=36Nm (100K); NN=2000rpm; Naturally coo | 4050.23
1FK7063-2AC71-1QA2 | SIMOTICS S synchronous motor 1FK7-CT PN=1.9kW; UDC=600V M0=11Nm (100K); NN=2000rpm; naturally coo | 1994.95
1FK7063-2AC71-1QG1 | SIMOTICS S synchronous motor 1FK7-CT PN=1.9kW; UDC=600V M0=11Nm (100K); NN=2000rpm; naturally coo | 1909.37
1FK7063-2AC71-1QG2 | SIMOTICS S synchronous motor 1FK7-CT PN=1.9kW; UDC=600V M0=11Nm (100K); NN=2000rpm; naturally coo | 1909.37
1FK7063-2AF71-1CG0 | SIMOTICS S synchronous motor 1FK7-CT PN=2.3kW; UDC=600V M0=11Nm (100K); NN=3000rpm; naturally coo | 2662.4
1FK7063-2AF71-1QA2 | SIMOTICS S synchronous motor 1FK7-CT PN=2.3kW; UDC=600V M0=11Nm (100K); NN=3000rpm; naturally coo | 1994.95
1FK7063-2AF71-1QB2 | SIMOTICS S synchronous motor 1FK7-CT PN=2.3kW; UDC=600V M0=11Nm (100K); NN=3000rpm; naturally coo | 2295.6
1FK7063-2AF71-1QG1 | SIMOTICS S synchronous motor 1FK7-CT PN=2.3kW; UDC=600V M0=11Nm (100K); NN=3000rpm; naturally coo | 1909.37
1FK7084-2AF71-1RB1 | SIMOTICS S synchronous motor 1FK7-CT PN=3.1kW; UDC=600V M0=20Nm (100K); NN=3000rpm; naturally coo | 3340.02
1FK7084-2AF71-1RB2 | SIMOTICS S synchronous motor 1FK7-CT PN=3.1kW; UDC=600V M0=20Nm (100K); NN=3000rpm; naturally coo | 3340.02
1FK7084-2AF71-1RG2 | SIMOTICS S synchronous motor 1FK7-CT PN=3.1kW; UDC=600V M0=20Nm (100K); NN=3000rpm; naturally coo | 2846.16
1FK7084-3BC71-1BA0 | SIMOTICS S synchronous motor 1FK7-HI PN=3.1kW; UDC=600V M0=20Nm (100K); NN=2000rpm; naturally coo | 2947.03
1FK7062-2AC71-1QA0 | SIMOTICS S synchronous motor 1FK7-CT PN=1.5kW; UDC=600V M0=8.5Nm (100K); NN=2000rpm; naturally co | 1809.18
1FK7062-2AC71-1QH1 | SIMOTICS S synchronous motor 1FK7-CT PN=1.5kW; UDC=600V M0=8.5Nm (100K); NN=2000rpm; naturally co | 2119.32
1FK7062-2AC71-1RH1 | SIMOTICS S synchronous motor 1FK7-CT PN=1.5kW; UDC=600V M0=8.5Nm (100K); NN=2000rpm; naturally co | 2490.62
1FK7063-2AC71-1BG0 | SIMOTICS S synchronous motor 1FK7-CT PN=1.9kW; UDC=600V M0=11Nm (100K); NN=2000rpm; naturally coo | 2295.9
1FK7063-2AC71-1RB1 | SIMOTICS S synchronous motor 1FK7-CT PN=1.9kW; UDC=600V M0=11Nm (100K); NN=2000rpm; naturally coo | 2666.93
1FK7063-2AC71-1RG2 | SIMOTICS S synchronous motor 1FK7-CT PN=1.9kW; UDC=600V M0=11Nm (100K); NN=2000rpm; naturally coo | 2280.63
1FK7063-2AC71-1RH2 | SIMOTICS S synchronous motor 1FK7-CT PN=1.9kW; UDC=600V M0=11Nm (100K); NN=2000rpm; naturally coo | 2583.55
1FK7084-2AF71-1QB0 | SIMOTICS S synchronous motor 1FK7-CT PN=3.1kW; UDC=600V M0=20Nm (100K); NN=3000rpm; naturally coo | 2875.94
1FK7084-2AF71-1QG2 | SIMOTICS S synchronous motor 1FK7-CT PN=3.1kW; UDC=600V M0=20Nm (100K); NN=3000rpm; naturally coo | 2474.85
1FK7084-2AF71-1QH1 | SIMOTICS S synchronous motor 1FK7-CT PN=3.1kW; UDC=600V M0=20Nm (100K); NN=3000rpm; naturally coo | 2883.18
1FK7063-2AF71-1CA2 | SIMOTICS S synchronous motor 1FK7-CT PN=2.3kW; UDC=600V M0=11Nm (100K); NN=3000rpm; naturally coo | 2840.83
1FK7081-3BF71-1BA1 | SIMOTICS S synchronous motor 1FK7-HI PN=2.7kW; UDC=600V M0=12Nm (100K); NN=3000rpm; naturally coo | 2637.42
1FK7081-3BF71-1BA2 | SIMOTICS S synchronous motor 1FK7-HI PN=2.7kW; UDC=600V M0=12Nm (100K); NN=3000rpm; naturally coo | 2637.42
1FK7081-3BF71-1BG1 | SIMOTICS S synchronous motor 1FK7-HI PN=2.7kW; UDC=600V M0=12Nm (100K); NN=3000rpm; naturally coo | 2551.83
1FK7081-3BF71-1CH0 | SIMOTICS S synchronous motor 1FK7-HI PN=2.7kW; UDC=600V M0=12Nm (100K); NN=3000rpm; naturally coo | 3233.8
1FK7103-2AC71-1QB0 | SIMOTICS S Synchronous motor 1FK7-CT PN=5.2kW; UDC=600V M0=36Nm (100K); NN=2000rpm; Naturally coo | 3563.65
1FK7103-2AC71-1QB1 | SIMOTICS S Synchronous motor 1FK7-CT PN=5.2kW; UDC=600V M0=36Nm (100K); NN=2000rpm; Naturally coo | 3656.47
1FK7103-2AC71-1QB2 | SIMOTICS S Synchronous motor 1FK7-CT PN=5.2kW; UDC=600V M0=36Nm (100K); NN=2000rpm; Naturally coo | 3656.47
1FK7103-2AC71-1RB1 | SIMOTICS S Synchronous motor 1FK7-CT PN=5.2kW; UDC=600V M0=36Nm (100K); NN=2000rpm; Naturally coo | 4027.81
1FK7103-2AC71-1RG0 | SIMOTICS S Synchronous motor 1FK7-CT PN=5.2kW; UDC=600V M0=36Nm (100K); NN=2000rpm; Naturally coo | 3441.11
1FK7083-2AC71-1BA2 | SIMOTICS S synchronous motor 1FK7-CT PN=2.6kW; UDC=600V M0=16Nm (100K); NN=2000rpm; naturally coo | 2744.22
1FK7083-2AC71-1BG1 | SIMOTICS S synchronous motor 1FK7-CT PN=2.6kW; UDC=600V M0=16Nm (100K); NN=2000rpm; naturally coo | 2658.67
1FK7083-2AC71-1BH1 | SIMOTICS S synchronous motor 1FK7-CT PN=2.6kW; UDC=600V M0=16Nm (100K); NN=2000rpm; naturally coo | 3066.93
1FK7083-2AC71-1CA2 | SIMOTICS S synchronous motor 1FK7-CT PN=2.6kW; UDC=600V M0=16Nm (100K); NN=2000rpm; naturally coo | 3110.77
1FK2104-5AK00-1MB0 | SIMOTICS S-1FK2 HD Servo motor M0=2.4 Nm; PN = 0.75 kW at nN=3000rpm; Converter at max. 480 V sup | 1206.33
1FK2104-5AK00-1SA0 | SIMOTICS S-1FK2 HD Servo motor M0=2.4 Nm; PN = 0.75 kW at nN=3000 rpm; Converter at max. 480 V su | 931.48
1FK2104-5AK00-1SB0 | SIMOTICS S-1FK2 HD Servo motor M0=2.4 Nm; PN = 0.75 kW at nN=3000rpm; Converter at max. 480 V sup | 931.48
1FK2104-5AK01-0SB0 | SIMOTICS S-1FK2 HD Servo motor M0=2.4 Nm; PN = 0.75 kW at nN=3000rpm; Converter at max. 480 V sup | 1008.24
1FK2104-5AK10-1SB0 | SIMOTICS S-1FK2 HD Servo motor M0=2.4 Nm; PN = 0.75 kW at nN=3000rpm; Converter at max. 480 V sup | 1151.78
1FK2104-5AK11-0MA0 | SIMOTICS S-1FK2 HD Servo motor M0=2.4 Nm; PN = 0.75 kW at nN=3000 rpm; Converter at max. 480 V su | 1503.37
1FK2104-5AK11-0MB0 | SIMOTICS S-1FK2 HD Servo motor M0=2.4 Nm; PN = 0.75 kW at nN=3000rpm; Converter at max. 480 V sup | 1503.37
1FK2104-5AK11-0SA0 | SIMOTICS S-1FK2 HD Servo motor M0=2.4 Nm; PN = 0.75 kW at nN=3000 rpm; Converter at max. 480 V su | 1228.54
1FK7062-2AC71-1QH2 | SIMOTICS S synchronous motor 1FK7-CT PN=1.5kW; UDC=600V M0=8.5Nm (100K); NN=2000rpm; naturally co | 2119.32
1FK7062-2AC71-1RH2 | SIMOTICS S synchronous motor 1FK7-CT PN=1.5kW; UDC=600V M0=8.5Nm (100K); NN=2000rpm; naturally co | 2490.62
1FK7063-2AC71-1CA1 | SIMOTICS S synchronous motor 1FK7-CT PN=1.9kW; UDC=600V M0=11Nm (100K); NN=2000rpm; naturally coo | 2840.83
1FK7063-2AF71-1RG2 | SIMOTICS S synchronous motor 1FK7-CT PN=2.3kW; UDC=600V M0=11Nm (100K); NN=3000rpm; naturally coo | 2280.63
1FK7063-2AF71-1RH2 | SIMOTICS S synchronous motor 1FK7-CT PN=2.3kW; UDC=600V M0=11Nm (100K); NN=3000rpm; naturally coo | 2583.55
1FK7084-2AF71-1CG0 | SIMOTICS S synchronous motor 1FK7-CT PN=3.1kW; UDC=600V M0=20Nm (100K); NN=3000rpm; naturally coo | 3227.93
1FK7084-2AF71-1CG1 | SIMOTICS S synchronous motor 1FK7-CT PN=3.1kW; UDC=600V M0=20Nm (100K); NN=3000rpm; naturally coo | 3320.73
1FK7084-2AF71-1CG2 | SIMOTICS S synchronous motor 1FK7-CT PN=3.1kW; UDC=600V M0=20Nm (100K); NN=3000rpm; naturally coo | 3320.73
1FK7084-2AF71-1CH0 | SIMOTICS S synchronous motor 1FK7-CT PN=3.1kW; UDC=600V M0=20Nm (100K); NN=3000rpm; naturally coo | 3636.19
1FK7081-3BF71-1RB2 | SIMOTICS S synchronous motor 1FK7-HI PN=2.7kW; UDC=600V M0=12Nm (100K); NN=3000rpm; naturally coo | 2937.65
1FK7081-3BF71-1RH0 | SIMOTICS S synchronous motor 1FK7-HI PN=2.7kW; UDC=600V M0=12Nm (100K); NN=3000rpm; naturally coo | 2759.23
1FK7103-2AF71-1BA2 | SIMOTICS S Synchronous motor 1FK7-CT PN=4.4kW; UDC=600V M0=36Nm (100K); NN=3000rpm; Naturally coo | 3727.58
1FK2104-5AF11-0SA0 | SIMOTICS S-1FK2 HD Servo motor M0=2.4 Nm; PN = 0.75 kW at nN=3000 rpm; Converter at max. 480 V su | 1228.54
1FK2104-5AK00-1MA0 | SIMOTICS S-1FK2 HD Servo motor M0=2.4 Nm; PN = 0.75 kW at nN=3000 rpm; Converter at max. 480 V su | 1206.33
1FK2104-5AK10-0MA0 | SIMOTICS S-1FK2 HD Servo motor M0=2.4 Nm; PN = 0.75 kW at nN=3000 rpm; Converter at max. 480 V su | 1426.63
1FK7084-2AF71-1BH1 | SIMOTICS S synchronous motor 1FK7-CT PN=3.1kW; UDC=600V M0=20Nm (100K); NN=3000rpm; naturally coo | 3362.49
1FK7084-2AF71-1CB0 | SIMOTICS S synchronous motor 1FK7-CT PN=3.1kW; UDC=600V M0=20Nm (100K); NN=3000rpm; naturally coo | 3721.8
1FK7103-2AC71-1BB2 | SIMOTICS S Synchronous motor 1FK7-CT PN=5.2kW; UDC=600V M0=36Nm (100K); NN=2000rpm; Naturally coo | 4135.85
1FK7103-2AC71-1CB1 | SIMOTICS S Synchronous motor 1FK7-CT PN=5.2kW; UDC=600V M0=36Nm (100K); NN=2000rpm; Naturally coo | 4502.36
1FK7062-2AC71-1CH0 | SIMOTICS S synchronous motor 1FK7-CT PN=1.5kW; UDC=600V M0=8.5Nm (100K); NN=2000rpm; naturally co | 2872.37
1FK7062-2AC71-1QA1 | SIMOTICS S synchronous motor 1FK7-CT PN=1.5kW; UDC=600V M0=8.5Nm (100K); NN=2000rpm; naturally co | 1901.99
1FK7063-2AC71-1CB1 | SIMOTICS S synchronous motor 1FK7-CT PN=1.9kW; UDC=600V M0=11Nm (100K); NN=2000rpm; naturally coo | 3141.48
1FK7063-2AC71-1CG2 | SIMOTICS S synchronous motor 1FK7-CT PN=1.9kW; UDC=600V M0=11Nm (100K); NN=2000rpm; naturally coo | 2755.23
1FK7063-2AF71-1CH0 | SIMOTICS S synchronous motor 1FK7-CT PN=2.3kW; UDC=600V M0=11Nm (100K); NN=3000rpm; naturally coo | 2965.33
1FK7103-2AC71-1CG2 | SIMOTICS S Synchronous motor 1FK7-CT PN=5.2kW; UDC=600V M0=36Nm (100K); NN=2000rpm; Naturally coo | 4008.51
1FK7103-2AC71-1RG1 | SIMOTICS S Synchronous motor 1FK7-CT PN=5.2kW; UDC=600V M0=36Nm (100K); NN=2000rpm; Naturally coo | 3533.95
1FK7103-2AC71-1RH2 | SIMOTICS S Synchronous motor 1FK7-CT PN=5.2kW; UDC=600V M0=36Nm (100K); NN=2000rpm; Naturally coo | 3942.19
1FK7084-2AF71-1QB2 | SIMOTICS S synchronous motor 1FK7-CT PN=3.1kW; UDC=600V M0=20Nm (100K); NN=3000rpm; naturally coo | 2968.77
1FK7084-2AF71-1RH2 | SIMOTICS S synchronous motor 1FK7-CT PN=3.1kW; UDC=600V M0=20Nm (100K); NN=3000rpm; naturally coo | 3254.41
1FK7081-3BF71-1CG0 | SIMOTICS S synchronous motor 1FK7-HI PN=2.7kW; UDC=600V M0=12Nm (100K); NN=3000rpm; naturally coo | 2825.52
1FK7081-3BF71-1QA0 | SIMOTICS S synchronous motor 1FK7-HI PN=2.7kW; UDC=600V M0=12Nm (100K); NN=3000rpm; naturally coo | 2065.26
1FK7103-2AF71-1CA1 | SIMOTICS S Synchronous motor 1FK7-CT PN=4.4kW; UDC=600V M0=36Nm (100K); NN=3000rpm; Naturally coo | 4094.12
1FK7103-2AF71-1CH0 | SIMOTICS S Synchronous motor 1FK7-CT PN=4.4kW; UDC=600V M0=36Nm (100K); NN=3000rpm; Naturally coo | 4323.93
1FK7081-3BF71-1RH2 | SIMOTICS S synchronous motor 1FK7-HI PN=2.7kW; UDC=600V M0=12Nm (100K); NN=3000rpm; naturally coo | 2852.01
1FK7081-5AY81-1SY3-ZS44 | SIMOTICS S Synchronous motor 1FK7-CT Pn=2.5 kW; UZK=600 V M0=11 Nm (100 K); Nn=4100 rpm; Naturall | 2968.9
1FK7083-2AF71-1BB1 | SIMOTICS S synchronous motor 1FK7-CT PN=3.3kW; UDC=600V M0=16Nm (100K); NN=3000rpm; naturally coo | 3152.52
1FK7083-2AF71-1CB1 | SIMOTICS S synchronous motor 1FK7-CT PN=3.3kW; UDC=600V M0=16Nm (100K); NN=3000rpm; naturally coo | 3519.05
1FK7103-3BC71-1RA0 | SIMOTICS S synchronous motor 1FK7-HI PN=5.2kW; UDC=600V M0=36Nm (100K); NN=2000rpm; naturally coo | 3509.7
1FK7105-2AC71-1BH2 | SIMOTICS S Synchronous motor 1FK7-CT PN=7.7kW; UDC=600V M0=48Nm (100K); NN=2000rpm; Naturally coo | 5103.76
1FK7105-2AC71-1CG0 | SIMOTICS S Synchronous motor 1FK7-CT PN=7.7kW; UDC=600V M0=48Nm (100K); NN=2000rpm; Naturally coo | 4969.2
1FK7105-2AC71-1QB0 | SIMOTICS S Synchronous motor 1FK7-CT PN=7.7kW; UDC=600V M0=48Nm (100K); NN=2000rpm; Naturally coo | 4617.22
3VA1450-4EF42-0AA0 | circuit breaker 3VA1 IEC frame 630 breaking capacity class S Icu=36kA @ 415V 4-pole, line protec | 1357.4
3VA1450-4GF42-0AA0 | circuit breaker 3VA1 IEC frame 630 breaking capacity class S Icu=36kA @ 415V 4-pole, line protec | 1357.4
3VA1450-6EF42-0AA0 | circuit breaker 3VA1 IEC frame 630 breaking capacity class H Icu=70kA @ 415V 4-pole, line protec | 1695.52
3VA1450-6GF42-0AA0 | circuit breaker 3VA1 IEC frame 630 breaking capacity class H Icu=70kA @ 415V 4-pole, line protec | 1695.52
3VA1463-4EF32-0AA0 | circuit breaker 3VA1 IEC frame 630 breaking capacity class S Icu=36kA @ 415V 3-pole, line protec | 1127.1
3VA1463-4FF42-0AA0 | circuit breaker 3VA1 IEC frame 630 breaking capacity class N Icu=36kA @ 415V 4-pole, line protec | 1465.22
JTA:TEF1203-0HB | SINAMICS G120 Du/dt Filter with VPL Volatge Peak Limit 690V 22 -37 kW 400V 11 kW - 18,5 kW SINA | 2826.67
JTA:TEF1203-0KB | SINAMICS G120 Du/dt Filter with VPL Volatge Peak Limit 690V 75 - 90 kW 400V 37 kW - 45 kW SINAM | 4782.01
3VA1463-7EF32-0AA0 | circuit breaker 3VA1 IEC frame 630 breaking capacity class C Icu=110kA @ 415 V 3-pole, line prot | 1519.14
3VA1463-7FF42-0AA0 | circuit breaker 3VA1 IEC frame 630 breaking capacity class C Icu=110kA @ 415 V 4-pole, line prot | 1974.86
PBD:20377-122 | 40 TPH, mild steel-epoxy flowguide 2 inch DIN | 1046.03
PBD:20377-222 | 40 TPH, mild steel-epoxy flowguide 4 inch DIN | 1130.68
PBD:20388-112 | 300 TPH, mild steel-epoxy flowguide 6 inch ASME | 1901.21
PBD:20388-115 | 300 TPH, 316 (1.4401)STAINLESS STEEL FLOWGUIDE 6 inch ASME | 2376.17
PBD:20388-212 | 300 TPH, mild steel-epoxy flowguide 8 inch ASME | 2849.66
PBD:20388-221 | 300 TBH,Mild Steel FLOWGUIDE,8 inch DIN | 1545.36
PBD:20388-321 | 300 TBH,Mild Steel FLOWGUIDE,10 inch DIN | 1533.89
PBD:20388-325 | 300 TPH, 316 (1.4401)STAINLESS STEEL FLOWGUIDE 10 inch DIN | 3805.3
PBD:20388-515 | 300 TPH, 316 (1.4401)STAINLESS STEEL FLOWGUIDE 14 inch ASME | 4991.95
PBD:20388-522 | 300 TBH, mild steel-epoxy flowguide 14 inch DIN | 3328.93
PBD:20388-624 | 300 TPH, 304 (1.4301) STAINLESS STEEL FLOWGUIDE 16 inch DIN | 4634.66
PBD:20395-200 | FG,V40,4"X10",MS,EP | 860.93
PBD:20401-500 | 40 TPH,Mild Steel-PTFE FLOWGUIDE,3 X 6 inch | 1399.01
PBD:20401-700 | 40 TPH,Mild Steel-AR FLOWGUIDE,3 X 6 inch | 932.67
PBD:20455-40 | 300 TPH, 304 (1.4301) STAINLESS STEEL FLOWGUIDE 5 X 16 inch PTFE | 3961.71
PBD:20455-60 | 300 TPH, Mild Steel Flowguide 5 X 16 inch | 1628.58
PBD:20458-50 | 300 TPH, 316 (1.4401)STAINLESS Steel Flowguide 6 X 20 inch | 5125.4
PBD:20458-70 | 300 TPH,Mild Steel-AR FLOWGUIDE,6 X 20 inch | 2564.13
PBD:22520-1B0 | A-40 TPH, 304 (1.4301) STAINLESS STEEL FLOWGUIDE 8 inch | 11654.09
PBD:22520-2B0 | A-40 T/H, FLOW GUIDES MADE FROM STAINLESS STEEL W.-NO. 1.4301/304 12 INCH | 12117.57
PBD:25851-A8TA | Load cell, 25 lb, stainless steel, high temp up to 175 C (347 F) & 15m (49.2 ft) cable length | 3328.93
PBD:25851-A9A08 | Load cell, 2000 lb, stainless steel, with 15m (49.2 ft) cable length | 2957.29
PBD:25851-A9TA | Load cell,2000lb,Stainless Steel, high temp up to 175 C (347 F) and 15m (49.2ft) cable length | 3328.93
PBD:25851-B8A08 | Load Cell, MSI, 25 LB, SS, NTEP, OIML/MID, with 15m (49.2 ft) cable length | 3882.78
3VA2110-5JP36-0JB0 | circuit breaker 3VA2 IEC frame 160 breaking capacity class M Icu=55kA @ 415V 3-pole, line protec | 1211.63
TGX:001F0010 | 25 mm (1 inch) AISI Grounding Ring | 137.01
TGX:001F0025 | 63.5 MM 2 1/2 INCH AISI EARTHING RING | 167.85
TGX:001F0080 | 203 MM (8 INCH) AISI EARTHING RING | 368.38
TGX:001F0120 | 305 MM (12 INCH) AISI EARTHING RING | 440.97
TGX:001F0360 | 914 MM (36 INCH) AISI EARTHING RING | 1782.94
TGX:002F0010 | 25 MM (1 INCH) HAST-C GROUNDING RING | 221.4
TGX:002F0060 | 152 mm (6 inch) Hast-C Grounding Ring | 896.46
TGX:002F0100 | 254 mm (10 inch) Hast-C Grounding Ring | 1390.07
TGX:002F0200 | 508 mm (20 inch) Hast-C Grounding Ring | 4615.7
TGX:002F0300 | 762 mm (30 inch) Hast-C Grounding Ring | 6669.03
TGX:16152-885 | Mtg Kit,Keiselmann ,for NCS | 619.28
3VA2140-5MN36-0AB0 | circuit breaker 3VA2 IEC frame 160 breaking capacity class M Icu=55kA @ 415V 3-pole, motor prote | 639.94
3VA2140-7MN36-0BH0 | circuit breaker 3VA2 IEC frame 160 breaking capacity class C Icu=110kA @ 415V 3-pole, motor prot | 849.54
3VA2216-6HL32-0AB0 | circuit breaker 3VA2 IEC frame 250 breaking capacity class H Icu=85kA @ 415V 3-pole, line protec | 1253.41
3VA2220-5MN32-0JF0 | circuit breaker 3VA2 IEC frame 250 breaking capacity class M Icu=55kA @ 415V 3-pole, motor prote | 1211.63
3VA2220-5MQ32-0KE0 | circuit breaker 3VA2 IEC frame 250 breaking capacity class M Icu=55kA @ 415V 3-pole, motor prote | 1733.88
3VA2225-5HL32-0DF0 | circuit breaker 3VA2 IEC frame 250 breaking capacity class M Icu=55kA @ 415V 3-pole, line protec | 1211.63
3VA2225-5KP42-0AE0 | circuit breaker 3VA2 IEC frame 250 breaking capacity class M Icu=55kA @ 415V 4-pole, line protec | 2179.55
3VA2225-6HN42-0AD0 | circuit breaker 3VA2 IEC frame 250 breaking capacity class H Icu=85kA @ 415V 4-pole, line protec | 1685.14
3VA2325-6HN32-0DJ0 | circuit breaker 3VA2 IEC frame 400 breaking capacity class H Icu=85kA @ 415V 3-pole, line protec | 1907.97
3VA2325-7MS32-0BH0 | circuit breaker 3VA2 IEC frame 400 breaking capacity class C Icu=110kA @ 415V 3-pole, starter pr | 1657.29
3VA2340-5HL42-0KB0 | circuit breaker 3VA2 IEC frame 400 breaking capacity class M Icu=55kA @ 415V 4-pole, line protec | 1963.67
3VA2340-5HN32-0KF0 | circuit breaker 3VA2 IEC frame 400 breaking capacity class M Icu=55kA @ 415V 3-pole, line protec | 1629.43
3VA2340-5JP32-0DF0 | circuit breaker 3VA2 IEC frame 400 breaking capacity class M Icu=55kA @ 415V 3-pole, line protec | 2082.05
3VA2340-5KQ42-0CB0 | circuit breaker 3VA2 IEC frame 400 breaking capacity class M Icu=55kA @ 415V 4-pole, line protec | 2903.73
3VA2340-6HN42-0KF0 | circuit breaker 3VA2 IEC frame 400 breaking capacity class H Icu=85kA @ 415V 4-pole, line protec | 2297.92
3VA2450-5JP32-0KK0 | circuit breaker 3VA2 IEC frame 630 breaking capacity class M Icu=55kA @ 415V 3-pole, line protec | 2576.45
3VA2450-7MQ32-0JH0 | circuit breaker 3VA2 IEC frame 630 breaking capacity class C Icu=110kA @ 415V 3-pole, motor prot | 3244.95
3VA2463-5HM32-0KJ0 | circuit breaker 3VA2 IEC frame 630 breaking capacity class M Icu=55kA @ 415V 3-pole, line protec | 2332.73
3VA2463-5HN32-0AL0 | circuit breaker 3VA2 IEC frame 630 breaking capacity class M Icu=55kA @ 415V 3-pole, line protec | 2082.05
3VA2463-6HN42-0KF0 | circuit breaker 3VA2 IEC frame 630 breaking capacity class H Icu=85kA @ 415V 4-pole, line protec | 3077.82
3VA2463-6KQ32-0KG0 | circuit breaker 3VA2 IEC frame 630 breaking capacity class H Icu=85kA @ 415V 3-pole, line protec | 3182.28
3VA2510-5HK32-0AA0 | circuit breaker 3VA2 IEC frame 1000 breaking capacity class M Icu=55kA @ 415V 3-pole, line prote | 3160.17
3VA2510-5HL32-0AA0 | circuit breaker 3VA2 IEC frame 1000 breaking capacity class M Icu=55kA @ 415V 3-pole, line prote | 3160.17
3VA2510-5HL32-0AH0 | circuit breaker 3VA2 IEC frame 1000 breaking capacity class M Icu=55kA @ 415V 3-pole, line prote | 3648.82
3VA2510-5HL32-0BA0 | circuit breaker 3VA2 IEC frame 1000 breaking capacity class M Icu=55kA @ 415V 3-pole, line prote | 3718.44
3VA2510-5HL32-0DA0 | circuit breaker 3VA2 IEC frame 1000 breaking capacity class M Icu=55kA @ 415V 3-pole, line prote | 3718.44
3VA2510-5HL32-0DH0 | circuit breaker 3VA2 IEC frame 1000 breaking capacity class M Icu=55kA @ 415V 3-pole, line prote | 3774.16
3VA2510-5HL32-0HL0 | circuit breaker 3VA2 IEC frame 1000 breaking capacity class M Icu=55kA @ 415V 3-pole, line prote | 3802.01
3VA2510-5HL32-0JA0 | circuit breaker 3VA2 IEC frame 1000 breaking capacity class M Icu=55kA @ 415V 3-pole, line prote | 3711.49
3VA2510-5HL32-0JH0 | circuit breaker 3VA2 IEC frame 1000 breaking capacity class M Icu=55kA @ 415V 3-pole, line prote | 3767.19
3VA2510-5HL32-0KL0 | circuit breaker 3VA2 IEC frame 1000 breaking capacity class M Icu=55kA @ 415V 3-pole, line prote | 3802.01
3VA2510-5HM32-0AA0 | circuit breaker 3VA2 IEC frame 1000 breaking capacity class M Icu=55kA @ 415V 3-pole, line prote | 3392.44
3VA2510-5HN32-0AF0 | circuit breaker 3VA2 IEC frame 1000 breaking capacity class M Icu=55kA @ 415V 3-pole, line prote | 3690.6
3VA2510-5HN32-0AH0 | circuit breaker 3VA2 IEC frame 1000 breaking capacity class M Icu=55kA @ 415V 3-pole, line prote | 3711.49
3VA2510-5HN32-0BH0 | circuit breaker 3VA2 IEC frame 1000 breaking capacity class M Icu=55kA @ 415V 3-pole, line prote | 3857.72
3VA2510-5HN32-0CA0 | circuit breaker 3VA2 IEC frame 1000 breaking capacity class M Icu=55kA @ 415V 3-pole, line prote | 3767.19
3VA2510-5HN32-0CL0 | circuit breaker 3VA2 IEC frame 1000 breaking capacity class M Icu=55kA @ 415V 3-pole, line prote | 3906.46
3VA2510-5HN32-0HA0 | circuit breaker 3VA2 IEC frame 1000 breaking capacity class M Icu=55kA @ 415V 3-pole, line prote | 3760.22
3VA2510-5HN32-0HH0 | circuit breaker 3VA2 IEC frame 1000 breaking capacity class M Icu=55kA @ 415V 3-pole, line prote | 3843.79
3VA2510-5HN32-0KA0 | circuit breaker 3VA2 IEC frame 1000 breaking capacity class M Icu=55kA @ 415V 3-pole, line prote | 3760.22
3VA2510-5HN32-0KC0 | circuit breaker 3VA2 IEC frame 1000 breaking capacity class M Icu=55kA @ 415V 3-pole, line prote | 3802.01
3VA2510-5JP42-0AA0 | circuit breaker 3VA2 IEC frame 1000 breaking capacity class M Icu=55kA @ 415V 4-pole, line prote | 4682.18
3VA2510-5KQ32-0AB0 | circuit breaker 3VA2 IEC frame 1000 breaking capacity class M Icu=55kA @ 415V 3-pole, line prote | 4790.81
3VA2510-5KQ32-0AD0 | circuit breaker 3VA2 IEC frame 1000 breaking capacity class M Icu=55kA @ 415V 3-pole, line prote | 4790.81
3VA2510-5KQ32-0AJ0 | circuit breaker 3VA2 IEC frame 1000 breaking capacity class M Icu=55kA @ 415V 3-pole, line prote | 4846.51
3VA2510-5KQ32-0BC0 | circuit breaker 3VA2 IEC frame 1000 breaking capacity class M Icu=55kA @ 415V 3-pole, line prote | 4888.29
3VA2510-5KQ32-0DC0 | circuit breaker 3VA2 IEC frame 1000 breaking capacity class M Icu=55kA @ 415V 3-pole, line prote | 4874.37
3VA2510-5KQ32-0DL0 | circuit breaker 3VA2 IEC frame 1000 breaking capacity class M Icu=55kA @ 415V 3-pole, line prote | 4944.01
3VA2510-5KQ32-0JC0 | circuit breaker 3VA2 IEC frame 1000 breaking capacity class M Icu=55kA @ 415V 3-pole, line prote | 4867.4
3VA2510-5KQ32-0JL0 | circuit breaker 3VA2 IEC frame 1000 breaking capacity class M Icu=55kA @ 415V 3-pole, line prote | 4916.15
3VA2510-5KQ42-0AA0 | circuit breaker 3VA2 IEC frame 1000 breaking capacity class M Icu=55kA @ 415V 4-pole, line prote | 5220.1
3VA2510-6HK32-0AA0 | circuit breaker 3VA2 IEC frame 1000 breaking capacity class H Icu=85kA @ 415V 3-pole, line prote | 3606.39
3VA2510-6HM42-0JJ0 | circuit breaker 3VA2 IEC frame 1000 breaking capacity class H Icu=85kA @ 415V 4-pole, line prote | 5974.58
3VA2510-6HN32-0AB0 | circuit breaker 3VA2 IEC frame 1000 breaking capacity class H Icu=85kA @ 415V 3-pole, line prote | 4289.46
3VA2510-6HN32-0AJ0 | circuit breaker 3VA2 IEC frame 1000 breaking capacity class H Icu=85kA @ 415V 3-pole, line prote | 4331.24
3VA2510-6HN32-0BC0 | circuit breaker 3VA2 IEC frame 1000 breaking capacity class H Icu=85kA @ 415V 3-pole, line prote | 4379.97
3VA2510-6HN32-0CL0 | circuit breaker 3VA2 IEC frame 1000 breaking capacity class H Icu=85kA @ 415V 3-pole, line prote | 4449.61
3VA2510-6HN32-0DC0 | circuit breaker 3VA2 IEC frame 1000 breaking capacity class H Icu=85kA @ 415V 3-pole, line prote | 4379.97
3VA2510-6HN32-0CH0 | circuit breaker 3VA2 IEC frame 1000 breaking capacity class H Icu=85kA @ 415V 3-pole, line prote | 4400.86
3VA2510-6HN32-0JC0 | circuit breaker 3VA2 IEC frame 1000 breaking capacity class H Icu=85kA @ 415V 3-pole, line prote | 4352.13
3VA2510-6HN42-0AA0 | circuit breaker 3VA2 IEC frame 1000 breaking capacity class H Icu=85kA @ 415V 4-pole, line prote | 4845.98
3VA2510-6JP32-0AA0 | circuit breaker 3VA2 IEC frame 1000 breaking capacity class H Icu=85kA @ 415V 3-pole, line prote | 4083.14
3VA2510-7HK42-0AA0 | circuit breaker 3VA2 IEC frame 1000 breaking capacity class C Icu=110kA @ 415V 4-pole, line prot | 5250.64
3VA2510-7HL42-0AA0 | circuit breaker 3VA2 IEC frame 1000 breaking capacity class C Icu=110kA @ 415V 4-pole, line prot | 5216.19
3VA2510-7JP42-0AA0 | circuit breaker 3VA2 IEC frame 1000 breaking capacity class C Icu=110kA @ 415V 4-pole, line prot | 5678.99
3VA2510-7KQ42-0AA0 | circuit breaker 3VA2 IEC frame 1000 breaking capacity class C Icu=110kA @ 415V 4-pole, line prot | 6168.19
3VA2563-5HM42-0AA0 | circuit breaker 3VA2 IEC frame 1000 breaking capacity class M Icu=55kA @ 415V 4-pole, line prote | 2548.92
3VA2563-5HN42-0AA0 | circuit breaker 3VA2 IEC frame 1000 breaking capacity class M Icu=55kA @ 415V 4-pole, line prote | 2414.43
3VA2563-6HK32-0AA0 | circuit breaker 3VA2 IEC frame 1000 breaking capacity class H Icu=85kA @ 415V 3-pole, line prote | 2004.9
3VA2563-6HL32-0AA0 | circuit breaker 3VA2 IEC frame 1000 breaking capacity class H Icu=85kA @ 415V 3-pole, line prote | 2004.9
3VA2563-6JP42-0AA0 | circuit breaker 3VA2 IEC frame 1000 breaking capacity class H Icu=85kA @ 415V 4-pole, line prote | 3094.03
3VA2563-6KQ42-0AA0 | circuit breaker 3VA2 IEC frame 1000 breaking capacity class H Icu=85kA @ 415V 4-pole, line prote | 3563.43
3VA2563-7HN32-0AA0 | circuit breaker 3VA2 IEC frame 1000 breaking capacity class C Icu=110kA @ 415V 3-pole, line prot | 2243.29
3VA2563-7JP32-0AA0 | circuit breaker 3VA2 IEC frame 1000 breaking capacity class C Icu=110kA @ 415V 3-pole, line prot | 2622.27
3VA2580-5HK42-0AA0 | circuit breaker 3VA2 IEC frame 1000 breaking capacity class M Icu=55kA @ 415V 4-pole, line prote | 3056.25
3VA2580-5HL32-0AB0 | circuit breaker 3VA2 IEC frame 1000 breaking capacity class M Icu=55kA @ 415V 3-pole, line prote | 2673.93
3VA2580-5HL32-0AJ0 | circuit breaker 3VA2 IEC frame 1000 breaking capacity class M Icu=55kA @ 415V 3-pole, line prote | 2715.72
3VA2580-5HL32-0BC0 | circuit breaker 3VA2 IEC frame 1000 breaking capacity class M Icu=55kA @ 415V 3-pole, line prote | 2785.36
3VA2580-5HL32-0DC0 | circuit breaker 3VA2 IEC frame 1000 breaking capacity class M Icu=55kA @ 415V 3-pole, line prote | 2785.36
3VA2580-5HL32-0DL0 | circuit breaker 3VA2 IEC frame 1000 breaking capacity class M Icu=55kA @ 415V 3-pole, line prote | 2848.03
3VA2580-5HL32-0CH0 | circuit breaker 3VA2 IEC frame 1000 breaking capacity class M Icu=55kA @ 415V 3-pole, line prote | 2806.25
3VA2580-5HL32-0JC0 | circuit breaker 3VA2 IEC frame 1000 breaking capacity class M Icu=55kA @ 415V 3-pole, line prote | 2771.43
3VA2580-5HL42-0AA0 | circuit breaker 3VA2 IEC frame 1000 breaking capacity class M Icu=55kA @ 415V 4-pole, line prote | 3056.25
3VA2580-5HM42-0AA0 | circuit breaker 3VA2 IEC frame 1000 breaking capacity class M Icu=55kA @ 415V 4-pole, line prote | 3276.32
3VA2580-5HN32-0AG0 | circuit breaker 3VA2 IEC frame 1000 breaking capacity class M Icu=55kA @ 415V 3-pole, line prote | 2799.28
3VA2580-5HN32-0AJ0 | circuit breaker 3VA2 IEC frame 1000 breaking capacity class M Icu=55kA @ 415V 3-pole, line prote | 2841.06
3VA2580-5HN32-0BL0 | circuit breaker 3VA2 IEC frame 1000 breaking capacity class M Icu=55kA @ 415V 3-pole, line prote | 2903.73
3VA2580-5HN32-0CC0 | circuit breaker 3VA2 IEC frame 1000 breaking capacity class M Icu=55kA @ 415V 3-pole, line prote | 2848.03
3VA2580-5HN32-0DA0 | circuit breaker 3VA2 IEC frame 1000 breaking capacity class M Icu=55kA @ 415V 3-pole, line prote | 2799.28
3VA2580-5HN32-0HC0 | circuit breaker 3VA2 IEC frame 1000 breaking capacity class M Icu=55kA @ 415V 3-pole, line prote | 2820.17
3VA2580-5HN32-0HL0 | circuit breaker 3VA2 IEC frame 1000 breaking capacity class M Icu=55kA @ 415V 3-pole, line prote | 2889.81
3VA2580-5HN32-0KC0 | circuit breaker 3VA2 IEC frame 1000 breaking capacity class M Icu=55kA @ 415V 3-pole, line prote | 2820.17
3VA2580-5JP32-0AC0 | circuit breaker 3VA2 IEC frame 1000 breaking capacity class M Icu=55kA @ 415V 3-pole, line prote | 3126.56
3VA2580-5JP32-0AE0 | circuit breaker 3VA2 IEC frame 1000 breaking capacity class M Icu=55kA @ 415V 3-pole, line prote | 3175.31
3VA2580-5JP32-0BA0 | circuit breaker 3VA2 IEC frame 1000 breaking capacity class M Icu=55kA @ 415V 3-pole, line prote | 3224.06
3VA2580-5JP32-0BH0 | circuit breaker 3VA2 IEC frame 1000 breaking capacity class M Icu=55kA @ 415V 3-pole, line prote | 3300.65
3VA2580-5JP32-0CA0 | circuit breaker 3VA2 IEC frame 1000 breaking capacity class M Icu=55kA @ 415V 3-pole, line prote | 3224.06
3VA2580-5JP32-0DH0 | circuit breaker 3VA2 IEC frame 1000 breaking capacity class M Icu=55kA @ 415V 3-pole, line prote | 3300.65
3VA2580-5JP32-0HA0 | circuit breaker 3VA2 IEC frame 1000 breaking capacity class M Icu=55kA @ 415V 3-pole, line prote | 3217.09
3VA2580-5JP32-0JH0 | circuit breaker 3VA2 IEC frame 1000 breaking capacity class M Icu=55kA @ 415V 3-pole, line prote | 3293.68
3VA2580-5JP32-0KA0 | circuit breaker 3VA2 IEC frame 1000 breaking capacity class M Icu=55kA @ 415V 3-pole, line prote | 3217.09
3VA2580-5KQ32-0AB0 | circuit breaker 3VA2 IEC frame 1000 breaking capacity class M Icu=55kA @ 415V 3-pole, line prote | 3808.97
3VA2580-5KQ32-0AD0 | circuit breaker 3VA2 IEC frame 1000 breaking capacity class M Icu=55kA @ 415V 3-pole, line prote | 3808.97
3VA2580-5KQ32-0AJ0 | circuit breaker 3VA2 IEC frame 1000 breaking capacity class M Icu=55kA @ 415V 3-pole, line prote | 3857.72
3VA2580-5KQ32-0BC0 | circuit breaker 3VA2 IEC frame 1000 breaking capacity class M Icu=55kA @ 415V 3-pole, line prote | 3913.43
3VA2580-5KQ32-0DC0 | circuit breaker 3VA2 IEC frame 1000 breaking capacity class M Icu=55kA @ 415V 3-pole, line prote | 3913.43
3VA2580-5KQ32-0DL0 | circuit breaker 3VA2 IEC frame 1000 breaking capacity class M Icu=55kA @ 415V 3-pole, line prote | 3969.13
3VA2580-5KQ32-0JC0 | circuit breaker 3VA2 IEC frame 1000 breaking capacity class M Icu=55kA @ 415V 3-pole, line prote | 3892.54
3VA2580-5KQ32-0JL0 | circuit breaker 3VA2 IEC frame 1000 breaking capacity class M Icu=55kA @ 415V 3-pole, line prote | 3948.24
3VA2580-5KQ32-0LL0 | circuit breaker 3VA2 IEC frame 1000 breaking capacity class M Icu=55kA @ 415V 3-pole, line prote | 4059.66
3VA2580-6HK32-0AA0 | circuit breaker 3VA2 IEC frame 1000 breaking capacity class H Icu=85kA @ 415V 3-pole, line prote | 2616.14
3VA2580-6HN32-0AB0 | circuit breaker 3VA2 IEC frame 1000 breaking capacity class H Icu=85kA @ 415V 3-pole, line prote | 3154.42
3VA2580-6HN32-0AD0 | circuit breaker 3VA2 IEC frame 1000 breaking capacity class H Icu=85kA @ 415V 3-pole, line prote | 3154.42
3VA2580-6HN32-0BC0 | circuit breaker 3VA2 IEC frame 1000 breaking capacity class H Icu=85kA @ 415V 3-pole, line prote | 3244.95
3VA2580-6HN32-0BL0 | circuit breaker 3VA2 IEC frame 1000 breaking capacity class H Icu=85kA @ 415V 3-pole, line prote | 3314.57
3VA2580-6HN32-0DC0 | circuit breaker 3VA2 IEC frame 1000 breaking capacity class H Icu=85kA @ 415V 3-pole, line prote | 3244.95
3VA2580-6HN32-0DL0 | circuit breaker 3VA2 IEC frame 1000 breaking capacity class H Icu=85kA @ 415V 3-pole, line prote | 3314.57
3VA2580-6HN32-0JC0 | circuit breaker 3VA2 IEC frame 1000 breaking capacity class H Icu=85kA @ 415V 3-pole, line prote | 3224.06
3VA2580-6HN32-0JL0 | circuit breaker 3VA2 IEC frame 1000 breaking capacity class H Icu=85kA @ 415V 3-pole, line prote | 3293.68
3VA2580-6JP42-0AA0 | circuit breaker 3VA2 IEC frame 1000 breaking capacity class H Icu=85kA @ 415V 4-pole, line prote | 3913.78
3VA2580-6KQ42-0AA0 | circuit breaker 3VA2 IEC frame 1000 breaking capacity class H Icu=85kA @ 415V 4-pole, line prote | 4416.27
3VA2580-7HM32-0AA0 | circuit breaker 3VA2 IEC frame 1000 breaking capacity class C Icu=110kA @ 415V 3-pole, line prot | 3062.38
3VA2580-7HM42-0AA0 | circuit breaker 3VA2 IEC frame 1000 breaking capacity class C Icu=110kA @ 415V 4-pole, line prot | 4015.92
3VA5112-4ED31-0AF0 | circuit breaker 3VA5 UL frame 125 breaking capacity class S 25kA @ 480Y/277V 3-pole, line protec | 719.81
3VA5210-6EC31-0DF0 | circuit breaker 3VA5 UL frame 250 breaking capacity class H 65kA @ 480V 3-pole, line protection | 1150.65
3VA5220-0MH31-0BA0 | circuit breaker 3VA5 UL frame 250 3-pole, starter protection TM120M, AM, In=200A without overloa | 1444.8
3VA6210-6HN31-0AB0 | circuit breaker 3VA6 UL frame 250 breaking capacity class H 65kA @ 480V 3-pole, line protection | 1894.68
3VA6215-1MS31-0AC0 | circuit breaker 3VA6 UL frame 150 3-pole, starter protection ETU310M, I, In=150A without overloa | 1384.23
3VA6340-5KT41-0KL0 | circuit breaker 3VA6 UL frame 400 breaking capacity class M 35kA @ 480V 4-pole, line protection | 3953.73
3VA6340-8HL31-0BA0 | circuit breaker 3VA6 UL frame 400 breaking capacity class L 150kA @ 480V 3-pole, line protection | 2941.51
3VA6460-7JQ41-0LA0 | circuit breaker 3VA6 UL frame 600 breaking capacity class C 100kA @ 480V 4-pole, line protection | 5891.65
3VA9131-0QE10 | rear connection stud flat short 1 unit accessory for: 3VA4/5 125 | 12.8
3VA9133-0JA11 | box terminal 3 units accessory for: 3VA4/5 125 | 19.2
3VA9133-0JD11 | wire connector CU 3 units accessory for: 3VA4/5 125 | 74.41
3VA9137-0PK11 | side wall mounted rot. operator standard IEC IP65 accessory for: 3VA5 125 | 101.19
3VA9137-0PK15 | side wall mounted rot. operator emergency-off IEC IP65 accessory for: 3VA5 125 | 115.42
3VA9137-0PK51 | side wall mounted rot. operator standard IEC IP65 with mounting bracket accessory for: 3VA5 125 | 147.16
3VA9143-0JK11 | wire connector CU with control wire voltage tap-off 3 units accessory for: 3VA6 150/250 | 86.98
3VA9144-0JK11 | wire connector CU with control wire voltage tap-off 4 units accessory for: 3VA6 150/250 | 115.42
3VA9231-0QF10 | rear connection stud round short 1 unit accessory for: 3VA5 250 | 16.19
3VA9233-0JA12 | box terminal 3 units accessory for: 3VA5 250 | 21.33
3VA9233-0QE00 | rear connection stud flat 3 units accessory for: 3VA5 250 | 53.6
3VA9243-0JC13 | wire connector large with control wire voltage tap-off 3 units accessory for: 3VA6 150/250 | 72.75
3VA9243-0JG12 | wire connector with control wire voltage tap-off 3 units accessory for: 3VA6 150/250 | 32.15
3VA9244-0JK12 | wire connector CU with control wire voltage tap-off 4 units accessory for: 3VA6 150/250 | 164.13
3VA9267-0HA22 | motor operator 230 V AC optimized for long cables accessory for: 3VA2 100/160/250 | 596.86
3VA9277-0PK53 | side wall mounted rot. operator standard IEC IP65 with mounting bracket 24V DC lighting kit acce | 213.33
3VA9277-0PK57 | side wall mounted rot. operator emergency-stop IEC IP65 with mounting bracket 24V DC lighting ki | 239.6
3VA9344-0KD00 | draw-out unit complete kit accessory for: circuit breaker, 4-pole 3VA6 400 | 1165.15
3VA9344-0KP00 | plug-in unit complete kit accessory for: circuit breaker, 4-pole 3VA6 400 | 754.88
3VA9373-0JK13 | wire connector CU with control wire voltage tap-off 3 units accessory for: 3VA6 400/600 | 390.58
3VA9374-0JG13 | wire connector with control wire voltage tap-off 4 units accessory for: 3VA6 400/600 | 134.58
3VA9467-0HA21 | motor operator 110 V AC optimized for long cables accessory for: 3VA1 400/630 3VA2 400/630 | 746.99
3VA9470-0WC00 | control wire tap for nut keeper kit 10 accessory for: 3VA6 400/600 | 6.63
3VA9503-0JG23 | wire connector 2 cables with control wire voltage tap-off 3 units accessory for: 3VA1/2 1000 | 132.39
3VA9503-0SB10 | cover frame 200.3x 150.8mm (WxH) accessory for: circuit breaker 3-pole without TMTU/ETU access 3 | 40.6
3VA9504-0JG23 | wire connector 2 cables with control wire voltage tap-off 4 units accessory for: 3VA1/2 1000 | 178.32
3VA9504-0SB10 | cover frame 270.3x 193.8mm (WxH) accessory for: circuit breaker 4-pole without TMTU/ETU access 3 | 49.95
3VA9603-0QA00 | nut keeper kit 3 units metr. thread plate covers accessory for: 3VA1/2 1000 | 55.78
3VA9604-0QA00 | nut keeper kit 4 units metr. thread plate covers accessory for: 3VA1/2 1000 | 73.85
3VA9687-0EK25 | front mounted rotary operator emergency-off with door interlock IEC IP30/40 accessory for: 3VA1/ | 183.25
3VA9687-0FK25 | door mounted rotary operator emergency-off IEC IP65 with door interlock accessory for: 3VA1/2 10 | 200.75
3VA9987-0SC10 | handle extension accessory for: 3VA1/2 1000 | 27.96
3VA9988-0BM10 | shunt trip left for electrical interlocking 24V DC accessory for: 3VA1/2 | 94.1
3WL9111-0AA84-0AA0 | Set of 3 FC curr. transformers for applications with frequency converters, special vers. for rep | 598.09
3WL9111-0AT62-0AA0 | additional accessories for retrofit of a com module for 3WL1 FS1 withdrawn 1000V with z= A05, A1 | 100.22
3ZS1320-5CC00-0YL5 | SIRIUS Soft Starter ES V15 Standard Software Update Service for Soft Starter ES 2007 Floating li | 193.62
3ZS1320-5CE10-0YB5 | SIRIUS Soft Starter ES V14 Standard Floating license for 1 user Only license without software, | 813.74
3ZS1320-6CC00-0YL5 | SIRIUS Soft Starter ES V15 Premium Software Update for Soft Starter ES 2007 Floating License fo | 535.08
3ZS1320-6CC11-0YE5 | SIRIUS Soft Starter ES V15 Premium upgrade for Soft Starter ES 2007 Floating license for one us | 379.4
3ZS1320-6CE10-0YB5 | SIRIUS Soft Starter ES V14 Premium Floating license for 1 user Only license without software, w | 2237.15
3ZS1322-5CC13-0YA5 | SIRIUS SIMOCODE ES V15 Standard, Floating License for one user, engineering SW, SW+docu on DVD L | 1793.6
3ZS1632-1XX03-0YE0 | Upgrade for the PCS 7 block library SIMOCODE pro V8 to version SIMOCODE pro V9 AS blocks and fac | 318.49
4NC5113-2CB21 | current transformer 60/5 A, 1.2 VA CL 1.0 | 51.96
4NC5115-2CC21 | current transformer 75/5 A, 2.5 VA CL 1.0 | 51.96
4NC5121-0CC21 | current transformer 150/1 A, 2.5 VA CL 1.0 | 57.34
4NC5121-2CC21 | current transformer 150/5 A, 2.5 VA CL 1.0 | 51.96
4NC5121-2FA21 | current transformer 150/5 A 1.0 VA CL 0.2s | 60.81
4NC5122-2FC21 | current transformer 200/5 A 2.5 VA CL 0.2s | 60.81
4NC5123-0DE21 | current transformer 250/1 A 5 VA CL 0.5 | 60.81
4NC5222-0CE21 | current transformer 200/1 A, 5 VA CL 1.0 | 57.34
4NC5222-2CE21 | current transformer 200/5 A, 5 VA CL 1.0 | 51.96
4NC5223-2DE21 | current transformer 250/5 A 5 VA CL 0.5 | 60.05
4NC5224-0DE21 | current transformer 300/1 A 5 VA CL 0.5 | 61.75
4NC5224-2DE21 | current transformer 300/5 A 5 VA K L 0.5 | 60.05
4NC5227-2FE21 | current transformer 600/5 A 5 VA CL 0.2s | 60.81
4NC5231-2FE21 | current transformer 800/5 A 5 VA CL 0.2s | 60.81
4NC5326-0DE21 | current transformer 500/1 A 5 VA CL 0.5 | 76.17
4NC5326-2DE21 | current transformer 500/5 A 5 VA CL 0.5 | 60.81
4NC5330-0CE21 | current transformer 750/1A, 5 VA CL 1.0 | 66.17
4NC5330-2CE21 | current transformer 750/5 A, 5 VA CL 1.0 | 60.78
4NC5331-2DE21 | current transformer 800/5 A 5 VA CL 05 | 60.81
4NC5432-0DH21 | current transformer 1000/1A 10 VA CL 0.5 | 108.63
4NC5432-2DH21 | current transformer 1000/5 A 10 VA CL 0.5 | 89.93
4NC5435-0CH21 | current transformer 1500/1 A, 10 VA CL 1.0 | 111.15
4NC5435-2CH21 | current transformer 1500/5 A, 10 VA CL 1.0 | 94.89
4NC5440-2DM21 | current transformer 2500/5 A 25 VA CL 0.5 | 123.66
4NC5441-2DN21 | current transformer 3000/5 A 30 VA CL 0.5 | 123.66
5SD7424-2 | Surge arrester T2, UN 240/400 V, UC 350/264 V AC, pluggable protective module, 3+1 circuit (TN-S | 264.14
5SD7428-2 | PLUG PART T2, N-PE, UC 264 V AC, In 40 kA, ONLY FOR 5SD7424-2 (3) | 75.65
5SG5702 | NEOZED, fuse base, D02, 3-pole, 63 A, Un AC: 400 V, Un DC: 250 V | 18.31
5SG6208 | NEOZED, fuse base, D02, 3-pole, 63 A, Un AC: 400 V, Un DC: 250 V, for Busbar system 8US 60 mm | 16.29
5ST3056 | Remote operating mechanism power 230 V AC, 2 MW For CB, residual current operated circuit breake | 401.33
5ST3058 | Remote operating mechanism ARD 230 V AC, 2 MW For CB, residual current operated circuit breaker | 447.53
5ST3772 | BB 2-phase 16 mm2,for FI5SV(1+N) and 5x(AFDD 5SM601+CB SY60), fixed length 216 mm | 8.93
5ST3791-2 | Series connector, 16 mm2, 200 mm, 1P For NF distributor black | 4.67
5ST3820-5 | Adapter for RCBO 5SU1 up to 2 MW Accessory for remote operating mechanism | 5.02
5ST3820-7 | Adapter for LS 5SL 5SN 3, 4 MW 5SY..cc 3 up to 4 MW Accessory for remote operating mechanism | 5.02
5SU1354-6LB25 | RCBO, 10 kA, 1P+N, type A, | 164.9
5SU1354-6LB40 | RCBO, 10 kA, 1P+N, type A, | 177.95
5SU1354-7LB25 | RCBO, 10 kA, 1P+N, type A, | 166.04
5SU1354-7LB40 | RCBO, 10 kA, 1P+N, type A, | 171.81
5SV3344-4 | Residual current operated circuit breaker, 4-pole, Type B, short-time delayed, In: 40 A, 30 mA, | 987.7
5SV3346-4 | Residual current operated circuit breaker, 4-pole, Type B, short-time delayed, In: 63 A, 30 mA, | 1466.65
5SV3626-4 | Residual current operated circuit breaker, 2-pole, Type B, short-time delayed, In: 63 A, 300 mA, | 1024.64
5SV3642-4KK14 | Residual current operated circuit breaker, 4-pole, Type B+, short-time delayed, In: 25 A, 300 mA | 980.44
5SV3646-5 | Residual current operated circuit breaker, 4-pole, Type B, selective, In: 63 A, 300 mA, Un AC: 4 | 1597.24
5SV3647-4 | Residual current operated circuit breaker, 4-pole, Type B, short-time delayed, In: 80 A, 300 mA, | 1727.8
5SV3746-5 | Residual current operated circuit breaker, 4-pole, Type B, selective, In: 63 A, 500 mA, Un AC: 4 | 1597.24
5SV3747-5 | Residual current operated circuit breaker, 4-pole, Type B, selective, In: 80 A, 500 mA, Un AC: 4 | 2210.02
5SV8703-2KK | Summation current transformer type B, 120 mm,100 mA 1A | 1295.89
5SV8900-2KK | Standard mounting rail support for 5SV8701-2KK, 5SV8701-2KP | 19.51
6DR5010-0NG00-0AA0 | SIPART PS2 smart electropneumatic positioner for pneumatic linear and part-turn actuators; 2-wire; 4 | 1233.66
7ML1115-0EA30 | Echomax XPS-10 Transducer High-frequency ultrasonic transducer | 707.73
7ML1105-1AB11-0B | Echomax XRS-5 Transducer | 903.72
1FK2104-6AF01-0MB0 | SIMOTICS S-1FK2 HD Servo motor M0=3.2 Nm; PN = 1.0 kW at nN=3000 rpm; Converter at max. 480 V sup | 1337.88
1FK2104-6AF01-1MA0 | SIMOTICS S-1FK2 HD Servo motor M0=3.2 Nm; PN = 1 kW at nN=3000 rpm; Converter at max. 480 V suppl | 1337.88
1FK2102-0AG00-1SA0 | SIMOTICS S-1FK2 HD Servo motor M0=0.16 Nm; PN = 0.05 kW at nN=3000 rpm; Converter at max. 240 V s | 657.54
1FK7084-3BC71-1BG2 | SIMOTICS S synchronous motor 1FK7-HI PN=3.1kW; UDC=600V M0=20Nm (100K); NN=2000rpm; naturally coo | 2954.23
1FK7084-3BC71-1BH2 | SIMOTICS S synchronous motor 1FK7-HI PN=3.1kW; UDC=600V M0=20Nm (100K); NN=2000rpm; naturally coo | 3362.49
1FK7081-2AC21-1QB1-ZN24 | SIMOTICS S Synchronous motor 1FK7-CT PN=2.1 kW; UDC=600 V M0=12 Nm (100K); NN=2000 rpm; naturally | 3397.91
1FK7081-3BF71-1CB0 | SIMOTICS S synchronous motor 1FK7-HI PN=2.7kW; UDC=600V M0=12Nm (100K); NN=3000rpm; naturally coo | 3319.4
1FK7103-2AF71-1RB2 | SIMOTICS S Synchronous motor 1FK7-CT PN=4.4kW; UDC=600V M0=36Nm (100K); NN=3000rpm; Naturally coo | 4027.81
1FK7103-2AF71-1RH0 | SIMOTICS S Synchronous motor 1FK7-CT PN=4.4kW; UDC=600V M0=36Nm (100K); NN=3000rpm; Naturally coo | 3849.36
1FK7103-3BC71-1CH1 | SIMOTICS S synchronous motor 1FK7-HI PN=5.2kW; UDC=600V M0=36Nm (100K); NN=2000rpm; naturally coo | 4399.73
1FK7105-2AC71-1CG1 | SIMOTICS S Synchronous motor 1FK7-CT PN=7.7kW; UDC=600V M0=48Nm (100K); NN=2000rpm; Naturally coo | 5062.03
1FK7105-2AC71-1CH0 | SIMOTICS S Synchronous motor 1FK7-CT PN=7.7kW; UDC=600V M0=48Nm (100K); NN=2000rpm; Naturally coo | 5377.5
1FK7105-2AC71-1CH2 | SIMOTICS S Synchronous motor 1FK7-CT PN=7.7kW; UDC=600V M0=48Nm (100K); NN=2000rpm; Naturally coo | 5470.25
1FK7083-2AF71-1CH1-ZL05 | SIMOTICS S Synchronous motor 1FK7-CT PN=3.3kW; UDC=600V M0=16Nm (100K); NN=3000rpm; Naturally coo | 3898.53
1FK7083-2AF71-1QB1 | SIMOTICS S synchronous motor 1FK7-CT PN=3.3kW; UDC=600V M0=16Nm (100K); NN=3000rpm; naturally coo | 2673.16
1FK7083-2AF71-1RA0 | SIMOTICS S synchronous motor 1FK7-CT PN=3.3kW; UDC=600V M0=16Nm (100K); NN=3000rpm; naturally coo | 2543.41
1FK7083-2AF71-1RB2 | SIMOTICS S synchronous motor 1FK7-CT PN=3.3kW; UDC=600V M0=16Nm (100K); NN=3000rpm; naturally coo | 3044.49
1FK7105-3BC71-1CA0 | SIMOTICS S synchronous motor 1FK7-HI PN=7.7kW; UDC=600V M0=48Nm (100K); NN=2000rpm; naturally coo | 5029.29
1FK7081-3BF71-1QH0 | SIMOTICS S synchronous motor 1FK7-HI PN=2.7kW; UDC=600V M0=12Nm (100K); NN=3000rpm; naturally coo | 2387.93
1FK7081-3BF71-1QH2 | SIMOTICS S synchronous motor 1FK7-HI PN=2.7kW; UDC=600V M0=12Nm (100K); NN=3000rpm; naturally coo | 2480.72
1FK7081-3BF71-1RA0 | SIMOTICS S synchronous motor 1FK7-HI PN=2.7kW; UDC=600V M0=12Nm (100K); NN=3000rpm; naturally coo | 2436.54
1FK7081-3BF71-1RA1 | SIMOTICS S synchronous motor 1FK7-HI PN=2.7kW; UDC=600V M0=12Nm (100K); NN=3000rpm; naturally coo | 2529.37
1FK7081-3BF71-1RA2 | SIMOTICS S synchronous motor 1FK7-HI PN=2.7kW; UDC=600V M0=12Nm (100K); NN=3000rpm; naturally coo | 2529.37
1FK7083-2AC71-1BH0 | SIMOTICS S synchronous motor 1FK7-CT PN=2.6kW; UDC=600V M0=16Nm (100K); NN=2000rpm; naturally coo | 2974.1
1FK7103-3BC71-1QA0 | SIMOTICS S synchronous motor 1FK7-HI PN=5.2kW; UDC=600V M0=36Nm (100K); NN=2000rpm; naturally coo | 3138.37
1FK7105-2AC71-1RA2 | SIMOTICS S Synchronous motor 1FK7-CT PN=7.7kW; UDC=600V M0=48Nm (100K); NN=2000rpm; Naturally coo | 4673.05
1FK7105-2AC71-1RH1 | SIMOTICS S Synchronous motor 1FK7-CT PN=7.7kW; UDC=600V M0=48Nm (100K); NN=2000rpm; Naturally coo | 4995.71
1FK7105-2AC71-1UA9-ZN01R2A | SIMOTICS S Synchronous motor 1FK7-CT PN=7.7 kW; UDC=600 V M0=48 Nm (100K); NN=2000 rpm; naturally | 4588.52
1FK7105-2AF71-1BB0 | SIMOTICS S Synchronous motor 1FK7-CT PN=8.2kW; UDC=600V M0=48Nm (100K); NN=3000rpm; Naturally coo | 5096.57
1FK7083-2AC71-1RH1 | SIMOTICS S synchronous motor 1FK7-CT PN=2.6kW; UDC=600V M0=16Nm (100K); NN=2000rpm; naturally coo | 2958.85
1FK7083-2AC71-1RH2 | SIMOTICS S synchronous motor 1FK7-CT PN=2.6kW; UDC=600V M0=16Nm (100K); NN=2000rpm; naturally coo | 2958.85
1FK7083-2AF71-1BA0 | SIMOTICS S synchronous motor 1FK7-CT PN=3.3kW; UDC=600V M0=16Nm (100K); NN=3000rpm; naturally coo | 2651.46
1FK7105-2AC71-1QG1 | SIMOTICS S Synchronous motor 1FK7-CT PN=7.7kW; UDC=600V M0=48Nm (100K); NN=2000rpm; Naturally coo | 4216.17
1FK7105-2AC71-1RA0 | SIMOTICS S Synchronous motor 1FK7-CT PN=7.7kW; UDC=600V M0=48Nm (100K); NN=2000rpm; Naturally coo | 4580.22
1FK7105-2AF71-1BH2 | SIMOTICS S Synchronous motor 1FK7-CT PN=8.2kW; UDC=600V M0=48Nm (100K); NN=3000rpm; Naturally coo | 5103.76
1FK7105-2AF71-1CB0 | SIMOTICS S Synchronous motor 1FK7-CT PN=8.2kW; UDC=600V M0=48Nm (100K); NN=3000rpm; Naturally coo | 5463.1
1FK7084-2AF71-1BA2 | SIMOTICS S synchronous motor 1FK7-CT PN=3.1kW; UDC=600V M0=20Nm (100K); NN=3000rpm; naturally coo | 3039.85
1FK7105-2AF71-1CG0 | SIMOTICS S Synchronous motor 1FK7-CT PN=8.2kW; UDC=600V M0=48Nm (100K); NN=3000rpm; Naturally coo | 4969.2
1FK7105-3BC71-1BG1 | SIMOTICS S synchronous motor 1FK7-HI PN=7.7kW; UDC=600V M0=48Nm (100K); NN=2000rpm; naturally coo | 4670.02
1FK7105-3BC71-1CB0 | SIMOTICS S synchronous motor 1FK7-HI PN=7.7kW; UDC=600V M0=48Nm (100K); NN=2000rpm; naturally coo | 5437.54
1FK7103-2AF71-1CH1-ZL05 | SIMOTICS S Synchronous motor 1FK7-CT PN=4.4kW; UDC=600V M0=36Nm (100K); NN=3000rpm; Naturally coo | 4997.19
1FK7081-3BF71-1QB2 | SIMOTICS S synchronous motor 1FK7-HI PN=2.7kW; UDC=600V M0=12Nm (100K); NN=3000rpm; naturally coo | 2566.32
1FK7083-2AC71-1BB1 | SIMOTICS S synchronous motor 1FK7-CT PN=2.6kW; UDC=600V M0=16Nm (100K); NN=2000rpm; naturally coo | 3152.52
1FK7083-2AC71-1BG2 | SIMOTICS S synchronous motor 1FK7-CT PN=2.6kW; UDC=600V M0=16Nm (100K); NN=2000rpm; naturally coo | 2658.67
1FK7103-2AF71-1QH2 | SIMOTICS S Synchronous motor 1FK7-CT PN=4.4kW; UDC=600V M0=36Nm (100K); NN=3000rpm; Naturally coo | 3570.86
1FK7083-2AC71-1CA1 | SIMOTICS S synchronous motor 1FK7-CT PN=2.6kW; UDC=600V M0=16Nm (100K); NN=2000rpm; naturally coo | 3110.77
1FK7083-2AC71-1CG2 | SIMOTICS S synchronous motor 1FK7-CT PN=2.6kW; UDC=600V M0=16Nm (100K); NN=2000rpm; naturally coo | 3025.2
1FK7103-3BC71-1CG0 | SIMOTICS S synchronous motor 1FK7-HI PN=5.2kW; UDC=600V M0=36Nm (100K); NN=2000rpm; naturally coo | 3898.66
1FK7103-3BC71-1RB1 | SIMOTICS S synchronous motor 1FK7-HI PN=5.2kW; UDC=600V M0=36Nm (100K); NN=2000rpm; naturally coo | 4010.78
1FK7103-5AF81-1YY3-ZN16P91S17 | SIMOTICS S Synchronous servo motor 1FK7 Compact, 36 Nm 100K, 3000rpm, 6.90 kW naturally cooled IM | 6080.51
1FK7105-2AC71-1CA2 | SIMOTICS S Synchronous motor 1FK7-CT PN=7.7kW; UDC=600V M0=48Nm (100K); NN=2000rpm; Naturally coo | 5147.62
1FK7105-2AC71-1QA2 | SIMOTICS S Synchronous motor 1FK7-CT PN=7.7kW; UDC=600V M0=48Nm (100K); NN=2000rpm; Naturally coo | 4301.72
1FK7105-2AF71-1BG0 | SIMOTICS S Synchronous motor 1FK7-CT PN=8.2kW; UDC=600V M0=48Nm (100K); NN=3000rpm; Naturally coo | 4602.7
1FK7105-2AF71-1BG2 | SIMOTICS S Synchronous motor 1FK7-CT PN=8.2kW; UDC=600V M0=48Nm (100K); NN=3000rpm; Naturally coo | 4695.52
1FK7105-2AF71-1QH2 | SIMOTICS S Synchronous motor 1FK7-CT PN=8.2kW; UDC=600V M0=48Nm (100K); NN=3000rpm; Naturally coo | 4624.38
1FK7083-2AC71-1RG2 | SIMOTICS S synchronous motor 1FK7-CT PN=2.6kW; UDC=600V M0=16Nm (100K); NN=2000rpm; naturally coo | 2550.6
1FK7083-2AF71-1CA2 | SIMOTICS S synchronous motor 1FK7-CT PN=3.3kW; UDC=600V M0=16Nm (100K); NN=3000rpm; naturally coo | 3110.77
1FK7083-2AF71-1CH1 | SIMOTICS S synchronous motor 1FK7-CT PN=3.3kW; UDC=600V M0=16Nm (100K); NN=3000rpm; naturally coo | 3433.43
1FK7083-5AF81-1SY3-ZP91S28 | SIMOTICS S Synchronous servo motor 1FK7 Compact 16 Nm 100K 3000rpm, 3.10 kW naturally cooled IM B | 4862.02
1FK7103-2AF71-1RA0 | SIMOTICS S Synchronous motor 1FK7-CT PN=4.4kW; UDC=600V M0=36Nm (100K); NN=3000rpm; Naturally coo | 3526.7
1FK7103-2AF71-1RG0 | SIMOTICS S Synchronous motor 1FK7-CT PN=4.4kW; UDC=600V M0=36Nm (100K); NN=3000rpm; Naturally coo | 3441.11
1FK7103-2AF71-1BG1 | SIMOTICS S Synchronous motor 1FK7-CT PN=4.4kW; UDC=600V M0=36Nm (100K); NN=3000rpm; Naturally coo | 3641.98
1FK7103-2AF71-1BH2 | SIMOTICS S Synchronous motor 1FK7-CT PN=4.4kW; UDC=600V M0=36Nm (100K); NN=3000rpm; Naturally coo | 4050.23
1FK7083-2AC71-1CA0 | SIMOTICS S synchronous motor 1FK7-CT PN=2.6kW; UDC=600V M0=16Nm (100K); NN=2000rpm; naturally coo | 3017.94
1FK7083-2AC71-1CB1 | SIMOTICS S synchronous motor 1FK7-CT PN=2.6kW; UDC=600V M0=16Nm (100K); NN=2000rpm; naturally coo | 3519.05
1FK7083-2AC71-1RA1 | SIMOTICS S synchronous motor 1FK7-CT PN=2.6kW; UDC=600V M0=16Nm (100K); NN=2000rpm; naturally coo | 2636.17
1FK7083-2AF71-1BB0 | SIMOTICS S synchronous motor 1FK7-CT PN=3.3kW; UDC=600V M0=16Nm (100K); NN=3000rpm; naturally coo | 3059.74
1FK7103-3BC71-1RH0 | SIMOTICS S synchronous motor 1FK7-HI PN=5.2kW; UDC=600V M0=36Nm (100K); NN=2000rpm; naturally coo | 3832.36
1FK7103-5AF81-1YY3-ZP91S17 | SIMOTICS S Synchronous servo motor 1FK7 Compact, 36 Nm 100K, 3000rpm, 6.90 kW naturally cooled IM | 5668.81
1FK7103-5AY71-1SY3-ZP91S81 | SIMOTICS S Synchronous servo motor 1FK7 Compact, 32.7 Nm 100K, 3000rpm, 6.60 kW naturally cooled | 5136.61
1FK7105-2AC71-1BG0 | SIMOTICS S Synchronous motor 1FK7-CT PN=7.7kW; UDC=600V M0=48Nm (100K); NN=2000rpm; Naturally coo | 4602.7
1FK7105-2AC71-1RB1 | SIMOTICS S Synchronous motor 1FK7-CT PN=7.7kW; UDC=600V M0=48Nm (100K); NN=2000rpm; Naturally coo | 5081.33
1FK7105-2AC71-1RG2 | SIMOTICS S Synchronous motor 1FK7-CT PN=7.7kW; UDC=600V M0=48Nm (100K); NN=2000rpm; Naturally coo | 4587.46
1FK7105-2AF71-1BA1 | SIMOTICS S Synchronous motor 1FK7-CT PN=8.2kW; UDC=600V M0=48Nm (100K); NN=3000rpm; Naturally coo | 4781.1
1FK7105-2AF71-1BH0 | SIMOTICS S Synchronous motor 1FK7-CT PN=8.2kW; UDC=600V M0=48Nm (100K); NN=3000rpm; Naturally coo | 5010.95
1FK7105-2AF71-1QA1 | SIMOTICS S Synchronous motor 1FK7-CT PN=8.2kW; UDC=600V M0=48Nm (100K); NN=3000rpm; Naturally coo | 4301.72
1FK7105-2AF71-1QB0 | SIMOTICS S Synchronous motor 1FK7-CT PN=8.2kW; UDC=600V M0=48Nm (100K); NN=3000rpm; Naturally coo | 4617.22
1FK7105-2AF71-1QB2 | SIMOTICS S Synchronous motor 1FK7-CT PN=8.2kW; UDC=600V M0=48Nm (100K); NN=3000rpm; Naturally coo | 4710.02
1FK7105-2AF71-1RA0 | SIMOTICS S Synchronous motor 1FK7-CT PN=8.2kW; UDC=600V M0=48Nm (100K); NN=3000rpm; Naturally coo | 4580.22
1FK7105-2AF71-1RA1 | SIMOTICS S Synchronous motor 1FK7-CT PN=8.2kW; UDC=600V M0=48Nm (100K); NN=3000rpm; Naturally coo | 4673.05
1FK7105-3BC71-1QG0 | SIMOTICS S synchronous motor 1FK7-HI PN=7.7kW; UDC=600V M0=48Nm (100K); NN=2000rpm; naturally coo | 4097.83
1FK7105-3BC71-1QG1 | SIMOTICS S synchronous motor 1FK7-HI PN=7.7kW; UDC=600V M0=48Nm (100K); NN=2000rpm; naturally coo | 4190.63
1FK7105-3BC71-1QH1 | SIMOTICS S synchronous motor 1FK7-HI PN=7.7kW; UDC=600V M0=48Nm (100K); NN=2000rpm; naturally coo | 4598.92
1FK7103-2AF71-1CH2 | SIMOTICS S Synchronous motor 1FK7-CT PN=4.4kW; UDC=600V M0=36Nm (100K); NN=3000rpm; Naturally coo | 4416.76
1FK7103-2AF71-1QH0 | SIMOTICS S Synchronous motor 1FK7-CT PN=4.4kW; UDC=600V M0=36Nm (100K); NN=3000rpm; Naturally coo | 3478.05
1FK7083-2AC71-1CH0 | SIMOTICS S synchronous motor 1FK7-CT PN=2.6kW; UDC=600V M0=16Nm (100K); NN=2000rpm; naturally coo | 3340.62
1FK7083-2AC71-1CH2 | SIMOTICS S synchronous motor 1FK7-CT PN=2.6kW; UDC=600V M0=16Nm (100K); NN=2000rpm; naturally coo | 3433.43
1FK7083-2AC71-1QB1 | SIMOTICS S synchronous motor 1FK7-CT PN=2.6kW; UDC=600V M0=16Nm (100K); NN=2000rpm; naturally coo | 2673.16
1FK7083-2AC71-1QB2 | SIMOTICS S synchronous motor 1FK7-CT PN=2.6kW; UDC=600V M0=16Nm (100K); NN=2000rpm; naturally coo | 2673.16
1FK7103-5AY71-1SY3-ZN16P91S81 | SIMOTICS S Synchronous servo motor 1FK7 Compact, 32.7 Nm 100K, 3000rpm, 6.60 kW naturally cooled | 5608.57
1FK7083-2AF71-1BB2 | SIMOTICS S synchronous motor 1FK7-CT PN=3.3kW; UDC=600V M0=16Nm (100K); NN=3000rpm; naturally coo | 3152.52
1FK7083-5AF81-1YY3-ZP91S16 | SIMOTICS S Synchronous servo motor 1FK7 Compact 16 Nm 100K 3000rpm, 3.10 kW naturally cooled IM B | 3315.67
1FK7084-2AF71-1BA0 | SIMOTICS S synchronous motor 1FK7-CT PN=3.1kW; UDC=600V M0=20Nm (100K); NN=3000rpm; naturally coo | 2947.03
1FK7084-2AF71-1BA1 | SIMOTICS S synchronous motor 1FK7-CT PN=3.1kW; UDC=600V M0=20Nm (100K); NN=3000rpm; naturally coo | 3039.85
1FK7083-2AC71-1QH1 | SIMOTICS S synchronous motor 1FK7-CT PN=2.6kW; UDC=600V M0=16Nm (100K); NN=2000rpm; naturally coo | 2587.57
1FK7083-2AC71-1QH2 | SIMOTICS S synchronous motor 1FK7-CT PN=2.6kW; UDC=600V M0=16Nm (100K); NN=2000rpm; naturally coo | 2587.57
1FK7083-2AC71-1RA2 | SIMOTICS S synchronous motor 1FK7-CT PN=2.6kW; UDC=600V M0=16Nm (100K); NN=2000rpm; naturally coo | 2636.17
1FK7103-5AF81-1SH3-ZS11 | SIMOTICS S Synchronous servo motor 1FK7 Compact 36 Nm, 100K, 3000 rpm, 6.90 kW Naturally cooled I | 7436.09
1FK7103-5AF81-1SY3-ZS28 | SIMOTICS S Synchronous servo motor 1FK7 Compact 36 Nm, 100K, 3000 rpm, 6.90 kW Naturally cooled I | 8299.64
1FK7103-5AF81-1YY3-ZN16S17 | SIMOTICS S Synchronous servo motor 1FK7 Compact 36 Nm, 100K, 3000 rpm, 6.90 kW Naturally cooled I | 6080.51
1FK7103-5AY71-1SY3-ZN16S81 | SIMOTICS S Synchronous servo motor 1FK7 Compact 32.7 Nm, 100K, 3000 rpm, 6.60 kW Naturally cooled | 5608.57
1FK7103-5AY71-1SY3-ZS81 | SIMOTICS S Synchronous servo motor 1FK7 Compact 32.7 Nm, 100K, 3000 rpm, 6.60 kW Naturally cooled | 5136.61
1FK7105-2AC71-1RB2 | SIMOTICS S Synchronous motor 1FK7-CT PN=7.7kW; UDC=600V M0=48Nm (100K); NN=2000rpm; Naturally coo | 5081.33
1FK7105-2AC71-1RH0 | SIMOTICS S Synchronous motor 1FK7-CT PN=7.7kW; UDC=600V M0=48Nm (100K); NN=2000rpm; Naturally coo | 4902.93
1FK7105-2AF71-1BH1 | SIMOTICS S Synchronous motor 1FK7-CT PN=8.2kW; UDC=600V M0=48Nm (100K); NN=3000rpm; Naturally coo | 5103.76
1FK7083-2AH71-1CH1-ZL05 | SIMOTICS S Synchronous motor 1FK7-CT PN=1.4kW; UDC=600V M0=16Nm (100K); NN=4500rpm; Naturally coo | 3898.53
1FK7083-5AF81-1SH3-ZN16S11 | SIMOTICS S Synchronous servo motor 1FK7 compact 16 Nm, 100 K, 3000 rpm, 3.10 kW Naturally cooled | 5153.23
1FK7083-5AF81-1SY3-ZS28 | SIMOTICS S Synchronous servo motor 1FK7 compact 16 Nm, 100 K, 3000 rpm, 3.10 kW Naturally cooled | 4862.02
1FK7101-2AC71-1BA0 | SIMOTICS S Synchronous motor 1FK7-CT PN=4.3kW; UDC=600V M0=27Nm (100K); NN=2000rpm; Naturally coo | 3215.5
1FK7101-2AC71-1BB2 | SIMOTICS S Synchronous motor 1FK7-CT PN=4.3kW; UDC=600V M0=27Nm (100K); NN=2000rpm; Naturally coo | 3716.61
1FK7101-2AC71-1CA0 | SIMOTICS S Synchronous motor 1FK7-CT PN=4.3kW; UDC=600V M0=27Nm (100K); NN=2000rpm; Naturally coo | 3582.01
1FK7101-2AC71-1CA1 | SIMOTICS S Synchronous motor 1FK7-CT PN=4.3kW; UDC=600V M0=27Nm (100K); NN=2000rpm; Naturally coo | 3674.81
1FK7101-2AC71-1QG2 | SIMOTICS S Synchronous motor 1FK7-CT PN=4.3kW; UDC=600V M0=27Nm (100K); NN=2000rpm; Naturally coo | 2743.38
1FK7101-2AC71-1QH2 | SIMOTICS S Synchronous motor 1FK7-CT PN=4.3kW; UDC=600V M0=27Nm (100K); NN=2000rpm; Naturally coo | 3151.61
1FK7101-2AC71-1RB0 | SIMOTICS S Synchronous motor 1FK7-CT PN=4.3kW; UDC=600V M0=27Nm (100K); NN=2000rpm; Naturally coo | 3515.73
1FK7101-2AF71-1CG0 | SIMOTICS S synchronous motor 1FK7-CT PN=4.9kW; UDC=600V M0=27Nm (100K); NN=3000rpm; naturally coo | 3496.43
1FK7101-2AF71-1CG1 | SIMOTICS S synchronous motor 1FK7-CT PN=4.9kW; UDC=600V M0=27Nm (100K); NN=3000rpm; naturally coo | 3589.28
1FK7101-2AF71-1QA0 | SIMOTICS S synchronous motor 1FK7-CT PN=4.9kW; UDC=600V M0=27Nm (100K); NN=3000rpm; naturally coo | 2736.17
1FK7101-2AF71-1QA1 | SIMOTICS S synchronous motor 1FK7-CT PN=4.9kW; UDC=600V M0=27Nm (100K); NN=3000rpm; naturally coo | 2828.95
1FK7105-2AC71-1BA1 | SIMOTICS S Synchronous motor 1FK7-CT PN=7.7kW; UDC=600V M0=48Nm (100K); NN=2000rpm; Naturally coo | 4781.1
1FK7105-2AC71-1BB2 | SIMOTICS S Synchronous motor 1FK7-CT PN=7.7kW; UDC=600V M0=48Nm (100K); NN=2000rpm; Naturally coo | 5189.37
1FK7105-2AC71-1BG2 | SIMOTICS S Synchronous motor 1FK7-CT PN=7.7kW; UDC=600V M0=48Nm (100K); NN=2000rpm; Naturally coo | 4695.52
1FK7105-2AF71-1CA1 | SIMOTICS S Synchronous motor 1FK7-CT PN=8.2kW; UDC=600V M0=48Nm (100K); NN=3000rpm; Naturally coo | 5147.62
1FK7105-2AF71-1CH0 | SIMOTICS S Synchronous motor 1FK7-CT PN=8.2kW; UDC=600V M0=48Nm (100K); NN=3000rpm; Naturally coo | 5377.5
1FK7105-2AF71-1CH1 | SIMOTICS S Synchronous motor 1FK7-CT PN=8.2kW; UDC=600V M0=48Nm (100K); NN=3000rpm; Naturally coo | 5470.25
1FK7105-2AF71-1QH0 | SIMOTICS S Synchronous motor 1FK7-CT PN=8.2kW; UDC=600V M0=48Nm (100K); NN=3000rpm; Naturally coo | 4531.6
1FK7083-2AF71-1QB2 | SIMOTICS S synchronous motor 1FK7-CT PN=3.3kW; UDC=600V M0=16Nm (100K); NN=3000rpm; naturally coo | 2673.16
1FK7083-2AF71-1RB0 | SIMOTICS S synchronous motor 1FK7-CT PN=3.3kW; UDC=600V M0=16Nm (100K); NN=3000rpm; naturally coo | 2951.64
1FK7103-3BC71-1QG0 | SIMOTICS S synchronous motor 1FK7-HI PN=5.2kW; UDC=600V M0=36Nm (100K); NN=2000rpm; naturally coo | 3052.8
1FK7105-2AC71-1BG1 | SIMOTICS S Synchronous motor 1FK7-CT PN=7.7kW; UDC=600V M0=48Nm (100K); NN=2000rpm; Naturally coo | 4695.52
1FK7105-2AC71-1CA0 | SIMOTICS S Synchronous motor 1FK7-CT PN=7.7kW; UDC=600V M0=48Nm (100K); NN=2000rpm; Naturally coo | 5054.8
1FK7105-2AC71-1CB1 | SIMOTICS S Synchronous motor 1FK7-CT PN=7.7kW; UDC=600V M0=48Nm (100K); NN=2000rpm; Naturally coo | 5555.88
1FK7105-2AC71-1CG2 | SIMOTICS S Synchronous motor 1FK7-CT PN=7.7kW; UDC=600V M0=48Nm (100K); NN=2000rpm; Naturally coo | 5062.03
1FK7083-2AF71-1BG2 | SIMOTICS S synchronous motor 1FK7-CT PN=3.3kW; UDC=600V M0=16Nm (100K); NN=3000rpm; naturally coo | 2658.67
1FK7083-2AF71-1BH2 | SIMOTICS S synchronous motor 1FK7-CT PN=3.3kW; UDC=600V M0=16Nm (100K); NN=3000rpm; naturally coo | 3066.93
1FK7083-2AF71-1CB2 | SIMOTICS S synchronous motor 1FK7-CT PN=3.3kW; UDC=600V M0=16Nm (100K); NN=3000rpm; naturally coo | 3519.05
1FK7083-2AF71-1CG0 | SIMOTICS S synchronous motor 1FK7-CT PN=3.3kW; UDC=600V M0=16Nm (100K); NN=3000rpm; naturally coo | 2932.35
1FK7083-2AF71-1QA0 | SIMOTICS S synchronous motor 1FK7-CT PN=3.3kW; UDC=600V M0=16Nm (100K); NN=3000rpm; naturally coo | 2172.08
1FK7105-3BC71-1CG0 | SIMOTICS S synchronous motor 1FK7-HI PN=7.7kW; UDC=600V M0=48Nm (100K); NN=2000rpm; naturally coo | 4943.71
1FK7105-3BC71-1CG1 | SIMOTICS S synchronous motor 1FK7-HI PN=7.7kW; UDC=600V M0=48Nm (100K); NN=2000rpm; naturally coo | 5036.52
1FK7105-3BC71-1RG0 | SIMOTICS S synchronous motor 1FK7-HI PN=7.7kW; UDC=600V M0=48Nm (100K); NN=2000rpm; naturally coo | 4469.17
1FK7105-3BC71-1RG1 | SIMOTICS S synchronous motor 1FK7-HI PN=7.7kW; UDC=600V M0=48Nm (100K); NN=2000rpm; naturally coo | 4561.97
1FK7105-3BC71-1RG2 | SIMOTICS S synchronous motor 1FK7-HI PN=7.7kW; UDC=600V M0=48Nm (100K); NN=2000rpm; naturally coo | 4561.97
1FK7084-3BC71-1QH2 | SIMOTICS S synchronous motor 1FK7-HI PN=3.1kW; UDC=600V M0=20Nm (100K); NN=2000rpm; naturally coo | 2883.18
1FK7084-3BC71-1RA0 | SIMOTICS S synchronous motor 1FK7-HI PN=3.1kW; UDC=600V M0=20Nm (100K); NN=2000rpm; naturally coo | 2838.97
1FK7084-3BC71-1RB1 | SIMOTICS S synchronous motor 1FK7-HI PN=3.1kW; UDC=600V M0=20Nm (100K); NN=2000rpm; naturally coo | 3340.02
1FK7084-3BC71-1RG1 | SIMOTICS S synchronous motor 1FK7-HI PN=3.1kW; UDC=600V M0=20Nm (100K); NN=2000rpm; naturally coo | 2846.16
1FK7101-2AF71-1BH1 | SIMOTICS S synchronous motor 1FK7-CT PN=4.9kW; UDC=600V M0=27Nm (100K); NN=3000rpm; naturally coo | 3630.99
1FK2203-2AG01-0SA0 | SIMOTICS S-1FK2 CT Servo motor M0=0.64 Nm; PN = 0.2 kW at nN=3000 rpm; Converter at max. 240 V su | 807.34
1FK2203-4AG10-0SA0 | SIMOTICS S-1FK2 CT Servo motor M0=1.27 Nm; PN = 0.4 kW at nN=3000 rpm; Converter at max. 240 V su | 1060.46
1FK2204-5AF10-0SA0 | SIMOTICS S-1FK2 CT Servo motor M0=2.4 Nm; PN = 0.75 kW at nN=3000 rpm; Converter at max. 480 V su | 1151.78
1FK2204-5AF11-0MA0 | SIMOTICS S-1FK2 CT Servo motor M0=2.4 Nm; PN = 0.75 kW at nN=3000 rpm; Converter at max. 480 V su | 1503.37
1FK2204-5AK01-0MB0 | SIMOTICS S-1FK2 CT Servo motor M0=2.4 Nm; PN = 0.75 kW at nN=3000rpm; Converter at max. 480 V sup | 1283.07
1FK2204-5AK01-1MB0 | SIMOTICS S-1FK2 CT Servo motor M0=2.4 Nm; PN = 0.75 kW at nN=3000rpm; Converter at max. 480 V sup | 1283.07
1FK2102-0AG00-0MA0 | SIMOTICS S-1FK2 HD Servo motor M0=0.16 Nm; PN = 0.05 kW at nN=3000 rpm; Converter at max. 240 V s | 932.36
1FK2104-6AF00-1MB0 | SIMOTICS S-1FK2 HD Servo motor M0=3.2 Nm; PN = 1.0 kW at nN=3000 rpm; Converter at max. 480 V sup | 1261.13
1FK2104-6AF01-0SA0 | SIMOTICS S-1FK2 HD Servo motor M0=3.2 Nm; PN = 1 kW at nN=3000 rpm; Converter at max. 480 V suppl | 1063.03
1FK7042-2AC71-1BB0 | SIMOTICS S Synchronous motor 1FK7-CT PN=0.59kW; UDC=600V M0=3Nm (100K); NN=2000rpm; Naturally coo | 2205.92
1FK7042-2AC71-1BH2 | SIMOTICS S Synchronous motor 1FK7-CT PN=0.59kW; UDC=600V M0=3Nm (100K); NN=2000rpm; Naturally coo | 2210.94
1FK2203-2AG11-0MA0 | SIMOTICS S-1FK2 CT Servo motor M0=0.64 Nm; PN = 0.2 kW at nN=3000 rpm; Converter at max. 240 V su | 1302.47
1FK2203-4AG00-0SA0 | SIMOTICS S-1FK2 CT Servo motor M0=1.27 Nm; PN = 0.4 kW at nN=3000 rpm; Converter at max. 240 V su | 840.16
1FK2203-4AG10-1MA0 | SIMOTICS S-1FK2 CT Servo motor M0=1.27 Nm; PN = 0.4 kW at nN=3000 rpm; Converter at max. 240 V su | 1335.31
1FK2204-5AF00-1MB0 | SIMOTICS S-1FK2 CT Servo motor M0=2.4 Nm; PN = 0.75 kW at nN=3000 rpm; Converter at max. 480 V su | 1206.33
1FK2204-5AF01-1SB0 | SIMOTICS S-1FK2 CT Servo motor M0=2.4 Nm; PN = 0.75 kW at nN=3000 rpm; Converter at max. 480 V su | 1008.24
1FK2104-6AF01-1MB0 | SIMOTICS S-1FK2 HD Servo motor M0=3.2 Nm; PN = 1.0 kW at nN=3000 rpm; Converter at max. 480 V sup | 1337.88
1FK2104-6AF10-0SA0 | SIMOTICS S-1FK2 HD Servo motor M0=3.2 Nm; PN = 1 kW at nN=3000 rpm; Converter at max. 480 V suppl | 1206.59
1FK2104-6AF11-0SB0 | SIMOTICS S-1FK2 HD Servo motor M0=3.2 Nm; PN = 1.0 kW at nN=3000 rpm; Converter at max. 480 V sup | 1283.33
1FK2104-6AF11-1MB0 | SIMOTICS S-1FK2 HD Servo motor M0=3.2 Nm; PN = 1.0 kW at nN=3000 rpm; Converter at max. 480 V sup | 1558.15
1FK2102-1AG10-1MA0 | SIMOTICS S-1FK2 HD Servo motor M0=0.32 Nm; PN = 0.1 kW at nN=3000 rpm; Converter at max. 240 V su | 1134.21
1FK7032-5AK71-1SH3-ZS11 | SIMOTICS S Synchronous servo motor 1FK7 compact 1.1 Nm, 100 K, 6000 rpm 0.50 kW, naturally cooled | 3549.1
1FK7042-2AC71-1CB2 | SIMOTICS S Synchronous motor 1FK7-CT PN=0.59kW; UDC=600V M0=3Nm (100K); NN=2000rpm; Naturally coo | 2665.26
1FK7042-2AC71-1CG2 | SIMOTICS S Synchronous motor 1FK7-CT PN=0.59kW; UDC=600V M0=3Nm (100K); NN=2000rpm; Naturally coo | 2320.66
1FK2203-4AG01-0SA0 | SIMOTICS S-1FK2 CT Servo motor M0=1.27 Nm; PN = 0.4 kW at nN=3000 rpm; Converter at max. 240 V su | 916.9
1FK2203-4AG11-0MA0 | SIMOTICS S-1FK2 CT Servo motor M0=1.27 Nm; PN = 0.4 kW at nN=3000 rpm; Converter at max. 240 V su | 1412.05
1FK2204-5AF10-1MA0 | SIMOTICS S-1FK2 CT Servo motor M0=2.4 Nm; PN = 0.75 kW at nN=3000 rpm; Converter at max. 480 V su | 1426.63
1FK2204-5AF10-1SB0 | SIMOTICS S-1FK2 CT Servo motor M0=2.4 Nm; PN = 0.75 kW at nN=3000 rpm; Converter at max. 480 V su | 1151.78
1FK2104-5AK11-1SA0 | SIMOTICS S-1FK2 HD Servo motor M0=2.4 Nm; PN = 0.75 kW at nN=3000 rpm; Converter at max. 480 V su | 1228.54
1FK7083-2AC71-1QG2 | SIMOTICS S synchronous motor 1FK7-CT PN=2.6kW; UDC=600V M0=16Nm (100K); NN=2000rpm; naturally coo | 2179.3
1FK7083-2AF71-1BA1 | SIMOTICS S synchronous motor 1FK7-CT PN=3.3kW; UDC=600V M0=16Nm (100K); NN=3000rpm; naturally coo | 2744.22
1FK7103-3BC71-1RH1 | SIMOTICS S synchronous motor 1FK7-HI PN=5.2kW; UDC=600V M0=36Nm (100K); NN=2000rpm; naturally coo | 3925.18
1FK7103-5AY81-1YY3-ZS74 | SIMOTICS S Synchronous servo motor 1FK7 Compact 25 Nm, 100K, 3000 rpm, 4.70 kW Naturally cooled I | 7014.34
1FK7105-2AC71-1BB0 | SIMOTICS S Synchronous motor 1FK7-CT PN=7.7kW; UDC=600V M0=48Nm (100K); NN=2000rpm; Naturally coo | 5096.57
1FK7105-2AC71-1QG2 | SIMOTICS S Synchronous motor 1FK7-CT PN=7.7kW; UDC=600V M0=48Nm (100K); NN=2000rpm; Naturally coo | 4216.17
1FK7105-2AF71-1CA0 | SIMOTICS S Synchronous motor 1FK7-CT PN=8.2kW; UDC=600V M0=48Nm (100K); NN=3000rpm; Naturally coo | 5054.8
1FK7083-2AF71-1QG2 | SIMOTICS S synchronous motor 1FK7-CT PN=3.3kW; UDC=600V M0=16Nm (100K); NN=3000rpm; naturally coo | 2179.3
1FK7083-2AF71-1RA1 | SIMOTICS S synchronous motor 1FK7-CT PN=3.3kW; UDC=600V M0=16Nm (100K); NN=3000rpm; naturally coo | 2636.17
1FK7105-2AF71-1QA2 | SIMOTICS S Synchronous motor 1FK7-CT PN=8.2kW; UDC=600V M0=48Nm (100K); NN=3000rpm; Naturally coo | 4301.72
1FK7105-2AF71-1RH1 | SIMOTICS S Synchronous motor 1FK7-CT PN=8.2kW; UDC=600V M0=48Nm (100K); NN=3000rpm; Naturally coo | 4995.71
1FK7105-5AY81-1YY3-ZP91S18 | SIMOTICS S Synchronous servo motor 1FK7 Compact, 48 Nm 100K, 3000rpm, 8.3 kW naturally cooled IM | 6870.93
1FK7084-3BC71-1QA1 | SIMOTICS S synchronous motor 1FK7-HI PN=3.1kW; UDC=600V M0=20Nm (100K); NN=2000rpm; naturally coo | 2560.45
1FK7105-5AY81-1YY3-ZN16P91S18 | SIMOTICS S Synchronous servo motor 1FK7 Compact, 48 Nm 100K, 3000rpm, 8.3 kW naturally cooled IM | 7593.9
1FK7084-3BC71-1CA0 | SIMOTICS S synchronous motor 1FK7-HI PN=3.1kW; UDC=600V M0=20Nm (100K); NN=2000rpm; naturally coo | 3313.52
1FK7084-3BC71-1CG1 | SIMOTICS S synchronous motor 1FK7-HI PN=3.1kW; UDC=600V M0=20Nm (100K); NN=2000rpm; naturally coo | 3320.73
1FK7084-3BC71-1QG2 | SIMOTICS S synchronous motor 1FK7-HI PN=3.1kW; UDC=600V M0=20Nm (100K); NN=2000rpm; naturally coo | 2474.85
1FK7100-2AF71-1CB0 | SIMOTICS S Synchronous motor 1FK7-CT PN=3.8kW; UDC=600V M0=18Nm (100K); NN=3000rpm; Naturally coo | 3672.04
1FK7100-2AF71-1RB0 | SIMOTICS S Synchronous motor 1FK7-CT PN=3.8kW; UDC=600V M0=18Nm (100K); NN=3000rpm; Naturally coo | 3197.51
1FK7101-2AC71-1RB2 | SIMOTICS S Synchronous motor 1FK7-CT PN=4.3kW; UDC=600V M0=27Nm (100K); NN=2000rpm; Naturally coo | 3608.51
1FK7101-2AC71-1RH2 | SIMOTICS S Synchronous motor 1FK7-CT PN=4.3kW; UDC=600V M0=27Nm (100K); NN=2000rpm; Naturally coo | 3522.92
1FK7101-2AF71-1QG2 | SIMOTICS S synchronous motor 1FK7-CT PN=4.9kW; UDC=600V M0=27Nm (100K); NN=3000rpm; naturally coo | 2743.38
1FK7084-2AF71-1BB0 | SIMOTICS S synchronous motor 1FK7-CT PN=3.1kW; UDC=600V M0=20Nm (100K); NN=3000rpm; naturally coo | 3355.25
1FK7084-2AF71-1BG0 | SIMOTICS S synchronous motor 1FK7-CT PN=3.1kW; UDC=600V M0=20Nm (100K); NN=3000rpm; naturally coo | 2861.43
1FK7105-5AY81-1SY3-ZS58 | SIMOTICS S Synchronous servo motor 1FK7 Compact 48 Nm, 100K, 3000 rpm, 8.3 kW Naturally cooled IM | 9572.06
1FK7084-3BC71-1RH0 | SIMOTICS S synchronous motor 1FK7-HI PN=3.1kW; UDC=600V M0=20Nm (100K); NN=2000rpm; naturally coo | 3161.63
1FK7100-2AF71-1BA2 | SIMOTICS S Synchronous motor 1FK7-CT PN=3.8kW; UDC=600V M0=18Nm (100K); NN=3000rpm; Naturally coo | 2990.14
1FK7100-2AF71-1CG0 | SIMOTICS S Synchronous motor 1FK7-CT PN=3.8kW; UDC=600V M0=18Nm (100K); NN=3000rpm; Naturally coo | 3178.22
1FK7100-2AF71-1CH1 | SIMOTICS S Synchronous motor 1FK7-CT PN=3.8kW; UDC=600V M0=18Nm (100K); NN=3000rpm; Naturally coo | 3679.29
1FK2104-6AF00-0SA0 | SIMOTICS S-1FK2 HD Servo motor M0=3,2NM; PN = 1KW AT NN=3000 RPM; For dirve at max. 480V line; De | 986.31
1FK2203-2AG00-0MA0 | SIMOTICS S-1FK2 CT Servo motor M0=0.64 Nm; PN = 0.2 kW at nN=3000 rpm; Converter at max. 240 V su | 1005.43
1FK2203-2AG01-0MA0 | SIMOTICS S-1FK2 CT Servo motor M0=0.64 Nm; PN = 0.2 kW at nN=3000 rpm; Converter at max. 240 V su | 1082.17
1FK2203-2AG10-0SA0 | SIMOTICS S-1FK2 CT Servo motor M0=0.64 Nm; PN = 0.2 kW at nN=3000 rpm; Converter at max. 240 V su | 950.88
1FK7032-2AK74-9TH0-ZN6AX01 | SIMOTICS S Synchronous motor 1FK7-CT PN=0.5 kW; UDC=600 V M0=1.15 Nm (100K); NN=6000 rpm; natural | 1576.98
1FK7042-2AC71-1BH0 | SIMOTICS S Synchronous motor 1FK7-CT PN=0.59kW; UDC=600V M0=3Nm (100K); NN=2000rpm; Naturally coo | 2118.08
1FK2203-4AG10-0MA0 | SIMOTICS S-1FK2 CT Servo motor M0=1.27 Nm; PN = 0.4 kW at nN=3000 rpm; Converter at max. 240 V su | 1335.31
1FK2203-4AG11-1MA0 | SIMOTICS S-1FK2 CT Servo motor M0=1.27 Nm; PN = 0.4 kW at nN=3000 rpm; Converter at max. 240 V su | 1412.05
1FK2204-5AK00-0SA0 | SIMOTICS S-1FK2 CT Servo motor M0=2.4 Nm; PN = 0.75 kW at nN=3000 rpm; converter at max. 480 V su | 931.48
1FK2204-5AK01-0MA0 | SIMOTICS S-1FK2 CT Servo motor M0=2.4 Nm; PN = 0.75 kW at nN=3000 rpm; Converter at max. 480 V su | 1283.07
1FK2204-5AK11-0MB0 | SIMOTICS S-1FK2 CT Servo motor M0=2.4 Nm; PN = 0.75 kW at nN=3000rpm; Converter at max. 480 V sup | 1503.37
1FK2204-5AK11-1SA0 | SIMOTICS S-1FK2 CT Servo motor M0=2.4 Nm; PN = 0.75 kW at nN=3000 rpm; Converter at max. 480 V su | 1228.54
1FK2206-2AF00-0MB0 | SIMOTICS S-1FK2 CT Servo motor M0=6.5 Nm; PN = 1.7 kW at nN=3000 rpm; Converter at max. 480 V sup | 1495.51
1FK2206-4AF00-0MB0 | SIMOTICS S-1FK2 CT Servo motor M0=12 Nm; PN = 2.9 kW at nN=3000 rpm; Converter at max. 480 V supp | 1863.84
1FK2103-2AG11-0MA0 | SIMOTICS S-1FK2 HD Servo motor M0=0.64 Nm; PN = 0.2 kW at nN=3000 rpm; Converter at max. 240 V su | 1302.47
1FK2103-4AG00-0SA0 | SIMOTICS S-1FK2 HD Servo motor M0=1.27 Nm; PN = 0.4 kW at nN=3000 rpm; Converter at max. 240 V su | 840.16
1FK2104-4AF00-0SA0 | SIMOTICS S-1FK2 HD Servo motor M0=1.27 Nm; PN = 0.4 kW at nN=3000 rpm; Converter at max. 480 V su | 840.16
1FK2104-4AF01-1SA0 | SIMOTICS S-1FK2 HD Servo motor M0=1.27 Nm; PN = 0.4 kW at nN=3000 rpm; Converter at max. 480 V su | 916.9
1FK2104-4AF10-1MA0 | SIMOTICS S-1FK2 HD Servo motor M0=1.27 Nm; PN = 0.4 kW at nN=3000 rpm; Converter at max. 480 V su | 1335.31
1FK2104-4AK00-1SA0 | SIMOTICS S-1FK2 HD Servo motor M0=1.27 Nm; PN = 0.4 kW at nN=3000 rpm; Converter at max. 480 V su | 840.16
1FK2208-4AC10-1SB0 | SIMOTICS S-1FK2 CT Servo motor M0=22 Nm; PN = 3.6 kW at nN=2000 rpm; Converter at max. 480 V supp | 2495.51
1FK2210-3AC00-0SB0 | SIMOTICS S-1FK2 CT Servo motor M0=30 Nm; PN = 5.5 kW at nN=2000 rpm; Converter at max. 480 V supp | 2549.81
1FK2210-3AC10-0SB0 | SIMOTICS S-1FK2 CT Servo motor M0=30 Nm; PN = 5.5 kW at nN=2000 rpm; Converter at max. 480 V supp | 2953.7
1FK2210-4AC11-0MB0 | SIMOTICS S-1FK2 CT Servo motor M0=40 Nm; PN = 6.4 kW at nN=2000 rpm; Converter at max. 480 V supp | 3876.8
1FK2210-5AC01-0SB0 | SIMOTICS S-1FK2 CT Servo motor M0=50 Nm; PN = 7.1 kW at nN=2000 rpm; Converter at max. 480 V supp | 3756.48
1FK2210-5AC10-1MB0 | SIMOTICS S-1FK2 CT Servo motor M0=50 Nm; PN = 7.1 kW at nN=2000 rpm; Converter at max. 480 V supp | 4358.46
1FK7062-2AC71-1CA1 | SIMOTICS S synchronous motor 1FK7-CT PN=1.5kW; UDC=600V M0=8.5Nm (100K); NN=2000rpm; naturally co | 2747.85
1FK7062-2AC71-1CG0 | SIMOTICS S synchronous motor 1FK7-CT PN=1.5kW; UDC=600V M0=8.5Nm (100K); NN=2000rpm; naturally co | 2569.47
1FK2104-4AK10-1MA0 | SIMOTICS S-1FK2 HD Servo motor M0=1.27 Nm; PN = 0.4 kW at nN=3000 rpm; Converter at max. 480 V su | 1335.31
1FK7105-2AF71-1RH0 | SIMOTICS S Synchronous motor 1FK7-CT PN=8.2kW; UDC=600V M0=48Nm (100K); NN=3000rpm; Naturally coo | 4902.93
1FK7105-2AF71-1RH2 | SIMOTICS S Synchronous motor 1FK7-CT PN=8.2kW; UDC=600V M0=48Nm (100K); NN=3000rpm; Naturally coo | 4995.71
1FK7105-3BC71-1BB0 | SIMOTICS S synchronous motor 1FK7-HI PN=7.7kW; UDC=600V M0=48Nm (100K); NN=2000rpm; naturally coo | 5071.06
1FK7105-3BC71-1QB0 | SIMOTICS S synchronous motor 1FK7-HI PN=7.7kW; UDC=600V M0=48Nm (100K); NN=2000rpm; naturally coo | 4591.69
1FK7084-3BC71-1QA0 | SIMOTICS S synchronous motor 1FK7-HI PN=3.1kW; UDC=600V M0=20Nm (100K); NN=2000rpm; naturally coo | 2467.66
1FK7084-3BC71-1QB1 | SIMOTICS S synchronous motor 1FK7-HI PN=3.1kW; UDC=600V M0=20Nm (100K); NN=2000rpm; naturally coo | 2968.77
1FK7084-3BC71-1QG1 | SIMOTICS S synchronous motor 1FK7-HI PN=3.1kW; UDC=600V M0=20Nm (100K); NN=2000rpm; naturally coo | 2474.85
1FK7084-3BC71-1RB2 | SIMOTICS S synchronous motor 1FK7-HI PN=3.1kW; UDC=600V M0=20Nm (100K); NN=2000rpm; naturally coo | 3340.02
1FK7100-2AF71-1QA1 | SIMOTICS S Synchronous motor 1FK7-CT PN=3.8kW; UDC=600V M0=18Nm (100K); NN=3000rpm; Naturally coo | 2510.75
1FK7100-2AF71-1QG0 | SIMOTICS S Synchronous motor 1FK7-CT PN=3.8kW; UDC=600V M0=18Nm (100K); NN=3000rpm; Naturally coo | 2332.36
1FK7100-2AF71-1QG1 | SIMOTICS S Synchronous motor 1FK7-CT PN=3.8kW; UDC=600V M0=18Nm (100K); NN=3000rpm; Naturally coo | 2425.16
1FK7100-2AF71-1QG2 | SIMOTICS S Synchronous motor 1FK7-CT PN=3.8kW; UDC=600V M0=18Nm (100K); NN=3000rpm; Naturally coo | 2425.16
1FK7101-2AC71-1CH1 | SIMOTICS S Synchronous motor 1FK7-CT PN=4.3kW; UDC=600V M0=27Nm (100K); NN=2000rpm; Naturally coo | 3997.51
1FK7101-2AC71-1QA2 | SIMOTICS S Synchronous motor 1FK7-CT PN=4.3kW; UDC=600V M0=27Nm (100K); NN=2000rpm; Naturally coo | 2828.95
1FK7101-2AC71-1RA2 | SIMOTICS S Synchronous motor 1FK7-CT PN=4.3kW; UDC=600V M0=27Nm (100K); NN=2000rpm; Naturally coo | 3200.26
1FK7101-2AF71-1BB0 | SIMOTICS S synchronous motor 1FK7-CT PN=4.9kW; UDC=600V M0=27Nm (100K); NN=3000rpm; naturally coo | 3623.75
1FK7101-2AF71-1RH2 | SIMOTICS S synchronous motor 1FK7-CT PN=4.9kW; UDC=600V M0=27Nm (100K); NN=3000rpm; naturally coo | 3522.92
1FK7084-3BC71-1RB0 | SIMOTICS S synchronous motor 1FK7-HI PN=3.1kW; UDC=600V M0=20Nm (100K); NN=2000rpm; naturally coo | 3247.23
1FK7084-3BC71-1RG0 | SIMOTICS S synchronous motor 1FK7-HI PN=3.1kW; UDC=600V M0=20Nm (100K); NN=2000rpm; naturally coo | 2753.35
1FK7100-2AF71-1RA2 | SIMOTICS S Synchronous motor 1FK7-CT PN=3.8kW; UDC=600V M0=18Nm (100K); NN=3000rpm; Naturally coo | 2882.06
1FK7100-2AF71-1RB1 | SIMOTICS S Synchronous motor 1FK7-CT PN=3.8kW; UDC=600V M0=18Nm (100K); NN=3000rpm; Naturally coo | 3290.33
1FK7100-2AF71-1RG2 | SIMOTICS S Synchronous motor 1FK7-CT PN=3.8kW; UDC=600V M0=18Nm (100K); NN=3000rpm; Naturally coo | 2796.46
1FK7101-2AC71-1CB0 | SIMOTICS S Synchronous motor 1FK7-CT PN=4.3kW; UDC=600V M0=27Nm (100K); NN=2000rpm; Naturally coo | 3990.28
1FK7101-2AC71-1CB1 | SIMOTICS S Synchronous motor 1FK7-CT PN=4.3kW; UDC=600V M0=27Nm (100K); NN=2000rpm; Naturally coo | 4083.09
1FK7101-2AC71-1CG2 | SIMOTICS S Synchronous motor 1FK7-CT PN=4.3kW; UDC=600V M0=27Nm (100K); NN=2000rpm; Naturally coo | 3589.28
1FK7101-2AC71-1QG0 | SIMOTICS S Synchronous motor 1FK7-CT PN=4.3kW; UDC=600V M0=27Nm (100K); NN=2000rpm; Naturally coo | 2650.55
1FK7101-3BC71-1CB0 | SIMOTICS S synchronous motor 1FK7-HI PN=4.3kW; UDC=600V M0=27Nm (100K); NN=2000rpm; naturally coo | 3977.56
1FK7101-5AY71-1SY3-ZP91S77 | SIMOTICS S Synchronous servo motor 1FK7 Compact, 27 Nm 100K, 3000rpm, 4.9 kW naturally cooled IM | 3978.98
1FK7101-5AY71-1YY3-ZS49 | SIMOTICS S Synchronous servo motor 1FK7 Compact 22 Nm, 100K, 1920 rpm, 2.9 kW Naturally cooled IM | 14713.2
1FK2104-5AF01-1MB0 | SIMOTICS S-1FK2 HD Servo motor M0=2.4 Nm; PN = 0.75 kW at nN=3000 rpm; Converter at max. 480 V su | 1283.07
1FK2103-2AG00-2MA0 | SIMOTICS S-1FK2 HD Servo motor M0=0.64 Nm; PN = 0.2 kW at nN=3000 rpm; Converter at max. 240 V su | 1005.43
1FK2103-2AG10-0MA0 | SIMOTICS S-1FK2 HD Servo motor M0=0.64 Nm; PN = 0.2 kW at nN=3000 rpm; Converter at max. 240 V su | 1225.73
1FK2206-2AF01-1SB0 | SIMOTICS S-1FK2 CT Servo motor M0=6.5 Nm; PN = 1.7 kW at nN=3000 rpm; Converter at max. 480 V sup | 1297.43
1FK2206-4AF00-1SB0 | SIMOTICS S-1FK2 CT Servo motor M0=12 Nm; PN = 2.9 kW at nN=3000 rpm; Converter at max. 480 V supp | 1589.02
1FK2103-4AG00-0MA0 | SIMOTICS S-1FK2 HD Servo motor M0=1.27 Nm; PN = 0.4 kW at nN=3000 rpm; Converter at max. 240 V su | 1115.01
1FK2103-4AG01-0SA0 | SIMOTICS S-1FK2 HD Servo motor M0=1.27 Nm; PN = 0.4 kW at nN=3000 rpm; Converter at max. 240 V su | 916.9
1FK2104-4AF00-1MA0 | SIMOTICS S-1FK2 HD Servo motor M0=1.27 Nm; PN = 0.4 kW at nN=3000 rpm; Converter at max. 480 V su | 1115.01
1FK2104-4AF01-1MA0 | SIMOTICS S-1FK2 HD Servo motor M0=1.27 Nm; PN = 0.4 kW at nN=3000 rpm; Converter at max. 480 V su | 1191.75
1FK2208-4AC00-1MB0 | SIMOTICS S-1FK2 CT Servo motor M0=22 Nm; PN = 3.6 kW at nN=2000 rpm; Converter at max. 480 V supp | 2403.22
1FK2208-4AC10-0MB0 | SIMOTICS S-1FK2 CT Servo motor M0=22 Nm; PN = 3.6 kW at nN=2000 rpm; Converter at max. 480 V supp | 2770.35
1FK2208-5AC11-0SB0 | SIMOTICS S-1FK2 CT Servo motor M0=27 Nm; PN = 4.0 kW at nN=2000 rpm; Converter at max. 480 V supp | 2847.12
1FK2210-5AC00-0MB0 | SIMOTICS S-1FK2 CT Servo motor M0=50 Nm; PN = 7.1 kW at nN=2000 rpm; Converter at max. 480 V supp | 3954.59
1FK2104-4AK01-0MB0 | SIMOTICS S-1FK2 HD Servo motor M0=1.27 Nm; PN = 0.4 kW at nN=3000rpm; Converter at max. 480 V sup | 1191.75
1FK2104-5AF00-0SA0 | SIMOTICS S-1FK2 HD Servo motor M0=2.4 Nm; PN = 0.75 kW at nN=3000 rpm; Converter at max. 480 V su | 931.48
1FK2104-5AF01-0MB0 | SIMOTICS S-1FK2 HD Servo motor M0=2.4 Nm; PN = 0.75 kW at nN=3000 rpm; Converter at max. 480 V su | 1283.07
1FK2104-5AK10-1SA0 | SIMOTICS S-1FK2 HD Servo motor M0=2.4 Nm; PN = 0.75 kW at nN=3000 rpm; Converter at max. 480 V su | 1151.78
1FK7103-2AC71-1BB0 | SIMOTICS S Synchronous motor 1FK7-CT PN=5.2kW; UDC=600V M0=36Nm (100K); NN=2000rpm; Naturally coo | 4043.03
1FK7062-2AC71-1BH1 | SIMOTICS S synchronous motor 1FK7-CT PN=1.5kW; UDC=600V M0=8.5Nm (100K); NN=2000rpm; naturally co | 2598.67
1FK7062-2AC71-1CB1 | SIMOTICS S synchronous motor 1FK7-CT PN=1.5kW; UDC=600V M0=8.5Nm (100K); NN=2000rpm; naturally co | 3048.54
1FK2204-5AK11-0MA0 | SIMOTICS S-1FK2 CT Servo motor M0=2.4 Nm; PN = 0.75 kW at nN=3000 rpm; Converter at max. 480 V su | 1503.37
1FK2204-6AF00-0MA0 | SIMOTICS S-1FK2 CT Servo motor M0=3.2 Nm; PN = 1 kW at nN=3000 rpm; Converter at max. 480 V suppl | 1261.13
1FK2204-6AF11-1MA0 | SIMOTICS S-1FK2 CT Servo motor M0=3.2 Nm; PN = 1 kW at nN=3000 rpm; Converter at max. 480 V suppl | 1558.15
1FK2204-6AF11-1SA0 | SIMOTICS S-1FK2 CT Servo motor M0=3.2 Nm; PN = 1 kW at nN=3000 rpm; Converter at max. 480 V suppl | 1283.33
1FK2206-4AF00-0SB0 | SIMOTICS S-1FK2 CT Servo motor M0=12 Nm; PN = 2.9 kW at nN=3000 rpm; Converter at max. 480 V supp | 1589.02
1FK2206-4AF10-1MB0 | SIMOTICS S-1FK2 CT Servo motor M0=12 Nm; PN = 2.9 kW at nN=3000 rpm; Converter at max. 480 V supp | 2157.62
1FK2104-4AF00-0MA0 | SIMOTICS S-1FK2 HD Servo motor M0=1.27 Nm; PN = 0.4 kW at nN=3000 rpm; Converter at max. 480 V su | 1115.01
1FK2104-4AF01-0SA0 | SIMOTICS S-1FK2 HD Servo motor M0=1.27 Nm; PN = 0.4 kW at nN=3000 rpm; Converter at max. 480 V su | 916.9
1FK2104-4AK00-0SB0 | SIMOTICS S-1FK2 HD Servo motor M0=1.27 Nm; PN = 0.4 kW at nN=3000rpm; Converter at max. 480 V sup | 840.16
1FK7101-3BC71-1QA0 | SIMOTICS S synchronous motor 1FK7-HI PN=4.3kW; UDC=600V M0=27Nm (100K); NN=2000rpm; naturally coo | 2723.45
1FK7100-2AF71-1BB0 | SIMOTICS S Synchronous motor 1FK7-CT PN=3.8kW; UDC=600V M0=18Nm (100K); NN=3000rpm; Naturally coo | 3305.56
1FK7100-2AF71-1BB1 | SIMOTICS S Synchronous motor 1FK7-CT PN=3.8kW; UDC=600V M0=18Nm (100K); NN=3000rpm; Naturally coo | 3398.39
1FK7100-2AF71-1BG2 | SIMOTICS S Synchronous motor 1FK7-CT PN=3.8kW; UDC=600V M0=18Nm (100K); NN=3000rpm; Naturally coo | 2904.56
1FK7100-2AF71-1CA1 | SIMOTICS S Synchronous motor 1FK7-CT PN=3.8kW; UDC=600V M0=18Nm (100K); NN=3000rpm; Naturally coo | 3356.63
1FK7101-2AC71-1BG1 | SIMOTICS S Synchronous motor 1FK7-CT PN=4.3kW; UDC=600V M0=27Nm (100K); NN=2000rpm; Naturally coo | 3222.74
1FK7101-2AC71-1BH0 | SIMOTICS S Synchronous motor 1FK7-CT PN=4.3kW; UDC=600V M0=27Nm (100K); NN=2000rpm; Naturally coo | 3538.18
1FK7101-2AC71-1BH1 | SIMOTICS S Synchronous motor 1FK7-CT PN=4.3kW; UDC=600V M0=27Nm (100K); NN=2000rpm; Naturally coo | 3630.99
1FK7101-2AC71-1CG0 | SIMOTICS S Synchronous motor 1FK7-CT PN=4.3kW; UDC=600V M0=27Nm (100K); NN=2000rpm; Naturally coo | 3496.43
1FK7101-2AF71-1CG2 | SIMOTICS S synchronous motor 1FK7-CT PN=4.9kW; UDC=600V M0=27Nm (100K); NN=3000rpm; naturally coo | 3589.28
1FK7101-2AF71-1CH0 | SIMOTICS S synchronous motor 1FK7-CT PN=4.9kW; UDC=600V M0=27Nm (100K); NN=3000rpm; naturally coo | 3904.64
1FK7101-2AF71-1CH1 | SIMOTICS S synchronous motor 1FK7-CT PN=4.9kW; UDC=600V M0=27Nm (100K); NN=3000rpm; naturally coo | 3997.51
1FK7101-2AF71-1CH2 | SIMOTICS S synchronous motor 1FK7-CT PN=4.9kW; UDC=600V M0=27Nm (100K); NN=3000rpm; naturally coo | 3997.51
1FK7100-2AF71-1CA0 | SIMOTICS S Synchronous motor 1FK7-CT PN=3.8kW; UDC=600V M0=18Nm (100K); NN=3000rpm; Naturally coo | 3263.83
1FK7100-2AF71-1CA2 | SIMOTICS S Synchronous motor 1FK7-CT PN=3.8kW; UDC=600V M0=18Nm (100K); NN=3000rpm; Naturally coo | 3356.63
1FK7100-2AF71-1CB1 | SIMOTICS S Synchronous motor 1FK7-CT PN=3.8kW; UDC=600V M0=18Nm (100K); NN=3000rpm; Naturally coo | 3764.89
1FK7100-2AF71-1CB2 | SIMOTICS S Synchronous motor 1FK7-CT PN=3.8kW; UDC=600V M0=18Nm (100K); NN=3000rpm; Naturally coo | 3764.89
1FK7100-2AF71-1RH2 | SIMOTICS S Synchronous motor 1FK7-CT PN=3.8kW; UDC=600V M0=18Nm (100K); NN=3000rpm; Naturally coo | 3204.72
1FK7100-5AY81-1SY3-ZS28 | SIMOTICS S Synchronous servo motor 1FK7 compact 18 Nm, 100 K, 4300 rpm, 3.2 kW Naturally cooled I | 5070.17
1FK7101-2AB74-1TA0 | SIMOTICS S Synchronous motor 1FK7-CT PN=4.3kW; UDC=600V M0=27 Nm (100K); NN=2000rpm; Naturally co | 2551.62
1FK7101-2AC71-1RH0 | SIMOTICS S Synchronous motor 1FK7-CT PN=4.3kW; UDC=600V M0=27Nm (100K); NN=2000rpm; Naturally coo | 3430.08
1FK7101-2AC71-1RH1 | SIMOTICS S Synchronous motor 1FK7-CT PN=4.3kW; UDC=600V M0=27Nm (100K); NN=2000rpm; Naturally coo | 3522.92
1FK7101-2AF71-1BA1 | SIMOTICS S synchronous motor 1FK7-CT PN=4.9kW; UDC=600V M0=27Nm (100K); NN=3000rpm; naturally coo | 3308.33
1FK7101-2AF71-1QH2 | SIMOTICS S synchronous motor 1FK7-CT PN=4.9kW; UDC=600V M0=27Nm (100K); NN=3000rpm; naturally coo | 3151.61
1FK7101-2AF71-1RA0 | SIMOTICS S synchronous motor 1FK7-CT PN=4.9kW; UDC=600V M0=27Nm (100K); NN=3000rpm; naturally coo | 3107.45
1FK7101-2AF71-1RA1 | SIMOTICS S synchronous motor 1FK7-CT PN=4.9kW; UDC=600V M0=27Nm (100K); NN=3000rpm; naturally coo | 3200.26
1FK7101-3BC71-1RA0 | SIMOTICS S synchronous motor 1FK7-HI PN=4.3kW; UDC=600V M0=27Nm (100K); NN=2000rpm; naturally coo | 3094.73
1FK7042-2AC71-1QA0 | SIMOTICS S Synchronous motor 1FK7-CT PN=0.59kW; UDC=600V M0=3Nm (100K); NN=2000rpm; Naturally coo | 1467.54
1FK7042-2AC71-1QH2 | SIMOTICS S Synchronous motor 1FK7-CT PN=0.59kW; UDC=600V M0=3Nm (100K); NN=2000rpm; Naturally coo | 1731.58
1FK2104-4AK01-1SB0 | SIMOTICS S-1FK2 HD Servo motor M0=1.27 Nm; PN = 0.4 kW at nN=3000rpm; Converter at max. 480 V sup | 916.9
1FK2208-5AC10-0MB0 | SIMOTICS S-1FK2 CT Servo motor M0=27 Nm; PN = 4.0 kW at nN=2000 rpm; Converter at max. 480 V supp | 3045.21
1FK2210-3AC01-1SB0 | SIMOTICS S-1FK2 CT Servo motor M0=30 Nm; PN = 5.5 kW at nN=2000 rpm; Converter at max. 480 V supp | 2626.55
1FK2210-4AC11-1MB0 | SIMOTICS S-1FK2 CT Servo motor M0=40 Nm; PN = 6.4 kW at nN=2000 rpm; Converter at max. 480 V supp | 3876.8
1FK2210-5AC00-0SB0 | SIMOTICS S-1FK2 CT Servo motor M0=50 Nm; PN = 7.1 kW at nN=2000 rpm; Converter at max. 480 V supp | 3679.73
1FK2210-5AC11-1SB0 | SIMOTICS S-1FK2 CT Servo motor M0=50 Nm; PN = 7.1 kW at nN=2000 rpm; Converter at max. 480 V supp | 4160.37
1FK7011-5AF04-1SH0-ZS27 | SIMOTICS S Synchronous servo motor 1FK7 Compact naturally cooled; NN=3000rpm; UDC=24V; IMB 5 desi | 971.27
1FK2104-4AK10-1SA0 | SIMOTICS S-1FK2 HD Servo motor M0=1.27 Nm; PN = 0.4 kW at nN=3000 rpm; Converter at max. 480 V su | 1060.46
1FK2102-1AG01-1MA0 | SIMOTICS S-1FK2 HD Servo motor M0=0.32 Nm; PN = 0.1 kW at nN=3000 rpm; Converter at max. 240 V su | 1027.38
1FK2102-1AG10-0MA0 | SIMOTICS S-1FK2 HD Servo motor M0=0.32 Nm; PN = 0.1 kW at nN=3000 rpm; Converter at max. 240 V su | 1134.21
1FK2204-5AF01-0SB0 | SIMOTICS S-1FK2 CT Servo motor M0=2.4 Nm; PN = 0.75 kW at nN=3000 rpm; Converter at max. 480 V su | 1008.24
1FK2204-5AF11-1MA0 | SIMOTICS S-1FK2 CT Servo motor M0=2.4 Nm; PN = 0.75 kW at nN=3000 rpm; Converter at max. 480 V su | 1503.37
1FK2204-6AF00-1MA0 | SIMOTICS S-1FK2 CT Servo motor M0=3.2 Nm; PN = 1 kW at nN=3000 rpm; Converter at max. 480 V suppl | 1261.13
1FK2204-6AF01-0MB0 | SIMOTICS S-1FK2 CT Servo motor M0=3.2 Nm; PN = 1.0 kW at nN=3000 rpm; Converter at max. 480 V sup | 1337.88
1FK2204-6AF01-1SA0 | SIMOTICS S-1FK2 CT Servo motor M0=3.2 Nm; PN = 1 kW at nN=3000 rpm; Converter at max. 480 V suppl | 1063.03
1FK2204-6AF11-0MB0 | SIMOTICS S-1FK2 CT Servo motor M0=3.2 Nm; PN = 1.0 kW at nN=3000 rpm; Converter at max. 480 V sup | 1558.15
1FK2206-2AF00-1MB0 | SIMOTICS S-1FK2 CT Servo motor M0=6.5 Nm; PN = 1.7 kW at nN=3000 rpm; Converter at max. 480 V sup | 1495.51
1FK2103-4AG00-1SA0 | SIMOTICS S-1FK2 HD Servo motor M0=1.27 Nm; PN = 0.4 kW at nN=3000 rpm; Converter at max. 240 V su | 840.16
1FK2103-4AG01-1MA0 | SIMOTICS S-1FK2 HD Servo motor M0=1.27 Nm; PN = 0.4 kW at nN=3000 rpm; Converter at max. 240 V su | 1191.75
1FK2104-4AF00-1SB0 | SIMOTICS S-1FK2 HD Servo motor M0=1.27 Nm; PN = 0.4 kW at nN=3000 rpm; Converter at max. 480 V su | 840.16
1FK2104-4AF01-1SB0 | SIMOTICS S-1FK2 HD Servo motor M0=1.27 Nm; PN = 0.4 kW at nN=3000 rpm; Converter at max. 480 V su | 916.9
1FK2104-4AF10-1SB0 | SIMOTICS S-1FK2 HD Servo motor M0=1.27 Nm; PN = 0.4 kW at nN=3000 rpm; Converter at max. 480 V su | 1060.46
1FK2104-4AK00-1MB0 | SIMOTICS S-1FK2 HD Servo motor M0=1.27 Nm; PN = 0.4 kW at nN=3000rpm; Converter at max. 480 V sup | 1115.01
1FK2104-4AK01-1MA0 | SIMOTICS S-1FK2 HD Servo motor M0=1.27 Nm; PN = 0.4 kW at nN=3000 rpm; Converter at max. 480 V su | 1191.75
1FK2208-4AC00-1SB0 | SIMOTICS S-1FK2 CT Servo motor M0=22 Nm; PN = 3.6 kW at nN=2000 rpm; Converter at max. 480 V supp | 2128.35
1FK2208-4AC10-1MB0 | SIMOTICS S-1FK2 CT Servo motor M0=22 Nm; PN = 3.6 kW at nN=2000 rpm; Converter at max. 480 V supp | 2770.35
1FK2210-3AC01-0SB0 | SIMOTICS S-1FK2 CT Servo motor M0=30 Nm; PN = 5.5 kW at nN=2000 rpm; Converter at max. 480 V supp | 2626.55
1FK2210-3AC10-0MB0 | SIMOTICS S-1FK2 CT Servo motor M0=30 Nm; PN = 5.5 kW at nN=2000 rpm; Converter at max. 480 V supp | 3228.55
1FK2104-5AF10-1MA0 | SIMOTICS S-1FK2 HD Servo motor M0=2.4 Nm; PN = 0.75 kW at nN=3000 rpm; Converter at max. 480 V su | 1426.63
1FK2104-5AK00-0SB0 | SIMOTICS S-1FK2 HD Servo motor M0=2.4 Nm; PN = 0.75 kW at nN=3000rpm; Converter at max. 480 V sup | 931.48
1FK2104-5AK01-1MA0 | SIMOTICS S-1FK2 HD Servo motor M0=2.4 Nm; PN = 0.75 kW at nN=3000 rpm; Converter at max. 480 V su | 1283.07
1FK7103-2AC71-1BH2 | SIMOTICS S Synchronous motor 1FK7-CT PN=5.2kW; UDC=600V M0=36Nm (100K); NN=2000rpm; Naturally coo | 4050.23
1FK7062-2AC71-1RB0 | SIMOTICS S synchronous motor 1FK7-CT PN=1.5kW; UDC=600V M0=8.5Nm (100K); NN=2000rpm; naturally co | 2481.19
1FK7063-2AC71-1BB0 | SIMOTICS S synchronous motor 1FK7-CT PN=1.9kW; UDC=600V M0=11Nm (100K); NN=2000rpm; naturally coo | 2682.2
1FK7063-2AC71-1BB2 | SIMOTICS S synchronous motor 1FK7-CT PN=1.9kW; UDC=600V M0=11Nm (100K); NN=2000rpm; naturally coo | 2775
1FK7063-2AC71-1QH2 | SIMOTICS S synchronous motor 1FK7-CT PN=1.9kW; UDC=600V M0=11Nm (100K); NN=2000rpm; naturally coo | 2212.27
1FK7063-2AC71-1RA2 | SIMOTICS S synchronous motor 1FK7-CT PN=1.9kW; UDC=600V M0=11Nm (100K); NN=2000rpm; naturally coo | 2366.27
1FK7063-2AF71-1BB1 | SIMOTICS S synchronous motor 1FK7-CT PN=2.3kW; UDC=600V M0=11Nm (100K); NN=3000rpm; naturally coo | 2775
1FK7063-2AF71-1CA1 | SIMOTICS S synchronous motor 1FK7-CT PN=2.3kW; UDC=600V M0=11Nm (100K); NN=3000rpm; naturally coo | 2840.83
1FK7063-2AF71-1RA1 | SIMOTICS S synchronous motor 1FK7-CT PN=2.3kW; UDC=600V M0=11Nm (100K); NN=3000rpm; naturally coo | 2366.27
1FK7063-5AF71-1SY3-ZP91S77 | SIMOTICS S Synchronous servo motor 1FK7 Compact 11 Nm, 100K 3000rpm, 2.29 kW naturally cooled IM | 2661.49
1FK7084-2AF71-1QA0 | SIMOTICS S synchronous motor 1FK7-CT PN=3.1kW; UDC=600V M0=20Nm (100K); NN=3000rpm; naturally coo | 2467.66
1FK7084-2AF71-1RA2 | SIMOTICS S synchronous motor 1FK7-CT PN=3.1kW; UDC=600V M0=20Nm (100K); NN=3000rpm; naturally coo | 2931.78
1FK7084-3BC71-1BB0 | SIMOTICS S synchronous motor 1FK7-HI PN=3.1kW; UDC=600V M0=20Nm (100K); NN=2000rpm; naturally coo | 3355.25
1FK7084-3BC71-1BG1 | SIMOTICS S synchronous motor 1FK7-HI PN=3.1kW; UDC=600V M0=20Nm (100K); NN=2000rpm; naturally coo | 2954.23
1FK7103-2AF71-1BH0 | SIMOTICS S Synchronous motor 1FK7-CT PN=4.4kW; UDC=600V M0=36Nm (100K); NN=3000rpm; Naturally coo | 3957.43
1FK7103-2AF71-1CB1 | SIMOTICS S Synchronous motor 1FK7-CT PN=4.4kW; UDC=600V M0=36Nm (100K); NN=3000rpm; Naturally coo | 4502.36
1FK7063-2AC71-1BG2 | SIMOTICS S synchronous motor 1FK7-CT PN=1.9kW; UDC=600V M0=11Nm (100K); NN=2000rpm; naturally coo | 2388.71
1FK7063-2AC71-1BH1 | SIMOTICS S synchronous motor 1FK7-CT PN=1.9kW; UDC=600V M0=11Nm (100K); NN=2000rpm; naturally coo | 2691.63
1FK7063-2AC71-1CB2 | SIMOTICS S synchronous motor 1FK7-CT PN=1.9kW; UDC=600V M0=11Nm (100K); NN=2000rpm; naturally coo | 3141.48
1FK7063-2AC71-1CH2 | SIMOTICS S synchronous motor 1FK7-CT PN=1.9kW; UDC=600V M0=11Nm (100K); NN=2000rpm; naturally coo | 3058.13
1FK7063-2AF71-1BG1 | SIMOTICS S synchronous motor 1FK7-CT PN=2.3kW; UDC=600V M0=11Nm (100K); NN=3000rpm; naturally coo | 2388.71
1FK7063-2AF71-1BH1 | SIMOTICS S synchronous motor 1FK7-CT PN=2.3kW; UDC=600V M0=11Nm (100K); NN=3000rpm; naturally coo | 2691.63
1FK7084-2AF71-1CA0 | SIMOTICS S synchronous motor 1FK7-CT PN=3.1kW; UDC=600V M0=20Nm (100K); NN=3000rpm; naturally coo | 3313.52
1FK7084-2AF71-1QA2 | SIMOTICS S synchronous motor 1FK7-CT PN=3.1kW; UDC=600V M0=20Nm (100K); NN=3000rpm; naturally coo | 2560.45
1FK7063-2AF71-1CB2 | SIMOTICS S synchronous motor 1FK7-CT PN=2.3kW; UDC=600V M0=11Nm (100K); NN=3000rpm; naturally coo | 3141.48
1FK7063-2AF71-1RH1 | SIMOTICS S synchronous motor 1FK7-CT PN=2.3kW; UDC=600V M0=11Nm (100K); NN=3000rpm; naturally coo | 2583.55
1FK7063-5AF71-1SY3-ZN16P91S77 | SIMOTICS S Synchronous servo motor 1FK7 Compact 11 Nm, 100K 3000rpm, 2.29 kW naturally cooled IM | 3153.52
1FK7081-3BF71-1QA2 | SIMOTICS S synchronous motor 1FK7-HI PN=2.7kW; UDC=600V M0=12Nm (100K); NN=3000rpm; naturally coo | 2158.07
1FK7084-2AF71-1RA0 | SIMOTICS S synchronous motor 1FK7-CT PN=3.1kW; UDC=600V M0=20Nm (100K); NN=3000rpm; naturally coo | 2838.97
1FK7084-3BC71-1BA1 | SIMOTICS S synchronous motor 1FK7-HI PN=3.1kW; UDC=600V M0=20Nm (100K); NN=2000rpm; naturally coo | 3039.85
1FK7084-3BC71-1CB0 | SIMOTICS S synchronous motor 1FK7-HI PN=3.1kW; UDC=600V M0=20Nm (100K); NN=2000rpm; naturally coo | 3721.8
1FK7103-2AC71-1RG2 | SIMOTICS S Synchronous motor 1FK7-CT PN=5.2kW; UDC=600V M0=36Nm (100K); NN=2000rpm; Naturally coo | 3533.95
1FK7103-2AF71-1BB1 | SIMOTICS S Synchronous motor 1FK7-CT PN=4.4kW; UDC=600V M0=36Nm (100K); NN=3000rpm; Naturally coo | 4135.85
1FK7081-3BF71-1QH1 | SIMOTICS S synchronous motor 1FK7-HI PN=2.7kW; UDC=600V M0=12Nm (100K); NN=3000rpm; naturally coo | 2480.72
1FK7083-2AC71-1BA0 | SIMOTICS S synchronous motor 1FK7-CT PN=2.6kW; UDC=600V M0=16Nm (100K); NN=2000rpm; naturally coo | 2651.46
1FK7083-2AC71-1CG0 | SIMOTICS S synchronous motor 1FK7-CT PN=2.6kW; UDC=600V M0=16Nm (100K); NN=2000rpm; naturally coo | 2932.35
1FK7103-2AF71-1QB2 | SIMOTICS S Synchronous motor 1FK7-CT PN=4.4kW; UDC=600V M0=36Nm (100K); NN=3000rpm; Naturally coo | 3656.47
1FK2104-5AF01-0SA0 | SIMOTICS S-1FK2 HD Servo motor M0=2.4 Nm; PN = 0.75 kW at nN=3000 rpm; Converter at max. 480 V su | 1008.24
1FK2104-5AF11-0MA0 | SIMOTICS S-1FK2 HD Servo motor M0=2.4 Nm; PN = 0.75 kW at nN=3000 rpm; Converter at max. 480 V su | 1503.37
1FK2104-5AF11-0SB0 | SIMOTICS S-1FK2 HD Servo motor M0=2.4 Nm; PN = 0.75 kW at nN=3000 rpm; Converter at max. 480 V su | 1228.54
1FK7084-2AF71-1BH0 | SIMOTICS S synchronous motor 1FK7-CT PN=3.1kW; UDC=600V M0=20Nm (100K); NN=3000rpm; naturally coo | 3269.65
1FK7084-2AF71-1CA2 | SIMOTICS S synchronous motor 1FK7-CT PN=3.1kW; UDC=600V M0=20Nm (100K); NN=3000rpm; naturally coo | 3406.32
1FK2104-5AK10-0MB0 | SIMOTICS S-1FK2 HD Servo motor M0=2.4 Nm; PN = 0.75 kW at nN=3000rpm; Converter at max. 480 V sup | 1426.63
1FK7103-2AC71-1BB1 | SIMOTICS S Synchronous motor 1FK7-CT PN=5.2kW; UDC=600V M0=36Nm (100K); NN=2000rpm; Naturally coo | 4135.85
1FK7103-2AC71-1BG0 | SIMOTICS S Synchronous motor 1FK7-CT PN=5.2kW; UDC=600V M0=36Nm (100K); NN=2000rpm; Naturally coo | 3549.2
1FK7062-2AC71-1CH2 | SIMOTICS S synchronous motor 1FK7-CT PN=1.5kW; UDC=600V M0=8.5Nm (100K); NN=2000rpm; naturally co | 2965.19
1FK7062-2AC71-1QB0 | SIMOTICS S synchronous motor 1FK7-CT PN=1.5kW; UDC=600V M0=8.5Nm (100K); NN=2000rpm; naturally co | 2109.86
1FK7063-2AC71-1CG0 | SIMOTICS S synchronous motor 1FK7-CT PN=1.9kW; UDC=600V M0=11Nm (100K); NN=2000rpm; naturally coo | 2662.4
1FK7063-2AC71-1CH1 | SIMOTICS S synchronous motor 1FK7-CT PN=1.9kW; UDC=600V M0=11Nm (100K); NN=2000rpm; naturally coo | 3058.13
1FK7063-2AF71-1CG2 | SIMOTICS S synchronous motor 1FK7-CT PN=2.3kW; UDC=600V M0=11Nm (100K); NN=3000rpm; naturally coo | 2755.23
1FK7063-2AF71-1CH2 | SIMOTICS S synchronous motor 1FK7-CT PN=2.3kW; UDC=600V M0=11Nm (100K); NN=3000rpm; naturally coo | 3058.13
1FK7103-2AC71-1CG0 | SIMOTICS S Synchronous motor 1FK7-CT PN=5.2kW; UDC=600V M0=36Nm (100K); NN=2000rpm; Naturally coo | 3915.68
1FK7103-2AC71-1CH0 | SIMOTICS S Synchronous motor 1FK7-CT PN=5.2kW; UDC=600V M0=36Nm (100K); NN=2000rpm; Naturally coo | 4323.93
1FK7103-2AC71-1RH0 | SIMOTICS S Synchronous motor 1FK7-CT PN=5.2kW; UDC=600V M0=36Nm (100K); NN=2000rpm; Naturally coo | 3849.36
1FK7084-2AF71-1CB1 | SIMOTICS S synchronous motor 1FK7-CT PN=3.1kW; UDC=600V M0=20Nm (100K); NN=3000rpm; naturally coo | 3814.61
1FK7084-2AF71-1CH2 | SIMOTICS S synchronous motor 1FK7-CT PN=3.1kW; UDC=600V M0=20Nm (100K); NN=3000rpm; naturally coo | 3729.03
1FK7100-2AF71-1RH0 | SIMOTICS S Synchronous motor 1FK7-CT PN=3.8kW; UDC=600V M0=18Nm (100K); NN=3000rpm; Naturally coo | 3111.87
1FK7101-2AC71-1CH0 | SIMOTICS S Synchronous motor 1FK7-CT PN=4.3kW; UDC=600V M0=27Nm (100K); NN=2000rpm; Naturally coo | 3904.64
1FK7101-2AF71-1BH2 | SIMOTICS S synchronous motor 1FK7-CT PN=4.9kW; UDC=600V M0=27Nm (100K); NN=3000rpm; naturally coo | 3630.99
1FK7101-2AF71-1CA1 | SIMOTICS S synchronous motor 1FK7-CT PN=4.9kW; UDC=600V M0=27Nm (100K); NN=3000rpm; naturally coo | 3674.81
1FK7101-2AF71-1QB1 | SIMOTICS S synchronous motor 1FK7-CT PN=4.9kW; UDC=600V M0=27Nm (100K); NN=3000rpm; naturally coo | 3237.22
1FK7101-2AF71-1QG1 | SIMOTICS S synchronous motor 1FK7-CT PN=4.9kW; UDC=600V M0=27Nm (100K); NN=3000rpm; naturally coo | 2743.38
1FK7084-3BC71-1RH1 | SIMOTICS S synchronous motor 1FK7-HI PN=3.1kW; UDC=600V M0=20Nm (100K); NN=2000rpm; naturally coo | 3254.41
1FK7086-4SA71-1CH0-ZN05 | SIMOTICS S Synchronous motor 1FK7 High Dynamic, 38Nm 100K; NN=1200rpm; 4.36kW Forced ventilation | 6566.23
1FK7100-2AF71-1QB0 | SIMOTICS S Synchronous motor 1FK7-CT PN=3.8kW; UDC=600V M0=18Nm (100K); NN=3000rpm; Naturally coo | 2826.18
1FK7100-2AF71-1RA0 | SIMOTICS S Synchronous motor 1FK7-CT PN=3.8kW; UDC=600V M0=18Nm (100K); NN=3000rpm; Naturally coo | 2789.25
1FK7101-2AC71-1BB0 | SIMOTICS S Synchronous motor 1FK7-CT PN=4.3kW; UDC=600V M0=27Nm (100K); NN=2000rpm; Naturally coo | 3623.75
1FK7101-2AC71-1BG2 | SIMOTICS S Synchronous motor 1FK7-CT PN=4.3kW; UDC=600V M0=27Nm (100K); NN=2000rpm; Naturally coo | 3222.74
1FK7101-2AC71-1QH0 | SIMOTICS S Synchronous motor 1FK7-CT PN=4.3kW; UDC=600V M0=27Nm (100K); NN=2000rpm; Naturally coo | 3058.81
1FK7101-2AC71-1RG0 | SIMOTICS S Synchronous motor 1FK7-CT PN=4.3kW; UDC=600V M0=27Nm (100K); NN=2000rpm; Naturally coo | 3021.84
1FK7101-2AF71-1BB2 | SIMOTICS S synchronous motor 1FK7-CT PN=4.9kW; UDC=600V M0=27Nm (100K); NN=3000rpm; naturally coo | 3716.61
1FK7101-2AF71-1QB0 | SIMOTICS S synchronous motor 1FK7-CT PN=4.9kW; UDC=600V M0=27Nm (100K); NN=3000rpm; naturally coo | 3144.42
1FK7101-2AF71-1RB2 | SIMOTICS S synchronous motor 1FK7-CT PN=4.9kW; UDC=600V M0=27Nm (100K); NN=3000rpm; naturally coo | 3608.51
1FK7101-3BC71-1RG0 | SIMOTICS S synchronous motor 1FK7-HI PN=4.3kW; UDC=600V M0=27Nm (100K); NN=2000rpm; naturally coo | 3009.15
1FK7042-2AC71-1BA0 | SIMOTICS S Synchronous motor 1FK7-CT PN=0.59kW; UDC=600V M0=3Nm (100K); NN=2000rpm; Naturally coo | 1946.92
1FK7042-2AC71-1BG1 | SIMOTICS S Synchronous motor 1FK7-CT PN=0.59kW; UDC=600V M0=3Nm (100K); NN=2000rpm; Naturally coo | 1954.11
1PH1131-1HF10-1GA0 | Main motor 1PH1 for SINAMICS V70; Operating voltage 380 V 3AC Pn=11 kW; Nn=15000 rpm Mn=70 Nm Sha | 5870.31
1PH1131-1LD12-0GA0 | Main motor 1PH1 for SINAMICS V70; Operating voltage 380 V 3AC Pn=7.5 kW; Nn=1000 rpm Mn=72 Nm Sha | 5369.78
1PH3103-1DD00-0GA0 | Main motor for SINAMICS S120;3 Operating voltage 380 V 3AC Pn=3.7 kW; Nn=1000 rpm MN=35 Nm Axial | 5132.01
1PH3105-1AD02-0GA0 | Main motor for SINAMICS S120;3 Operating voltage 380 V 3AC Pn=5.5 kW; Nn=1000 rpm MN=53 Nm Axial | 4357.41
1PH3107-1AG02-0LA0 | Main motor for SINAMICS S120;3 Operating voltage 380 V 3AC Pn=11 kW; Nn=2000 rpm MN=53 Nm Axial h | 4876.4
1PH3131-1DE00-0GA0 | Main motor for SINAMICS S120;3 Operating voltage 380 V 3AC Pn=7.5 kW; Nn=1200 rpm MN=60 Nm Axial | 5683.69
1PH3132-1DE00-2GA0 | Main motor for SINAMICS S120;3 Operating voltage 380 V 3AC Pn=9 kW;Nn=1200rpm Mn=72 Nm Shaft heig | 5683.69
1PH1103-1LD12-0GA0 | Main motor 1PH1 for SINAMICS V70; Operating voltage 380 V 3AC Pn=3.7 kW; Nn=1000 rpm Mn=35 Nm Sha | 4662.26
1PH1103-1LF12-0GA0 | Main motor 1PH1 for SINAMICS V70; Operating voltage 380 V 3AC Pn=5.5 kW; Nn=1500 rpm Mn=35 Nm Sha | 4662.26
1FK7081-3BF71-1CH2 | SIMOTICS S synchronous motor 1FK7-HI PN=2.7kW; UDC=600V M0=12Nm (100K); NN=3000rpm; naturally coo | 3326.63
1FK7081-3BF71-1QA1 | SIMOTICS S synchronous motor 1FK7-HI PN=2.7kW; UDC=600V M0=12Nm (100K); NN=3000rpm; naturally coo | 2158.07
1FK7103-2AF71-1CB0 | SIMOTICS S Synchronous motor 1FK7-CT PN=4.4kW; UDC=600V M0=36Nm (100K); NN=3000rpm; Naturally coo | 4409.53
1FK7081-3BF71-1RH1 | SIMOTICS S synchronous motor 1FK7-HI PN=2.7kW; UDC=600V M0=12Nm (100K); NN=3000rpm; naturally coo | 2852.01
1FK7081-5AY81-1SY3-ZN16P91S44 | SIMOTICS S Synchronous motor 1FK7-CT PN=2.5 kW; UDC=600V M0=11 Nm (100K); NN=4100rpm; naturally c | 3470.98
1FK7083-2AF71-1CA0 | SIMOTICS S synchronous motor 1FK7-CT PN=3.3kW; UDC=600V M0=16Nm (100K); NN=3000rpm; naturally coo | 3017.94
1FK7103-3BC71-1RG1 | SIMOTICS S synchronous motor 1FK7-HI PN=5.2kW; UDC=600V M0=36Nm (100K); NN=2000rpm; naturally coo | 3516.9
1FK7105-2AC71-1BH1 | SIMOTICS S Synchronous motor 1FK7-CT PN=7.7kW; UDC=600V M0=48Nm (100K); NN=2000rpm; Naturally coo | 5103.76
1FK7105-2AC71-1CB0 | SIMOTICS S Synchronous motor 1FK7-CT PN=7.7kW; UDC=600V M0=48Nm (100K); NN=2000rpm; Naturally coo | 5463.1
1FK7105-2AC71-1QB1 | SIMOTICS S Synchronous motor 1FK7-CT PN=7.7kW; UDC=600V M0=48Nm (100K); NN=2000rpm; Naturally coo | 4710.02
1FK7105-2AC71-1QH2 | SIMOTICS S Synchronous motor 1FK7-CT PN=7.7kW; UDC=600V M0=48Nm (100K); NN=2000rpm; Naturally coo | 4624.38
1FK7105-2AF71-1CA2 | SIMOTICS S Synchronous motor 1FK7-CT PN=8.2kW; UDC=600V M0=48Nm (100K); NN=3000rpm; Naturally coo | 5147.62
1FK7083-2AF71-1CG2 | SIMOTICS S synchronous motor 1FK7-CT PN=3.3kW; UDC=600V M0=16Nm (100K); NN=3000rpm; naturally coo | 3025.2
1FK7083-5AF81-1YY3-ZN16S16 | SIMOTICS S Synchronous servo motor 1FK7 compact 16 Nm, 100 K, 3000 rpm, 3.10 kW Naturally cooled | 3817.73
1FK7084-2AF71-1BB2 | SIMOTICS S synchronous motor 1FK7-CT PN=3.1kW; UDC=600V M0=20Nm (100K); NN=3000rpm; naturally coo | 3448.1
1FK7105-2AF71-1RA2 | SIMOTICS S Synchronous motor 1FK7-CT PN=8.2kW; UDC=600V M0=48Nm (100K); NN=3000rpm; Naturally coo | 4673.05
1FK7105-3BC71-1BG0 | SIMOTICS S synchronous motor 1FK7-HI PN=7.7kW; UDC=600V M0=48Nm (100K); NN=2000rpm; naturally coo | 4577.21
1FK7105-3BC71-1CH0 | SIMOTICS S synchronous motor 1FK7-HI PN=7.7kW; UDC=600V M0=48Nm (100K); NN=2000rpm; naturally coo | 5351.94
1FK7081-3BF71-1QB0 | SIMOTICS S synchronous motor 1FK7-HI PN=2.7kW; UDC=600V M0=12Nm (100K); NN=3000rpm; naturally coo | 2473.52
1FK7081-5AY81-1SY3-ZN16S44 | SIMOTICS S Synchronous motor 1FK7-CT Pn=2.5 kW; UZK=600 V M0=11 Nm (100 K); Nn=4100 rpm; Naturall | 3470.98
1FK7083-2AC71-1BG0 | SIMOTICS S synchronous motor 1FK7-CT PN=2.6kW; UDC=600V M0=16Nm (100K); NN=2000rpm; naturally coo | 2565.87
1FK7103-2AF71-1RA2 | SIMOTICS S Synchronous motor 1FK7-CT PN=4.4kW; UDC=600V M0=36Nm (100K); NN=3000rpm; Naturally coo | 3619.53
1FK7103-2AF71-1RH2 | SIMOTICS S Synchronous motor 1FK7-CT PN=4.4kW; UDC=600V M0=36Nm (100K); NN=3000rpm; Naturally coo | 3942.19
1FK7083-2AC71-1BH2 | SIMOTICS S synchronous motor 1FK7-CT PN=2.6kW; UDC=600V M0=16Nm (100K); NN=2000rpm; naturally coo | 3066.93
1FK7083-2AC71-1CB0 | SIMOTICS S synchronous motor 1FK7-CT PN=2.6kW; UDC=600V M0=16Nm (100K); NN=2000rpm; naturally coo | 3426.22
1FK7103-5AF81-1SY3-ZP91S28 | SIMOTICS S Synchronous servo motor 1FK7 Compact, 36 Nm 100K, 3000rpm, 6.90 kW naturally cooled IM | 8299.64
1FK7103-5AF81-1YY3-ZS17 | SIMOTICS S Synchronous servo motor 1FK7 Compact 36 Nm, 100K, 3000 rpm, 6.90 kW Naturally cooled I | 5668.81
1FK7105-2AC71-1CA1 | SIMOTICS S Synchronous motor 1FK7-CT PN=7.7kW; UDC=600V M0=48Nm (100K); NN=2000rpm; Naturally coo | 5147.62
1FK7105-2AC71-1CB2 | SIMOTICS S Synchronous motor 1FK7-CT PN=7.7kW; UDC=600V M0=48Nm (100K); NN=2000rpm; Naturally coo | 5555.88
1FK7101-5AY71-1SY3-ZS77 | SIMOTICS S Synchronous servo motor 1FK7 compact 27 Nm, 100 K, 3000 rpm, 4.9 kW Naturally cooled I | 3978.98
1FK7101-5AY81-1SH3-ZS11 | SIMOTICS S Synchronous servo motor 1FK7 Compact 26 Nm, 100K, 3350 rpm, 4.2 kW Naturally cooled IM | 5756.51
1PH1133-1HD12-0GA0 | Main motor 1PH1 for SINAMICS V70; Operating voltage 380 V 3AC Pn=11 kW; Nn=1000 rpm Mn=105 Nm Sha | 6376.14
1PH1133-1HD12-1GA0 | Main motor 1PH1 for SINAMICS V70; Operating voltage 380 V 3AC Pn=11 kW; Nn=1000 rpm Mn=105 Nm Sha | 6376.14
1PH1133-1HF10-0GA0 | Main motor 1PH1 for SINAMICS V70; Operating voltage 380 V 3AC Pn=15 kW; Nn=1500 rpm Mn=96 Nm Shaf | 6376.14
1FT7086-5WH71-1CH1-ZQ09Y84 | SIMOTICS S Synchronous motor 1FT7, M0=50 Nm (100K) NN=4500 rpm, PN=20.30 kW Water-cooled, IMB 5 d | 10786.54
1PH1133-1HF10-2GA0 | Main motor 1PH1 for SINAMICS V70; Operating voltage 380 V 3AC Pn=15 kW; Nn=1500 rpm Mn=96 Nm Shaf | 6376.14
1PH1133-1HF12-2GA0 | Main motor 1PH1 for SINAMICS V70; Operating voltage 380 V 3AC Pn=15 kW; Nn=1500 rpm Mn=96 Nm Shaf | 6376.14
1PH1133-1LD12-1GA0 | Main motor 1PH1 for SINAMICS V70; Operating voltage 380 V 3AC Pn=11 kW; Nn=1000 rpm Mn=105 Nm Sha | 5885.79
1PH1133-1LD12-2GA0 | Main motor 1PH1 for SINAMICS V70; Operating voltage 380 V 3AC Pn=11 kW; Nn=1000 rpm Mn=105 Nm Sha | 5885.79
1PH3105-1AD02-2GA0 | Main motor for SINAMICS S120;3 Operating voltage 380 V 3AC Pn=5.5 kW; Nn=1000 rpm MN=53 Nm Axial | 4357.41
1PH3105-1AG02-0LA0 | Main motor for SINAMICS S120;3 Operating voltage 380 V 3AC Pn=7.5 kW; Nn=2000 rpm MN=36 Nm Axial | 4772.58
1PH3105-1AG02-2LA0 | Main motor for SINAMICS S120;3 Operating voltage 380 V 3AC Pn=7.5 kW; Nn=2000 rpm MN=36 Nm Axial | 4772.58
1PH3105-1DD00-2GA0 | Main motor for SINAMICS S120;3 Operating voltage 380 V 3AC Pn=5.5 kW; Nn=1000 rpm MN=53 Nm Axial | 5337.71
1PH1101-1HF12-2GA0 | Main motor 1PH1 for SINAMICS V70; Operating voltage 380 V 3AC Pn=3.7 kW; Nn=1500 rpm Mn=24 Nm Sha | 4949.46
1PH1101-1LF10-1GA0 | Main motor 1PH1 for SINAMICS V70; Operating voltage 380 V 3AC Pn=3.7 kW; Nn=1500 rpm Mn=24 Nm Sha | 4430.5
1PH1101-1LF12-2GA0 | Main motor 1PH1 for SINAMICS V70; Operating voltage 380 V 3AC Pn=3.7 kW; Nn=1500 rpm Mn=24 Nm Sha | 4430.5
1PH1103-1HD12-1GA0 | Main motor 1PH1 for SINAMICS V70; Operating voltage 380 V 3AC Pn=3.7 kW; Nn=1000 rpm Mn=35 Nm Sha | 5176.66
1PH3135-1DD02-2LA0 | Main motor for SINAMICS S120;3 Operating voltage 380 V 3AC Pn=12 kW; Nn=1000 rpm Mn=115 Nm Axial | 6246.91
1PH3136-1DD02-0GA0 | Main motor for SINAMICS S120;3 Operating voltage 380 V 3AC Pn=15 kW; Nn=1000 rpm Mn=143 Nm Axial | 6144.98
1PH8224-1DF20-0ZA1-ZK40P00P0B | SIMOTICS M Compact induction motor 1500 rpm, 119 kW, 758 Nm, 240 A, 340 V; 1750 rpm, 138 kW, 753 | 31765.75
1PH8135-1DZ12-0GB1-ZK6FV90 | SIMOTICS M Compact induction motor 315rpm, 3.7kW, 110Nm, 9 A forced ventilation; direction of air | 7263.98
1PH8135-2DG03-0CC1-ZV23 | SIMOTICS M Compact synchronous motor 2300rpm, 35.6kW 148Nm, 59A, 407V Forced ventilation; air dir | 16496.33
3NP1133-1BC14 | SENTRON, fuse switch disconnector 3NP1, 3-pole, NH00, 160 A, for 60mm 8US busbar system, flat ter | 201.66
3NP1141-1DA10 | SENTRON, fuse switch disconnector 3NP1, 1-pole, NH1, 250 A, for assembly and installation on moun | 95.73
3NP1144-1BC20 | SENTRON, fuse switch disconnector 3NP1, 4-pole, NH1, 250 A, for 60mm 8US busbar system, box termi | 485.65
3NP1153-1BC14 | SENTRON, fuse switch disconnector 3NP1, 3-pole, NH2, 400 A, for 60mm 8US busbar system, flat term | 478.7
3NP1153-1DA14 | SENTRON, fuse switch disconnector 3NP1, 3-pole, NH2, 400 A, for assembly and installation on moun | 350.05
3NP1154-1DA10 | SENTRON, fuse switch disconnector 3NP1, 4-pole, NH2, 400 A, for assembly and installation on moun | 384.8
1FK7101-5AY71-1SY3-ZN16P91S77 | SIMOTICS S Synchronous servo motor 1FK7 Compact, 27 Nm 100K, 3000rpm, 4.9 kW naturally cooled IM | 4491.29
1FK7101-5AY81-1SY3-ZS28 | SIMOTICS S Synchronous servo motor 1FK7 Compact 26 Nm, 100K, 3350 rpm, 4.2 kW Naturally cooled IM | 5686.02
1FK7103-2AC71-1BA1 | SIMOTICS S Synchronous motor 1FK7-CT PN=5.2kW; UDC=600V M0=36Nm (100K); NN=2000rpm; Naturally coo | 3727.58
1FT7084-5WH71-1BG1-ZQ09Y84 | SIMOTICS S Synchronous motor 1FT7, M0=35Nm (100K) NN=4500rpm, PN=14.60kW water-cooled IMB 5 desig | 7932.78
1FT7087-7SH71-1BG0-ZN05X09 | SIMOTICS S Synchronous motor 1FT7, M0=48Nm (100K) NN=4500rpm, PN=10.80kW Forced ventilation; IMB | 8096.65
1FT7087-7SH71-1BH0-ZN27Y84 | SIMOTICS S synchronous motor 1FT7 48 Nm (100K), 4500 rpm, 10.80 kW forced ventilation; IMB 5 desi | 8738.21
1PH1131-1HD10-1GA0 | Main motor 1PH1 for SINAMICS V70; Operating voltage 380 V 3AC Pn=7.5 kW; Nn=1000 rpm Mn=72 Nm Sha | 5870.31
1PH1131-1HD10-2GA0 | Main motor 1PH1 for SINAMICS V70; Operating voltage 380 V 3AC Pn=7.5 kW; Nn=1000 rpm Mn=72 Nm Sha | 5870.31
1PH3101-1AF02-0LA0 | Main motor for SINAMICS S120;3 Operating voltage 380 V 3AC Pn=3.7 kW; Nn=1500 rpm MN=24 Nm Axial | 4407.42
1PH3101-1AF02-2LA0 | Main motor for SINAMICS S120;3 Operating voltage 380 V 3AC Pn=3.7 kW; Nn=1500 rpm MN=24 Nm Axial | 4407.42
1PH3101-1DF00-2LA0 | Main motor for SINAMICS S120;3 Operating voltage 380 V 3AC Pn=3.7 kW; Nn=1500 rpm MN=24 Nm Axial | 5387.67
1PH1105-1HD10-2GA0 | Main motor 1PH1 for SINAMICS V70; Operating voltage 380 V 3AC Pn=5.5 kW; Nn=1000 rpm Mn=53 Nm Sha | 5367.48
1PH1105-1HD12-0GA0 | Main motor 1PH1 for SINAMICS V70; Operating voltage 380 V 3AC Pn=5.5 kW; Nn=1000 rpm Mn=53 Nm Sha | 5367.48
1PH1105-1HD12-1GA0 | Main motor 1PH1 for SINAMICS V70; Operating voltage 380 V 3AC Pn=5.5 kW; Nn=1000 rpm Mn=53 Nm Sha | 5367.48
1PH1105-1HF12-2GA0 | Main motor 1PH1 for SINAMICS V70; Operating voltage 380 V 3AC Pn=7.5 kW; Nn=1500 rpm Mn=48 Nm Sha | 5367.48
1PH1105-1LD10-1GA0 | Main motor 1PH1 for SINAMICS V70; Operating voltage 380 V 3AC Pn=5.5 kW; Nn=1000 rpm Mn=53 Nm Sha | 4856.92
3NP1933-1GB42 | Fuse carrier with EFM15, for size NH00 3-pole, AC 190 - 690V (L-N) accessories for 3NP1 fuse swit | 142.55
3NP1941-1BB10 | Prism terminal single 70 - 150mm2, for size NH1 1-pole with flat terminal, accessory for fuse swi | 15.51
3NP1951-1BA00 | Saddle terminal 120 - 240mm2, for size NH2 1-pole with flat terminal, accessory for fuse switch d | 7.33
3NP1951-1GB41 | Fuse carrier with EFM15, for size NH2 1-pole, AC 110 - 690V (L-N) accessories for 3NP1 fuse switc | 120.53
3RA1954-3A | Mechanical interlocking for 3RT135, 3RT136, 3RT137 | 37.41
1FK7042-2AF71-1CA0 | SIMOTICS S SIMOTICS S-1FK7 Synchronous motor 1FK7-CT PN=0.82k UDC=600V M0=3Nm (100K); NN=3000rpm; | 2313.43
1FK7042-2AF71-1CH0 | SIMOTICS S SIMOTICS S-1FK7 synchronous motor 1FK7-CT PN=0.82k UDC=600V M0=3Nm (100K); NN=3000rpm; | 2484.62
1FK7042-2AF71-1CH2 | SIMOTICS S SIMOTICS S-1FK7 synchronous motor 1FK7-CT PN=0.82k UDC=600V M0=3Nm (100K); NN=3000rpm; | 2577.44
1FK7042-2AF71-1QB2 | SIMOTICS S SIMOTICS S-1FK7 synchronous motor 1FK7-CT PN=0.82k UDC=600V M0=3Nm (100K); NN=3000rpm; | 1819.37
1FK7042-2AK71-1QA1 | SIMOTICS S Synchronous motor 1FK7-CT PN=0.94kW; UDC=600V M0=3Nm (100K); NN=6000rpm; Naturally coo | 1560.37
1FK7042-2AK71-1QB2 | SIMOTICS S Synchronous motor 1FK7-CT PN=0.94kW; UDC=600V M0=3Nm (100K); NN=6000rpm; Naturally coo | 1819.37
1FK7042-2AK71-1QG2 | SIMOTICS S Synchronous motor 1FK7-CT PN=0.94kW; UDC=600V M0=3Nm (100K); NN=6000rpm; Naturally coo | 1474.78
1FK7042-2AK71-1RA0 | SIMOTICS S Synchronous motor 1FK7-CT PN=0.94kW; UDC=600V M0=3Nm (100K); NN=6000rpm; Naturally coo | 1838.83
1FT7046-5AH71-1CH1-ZN27 | SIMOTICS S Synchronous motor 1FT7, M0=7Nm (100K) NN=4500rpm, PN=1.32kW naturally cooled; IMB 5 de | 5945.64
1FK7105-2AC71-1QH0 | SIMOTICS S Synchronous motor 1FK7-CT PN=7.7kW; UDC=600V M0=48Nm (100K); NN=2000rpm; Naturally coo | 4531.6
1FK7105-2AF71-1BB2 | SIMOTICS S Synchronous motor 1FK7-CT PN=8.2kW; UDC=600V M0=48Nm (100K); NN=3000rpm; Naturally coo | 5189.37
1FK7105-2AF71-1BG1 | SIMOTICS S Synchronous motor 1FK7-CT PN=8.2kW; UDC=600V M0=48Nm (100K); NN=3000rpm; Naturally coo | 4695.52
1FK7105-2AF71-1RG1 | SIMOTICS S Synchronous motor 1FK7-CT PN=8.2kW; UDC=600V M0=48Nm (100K); NN=3000rpm; Naturally coo | 4587.46
1FK7083-2AF71-1CA1 | SIMOTICS S synchronous motor 1FK7-CT PN=3.3kW; UDC=600V M0=16Nm (100K); NN=3000rpm; naturally coo | 3110.77
1FK7083-2AF71-1CB0 | SIMOTICS S synchronous motor 1FK7-CT PN=3.3kW; UDC=600V M0=16Nm (100K); NN=3000rpm; naturally coo | 3426.22
1FK7083-2AF71-1QA1 | SIMOTICS S synchronous motor 1FK7-CT PN=3.3kW; UDC=600V M0=16Nm (100K); NN=3000rpm; naturally coo | 2264.89
1FK7083-2AF71-1RG1 | SIMOTICS S synchronous motor 1FK7-CT PN=3.3kW; UDC=600V M0=16Nm (100K); NN=3000rpm; naturally coo | 2550.6
1FK7083-2AF71-1RH1 | SIMOTICS S synchronous motor 1FK7-CT PN=3.3kW; UDC=600V M0=16Nm (100K); NN=3000rpm; naturally coo | 2958.85
1FK7103-2AF71-1RH1 | SIMOTICS S Synchronous motor 1FK7-CT PN=4.4kW; UDC=600V M0=36Nm (100K); NN=3000rpm; Naturally coo | 3942.19
1FK7083-2AC71-1CH1 | SIMOTICS S synchronous motor 1FK7-CT PN=2.6kW; UDC=600V M0=16Nm (100K); NN=2000rpm; naturally coo | 3433.43
1FK7083-2AC71-1QG1 | SIMOTICS S synchronous motor 1FK7-CT PN=2.6kW; UDC=600V M0=16Nm (100K); NN=2000rpm; naturally coo | 2179.3
1FK7083-2AC71-1RG1 | SIMOTICS S synchronous motor 1FK7-CT PN=2.6kW; UDC=600V M0=16Nm (100K); NN=2000rpm; naturally coo | 2550.6
1FK7103-3BC71-1RG2 | SIMOTICS S synchronous motor 1FK7-HI PN=5.2kW; UDC=600V M0=36Nm (100K); NN=2000rpm; naturally coo | 3516.9
1FK7103-3BC71-1RH2 | SIMOTICS S synchronous motor 1FK7-HI PN=5.2kW; UDC=600V M0=36Nm (100K); NN=2000rpm; naturally coo | 3925.18
1FK7105-2AC71-1BA0 | SIMOTICS S Synchronous motor 1FK7-CT PN=7.7kW; UDC=600V M0=48Nm (100K); NN=2000rpm; Naturally coo | 4688.29
1FK7105-2AC71-1BB1 | SIMOTICS S Synchronous motor 1FK7-CT PN=7.7kW; UDC=600V M0=48Nm (100K); NN=2000rpm; Naturally coo | 5189.37
1FK7105-2AC71-1QA0 | SIMOTICS S Synchronous motor 1FK7-CT PN=7.7kW; UDC=600V M0=48Nm (100K); NN=2000rpm; Naturally coo | 4208.92
1FK7105-2AC71-1QB2 | SIMOTICS S Synchronous motor 1FK7-CT PN=7.7kW; UDC=600V M0=48Nm (100K); NN=2000rpm; Naturally coo | 4710.02
1FK7105-2AF71-1CB1 | SIMOTICS S Synchronous motor 1FK7-CT PN=8.2kW; UDC=600V M0=48Nm (100K); NN=3000rpm; Naturally coo | 5555.88
1FK7105-2AF71-1QA0 | SIMOTICS S Synchronous motor 1FK7-CT PN=8.2kW; UDC=600V M0=48Nm (100K); NN=3000rpm; Naturally coo | 4208.92
1FK7083-2AF71-1QH2 | SIMOTICS S synchronous motor 1FK7-CT PN=3.3kW; UDC=600V M0=16Nm (100K); NN=3000rpm; naturally coo | 2587.57
1FK7083-2AF71-1RA2 | SIMOTICS S synchronous motor 1FK7-CT PN=3.3kW; UDC=600V M0=16Nm (100K); NN=3000rpm; naturally coo | 2636.17
1FK7083-5AF81-1YY3-ZN16P91S16 | SIMOTICS S Synchronous servo motor 1FK7 Compact 16 Nm 100K 3000rpm, 3.10 kW naturally cooled IM B | 3817.73
1FK7105-2AF71-1QH1 | SIMOTICS S Synchronous motor 1FK7-CT PN=8.2kW; UDC=600V M0=48Nm (100K); NN=3000rpm; Naturally coo | 4624.38
1FK7105-5AC71-1YY3-ZS18 | SIMOTICS S-1FK7 Synchronous servo motor 1FK7 Compact; naturally cooled; NN=6000rpm; UDC=600V; IMB | 8577.97
1FK7105-5AY81-1YY3-ZS18 | SIMOTICS S Synchronous servo motor 1FK7 Compact 48 Nm, 100K, 3000 rpm, 8.3 kW Naturally cooled IM | 6870.93
1FK7084-3BC71-1CG0 | SIMOTICS S synchronous motor 1FK7-HI PN=3.1kW; UDC=600V M0=20Nm (100K); NN=2000rpm; naturally coo | 3227.93
1FK7084-3BC71-1RA2 | SIMOTICS S synchronous motor 1FK7-HI PN=3.1kW; UDC=600V M0=20Nm (100K); NN=2000rpm; naturally coo | 2931.78
1PH3133-1DD00-0GA0 | Main motor for SINAMICS S120;3 Operating voltage 380 V 3AC Pn=11 kW; Nn=1000 rpm Mn=105 Nm Axial | 5818.25
1PH3135-1DD00-2LA0 | Main motor for SINAMICS S120;3 Operating voltage 380 V 3AC Pn=12 kW; Nn=1000 rpm Mn=115 Nm Axial | 6246.91
1PH8107-1CZ24-3MC2-ZK4CQ51 | SIMOTICS M Compact induction motor Y1300RPM, 11.5kW, 84 Nm, 29.0A D4000RPM, 14.5kW, 35Nm, 30.0A w | 11376.7
1PH8107-1TZ22-0MC2-ZK4CQ51 | SIMOTICS M Compact induction motor Y1050RPM, 10.0kW, 91Nm, 28.0A D2500RPM, 10.0kW, 38Nm, 27.0A wa | 8237.94
3NP1141-1DA20 | SENTRON, fuse switch disconnector 3NP1, 1-pole, NH1, 250 A, for assembly and installation on moun | 110.45
3NP1921-1GB43 | Fuse carrier with EFM15, for size NH000 1-pole, AC 24 - 230V / DC 24 - 250V accessories for 3NP1 | 92.49
1FK7042-2AC71-1CH2 | SIMOTICS S Synchronous motor 1FK7-CT PN=0.59kW; UDC=600V M0=3Nm (100K); NN=2000rpm; Naturally coo | 2577.44
1FK7042-2AC71-1QB2 | SIMOTICS S Synchronous motor 1FK7-CT PN=0.59kW; UDC=600V M0=3Nm (100K); NN=2000rpm; Naturally coo | 1819.37
1FK7042-2AF71-1BB0 | SIMOTICS S SIMOTICS S-1FK7 1FK7-CT synchronous motor PN=0.82 kW UDC=600V M0=3Nm (100K); NN=3000rp | 2205.92
1FK7042-2AF71-1BG1 | SIMOTICS S SIMOTICS S-1FK7 Synchronous motor 1FK7-CT PN=0.82k UDC=600V M0=3Nm (100K); NN=3000rpm; | 1954.11
1FK7042-2AF71-1QG2 | SIMOTICS S SIMOTICS S-1FK7 synchronous motor 1FK7-CT PN=0.82k UDC=600V M0=3Nm (100K); NN=3000rpm; | 1474.78
1FK7042-2AF71-1RA1 | SIMOTICS S SIMOTICS S-1FK7 synchronous motor 1FK7-CT PN=0.82k UDC=600V M0=3Nm (100K); NN=3000rpm; | 1931.65
1FK7042-2AK71-1BH1 | SIMOTICS S Synchronous motor 1FK7-CT PN=0.94kW; UDC=600V M0=3Nm (100K); NN=6000rpm; Naturally coo | 2210.94
1FK7042-2AK71-1CA2 | SIMOTICS S Synchronous motor 1FK7-CT PN=0.94kW; UDC=600V M0=3Nm (100K); NN=6000rpm; Naturally coo | 2406.25
1FK7042-2AK71-1RG0 | SIMOTICS S Synchronous motor 1FK7-CT PN=0.94kW; UDC=600V M0=3Nm (100K); NN=6000rpm; Naturally coo | 1753.26
1FK7042-5AK71-1SY3-ZS34 | SIMOTICS S Synchronous servo motor 1FK7 compact 3.0 Nm, 100 K, 6000 rpm 1.02 kW, naturally cooled | 3216.18
1FT7102-5AC75-1MG1-ZV06 | SIMOTICS S Synchronous motor 1FT7, M0=30Nm (100K) NN=2000rpm, PN=5.03kW Naturally cooled IMB 5 de | 7592.57
1FT7108-5AC75-1MG1-ZV06 | SIMOTICS S Synchronous motor 1FT7, M0=70Nm (100K) NN=2000rpm, PN=10.50kW Naturally cooled IMB 5 d | 11584.95
1FK7062-2AC71-1BG0 | SIMOTICS S synchronous motor 1FK7-CT PN=1.5kW; UDC=600V M0=8.5Nm (100K); NN=2000rpm; naturally co | 2202.92
3RH2911-2XA11-0MA0 | Auxiliary switch Front-side, 1 NO + 1 NC Current path 1 NO, 1 NO for 3RH2 and 3RT2 Spring-type te | 7.05
3RT1467-6SP36-3PA0 | Power contactor AC-1, 500 A AC (50-60 Hz) / DC operation 3-pole Electronic operating mechanism wi | 1373.04
3RT1956-4EB10 | Terminal cover for 3RT135 | 37.41
3RT2026-1FB40-1KS0 | power contactor, AC-3 25 A, 11 kW / 400 V 1 NO + 1 NC, 24 V DC with plugged-in diode combination, | 134.84
3RT2448-6KB40-0KS0 | Contactor, AC-1: 160 A 24 V DC, 3-pole, 3NO, Size S3 Bar connection, 1 NO+1 NC, integrated varist | 455.15
3RV2421-1DA10 | Circuit breaker size S0 For transformer protection A-release 2.2...3.2 A Short-circuit release 65 | 58.93
3RV2011-1FA25-ZW96 | Circuit breaker size S00 for motor protection, Class 10 A-release 3.5...5 A Short-circuit release | 74.06
3RW5558-2HA14 | SIRIUS soft starter 200-480 V 1280 A, 110-250 V AC Spring-type terminals | 24358.95
3RV2021-0FA10 | Circuit breaker size S0 for motor protection, Class 10 A-release 0.35...0.5 A Short-circuit relea | 45.09
3SU1000-1LB20-0AA0-ZY19 | Emergency stop mushroom pushbutton, 22 mm, round, plastic, red, 40 mm, latching according to EN I | 20.76
3RT2037-1AU60 | Power contactor, AC-3 65 A, 30 kW / 400 V 1 NO + 1 NC, 277 V AC, 60 Hz 3-pole, Size S2 Screw term | 209.54
1FK7105-5AY81-1SY3-ZP91S28 | SIMOTICS S Synchronous servo motor 1FK7 Compact, 48 Nm 100K, 3000rpm, 8.3 kW naturally cooled IM | 9582.11
1FK7084-3BC71-1CB1 | SIMOTICS S synchronous motor 1FK7-HI PN=3.1kW; UDC=600V M0=20Nm (100K); NN=2000rpm; naturally coo | 3814.61
1FK7084-3BC71-1CH0 | SIMOTICS S synchronous motor 1FK7-HI PN=3.1kW; UDC=600V M0=20Nm (100K); NN=2000rpm; naturally coo | 3636.19
1FK7100-2AF71-1QB2 | SIMOTICS S Synchronous motor 1FK7-CT PN=3.8kW; UDC=600V M0=18Nm (100K); NN=3000rpm; Naturally coo | 2919.01
1FK7100-2AF71-1RB2 | SIMOTICS S Synchronous motor 1FK7-CT PN=3.8kW; UDC=600V M0=18Nm (100K); NN=3000rpm; Naturally coo | 3290.33
1FK7101-2AC71-1CB2 | SIMOTICS S Synchronous motor 1FK7-CT PN=4.3kW; UDC=600V M0=27Nm (100K); NN=2000rpm; Naturally coo | 4083.09
1FK7101-2AC71-1QB0 | SIMOTICS S Synchronous motor 1FK7-CT PN=4.3kW; UDC=600V M0=27Nm (100K); NN=2000rpm; Naturally coo | 3144.42
1FK7101-2AC71-1RG2 | SIMOTICS S Synchronous motor 1FK7-CT PN=4.3kW; UDC=600V M0=27Nm (100K); NN=2000rpm; Naturally coo | 3114.68
1FK7101-2AF71-1BA0 | SIMOTICS S synchronous motor 1FK7-CT PN=4.9kW; UDC=600V M0=27Nm (100K); NN=3000rpm; naturally coo | 3215.5
1FK7101-2AF71-1CA2 | SIMOTICS S synchronous motor 1FK7-CT PN=4.9kW; UDC=600V M0=27Nm (100K); NN=3000rpm; naturally coo | 3674.81
1FK7101-2AF71-1QB2 | SIMOTICS S synchronous motor 1FK7-CT PN=4.9kW; UDC=600V M0=27Nm (100K); NN=3000rpm; naturally coo | 3237.22
1FK7084-2AF71-1BB1 | SIMOTICS S synchronous motor 1FK7-CT PN=3.1kW; UDC=600V M0=20Nm (100K); NN=3000rpm; naturally coo | 3448.1
1FK7105-5AY81-1YY3-ZS95 | SIMOTICS S Synchronous servo motor 1FK7 Compact, 48 Nm 100K, 3000rpm, 8.3 kW naturally cooled IM | 6800.64
1FK7084-3BC71-1RG2 | SIMOTICS S synchronous motor 1FK7-HI PN=3.1kW; UDC=600V M0=20Nm (100K); NN=2000rpm; naturally coo | 2846.16
1FK7086-4SA71-1CG0-ZN05 | SIMOTICS S Synchronous motor 1FK7 High Dynamic, 38Nm 100K; NN=1200rpm; 4.36kW Forced ventilation | 6110.06
1FK7100-2AF71-1CG2 | SIMOTICS S Synchronous motor 1FK7-CT PN=3.8kW; UDC=600V M0=18Nm (100K); NN=3000rpm; Naturally coo | 3271.04
1FK7100-2AF71-1QA0 | SIMOTICS S Synchronous motor 1FK7-CT PN=3.8kW; UDC=600V M0=18Nm (100K); NN=3000rpm; Naturally coo | 2417.97
1FK7100-2AF71-1QH2 | SIMOTICS S Synchronous motor 1FK7-CT PN=3.8kW; UDC=600V M0=18Nm (100K); NN=3000rpm; Naturally coo | 2833.41
1FK7100-2AF71-1RG0 | SIMOTICS S Synchronous motor 1FK7-CT PN=3.8kW; UDC=600V M0=18Nm (100K); NN=3000rpm; Naturally coo | 2703.66
1FK7101-2AC71-1BG0 | SIMOTICS S Synchronous motor 1FK7-CT PN=4.3kW; UDC=600V M0=27Nm (100K); NN=2000rpm; Naturally coo | 3129.9
1FK7101-2AC71-1CG1 | SIMOTICS S Synchronous motor 1FK7-CT PN=4.3kW; UDC=600V M0=27Nm (100K); NN=2000rpm; Naturally coo | 3589.28
1FK7101-2AF71-1CA0 | SIMOTICS S synchronous motor 1FK7-CT PN=4.9kW; UDC=600V M0=27Nm (100K); NN=3000rpm; naturally coo | 3582.01
1FK7101-2AF71-1CB2 | SIMOTICS S synchronous motor 1FK7-CT PN=4.9kW; UDC=600V M0=27Nm (100K); NN=3000rpm; naturally coo | 4083.09
1FK7101-2AF71-1QA2 | SIMOTICS S synchronous motor 1FK7-CT PN=4.9kW; UDC=600V M0=27Nm (100K); NN=3000rpm; naturally coo | 2828.95
1FK7085-7AF71-1SH3-ZS11 | SIMOTICS S Synchronous servo motor 1FK7 High Dynamic 22 Nm 100 K, 3000 rpm, 3.14 kW Naturally coo | 6881.66
1FK7100-2AF71-1BB2 | SIMOTICS S Synchronous motor 1FK7-CT PN=3.8kW; UDC=600V M0=18Nm (100K); NN=3000rpm; Naturally coo | 3398.39
1FK7100-2AF71-1QA2 | SIMOTICS S Synchronous motor 1FK7-CT PN=3.8kW; UDC=600V M0=18Nm (100K); NN=3000rpm; Naturally coo | 2510.75
1FK7100-2AF71-1QB1 | SIMOTICS S Synchronous motor 1FK7-CT PN=3.8kW; UDC=600V M0=18Nm (100K); NN=3000rpm; Naturally coo | 2919.01
1FK7101-2AC71-1BB1 | SIMOTICS S Synchronous motor 1FK7-CT PN=4.3kW; UDC=600V M0=27Nm (100K); NN=2000rpm; Naturally coo | 3716.61
1FK7042-2AC71-1RB1 | SIMOTICS S Synchronous motor 1FK7-CT PN=0.59kW; UDC=600V M0=3Nm (100K); NN=2000rpm; Naturally coo | 2190.68
1FK7042-2AC71-1RB2 | SIMOTICS S Synchronous motor 1FK7-CT PN=0.59kW; UDC=600V M0=3Nm (100K); NN=2000rpm; Naturally coo | 2190.68
1FK7042-2AC71-1RG1 | SIMOTICS S Synchronous motor 1FK7-CT PN=0.59kW; UDC=600V M0=3Nm (100K); NN=2000rpm; Naturally coo | 1846.08
1FK7042-2AC71-1RG2 | SIMOTICS S Synchronous motor 1FK7-CT PN=0.59kW; UDC=600V M0=3Nm (100K); NN=2000rpm; Naturally coo | 1846.08
1FK7042-2AF74-4ZA2-ZP1JS20 | SIMOTICS S Synchronous motor 1FK7-CT PN=0.82kW; UDC=600V M0=3Nm (100K); NN=3000rpm; naturally coo | 3451
1FK7042-2AK71-1BB2 | SIMOTICS S Synchronous motor 1FK7-CT PN=0.94kW; UDC=600V M0=3Nm (100K); NN=6000rpm; Naturally coo | 2298.72
1FK7042-2AK71-1BG2 | SIMOTICS S Synchronous motor 1FK7-CT PN=0.94kW; UDC=600V M0=3Nm (100K); NN=6000rpm; Naturally coo | 1954.11
1FK7060-2AC71-1BG0 | SIMOTICS S Synchronous motor 1FK7-CT PN=1.1kW; UDC=600V M0=6Nm (100K); NN=2000rpm; Naturally cool | 2074.2
1FK7060-2AC71-1BG2 | SIMOTICS S Synchronous motor 1FK7-CT PN=1.1kW; UDC=600V M0=6Nm (100K); NN=2000rpm; Naturally cool | 2167
1FK7060-2AC71-1BH0 | SIMOTICS S Synchronous motor 1FK7-CT PN=1.1kW; UDC=600V M0=6Nm (100K); NN=2000rpm; Naturally cool | 2377.14
1FK7060-2AC71-1BH2 | SIMOTICS S Synchronous motor 1FK7-CT PN=1.1kW; UDC=600V M0=6Nm (100K); NN=2000rpm; Naturally cool | 2469.96
1FT7108-5SF75-3NK4-ZN01 | SIMOTICS S Synchronous motor 1FT7 Forced ventilation IMB 5 design (IM V1, IM V3) Flange 0 Power c | 11612.7
3RH2911-2DA11-ZW97 | Auxiliary switch lateral, 1 NO + 1 NC Current path 1 NO, 1 NO for 3RH2 and 3RT2 Spring-type termi | 11.83
3RK1908-1SK00 | ET 200SP motor starter starter kit including 3RK 1308 motor starter 0.9 - 3 A, Reversing starter, | 429.64
3RT1363-6AE36 | Power contactor AC-1 275 A Tu= 40 °C, 4-pole, Ue 1000 V 20 - 60 V DC, 0.8 ... 1.1 Uc 24 - 60 V AC | 913.93
3RT1363-6AF36 | Power contactor AC-1 275 A Tu= 40 °C, 4-pole, Ue 1000 V 48 - 130 V DC, 0.8 ... 1.1 Uc 48 - 130 V | 913.93
3RT2948-6D | Contact piece set f. 3RT2448 3 NO, main contacts, consists of 3 movable and 6 fixed contact piece | 128.29
3RV1923-7BA00 | Rotary operating mechanism gray/black | 8.38
3RV2011-0FA25-ZW96 | Circuit breaker size S00 for motor protection, Class 10 A-release 0.35...0.5 A Short-circuit rele | 64.57
3RV2011-0KA25-ZW96 | Circuit breaker size S00 for motor protection, Class 10 A-release 0.9...1.25 A Short-circuit rele | 71.54
3RV2021-1EA10-0DA0 | Circuit breaker size S0 for system protection without phase failure protection A-release 2.8...4 | 71.26
3RW5558-6HA06 | SIRIUS soft starter 200-690 V 1280 A, 24 V AC/DC Screw terminals | 26964.18
3SE5413-0CD23-1EB1 | Position switch in compact design 30 mm wide with M12 connector 5-pole Snap-action contacts 1 NO+ | 50.16
3SE5324-0SD21-1AE4 | Safety switch with tumbler,with magnet monitoring Locking force 1300 N,for SIMATIC ET200eco PN; 5 | 290.17
3SU1050-7AF88-0AA0-ZY19 | Coordinate switch, 22 mm, round, metal shiny, black, 4 switch positions, momentary contact type, | 57.99
3SU1050-7BE88-0AA0-ZY19 | Coordinate switch, 22 mm, round, metal shiny, black, 4 switch positions, latching, with mechanica | 70.9
3SU1050-7BF88-0AA0-ZY19 | Coordinate switch, 22 mm, round, metal shiny, black, 4 switch positions, momentary contact type, | 70.9
3SU1050-5BF21-0AA0-ZY01Y19 | Key-operated switch CES, 22 mm, round, metal, shiny, special lock, with 2 keys, 2 switch position | 95.59
3SU1050-5BL11-0AA0-ZY01Y19 | Key-operated switch CES, 22 mm, round, metal, shiny, special lock, with 2 keys, 3 switch position | 95.59
3SU1060-4LF21-0AA0-ZY01Y19 | RONIS key-operated switch, 30 mm, round, metal, matte, front ring for flush installation, special | 91.16
1FT7064-5WK74-1MA2-ZN16X08 | SIMOTICS S Synchronous motor 1FT7, 16Nm (100K), 6000rpm, 8.90kW Water-cooled; IMB 5 design (IM V1 | 6343.89
1FT7082-5SH71-1BG1-ZL01 | SIMOTICS S Synchronous motor 1FT7, M0=16.5 Nm (100K) NN=4500 rpm, PN=6.9 kW Forced ventilation; I | 5477.28
1FK7060-2AC71-1CH2 | SIMOTICS S Synchronous motor 1FK7-CT PN=1.1kW; UDC=600V M0=6Nm (100K); NN=2000rpm; Naturally cool | 2836.42
1FK7060-2AF71-1BA2 | SIMOTICS S synchronous motor 1FK7-CT PN=1.5kW; UDC=600V M0=6Nm (100K); NN=3000rpm; naturally cool | 2252.61
1FK7060-2AF71-1BB2 | SIMOTICS S synchronous motor 1FK7-CT PN=1.5kW; UDC=600V M0=6Nm (100K); NN=3000rpm; naturally cool | 2553.29
1FK7062-2AC71-1BB0 | SIMOTICS S synchronous motor 1FK7-CT PN=1.5kW; UDC=600V M0=8.5Nm (100K); NN=2000rpm; naturally co | 2589.24
3RT1966-4D | Broadened connection for 3RT136 | 64.16
3RT2028-2BB40-ZW96 | Power contactor, AC-3 38 A, 18.5 kW / 400 V 1 NO + 1 NC, 24 V DC 3-pole, size S0 Spring-type term | 160.79
3RT2017-1UB41-1AA0 | Power contactor, AC-3 12 A, 5.5 kW / 400 V 1 NO, 24 V DC with varistor integrated, 3-pole Size S0 | 45.43
3RT2025-1XF40-0LA2 | Traction contactor, AC-3 17 A, 7.5 kW / 400 V 1 NO + 1 NC with electronic operating mechanism 110 | 110.12
3RW5552-6HA04 | SIRIUS soft starter 200-480 V 630 A, 24 V AC/DC Screw terminals | 15110.36
3RW5552-6HA06 | SIRIUS soft starter 200-690 V 630 A, 24 V AC/DC Screw terminals | 16934.04
3RW5553-2HA04 | SIRIUS soft starter 200-480 V 720 A, 24 V AC/DC Spring-type terminals | 16803.78
3RW5556-2HA04 | SIRIUS soft starter 200-480 V 1100 A, 24 V AC/DC Spring-type terminals | 21232.68
3SU1000-5JF01-0AA0-ZY01Y19 | Key-operated switch CES with key monitoring, 22 mm, round, plastic; Special lock with 2 keys, 2 s | 219.67
3RT2038-1AN60 | Power contactor, AC-3 80 A, 37 kW / 400 V 1 NO + 1 NC, 200 V AC, 50 Hz / 200-220 V, 60 Hz 3-pole, | 232.96
3SU1000-5PF01-0AA0-ZY01Y19 | Key-operated switch BKS, 22 mm, round, plastic, special lock, with 2 keys, 2 switch positions O-I | 119.01
3SU1050-4BL21-0AA0-ZY01Y19 | RONIS key-operated switch, 22 mm, round, metal, shiny, special lock, with 2 keys, 3 switch positi | 61.08
3SU1050-4BL31-0AA0-ZY01Y19 | RONIS key-operated switch, 22 mm, round, metal, shiny, special lock, with 2 keys, 3 switch positi | 61.08
3SU1050-4BL51-0AA0-ZY01Y19 | RONIS key-operated switch, 22 mm, round, metal, shiny, special lock, with 2 keys, 3 switch positi | 61.08
3SU1050-4BN21-0AA0-ZY01Y19 | RONIS key-operated switch, 22 mm, round, metal, shiny, special lock, with 2 keys, 3 switch positi | 60.21
3SU1060-0JB80-0AA0-ZY19 | PUSHBUTTON, 30MM, ROUND, METAL, MATT, GREY, FRONT RING FOR FLAT INSTALL., MOMENTARY CONTACT TYPE, | 24.81
3SU1060-4LF11-0AA0-ZY01Y19 | RONIS key-operated switch, 30 mm, round, metal, matte, front ring for flush installation, special | 91.16
3SU1150-7BD88-1NA0-ZY19 | Coordinate switch, 22 mm, round, metal shiny, black, 2 switch positions, vertical momentary conta | 82.93
3SU1401-1BF20-1AA0-ZY19 | LED module with integrated LED 230 V AC, red, screw terminal, for front plate mounting Customer-s | 13.68
3SU1401-1BF40-1AA0-ZY19 | LED module with integrated LED 230 V AC, green, screw terminal, for front plate mounting Customer | 13.68
3SU1401-1BG00-1AA0-ZY19 | LED module with integrated LED 6-24V AC/DC amber, screw terminal, for front plate mounting Custom | 9.69
3SU1401-2BB40-3AA2 | LED module With integrated LED 24 V AC/DC, green, spring-type terminal, for floor mounting, ATEX | 19.55
3SU1401-2BB50-1AA0-ZY19 | LED module with integrated LED 24 V AC/DC, blue, screw terminal, for floor mounting Customer-spec | 8.93
3SU1401-2BB60-3AA2 | LED module With integrated LED 24 V AC/DC, white, spring-type terminal, for floor mounting, ATEX | 19.55
3SU1401-1BG60-1AA0-ZY19 | LED module with integrated LED 6-24V AC/DC white, screw terminal, for front plate mounting Custom | 9.69
3SU1401-1BG60-3AA0-ZY19 | LED module with integrated LED 6-24V AC/DC white, spring-type terminal, for front plate mounting | 10.19
3SU1401-1BH00-3AA0-ZY19 | LED module with integrated LED, 24-240 V AC/DC, amber, spring-type terminal, for front plate moun | 17.16
3SU1401-1BH30-1AA0-ZY19 | LED module with integrated LED, 24-240 V AC/DC, yellow, screw terminal, for front plate mounting | 16.34
3SU1401-1BH60-1AA0-ZY19 | LED module with integrated LED, 24-240 V AC/DC, white, screw terminal, for front plate mounting C | 16.34
3SU1400-1AA10-1RA0-ZY19 | Contact module with 2 contact elements, 1 NO leading + 1 NC lagging, gold-plated contacts, screw | 16.58
3SU1400-1AA10-3BA0-ZY19 | Contact module with 1 contact element, 1 NO, spring-type terminal, for front plate mounting Custo | 6
3SU1401-2BF20-3AA0-ZY19 | LED module with integrated LED 230 V AC, red, spring-type terminal, for floor mounting Customer-s | 15.25
3SU1401-2BG30-1AA0-ZY19 | LED module with integrated LED 6-24V AC/DC yellow, screw terminal, for floor mounting Customer-sp | 10
3SU1400-2DA43-1AA0-ZY19 | Support terminal, green/yellow, screw terminal, for floor mounting Customer-specific selection wi | 6.58
3SU1400-2HK10-6AA0-ZY19 | Electronics module for IO-Link, black, 8 inputs/outputs, 6 DI/2 DQ, push-in, for floor mounting, | 125.98
3SU1401-1BB00-3AA2 | LED module With integrated LED 24 V AC/DC, amber, spring-type terminal, for front plate mounting, | 18.82
3SU1401-1BB20-1AA2-ZY19 | LED module with integrated LED 24 V AC/DC, red, screw terminal, for front plate mounting, ATEX Zo | 19.43
3SU1900-0AB71-0QA0-ZY19 | Inscription plate for illuminated pushbutton, round, milky with black font, with graphic symbol: | 1.33
3SU1900-0AB71-0QC0-ZY19 | Inscription plate for illuminated pushbutton, round, milky with black font, with graphic symbol: | 1.33
3SU1900-0AB71-0QR0-ZY19 | Inscription plate for illuminated pushbutton, round, milky with black font, with graphic symbol: | 1.33
3SU1900-0AB71-0QU0-ZY19 | Inscription plate for illuminated pushbutton, round, milky with black font, with graphic symbol: | 1.33
3SU1806-0AA00-0UB1 | Enclosure for command devices, 22 mm, round, Enclosure material plastic, enclosure top part gray, | 28.1
3SU1900-0AC16-0DR0-ZY19 | Labeling plate for snapping on or gluing on label holder, label size 12.5x27 mm, black label, whi | 1.41
3SU1900-0AC81-0AJ0-ZY19 | Labeling plate for snapping on or gluing on label holder, label size 12.5x27 mm, silver label, bl | 1.33
3SU1900-0AC81-0AM0-ZY19 | Labeling plate for snapping on or gluing on label holder, label size 12.5x27 mm, silver label, bl | 1.33
3SU1900-0AC81-0AP0-ZY19 | Labeling plate for snapping on or adhering to label holder, label size 12.5x27 mm, silver label, | 1.33
3SU1900-0AC81-0DB0-ZY19 | Labeling plate for snapping on or adhering to label holder, label size 12.5x27 mm, silver label, | 1.33
3SU1900-0AC81-0DM0-ZY19 | Labeling plate for snapping on or adhering to label holder, label size 12.5x27 mm, silver label, | 1.33
3SU1900-0AD16-0DK0-ZY19 | Labeling plate for snapping on or gluing on label holder, label size 17.5 x 27 mm, black label, w | 1.41
3SU1900-0AB71-0AQ0-ZY19 | Inscription plate for illuminated pushbutton, round, milky with black font, with inscription: Stö | 1.33
3SU1900-0AB71-0DJ0-ZY19 | Inscription plate for illuminated pushbutton, round, milky with black font, with inscription: On, | 1.33
3SU1900-0AB71-0DR0-ZY19 | Inscription plate for illuminated pushbutton, round, milky with black font, with inscription: Lef | 1.33
3SU1900-0AD16-0DS0-ZY19 | Labeling plate for snapping on or gluing on label holder, label size 17.5 x 27 mm, black label, w | 1.41
3SU1050-4BL11-0AA0-ZY01Y19 | RONIS key-operated switch, 22 mm, round, metal, shiny, special lock, with 2 keys, 3 switch positi | 61.08
3SU1050-4BN51-0AA0-ZY01Y19 | RONIS key-operated switch, 22 mm, round, metal, shiny, special lock, with 2 keys, 3 switch positi | 60.21
3SU1050-5BL21-0AA0-ZY01Y19 | Key-operated switch CES, 22 mm, round, metal, shiny, special lock, with 2 keys, 3 switch position | 95.59
3SU1051-1AD50-0AA0-ZY19 | Illuminated mushroom pushbutton, 22 mm, round, shiny metal, blue, 30 mm, momentary contact type, | 12.66
3SU1401-1BG20-3AA0-ZY19 | LED module with integrated LED 6-24V AC/DC red, spring-type terminal, for front plate mounting Cu | 10.19
3SU1401-1BG50-3AA0-ZY19 | LED module with integrated LED 6-24V AC/DC blue, spring-type terminal, for front plate mounting C | 10.19
3SU1401-2BB00-1AA0-ZY19 | LED module with integrated LED 24 V AC/DC, amber, screw terminal, for floor mounting Customer-spe | 8.93
3SU1401-2BB20-3AA2 | LED module With integrated LED 24 V AC/DC, red, spring-type terminal, for floor mounting, ATEX Zo | 19.55
3SU1401-2BF20-1AA0-ZY19 | LED module with integrated LED 230 V AC, red, screw terminal, for floor mounting Customer-specifi | 15.7
3SU1400-1AA10-1LA0-ZY19 | Contact module with 1 contact element, 1 NO, gold-plated contacts, screw terminal, for front plat | 8.8
3SU1401-2BH20-1AA0-ZY19 | LED module with integrated LED, 24-240 V AC/DC, red, screw terminal, for floor mounting Customer- | 18.43
3SU1400-1AA10-3CA0-ZY19 | Contact module with 1 contact element, 1 NC, spring-type terminal, for front plate mounting Custo | 6
3SU1801-0NR00-4UB2 | Enclosure for command devices 22 mm, round, Enclosure material plastic, Enclosure top part yellow | 51.15
3SU1803-0AA00-0UB1 | Enclosure for command devices, 22 mm, round, Enclosure material plastic, enclosure top part gray, | 15.64
3SU1401-1BB30-3AA2 | LED module with integrated LED 24 V AC/DC, yellow, screw terminal, for front plate mounting, ATEX | 18.82
3SU1401-1BB50-1AA2-ZX90 | LED module with integrated LED 24 V AC/DC, blue, screw terminal, for front plate mounting, ATEX Z | 18.17
3SU1900-0AB71-0DV0-ZY19 | Inscription plate for illuminated pushbutton, round, milky with black font, with inscription: Tes | 1.33
3SU1900-0AB71-0EF0-ZY19 | Inscription plate for illuminated pushbutton, round, milky with black font, with inscription: Slo | 1.33
3SU1900-0AB71-0RB0-ZY19 | Inscription plate for illuminated pushbutton, round, milky with black font, with graphic symbol: | 1.33
3SU1900-0AB71-0RP0-ZY19 | Inscription plate for illuminated pushbutton, round, milky with black font, with graphic symbol: | 1.33
3SU1900-0AC16-0AQ0-ZY19 | Labeling plate for snapping on or gluing on label holder, label size 12.5x27 mm, black label, whi | 1.41
3SU1900-0AC16-0GH0-ZY19 | Labeling plate for snapping on or gluing on label holder, label size 12.5x27 mm, black label, whi | 1.41
3SU1900-0AC16-0QS0-ZY19 | Labeling plate for snapping on or gluing on label holder, label size 12.5x27 mm, black label, whi | 1.41
3SU1900-0AC81-0DS0-ZY19 | Labeling plate for snapping on or gluing on label holder, label size 12.5x27 mm, silver label, bl | 1.33
3SU1900-0AB71-0AE0-ZY19 | Inscription plate for illuminated pushbutton, round, milky with black font, with inscription: Ab, | 1.33
3SU1900-0AD16-0AB0-ZY19 | Labeling plate for snapping on or gluing on label holder, label size 17.5 x 27 mm, black label, w | 1.41
3SU1900-0AD16-0AL0-ZY19 | Labeling plate for snapping on or gluing on label holder, label size 17.5 x 27 mm, black label, w | 1.41
3SU1900-0AF16-0EB0-ZY19 | Labeling plate for gluing on enclosure, label size 22x22 mm, black label, white font, with inscri | 4.49
3SU1900-0AF16-0RW0-ZY19 | Labeling plate for gluing on enclosure, label size 22x22 mm, black label, white font, with inscri | 4.49
3SU1401-2BC30-1AA0-ZY19 | LED module with integrated LED 110 V AC, yellow, screw terminal, for floor mounting Customer-spec | 15.7
3SU1400-1AA10-3LA0-ZY19 | Contact module with 1 contact element, 1 NO, gold-plated contacts, spring-type terminal, for fron | 10.96
3SU1400-1DA50-1AA0-ZY19 | Support terminal, blue, screw terminal, for front plate mounting Customer-specific selection with | 7.28
3SU1400-1EA10-4AA0-ZY19 | AS-Interface module, 2 safe inputs, black, insulation displacement system, for front plate mounti | 258.92
3SU1400-1HL10-6AA0-ZY19 | Electronics module for IO-Link, black, 8 inputs/outputs, freely-programmable, default 6 DI/2 DQ, | 127.24
3SU1400-2AA10-3CA0-ZY19 | Contact module with 1 contact element, 1 NC, spring-type terminal, for floor mounting, customer-s | 6.97
3SU1401-1BC00-1AA0-ZY19 | LED module with integrated LED 110 V AC, amber, screw terminal, for front plate mounting Customer | 13.68
3SU1401-1BC30-1AA0-ZY19 | LED module with integrated LED 110 V AC, yellow, screw terminal, for front plate mounting Custome | 13.68
3SU1401-1BC30-3AA0-ZY19 | LED module with integrated LED 110 V AC, yellow, spring-type terminal, for front plate mounting C | 14.94
3SU1401-1BC50-1AA0-ZY19 | LED module with integrated LED 110 V AC, blue, screw terminal, for front plate mounting Customer- | 13.68
3SU1900-0AB71-0RC0-ZY19 | Inscription plate for illuminated pushbutton, round, milky with black font, with graphic symbol: | 1.33
3SU1900-0AB71-0RF0-ZY19 | Inscription plate for illuminated pushbutton, round, milky with black font, with graphic symbol: | 1.33
3SU1900-0AB71-0RG0-ZY19 | Inscription plate for illuminated pushbutton, round, milky with black font, with graphic symbol: | 1.33
3SU1900-0AB71-0RJ0-ZY19 | Inscription plate for illuminated pushbutton, round, milky with black font, with graphic symbol: | 1.33
3SU1900-0AC16-0DU0-ZY19 | Labeling plate for snapping on or gluing on label holder, label size 12.5x27 mm, black label, whi | 1.41
3SU1900-0AC16-0EC0-ZY19 | Labeling plate for snapping on or gluing on label holder, label size 12.5x27 mm, black label, whi | 1.41
3SU1900-0AC16-0ED0-ZY19 | Labeling plate for snapping on or gluing on label holder, label size 12.5x27 mm, black label, whi | 1.41
3SU1900-0AC16-0GA0-ZY19 | Labeling plate for snapping on or gluing on label holder, label size 12.5x27 mm, black label, whi | 1.41
3SU1900-0AB71-0AK0-ZY19 | Inscription plate for illuminated pushbutton, round, milky with black font, with inscription: Hal | 1.33
3SU1900-0AB71-0AN0-ZY19 | Inscription plate for illuminated pushbutton, round, milky with black font, with inscription: Lan | 1.33
3SU1900-0AB71-0AP0-ZY19 | Inscription plate for illuminated pushbutton, round, milky with black font, with inscription: Bet | 1.33
3SU1900-0AC81-0QA0-ZY19 | Labeling plate for snapping on or gluing on label holder, label size 12.5x27 mm, silver label, bl | 1.33
3SU1900-0AF81-0AD0-ZY19 | Labeling plate for gluing on enclosure, label size 22x22 mm, silver label, black font with inscri | 4.33
3SU1900-0AF81-0AL0-ZY19 | Labeling plate for gluing on enclosure, label size 22x22 mm, silver label, black font with inscri | 4.33
3SU1900-0AF81-0DD0-ZY19 | Labeling plate for gluing on enclosure, label size 22x22 mm, silver label, black font with inscri | 4.33
3SU1900-0AF81-0DU0-ZY19 | Labeling plate for gluing on enclosure, label size 22x22 mm, silver label, black font with inscri | 4.33
3SU1900-0AD16-0QS0-ZY19 | Labeling plate for snapping on or gluing on label holder, label size 17.5 x 27 mm, black label, w | 1.41
3SU1900-0AD81-0AB0-ZY19 | Labeling plate for snapping on or gluing on label holder, label size 17.5 x 27 mm, silver label, | 1.33
3SU1900-0AD81-0AC0-ZY19 | Labeling plate for snapping on or gluing on label holder, label size 17.5 x 27 mm, silver label, | 1.33
3SU1900-0AD16-0DW0-ZY19 | Labeling plate for snapping on or gluing on label holder, label size 17.5 x 27 mm, black label, w | 1.41
3SU1900-0AD16-0EB0-ZY19 | Labeling plate for snapping on or gluing on label holder, label size 17.5 x 27 mm, black label, w | 1.41
3SU1900-0AD16-0EC0-ZY19 | Labeling plate for snapping on or gluing on label holder, label size 17.5 x 27 mm, black label, w | 1.41
3SU1900-0AD81-0DJ0-ZY19 | Labeling plate for snapping on or gluing on label holder, label size 17.5 x 27 mm, silver label, | 1.33
3SU1900-0AD81-0DK0-ZY19 | Labeling plate for snapping on or gluing on label holder, label size 17.5 x 27 mm, silver label, | 1.33
3SU1900-0AD81-0EC0-ZY19 | Labeling plate for snapping on or gluing on label holder, label size 17.5 x 27 mm, silver label, | 1.33
3SU1900-0AD81-0QB0-ZY19 | Labeling plate for snapping on or gluing on label holder, label size 17.5 x 27 mm, silver label, | 1.33
3SU1900-0BE31-0AA0-ZY19 | Labeling plate for EMERGENCY OFF mushroom pushbutton in the enclosure, yellow, without inscriptio | 6.71
3SU1900-0BS10-0AA0-ZY19 | Label holder, flat, black, for 4 labeling plates 17.5 mm x 27 mm, for gluing, Customer-specific s | 9.43
3SU1900-0BT10-0AA0-ZY19 | Label holder, flat, black, for 4 labeling plates 17.5 mm x 27 mm, for snapping on, Customer-speci | 9.43
3SU1900-0FA10-0AA0-ZY19 | Sealing plug for unused round control points, 22 mm, plastic, black, customer-specific selection | 5.54
3SU1900-0FW30-0AA0-ZY19 | ID key ID group 2, yellow, customer-specific selection with SIRIUS ACT configurator (CIN) | 22.79
1PH1131-1LF12-2GA0 | Main motor 1PH1 for SINAMICS V70; Operating voltage 380 V 3AC Pn=11 kW; Nn=1500 rpm Mn=70 Nm Shaf | 5369.78
1PH1133-1HD10-0GA0 | Main motor 1PH1 for SINAMICS V70; Operating voltage 380 V 3AC Pn=11 kW; Nn=1000 rpm Mn=105 Nm Sha | 6376.14
1PH1133-1HD10-2GA0 | Main motor 1PH1 for SINAMICS V70; Operating voltage 380 V 3AC Pn=11 kW; Nn=1000 rpm Mn=105 Nm Sha | 6376.14
1PH1133-1HF12-0GA0 | Main motor 1PH1 for SINAMICS V70; Operating voltage 380 V 3AC Pn=15 kW; Nn=1500 rpm Mn=96 Nm Shaf | 6376.14
1PH3101-1DF02-2LA0 | Main motor for SINAMICS S120;3 Operating voltage 380 V 3AC Pn=3.7 kW; Nn=1500 rpm MN=24 Nm Axial | 5387.67
1PH3103-1AD02-2GA0 | Main motor for SINAMICS S120;3 Operating voltage 380 V 3AC Pn=3.7 kW; Nn=1000 rpm MN=35 Nm Axial | 4145.96
1PH3103-1AF00-0LA0 | Main motor for SINAMICS S120;3 Operating voltage 380 V 3AC Pn=5.5 kW; Nn=1500 rpm MN=35 Nm Axial | 4703.41
1PH3103-1AF02-0LA0 | Main motor for SINAMICS S120;3 Operating voltage 380 V 3AC Pn=5.5 kW; Nn=1500 rpm MN=35 Nm Axial | 4703.41
1PH1103-1LF10-1GA0 | Main motor 1PH1 for SINAMICS V70; Operating voltage 380 V 3AC Pn=5.5 kW; Nn=1500 rpm Mn=35 Nm Sha | 4662.26
1PH1103-1LF12-2GA0 | Main motor 1PH1 for SINAMICS V70; Operating voltage 380 V 3AC Pn=5.5 kW; Nn=1500 rpm Mn=35 Nm Sha | 4662.26
1PH1105-1HD12-2GA0 | Main motor 1PH1 for SINAMICS V70; Operating voltage 380 V 3AC Pn=5.5 kW; Nn=1000 rpm Mn=53 Nm Sha | 5367.48
1PH1105-1HF10-0GA0 | Main motor 1PH1 for SINAMICS V70; Operating voltage 380 V 3AC Pn=7.5 kW; Nn=1500 rpm Mn=48 Nm Sha | 5367.48
3SU1900-0JD10-0AA0-ZY19 | Metric M25 cable gland for routing the round cable into the IO-Link enclosure, for plastic or met | 7.41
3SU1900-0KF10-0AA0-ZY19 | Hole drilling template for grid 30 mm x 40 mm, horizontal and vertical distance, customer-specifi | 6.71
3SU1900-0KG10-0AA0-ZY19 | Extension plunger for pushbutton with extended stroke, for compensation of the gap between pushbu | 3.16
3SU1900-0KT10-0AA0-ZY19 | Connector for communication module, 7-pole, spring-type terminal, customer-specific selection wit | 10.5
3SU1950-0FN80-0AA0-ZY19 | Key for key-operated switch CES, lock number LSG 1, customer-specific selection with SIRIUS ACT c | 10.19
3SU1900-0AF81-0AC0-ZY19 | Labeling plate for gluing on enclosure, label size 22x22 mm, silver label, black font with inscri | 4.33
3SU1900-0AF81-0QB0-ZY19 | Labeling plate for gluing on enclosure, label size 22x22 mm, silver label, black font with graphi | 4.33
3SX5601-3SB54 | Connecting cable with M12 socket 4-pole, straight and free cable end 5 m long for connecting for | 36.45
3SU1900-0AD16-0GH0-ZY19 | Labeling plate for snapping on or gluing on label holder, label size 17.5 x 27 mm, black label, w | 1.41
3SU1900-0AD16-0QB0-ZY19 | Labeling plate for snapping on or gluing on label holder, label size 17.5 x 27 mm, black label, w | 1.41
3SU1900-0AD81-0AF0-ZY19 | Labeling plate for snapping on or gluing on label holder, label size 17.5 x 27 mm, silver label, | 1.33
3SU1900-0AD81-0AK0-ZY19 | Labeling plate for snapping on or gluing on label holder, label size 17.5 x 27 mm, silver label, | 1.33
3SU1900-0AD81-0AQ0-ZY19 | Labeling plate for snapping on or gluing on label holder, label size 17.5 x 27 mm, silver label, | 1.33
3SU1900-0AD81-0QS0-ZY19 | Labeling plate for snapping on or gluing on label holder, label size 17.5 x 27 mm, silver label, | 1.33
3SU1900-0AE16-0DM0-ZY19 | Labeling plate for snapping on or gluing on label holder, label size 27x27 mm, black label, white | 1.5
3SU1900-0BA31-0ND0-ZY19 | Washer for EMERGENCY STOP, yellow, with inscription (Polish): Zatrzymanie Symbol 5638, Awaryjne S | 8.61
3SU1900-0BC31-0DA0-ZY19 | Backing plate round, for EMERGENCY STOP mushroom pushbutton, yellow, self-adhesive, outer diamete | 6.4
1PH1105-1LF12-2GA0 | Main motor 1PH1 for SINAMICS V70; Operating voltage 380 V 3AC Pn=7.5 kW; Nn=1500 rpm Mn=48 Nm Sha | 4856.92
1PH1131-1HF10-0GA0 | Main motor 1PH1 for SINAMICS V70; Operating voltage 380 V 3AC Pn=11 kW; Nn=15000 rpm Mn=70 Nm Sha | 5870.31
1PH1131-1LD12-1GA0 | Main motor 1PH1 for SINAMICS V70; Operating voltage 380 V 3AC Pn=7.5 kW; Nn=1000 rpm Mn=72 Nm Sha | 5369.78
1PH1133-1LF12-0GA0 | Main motor 1PH1 for SINAMICS V70; Operating voltage 380 V 3AC Pn=15 kW; Nn=1500 rpm Mn=96 Nm Shaf | 5885.79
1PH1902-0AB00-0AA0 | Exchange fan SH100 | 272.4
1PH3103-1DF02-2LA0 | Main motor for SINAMICS S120;3 Operating voltage 380 V 3AC Pn=5.5 kW; Nn=1500 rpm MN=35 Nm Axial | 5689.41
1PH3105-1DG00-2LA0 | Main motor for SINAMICS S120;3 Operating voltage 380 V 3AC Pn=7.5 kW; Nn=2000 rpm MN=36 Nm Axial | 5760.57
1PH1103-1HF10-0GA0 | Main motor 1PH1 for SINAMICS V70; Operating voltage 380 V 3AC Pn=5.5 kW; Nn=1500 rpm Mn=35 Nm Sha | 5176.66
1PH1103-1LD12-1GA0 | Main motor 1PH1 for SINAMICS V70; Operating voltage 380 V 3AC Pn=3.7 kW; Nn=1000 rpm Mn=35 Nm Sha | 4662.26
1PH1105-1HF10-1GA0 | Main motor 1PH1 for SINAMICS V70; Operating voltage 380 V 3AC Pn=7.5 kW; Nn=1500 rpm Mn=48 Nm Sha | 5367.48
1PH1105-1LD12-0GA0 | Main motor 1PH1 for SINAMICS V70; Operating voltage 380 V 3AC Pn=5.5 kW; Nn=1000 rpm Mn=53 Nm Sha | 4856.92
1PH8107-1CF02-3LZ2-ZQ1EQ51 | SIMOTICS M Compact induction motor 1500rpm, 9.0kW 57Nm, 23.5A, 330V 1750rpm, 10.0kW 55Nm, 22A, 38 | 10540.09
3SU1900-0HX10-0AA0-ZY19 | Adapter AS-i shaped cable (insulation displacement system), M20 cable entry, customer-specific se | 11.9
3SU1901-0BD31-0NB0-ZY19 | Washer round for EMERGENCY STOP mushroom pushbutton, yellow, illuminated, thickness 5 mm, outer d | 113.32
3SU1950-0DR80-0AA0-ZY19 | Locking device made of metal, for selector switch, 22 mm, short or long handle, in position cente | 40.58
3SU1950-0DV80-0AA0-ZY19 | Locking device with cover, for pushbutton, selector switch with short handle/rotary knob, RONIS k | 40.58
3UF7120-1AA01-0 | Current/voltage measuring module for dry-running protection of centrifugal pumps in hazardous are | 1158.94
3UF7123-1AA01-0 | Current/voltage measuring module for dry-running protection of centrifugal pumps in hazardous are | 1301.9
3SU1900-0AD81-0AE0-ZY19 | Labeling plate for snapping on or gluing on label holder, label size 17.5 x 27 mm, silver label, | 1.33
3SU1900-0AF16-0AG0-ZY19 | Labeling plate for gluing on enclosure, label size 22x22 mm, black label, white font, with inscri | 4.49
3SU1900-0AF16-0AP0-ZY19 | Labeling plate for gluing on enclosure, label size 22x22 mm, black label, white font, with inscri | 4.49
3SU1900-0AF16-0DR0-ZY19 | Labeling plate for gluing on enclosure, label size 22x22 mm, black label, white font, with inscri | 4.49
3SU1900-0AF16-0DS0-ZY19 | Labeling plate for gluing on enclosure, label size 22x22 mm, black label, white font, with inscri | 4.49
1PH1131-1HF12-2GA0 | Main motor 1PH1 for SINAMICS V70; Operating voltage 380 V 3AC Pn=11 kW; Nn=15000 rpm Mn=70 Nm Sha | 5870.31
1PH1101-1HF10-1GA0 | Main motor 1PH1 for SINAMICS V70; Operating voltage 380 V 3AC Pn=3.7 kW; Nn=1500 rpm Mn=24 Nm Sha | 4949.46
1PH1101-1HF10-2GA0 | Main motor 1PH1 for SINAMICS V70; Operating voltage 380 V 3AC Pn=3.7 kW; Nn=1500 rpm Mn=24 Nm Sha | 4949.46
1PH1101-1LF12-0GA0 | Main motor 1PH1 for SINAMICS V70; Operating voltage 380 V 3AC Pn=3.7 kW; Nn=1500 rpm Mn=24 Nm Sha | 4430.5
1PH3107-1DG02-0LA0 | Main motor for SINAMICS S120;3 Operating voltage 380 V 3AC Pn=11 kW; Nn=2000 rpm MN=53 Nm Axial h | 5862.45
1PH3131-1DE00-2GA0 | Main motor for SINAMICS S120;3 Operating voltage 380 V 3AC Pn=7.5 kW; Nn=1200 rpm MN=60 Nm Axial | 5683.69
1PH3131-1DE02-2GA0 | Main motor for SINAMICS S120;3 Operating voltage 380 V 3AC Pn=7.5 kW; Nn=1200 rpm MN=60 Nm Axial | 5683.69
1PH3131-1DF00-0LA0 | Main motor for SINAMICS S120;3 Operating voltage 380 V 3AC Pn=11 kW; Nn=1500 rpm Mn=70 Nm Axial h | 6169.96
3SU1950-0DL80-0AA0-ZY19 | Protective collar for mushroom pushbutton, 40 mm, 22 mm design, 360°, metal Viewable from the sid | 34.75
3SU1950-0DM80-0AA0-ZY19 | Locking device made of metal, for activated pushbutton, 22 mm, with flat pushbutton, raised front | 40.58
3SU1950-0KK80-0AA0-ZY19 | Grounding screw for metal bracket, grounding of metal actuators for installation in front plates | 0.13
3SU1960-0AH10-0AA0-ZY19 | Label holder, 30 mm, flat, frame rounded off at the bottom, black, for labeling plate 17.5 mm x 2 | 5.02
3SU1960-0DA70-0AA0 | Sealable cap for pushbutton, flat, 30 mm, clear | 23.69
3SU1960-0EY70-0AA0 | Sealable cap for selector switch, short, 30 mm, clear | 26.43
3VA1332-5EF32-0AC0 | circuit breaker 3VA1 IEC frame 400 breaking capacity class M Icu=55kA @ 415V 3-pole, line protect | 1302.15
3VA1340-5EF32-0LF0 | circuit breaker 3VA1 IEC frame 400 breaking capacity class M Icu=55kA @ 415V 3-pole, line protect | 1497.13
3VA1340-6EF32-0DH0 | circuit breaker 3VA1 IEC frame 400 breaking capacity class H Icu=70kA @ 415V 3-pole, line protect | 1601.58
3VA1340-6EF32-0HH0 | circuit breaker 3VA1 IEC frame 400 breaking capacity class H Icu=70kA @ 415V 3-pole, line protect | 1580.69
3VA1450-1AA42-0AA0 | switch disconnector 3VA1 IEC frame 630 4-pole SD100, In=500A without overload protection w/o shor | 950.67
3VA1110-1AA36-0AM0 | switch disconnector 3VA1 IEC frame 160 3-pole SD100, In=100A without overload protection w/o shor | 366.27
3VA2116-5JP32-0DA0 | circuit breaker 3VA2 IEC frame 160 breaking capacity class M Icu=55kA @ 415V 3-pole, line protect | 1406.6
3VA2110-7MP36-0AA0 | CIRCUIT BREAKER 3VA2 IEC FRAME 160 BREAKING CAPACITY CLASS C ICU=110KA @ 415 V 3-POLE, MOTOR PRO | 782.41
3VA2116-6HL36-0AC0 | circuit breaker 3VA2 IEC frame 160 breaking capacity class H Icu=85kA @ 415V 3-pole, line protect | 967.92
3VA2225-5HL42-0KB0 | circuit breaker 3VA2 IEC frame 250 breaking capacity class M Icu=55kA @ 415V 4-pole, line protect | 1545.88
3VA2440-7MP32-0AA0 | CIRCUIT BREAKER 3VA2 IEC FRAME 630 BREAKING CAPACITY CLASS C ICU=110KA @ 415 V 3-POLE, MOTOR PRO | 2249.42
3SU1950-0FP80-0AA0-ZY19 | Key for key-operated switch CES, Lock number SSG 10, Customer-specific selection with SIRIUS ACT | 10.19
3SU1950-0FQ80-0AA0-ZY19 | Key for key-operated switch CES, lock number VL5, customer-specific selection with SIRIUS ACT con | 10.19
3SU1950-0GA80-0AA0-ZY19 | USB port, 22 mm, shiny metal, silver, customer-specific selection with SIRIUS ACT configurator (C | 58.43
3VA1040-2ED36-0DA0 | circuit breaker 3VA1 IEC frame 100 breaking capacity class B Icu=16kA @ 415V 3-pole, line protect | 334.25
3VA1112-4ED36-0AC0 | circuit breaker 3VA1 IEC frame 160 breaking capacity class S Icu=36kA @ 415V 3-pole, line protect | 534.79
3VA1112-6EE36-0AC0 | circuit breaker 3VA1 IEC frame 160 breaking capacity class H Icu=70kA @ 415V 3-pole, line protect | 640.64
3VA1116-4ED26-0AC0 | circuit breaker 3VA1 IEC frame 160 breaking capacity class S Icu=36kA @ 415V 2-pole, line protect | 551.5
3VA1510-5GF42-0AA0 | circuit breaker 3VA1 IEC frame 1000 breaking capacity class M Icu=55kA @ 415V 4-pole, line protec | 3150.95
3VA1510-6GF42-0AA0 | circuit breaker 3VA1 IEC frame 1000 breaking capacity class H Icu=70kA @ 415V 4-pole, line protec | 3464.58
3VA1563-6MH32-0AA0 | circuit breaker 3VA1 IEC frame 1000 breaking capacity class H Icu=70kA @ 415V 3-pole, starter pro | 1426.02
3VA1563-7GF42-0AA0 | circuit breaker 3VA1 IEC frame 1000 breaking capacity class C Icu=110kA @ 415V 4-pole, line prote | 2033.67
3VA2140-7MP36-0AA0 | CIRCUIT BREAKER 3VA2 IEC FRAME 160 BREAKING CAPACITY CLASS C ICU=110KA @ 415 V 3-POLE, MOTOR PRO | 751.83
3VA2220-5MP32-0AA0 | CIRCUIT BREAKER 3VA2 IEC FRAME 250 BREAKING CAPACITY CLASS M ICU=55KA @ 415 V 3-POLE, MOTOR PROT | 1112.48
3VA2220-7MP32-0AA0 | CIRCUIT BREAKER 3VA2 IEC FRAME 250 BREAKING CAPACITY CLASS C ICU=110KA @ 415 V 3-POLE, MOTOR PRO | 1301.97
3VA2340-5KP42-0AL0 | circuit breaker 3VA2 IEC frame 400 breaking capacity class M Icu=55kA @ 415V 4-pole, line protect | 2673.93
3VA2340-6JP42-0KE0 | circuit breaker 3VA2 IEC frame 400 breaking capacity class H Icu=85kA @ 415V 4-pole, line protect | 2771.43
3VA2510-6JP32-0AB0 | circuit breaker 3VA2 IEC frame 1000 breaking capacity class H Icu=85kA @ 415V 3-pole, line protec | 4728.14
3VA2563-5HN42-0KF0 | circuit breaker 3VA2 IEC frame 1000 breaking capacity class M Icu=55kA @ 415V 4-pole, line protec | 2889.81
1PH8138-2DG23-0BB1-ZK18V23 | SIMOTICS M Compact synchronous motor 2300rpm, 67.7kW, 281Nm, 130A, 415 V water cooling Degree of | 18487.76
1PH8165-1CF23-3MA2-ZA25R10V02 | SIMOTICS M Compact induction motor 1500rpm, 46 kW 293Nm, 104A, 330V 1750rpm, 53kW 289Nm, 104A, 37 | 19885.21
1PH8166-1CF23-3MA2-ZA25R10V02 | SIMOTICS M Compact induction motor 1500rpm, 46 kW 293Nm, 104A, 330V 1750rpm, 53kW 289Nm, 104A, 37 | 20898.78
3NP1151-1DA20 | SENTRON, fuse switch disconnector 3NP1, 1-pole, NH2, 400 A, for assembly and installation on moun | 161.11
3NP1941-1EC00 | Assembly kit, for mechanical connection of 1- and 3-pole 3NP1, for sizes NH1 to NH3 floor mountin | 12.74
3NP1941-1GA00 | Standard fuse carrier, without fuse monitoring, for size NH1 1-pole, accessories for 3NP1 fuse sw | 20.87
3NP1941-1GB44 | Fuse carrier with EFM15, for size NH1 1-pole, DC 120 - 440V accessories for 3NP1 fuse switch disc | 99.2
3NP1943-1GB42 | Fuse carrier with EFM15, for size NH1 3-pole, AC 190 - 690V (L-N) accessories for 3NP1 fuse switc | 150.69
1FK7042-2AF71-1CB0 | SIMOTICS S SIMOTICS S-1FK7 Synchronous motor 1FK7-CT PN=0.82k UDC=600V M0=3Nm (100K); NN=3000rpm; | 2572.4
1FK7042-2AF71-1CG0 | SIMOTICS S SIMOTICS S-1FK7 synchronous motor 1FK7-CT PN=0.82k UDC=600V M0=3Nm (100K); NN=3000rpm; | 2227.83
1FK7042-2AF71-1QH1 | SIMOTICS S SIMOTICS S-1FK7 synchronous motor 1FK7-CT PN=0.82k UDC=600V M0=3Nm (100K); NN=3000rpm; | 1731.58
3VA2440-7MQ32-0KH0 | circuit breaker 3VA2 IEC frame 630 breaking capacity class C Icu=110kA @ 415 V 3-pole, motor prot | 2889.81
3VA2450-5HK32-0CC0 | circuit breaker 3VA2 IEC frame 630 breaking capacity class M Icu=55kA @ 415 V 3-pole, line protec | 2040.27
1PH8133-1EB12-0BB2-ZQ80 | SIMOTICS M Compact induction motor 400rpm, 5.2kW 124Nm, 15.5A, 309V 500rpm, 6.5kW, 124Nm, 15.5A, | 6756.9
1PH8137-1EZ12-0BC2-ZK6GQ81V90 | SIMOTICS M Compact induction motor, 750rpm, 11.5 kW, 146 Nm, 30 A, 299 forced ventilation; direct | 8229.35
3NP1123-1BC24 | SENTRON, fuse switch disconnector 3NP1, 3-pole, NH000, 160 A, for 60mm 8US busbar system, box ter | 191.24
3NP1123-1CA24 | SENTRON, fuse switch disconnector 3NP1, 3-pole, NH000, 160 A, for assembly and installation on mo | 169.23
3NP1921-1BE20 | Triple terminal 3x 2.5 - 16mm2, for size NH000, NH00 1-pole with box terminal, accessory for fuse | 10.66
3NP1921-1GB44 | Fuse carrier with EFM15, for size NH000 1-pole, DC 120 - 440V accessories for 3NP1 fuse switch di | 92.49
3NP1961-1BA00 | Saddle terminal 150 - 300mm2, for size NH3 1-pole with flat terminal, accessory for fuse switch d | 10.29
3NP1961-1CB00 | Cable connection cover, for size NH3 1-pole, accessories for 3NP1 fuse switch disconnectors | 15.64
3NP1961-1GB43 | Fuse carrier with EFM15, for size NH3 1-pole, AC 24 - 230V / DC 24 - 250V accessories for 3NP1 fu | 126.33
1FK7042-2AC71-1RA0 | SIMOTICS S Synchronous motor 1FK7-CT PN=0.59kW; UDC=600V M0=3Nm (100K); NN=2000rpm; Naturally coo | 1838.83
1FK7042-2AK71-1CB2 | SIMOTICS S Synchronous motor 1FK7-CT PN=0.94kW; UDC=600V M0=3Nm (100K); NN=6000rpm; Naturally coo | 2665.26
1FK7042-2AK71-1CG1 | SIMOTICS S Synchronous motor 1FK7-CT PN=0.94kW; UDC=600V M0=3Nm (100K); NN=6000rpm; Naturally coo | 2320.66
1FK7042-2AK71-1CH1 | SIMOTICS S Synchronous motor 1FK7-CT PN=0.94kW; UDC=600V M0=3Nm (100K); NN=6000rpm; Naturally coo | 2577.44
1FK7042-2AK71-1QA0 | SIMOTICS S Synchronous motor 1FK7-CT PN=0.94kW; UDC=600V M0=3Nm (100K); NN=6000rpm; Naturally coo | 1467.54
3VA5107-1MU31-0AA0 | circuit breaker 3VA5 UL frame 125 3-pole, starter protection TM120M, AM, In=7A without overload p | 253.28
3VA5110-4ED21-0AA0 | circuit breaker 3VA5 UL frame 125 breaking capacity class S 25kA @ 480V 2-pole, line protection T | 228.64
3VA5110-4ED21-1AA0 | circuit breaker 3VA5 UL frame 125 breaking capacity class S 25kA @ 480V 2-pole, line protection T | 242.32
3VA5110-5ED21-1AA0 | circuit breaker 3VA5 UL frame 125 breaking capacity class M 35kA @ 480 V 2-pole, line protection | 264.75
3VA5110-6ED21-0AA0 | circuit breaker 3VA5 UL frame 125 breaking capacity class H 65kA @ 480V 2-pole, line protection T | 278.98
3VA5112-6ED21-0AA0 | circuit breaker 3VA5 UL frame 125 breaking capacity class H 65kA @ 480V 2-pole, line protection T | 461.15
3VA5112-6ED21-1AA0 | circuit breaker 3VA5 UL frame 125 breaking capacity class H 65kA @ 480V 2-pole, line protection T | 472.62
3VA5120-4EF31-0AA0 | circuit breaker 3VA5 UL frame 125 breaking capacity class S 25kA @ 480V 3-pole, line protection T | 208.97
3VA5120-5EC41-0AA0 | circuit breaker 3VA5 UL frame 125 breaking capacity class M 35kA @ 480 V 4-pole, line protection | 282.82
3VA5135-4ED21-1AA0 | circuit breaker 3VA5 UL frame 125 breaking capacity class S 25kA @ 480V 2-pole, line protection T | 190.9
3VA5135-5ED21-0AA0 | circuit breaker 3VA5 UL frame 125 breaking capacity class M 35kA @ 480 V 2-pole, line protection | 198.58
3VA5135-5ED41-0AA0 | circuit breaker 3VA5 UL frame 125 breaking capacity class M 35kA @ 480 V 4-pole, line protection | 275.69
3VA5135-6ED21-0AA0 | circuit breaker 3VA5 UL frame 125 breaking capacity class H 65kA @ 480V 2-pole, line protection T | 218.27
3VA5170-6EF41-0AA0 | circuit breaker 3VA5 UL frame 125 breaking capacity class H 65kA @ 480V 4-pole, line protection T | 363.76
3VA1116-4GE42-0AB0 | circuit breaker 3VA1 IEC frame 160 breaking capacity class S Icu=36kA @ 415V 4-pole, line protect | 793.82
3VA1010-3ED46-0HC0 | circuit breaker 3VA1 IEC frame 100 breaking capacity class N Icu=25kA @ 415V 4-pole, line protect | 499.98
3VA1463-4EF32-0DF0 | circuit breaker 3VA1 IEC frame 630 breaking capacity class S Icu=36kA @ 415V 3-pole, line protect | 1768.71
3VA1463-5EF32-0DF0 | circuit breaker 3VA1 IEC frame 630 breaking capacity class M Icu=55kA @ 415V 3-pole, line protect | 1928.86
3VA1580-5GF42-0AA0 | circuit breaker 3VA1 IEC frame 1000 breaking capacity class M Icu=55kA @ 415V 4-pole, line protec | 2254.18
3VA2040-5JP32-0DH0 | circuit breaker 3VA2 IEC frame 100 breaking capacity class M Icu=55kA @ 415V 3-pole, line protect | 1183.77
3VA2116-7HM42-0AF0 | circuit breaker 3VA2 IEC frame 160 breaking capacity class C Icu=110kA @ 415 V 4pole, line protec | 1573.72
3VA2110-5MQ32-0AC0 | circuit breaker 3VA2 IEC frame 160 breaking capacity class M Icu=55kA @ 415V 3-pole, motor protec | 1114.15
3VA2340-7HL32-0AL0 | circuit breaker 3VA2 IEC frame 400 breaking capacity class C Icu=110kA @ 415V 3-pole, line protec | 1796.55
3VA2440-5MP32-0AA0 | CIRCUIT BREAKER 3VA2 IEC FRAME 630 BREAKING CAPACITY CLASS M ICU=55KA @ 415 V 3-POLE, MOTOR PROT | 1931.55
3VA2463-5JP42-0DD0 | circuit breaker 3VA2 IEC frame 630 breaking capacity class M Icu=55kA @ 415V 4-pole, line protect | 3189.23
3VA2510-5JP42-0KA0 | circuit breaker 3VA2 IEC frame 1000 breaking capacity class M Icu=55kA @ 415V 4-pole, line protec | 5417.51
1PH8284-1DZ13-9BW1-ZG11K3SN4B | SIMOTICS M Compact induction motor 1150rpm, 170kW, 1414 Nm, 310A, 400V forced ventilation; Degree | 47847.19
1PH8131-1CS02-3MA2-ZQ53 | SIMOTICS M Compact induction motor 2000rpm, 14.6kW, 70 Nm, 39A, 302V, 5000rpm, 14.6kW 28Nm, 40A, | 11750.26
1PH8137-1MD02-0LG2-ZQ25 | SIMOTICS M Compact induction motor 1150rpm, 19.5kW 162Nm, 43A, 350 V forced ventilation; directio | 7739.17
3NP1151-1DA10 | SENTRON, fuse switch disconnector 3NP1, 1-pole, NH2, 400 A, for assembly and installation on moun | 132.12
3NP1154-1BC20 | SENTRON, fuse switch disconnector 3NP1, 4-pole, NH2, 400 A, for 60mm 8US busbar system, box termi | 649.1
3NP1161-1DA20 | SENTRON, fuse switch disconnector 3NP1, 1-pole, NH3, 630 A, for assembly and installation on moun | 206.33
3NP1941-1CA10 | Reach-around protection for busbars, Siemens system 8US, for size NH1 to NH3 1-pole, accessory fo | 6.13
3NP1951-1BB20 | Prism terminal double 2x 70 - 120mm2, for size NH2 1-pole with flat terminal, accessory for fuse | 28.99
3NP1953-1GB45 | Fuse carrier with EFM15, for size NH2 3-pole, DC 220 - 440V accessories for 3NP1 fuse switch disc | 188.94
1FK7042-2AF71-1BB2 | SIMOTICS S SIMOTICS S-1FK7 Synchronous motor 1FK7-CT PN=0.82k UDC=600V M0=3Nm (100K); NN=3000rpm; | 2298.72
1FK7042-2AF71-1BH0 | SIMOTICS S SIMOTICS S-1FK7 Synchronous motor 1FK7-CT PN=0.82k UDC=600V M0=3Nm (100K); NN=3000rpm; | 2118.08
1FK7042-2AF71-1RG1 | SIMOTICS S SIMOTICS S-1FK7 synchronous motor 1FK7-CT PN=0.82k UDC=600V M0=3Nm (100K); NN=3000rpm; | 1846.08
1FK7042-2AK71-1CA0 | SIMOTICS S Synchronous motor 1FK7-CT PN=0.94kW; UDC=600V M0=3Nm (100K); NN=6000rpm; Naturally coo | 2313.43
1FK7042-2AK71-1QG0 | SIMOTICS S Synchronous motor 1FK7-CT PN=0.94kW; UDC=600V M0=3Nm (100K); NN=6000rpm; Naturally coo | 1381.93
1FK7042-2AK71-1RB0 | SIMOTICS S Synchronous motor 1FK7-CT PN=0.94kW; UDC=600V M0=3Nm (100K); NN=6000rpm; Naturally coo | 2097.87
3VA2580-5MN32-0AA0 | circuit breaker 3VA2 IEC frame 1000 breaking capacity class M Icu=55kA @ 415V 3-pole, motor prote | 2713.97
3VA2580-5MP32-0AA0 | CIRCUIT BREAKER 3VA2 IEC FRAME 1000 BREAKING CAPACITY CLASS M ICU=55KA @ 415 V 3-POLE, MOTOR PRO | 2234.57
3VA5110-6EF41-0BC0 | circuit breaker 3VA5 UL frame 125 breaking capacity class H 65kA @ 480V 4-pole, line protection T | 873.8
1FK7042-2AF71-1RA2 | SIMOTICS S SIMOTICS S-1FK7 synchronous motor 1FK7-CT PN=0.82k UDC=600V M0=3Nm (100K); NN=3000rpm; | 1931.65
3VA2563-5MN32-0AA0 | circuit breaker 3VA2 IEC frame 1000 breaking capacity class M Icu=55kA @ 415V 3-pole, motor prote | 2169.94
3VA2563-5MP32-0AA0 | CIRCUIT BREAKER 3VA2 IEC FRAME 1000 BREAKING CAPACITY CLASS M ICU=55KA @ 415 V 3-POLE, MOTOR PRO | 2347.21
3VA2563-5MQ32-0AA0 | circuit breaker 3VA2 IEC frame 1000 breaking capacity class M Icu=55kA @ 415V 3-pole, motor prote | 2610.05
3VA2580-5HM32-0AK0 | circuit breaker 3VA2 IEC frame 1000 breaking capacity class M Icu=55kA @ 415V 3-pole, line protec | 2959.45
3VA5111-4GC41-0AA0 | circuit breaker 3VA5 UL frame 125 breaking capacity class S 25kA @ 480V 4-pole, line protection T | 398.67
3VA5111-4GD41-0AA0 | circuit breaker 3VA5 UL frame 125 breaking capacity class S 25kA @ 480V 4-pole, line protection T | 402.06
3VA5111-5EC41-0AA0 | circuit breaker 3VA5 UL frame 125 breaking capacity class M 35kA @ 480 V 4-pole, line protection | 417.15
3VA5112-4GD41-0AA0 | circuit breaker 3VA5 UL frame 125 breaking capacity class S 25kA @ 480V 4-pole, line protection T | 540.46
3VA5125-5EC41-0AA0 | circuit breaker 3VA5 UL frame 125 breaking capacity class M 35kA @ 480 V 4-pole, line protection | 282.82
3VA5125-6ED21-0AA0 | circuit breaker 3VA5 UL frame 125 breaking capacity class H 65kA @ 480V 2-pole, line protection T | 218.27
3VA5130-4ED41-0AA0 | circuit breaker 3VA5 UL frame 125 breaking capacity class S 25kA @ 480V 4-pole, line protection T | 248.9
3VA5130-4EF31-0AA0 | circuit breaker 3VA5 UL frame 125 breaking capacity class S 25kA @ 480V 3-pole, line protection T | 208.97
3VA5130-4EF41-0AA0 | circuit breaker 3VA5 UL frame 125 breaking capacity class S 25kA @ 480V 4-pole, line protection T | 268.58
3VA5150-5ED21-1AA0 | circuit breaker 3VA5 UL frame 125 breaking capacity class M 35kA @ 480 V 2-pole, line protection | 210.06
3VA5150-6EF41-0AA0 | circuit breaker 3VA5 UL frame 125 breaking capacity class H 65kA @ 480V 4-pole, line protection T | 330.41
3VA5160-4ED21-1AA0 | circuit breaker 3VA5 UL frame 125 breaking capacity class S 25kA @ 480V 2-pole, line protection T | 190.9
3VA5160-4EF41-0AA0 | circuit breaker 3VA5 UL frame 125 breaking capacity class S 25kA @ 480V 4-pole, line protection T | 268.58
3VA6225-8HL31-0BA0 | circuit breaker 3VA6 UL frame 250 breaking capacity class L 150kA @ 480V 3-pole, line protection | 2266.69
3VA6325-8HM31-0AF0 | circuit breaker 3VA6 UL frame 400 breaking capacity class L 150kA @ 480V 3-pole, line protection | 3235.66
3VA5225-5ED31-0BA0 | circuit breaker 3VA5 UL frame 250 breaking capacity class M 35kA @ 480V 3-pole, line protection T | 1375.58
3VA5225-6ED31-0BA0 | circuit breaker 3VA5 UL frame 250 breaking capacity class H 65kA @ 480V 3-pole, line protection T | 1531.31
3VA5322-6EF41-0AA0 | CIRCUIT BREAKER 3VA5 UL Frame 400 BREAKING CAPACITY CLASS H 65kA @ 480 V 4POLE, LINE PROTECTION | 1405.84
3VA5322-7EC31-1AA0 | CIRCUIT BREAKER 3VA5 UL FRAME 400 BREAKING CAPACITY CLASS C 100kA @ 480 V 3POLE, LINE PROTECTION | 1137.81
3VA5322-7EF31-0AA0 | CIRCUIT BREAKER 3VA5 UL FRAME 400 BREAKING CAPACITY CLASS C 100kA @ 480 V 3POLE, LINE PROTECTION | 1187.03
3VA5322-7GC41-0AA0 | CIRCUIT BREAKER 3VA5 UL FRAME 400 BREAKING CAPACITY CLASS C 100kA @ 480 V 4POLE, LINE PROTECTION | 1471.49
1PH1131-1HD12-0GA0 | Main motor 1PH1 for SINAMICS V70; Operating voltage 380 V 3AC Pn=7.5 kW; Nn=1000 rpm Mn=72 Nm Sha | 5870.31
1FK7042-5AK71-1SY3-ZP90S34 | SIMOTICS S Synchronous servo motor 1FK7 Compact 3.0 Nm, 100K, 6000rpm 1.02 kW, naturally cooled I | 3216.18
1FK7060-2AC71-1BA0 | SIMOTICS S Synchronous motor 1FK7-CT PN=1.1kW; UDC=600V M0=6Nm (100K); NN=2000rpm; Naturally cool | 2159.79
3VA5180-4ED21-0AA0 | circuit breaker 3VA5 UL frame 125 breaking capacity class S 25kA @ 480V 2-pole, line protection T | 196.94
3VA5180-4EF31-0AA0 | circuit breaker 3VA5 UL frame 125 breaking capacity class S 25kA @ 480V 3-pole, line protection T | 228.64
3VA5180-5ED21-1AA0 | circuit breaker 3VA5 UL frame 125 breaking capacity class M 35kA @ 480 V 2-pole, line protection | 229.2
3VA5180-5ED41-0AA0 | circuit breaker 3VA5 UL frame 125 breaking capacity class M 35kA @ 480 V 4-pole, line protection | 306.87
3VA5320-5EF41-0AA0 | CIRCUIT BREAKER 3VA5 UL Frame 400 BREAKING CAPACITY CLASS M 35kA @ 480 V 4POLE, LINE PROTECTION | 1236.28
3VA5320-5GC41-0AA0 | CIRCUIT BREAKER 3VA5 UL Frame 400 BREAKING CAPACITY CLASS M 35kA @ 480 V 4POLE, LINE PROTECTION | 1176.09
3VA5320-6EC31-1AA0 | CIRCUIT BREAKER 3VA5 UL Frame 400 BREAKING CAPACITY CLASS H 65kA @ 480 V 3POLE, LINE PROTECTION | 1039.34
3VA5320-7GC41-0AA0 | CIRCUIT BREAKER 3VA5 UL FRAME 400 BREAKING CAPACITY CLASS C 100kA @ 480 V 4POLE, LINE PROTECTION | 1471.49
1PH1105-1LF10-0GA0 | Main motor 1PH1 for SINAMICS V70; Operating voltage 380 V 3AC Pn=7.5 kW; Nn=1500 rpm Mn=48 Nm Sha | 4856.92
1PH1133-1LD10-0GA0 | Main motor 1PH1 for SINAMICS V70; Operating voltage 380 V 3AC Pn=11 kW; Nn=1000 rpm Mn=105 Nm Sha | 5885.79
1PH1133-1LD10-2GA0 | Main motor 1PH1 for SINAMICS V70; Operating voltage 380 V 3AC Pn=11 kW; Nn=1000 rpm Mn=105 Nm Sha | 5885.79
1PH1133-1LD12-0GA0 | Main motor 1PH1 for SINAMICS V70; Operating voltage 380 V 3AC Pn=11 kW; Nn=1000 rpm Mn=105 Nm Sha | 5885.79
1PH1133-1LF12-2GA0 | Main motor 1PH1 for SINAMICS V70; Operating voltage 380 V 3AC Pn=15 kW; Nn=1500 rpm Mn=96 Nm Shaf | 5885.79
1PH3101-1DF00-0LA0 | Main motor for SINAMICS S120;3 Operating voltage 380 V 3AC Pn=3.7 kW; Nn=1500 rpm MN=24 Nm Axial | 5387.67
1PH3103-1AF00-2LA0 | Main motor for SINAMICS S120;3 Operating voltage 380 V 3AC Pn=5.5 kW; Nn=1500 rpm MN=35 Nm Axial | 4703.41
1PH3103-1AF02-2LA0 | Main motor for SINAMICS S120;3 Operating voltage 380 V 3AC Pn=5.5 kW; Nn=1500 rpm MN=35 Nm Axial | 4703.41
1PH3103-1DF00-2LA0 | Main motor for SINAMICS S120;3 Operating voltage 380 V 3AC Pn=5.5 kW; Nn=1500 rpm MN=35 Nm Axial | 5689.41
1FK7060-2AC71-1QG0 | SIMOTICS S Synchronous motor 1FK7-CT PN=1.1kW; UDC=600V M0=6Nm (100K); NN=2000rpm; Naturally cool | 1594.84
1FK7060-2AC71-1QG2 | SIMOTICS S Synchronous motor 1FK7-CT PN=1.1kW; UDC=600V M0=6Nm (100K); NN=2000rpm; Naturally cool | 1687.66
1FK7060-2AC71-1QH0 | SIMOTICS S Synchronous motor 1FK7-CT PN=1.1kW; UDC=600V M0=6Nm (100K); NN=2000rpm; Naturally cool | 1897.73
1FK7060-2AC71-1QH2 | SIMOTICS S Synchronous motor 1FK7-CT PN=1.1kW; UDC=600V M0=6Nm (100K); NN=2000rpm; Naturally cool | 1990.56
3RT1916-1AF40-0LA0 | Resistor 110 V Screw terminal for railway version Size S00 | 19.24
3RT1966-4EB10 | Terminal cover for 3RT136 | 37.41
3RT2017-1LB41 | Power contactor, AC-3 12 A, 5.5 kW / 400 V 1 NO, 24 V DC 0.7-1.25* Us, with varistor integrated, | 42.48
3RT2026-2AD00 | Power contactor, AC-3 25 A, 11 kW / 400 V 1 NO + 1 NC, 42 V AC, 50 Hz, 3-pole, Size S0 Spring-typ | 63.58
3RV2421-1CA10 | Circuit breaker size S0 For transformer protection A-release 1.8...2.5 A Short-circuit release 52 | 58.93
3RV2421-1EA10 | Circuit breaker size S0 For transformer protection A-release 2.8...4 A Short-circuit release 82 A | 58.93
3RV2421-1KA10 | Circuit breaker size S0 For transformer protection A-release 9...12.5 A Short-circuit release 260 | 64.83
3RV2711-4AD10-ZX95 | Circuit breaker size S00 for system protection with approval circuit breaker UL 489, CSA C22.2 No | 151.29
3RV2021-0BA10 | Circuit breaker size S0 for motor protection, Class 10 A-release 0.14...0.2 A Short-circuit relea | 44.23
3RW5980-0CE00 | communication module Ethernet/IP | 432.46
3VA5111-4ED21-0AA0 | circuit breaker 3VA5 UL frame 125 breaking capacity class S 25kA @ 480V 2-pole, line protection T | 283.62
3VA5112-5ED41-0AA0 | circuit breaker 3VA5 UL frame 125 breaking capacity class M 35kA @ 480 V 4-pole, line protection | 596.23
3VA5112-6EC41-0AA0 | circuit breaker 3VA5 UL frame 125 breaking capacity class H 65kA @ 480V 4-pole, line protection T | 667.36
3VA5120-6ED21-0AA0 | circuit breaker 3VA5 UL frame 125 breaking capacity class H 65kA @ 480V 2-pole, line protection T | 218.27
3VA5120-6ED41-0AA0 | circuit breaker 3VA5 UL frame 125 breaking capacity class H 65kA @ 480V 4-pole, line protection T | 304.15
3VA5130-5ED41-0AA0 | circuit breaker 3VA5 UL frame 125 breaking capacity class M 35kA @ 480 V 4-pole, line protection | 275.69
3VA5130-6ED21-1AA0 | circuit breaker 3VA5 UL frame 125 breaking capacity class H 65kA @ 480V 2-pole, line protection T | 229.2
3VA5140-6EC41-0AA0 | circuit breaker 3VA5 UL frame 125 breaking capacity class H 65kA @ 480V 4-pole, line protection T | 311.25
3VA5145-6ED21-1AA0 | circuit breaker 3VA5 UL frame 125 breaking capacity class H 65kA @ 480V 2-pole, line protection T | 229.2
3VA5170-5EC41-0AA0 | circuit breaker 3VA5 UL frame 125 breaking capacity class M 35kA @ 480 V 4-pole, line protection | 312.9
3VA5170-5EF41-0AA0 | circuit breaker 3VA5 UL frame 125 breaking capacity class M 35kA @ 480 V 4-pole, line protection | 331.48
3VA5190-4ED21-0AA0 | circuit breaker 3VA5 UL frame 125 breaking capacity class S 25kA @ 480V 2-pole, line protection T | 196.94
3VA5190-5ED41-0AA0 | circuit breaker 3VA5 UL frame 125 breaking capacity class M 35kA @ 480 V 4-pole, line protection | 306.87
3VA5320-5EC31-1AA0 | CIRCUIT BREAKER 3VA5 UL Frame 400 BREAKING CAPACITY CLASS M 35kA @ 480 V 3POLE, LINE PROTECTION | 924.47
3VA6340-5HL31-0DC0 | circuit breaker 3VA6 UL frame 400 breaking capacity class M 35kA @ 480V 3-pole, line protection E | 2197.47
3VA5320-7GF41-0AA0 | CIRCUIT BREAKER 3VA5 UL FRAME 400 BREAKING CAPACITY CLASS C 100kA @ 480 V 4POLE, LINE PROTECTION | 1526.19
3VA5322-5GF41-0AA0 | CIRCUIT BREAKER 3VA5 UL Frame 400 BREAKING CAPACITY CLASS M 35kA @ 480 V 4POLE, LINE PROTECTION | 1236.28
3VA5322-6EC41-0AA0 | CIRCUIT BREAKER 3VA5 UL Frame 400 BREAKING CAPACITY CLASS H 65kA @ 480 V 4POLE, LINE PROTECTION | 1329.26
3VA5325-5EC61-0AA0 | CIRCUIT BREAKER 3VA5 UL Frame 400 BREAKING CAPACITY CLASS M 35kA @ 480 V 2POLE, LINE PROTECTION | 815.05
3VA5325-5GF41-0AA0 | CIRCUIT BREAKER 3VA5 UL Frame 400 BREAKING CAPACITY CLASS M 35kA @ 480 V 4POLE, LINE PROTECTION | 1236.28
1PH1105-1LF10-2GA0 | Main motor 1PH1 for SINAMICS V70; Operating voltage 380 V 3AC Pn=7.5 kW; Nn=1500 rpm Mn=48 Nm Sha | 4856.92
1PH1105-1LF12-1GA0 | Main motor 1PH1 for SINAMICS V70; Operating voltage 380 V 3AC Pn=7.5 kW; Nn=1500 rpm Mn=48 Nm Sha | 4856.92
1PH1131-1LD12-2GA0 | Main motor 1PH1 for SINAMICS V70; Operating voltage 380 V 3AC Pn=7.5 kW; Nn=1000 rpm Mn=72 Nm Sha | 5369.78
1PH1133-1HF12-1GA0 | Main motor 1PH1 for SINAMICS V70; Operating voltage 380 V 3AC Pn=15 kW; Nn=1500 rpm Mn=96 Nm Shaf | 6376.14
1PH1902-0AC00-0AA0 | Exchange fan SH132 | 373.74
1PH3105-1AG00-0LA0 | Main motor for SINAMICS S120;3 Operating voltage 380 V 3AC Pn=7.5 kW; Nn=2000 rpm MN=36 Nm Axial | 4772.58
1FK7060-2AC71-1BB0 | SIMOTICS S Synchronous motor 1FK7-CT PN=1.1kW; UDC=600V M0=6Nm (100K); NN=2000rpm; Naturally cool | 2460.48
1FK7060-2AC71-1BG1 | SIMOTICS S Synchronous motor 1FK7-CT PN=1.1kW; UDC=600V M0=6Nm (100K); NN=2000rpm; Naturally cool | 2167
1FK7060-2AF71-1CH1 | SIMOTICS S synchronous motor 1FK7-CT PN=1.5kW; UDC=600V M0=6Nm (100K); NN=3000rpm; naturally cool | 2836.42
1FK7060-2AF71-1RG2 | SIMOTICS S synchronous motor 1FK7-CT PN=1.5kW; UDC=600V M0=6Nm (100K); NN=3000rpm; naturally cool | 2058.95
3RT1467-6AP36 | Power contactor AC-1, 500 A AC (50-60 Hz) / DC operation 3-pole Standard operating mechanism Us 2 | 1170.63
3RT1467-6SF36-3PA0 | Power contactor AC-1, 500 A AC (50-60 Hz) / DC operation 3-pole Electronic operating mechanism wi | 1373.04
3RT2516-1AN60 | Power contactor, AC-3 9 A, 4 kW / 400 V 2 NO + 2 NC, 200 V AC, 50 Hz 200-220 V, 60 Hz 4-pole Size | 34.57
3RT2518-1AV00 | Power contactor, AC-3 16 A, 7.5 kW, 400 V 2 NO + 2 NC 400 V AC, 50/60 Hz 4-pole Size S00 screw te | 51.41
3RV2011-0KA25-ZX95 | Circuit breaker size S00 for motor protection, Class 10 A-release 0.9...1.25 A Short-circuit rele | 71.54
3RV2421-0FA10 | Circuit breaker size S0 For transformer protection A-release 0.35...0.5 A Short-circuit release 1 | 55.7
3RW5553-6HA06 | SIRIUS soft starter 200-690 V 720 A, 24 V AC/DC Screw terminals | 18366.91
3RW5556-2HA06 | SIRIUS soft starter 200-690 V 1100 A, 24 V AC/DC Spring-type terminals | 23447.12
3RW5558-6HA14 | SIRIUS soft starter 200-480 V 1280 A, 110-250 V AC Screw terminals | 24358.95
3RW5951-1ES04 | SIRIUS 3RW55 Starter Kit including 3RW55 Soft Starter 13 A, 200-480 V, 24 V AC/DC Soft Starter ES | 1883.92
3SU1000-4BF01-0AA0-ZY01Y19 | RONIS key-operated switch, 22 mm, round, plastic, special lock, with 2 keys, 2 switch positions O | 57.1
3SU1000-4BL21-0AA0-ZY01Y19 | RONIS key-operated switch, 22 mm, round, plastic, special lock, with 2 keys, 3 switch positions I | 58.43
3RT2037-3NB30-ZX95 | power contactor, AC-3 65 A, 30 kW / 400 V, 1NO + 1NC, 20-33 V AC/DC 3-pole, Size S2 Spring-type t | 312.73
3SU1000-5BF01-0AA0-ZY01Y19 | Key-operated switch CES, 22 mm, round, plastic, special lock, with 2 keys, 2 switch positions O-I | 90.53
3SU1000-5BN01-0AA0-ZY01Y19 | Key-operated switch CES, 22 mm, round, plastic, special lock, with 2 keys, 3 switch positions I-O | 89.9
3SU1000-5JL01-0AA0-ZY01Y19 | Key-operated switch CES with key monitoring, 22 mm, round, plastic; Special lock with 2 keys, 3 s | 219.67
3VA5325-7EC41-0AA0 | CIRCUIT BREAKER 3VA5 UL FRAME 400 BREAKING CAPACITY CLASS C 100kA @ 480 V 4POLE, LINE PROTECTION | 1471.49
3VA5325-7EF31-0AA0 | CIRCUIT BREAKER 3VA5 UL FRAME 400 BREAKING CAPACITY CLASS C 100kA @ 480 V 3POLE, LINE PROTECTION | 1187.03
3VA5330-7GC41-0AA0 | CIRCUIT BREAKER 3VA5 UL FRAME 400 BREAKING CAPACITY CLASS C 100kA @ 480 V 4POLE, LINE PROTECTION | 1712.18
3VA5335-5GF41-0AA0 | CIRCUIT BREAKER 3VA5 UL Frame 400 BREAKING CAPACITY CLASS M 35kA @ 480 V 4POLE, LINE PROTECTION | 1449.61
3VA5340-7EF31-0AA0 | CIRCUIT BREAKER 3VA5 UL FRAME 400 BREAKING CAPACITY CLASS C 100kA @ 480 V 3POLE, LINE PROTECTION | 1389.42
3VA5445-6EC61-0AA0 | CIRCUIT BREAKER 3VA5 UL Frame 600 BREAKING CAPACITY CLASS H 65kA @ 480 V 2POLE, LINE PROTECTION | 1449.61
3VA5450-6EC31-0AA0 | CIRCUIT BREAKER 3VA5 UL Frame 600 BREAKING CAPACITY CLASS H 65kA @ 480 V 3POLE, LINE PROTECTION | 1602.78
3VA5450-6EC61-0AA0 | CIRCUIT BREAKER 3VA5 UL Frame 600 BREAKING CAPACITY CLASS H 65kA @ 480 V 2POLE, LINE PROTECTION | 1449.61
3VA9177-0VF40 | door interlock for side wall mount. rot. operators for the UL market accessory for: 3VA5 125 | 601.72
3VA9114-0JG10 | Wire Connector Wire Control Wire Tap 4 pcs. Accessory for: 3VA1 100/160 | 25.01
3VA9131-0WF31 | Terminal Cover Extended 3 pole; 1 pc. with probe holes for voltage testing accessory for: 3VA4/5 | 25.98
3VA9131-0WJ20 | insulating plate extended 2-pole 1 unit accessory for: 3VA4/5 125 | 7.62
3VA9132-0JC12 | wire connector large with control wire voltage tap-off 2 units accessory for: 3VA4/5 125 | 39.95
3VA9134-0QA00 | nut keeper kit 4 units accessory for: 3VA5 125 | 24.12
3VA9134-0QE00 | rear connection stud flat 4 units accessory for: 3VA5 125 | 56.89
3VA9267-0FK61 | Door mounted rotary operator standard, rigid without tolerance adapter IEC IP65 with door interlo | 73.3
1FK7060-2AC71-1BA2 | SIMOTICS S Synchronous motor 1FK7-CT PN=1.1kW; UDC=600V M0=6Nm (100K); NN=2000rpm; Naturally cool | 2252.61
3RH2131-2LA40-1AA0 | Coupling contactor relay railway, 3 NO + 1 NC, 12 V DC, 0.7 ... 1.25* Us, with varistor integrate | 45.83
3RH2140-1AE00 | Contactor relay, 4 NO, 60 V AC, 50 / 60 Hz, Size S00, screw terminal | 33.18
1FK7060-2AF71-1RH1 | SIMOTICS S synchronous motor 1FK7-CT PN=1.5kW; UDC=600V M0=6Nm (100K); NN=3000rpm; naturally cool | 2361.86
1FK7060-2AF71-1RH2 | SIMOTICS S synchronous motor 1FK7-CT PN=1.5kW; UDC=600V M0=6Nm (100K); NN=3000rpm; naturally cool | 2361.86
3RV2021-4AA20-ZW96 | Circuit breaker size S0 for motor protection, Class 10 A-release 10...16 A N-release 208 A spring | 70.27
3RV2331-4UC10-ZX95 | Circuit breaker size S2 for starter combination Rated current 40 A N-release 585 A screw terminal | 175.36
3RV2011-0CA25-ZX95 | Circuit breaker size S00 for motor protection, Class 10 A-release 0.18...0.25 A Short-circuit rel | 63.94
3RV2011-0DA25-ZX95 | Circuit breaker size S00 for motor protection, Class 10 A-release 0.22...0.32 A Short-circuit rel | 64.57
3RW5556-2HA16 | SIRIUS soft starter 200-690 V 1100 A, 110-250 V AC Spring-type terminals | 23447.12
3RW5556-6HA04 | SIRIUS soft starter 200-480 V 1100 A, 24 V AC/DC Screw terminals | 21232.68
3RW5556-6HA14 | SIRIUS soft starter 200-480 V 1100 A, 110-250 V AC Screw terminals | 21232.68
3RW5558-2HA04 | SIRIUS soft starter 200-480 V 1280 A, 24 V AC/DC Spring-type terminals | 24358.95
3SU1000-4BN51-0AA0-ZY01Y19 | RONIS key-operated switch, 22 mm, round, plastic, special lock, with 2 keys, 3 switch positions I | 57.66
3SU1000-4BP31-0AA0-ZY01Y19 | RONIS key-operated switch, 22 mm, round, plastic, special lock, with 2 keys, 3 switch positions I | 57.66
3SU1000-4BP61-0AA0-ZY01Y19 | RONIS key-operated switch, 22 mm, round, plastic, special lock, with 2 keys, 3 switch positions I | 57.66
3SU1000-5PN21-0AA0-ZY01Y19 | Key-operated switch BKS, 22 mm, round, plastic, special lock, with 2 keys, 3 switch positions I-O | 115.85
3SU1000-5PL31-0AA0-ZY01Y19 | Key-operated switch BKS, 22 mm, round, plastic, special lock, with 2 keys, 3 switch positions I-O | 115.85
3SU1000-5PL41-0AA0-ZY01Y19 | Key-operated switch BKS, 22 mm, round, plastic, special lock, with 2 keys, 3 switch positions I-O | 115.85
3RT2317-1FF40 | Contactor, 4 NO, AC-1: 22 A 110 V DC, 4-pole, 4 NO, frame size S00, DC 0.8...1.1 US standard coil | 47.47
3VA5335-6GC41-0AA0 | CIRCUIT BREAKER 3VA5 UL Frame 400 BREAKING CAPACITY CLASS H 65kA @ 480 V 4POLE, LINE PROTECTION | 1575.41
3VA5340-5GC41-0AA0 | CIRCUIT BREAKER 3VA5 UL Frame 400 BREAKING CAPACITY CLASS M 35kA @ 480 V 4POLE, LINE PROTECTION | 1373.04
3VA5340-6EC41-0AA0 | CIRCUIT BREAKER 3VA5 UL Frame 400 BREAKING CAPACITY CLASS H 65kA @ 480 V 4POLE, LINE PROTECTION | 1575.41
3VA5340-6GF41-0AA0 | CIRCUIT BREAKER 3VA5 UL Frame 400 BREAKING CAPACITY CLASS H 65kA @ 480 V 4POLE, LINE PROTECTION | 1662.94
3VA5450-7GC41-0AA0 | CIRCUIT BREAKER 3VA5 UL FRAME 600 BREAKING CAPACITY CLASS C 100kA @ 480 V 4POLE, LINE PROTECTION | 2253.73
3VA5450-7GF41-0AA0 | CIRCUIT BREAKER 3VA5 UL FRAME 600 BREAKING CAPACITY CLASS C 100kA @ 480 V 4POLE, LINE PROTECTION | 2363.14
3VA5460-5EC31-0KJ0 | CIRCUIT BREAKER 3VA5 UL Frame 600 BREAKING CAPACITY CLASS M 35kA @ 480 V 3POLE, LINE PROTECTION | 2673.3
3VA5460-6EC31-0AA0 | CIRCUIT BREAKER 3VA5 UL Frame 600 BREAKING CAPACITY CLASS H 65kA @ 480 V 3POLE, LINE PROTECTION | 1734.06
3VA9132-0JF60 | distribution wire connector 6 cables 2 units accessory for: 3VA5 125 | 61.83
3VA9133-0JG10 | wire connector with control wire tap 3 units accessory for: 3VA4/5 125 | 15.7
3VA9134-0JF60 | distribution wire connector 6 cables 4 units accessory for: 3VA5 125 | 124.73
3SE5322-0SD21-1AJ0 | Safety position switch with tumbler Locking force 1300 N 5 directions of approach Spring-locked F | 231.63
3SE5324-0SD21-1AE5 | Safety switch with tumbler without magnet moni- toring,Locking force 1300 N, for SIMATIC ET200eco | 290.17
3SU1000-4BC01-0AA0-ZY01Y19 | RONIS key-operated switch, 22 mm, round, plastic, special lock, with 2 keys, 2 switch positions O | 57.1
3SU1000-5BF11-0AA0-ZY01Y19 | Key-operated switch CES, 22 mm, round, plastic, special lock, with 2 keys, 2 switch positions O-I | 90.53
3SU1000-5BL01-0AA0-ZY01Y19 | Key-operated switch CES, 22 mm, round, plastic, special lock, with 2 keys, 3 switch positions I-O | 90.53
3SU1000-5BL11-0AA0-ZY01Y19 | Key-operated switch CES, 22 mm, round, plastic, special lock, with 2 keys, 3 switch positions I-O | 90.53
3SU1000-5BM01-0AA0-ZY01Y19 | Key-operated switch CES, 22 mm, round, plastic, special lock, with 2 keys, 3 switch positions I>O | 90.53
3VA5330-5GF41-0AA0 | CIRCUIT BREAKER 3VA5 UL Frame 400 BREAKING CAPACITY CLASS M 35kA @ 480 V 4POLE, LINE PROTECTION | 1449.61
3VA5330-6EC61-0AA0 | CIRCUIT BREAKER 3VA5 UL Frame 400 BREAKING CAPACITY CLASS H 65kA @ 480 V 2POLE, LINE PROTECTION | 1083.1
3VA5330-6EF31-0AC0 | CIRCUIT BREAKER 3VA5 UL Frame 400 BREAKING CAPACITY CLASS H 65kA @ 480 V 3POLE, LINE PROTECTION | 2076.36
3VA5330-6EF41-0AA0 | CIRCUIT BREAKER 3VA5 UL Frame 400 BREAKING CAPACITY CLASS H 65kA @ 480 V 4POLE, LINE PROTECTION | 1662.94
3VA5445-6GF41-0AA0 | CIRCUIT BREAKER 3VA5 UL Frame 600 BREAKING CAPACITY CLASS H 65kA @ 480 V 4POLE, LINE PROTECTION | 2199.01
3VA5445-7EF31-0AA0 | CIRCUIT BREAKER 3VA5 UL FRAME 600 BREAKING CAPACITY CLASS C 100kA @ 480 V 3POLE, LINE PROTECTION | 1832.51
3VA5450-5EC31-0AA0 | CIRCUIT BREAKER 3VA5 UL Frame 600 BREAKING CAPACITY CLASS M 35kA @ 480 V 3POLE, LINE PROTECTION | 1405.84
3VA5450-5EC41-0AA0 | CIRCUIT BREAKER 3VA5 UL Frame 600 BREAKING CAPACITY CLASS M 35kA @ 480 V 4POLE, LINE PROTECTION | 1832.51
3VA5450-5GF41-0AA0 | CIRCUIT BREAKER 3VA5 UL Frame 600 BREAKING CAPACITY CLASS M 35kA @ 480 V 4POLE, LINE PROTECTION | 1930.99
3VA9114-0RL21 | residual current device RCD520B Basic RCD type B or B+ load-side mounted rated resid. current 0.0 | 1137.81
3VA9131-0WD20 | terminal cover 2-pole 1 unit accessory for: 3VA5 125 | 10.78
3VA9131-0WD40 | terminal cover 4-pole 1 unit accessory for: 3VA4/5 125 | 17.28
3VA9131-0WF20 | terminal cover extended 2-pole 1 unit accessory for: 3VA4/5 125 | 10.78
3VA9234-0JH12 | box terminal w. control wire voltage tap-off 4 units accessory for: 3VA5 250 | 55.78
3VA9243-0JF68 | Wire Connector for 6 cables; 3 pcs.; incl. Terminal Cover Extended with probe holes for voltage t | 119.25
3VA9243-0JH12 | box terminal w. control wire voltage tap-off 3 units accessory for: 3VA6 150/250 | 41.7
3VA9244-0JH12 | box terminal w. control wire voltage tap-off 4 units accessory for: 3VA6 150/250 | 55.78
3WL9111-0AT75-0AA0 | access. f. 3WL air circ. br., size 2, conversion of the internal voltage tap from top to bottom r | 200.46
3VA9278-0DK72 | Operating Unit with Rod Variable Depth Flange Mounted operator kit, 3 pole: consisting of: handl | 216.6
3VA9373-0JF68 | Wire Connector for 6 cables; 3 pcs.; incl. Terminal Cover Extended with probe holes for voltage t | 123.63
3VW8112-0AB01 | guide frame for 3WL10 - 3p rear horiz. main circ. conn. equiv. to withdr. circ. breaker without f | 1058.48
3VW9011-0AL01 | front main circuit connections, 3 units for fixed-mounted circ. breaker accessory for circuit bre | 43.19
3VW9011-0AL78 | front, extended main conn. pieces for mounting on fr. ter. f. main circ. conn. 4 units, fixed-mou | 172.93
3VW9011-0AP02 | door sealing frame IP30 for withdr. circuit breakers for installing in cabinet door accessory for | 84.94
1FK7101-2AC71-1BH2 | SIMOTICS S Synchronous motor 1FK7-CT PN=4.3kW; UDC=600V M0=27Nm (100K); NN=2000rpm; Naturally coo | 3630.99
1FK7101-2AF71-1BG2 | SIMOTICS S synchronous motor 1FK7-CT PN=4.9kW; UDC=600V M0=27Nm (100K); NN=3000rpm; naturally coo | 3222.74
1FK7101-2AF71-1RG2 | SIMOTICS S synchronous motor 1FK7-CT PN=4.9kW; UDC=600V M0=27Nm (100K); NN=3000rpm; naturally coo | 3114.68
1FK7101-3BC71-1QG0 | SIMOTICS S synchronous motor 1FK7-HI PN=4.3kW; UDC=600V M0=27Nm (100K); NN=2000rpm; naturally coo | 2637.84
1FK7101-3BC71-1RH1 | SIMOTICS S synchronous motor 1FK7-HI PN=4.3kW; UDC=600V M0=27Nm (100K); NN=2000rpm; naturally coo | 3510.19
1FK7042-2AC71-1BB1 | SIMOTICS S Synchronous motor 1FK7-CT PN=0.59kW; UDC=600V M0=3Nm (100K); NN=2000rpm; Naturally coo | 2298.72
1FK7101-3BC71-1RB1 | SIMOTICS S synchronous motor 1FK7-HI PN=4.3kW; UDC=600V M0=27Nm (100K); NN=2000rpm; naturally coo | 3595.79
1FK7103-2AC71-1BA2 | SIMOTICS S Synchronous motor 1FK7-CT PN=5.2kW; UDC=600V M0=36Nm (100K); NN=2000rpm; Naturally coo | 3727.58
1FT7042-5AK74-1ML1-ZV03X01Y84 | SIMOTICS S Synchronous motor 1FT7, M0=3Nm (100K) NN=6000rpm, PN=1.26kW Naturally cooled IMB 5 des | 5620.61
1PH1131-1HD12-1GA0 | Main motor 1PH1 for SINAMICS V70; Operating voltage 380 V 3AC Pn=7.5 kW; Nn=1000 rpm Mn=72 Nm Sha | 5870.31
1PH1131-1LD10-1GA0 | Main motor 1PH1 for SINAMICS V70; Operating voltage 380 V 3AC Pn=7.5 kW; Nn=1000 rpm Mn=72 Nm Sha | 5369.78
1PH1131-1LF12-0GA0 | Main motor 1PH1 for SINAMICS V70; Operating voltage 380 V 3AC Pn=11 kW; Nn=1500 rpm Mn=70 Nm Shaf | 5369.78
1PH1133-1LF10-0GA0 | Main motor 1PH1 for SINAMICS V70; Operating voltage 380 V 3AC Pn=15 kW; Nn=1500 rpm Mn=96 Nm Shaf | 5885.79
1PH2118-6WF22 | SIMOTICS M AC-HSA built-in motor, DC link 600V 30.9kW, 105K, 1500rpm water-cooled, IP00 Individua | 10463.53
1PH3101-1DF02-0LA0 | Main motor for SINAMICS S120; Operating voltage 380 V 3AC Pn=3.7 kW; Nn=1500 Mn=24 Nm Axial heigh | 5387.67
1PH3105-1AD00-2GA0 | Main motor for SINAMICS S120;3 Operating voltage 380 V 3AC Pn=5.5 kW; Nn=1000 rpm MN=53 Nm Axial | 4357.41
1PH3107-1DG02-2LA0 | Main motor for SINAMICS S120;3 Operating voltage 380 V 3AC Pn=11 kW; Nn=2000 rpm MN=53 Nm Axial h | 5862.45
1PH3131-1DE02-0GA0 | Main motor for SINAMICS S120;3 Operating voltage 380 V 3AC Pn=7.5 kW; Nn=1200 rpm MN=60 Nm Axial | 5683.69
1PH1101-1HF12-0GA0 | Main motor 1PH1 for SINAMICS V70; Operating voltage 380 V 3AC Pn=3.7 kW; Nn=1500 rpm Mn=24 Nm Sha | 4949.46
1PH1103-1LD10-2GA0 | Main motor 1PH1 for SINAMICS V70; Operating voltage 380 V 3AC Pn=3.7 kW; Nn=1000 rpm Mn=35 Nm Sha | 4662.26
1PH1103-1LD12-2GA0 | Main motor 1PH1 for SINAMICS V70; Operating voltage 380 V 3AC Pn=3.7 kW; Nn=1000 rpm Mn=35 Nm Sha | 4662.26
1PH1105-1LD10-2GA0 | Main motor 1PH1 for SINAMICS V70; Operating voltage 380 V 3AC Pn=5.5 kW; Nn=1000 rpm Mn=53 Nm Sha | 4856.92
1PH3133-1DG00-2LA0 | Main motor for SINAMICS S120;3 Operating voltage 380 V 3AC Pn=15 kW; Nn=2000 rpm Mn=96 Nm Axial h | 6342.95
1PH8137-1MG90-1BB2-ZK10L1AQ21 | Compact synchronous motor 2000 rpm, 28 kW, 134 Nm, 60 A, 350 V; 2300 rpm, 29 kW, 120 Nm, 56 A, 40 | 9649.17
1PH8107-1CM02-3MZ2-ZQ2CY64Y84 | SIMOTICS M Compact induction motor 3000 rpm, 12 kW, 38 Nm, 38 A, 294 V 3300 rpm, 13 kW, 38 Nm, 38 | 10486.28
1PH8107-1HZ00-2FB2-ZK4DY84 | SIMOTICS M Compact induction motor 3000 rpm, 13.0 KW, 42 Nm, 30 A forced ventilation; direction o | 5198.62
1PH8107-1TZ24-0MC2-ZK4CQ51 | SIMOTICS M Compact induction motor Y1300RPM, 11.5kW, 84 Nm, 29.0A D4000RPM, 14.5kW, 35Nm, 30.0A w | 8284.77
3KC9000-8TL50 | SENTRON 3KC ATC6500: LCD; 180X240 mm; transfer control device for controlling MCCB, ACB; for load | 2755.79
3NP1143-1BC24 | SENTRON, fuse switch disconnector 3NP1, 3-pole, NH1, 250 A, for 60mm 8US busbar system, box termi | 417.26
3VA9134-0JK11 | wire connector CU with control wire voltage tap-off 4 units accessory for: 3VA5 125 | 115.42
3VA9267-0HC30 | synchronizable motor operator 110-230V AC/110-250V DC accessory for: 3VA2 100/160/250 | 979.18
3VA9271-0WD31 | Terminal Cover 3 pole; 1 pc. with probe holes for voltage testing accessory for: 3VA6 150/250 3VA | 24.37
3VA9138-0DK84 | Operating Unit with Rod Variable Depth Flange Mounted operator kit, 3 pole: consisting of: handl | 270.25
3VA9143-0JH12 | box terminal w. control wire voltage tap-off 3 units accessory for: 3VA6 150/250 | 41.7
3VW9011-0AD17 | aux. solenoid 380-400 V AC/DC shunt release/closing coil (ST/CC) accessory for circuit breaker 3V | 218.48
3VW9011-0AE02 | undervoltage release UVR 30 V AC/DC accessory for circuit breaker 3WL10 / 3VA27 | 236.93
3VW9011-0AE08 | undervoltage release UVR 240...250 V AC/DC accessory for circuit breaker 3WL10 / 3VA27 | 236.93
3VW9011-0AE10 | time-delay device (adjustable) for undervoltage release UVR 24/30V AC/DC standard rail mounting a | 341.54
3VW9011-0BA87 | locking device to prevent movement of withdrawable circ. br. on guide frame, padlock accessory fo | 116.92
3SU1050-5PF01-0AA0-ZY01Y19 | Key-operated switch BKS, 22 mm, round, metal, shiny, special lock, with 2 keys, 2 switch position | 127.87
3SU1050-5PL11-0AA0-ZY01Y19 | Key-operated switch BKS, 22 mm, round, metal, shiny, special lock, with 2 keys, 3 switch position | 122.18
3SU1050-5PL41-0AA0-ZY01Y19 | Key-operated switch BKS, 22 mm, round, metal, shiny, special lock, with 2 keys, 3 switch position | 122.18
3SU1050-5PN01-0AA0-ZY01Y19 | Key-operated switch BKS, 22 mm, round, metal, shiny, special lock, with 2 keys, 3 switch position | 122.18
3SU1050-5PP01-0AA0-ZY01Y19 | Key-operated switch BKS, 22 mm, round, metal, shiny, special lock, with 2 keys, 3 switch position | 122.18
3SU1052-2BP20-0AA0-ZY19 | Illuminable selector switch, 22 mm, round, shiny metal, red, knob, short, 3 switch positions I>O< | 12.22
3SU1052-2BP40-0AA0-ZY19 | Illuminable selector switch, 22 mm, round, shiny metal, green, knob, short, 3 switch positions I> | 12.22
3SU1060-4LC01-0AA0-ZY01Y19 | RONIS key-operated switch, 30 mm, round, metal, matte, front ring for flush installation, special | 91.16
3SU1060-4LF01-0AA0 | RONIS key-operated switch, 30 mm, round, metal, matte, front ring for flush installation, lock nu | 53.66
3SU1401-1BF40-3AA0-ZY19 | LED module with integrated LED 230 V AC, green, spring-type terminal, for front plate mounting Cu | 14.94
3SU1401-1BF50-3AA0-ZY19 | LED module with integrated LED 230 V AC, blue, spring-type terminal, for front plate mounting Cus | 14.94
3SU1401-1BF60-3AA0-ZY19 | LED module with integrated LED 230 V AC, white, spring-type terminal, for front plate mounting Cu | 14.94
3SU1401-1BG40-3AA0-ZY19 | LED module with integrated LED 6-24V AC/DC green, spring-type terminal, for front plate mounting | 10.19
3SU1401-2BC00-1AA0-ZY19 | LED module with integrated LED 110 V AC, amber, screw terminal, for floor mounting Customer-speci | 15.7
3SU1401-2BC40-1AA0-ZY19 | LED module with integrated LED 110 V AC, green, screw terminal, for floor mounting Customer-speci | 15.7
3SU1401-2BC60-1AA0-ZY19 | LED module with integrated LED 110 V AC, white, screw terminal, for floor mounting Customer-speci | 15.7
3SU1401-2BF30-3AA0-ZY19 | LED module with integrated LED 230 V AC, yellow, spring-type terminal, for floor mounting Custome | 15.25
1PH3107-1DG00-0LA0 | Main motor for SINAMICS S120;3 Operating voltage 380 V 3AC Pn=11 kW; Nn=2000 rpm MN=53 Nm Axial h | 5862.45
1PH3132-1DE00-0GA0 | Main motor for SINAMICS S120;3 Operating voltage 380 V 3AC Pn=9 kW;Nn=1200rpm Mn=72 Nm Shaft heig | 5683.69
1PH3132-1DE02-0GA0 | Main motor for SINAMICS S120;3 Operating voltage 380 V 3AC Pn=9 kW;Nn=1200rpm Mn=72 Nm Shaft heig | 5683.69
3VA9267-0HC20 | SEO motor operator 110-250V AC/DC accessory for: 3VA2 100/160/250 | 979.18
3VA9144-0JH12 | box terminal w. control wire voltage tap-off 4 units accessory for: 3VA6 150/250 | 55.78
3WL9111-0AT06-0AA0 | access. f. 3WL air circ. br., voltage transformer | 433.81
3WL9111-0AT72-0AA0 | access. f. 3WL air circ. br., size 2, conversion of the internal voltage tap from bottom to top r | 200.46
3VW8116-7AB01 | Guide frame for 3VA27-_3p CB rear horizontal terminals Accessory for circuit breaker 3VA27 | 1058.48
3VW9011-0AA53 | rating plug 400A accessory for circuit breaker 3WL10 / 3VA27 | 91.1
3VW9011-0AG02 | auxiliary switch AUX 4CO for digital signal 24 V DC changeover contacts accessory for circuit bre | 109.54
3VW9011-0AK05 | remote reset magnet (RR) 110 V AC/DC accessory for circuit breaker 3WL10 / 3VA27 (SE) | 151.39
3VW9011-0AT04 | metering function MF Advanced for ETUs, 6-series ETUs accessory for circuit breaker 3WL10 / 3VA27 | 769.27
3VW9011-0AT34 | Breaker Data Adapter TD410 gateway f. Electronic Trip Unit 3- and 6-series ETUs accessory for cir | 547.71
3VW9011-0BA80 | locking device to prevent movement of withdrawable circ. br. on guide frame, Ronis accessory for | 104.01
3SU1050-5BP61-0AA0-ZY01Y19 | Key-operated switch CES, 22 mm, round, metal, shiny, special lock, with 2 keys, 3 switch position | 93.69
3SU1050-5PC01-0AA0-ZY01Y19 | Key-operated switch BKS, 22 mm, round, metal, shiny, special lock, with 2 keys, 2 switch position | 127.87
3SU1050-7BB88-0AA0-ZY19 | Coordinate switch, 22 mm, round, metal shiny, black, 2 switch positions, vertical latching, with | 68.36
3SU1050-5BL31-0AA0-ZY01Y19 | Key-operated switch CES, 22 mm, round, metal, shiny, special lock, with 2 keys, 3 switch position | 95.59
3SU1062-2FM60-0AA0 | Selector switch, illuminable, 30 mm, round, metal, matte, white, knob, short, front ring for flus | 29.64
3SU1151-1HB20-3CF0 | EMERGENCY STOP mushroom pushbutton, 22 mm, round, metal, shiny, red, 40 mm, positive latching, ac | 43.45
3SU1401-1BF30-3AA0-ZY19 | LED module with integrated LED 230 V AC, yellow, spring-type terminal, for front plate mounting C | 14.94
3SU1401-1BH20-3AA0-ZY19 | LED module with integrated LED, 24-240 V AC/DC, red, spring-type terminal, for front plate mounti | 17.16
3SU1401-1BH40-3AA0-ZY19 | LED module with integrated LED, 24-240 V AC/DC, green, spring-type terminal, for front plate moun | 17.16
3SU1401-2BB30-3AA0-ZY19 | LED module with integrated LED 24 V AC/DC, yellow, spring-type terminal, for floor mounting Custo | 9.5
3SU1401-2BB40-1AA2 | LED module with integrated LED 24 V AC/DC, green, screw terminal, for floor mounting, ATEX Zone 1 | 17.37
3SU1401-2BG00-1AA0-ZY19 | LED module with integrated LED 6-24V AC/DC amber, screw terminal, for floor mounting Customer-spe | 10
3SU1401-2BG50-3AA0-ZY19 | LED module with integrated LED 6-24V AC/DC blue, spring-type terminal, for floor mounting Custome | 10.63
3SU1400-1AA10-1PA0-ZY19 | Contact module with 2 contact elements, 2 NC, gold-plated contacts, screw terminal, for front pla | 16.58
1PH3105-1DD02-2GA0 | Main motor for SINAMICS S120;3 Operating voltage 380 V 3AC Pn=5.5 kW; Nn=1000 rpm MN=53 Nm Axial | 5337.71
1PH3136-1DD00-0GA0 | Main motor for SINAMICS S120;3 Operating voltage 380 V 3AC Pn=15 kW; Nn=1000 rpm Mn=143 Nm Axial | 6144.98
1PH1103-1HD12-2GA0 | Main motor 1PH1 for SINAMICS V70; Operating voltage 380 V 3AC Pn=3.7 kW; Nn=1000 rpm Mn=35 Nm Sha | 5176.66
1PH1103-1HF12-1GA0 | Main motor 1PH1 for SINAMICS V70; Operating voltage 380 V 3AC Pn=5.5 kW; Nn=1500 rpm Mn=35 Nm Sha | 5176.66
1PH8107-1CS02-3MZ2-ZQ1HY64Y84 | SIMOTICS M Compact induction motor Y2000RPM, 11kW, 53Nm, 26.7A, 368V D5000RPM, 11kW, 21Nm, 28A, 4 | 10453.42
3VW9011-0AP13 | protective cover IP54 hood lock with standard key for installing in cabinet door accessory for ci | 109.54
3SU1050-5BN51-0AA0-ZY01Y19 | Key-operated switch CES, 22 mm, round, metal, shiny, special lock, with 2 keys, 3 switch position | 93.69
3SU1050-7AB88-0AA0-ZY19 | Coordinate switch, 22 mm, round, metal shiny, black, 2 switch positions, vertical latching, witho | 55.14
3SU1050-7AD88-0AA0-ZY19 | Coordinate switch, 22 mm, round, metal shiny, black, 2 switch positions, horizontal momentary con | 55.14
3SU1050-7AE88-0AA0-ZY19 | Coordinate switch, 22 mm, round, metal shiny, black, 4 switch positions, latching, without mechan | 57.99
3SU1050-7BA88-0AA0-ZY19 | Coordinate switch, 22 mm, round, metal shiny, black, 2 switch positions, horizontal latching, wit | 68.36
3SU1062-2FN60-0AA0 | Selector switch, illuminable, 30 mm, round, metal, matte, white, knob, short, front ring for flus | 32.28
3SU1150-1GB20-3CW0 | EMERGENCY STOP mushroom pushbutton, 22 mm, round, metal, shiny, red, 40 mm, positive latching, ac | 36.5
3SU1150-7AA88-1NA0-ZY19 | Coordinate switch, 22 mm, round, metal shiny, black, 2 switch positions, horizontal latching, wit | 70.27
3SU1150-7BC88-1NA0-ZY19 | Coordinate switch, 22 mm, round, metal shiny, black, 2 switch positions, horizontal momentary con | 82.93
3SU1150-7BE88-1QA0-ZY19 | Coordinate switch, 22 mm, round, metal shiny, black, 4 switch positions, latching, with mechanica | 95.59
3SU1401-1EE20-4AA0-ZY19 | AS-Interface module, 2 safe inputs, 1 LED, red, spring-type terminal and insulation displacement | 270.94
3SU1250-6KB10-1AA0-ZY19 | acoustic signal device, compact, 22 mm, round, metal, black, continuous tone 2.4 kHz, IP40, Sound | 35.96
3SU1250-6KF10-1AA0-ZY19 | acoustic signal device, compact, 22 mm, round, metal, black, continuous tone 2.4 kHz, IP40, Sound | 35.96
3SU1401-2BB20-1AA0-ZY19 | LED module with integrated LED 24 V AC/DC, red, screw terminals, for floor mounting, customer-spe | 8.93
3SU1401-2BG60-1AA0-ZY19 | LED module with integrated LED 6-24V AC/DC white, screw terminal, for floor mounting Customer-spe | 10
3SU1401-2BG60-3AA0-ZY19 | LED module with integrated LED 6-24V AC/DC white, spring-type terminal, for floor mounting Custom | 10.63
3SU1401-2BH00-1AA0-ZY19 | LED module with integrated LED, 24-240 V AC/DC, amber, screw terminal, for floor mounting Custome | 18.43
3SU1401-2BH30-1AA0-ZY19 | LED module with integrated LED, 24-240 V AC/DC, yellow, screw terminal, for floor mounting Custom | 18.43
1PH1105-1HD10-0GA0 | Main motor 1PH1 for SINAMICS V70; Operating voltage 380 V 3AC Pn=5.5 kW; Nn=1000 rpm Mn=53 Nm Sha | 5367.48
1PH1105-1HF10-2GA0 | Main motor 1PH1 for SINAMICS V70; Operating voltage 380 V 3AC Pn=7.5 kW; Nn=1500 rpm Mn=48 Nm Sha | 5367.48
1PH1105-1HF12-1GA0 | Main motor 1PH1 for SINAMICS V70; Operating voltage 380 V 3AC Pn=7.5 kW; Nn=1500 rpm Mn=48 Nm Sha | 5367.48
1PH1105-1LD10-0GA0 | Main motor 1PH1 for SINAMICS V70; Operating voltage 380 V 3AC Pn=5.5 kW; Nn=1000 rpm Mn=53 Nm Sha | 4856.92
1PH8165-1DG00-0LA1-ZK24V24 | SIMOTICS M Compact induction motor 2300rpm, 44 kW, 183Nm, 85A, 394V forced ventilation; direction | 10730.1
1PH8165-1MF90-1FB2-ZK10L1AQ21 | SIMOTICS M Compact induction motor 1750rpm, 41kW, 224Nm, 76A, 400 V forced ventilation; direction | 12880.83
1PH8186-1DF00-0ZA1-ZB35P0DX01 | SIMOTICS M Compact induction motor 1750 rpm, 85 kW 464 Nm, 164 A, 385 V Forced ventilation Increm | 18608.37
3NP1144-1BC10 | SENTRON, fuse switch disconnector 3NP1, 4-pole, NH1, 250 A, for 60mm 8US busbar system, flat term | 448.55
3NP1144-1DA20 | SENTRON, fuse switch disconnector 3NP1, 4-pole, NH1, 250 A, for assembly and installation on moun | 325.72
3NP1153-1BC24 | SENTRON, fuse switch disconnector 3NP1, 3-pole, NH2, 400 A, for 60mm 8US busbar system, box termi | 507.69
3NP1924-1EA00 | Assembly kit, for modification to DIN rail mounting, for size NH000 4-pole for floor mounting, ac | 10.92
1FK7042-2AF71-1BA2 | SIMOTICS S SIMOTICS S-1FK7 1FK7-CT synchronous motor PN=0.82 kW UDC=600V M0=3Nm (100K); NN=3000rp | 2039.7
1FK7042-2AF71-1BB1 | SIMOTICS S SIMOTICS S-1FK7 1FK7-CT synchronous motor PN=0.82kW UDC=600V M0=3Nm (100K); NN=3000rpm | 2298.72
3RH2122-2LA40-1AA0 | Coupling contactor relay railway, 2 NO + 2 NC, 12 V DC, 0.7 ... 1.25* Us, with varistor integrate | 45.83
1FK7042-2AK71-1CA1 | SIMOTICS S Synchronous motor 1FK7-CT PN=0.94kW; UDC=600V M0=3Nm (100K); NN=6000rpm; Naturally coo | 2406.25
1FK7042-2AK71-1CG2 | SIMOTICS S Synchronous motor 1FK7-CT PN=0.94kW; UDC=600V M0=3Nm (100K); NN=6000rpm; Naturally coo | 2320.66
1FK7042-2AK71-1RH2 | SIMOTICS S Synchronous motor 1FK7-CT PN=0.94kW; UDC=600V M0=3Nm (100K); NN=6000rpm; Naturally coo | 2102.86
1FT7085-7SF71-1CH1-ZQ13 | SIMOTICS S Synchronous motor 1FT7, M0=34Nm (100K) NN=3000rpm, PN=7.20kW Forced ventilation IMB 5 | 8969.17
1FT7105-5WF74-4NG1-ZP80 | SIMOTICS S Synchronous motor 1FT7, M0=90Nm (100K) NN=3000rpm, PN=24.80kW Water-cooled; IMB 5 desi | 7956.59
1FK7060-2AC71-1CH0 | SIMOTICS S Synchronous motor 1FK7-CT PN=1.1kW; UDC=600V M0=6Nm (100K); NN=2000rpm; Naturally cool | 2743.64
1FK7062-2AC71-1BB2 | SIMOTICS S synchronous motor 1FK7-CT PN=1.5kW; UDC=600V M0=8.5Nm (100K); NN=2000rpm; naturally co | 2682.02
1FK7062-2AC71-1BG2 | SIMOTICS S synchronous motor 1FK7-CT PN=1.5kW; UDC=600V M0=8.5Nm (100K); NN=2000rpm; naturally co | 2295.78
3RH2911-2XF22-0KS1 | Front-side auxiliary switch, 2 NO contacts 2 NC contacts, NC contact encapsulated (solid-state co | 67.73
3RT1364-6AP36 | Power contactor AC-1 350 A Tu= 40 °C, 4-pole, Ue 1000 V 100 - 250 V DC, 0.8 ... 1.1 Uc 100 - 250 | 1356.7
3RT2016-1UB42-1AA0 | Power contactor, AC-3 9 A, 4 kW / 400 V 1 NC, 24 V DC with varistor integrated, 3-pole, size S00, | 43.05
3RT2026-1XF40-0LA2 | Traction contactor, AC-3 25 A, 11 kW / 400 V 1 NO + 1 NC with electronic operating mechanism 110 | 144.34
3RT2535-1NE30 | Power contactor, 40 A 3 AC, 18.5 kW / 400 V 2 NO + 2 NC 48 V DC 4-pole Size S2 Screw terminal 1 N | 210.17
3RV2421-0DA10 | Circuit breaker size S0 For transformer protection A-release 0.22...0.32 A Short-circuit release | 55.7
3RV2421-1JA10 | Circuit breaker size S0 For transformer protection A-release 7...10 A Short-circuit release 208 A | 64.83
3RW5552-2HA14 | SIRIUS soft starter 200-480 V 630 A, 110-250 V AC Spring-type terminals | 15110.36
3RW5556-2HA14 | SIRIUS soft starter 200-480 V 1100 A, 110-250 V AC Spring-type terminals | 21232.68
3RV2011-1HA25-ZW96 | Circuit breaker size S00 for motor protection, Class 10 A-release 5.5...8 A Short-circuit release | 74.06
3RT2037-1AN60 | Power contactor, AC-3 65 A, 30 kW / 400 V 1 NO + 1 NC, 200 V AC, 50 Hz / 200-220 V, 60 Hz 3-pole, | 209.54
3RT2037-3NB30-ZW96 | power contactor, AC-3 65 A, 30 kW / 400 V, 1NO + 1NC, 20-33 V AC/DC 3-pole, Size S2 Spring-type t | 312.73
3SU1050-7AA88-0AA0-ZY19 | Coordinate switch, 22 mm, round, metal shiny, black, 2 switch positions, horizontal latching, wit | 55.14
3SU1050-5BN01-0AA0-ZY01Y19 | Key-operated switch CES, 22 mm, round, metal, shiny, special lock, with 2 keys, 3 switch position | 93.69
3SU1060-0JB00-0AA0 | Pushbutton, 30 mm, round, metal, matte, amber, front ring for flush installation, momentary conta | 21.64
3SU1050-1HK20-0AA0-ZY01Y19 | Emergency stop mushroom pushbutton, 22 mm, round, metal, shiny, red, 40 mm, with BKS lock, specia | 126.61
3SU1150-7AB88-1NA0-ZY19 | Coordinate switch, 22 mm, round, metal shiny, black, 2 switch positions, vertical latching, witho | 70.27
3SU1401-1BG20-1AA0-ZY19 | LED module with integrated LED 6-24V AC/DC red, screw terminal, for front plate mounting Customer | 9.69
1PH3133-1DG02-0LA0 | Main motor for SINAMICS S120;3 Operating voltage 380 V 3AC Pn=15 kW; Nn=2000 rpm Mn=96 Nm Axial h | 6342.95
1PH1101-1LF10-0GA0 | Main motor 1PH1 for SINAMICS V70; Operating voltage 380 V 3AC Pn=3.7 kW; Nn=1500 rpm Mn=24 Nm Sha | 4430.5
1PH1101-1LF12-1GA0 | Main motor 1PH1 for SINAMICS V70; Operating voltage 380 V 3AC Pn=3.7 kW; Nn=1500 rpm Mn=24 Nm Sha | 4430.5
1PH1103-1HD10-1GA0 | Main motor 1PH1 for SINAMICS V70; Operating voltage 380 V 3AC Pn=3.7 kW; Nn=1000 rpm Mn=35 Nm Sha | 5176.66
1PH1103-1HD12-0GA0 | Main motor 1PH1 for SINAMICS V70; Operating voltage 380 V 3AC Pn=3.7 kW; Nn=1000 rpm Mn=35 Nm Sha | 5176.66
1PH8107-1CS02-3MZ2-ZQ2CY64Y84 | SIMOTICS M Compact induction motor Y2000RPM, 11kW, 53Nm, 26.7A, 368V D5000RPM, 11kW, 21Nm, 28A, 4 | 10537.93
1PH8107-1MF02-0GG2-ZQ25 | SIMOTICS M Compact induction motor 1750rpm, 10.0kW 55Nm, 22A, 380 V forced ventilation; direction | 5573.6
1PH8107-1MS02-0LZ2-ZQ1FQ51Q61 | SIMOTICS M Compact induction motor Y2000RPM, 11kW, 53Nm, 26.7A 368V; D5000RPM, 11kW, 21Nm 28A, 41 | 6905.82
3NP1121-1CA24 | SENTRON, fuse switch disconnector 3NP1, 1-pole, NH000, 160 A, for assembly and installation on mo | 109.27
3NP1133-1BC24 | SENTRON, fuse switch disconnector 3NP1, 3-pole, NH00, 160 A, for 60mm 8US busbar system, box term | 207.46
3NP1153-1DA24 | SENTRON, fuse switch disconnector 3NP1, 3-pole, NH2, 400 A, for assembly and installation on moun | 402.2
3NP1161-1DA14 | SENTRON, fuse switch disconnector 3NP1, 1-pole, NH3, 630 A, for assembly and installation on moun | 255.01
3NP1921-1GB41 | Fuse carrier with EFM15, for size NH000 1-pole, AC 110 - 690V (L-N) accessories for 3NP1 fuse swi | 92.49
3VW9724-8WD41 | terminal cover withdr., 4P accessory for circuit breaker 3WL10 / 3VA27 | 282.9
3VW9727-0EK11 | front mounted rotary operator, standard accessory for circuit breaker 3VA27 (handle) | 147.08
3VW9727-0VL10 | locking device, OFF pos. Ronis against unauthorized closing for MCCB w/ rotary op. mech. accessor | 104.01
5SK9104-1 | circuit breaker Equipment elektronisch, 4A, DC 24V 1 auxilliary switch | 75.18
5SL6006-7 | CIRCUIT BREAKER 230V 6KA, 1+N-POLE/1MW C6 | 11.65
5SL6010-6 | CIRCUIT BREAKER 230V 6KA, 1+N-POLE/1MW B10 | 15.79
5SL6013-7 | CIRCUIT BREAKER 230V 6KA, 1+N-POLE/1MW C13 | 44.58
5SL6025-7 | CIRCUIT BREAKER 230V 6KA, 1+N-POLE/1MW C25 | 10.84
5TE5810-1 | Light Indicator 1x LED 12..60V green | 12.09
5TG1378-0PM | Cover double USB Charger Platinum Metallic | 10.13
5TG1378-0TW | Cover double USB Charger Titan White | 6.08
5ST3775-0 | compact Pin Busbar, 10mm2 connection: 3p/N AFDD 5SM6 + compact device 1-pole touch protected 100 | 57.18
5SV6016-7KK32 | AFDD-MCB-Combination 230V, 6kA, 2pole, C, 32A Compact (1MW) | 226.44
5SY1702-4 | Device circuit breaker 1-pole with auxiliary switch NO contact Characteristic F2 2A 230 V AC 50/6 | 33.24
5SY1704-2 | Device circuit breaker 1-pole with auxiliary switch NO contact Characteristic F1 4A 230 V AC 50/6 | 37.44
5SY1708-2 | Device circuit breaker 1-pole with auxiliary switch NO contact Characteristic F1 8A 230 V AC 50/6 | 37.44
6AG1242-6TM10-2BB1 | SIPLUS ET 200SP TM ECC 2xPWM ST; -30...60 °C With conformal coating Based on 6FE1242-6TM10-0BB1 . | 1110.62
5SY4515-6 | circuit breaker 230/400v 10ka, 1pole+N, b, 1,6a | 27.13
5UB1870-0TW01 | Schuko with 2 USB Chargers Titan White | 98.65
3SU1400-2DA10-3AA0-ZY19 | Support terminal, black, spring-type terminal, for floor mounting Customer-specific selection wit | 7.28
3SU1401-3BA00-5AA0-ZY19 | LED module with integrated LED, amber, soldered connection, for use on printed circuit boards Cus | 18.8
3SU1401-3BA40-5AA0-ZY19 | LED module with integrated LED, green, soldered connection, for use on printed circuit boards Cus | 18.8
3VW9011-0BB23 | acces. circuit breaker 3WL10 bowden wire f. mutual mech. interlockinGS, 1m, thread M8x1 | 101.54
3VW9011-0LF58 | rating plug 1250A L off overload protection L = OFF accessory for circuit breaker 3WL10 / 3VA27 | 91.1
3VW9012-5AA00 | ETU350 Electronic Trip Unit LSI with rotary coding switches accessory for circuit breaker 3WL10 / | 1175.39
3VW9012-7AA00 | ETU360 Electronic Trip Unit LSIG with rotary coding switches accessory for circuit breaker 3WL10 | 1396.96
5SL3020-7 | CIRCUIT BREAKER 230V 4.5KA, 1+N-POLE/1MW C20 | 19.35
5SL3020-7KL | CIRCUIT BREAKER 230V 4.5KA, 1+N-POLE/1MW, N LEFT C20 | 25.85
5SL3040-7 | CIRCUIT BREAKER 230V 4.5KA, 1+N-POLE/1MW C40 | 29.01
3VA9478-0DK72 | Operating Unit with Rod Variable Depth Flange Mounted operator kit, 3 pole: consisting of: handl | 247.78
5SV1313-6KK13 | RCBO compact 1P+N 4.5 kA type A 30 mA B13 | 80.99
5SV1313-7KK06 | RCBO compact 1P+N 4.5 kA type A 30 mA C6 | 47.66
5SV1313-7KK10 | RCBO compact 1P+N 4.5 kA type A 30 mA C10 | 67.21
5SV1316-0KK06 | RCBO compact 1P+N 6 kA type AC 30 mA B6 | 63.56
6AG1131-6CF00-7AU0 | SIPLUS ET 200SP DI 8x48VUC BA -40...+70°C with Conformal Coating based on 6ES7131-6CF00-0AU0 . di | 281.88
6AG1132-6HD01-7BB1 | SIPLUS ET 200SP, Relay module, RQ NO 4x 120V DC..230VAC/5A ST -40...70°C with conformal coating b | 249.54
6AG1135-6HB00-7CA1 | SIPLUS ET 200SP, Analog output -40...+ 70°C with conformal coating based on 6ES7135-6HB00-0CA1 . | 573.02
6AG1677-2DB42-2GB0 | SIPLUS ET 200SP CPU1515SP PC2 -40...+60°C with Conformal Coating based on 6ES7677-2DB42-0GB0 . 8 | 6802.34
6AG2241-1AH32-1XB0 | SIPLUS S7-1200 CM1241 RS232 T1 RAIL -25... +55°C T1 with 70°C for 10 min with conformal coating b | 562
6AG2241-1CH32-1XB0 | SIPLUS S7-1200 CM1241 RS422/485 T1 RAIL -25 ... +55°C T1 with 70°C for 10 min with conformal coat | 562
3SU1400-1AA10-3RA0-ZY19 | Contact module with 2 contact elements, 1 NO leading + 1 NC lagging, gold-plated contacts, spring | 20.52
3SU1400-1CK10-1AA0-ZY19 | LED test module Operating voltage 12-240 V AC/DC, screw terminal, for front plate mounting Custom | 12.66
3SU1400-1DA10-1AA0-ZY19 | Support terminal, black, screw terminal, for front plate mounting Customer-specific selection wit | 7.28
3SU1400-1EJ10-6AA0-ZY19 | AS-Interface module, 4 inputs and 3 outputs, black, spring-type terminal (push-in), for input/out | 179.78
3SU1400-1EK10-6AA0-ZY19 | AS-Interface module, 4 inputs and 4 outputs, black, spring-type terminal (push-in) for input/outp | 169.02
3SU1400-2HM10-6AA0-ZY19 | Electronics module for IO-Link, black, 8 inputs/outputs, 4 DI/4 DQ, push-in, for floor mounting, | 125.98
3SU1400-2HN10-6AA0-ZY19 | Electronics module for IO-Link, black, 8 inputs/outputs, 2 DI/6 DQ, push-in, for floor mounting, | 125.98
3SU1400-3AA10-5BA0-ZX90 | Contact module with 1 contact element, 1 NO, soldered connection, for use on printed circuit boar | 15.19
3SU1401-1BB00-1AA2-ZX90 | LED module with integrated LED 24 V AC/DC, amber, screw terminal, for front plate mounting, ATEX | 18.17
3SU1900-0AB71-0RA0-ZY19 | Inscription plate for illuminated pushbutton, round, milky with black font, with graphic symbol: | 1.33
3SU1900-0AB71-0RK0-ZY19 | Inscription plate for illuminated pushbutton, round, milky with black font, with graphic symbol: | 1.33
3SU1900-0AB71-0RM0-ZY19 | Inscription plate for illuminated pushbutton, round, milky with black font, with graphic symbol: | 1.33
3SU1900-0AB71-0RR0-ZY19 | Inscription plate for illuminated pushbutton, round, milky with black font, with graphic symbol: | 1.33
3SU1900-0AC16-0GQ0-ZY19 | Labeling plate for snapping on or gluing on label holder, label size 12.5x27 mm, black label, whi | 1.41
1PH8163-1MF90-1FB2-ZK09L2AQ21 | SIMOTICS M Compact induction motor 1750rpm, 34kW, 186Nm, 70A, 366V forced ventilation; direction | 12242.15
1PH8226-1DF00-9LA1-ZK40N1PX01 | SIMOTICS M Compact induction motor 1750rpm, 135kW, 737Nm, 250 A, 39 forced ventilation Direction | 36596.17
1PH8228-1FC30-9DD1-ZA72K40N1N | SIMOTICS M Compact induction motor 800rpm, 135kW, 1612Nm 260A, 360V Open-circuit ventilation Dire | 47674.62
3KD9511-1 | access. for switch disconnector 3KD/C0 size 5, with flat terminal for 4 circular conductor cables | 73.66
3NP1133-1CA14 | SENTRON, fuse switch disconnector 3NP1, 3-pole, NH00, 160 A, for assembly and installation on mou | 171.55
3NP1141-1DA24 | SENTRON, fuse switch disconnector 3NP1, 1-pole, NH1, 250 A, for assembly and installation on moun | 188.94
3NP1964-1MA20 | LV HRC Isolating Link, Size NH3, early make, for 4-pole applications, accessories for 3NP1 fuse s | 50.79
3ZY1450-1AB00 | hinged cover 22.5 mm, For SIRIUS devices in industrial standard mounting rail ti-grey | 5.32
3VW9011-0BB18 | locking mech to prevent opening in the cabinet door in ON pos. Bowden cable, withdr. circ. br. ac | 295.4
3VW9111-8AT41 | ETU cover closed for ETU3xx accessory for circuit breaker 3WL10 | 10.29
3VW9723-0WA00 | phase barriers H=100mm for 3-pole, 4 units for fixed-mounted circ. breaker Ue > 440V accessory fo | 15.88
3VW9724-0WA10 | phase barriers H=100mm for 4-pole, 6 units for fixed-mounted circ. breaker Ue > 440V accessory fo | 23.82
5SK9108-1 | circuit breaker Equipment elektronisch, 8A, DC 24V 1 auxilliary switch | 75.18
5SL3006-7KL | CIRCUIT BREAKER 230V 4.5KA, 1+N-POLE/1MW, N LEFT C6 | 31.02
3VA9601-0WD40 | TERMINAL COVER SHORT 4POLE 1PCS. ACCESSORY FOR: 3VA15/25 1000 | 64
5SL6006-6 | CIRCUIT BREAKER 230V 6KA, 1+N-POLE/1MW B6 | 13.61
5ST3016 | Auxiliary current switch 1 CO For MCB 5SL, 5SY, 5SP Incorporated switch 5TL1 RCBO 5SU1, RC 5SV | 14.2
5ST3675-0 | compact Pin Busbar, 10mm2 connection: 3p/N 6x AFDD 5SM6 + 6x compact device 1-pole touch protect | 20.39
5SV1313-1KK13 | RCBO compact 1P+N 4.5 kA type AC 30 mA C13 | 55.91
5SV1316-6KK16 | RCBO compact 1P+N 6 kA type A 30 mA B16 | 80.5
5SV1316-7KK04 | RCBO compact 1P+N 6 kA type A 30 mA C4 | 94.53
5ST3783-0 | compact Pin Busbar, 10mm2 connection: 3p/N (FI N-right) 1x RCCB 4-pole + 8x compact device 1-pole | 24.36
5UB1970-0AM01 | Schuko with 2 USB Chargers Aluminum Metallic | 101.92
5SV6016-6KK06 | AFDD-MCB-Combination 230V, 6kA, 2pole, B, 6A Compact (1MW) | 198.03
5SV6016-7KK06 | AFDD-MCB-Combination 230V, 6kA, 2pole, C, 6A Compact (1MW) | 198.03
5SY1716-2 | Device circuit breaker 1-pole with auxiliary switch NO contact Characteristic F1 16A 230 V AC 50/ | 37.44
6AG1513-1AL02-2AB0 | SIPLUS S7-1500 CPU 1513-1 PN -40°C?+60°C with conformal coating based on 6ES7513-1AL02-0AB0 . Cen | 4853.26
6AG4021-0AA12-0BA0 | SIMATIC IPC127E; Atom E3930 (2C/2T), 2 GB RAM; Extended version 3x Ethernet RJ45, 4x USB3.0; with | 1312.41
6AG4025-0AB10-0BB0 | SIMATIC IPC527G, (Box PC); Pentium G4400 (2C/2T, 3.3 GHz); 1 TB HDD, internal; 4 GB DDR4; without | 1746.88
3SU1400-1AA10-3MA0-ZY19 | Contact module with 1 contact element, 1 NC, gold-plated contacts, spring-type terminal, for fron | 10.96
3SU1400-1AA10-3QA0-ZY19 | Contact module with 2 contact elements, 1 NO+1 NC, gold-plated contacts, spring-type terminal, fo | 17.54
3SU1400-2AA10-1LA0-ZY19 | Contact module with 1 contact element, 1 NO, gold-plated contacts, screw terminal, for floor moun | 9.5
3SU1400-2AA10-3BA0-ZY19 | Contact module with 1 contact element, 1 NO, spring-type terminal, for floor mounting, customer-s | 6.97
3SU1801-0NQ00-4UB2 | Enclosure for command devices 22 mm, round, Enclosure material plastic, Enclosure top part yellow | 44.5
3SU1801-0AA00-0UB1 | Enclosure for command devices, 22 mm, round, Enclosure material plastic, enclosure top part gray, | 11.02
3SU1401-1BB50-1AA2-ZY19 | LED module with integrated LED 24 V AC/DC, blue, screw terminal, for front plate mounting, ATEX Z | 19.43
3SU1802-0AK00-1AB1 | Enclosure for command devices, 22 mm, round, enclosure material plastic, enclosure top part gray, | 76.16
3SU1401-1BB50-3AA2 | LED module With integrated LED 24 V AC/DC, blue, spring-type terminal, for front plate mounting, | 18.82
3SU1401-1BC20-3AA0-ZY19 | LED module with integrated LED 110 V AC, red, spring-type terminal, for front plate mounting Cust | 14.94
3SU1401-1BC40-1AA0-ZY19 | LED module with integrated LED 110 V AC, green, screw terminal, for front plate mounting Customer | 13.68
3SU1900-0AC16-0DL0-ZY19 | Labeling plate for snapping on or gluing on label holder, label size 12.5x27 mm, black label, whi | 1.41
3SU1900-0AC16-0DN0-ZY19 | Labeling plate for snapping on or gluing on label holder, label size 12.5x27 mm, black label, whi | 1.41
3SU1900-0AC16-0DV0-ZY19 | Labeling plate for snapping on or gluing on label holder, label size 12.5x27 mm, black label, whi | 1.41
3SU1900-0AC16-0DX0-ZY19 | Labeling plate for snapping on or gluing on label holder, label size 12.5x27 mm, black label, whi | 1.41
3SU1900-0AB71-0AJ0-ZY19 | Inscription plate for illuminated pushbutton, round, milky with black font, with inscription: Lin | 1.33
3SU1900-0AC81-0AC0-ZY19 | Labeling plate for snapping on or adhering to label holder, label size 12.5x27 mm, silver label, | 1.33
3SU1900-0AC81-0AF0-ZY19 | Labeling plate for snapping on or adhering to label holder, label size 12.5x27 mm, silver label, | 1.33
3SU1900-0AC81-0AH0-ZY19 | Labeling plate for snapping on or gluing on label holder, label size 12.5x27 mm, silver label, bl | 1.33
3SU1900-0AF16-0GS0-ZY19 | Labeling plate for gluing on enclosure, label size 22x22 mm, black label, white font, with inscri | 4.49
3NP1951-1GB44 | Fuse carrier with EFM15, for size NH2 1-pole, DC 120 - 440V accessories for 3NP1 fuse switch disc | 120.53
3NP1954-1ED00 | Assembly kit, for creation of 4-pole 3NP1 for assembly onto 60mm busbar system 8US, for sizes NH2 | 77.99
3NP1954-1MA20 | LV HRC Isolating Link, Size NH2, early make, for 4-pole applications, accessories for 3NP1 fuse s | 44.29
3NP1961-1BB20 | Prism terminal double 2x 150 - 185mm2, for size NH3 1-pole with flat terminal, accessory for fuse | 30.7
1FK7042-2AF71-1CB1 | SIMOTICS S SIMOTICS S-1FK7 Synchronous motor 1FK7-CT PN=0.82k UDC=600V M0=3Nm (100K); NN=3000rpm; | 2665.26
1FK7042-2AF71-1CG1 | SIMOTICS S SIMOTICS S-1FK7 synchronous motor 1FK7-CT PN=0.82k UDC=600V M0=3Nm (100K); NN=3000rpm; | 2320.66
1FK7042-2AF71-1CG2 | SIMOTICS S SIMOTICS S-1FK7 synchronous motor 1FK7-CT PN=0.82k UDC=600V M0=3Nm (100K); NN=3000rpm; | 2320.66
1FK7042-2AF71-1CH1 | SIMOTICS S SIMOTICS S-1FK7 synchronous motor 1FK7-CT PN=0.82k UDC=600V M0=3Nm (100K); NN=3000rpm; | 2577.44
1FK7042-2AK71-1BG0 | SIMOTICS S Synchronous motor 1FK7-CT PN=0.94kW; UDC=600V M0=3Nm (100K); NN=6000rpm; Naturally coo | 1861.31
1FK7042-2AK71-1BH2 | SIMOTICS S Synchronous motor 1FK7-CT PN=0.94kW; UDC=600V M0=3Nm (100K); NN=6000rpm; Naturally coo | 2210.94
1FK7042-2AK71-1CB0 | SIMOTICS S Synchronous motor 1FK7-CT PN=0.94kW; UDC=600V M0=3Nm (100K); NN=6000rpm; Naturally coo | 2572.4
1FK7060-2AC71-1CA1 | SIMOTICS S Synchronous motor 1FK7-CT PN=1.1kW; UDC=600V M0=6Nm (100K); NN=2000rpm; Naturally cool | 2619.12
1FK7060-2AC71-1CA2 | SIMOTICS S Synchronous motor 1FK7-CT PN=1.1kW; UDC=600V M0=6Nm (100K); NN=2000rpm; Naturally cool | 2619.12
1FK7060-2AC71-1CB0 | SIMOTICS S Synchronous motor 1FK7-CT PN=1.1kW; UDC=600V M0=6Nm (100K); NN=2000rpm; Naturally cool | 2826.97
3SU1900-0AC16-0GU0-ZY19 | Labeling plate for snapping on or gluing on label holder, label size 12.5x27 mm, black label, whi | 1.41
3SU1900-0AC16-0QB0-ZY19 | Labeling plate for snapping on or gluing on label holder, label size 12.5x27 mm, black label, whi | 1.41
3SU1900-0AC16-0QJ0-ZY19 | Labeling plate for snapping on or gluing on label holder, label size 12.5x27 mm, black label, whi | 1.41
3SU1900-0AC81-0QB0-ZY19 | Labeling plate for snapping on or gluing on label holder, label size 12.5x27 mm, silver label, bl | 1.33
3SU1900-0AB71-0AL0-ZY19 | Inscription plate for illuminated pushbutton, round, milky with black font, with inscription: Zu, | 1.33
3SU1900-0AB71-0DK0-ZY19 | Inscription plate for illuminated pushbutton, round, milky with black font, with inscription: Off | 1.33
3SU1900-0AB71-0DM0-ZY19 | Inscription plate for illuminated pushbutton, round, milky with black font, with inscription: Dow | 1.33
3NP1941-1BB20 | Prism terminal double 2x 35 - 70mm2, for size NH1 1-pole with flat terminal, accessory for fuse s | 25.59
3NP1941-1GB41 | Fuse carrier with EFM15, for size NH1 1-pole, AC 110 - 690V (L-N) accessories for 3NP1 fuse switc | 99.2
3NP1941-1GB43 | Fuse carrier with EFM15, for size NH1 1-pole, AC 24 - 230V / DC 24 - 250V accessories for 3NP1 fu | 99.2
3NP1944-1MA20 | LV HRC Isolating Link, Size NH1, early make, for 4-pole applications, accessories for 3NP1 fuse s | 28.99
1FK7042-2AC71-1RB0 | SIMOTICS S Synchronous motor 1FK7-CT PN=0.59kW; UDC=600V M0=3Nm (100K); NN=2000rpm; Naturally coo | 2097.87
1FK7042-2AC71-1RG0 | SIMOTICS S Synchronous motor 1FK7-CT PN=0.59kW; UDC=600V M0=3Nm (100K); NN=2000rpm; Naturally coo | 1753.26
1FK7042-2AC71-1RH1 | SIMOTICS S Synchronous motor 1FK7-CT PN=0.59kW; UDC=600V M0=3Nm (100K); NN=2000rpm; Naturally coo | 2102.86
3RH1951-1SA11 | Additional auxiliary contact block for 3RT135, 3RT136, 3RT137 1 NC 1 NO, can be mounted on the si | 9.38
3RH2122-1FB40-1AA0 | Contactor relay, 2 NO + 2 NC, 24 V DC, with integrated diode, size S00, screw terminals Upright m | 43.11
1FK7042-2AF71-1RB2 | SIMOTICS S SIMOTICS S-1FK7 synchronous motor 1FK7-CT PN=0.82k UDC=600V M0=3Nm (100K); NN=3000rpm; | 2190.68
1FK7042-2AF71-1RG2 | SIMOTICS S SIMOTICS S-1FK7 synchronous motor 1FK7-CT PN=0.82k UDC=600V M0=3Nm (100K); NN=3000rpm; | 1846.08
1FK7042-2AK71-1QH2 | SIMOTICS S Synchronous motor 1FK7-CT PN=0.94kW; UDC=600V M0=3Nm (100K); NN=6000rpm; Naturally coo | 1731.58
1FK7042-2AK71-1RA2 | SIMOTICS S Synchronous motor 1FK7-CT PN=0.94kW; UDC=600V M0=3Nm (100K); NN=6000rpm; Naturally coo | 1931.65
1FK7042-2AK71-1RH0 | SIMOTICS S Synchronous motor 1FK7-CT PN=0.94kW; UDC=600V M0=3Nm (100K); NN=6000rpm; Naturally coo | 2010.04
1FK7044-4CF71-1RH1-ZN24 | 1FK7-HD with reinforced brake (option N24) SIMOTICS S Synchronous motor 1FK7-HD PN=1.2 kW; UDC=60 | 2944.72
1FK7060-2AC71-1QA0 | SIMOTICS S Synchronous motor 1FK7-CT PN=1.1kW; UDC=600V M0=6Nm (100K); NN=2000rpm; Naturally cool | 1680.43
1FK7060-2AC71-1QA2 | SIMOTICS S Synchronous motor 1FK7-CT PN=1.1kW; UDC=600V M0=6Nm (100K); NN=2000rpm; Naturally cool | 1773.24
1FK7060-2AC71-1QB0 | SIMOTICS S Synchronous motor 1FK7-CT PN=1.1kW; UDC=600V M0=6Nm (100K); NN=2000rpm; Naturally cool | 1981.11
1FK7060-2AC71-1QB2 | SIMOTICS S Synchronous motor 1FK7-CT PN=1.1kW; UDC=600V M0=6Nm (100K); NN=2000rpm; Naturally cool | 2073.91
1FK7060-2AF71-1CG2 | SIMOTICS S synchronous motor 1FK7-CT PN=1.5kW; UDC=600V M0=6Nm (100K); NN=3000rpm; naturally cool | 2533.54
6AV6371-1DV07-5AX0 | WinCC/Audit RT V7.5, per operator panel, generation of an audit trail, Option for WinCC V7.5, run | 1399.01
6AV6371-1DV17-5BX4 | WinCC/Audit RC Upgrade from V7.4 -> V7.5 for WinCC/Audit RC, and WinCC/Change-Control, Runtime/co | 1027.38
3SU1400-2DA50-1AA0-ZY19 | Support terminal, blue, screw terminal, for floor mounting Customer-specific selection with SIRIU | 6.58
3SU1401-1BB20-3AA0-ZY19 | LED module with integrated LED 24 V AC/DC, red, spring-type terminal, for front plate mounting Cu | 8.99
3SU1401-1BB40-3AA0-ZY19 | LED module with integrated LED 24 V AC/DC, green, spring-type terminal, for front plate mounting | 8.99
3SU1900-0AB71-0EE0-ZY19 | Inscription plate for illuminated pushbutton, round, milky with black font, with inscription: Fas | 1.33
3SU1900-0AB71-0QW0-ZY19 | Inscription plate for illuminated pushbutton, round, milky with black font, with graphic symbol: | 1.33
3SU1900-0AC16-0AG0-ZY19 | Labeling plate for snapping on or gluing on label holder, label size 12.5x27 mm, black label, whi | 1.41
3SU1900-0AC16-0DB0-ZY19 | Labeling plate for snapping on or gluing on label holder, label size 12.5x27 mm, black label, whi | 1.41
3SU1900-0AC16-0GD0-ZY19 | Labeling plate for snapping on or gluing on label holder, label size 12.5x27 mm, black label, whi | 1.41
3SU1900-0AC16-0GF0-ZY19 | Labeling plate for snapping on or gluing on label holder, label size 12.5x27 mm, black label, whi | 1.41
3SU1853-3AA00-0AD1 | Two-hand operation console for command devices, 22 mm, round, enclosure material metal, enclosure | 634.3
3SU1900-0AB71-0AF0-ZY19 | Inscription plate for illuminated pushbutton, round, milky with black font, with inscription: Vor | 1.33
3SU1900-0AC81-0AL0-ZY19 | Labeling plate for snapping on or adhering to label holder, label size 12.5x27 mm, silver label, | 1.33
3SU1900-0AC81-0DX0-ZY19 | Labeling plate for snapping on or gluing on label holder, label size 12.5x27 mm, silver label, bl | 1.33
3SU1900-0AF16-0GC0-ZY19 | Labeling plate for gluing on enclosure, label size 22x22 mm, black label, white font, with inscri | 4.49
3SU1900-0AF16-0GL0-ZY19 | Labeling plate for gluing on enclosure, label size 22x22 mm, black label, white font, with inscri | 4.49
3NP1931-1GB41 | Fuse carrier with EFM15, for size NH00 1-pole, AC 110 - 690V (L-N) accessories for 3NP1 fuse swit | 93.98
3NP1941-1BA00 | Saddle terminal 70 - 120 mm2, for size NH1 1-pole with flat terminal, accessory for fuse switch d | 6.48
3NP1951-1BB10 | Prism terminal single 120 - 240mm2, for size NH2 1-pole with flat terminal, accessory for fuse sw | 17.73
3NP1951-1GA00 | Standard fuse carrier, without fuse monitoring, for size NH2 1-pole, accessories for 3NP1 fuse sw | 41.85
1FK7042-2AC71-1CG0 | SIMOTICS S Synchronous motor 1FK7-CT PN=0.59kW; UDC=600V M0=3Nm (100K); NN=2000rpm; Naturally coo | 2227.83
1FK7042-2AC71-1QB0 | SIMOTICS S Synchronous motor 1FK7-CT PN=0.59kW; UDC=600V M0=3Nm (100K); NN=2000rpm; Naturally coo | 1726.54
1FK7042-2AF71-1BH1 | SIMOTICS S SIMOTICS S-1FK7 Synchronous motor 1FK7-CT PN=0.82k UDC=600V M0=3Nm (100K); NN=3000rpm; | 2210.94
1FK7042-2AF71-1CA2 | SIMOTICS S SIMOTICS S-1FK7 synchronous motor 1FK7-CT PN=0.82k UDC=600V M0=3Nm (100K); NN=3000rpm; | 2406.25
1FK7042-2AF71-1RH1 | SIMOTICS S SIMOTICS S-1FK7 synchronous motor 1FK7-CT PN=0.82k UDC=600V M0=3Nm (100K); NN=3000rpm; | 2102.86
1FK7042-2AK71-1BA1 | SIMOTICS S Synchronous motor 1FK7-CT PN=0.94kW; UDC=600V M0=3Nm (100K); NN=6000rpm; Naturally coo | 2039.7
1FK7042-2AK71-1CH2 | SIMOTICS S Synchronous motor 1FK7-CT PN=0.94kW; UDC=600V M0=3Nm (100K); NN=6000rpm; Naturally coo | 2577.44
1FK7044-7AH71-1SH3-ZS11 | SIMOTICS S Synchronous servo motor 1FK7 High Dynamic, 4.0 Nm 100 K, 4500 rpm, 1.41 kW Naturally c | 4278.99
1FK7060-2AC71-1CG0 | SIMOTICS S Synchronous motor 1FK7-CT PN=1.1kW; UDC=600V M0=6Nm (100K); NN=2000rpm; Naturally cool | 2440.69
1FK7060-2AC71-1CG2 | SIMOTICS S Synchronous motor 1FK7-CT PN=1.1kW; UDC=600V M0=6Nm (100K); NN=2000rpm; Naturally cool | 2533.54
3SU1401-1BG30-3AA0-ZY19 | LED module with integrated LED 6-24V AC/DC yellow, spring-type terminal, for front plate mounting | 10.19
3SU1401-1EE20-2AA0-ZY19 | AS-Interface module, 2 safe inputs, 1 LED, red, 4-pole connector with screw terminal and 4-pole c | 270.94
3SU1401-2BB00-3AA2 | LED module with integrated LED 24 V AC/DC, amber, spring-type terminal, for floor mounting, ATEX | 19.55
3SU1400-1AA10-1BA0-ZY19 | Contact module with 1 contact element, 1 NO, screw terminal, for front plate mounting Customer-sp | 5.87
3SU1400-1AA10-1NA0-ZY19 | Contact module with 2 contact elements, 2 NO, gold-plated contacts, screw terminal, for front pla | 16.58
3SU1401-2BG30-3AA0-ZY19 | LED module with integrated LED 6-24V AC/DC yellow, spring-type terminal, for floor mounting Custo | 10.63
3SU1401-2BH50-1AA0-ZY19 | LED module with integrated LED, 24-240 V AC/DC, blue, screw terminal, for floor mounting Customer | 18.43
3SU1801-0AM00-4NB1 | Enclosure for command devices 22 mm, round, enclosure material plastic, enclosure top part gray, | 169.02
3SU1401-1BB50-1AA0-ZY19 | LED module with integrated LED 24 V AC/DC, blue, screw terminal, for front plate mounting Custome | 8.67
3SU1401-1BB60-1AA0-ZY19 | LED module with integrated LED 24 V AC/DC, white, screw terminal, for front plate mounting Custom | 8.67
3SU1900-0AB71-0DT0-ZY19 | Inscription plate for illuminated pushbutton, round, milky with black font, with inscription: Sta | 1.33
3SU1900-0AB71-0DX0-ZY19 | Inscription plate for illuminated pushbutton, round, milky with black font, with inscription: Clo | 1.33
3SU1806-0NF20-4WB1 | Enclosure for command devices, 22 mm, round, enclosure material plastic, enclosure top part gray, | 555.18
3SU1900-0AB71-0QX0-ZY19 | Inscription plate for illuminated pushbutton, round, milky with black font, with graphic symbol: | 1.33
3SU1900-0AC16-0AF0-ZY19 | Labeling plate for snapping on or gluing on label holder, label size 12.5x27 mm, black label, whi | 1.41
3SU1900-0AC16-0DG0-ZY19 | Labeling plate for snapping on or gluing on label holder, label size 12.5x27 mm, black label, whi | 1.41
3SU1900-0AC16-0GP0-ZY19 | Labeling plate for snapping on or gluing on label holder, label size 12.5x27 mm, black label, whi | 1.41
3SU1900-0AC81-0AB0-ZY19 | Labeling plate for snapping on or adhering to label holder, label size 12.5x27 mm, silver label, | 1.33
3SU1851-0NC00-2AC2 | Enclosure for command devices 22 mm, round, Enclosure material metal, Enclosure top part yellow, | 116.14
3SU1900-0AB71-0AH0-ZY19 | Inscription plate for illuminated pushbutton, round, milky with black font, with inscription: Rec | 1.33
3SU1900-0AC81-0QR0-ZY19 | Labeling plate for snapping on or gluing on label holder, label size 12.5x27 mm, silver label, bl | 1.33
3SU1900-0AD16-0AD0-ZY19 | Labeling plate for snapping on or gluing on label holder, label size 17.5 x 27 mm, black label, w | 1.41
3SU1900-0AF16-0RD0-ZY19 | Labeling plate for gluing on enclosure, label size 22x22 mm, black label, white font, with inscri | 4.49
3SU1900-0AF81-0AB0-ZY19 | Labeling plate for gluing on enclosure, label size 22x22 mm, silver label, black font with inscri | 4.33
3SU1900-0AF81-0QP0-ZY19 | Labeling plate for gluing on enclosure, label size 22x22 mm, silver label, black font with graphi | 4.33
3SX5601-3SV18 | Accessories: Connecting cable 1 m, M12 socket 8-pole at one end, and M12 plug 8-pole at the other | 51.36
3SU1900-0AD16-0GB0-ZY19 | Labeling plate for snapping on or gluing on label holder, label size 17.5 x 27 mm, black label, w | 1.41
3SU1900-0AD16-0GV0-ZY19 | Labeling plate for snapping on or gluing on label holder, label size 17.5 x 27 mm, black label, w | 1.41
3SU1900-0AD81-0AH0-ZY19 | Labeling plate for snapping on or gluing on label holder, label size 17.5 x 27 mm, silver label, | 1.33
1FK7060-2AC71-1CB1 | SIMOTICS S Synchronous motor 1FK7-CT PN=1.1kW; UDC=600V M0=6Nm (100K); NN=2000rpm; Naturally cool | 2919.77
1FK7060-2AC71-1CB2 | SIMOTICS S Synchronous motor 1FK7-CT PN=1.1kW; UDC=600V M0=6Nm (100K); NN=2000rpm; Naturally cool | 2919.77
1FK7060-2AC71-1RG2 | SIMOTICS S Synchronous motor 1FK7-CT PN=1.1kW; UDC=600V M0=6Nm (100K); NN=2000rpm; Naturally cool | 2058.95
1FK7060-2AC71-1RH0 | SIMOTICS S Synchronous motor 1FK7-CT PN=1.1kW; UDC=600V M0=6Nm (100K); NN=2000rpm; Naturally cool | 2269.06
1FK7060-2AC71-1RH2 | SIMOTICS S Synchronous motor 1FK7-CT PN=1.1kW; UDC=600V M0=6Nm (100K); NN=2000rpm; Naturally cool | 2361.86
6AV6372-2DF67-1BX0 | SIMATIC Energy Manager PRO Consumer Package 5, including EE-Monitor; increases the number of cons | 3323.18
6AV6372-2DF67-1CH0 | SIMATIC Energy Manager PRO Consumer Package 25; including EE-Monitor; increases the number of con | 16290.19
6AV6381-2BC07-5AH0 | WinCC system software V7.5, RT 128 (128 power tags), runtime software, single license, SW incl. d | 3865.57
6AV6371-1HV17-5AX0 | WinCC/Audit RC V7.5 for configuration of the Audit Trail (RT and eng.) with Versioning, incl. RT | 10966.8
6AV6371-1KG07-5AX4 | WinCC/ProAgent upgrade from V7.4 to V7.5 for SIMATIC WinCC V7.5, runtime software, single license | 282.68
6AV6372-1DC07-5AX3 | WinCC/Calendar Options Upgrade from V7.2/7.3 to V7.5 for WinCC Options WinCC/Calendar Scheduler a | 420.82
6AV6372-1HD07-5AX0 | WinCC/Event Notifier V7.5, Option for WinCC V7.5, Runtime/Configuration software Single license, | 2742.05
6AV6381-2CA07-5AK3 | SIMATIC WinCC RT client upgrade from V7.2/7.3 to V7.5 for WinCC RT clients w/o RT 128, runtime so | 915.45
6AV6671-5CL00-0AX1 | Main battery Mobile Panel IWLAN, rechargeable. Further information, Quantity and content: See tec | 891.47
3SU1900-0AF16-0GV0-ZY19 | Labeling plate for gluing on enclosure, label size 22x22 mm, black label, white font, with inscri | 4.49
3SU1900-0AF16-0GW0-ZY19 | Labeling plate for gluing on enclosure, label size 22x22 mm, black label, white font, with inscri | 4.49
3SU1900-0AF16-0QC0-ZY19 | Labeling plate for gluing on enclosure, label size 22x22 mm, black label, white font, with graphi | 4.49
3SU1900-0AF81-0QC0-ZY19 | Labeling plate for gluing on enclosure, label size 22x22 mm, silver label, black font with graphi | 4.33
3SU1900-0AF81-0QD0-ZY19 | Labeling plate for gluing on enclosure, label size 22x22 mm, silver label, black font with graphi | 4.33
3SU1900-0AX10-0AA0-ZX90 | Single frame, 22 mm, for square design, black, Z = 100-unit pack | 2.66
3SX5601-3SV00-1AK3 | Accessory: Adapter cable for RFID safety switch 3SE63, for connection to, for example, SIMATIC ET | 48.69
3SU1900-0AD16-0GN0-ZY19 | Labeling plate for snapping on or gluing on label holder, label size 17.5 x 27 mm, black label, w | 1.41
3SU1900-0AD16-0GT0-ZY19 | Labeling plate for snapping on or gluing on label holder, label size 17.5 x 27 mm, black label, w | 1.41
3SU1900-0AD16-0GU0-ZY19 | Labeling plate for snapping on or gluing on label holder, label size 17.5 x 27 mm, black label, w | 1.41
3SU1900-0AD81-0DD0-ZY19 | Labeling plate for snapping on or gluing on label holder, label size 17.5 x 27 mm, silver label, | 1.33
3SU1900-0AF16-0AD0-ZY19 | Labeling plate for gluing on enclosure, label size 22x22 mm, black label, white font, with inscri | 4.49
3SU1900-0AF16-0AF0-ZY19 | Labeling plate for gluing on enclosure, label size 22x22 mm, black label, white font, with inscri | 4.49
3SU1900-0AF16-0AK0-ZY19 | Labeling plate for gluing on enclosure, label size 22x22 mm, black label, white font, with inscri | 4.49
3SU1900-0AF16-0AM0-ZY19 | Labeling plate for gluing on enclosure, label size 22x22 mm, black label, white font, with inscri | 4.49
1FK7060-2AC71-1RG1 | SIMOTICS S Synchronous motor 1FK7-CT PN=1.1kW; UDC=600V M0=6Nm (100K); NN=2000rpm; Naturally cool | 2058.95
1FK7060-2AF71-1BH0 | SIMOTICS S synchronous motor 1FK7-CT PN=1.5kW; UDC=600V M0=6Nm (100K); NN=3000rpm; naturally cool | 2377.14
1FK7060-2AF71-1CA0 | SIMOTICS S synchronous motor 1FK7-CT PN=1.5kW; UDC=600V M0=6Nm (100K); NN=3000rpm; naturally cool | 2526.29
1FK7060-2AF71-1CG1 | SIMOTICS S synchronous motor 1FK7-CT PN=1.5kW; UDC=600V M0=6Nm (100K); NN=3000rpm; naturally cool | 2533.54
6AV2145-8GB00-0AA0 | SIMATIC HMI KTP700F Mobile HW, 7.0" TFT display, 800 x 480 pixel,16m colors key and touch operati | 3993
6AV2185-4JA10-0AX0 | Service package for TP900 Comfort INOX PCT Consisting of: Device seal, clamping frame, mounting c | 144.5
6AV6371-1DG07-5AX0 | SIMATIC WinCC/ProAgent V7.5, process diagnostics based on S7-Graph and S7-PDIAG, option for SIMAT | 1817.99
6AV6372-2DF77-1BX0 | SIMATIC Energy Manager PRO Consumer Package 5; increases the number of consumers by 5 consumers; | 2076.28
6AV6372-2DG07-5AX3 | WinCC/Performance Mon. Upgrade from V7.2/7.3-> V7.5 for WinCC V7.5, Runtime SW on CD-ROM, single | 1813.7
6AV6372-3DF67-1AA1 | SIMATIC Energy Efficiency Package (EM) consisting of: SIMATIC Energy Manager PRO Consumer incl. E | 806.4
6AV6381-2AB07-5AK4 | SIMATIC WinCC RC SW upgrade from V7.4 to V7.5 for SIMATIC WinCC Runtime & Configuration (RC) incl | 1809.39
6AV6371-2BD07-5AJ0 | WinCC Powerpack RT 128/512 for WinCC V7.5, runtime license without version change from 128 to 512 | 2073.41
6AV6371-2BG07-5AX0 | WinCC Powerpack RT 512/2048 for WinCC V7.5, Runtime license without version change from 512 to 20 | 1532.44
6AV6381-2BE07-5AV0 | WinCC System SW V7.5 Asia, RT 2048 (2048 PowerTags), runtime software, single license, SW and doc | 8213.25
6AV6381-2BP07-5AH0 | WinCC system software V7.5, RC 2048 (2048 power tags), runtime/configuration software, floating l | 12704.43
6AV6381-2BF07-5AX0 | WinCC system software V7.5, RT 65536 (65536 PowerTags), runtime software, single license, SW and | 12126.18
6AV6381-2BU07-5AX0 | WinCC system software V7.5, RC 153600 (153600 PowerTags), Runtime/configuration software on DVD, | 23641.09
6AV6381-2BV07-5AX0 | WinCC system software V7.5, RC 262144 (262144 PowerTags), Runtime/configuration software on DVD, | 31245.96
3SU1900-0AF16-0QR0-ZY19 | Labeling plate for gluing on enclosure, label size 22x22 mm, black label, white font, with graphi | 4.49
3SU1900-0AF16-0RY0-ZY19 | Labeling plate for gluing on enclosure, label size 22x22 mm, black label, white font, with inscri | 4.49
3SU1900-0AF81-0AP0-ZY19 | Labeling plate for gluing on enclosure, label size 22x22 mm, silver label, black font with inscri | 4.33
3SU1900-0AF81-0AT0-ZY19 | Labeling plate for gluing on enclosure, label size 22x22 mm, silver label, black font with inscri | 4.33
3SU1900-0AC81-0QG0-ZY19 | Labeling plate for snapping on or gluing on label holder, label size 12.5x27 mm, silver label, bl | 1.33
3SU1900-0AC81-0QS0-ZY19 | Labeling plate for snapping on or gluing on label holder, label size 12.5x27 mm, silver label, bl | 1.33
3SU1900-0AD16-0DX0-ZY19 | Labeling plate for snapping on or gluing on label holder, label size 17.5 x 27 mm, black label, w | 1.41
3SU1900-0AD16-0GM0-ZY19 | Labeling plate for snapping on or gluing on label holder, label size 17.5 x 27 mm, black label, w | 1.41
3SU1900-0AD81-0DU0-ZY19 | Labeling plate for snapping on or gluing on label holder, label size 17.5 x 27 mm, silver label, | 1.33
3SU1900-0AD81-0QK0-ZY19 | Labeling plate for snapping on or gluing on label holder, label size 17.5 x 27 mm, silver label, | 1.33
3SU1900-0AE16-0GB0-ZY19 | Labeling plate for snapping on or gluing on label holder, label size 27x27 mm, black label, white | 1.5
6AV6371-1GC07-5AX0 | SIMATIC WinCC/ODK V7.5, open development kit, option for SIMATIC WinCC V7.5 for C-programming, so | 2193.94
6AV6371-1CA07-5AX0 | SIMATIC WinCC/Server V7.5, Option for WinCC V7.5, runtime software, single license, License key o | 6033.67
6AV6372-2DG07-5AX4 | WinCC/Performance Mon. Upgrade from V7.4-> V7.5 for WinCC V7.5, Runtime SW on CD-ROM, single lice | 1208.16
6AV6372-2DJ17-5AA1 | Sequence Execution System, Basic Package Upgrade, for SIMATIC WinCC V7.5, Runtime software on CD- | 1007.28
6AV6372-2HJ07-5AA0 | Sequence execution system, Basic PCKG. incl. 2 units, for SIMATIC WinCC V7.5, Runtime software, S | 2687.53
6AV6372-2KG07-5AX3 | WinCC/Performance Mon. Upgrade from V7.2/7.3-> V7.5 for WinCC V7.5, Runtime software, Single lice | 1612.8
6AV6371-2BG17-5AJ0 | WinCC Powerpack RC 512/2048 for WinCC V7.5, runtime/configuration license without version change | 2833.9
6AV6371-2BM07-5AX0 | WinCC Powerpack RT 2048/8192 for WinCC V7.5, Runtime license without version change from 2048 to | 1654.42
6AV6371-2BM17-5AX0 | WinCC Powerpack RC 2048/8192 for WinCC V7.5, runtime/configuration license without version change | 3392.06
6AV6371-2BN07-5AX0 | WinCC Powerpack RT 8192/65536 for WinCC V7.5, Runtime license without version change from 8192 to | 2261.38
6AV6371-2BP17-5AX0 | WinCC Powerpack RC 65536/102400 for WinCC V7.5, runtime/configuration license without version cha | 1665.89
6AV6381-2BJ07-5AH0 | WinCC system software V7.5, RT 102400 (102400 power tags), runtime software, single license, SW i | 15169.56
6AV6381-2BK07-5AX0 | WinCC system software V7.5, RT 153600 (153600 PowerTags), runtime software, single license, SW an | 22201.91
6AV6381-2BM07-5AV0 | WinCC System SW V7.5 Asia, RC 128 (128 PowerTags), Runtime/configuration software on DVD, floatin | 6517.23
6AV6381-2BS07-5AV0 | WinCC System SW V7.5 Asia, RC 8192 (8192 PowerTags), Runtime/configuration software on DVD, float | 17676.29
3SU1900-0AF81-0AG0-ZY19 | Labeling plate for gluing on enclosure, label size 22x22 mm, silver label, black font with inscri | 4.33
3SU1900-0AF81-0AK0-ZY19 | Labeling plate for gluing on enclosure, label size 22x22 mm, silver label, black font with inscri | 4.33
3SU1900-0AF81-0AM0-ZY19 | Labeling plate for gluing on enclosure, label size 22x22 mm, silver label, black font with inscri | 4.33
3SU1900-0AF81-0AN0-ZY19 | Labeling plate for gluing on enclosure, label size 22x22 mm, silver label, black font with inscri | 4.33
3SU1900-0AD16-0AK0-ZY19 | Labeling plate for snapping on or gluing on label holder, label size 17.5 x 27 mm, black label, w | 1.41
3SU1900-0AD16-0AQ0-ZY19 | Labeling plate for snapping on or gluing on label holder, label size 17.5 x 27 mm, black label, w | 1.41
3SU1900-0AD16-0DC0-ZY19 | Labeling plate for snapping on or gluing on label holder, label size 17.5 x 27 mm, black label, w | 1.41
3SU1900-0AD16-0DJ0-ZY19 | Labeling plate for snapping on or gluing on label holder, label size 17.5 x 27 mm, black label, w | 1.41
3SU1900-0AE16-0DA0-ZY19 | Labeling plate for snapping on or gluing on label holder, label size 27x27 mm, black label, white | 1.5
3SU1900-0AE16-0DB0-ZY19 | Labeling plate for snapping on or gluing on label holder, label size 27x27 mm, black label, white | 1.5
3SU1900-0AE16-0DJ0-ZY19 | Labeling plate for snapping on or gluing on label holder, label size 27x27 mm, black label, white | 1.5
3SU1900-0AE16-0DN0-ZY19 | Labeling plate for snapping on or gluing on label holder, label size 27x27 mm, black label, white | 1.5
3SU1900-0AF16-0DL0-ZY19 | Labeling plate for gluing on enclosure, label size 22x22 mm, black label, white font, with inscri | 4.49
3SU1900-0AF16-0DN0-ZY19 | Labeling plate for gluing on enclosure, label size 22x22 mm, black label, white font, with inscri | 4.49
3SU1900-0AD81-0AL0-ZY19 | Labeling plate for snapping on or gluing on label holder, label size 17.5 x 27 mm, silver label, | 1.33
3SU1900-0AE16-0AJ0-ZY19 | Labeling plate for snapping on or gluing on label holder, label size 27x27 mm, black label, white | 1.5
3SU1900-0AE16-0DT0-ZY19 | Labeling plate for snapping on or gluing on label holder, label size 27x27 mm, black label, white | 1.5
3SU1900-0AF16-0DT0-ZY19 | Labeling plate for gluing on enclosure, label size 22x22 mm, black label, white font, with inscri | 4.49
3SU1900-0BC31-0AS0-ZY19 | Backing plate round for EMERGENCY STOP mushroom pushbutton, yellow, self-adhesive, outer diameter | 6.4
3SU1900-0FY50-0AA0-ZY19 | ID key ID group 4, blue, customer-specific selection with SIRIUS ACT configurator (CIN) | 22.79
1PH1131-1HD12-2GA0 | Main motor 1PH1 for SINAMICS V70; Operating voltage 380 V 3AC Pn=7.5 kW; Nn=1000 rpm Mn=72 Nm Sha | 5870.31
1PH1131-1LD10-2GA0 | Main motor 1PH1 for SINAMICS V70; Operating voltage 380 V 3AC Pn=7.5 kW; Nn=1000 rpm Mn=72 Nm Sha | 5369.78
1PH1131-1LF10-1GA0 | Main motor 1PH1 for SINAMICS V70; Operating voltage 380 V 3AC Pn=11 kW; Nn=1500 rpm Mn=70 Nm Shaf | 5369.78
1PH1133-1LF10-2GA0 | Main motor 1PH1 for SINAMICS V70; Operating voltage 380 V 3AC Pn=15 kW; Nn=1500 rpm Mn=96 Nm Shaf | 5885.79
1PH1133-1LF12-1GA0 | Main motor 1PH1 for SINAMICS V70; Operating voltage 380 V 3AC Pn=15 kW; Nn=1500 rpm Mn=96 Nm Shaf | 5885.79
1PH3103-1DD02-0GA0 | 1PH3103-1DD02-0GA0 | 5132.01
1PH3105-1AD00-0GA0 | Main motor for SINAMICS S120;3 Operating voltage 380 V 3AC Pn=5.5 kW; Nn=1000 rpm MN=53 Nm Axial | 4357.41
1PH1103-1HD10-0GA0 | Main motor 1PH1 for SINAMICS V70; Operating voltage 380 V 3AC Pn=3.7 kW; Nn=1000 rpm Mn=35 Nm Sha | 5176.66
1PH1103-1LD10-1GA0 | Main motor 1PH1 for SINAMICS V70; Operating voltage 380 V 3AC Pn=3.7 kW; Nn=1000 rpm Mn=35 Nm Sha | 4662.26
1PH1105-1HF12-0GA0 | Main motor 1PH1 for SINAMICS V70; Operating voltage 380 V 3AC Pn=7.5 kW; Nn=1500 rpm Mn=48 Nm Sha | 5367.48
1PH3105-1DG02-2LA0 | Main motor for SINAMICS S120;3 Operating voltage 380 V 3AC Pn=7.5 kW; Nn=2000 rpm MN=36 Nm Axial | 5760.57
1PH3133-1DD00-2GA0 | Main motor for SINAMICS S120;3 Operating voltage 380 V 3AC Pn=11 kW; Nn=1000 rpm Mn=105 Nm Axial | 5818.25
3SU1900-0JA10-0AA0-ZY19 | Metric M20 cable gland for routing the round cable into the AS-i enclosure, for plastic or metal | 7.41
3SU1901-0BD31-0AA0-ZY19 | Washer round for EMERGENCY STOP mushroom pushbutton, yellow, illuminated, thickness 5 mm, outer d | 91.16
3SU1930-0FA80-0AA0-ZY19 | Sealing plug for unused control points, 22 mm, metal matt, sand gray (front), plastic, black (rea | 5.61
3SU1950-0DS80-0AA0-ZY19 | Locking device made of metal, for selector switch, 22 mm, short or long handle, in position right | 40.58
3SU1950-0FK20-0AA0-ZY19 | Key for key-operated switch O.M.R., lock number 73037, red, Customer-specific selection with SIRI | 6.64
3UF7011-1AB00-1 | Basic unit SIMOCODE pro V PN GP , Ethernet/PROFINET IO, PN system redundancy, OPC UA server, Web | 734.64
3UF7122-1AA01-0 | Current/voltage measuring module for dry-running protection of centrifugal pumps in hazardous are | 1185.67
3VA1116-5EE36-0AB0 | circuit breaker 3VA1 IEC frame 160 breaking capacity class M Icu=55kA @ 415 V 3-pole, line protec | 703.31
3VA1225-5EF32-0BB0 | circuit breaker 3VA1 IEC frame 250 breaking capacity class M Icu=55kA @ 415V 3-pole, line protect | 1100.21
3VA1463-5EF32-0BH0 | circuit breaker 3VA1 IEC frame 630 breaking capacity class M Icu=55kA @ 415V 3-pole, line protect | 1949.75
3VA1510-5EF32-0KD0 | circuit breaker 3VA1 IEC frame 1000 breaking capacity class M Icu=55kA @ 415V 3-pole, line protec | 3627.93
3VA1580-5EF32-0AA0 | circuit breaker 3VA1 IEC frame 1000 breaking capacity class M Icu=55kA @ 415V 3-pole, line protec | 1739.65
3SU1900-0EK70-0AA0-ZY19 | Silicone-free protective cover for twin pushbutton, raised, clear, customer-specific selection wi | 6.4
3SU1900-0EL10-0AA0-ZY19 | Sealable cap for pushbutton, raised, 22 mm, front ring, raised, castellated, black, customer-spec | 5.28
3SU1900-0FU60-0AA0-ZY19 | ID key ID group Individual, white, customer-specific selection with SIRIUS ACT configurator (CIN) | 22.79
3SU1900-0FX20-0AA0-ZY19 | ID key ID group 3, red, customer-specific selection with SIRIUS ACT configurator (CIN) | 22.79
3SU1900-0GA10-0AA0-ZY19 | USB port, 22 mm, plastic, black, customer-specific selection with SIRIUS ACT configurator (CIN) | 42.09
1FK7060-2AF71-1QH1 | SIMOTICS S synchronous motor 1FK7-CT PN=1.5kW; UDC=600V M0=6Nm (100K); NN=3000rpm; naturally cool | 1990.56
1FK7060-2AF71-1QH2 | SIMOTICS S synchronous motor 1FK7-CT PN=1.5kW; UDC=600V M0=6Nm (100K); NN=3000rpm; naturally cool | 1990.56
1FK7060-2AF71-1RA1 | SIMOTICS S synchronous motor 1FK7-CT PN=1.5kW; UDC=600V M0=6Nm (100K); NN=3000rpm; naturally cool | 2144.54
3RT1467-6AF36 | Power contactor AC-1, 500 A AC (50-60 Hz) / DC operation 3-pole Standard operating mechanism Us 1 | 1170.63
3RT1467-6PP35 | Power contactor AC-1, 500 A AC (50-60 Hz) / DC operation 3-pole Electronic operating mechanism wi | 1487.91
3RT1467-6SF36 | Power contactor AC-1, 500 A AC (50-60 Hz) / DC operation 3-pole Electronic operating mechanism wi | 1351.16
3RT1467-6SP36 | Power contactor AC-1, 500 A AC (50-60 Hz) / DC operation 3-pole Electronic operating mechanism wi | 1351.16
3RV2011-0FA25-ZX95 | Circuit breaker size S00 for motor protection, Class 10 A-release 0.35...0.5 A Short-circuit rele | 64.57
3RV2421-0AA10 | Circuit breaker size S0 For transformer protection A-release 0.11...0.16 A Short-circuit release | 55.7
3RV2011-1BA25-ZW96 | Circuit breaker size S00 for motor protection, Class 10 A-release 1.4...2 A Short-circuit release | 74.06
3RV2421-0CA10 | Circuit breaker size S0 For transformer protection A-release 0.18...0.25 A Short-circuit release | 55.7
3RV2421-0GA10 | Circuit breaker size S0 For transformer protection A-release 0.45...0.63 A Short-circuit release | 55.7
3RW5553-2HA16 | SIRIUS soft starter 200-690 V 720 A, 110-250 V AC Spring-type terminals | 18366.91
3RW5554-2HA04 | SIRIUS soft starter 200-480 V 840 A, 24 V AC/DC Spring-type terminals | 18106.4
3RW5554-2HA06 | SIRIUS soft starter 200-690 V 840 A, 24 V AC/DC Spring-type terminals | 20190.57
3RW5554-6HA04 | SIRIUS soft starter 200-480 V 840 A, 24 V AC/DC Screw terminals | 18106.4
3SU1000-5BL51-0AA0-ZY01Y19 | Key-operated switch CES, 22 mm, round, plastic, special lock, with 2 keys, 3 switch positions I-O | 90.53
3SU1000-5BN21-0AA0-ZY01Y19 | Key-operated switch CES, 22 mm, round, plastic, special lock, with 2 keys, 3 switch positions I-O | 89.9
3RT2038-1AL20-ZW97 | Power contactor, AC-3 80 A, 37 kW / 400 V 1 NO + 1 NC, 230 V AC, 50/60 Hz 3-pole, size S2 screw t | 230.43
3SU1000-5PF11-0AA0-ZY01Y19 | Key-operated switch BKS, 22 mm, round, plastic, special lock, with 2 keys, 2 switch positions O-I | 119.01
6EP3133-0TA10-0AY0 | SITOP PSU3400 24 V/4 A Stabilized power supply Input: DC 12 V (9...18 V) Output: DC 24 V/4 A | 203.17
6EP3134-0TA00-0AY0 | SITOP PSU3400 24 V/10 A Stabilized power supply Input: 24 V DC (14…32 V) Output: 24 V DC/10 A | 266.8
6EP3321-7SB00-0AX0 | SITOP PSU6200 12 V/2 A Stabilized power supply Input: 120 - 230 V AC, (120 - 240 V DC) Output: 12 | 99.14
6EP3323-0SA00-0BY0 | SITOP PSU3600 dual stabilized power supply Input: 120-230 V AC Output: 15 V/3,5 A 2x DC two poten | 319.43
6EP3331-7SB00-0AX0 | SITOP PSU6200 24 V/1.3 A Stabilized power supply Input: 120 - 230 V AC, (120 - 240 V DC) Output: | 75.26
6ES7648-2CF10-1BA0 | SIMATIC CP 1625, PCIe card for PROFINET IRT, development board (external PS, COM2, LED) | 2636.16
3SU1900-0AE16-0QR0-ZY19 | Labeling plate for snapping on or gluing on label holder, label size 27x27 mm, black label, white | 1.5
3SU1900-0AF16-0AQ0-ZY19 | Labeling plate for gluing on enclosure, label size 22x22 mm, black label, white font, with inscri | 4.49
3SU1900-0AF16-0DJ0-ZY19 | Labeling plate for gluing on enclosure, label size 22x22 mm, black label, white font, with inscri | 4.49
3SU1900-0AF16-0DW0-ZY19 | Labeling plate for gluing on enclosure, label size 22x22 mm, black label, white font, with inscri | 4.49
3SU1900-0BL61-0AA0-ZY19 | Labeling plates for printing and gluing on label holder, label size 27x27 mm, white, without insc | 0.57
3SU1900-0HE10-0AA0-ZY19 | Metric M20 cable gland for AS-i shaped cable, for routing the flat cable into the AS-i enclosure, | 7.54
3SU1900-0HY10-0AA0-ZY19 | Adapter AS-i shaped cable (insulation displacement system), M25 cable entry, customer-specific se | 11.9
3SU1901-0BD31-0DA0-ZY19 | Washer round for EMERGENCY STOP mushroom pushbutton, yellow, illuminated, thickness 5 mm, outer d | 107.61
1FK7060-2AF71-1RA2 | SIMOTICS S synchronous motor 1FK7-CT PN=1.5kW; UDC=600V M0=6Nm (100K); NN=3000rpm; naturally cool | 2144.54
1FK7060-2AF71-1RB1 | SIMOTICS S synchronous motor 1FK7-CT PN=1.5kW; UDC=600V M0=6Nm (100K); NN=3000rpm; naturally cool | 2445.21
3RH2911-2XA13-0MA0 | Auxiliary switch Front-side, 1 NO + 3 NC Current path 1 NO, 1 NC, 1 NC, 1 NO for 3RH2 and 3RT2 Sp | 13.16
3RT1363-6AR36 | Power contactor AC-1 275 A Tu= 40 °C, 4-pole, Ue 1000 V 250 - 500 V DC, 0.8 ... 1.1 Uc 250 - 500 | 913.93
3RT1976-4D | Broadened connection for 3RT137 | 70.99
3RT2016-1UB42-ZW96 | Power contactor, AC-3 9 A, 4 kW / 400 V 1 NC, 24 V DC with varistor integrated, 3-pole, size S00, | 40.32
3RT2944-5AU61 | Magnet coil for contactors S3, 480 V AC, 60 Hz, | 32.28
3RV2011-0CA25-ZW96 | Circuit breaker size S00 for motor protection, Class 10 A-release 0.18...0.25 A Short-circuit rel | 63.94
3RV2421-0HA10 | Circuit breaker size S0 For transformer protection A-release 0.55...0.8 A Short-circuit release 1 | 55.7
3RV2421-0KA10 | Circuit breaker size S0 For transformer protection A-release 0.9...1.25 A Short-circuit release 2 | 58.93
3RV2021-0EA10 | Circuit breaker size S0 for motor protection, Class 10 A-release 0.28...0.4 A Short-circuit relea | 45.09
3RW5553-2HA06 | SIRIUS soft starter 200-690 V 720 A, 24 V AC/DC Spring-type terminals | 18366.91
3RW5554-6HA06 | SIRIUS soft starter 200-690 V 840 A, 24 V AC/DC Screw terminals | 20190.57
3RW5558-2HA16 | SIRIUS soft starter 200-690 V 1280 A, 110-250 V AC Spring-type terminals | 26964.18
3SE5114-0LB01-1AE3 | Position switch with plain plunger, Metal enclosure 40 mm according to EN 50041. Device connectio | 90.43
3SU1000-5PN51-0AA0-ZY01Y19 | Key-operated switch BKS, 22 mm, round, plastic, special lock, with 2 keys, 3 switch positions I-O | 115.85
3SU1000-5BL31-0AA0-ZY01Y19 | Key-operated switch CES, 22 mm, round, plastic, special lock, with 2 keys, 3 switch positions I-O | 90.53
3SU1000-5PL21-0AA0-ZY01Y19 | Key-operated switch BKS, 22 mm, round, plastic, special lock, with 2 keys, 3 switch positions I-O | 115.85
3RT2047-1AN60 | Power contactor, AC-3 115 A, 55 kW / 400 V 1 NO + 1 NC, 200 V AC, 50 Hz 200-220 V, 60 Hz, 3-pole | 369.69
6AV6382-2DA07-5AV0 | WinCC package for SIMATIC IPC, consists of: WinCC RT 512, V7.5 Asia; Supply only if the same numb | 4997.69
6EP3133-0TA00-0AY0 | SITOP PSU3400 24 V/5 A Stabilized power supply Input: 24 V DC (14…32 V) Output: 24 V DC/5 A | 186.02
6EP3336-7SB00-3AX0 | SITOP PSU6200 24 V/20 A Stabilized power supply Input: 120 - 230 V AC, (120 - 240 V DC) Output: 2 | 326.78
6ES7648-2AL80-0QA0 | SIMATIC IPC memory expansion memory module 16 GB (1x 16 GB), DDR4-2666 SDRAM, DIMM, for IPC647E, | 767.07
3SU1900-0AF16-0DQ0-ZY19 | Labeling plate for gluing on enclosure, label size 22x22 mm, black label, white font, with inscri | 4.49
3SU1900-0AF16-0DU0-ZY19 | Labeling plate for gluing on enclosure, label size 22x22 mm, black label, white font, with inscri | 4.49
3SU1900-0JG10-0AA0-ZY19 | Floor mounting adapter, black, for modules with floor mounting without mounting screws, customer- | 4.8
3SU1900-0KH80-0AA0-ZY19 | Standard mounting rail adapter, black, customer-specific selection with SIRIUS ACT configurator ( | 9.24
3SU1900-0KQ80-0AA0-ZY19 | flat ribbon cable, 7 cores, length 5 m, customer-specific selection with SIRIUS ACT configurator | 19.12
3SU1901-0BD31-0AS0-ZY19 | Washer round for EMERGENCY STOP mushroom pushbutton, yellow, illuminated, thickness 5 mm, outer d | 107.61
1FK7060-2AH71-1RH2-ZP50P85Y84 | SIMOTICS S Synchronous motor 1FK7-CT PN=1.7 kW; UDC=600 V M0=6 Nm (100K); Nn=4500 rpm; naturally | 2638.98
1FK7061-7AH71-1SH3-ZS11 | SIMOTICS S Synchronous servo motor 1FK7 High Dynamic, 6.4 Nm 100 K, 4500 rpm, 2.03 kW Naturally c | 4858.81
1FK7062-2AC71-1BA1 | SIMOTICS S synchronous motor 1FK7-CT PN=1.5kW; UDC=600V M0=8.5Nm (100K); NN=2000rpm; naturally co | 2381.34
3RT2027-1AB00-1AA0 | Power contactor, AC-3 32 A, 15 kW / 400 V 1 NO + 1 NC, 24 V AC, 50 Hz 3-pole, size S0 Screw termi | 107.61
3RT2326-1AV00 | Contactor, 4 NO, AC-1: 40 A 400 V AC, 50 Hz, 4-pole, 4 NO, Size S0, Screw terminal 1 NO + 1 NC in | 75.51
3RT2446-6NB30 | Contactor, AC-1:140 A 20-33 V AC/DC 3-pole, 3NO, size S3, screw terminals 1NO+1NC varistor integr | 321.31
3RT2944-5AM21 | Magnet coil for contactors S3, 208 V AC, 50 / 60 Hz, | 32.28
3RV2421-1FA10 | Circuit breaker size S0 For transformer protection A-release 3.5...5 A Short-circuit release 104 | 58.93
3RV2421-1HA10 | Circuit breaker size S0 For transformer protection A-release 5.5...8 A Short-circuit release 163 | 58.93
3RV2011-1FA25-ZX95 | Circuit breaker size S00 for motor protection, Class 10 A-release 3.5...5 A Short-circuit release | 74.06
3RV2011-1KA25-ZW96 | Circuit breaker size S00 For motor protection, Class 10 A-release 9...12.5 A Short-circuit releas | 81.67
3SU1000-4BF11-0AA0-ZY01Y19 | RONIS key-operated switch, 22 mm, round, plastic, special lock, with 2 keys, 2 switch positions O | 57.1
3SU1000-4BL01-0AA0-ZY01Y19 | RONIS key-operated switch, 22 mm, round, plastic, special lock, with 2 keys, 3 switch positions I | 58.43
3SU1000-4BL31-0AA0-ZY01Y19 | RONIS key-operated switch, 22 mm, round, plastic, special lock, with 2 keys, 3 switch positions I | 58.43
3SU1000-4BL41-0AA0-ZY01Y19 | RONIS key-operated switch, 22 mm, round, plastic, special lock, with 2 keys, 3 switch positions I | 58.43
3RT2047-3AL20 | Power contactor, AC-3 115 A, 55 kW / 400 V 1 NO + 1 NC, 230 V AC, 50/60 Hz 3-pole, 3 NO, Size S3 | 323.03
6AV6381-2CA07-5AX4 | SIMATIC WinCC RT client upgrade from V7.4 to V7.5 for WinCC RT Clients w/o RT 128, runtime softwa | 687.31
6AV6381-2CB07-5AK3 | SIMATIC WinCC RC client upgrade from V7.2/7.3 to V7.5 for WinCC RC clients w/o RC128, runtime/con | 1535.33
6AV6381-2CB07-5AX4 | SIMATIC WinCC RC client upgrade from V7.4 to V7.5 for WinCC RC Clients w/o RC128, Runtime/configu | 1219.65
6EP4347-7RB00-0AX0 | SITOP RED1200 redundancy module Input/output: 48 V DC / 40 A suitable for decoupling two SITOP po | 148.08
6EP4438-7EB00-3DX0 | SITOP SEL1400 10 A Selectivity module 8-channel with limiting characteristic Input: 24 V DC/72 A | 307.2
6EP4438-7FB00-3DX0 | SITOP SEL1200 Selectivity module 8-channel switching characteristic Input: 24 V DC/72 A Output: 2 | 226.41
6EP4683-6LB00-0AY0 | LOGO! ICL230 Inrush current limiter Input: 100-240 V AC Output: 100-240 V AC/5 A | 72.82
6DL1193-6TP00-0BP0 | SIMATIC ET 200SP HA, terminal block, type P0, 64 push-in terminals, Width: 45 mm | 152.81
6ES7648-3AK00-0XA0 | SIMATIC IPC, Adapter miniDisplayPort to DVI-D (1x mDP-DVI-D) for graphics card NVIDIA P400, for I | 65.91
6ES7648-3AL00-0XA0 | SIMATIC IPC, Adapter miniDisplayPort to VGA (1x mDP-VGA) for graphics card NVIDIA P400, for IPC64 | 73.42
6ES7648-6LA81-0YA8 | SIMATIC Industrial OS V1.3, based on Linux; Operating system for SIMATIC IPC; single license; Sof | 128.84
3SU1950-0DN80-0AA0-ZY19 | Locking device made of metal, for activated pushbutton, 22 mm, with raised pushbutton,, customer- | 40.58
3SU1950-0FJ50-0AA0-ZY19 | Key for key-operated switch O.M.R., lock number 73038, light blue, Customer-specific selection wi | 6.64
3VA1220-6GF42-0AH0 | circuit breaker 3VA1 IEC frame 250 breaking capacity class H Icu=70kA @ 415V 4-pole, line protect | 1253.41
3VA1225-1AA42-0BB0 | switch disconnector 3VA1 IEC frame 250 4-pole SD100, In=250A without overload protection w/o shor | 891.31
3VA1225-1AA42-0JE0 | switch disconnector 3VA1 IEC frame 250 4-pole SD100, In=250A without overload protection without | 877.38
3VA1225-1AA42-0KE0 | switch disconnector 3VA1 IEC frame 250 4-pole SD100, In=250A without overload protection without | 877.38
3VA1580-5MH32-0AA0 | circuit breaker 3VA1 IEC frame 1000 breaking capacity class M Icu=55kA @ 415V 3-pole, starter pro | 1739.65
3VA1580-7EF42-0AA0 | circuit breaker 3VA1 IEC frame 1000 breaking capacity class C Icu=110kA @ 415V 4-pole, line prote | 2714.84
3VA1580-7GF42-0AA0 | circuit breaker 3VA1 IEC frame 1000 breaking capacity class C Icu=110kA @ 415V 4-pole, line prote | 2714.84
3VA2010-5HN32-0KF0 | circuit breaker 3VA2 IEC frame 100 breaking capacity class M Icu=55kA @ 415V 3-pole, line protect | 738.12
3VA2225-5HL32-0DG0 | circuit breaker 3VA2 IEC frame 250 breaking capacity class M Icu=55kA @ 415V 3-pole, line protect | 1246.44
3VA2463-5JP32-0KB0 | circuit breaker 3VA2 IEC frame 630 breaking capacity class M Icu=55kA @ 415V 3-pole, line protect | 2576.45
3VA2510-5HL42-0KH0 | circuit breaker 3VA2 IEC frame 1000 breaking capacity class M Icu=55kA @ 415V 4-pole, line protec | 4985.79
3VA2510-5HN42-0KH0 | circuit breaker 3VA2 IEC frame 1000 breaking capacity class M Icu=55kA @ 415V 4-pole, line protec | 5069.34
3VA5111-6ED41-0AA0 | circuit breaker 3VA5 UL frame 125 breaking capacity class H 65kA @ 480V 4-pole, line protection T | 439.66
3VA5112-6GC41-0AA0 | circuit breaker 3VA5 UL frame 125 breaking capacity class H 65kA @ 480V 4-pole, line protection T | 667.36
3VA5112-6GD41-0AA0 | circuit breaker 3VA5 UL frame 125 breaking capacity class H 65kA @ 480V 4-pole, line protection T | 650.98
3VA5120-4EC41-0AA0 | circuit breaker 3VA5 UL frame 125 breaking capacity class S 25kA @ 480V 4-pole, line protection T | 253.83
3VA5130-6EF41-0AA0 | circuit breaker 3VA5 UL frame 125 breaking capacity class H 65kA @ 480V 4-pole, line protection T | 330.41
3VA5135-4EC41-0AA0 | circuit breaker 3VA5 UL frame 125 breaking capacity class S 25kA @ 480V 4-pole, line protection T | 253.83
6ES7653-2CB00-0XB0 | SIMATIC PCS 7 System Expansion Card up to 200 process objects only for PCS 7 CPU 410E | 2191.85
6ES7677-2SB42-0GL0 | SIMATIC ET 200SP Open Controller, CPU 1515SP PC2 F + HMI 512PT, 8 GB RAM, 30 GB CFast with Window | 6283.55
6ES7677-2VB42-0GB0 | SIMATIC ET 200SP Open Controller, CPU 1515SP PC2 T, 8 GB RAM, 30 GB CFast with Windows 10 IoT Ent | 5031.17
6ES7798-0AA10-0XA0 | SIMATIC PG, spare battery, lithium-ion 8.25 Ah, for Field PG M6, Warranty: 6 months | 376.95
6DL8913-0DX00-0AL8 | SIMIT Simulation Software _____ Engineering XL ________________ Software Update Service within th | 7463.97
3SU1050-5BN21-0AA0-ZY01Y19 | Key-operated switch CES, 22 mm, round, metal, shiny, special lock, with 2 keys, 3 switch position | 93.69
3SU1050-4BP61-0AA0-ZY01Y19 | RONIS key-operated switch, 22 mm, round, metal, shiny, special lock, with 2 keys, 3 switch positi | 60.21
6DL1193-6TP00-0DN0 | SIMATIC ET 200SP HA, terminal block, type N0, 64 push-in terminals, Width: 45 mm | 152.81
3SU1930-0GB80-0AA0-ZY19 | RJ45 connection, 22 mm, plastic with metal front ring, sand gray, customer-specific selection wit | 28.56
3UF7123-1BA01-0 | Current/voltage measuring module for dry-running protection of centrifugal pumps in hazardous are | 1301.9
3VA1110-5EF36-0BF0 | circuit breaker 3VA1 IEC frame 160 breaking capacity class M Icu=55kA @ 415V 3-pole, line protect | 529.22
3VA1110-5EF42-0LH0 | circuit breaker 3VA1 IEC frame 160 breaking capacity class M Icu=55kA @ 415 V 4-pole, line protec | 724.2
3VA1110-6ED36-0AH0 | circuit breaker 3VA1 IEC frame 160 breaking capacity class H Icu=70kA @ 415V 3-pole, line protect | 440.09
3VA1463-6EF32-0DF0 | circuit breaker 3VA1 IEC frame 630 breaking capacity class H Icu=70kA @ 415V 3-pole, line protect | 2172.58
3VA1510-5EF32-0AA0 | circuit breaker 3VA1 IEC frame 1000 breaking capacity class M Icu=55kA @ 415V 3-pole, line protec | 2430.61
3VA1510-6EF32-0AA0 | circuit breaker 3VA1 IEC frame 1000 breaking capacity class H Icu=70kA @ 415V 3-pole, line protec | 2665.82
3VA1510-7EF42-0AA0 | circuit breaker 3VA1 IEC frame 1000 breaking capacity class C Icu=110kA @ 415V 4-pole, line prote | 3792.91
3VA2163-7MP36-0AA0 | CIRCUIT BREAKER 3VA2 IEC FRAME 160 BREAKING CAPACITY CLASS C ICU=110KA @ 415 V 3-POLE, MOTOR PRO | 751.83
3VA2140-5MP36-0AA0 | CIRCUIT BREAKER 3VA2 IEC FRAME 160 BREAKING CAPACITY CLASS M ICU=55KA @ 415 V 3-POLE, MOTOR PROT | 672.39
3VA2140-7MP32-0AA0 | CIRCUIT BREAKER 3VA2 IEC FRAME 160 BREAKING CAPACITY CLASS C ICU=110KA @ 415 V 3-POLE, MOTOR PRO | 727.41
3VA2216-5MP32-0AA0 | CIRCUIT BREAKER 3VA2 IEC FRAME 250 BREAKING CAPACITY CLASS M ICU=55KA @ 415 V 3-POLE, MOTOR PROT | 978.01
3VA5107-1MH31-0AA0 | circuit breaker 3VA5 UL frame 125 3-pole, starter protection TM120M, AM, In=7A without overload p | 253.28
3VA5110-1BB31-0BC0 | molded case switch 3VA5 UL frame 125 max. sh-circ breaking capacity 65kA @ 480V 3-pole, line prot | 556.3
3VA5110-4EC41-0AA0 | circuit breaker 3VA5 UL frame 125 breaking capacity class S 25kA @ 480V 4-pole, line protection T | 330.96
3VA5110-4EF31-0KH0 | circuit breaker 3VA5 UL frame 125 breaking capacity class S 25kA @ 480V 3-pole, line protection T | 628.97
3VA5110-4GC41-0AA0 | circuit breaker 3VA5 UL frame 125 breaking capacity class S 25kA @ 480V 4-pole, line protection T | 330.96
3VA5120-6EF41-0AA0 | circuit breaker 3VA5 UL frame 125 breaking capacity class H 65kA @ 480V 4-pole, line protection T | 330.41
3VA5125-4ED21-1AA0 | circuit breaker 3VA5 UL frame 125 breaking capacity class S 25kA @ 480V 2-pole, line protection T | 190.9
3VA5125-5ED41-0AA0 | circuit breaker 3VA5 UL frame 125 breaking capacity class M 35kA @ 480 V 4-pole, line protection | 275.69
3VA5125-6EC41-0AA0 | circuit breaker 3VA5 UL frame 125 breaking capacity class H 65kA @ 480V 4-pole, line protection T | 311.25
6ES7833-1SM03-0YH5 | SIMATIC S7, software Safety Matrix Tool V6.3, Floating License for 1 user, E-SW, without SW, with | 9889.52
6ES7833-1SM63-0YH5 | SIMATIC S7, software Safety Matrix Viewer V6.3 for PCS 7 Floating License for 1 user, R-SW, witho | 3385.9
3SU1050-4JC01-0AA0-ZY19 | Key-operated switch O.M.R, 22 mm, round, metal shiny, Lock number 73033, yellow, with 2 keys, 2 s | 40.82
3SU1050-7AC88-0AA0-ZY19 | Coordinate switch, 22 mm, round, metal shiny, black, 2 switch positions, horizontal momentary con | 55.14
3SU1050-7BD88-0AA0-ZY19 | Coordinate switch, 22 mm, round, metal shiny, black, 2 switch positions, horizontal momentary con | 68.36
3SU1050-5BF01-0AA0-ZY01Y19 | Key-operated switch CES, 22 mm, round, metal, shiny, special lock, with 2 keys, 2 switch position | 95.59
3VA1580-6EF42-0AA0 | circuit breaker 3VA1 IEC frame 1000 breaking capacity class H Icu=70kA @ 415V 4-pole, line protec | 2479.62
3VA2125-5MP36-0AA0 | CIRCUIT BREAKER 3VA2 IEC FRAME 160 BREAKING CAPACITY CLASS M ICU=55KA @ 415 V 3-POLE, MOTOR PROT | 672.39
3VA2140-5MP32-0AA0 | CIRCUIT BREAKER 3VA2 IEC FRAME 160 BREAKING CAPACITY CLASS M ICU=55KA @ 415 V 3-POLE, MOTOR PROT | 654.02
3VA2440-5HL32-0DB0 | circuit breaker 3VA2 IEC frame 630 breaking capacity class M Icu=55kA @ 415V 3-pole, line protect | 2068.13
3VA2440-7MN32-0CB0 | circuit breaker 3VA2 IEC frame 630 breaking capacity class C Icu=110kA @ 415V 3-pole, motor prote | 2673.93
3VA2450-5HK42-0AF0 | circuit breaker 3VA2 IEC frame 630 breaking capacity class M Icu=55kA @ 415V 4-pole, line protect | 2541.64
3VA2510-5HN42-0AH0 | circuit breaker 3VA2 IEC frame 1000 breaking capacity class M Icu=55kA @ 415V 4-pole, line protec | 4985.79
1PH8224-1DF00-0ZA1-ZB35P0DX01 | SIMOTICS M Compact induction motor 1750 rpm, 110 kW, 600 Nm, 198 A, 395 V Forced ventilation Incr | 22553.76
1PH8107-1MG00-1BB2-ZK10Q21Y84 | SIMOTICS M Compact induction motor 2000rpm, 10.5kW, 50M, 26 A, 355V 2300rpm, 12kW, 50Nm, 26 A, 40 | 5518.1
3KC9000-8TL68 | ATC6500 sealing gasket, accessory for ATC6500, for frontside IP65 sealing, 180x240 mm, contains 1 | 37.03
3NP1143-1DA14 | SENTRON, fuse switch disconnector 3NP1, 3-pole, NH1, 250 A, for assembly and installation on moun | 285.14
3NP1161-1DA10 | SENTRON, fuse switch disconnector 3NP1, 1-pole, NH3, 630 A, for assembly and installation on moun | 175.03
3NP1161-1DA24 | SENTRON, fuse switch disconnector 3NP1, 1-pole, NH3, 630 A, for assembly and installation on moun | 281.67
3NP1923-1GB45 | Fuse carrier with EFM15, for size NH000 3-pole, DC 220 - 440V accessories for 3NP1 fuse switch di | 137.92
3NP1941-1CD00 | Cable connection cover with reach-around protection, for size NH1 1-pole, accessories for 3NP1 fu | 9.98
3NP1943-1GB45 | Fuse carrier with EFM15, for size NH1 3-pole, DC 220 - 440V accessories for 3NP1 fuse switch disc | 150.69
3NP1951-1CD00 | Cable connection cover with reach-around protection, for size NH2 1-pole, accessories for 3NP1 fu | 13.21
1FK7042-2AF71-1BG2 | SIMOTICS S SIMOTICS S-1FK7 Synchronous motor 1FK7-CT PN=0.82k UDC=600V M0=3Nm (100K); NN=3000rpm; | 1954.11
1FK7042-2AF71-1CA1 | SIMOTICS S SIMOTICS S-1FK7 synchronous motor 1FK7-CT PN=0.82k UDC=600V M0=3Nm (100K); NN=3000rpm; | 2406.25
1FK7042-2AF71-1RB1 | SIMOTICS S SIMOTICS S-1FK7 synchronous motor 1FK7-CT PN=0.82k UDC=600V M0=3Nm (100K); NN=3000rpm; | 2190.68
1FK7042-2AK71-1BA0 | SIMOTICS S Synchronous motor 1FK7-CT PN=0.94kW; UDC=600V M0=3Nm (100K); NN=6000rpm; Naturally coo | 1946.92
1FK7042-2AK71-1CB1 | SIMOTICS S Synchronous motor 1FK7-CT PN=0.94kW; UDC=600V M0=3Nm (100K); NN=6000rpm; Naturally coo | 2665.26
1FK7042-2AK71-1QB1 | SIMOTICS S Synchronous motor 1FK7-CT PN=0.94kW; UDC=600V M0=3Nm (100K); NN=6000rpm; Naturally coo | 1819.37
3VA2580-5MN32-0BL0 | circuit breaker 3VA2 IEC frame 1000 breaking capacity class M Icu=55kA @ 415V 3-pole, motor prote | 3314.57
3VA5105-1MH31-0AA0 | circuit breaker 3VA5 UL frame 125 3-pole, starter protection TM120M, AM, In=5A without overload p | 253.28
3VA5110-6GD41-0AA0 | circuit breaker 3VA5 UL frame 125 breaking capacity class H 65kA @ 480V 4-pole, line protection T | 393.31
3VA5111-4ED21-1AA0 | circuit breaker 3VA5 UL frame 125 breaking capacity class S 25kA @ 480V 2-pole, line protection T | 291.58
3VA5112-5ED21-1AA0 | circuit breaker 3VA5 UL frame 125 breaking capacity class M 35kA @ 480 V 2-pole, line protection | 430.5
3VA5112-5GC41-0AA0 | circuit breaker 3VA5 UL frame 125 breaking capacity class M 35kA @ 480 V 4-pole, line protection | 612.68
3VA5120-6ED21-1AA0 | circuit breaker 3VA5 UL frame 125 breaking capacity class H 65kA @ 480V 2-pole, line protection T | 229.2
3SU1950-0JE80-0AA0-ZY19 | Strut profile mounting adapter for enclosure, metal, sand gray, customer-specific selection with | 9.5
3SU1960-0AS10-0AA0-ZY19 | Label holder, 30 mm, flat, frame rounded off at the bottom, black, for labeling plate 17.5 mm x 2 | 5.02
3VA1112-5EF32-0HF0 | circuit breaker 3VA1 IEC frame 160 breaking capacity class M Icu=55kA @ 415V 3-pole, line protect | 684.51
3VA1116-5EE36-0AC0 | circuit breaker 3VA1 IEC frame 160 breaking capacity class M Icu=55kA @ 415V 3-pole, line protect | 679.63
3VA1340-6EF32-0AB0 | circuit breaker 3VA1 IEC frame 400 breaking capacity class H Icu=70kA @ 415V 3-pole, line protect | 1490.16
3VA1463-1AA32-0AA0 | switch disconnector 3VA1 IEC frame 630 3-pole SD100, In=630A without overload protection w/o shor | 735.07
3VA1563-5EF42-0AA0 | circuit breaker 3VA1 IEC frame 1000 breaking capacity class M Icu=55kA @ 415V 4-pole, line protec | 1700.44
3VA1563-7EF42-0AA0 | circuit breaker 3VA1 IEC frame 1000 breaking capacity class C Icu=110kA @ 415V 4-pole, line prote | 2033.67
3VA2063-7KQ42-0DA0 | circuit breaker 3VA2 IEC frame 100 breaking capacity class C Icu=110kA @ 415V 4-pole, line protec | 1719.96
3VA2163-5MP32-0AA0 | CIRCUIT BREAKER 3VA2 IEC FRAME 160 BREAKING CAPACITY CLASS M ICU=55KA @ 415 V 3-POLE, MOTOR PROT | 654.02
3VA2163-5HL32-0DB0 | circuit breaker 3VA2 IEC frame 160 breaking capacity class M Icu=55kA @ 415 V 3pole, line protect | 681.72
3VA2463-5HL32-0DF0 | circuit breaker 3VA2 IEC frame 630 breaking capacity class M Icu=55kA @ 415V 3-pole, line protect | 2040.27
3VA2563-7MP32-0AA0 | CIRCUIT BREAKER 3VA2 IEC FRAME 1000 BREAKING CAPACITY CLASS C ICU=110KA @ 415 V 3-POLE, MOTOR PR | 2738.41
3VA2580-5JP42-0AC0 | circuit breaker 3VA2 IEC frame 1000 breaking capacity class M Icu=55kA @ 415V 4-pole, line protec | 4059.66
3VA5110-5EF31-0AA0 | circuit breaker 3VA5 UL frame 125 breaking capacity class M 35kA @ 480 V 3-pole, line protection | 295.95
3VA5110-6EF41-0AA0 | circuit breaker 3VA5 UL frame 125 breaking capacity class H 65kA @ 480V 4-pole, line protection T | 424.49
3VA5120-4EF41-0AA0 | circuit breaker 3VA5 UL frame 125 breaking capacity class S 25kA @ 480V 4-pole, line protection T | 268.58
3VA5120-6EF31-0AA0 | circuit breaker 3VA5 UL frame 125 breaking capacity class H 65kA @ 480V 3-pole, line protection T | 253.28
3VA5130-4EC41-0AA0 | circuit breaker 3VA5 UL frame 125 breaking capacity class S 25kA @ 480V 4-pole, line protection T | 253.83
3VA5130-5ED21-0AA0 | circuit breaker 3VA5 UL frame 125 breaking capacity class M 35kA @ 480 V 2-pole, line protection | 198.58
6DL5210-1HX57-0DF0 | BRAUMAT,SISTAR software PowerPack +12 units Lean (IOS, PCU, ES) V7.5 for increasing to maximum of | 10629.39
6ES7672-8FC01-0YA0 | SIMATIC S7-1500, Fail-safe Software controller CPU 1508S F Single license f. 1 install., R-SW, SW | 5903.94
6ES7677-2DB42-0GM0 | SIMATIC ET 200SP Open Controller, CPU 1515SP PC2 + HMI 2048PT, 8 GB RAM, 30 GB CFast with Windows | 6276.4
6FB1103-0AT14-3MC2 | SIDOOR MDG4 L geared motor, shaft on the left with slot and fitted key A5x5 according to DIN 6885 | 1004.04
3SU1050-4BM01-0AA0-ZY01Y19 | RONIS key-operated switch, 22 mm, round, metal, shiny, special lock, with 2 keys, 3 switch positi | 59.32
3SU1050-5PF21-0AA0-ZY01Y19 | Key-operated switch BKS, 22 mm, round, metal, shiny, special lock, with 2 keys, 2 switch position | 127.87
3SU1050-5PN21-0AA0-ZY01Y19 | Key-operated switch BKS, 22 mm, round, metal, shiny, special lock, with 2 keys, 3 switch position | 122.18
3SU1050-5BL41-0AA0-ZY01Y19 | Key-operated switch CES, 22 mm, round, metal, shiny, special lock, with 2 keys, 3 switch position | 95.59
3SU1150-7AE88-1QA0-ZY19 | Coordinate switch, 22 mm, round, metal shiny, black, 4 switch positions, latching, without mechan | 81.67
3VA5125-4ED41-0AA0 | circuit breaker 3VA5 UL frame 125 breaking capacity class S 25kA @ 480V 4-pole, line protection T | 248.9
3VA5130-5EF31-0AA0 | circuit breaker 3VA5 UL frame 125 breaking capacity class M 35kA @ 480 V 3-pole, line protection | 230.3
3VA5135-4ED21-0AA0 | circuit breaker 3VA5 UL frame 125 breaking capacity class S 25kA @ 480V 2-pole, line protection T | 178.87
3VA5140-5EF31-0AA0 | circuit breaker 3VA5 UL frame 125 breaking capacity class M 35kA @ 480 V 3-pole, line protection | 230.3
3VA5145-5ED21-1AA0 | circuit breaker 3VA5 UL frame 125 breaking capacity class M 35kA @ 480 V 2-pole, line protection | 210.06
3VA5170-5ED21-1AA0 | circuit breaker 3VA5 UL frame 125 breaking capacity class M 35kA @ 480 V 2-pole, line protection | 229.2
3VA5170-6EF31-0AA0 | circuit breaker 3VA5 UL frame 125 breaking capacity class H 65kA @ 480V 3-pole, line protection T | 281.17
3VA5190-5ED21-0AA0 | circuit breaker 3VA5 UL frame 125 breaking capacity class M 35kA @ 480 V 2-pole, line protection | 217.72
3VA5190-6ED21-1AA0 | circuit breaker 3VA5 UL frame 125 breaking capacity class H 65kA @ 480V 2-pole, line protection T | 251.63
3VA5320-5EC31-0AA0 | CIRCUIT BREAKER 3VA5 UL Frame 400 BREAKING CAPACITY CLASS M 35kA @ 480 V 3POLE, LINE PROTECTION | 902.59
3VA5320-5EC61-0AA0 | CIRCUIT BREAKER 3VA5 UL Frame 400 BREAKING CAPACITY CLASS M 35kA @ 480 V 2POLE, LINE PROTECTION | 815.05
3VA5322-5EC61-0AA0 | CIRCUIT BREAKER 3VA5 UL Frame 400 BREAKING CAPACITY CLASS M 35kA @ 480 V 2POLE, LINE PROTECTION | 815.05
3VA5322-6EC31-0AA0 | CIRCUIT BREAKER 3VA5 UL Frame 400 BREAKING CAPACITY CLASS H 65kA @ 480 V 3POLE, LINE PROTECTION | 1028.38
3VA6340-7HN31-0DJ0 | circuit breaker 3VA6 UL frame 400 breaking capacity class C 100kA @ 480V 3-pole, line protection | 2872.29
3VA5325-6EF31-0AA0 | CIRCUIT BREAKER 3VA5 UL Frame 400 BREAKING CAPACITY CLASS H 65kA @ 480 V 3POLE, LINE PROTECTION | 1077.64
1PH1105-1LF10-1GA0 | Main motor 1PH1 for SINAMICS V70; Operating voltage 380 V 3AC Pn=7.5 kW; Nn=1500 rpm Mn=48 Nm Sha | 4856.92
1PH1105-1LF12-0GA0 | Main motor 1PH1 for SINAMICS V70; Operating voltage 380 V 3AC Pn=7.5 kW; Nn=1500 rpm Mn=48 Nm Sha | 4856.92
1PH1133-1HD10-1GA0 | Main motor 1PH1 for SINAMICS V70; Operating voltage 380 V 3AC Pn=11 kW; Nn=1000 rpm Mn=105 Nm Sha | 6376.14
1PH3103-1DF02-0LA0 | Main motor for SINAMICS S120;3 Operating voltage 380 V 3AC Pn=5.5 kW; Nn=1500 rpm MN=35 Nm Axial | 5689.41
1PH3105-1AG00-2LA0 | Main motor for SINAMICS S120;3 Operating voltage 380 V 3AC Pn=7.5 kW; Nn=2000 rpm MN=36 Nm Axial | 4772.58
1FK7060-2AC71-1BB2 | SIMOTICS S Synchronous motor 1FK7-CT PN=1.1kW; UDC=600V M0=6Nm (100K); NN=2000rpm; Naturally cool | 2553.29
1FK7060-2AC71-1BH1 | SIMOTICS S Synchronous motor 1FK7-CT PN=1.1kW; UDC=600V M0=6Nm (100K); NN=2000rpm; Naturally cool | 2469.96
1FK7060-2AF71-1CG0 | SIMOTICS S synchronous motor 1FK7-CT PN=1.5kW; UDC=600V M0=6Nm (100K); NN=3000rpm; naturally cool | 2440.69
1FK7060-2AF71-1RG1 | SIMOTICS S synchronous motor 1FK7-CT PN=1.5kW; UDC=600V M0=6Nm (100K); NN=3000rpm; naturally cool | 2058.95
1FK7060-5AF71-1YY3-ZS19 | SIMOTICS S Synchronous servo motor 1FK7 compact 6.0 Nm, 100 K 3000 rpm, 1.48 kW naturally cooled | 4001.2
3RT1467-6NF36 | Power contactor AC-1, 500 A AC (50-60 Hz) / DC operation 3-pole Electronic operating mechanism wi | 1312.86
3RT2517-1AD00 | Power contactor, AC-3 22 A, 5.5 kW / 400 V 2 NO + 2 NC 42 VAC/50 Hz 4-pole Size S00 screw termina | 37.71
3RU2116-1HB0-ZW96 | Overload relay 5.5...8.0 A Thermal For motor protection Size S00, Class 10 Contactor mounting Mai | 47.66
3RV2011-0HA25-ZX95 | Circuit breaker size S00 for motor protection, Class 10 A-release 0.55...0.8 A Short-circuit rele | 68.36
3RV2421-0BA10 | Circuit breaker size S0 For transformer protection A-release 0.14...0.2 A Short-circuit release 4 | 55.7
3SU1050-5BP31-0AA0-ZY01Y19 | Key-operated switch CES, 22 mm, round, metal, shiny, special lock, with 2 keys, 3 switch position | 93.69
3SU1050-5JF01-0AA0-ZY01Y19 | Key-operated switch CES with key monitoring, 22 mm, round, special lock, with 2 keys, 2 switch po | 234.22
3SU1062-2FF60-0AA0 | Selector switch, illuminable, 30 mm, round, metal, matte, white, knob, short, front ring for flus | 29.64
3SU1050-1HF20-0AA0-ZY01Y19 | Emergency stop mushroom pushbutton, 22 mm, round, metal, shiny, red, 40 mm, with Ronis lock, spec | 76.59
3SU1050-1HR20-0AA0-ZY01Y19 | Emergency stop mushroom pushbutton, 22 mm, round, metal, shiny, red, 40 mm, with CES lock, specia | 102.56
3SU1050-1LB20-0AA0-ZY19 | Emergency stop mushroom pushbutton, 22 mm, round, shiny metal, red, 40 mm, latching according to | 19.82
3SU1050-4BF21-0AA0-ZY01Y19 | RONIS key-operated switch, 22 mm, round, metal, shiny, special lock, with 2 keys, 2 switch positi | 59.32
3SU1250-6KC10-1AA0-ZY19 | acoustic signal device, compact, 22 mm, round, metal, black, continuous tone 2.4 kHz, IP40, Sound | 35.96
3SU1401-2BB00-1AA2 | LED module with integrated LED 24 V AC/DC, amber, screw terminal, for floor mounting, ATEX zone 1 | 17.37
3SU1401-2BB20-1AA2 | LED module with integrated LED 24 V AC/DC, red, screw terminal, for floor mounting, ATEX Zone 1-2 | 17.37
3SU1401-2BB30-1AA2 | LED module With integrated LED 24 V AC/DC, yellow, screw terminal, for floor mounting, ATEX Zone | 17.37
3SU1400-1AA10-1CA0-ZY19 | Contact module with 1 contact element, 1 NC, screw terminal, for front plate mounting Customer-sp | 5.87
3SU1400-1AA10-1DA0-ZY19 | Contact module with 2 contact elements, 2 NO, screw terminal, for front plate mounting Customer-s | 11.65
3SU1400-1AA10-1EA0-ZY19 | Contact module with 2 contact elements, 2 NC, screw terminal, for front plate mounting Customer-s | 11.65
3SU1400-1AA10-1FA0-ZY19 | Contact module with 2 contact elements, 1 NO+1 NC, screw terminal, for front plate mounting Custo | 8.74
3SU1400-1GE10-1AA0 | Electronics module IO-Link for ID key-operated switch, freely-programmable electronic switches, c | 183.09
3SU1400-2AA10-1CA0-ZY19 | Contact module with 1 contact element, 1 NC, screw terminal, for floor mounting Customer-specific | 6.9
3SU1400-2AA10-3MA0-ZY19 | Contact module with 1 contact element, 1 NC, gold-plated contacts, spring-type terminal, for floo | 12.03
3SU1400-2CK10-1AA0-ZY19 | LED test module Operating voltage 6-240 V AC/DC, screw terminal, for floor mounting, for LED modu | 8.04
3VA5135-6EC41-0AA0 | circuit breaker 3VA5 UL frame 125 breaking capacity class H 65kA @ 480V 4-pole, line protection T | 311.25
3VA5140-4ED21-0AA0 | circuit breaker 3VA5 UL frame 125 breaking capacity class S 25kA @ 480V 2-pole, line protection T | 178.87
3VA5140-4ED41-0AA0 | circuit breaker 3VA5 UL frame 125 breaking capacity class S 25kA @ 480V 4-pole, line protection T | 248.9
3VA5140-5EC41-0AA0 | circuit breaker 3VA5 UL frame 125 breaking capacity class M 35kA @ 480 V 4-pole, line protection | 282.82
3VA5160-5ED21-0AA0 | circuit breaker 3VA5 UL frame 125 breaking capacity class M 35kA @ 480 V 2-pole, line protection | 198.58
3VA5160-5EF41-0AA0 | circuit breaker 3VA5 UL frame 125 breaking capacity class M 35kA @ 480 V 4-pole, line protection | 298.67
3VA5160-6EC41-0AA0 | circuit breaker 3VA5 UL frame 125 breaking capacity class H 65kA @ 480V 4-pole, line protection T | 311.25
3VA5170-4EC41-0AA0 | circuit breaker 3VA5 UL frame 125 breaking capacity class S 25kA @ 480V 4-pole, line protection T | 282.27
3VA5190-4ED41-0AA0 | circuit breaker 3VA5 UL frame 125 breaking capacity class S 25kA @ 480V 4-pole, line protection T | 275.16
3VA5190-4GC41-0AA0 | circuit breaker 3VA5 UL frame 125 breaking capacity class S 25kA @ 480V 4-pole, line protection T | 282.27
3SU1401-1BC50-3AA0-ZY19 | LED module with integrated LED 110 V AC, blue, spring-type terminal, for front plate mounting Cus | 14.94
3SU1401-1BG30-1AA0-ZY19 | LED module with integrated LED 6-24V AC/DC yellow, screw terminal, for front plate mounting Custo | 9.69
3SU1401-1BH00-1AA0-ZY19 | LED module with integrated LED, 24-240 V AC/DC, amber, screw terminal, for front plate mounting C | 16.34
3SU1401-2BB40-3AA0-ZY19 | LED module with integrated LED 24 V AC/DC, green, spring-type terminal, for floor mounting Custom | 9.5
3SU1401-2BC00-3AA0-ZY19 | LED module with integrated LED 110 V AC, amber, spring-type terminal, for floor mounting Customer | 15.25
3SU1401-2BH30-3AA0-ZY19 | LED module with integrated LED, 24-240 V AC/DC, yellow, spring-type terminal, for floor mounting | 18.3
3SU1401-2BH40-3AA0-ZY19 | LED module with integrated LED, 24-240 V AC/DC, green, spring-type terminal, for floor mounting C | 18.3
3SU1400-1AA10-1MA0-ZY19 | Contact module with 1 contact element, 1 NC, gold-plated contacts, screw terminal, for front plat | 8.8
3SU1401-2BH60-1AA0-ZY19 | LED module with integrated LED, 24-240 V AC/DC, white, screw terminal, for floor mounting Custome | 18.43
3SU1801-1AL20-4DB1 | Enclosure for command devices, 22 mm, round, enclosure material plastic, enclosure top part gray, | 345.64
3SU1400-1EC10-2AA0-ZY19 | AS-Interface module, 2 safe inputs, 1 output, black, 4-pole connector With screw terminal, 2-pole | 270.94
3SU1401-1BB00-1AA2-ZY19 | LED module with integrated LED 24 V AC/DC, amber, screw terminal, for front plate mounting, ATEX | 19.43
3VA5135-4ED41-0AA0 | circuit breaker 3VA5 UL frame 125 breaking capacity class S 25kA @ 480V 4-pole, line protection T | 248.9
3VA5140-6ED21-0AA0 | circuit breaker 3VA5 UL frame 125 breaking capacity class H 65kA @ 480V 2-pole, line protection T | 218.27
3VA5145-4EC41-0AA0 | circuit breaker 3VA5 UL frame 125 breaking capacity class S 25kA @ 480V 4-pole, line protection T | 253.83
3VA5150-4ED21-0AA0 | circuit breaker 3VA5 UL frame 125 breaking capacity class S 25kA @ 480V 2-pole, line protection T | 178.87
3VA5150-6EF31-0AA0 | circuit breaker 3VA5 UL frame 125 breaking capacity class H 65kA @ 480V 3-pole, line protection T | 253.28
3VA5160-5EC41-0DH0 | circuit breaker 3VA5 UL frame 125 breaking capacity class M 35kA @ 480 V 4-pole, line protection | 683.47
3VA5170-4ED21-0AA0 | circuit breaker 3VA5 UL frame 125 breaking capacity class S 25kA @ 480V 2-pole, line protection T | 196.94
3VA5170-4EF31-0AA0 | circuit breaker 3VA5 UL frame 125 breaking capacity class S 25kA @ 480V 3-pole, line protection T | 228.64
3VA5180-6EF41-0AA0 | circuit breaker 3VA5 UL frame 125 breaking capacity class H 65kA @ 480V 4-pole, line protection T | 363.76
3VA5190-4ED21-1AA0 | circuit breaker 3VA5 UL frame 125 breaking capacity class S 25kA @ 480V 2-pole, line protection T | 209.52
3VA5191-1MH31-0AA0 | circuit breaker 3VA5 UL frame 125 3-pole, starter protection TM120M, AM, In=10A without overload | 253.28
3VA5195-4ED41-0AA0 | circuit breaker 3VA5 UL frame 125 breaking capacity class S 25kA @ 480V 4-pole, line protection T | 248.9
3VA5195-4EF41-0AA0 | circuit breaker 3VA5 UL frame 125 breaking capacity class S 25kA @ 480V 4-pole, line protection T | 268.58
3VA2463-6HN32-0BB0 | circuit breaker 3VA2 IEC frame 630 breaking capacity class H Icu=85kA @ 415V 3-pole, line protect | 2416.3
3VA5225-5EC31-0BB0 | circuit breaker 3VA5 UL frame 250 breaking capacity class M 35kA @ 480V 3-pole, line protection T | 1488.05
3VA5322-6GF41-0AA0 | CIRCUIT BREAKER 3VA5 UL Frame 400 BREAKING CAPACITY CLASS H 65kA @ 480 V 4POLE, LINE PROTECTION | 1405.84
3VA5325-5EC31-1AA0 | CIRCUIT BREAKER 3VA5 UL Frame 400 BREAKING CAPACITY CLASS M 35kA @ 480 V 3POLE, LINE PROTECTION | 924.47
3SU1401-1BC60-3AA0-ZY19 | LED module with integrated LED 110 V AC, white, spring-type terminal, for front plate mounting Cu | 14.94
3SU1401-1BF30-1AA0-ZY19 | LED module with integrated LED 230 V AC, yellow, screw terminal, for front plate mounting Custome | 13.68
3SU1401-1BF50-1AA0-ZY19 | LED module with integrated LED 230 V AC, blue, screw terminal, for front plate mounting Customer- | 13.68
3SU1401-1BG00-3AA0-ZY19 | LED module with integrated LED 6-24V AC/DC amber, spring-type terminal, for front plate mounting | 10.19
3SU1401-2BC30-3AA0-ZY19 | LED module with integrated LED 110 V AC, yellow, spring-type terminal, for floor mounting Custome | 15.25
3SU1401-2BC50-1AA0-ZY19 | LED module with integrated LED 110 V AC, blue, screw terminal, for floor mounting Customer-specif | 15.7
3SU1401-2BF30-1AA0-ZY19 | LED module with integrated LED 230 V AC, yellow, screw terminal, for floor mounting Customer-spec | 15.7
3SU1401-2BG00-3AA0-ZY19 | LED module with integrated LED 6-24V AC/DC amber, spring-type terminal, for floor mounting Custom | 10.63
3SU1401-2BG20-3AA0-ZY19 | LED module with integrated LED 6-24V AC/DC red, spring-type terminal, for floor mounting Customer | 10.63
3SU1401-3BA50-5AA0-ZY19 | LED module with integrated LED, blue, soldered connection, for use on printed circuit boards Cust | 18.8
3SU1401-3BA60-5AA0-ZY19 | LED module with integrated LED, white, soldered connection, for use on printed circuit boards Cus | 18.8
3SU1801-0AA00-0UB2 | Enclosure for command devices, 22 mm, round, Enclosure material plastic, Enclosure top part yello | 12.28
3SU1801-0AN00-1AB1 | Enclosure for command devices, 22 mm, round, enclosure material plastic, enclosure top part gray, | 33.79
3VA5145-5EC41-0AA0 | circuit breaker 3VA5 UL frame 125 breaking capacity class M 35kA @ 480 V 4-pole, line protection | 282.82
3VA5145-5ED41-0AA0 | circuit breaker 3VA5 UL frame 125 breaking capacity class M 35kA @ 480 V 4-pole, line protection | 275.69
3VA5145-6ED21-0AA0 | circuit breaker 3VA5 UL frame 125 breaking capacity class H 65kA @ 480V 2-pole, line protection T | 218.27
3VA5150-4EC41-0AA0 | circuit breaker 3VA5 UL frame 125 breaking capacity class S 25kA @ 480V 4-pole, line protection T | 253.83
3VA5170-6ED21-0AA0 | circuit breaker 3VA5 UL frame 125 breaking capacity class H 65kA @ 480V 2-pole, line protection T | 241.25
3VA5180-4EC41-0AA0 | circuit breaker 3VA5 UL frame 125 breaking capacity class S 25kA @ 480V 4-pole, line protection T | 282.27
3VA5180-4ED41-0AA0 | circuit breaker 3VA5 UL frame 125 breaking capacity class S 25kA @ 480V 4-pole, line protection T | 275.16
3VA5180-5ED21-0AA0 | circuit breaker 3VA5 UL frame 125 breaking capacity class M 35kA @ 480 V 2-pole, line protection | 217.72
3VA5195-5EC41-0AA0 | circuit breaker 3VA5 UL frame 125 breaking capacity class M 35kA @ 480 V 4-pole, line protection | 282.82
3VA5195-6EC41-0AA0 | circuit breaker 3VA5 UL frame 125 breaking capacity class H 65kA @ 480V 4-pole, line protection T | 311.25
3VA5195-6ED21-1AA0 | circuit breaker 3VA5 UL frame 125 breaking capacity class H 65kA @ 480V 2-pole, line protection T | 229.2
3VA5195-6EF31-0AA0 | circuit breaker 3VA5 UL frame 125 breaking capacity class H 65kA @ 480V 3-pole, line protection T | 253.28
3VA5325-5GC41-0AA0 | CIRCUIT BREAKER 3VA5 UL Frame 400 BREAKING CAPACITY CLASS M 35kA @ 480 V 4POLE, LINE PROTECTION | 1176.09
3VA5325-7GC41-0AA0 | CIRCUIT BREAKER 3VA5 UL FRAME 400 BREAKING CAPACITY CLASS C 100kA @ 480 V 4POLE, LINE PROTECTION | 1471.49
3VA5330-5EC61-0AA0 | CIRCUIT BREAKER 3VA5 UL Frame 400 BREAKING CAPACITY CLASS M 35kA @ 480 V 2POLE, LINE PROTECTION | 951.81
3VA5330-6EC31-0AA0 | CIRCUIT BREAKER 3VA5 UL Frame 400 BREAKING CAPACITY CLASS H 65kA @ 480 V 3POLE, LINE PROTECTION | 1208.91
3RV2421-1BA10 | Circuit breaker size S0 For transformer protection A-release 1.4...2 A Short-circuit release 42 A | 58.93
3RW5552-2HA06 | SIRIUS soft starter 200-690 V 630 A, 24 V AC/DC Spring-type terminals | 16934.04
3RW5553-6HA16 | SIRIUS soft starter 200-690 V 720 A, 110-250 V AC Screw terminals | 18366.91
3RW5950-0CH00 | communication module PROFINET High-Feature with integrated switch | 502.8
3RV2011-1HA25-ZX95 | Circuit breaker size S00 for motor protection, Class 10 A-release 5.5...8 A Short-circuit release | 74.06
3SU1000-4BF21-0AA0-ZY01Y19 | RONIS key-operated switch, 22 mm, round, plastic, special lock, with 2 keys, 2 switch positions O | 57.1
3SU1000-4BM01-0AA0-ZY01Y19 | RONIS key-operated switch, 22 mm, round, plastic, special lock, with 2 keys, 3 switch positions I | 57.1
3SU1000-5PP01-0AA0-ZY01Y19 | Key-operated switch BKS, 22 mm, round, plastic, special lock, with 2 keys, 3 switch positions I>O | 115.85
3SU1000-5BC01-0AA0-ZY01Y19 | Key-operated switch CES, 22 mm, round, plastic, special lock, with 2 keys, 2 switch positions O<I | 90.53
3SU1000-5BN51-0AA0-ZY01Y19 | Key-operated switch CES, 22 mm, round, plastic, special lock, with 2 keys, 3 switch positions I-O | 89.9
3SU1000-5PL01-0AA0-ZY01Y19 | Key-operated switch BKS, 22 mm, round, plastic, special lock, with 2 keys, 3 switch positions I-O | 115.85
3VA5325-7EC61-0AA0 | CIRCUIT BREAKER 3VA5 UL FRAME 400 BREAKING CAPACITY CLASS C 100kA @ 480 V 2POLE, LINE PROTECTION | 1012
3VA5330-5EF31-0AA0 | CIRCUIT BREAKER 3VA5 UL Frame 400 BREAKING CAPACITY CLASS M 35kA @ 480 V 3POLE, LINE PROTECTION | 1115.93
3VA5330-7EC61-0AA0 | CIRCUIT BREAKER 3VA5 UL FRAME 400 BREAKING CAPACITY CLASS C 100kA @ 480 V 2POLE, LINE PROTECTION | 1192.51
3VA5335-5EF31-0AA0 | CIRCUIT BREAKER 3VA5 UL Frame 400 BREAKING CAPACITY CLASS M 35kA @ 480 V 3POLE, LINE PROTECTION | 1115.93
3VA5445-5GC41-0AA0 | CIRCUIT BREAKER 3VA5 UL Frame 600 BREAKING CAPACITY CLASS M 35kA @ 480 V 4POLE, LINE PROTECTION | 1832.51
3VA5445-6EF31-0AA0 | CIRCUIT BREAKER 3VA5 UL Frame 600 BREAKING CAPACITY CLASS H 65kA @ 480 V 3POLE, LINE PROTECTION | 1695.76
3VA5450-6EC41-0AA0 | CIRCUIT BREAKER 3VA5 UL Frame 600 BREAKING CAPACITY CLASS H 65kA @ 480 V 4POLE, LINE PROTECTION | 2095.09
3VA5450-7EC31-0AA0 | CIRCUIT BREAKER 3VA5 UL FRAME 600 BREAKING CAPACITY CLASS C 100kA @ 480 V 3POLE, LINE PROTECTION | 1734.06
3VA5460-7EC61-0AA0 | CIRCUIT BREAKER 3VA5 UL FRAME 600 BREAKING CAPACITY CLASS C 100kA @ 480 V 2POLE, LINE PROTECTION | 1695.76
3VA9114-0JB10 | Wire Connector; 4 pcs. Accessory for: 3VA1 100/160 | 21.85
3VA9131-0WF40 | terminal cover extended 4-pole 1 unit accessory for: 3VA4/5 125 | 22.8
3VA9131-0WJ40 | insulating plate extended 4-pole 1 unit accessory for: 3VA4/5 125 | 15.25
3VA9134-0QB00 | bus connector extended front 4 units accessory for: 3VA5 125 | 37.71
3VA9233-0JH12 | box terminal w. control wire voltage tap-off 3 units accessory for: 3VA5 250 | 41.73
3VA9257-0FK61 | Door mounted rotary operator standard, rigid without tolerance adapter IEC IP65 with door interlo | 73.3
3VA9267-0HC15 | synchronizable motor operator 24V DC incl. COM accessory for: 3VA2 100/160/250 | 1126.87
3VA9154-0SS00 | mounting screw kit comprises 4 screws and nuts, inch thread accessory for: circuit breaker, 4-pol | 17.83
3WL9111-0AT71-0AA0 | access. f. 3WL air circ. br., size 1, conversion of the internal voltage tap from bottom to top r | 200.46
3VW8116-7BA01 | guide frame for 3VA27 - 4p rear vertical main connection accessory for circuit breaker 3VA27 | 1520.05
3VW9011-0AD04 | aux. solenoid 60 V AC/DC shunt release/closing coil (ST/CC) accessory for circuit breaker 3WL10 / | 218.48
3VW9011-0AE15 | time-delay device (adjustable) for undervoltage release UVR 60V AC/DC standard rail mounting acce | 341.54
3VA5190-4GD41-0AA0 | circuit breaker 3VA5 UL frame 125 breaking capacity class S 25kA @ 480V 4-pole, line protection T | 275.16
3VA5190-6GD41-0AA0 | circuit breaker 3VA5 UL frame 125 breaking capacity class H 65kA @ 480V 4-pole, line protection T | 336.97
3VA5320-6EF41-0AA0 | CIRCUIT BREAKER 3VA5 UL Frame 400 BREAKING CAPACITY CLASS H 65kA @ 480 V 4POLE, LINE PROTECTION | 1405.84
3VA5320-6GC41-0AA0 | CIRCUIT BREAKER 3VA5 UL Frame 400 BREAKING CAPACITY CLASS H 65kA @ 480 V 4POLE, LINE PROTECTION | 1329.26
3VA5320-7EC31-0AA0 | CIRCUIT BREAKER 3VA5 UL FRAME 400 BREAKING CAPACITY CLASS C 100kA @ 480 V 3POLE, LINE PROTECTION | 1115.93
3VA5320-7EF41-0AA0 | CIRCUIT BREAKER 3VA5 UL FRAME 400 BREAKING CAPACITY CLASS C 100kA @ 480 V 4POLE, LINE PROTECTION | 1526.19
3VA5335-5GC41-0AA0 | CIRCUIT BREAKER 3VA5 UL Frame 400 BREAKING CAPACITY CLASS M 35kA @ 480 V 4POLE, LINE PROTECTION | 1373.04
3VA5335-6EC41-0AA0 | CIRCUIT BREAKER 3VA5 UL Frame 400 BREAKING CAPACITY CLASS H 65kA @ 480 V 4POLE, LINE PROTECTION | 1575.41
3VA5335-6EC61-0AA0 | CIRCUIT BREAKER 3VA5 UL Frame 400 BREAKING CAPACITY CLASS H 65kA @ 480 V 2POLE, LINE PROTECTION | 1083.1
3VA5335-7EC31-1AA0 | CIRCUIT BREAKER 3VA5 UL FRAME 400 BREAKING CAPACITY CLASS C 100kA @ 480 V 3POLE, LINE PROTECTION | 1323.78
3VA5445-7EC41-0AA0 | CIRCUIT BREAKER 3VA5 UL FRAME 600 BREAKING CAPACITY CLASS C 100kA @ 480 V 4POLE, LINE PROTECTION | 2253.73
3VA5445-7EF41-0AA0 | CIRCUIT BREAKER 3VA5 UL FRAME 600 BREAKING CAPACITY CLASS C 100kA @ 480 V 4POLE, LINE PROTECTION | 2363.14
3VA5450-5EC61-0AA0 | CIRCUIT BREAKER 3VA5 UL Frame 600 BREAKING CAPACITY CLASS M 35kA @ 480 V 2POLE, LINE PROTECTION | 1269.09
3VA5450-5EF31-0AA0 | CIRCUIT BREAKER 3VA5 UL Frame 600 BREAKING CAPACITY CLASS M 35kA @ 480 V 3POLE, LINE PROTECTION | 1493.37
3VA5450-5GC41-0AA0 | CIRCUIT BREAKER 3VA5 UL Frame 600 BREAKING CAPACITY CLASS M 35kA @ 480 V 4POLE, LINE PROTECTION | 1832.51
3SU1401-1BB60-3AA0-ZY19 | LED module with integrated LED 24 V AC/DC, white, spring-type terminal, for front plate mounting | 8.99
3SU1401-1BB60-3AA2 | LED module with integrated LED 24 V AC/DC, white, screw terminal, for front plate mounting, ATEX | 18.82
3SU1900-0AB71-0DT0-ZX90 | Inscription plate for illuminated pushbutton, round, milky with black font, with inscription: Sta | 1.31
3SU1900-0AB71-0DU0-ZY19 | Inscription plate for illuminated pushbutton, round, milky with black font, with inscription: Res | 1.33
3SU1900-0AC16-0DS0-ZY19 | Labeling plate for snapping on or gluing on label holder, label size 12.5x27 mm, black label, whi | 1.41
3SU1900-0AC16-0DT0-ZY19 | Labeling plate for snapping on or gluing on label holder, label size 12.5x27 mm, black label, whi | 1.41
3SU1900-0AC16-0DW0-ZY19 | Labeling plate for snapping on or gluing on label holder, label size 12.5x27 mm, black label, whi | 1.41
3SU1900-0AC16-0DY0-ZY19 | Labeling plate for snapping on or gluing on label holder, label size 12.5x27 mm, black label, whi | 1.41
3SU1900-0AC81-0DW0-ZY19 | Labeling plate for snapping on or gluing on label holder, label size 12.5x27 mm, silver label, bl | 1.33
3SU1900-0AC81-0DY0-ZY19 | Labeling plate for snapping on or gluing on label holder, label size 12.5x27 mm, silver label, bl | 1.33
3SU1900-0AC81-0EA0-ZY19 | Labeling plate for snapping on or gluing on label holder, label size 12.5x27 mm, silver label, bl | 1.33
3SU1900-0AC81-0EB0-ZY19 | Labeling plate for snapping on or gluing on label holder, label size 12.5x27 mm, silver label, bl | 1.33
3SU1900-0AF16-0GT0-ZY19 | Labeling plate for gluing on enclosure, label size 22x22 mm, black label, white font, with inscri | 4.49
3SU1900-0AF16-0QA0-ZY19 | Labeling plate for gluing on enclosure, label size 22x22 mm, black label, white font, with graphi | 4.49
3VA5330-7EF31-0AA0 | CIRCUIT BREAKER 3VA5 UL FRAME 400 BREAKING CAPACITY CLASS C 100kA @ 480 V 3POLE, LINE PROTECTION | 1389.42
3VA5335-5EF41-0AA0 | CIRCUIT BREAKER 3VA5 UL Frame 400 BREAKING CAPACITY CLASS M 35kA @ 480 V 4POLE, LINE PROTECTION | 1449.61
3VA5340-5EC31-0AA0 | CIRCUIT BREAKER 3VA5 UL Frame 400 BREAKING CAPACITY CLASS M 35kA @ 480 V 3POLE, LINE PROTECTION | 1061.22
3VA5340-5EC41-0AA0 | CIRCUIT BREAKER 3VA5 UL Frame 400 BREAKING CAPACITY CLASS M 35kA @ 480 V 4POLE, LINE PROTECTION | 1373.04
3VA5445-5EC31-0AA0 | CIRCUIT BREAKER 3VA5 UL Frame 600 BREAKING CAPACITY CLASS M 35kA @ 480 V 3POLE, LINE PROTECTION | 1405.84
3VA5445-6EC41-0AA0 | CIRCUIT BREAKER 3VA5 UL Frame 600 BREAKING CAPACITY CLASS H 65kA @ 480 V 4POLE, LINE PROTECTION | 2095.09
3VA5450-6GC41-0AA0 | CIRCUIT BREAKER 3VA5 UL Frame 600 BREAKING CAPACITY CLASS H 65kA @ 480 V 4POLE, LINE PROTECTION | 2095.09
3SU1401-1BB30-1AA2-ZX90 | LED module with integrated LED 24 V AC/DC, yellow, screw terminal, for front plate mounting, ATEX | 18.17
3SU1401-1BB60-1AA2-ZY19 | LED module with integrated LED 24 V AC/DC, white, screw terminal, for front plate mounting, ATEX | 19.43
3SU1804-0AA00-0UB1 | Enclosure for command devices, 22 mm, round, Enclosure material plastic, enclosure top part gray, | 19.87
3SU1900-0AB71-0QT0-ZY19 | Inscription plate for illuminated pushbutton, round, milky with black font, with graphic symbol: | 1.33
3SU1900-0AB71-0RH0-ZY19 | Inscription plate for illuminated pushbutton, round, milky with black font, with graphic symbol: | 1.33
3SU1900-0AC16-0DF0-ZY19 | Labeling plate for snapping on or gluing on label holder, label size 12.5x27 mm, black label, whi | 1.41
3SU1900-0AC16-0DM0-ZY19 | Labeling plate for snapping on or gluing on label holder, label size 12.5x27 mm, black label, whi | 1.41
3SU1900-0AC16-0EA0-ZY19 | Labeling plate for snapping on or gluing on label holder, label size 12.5x27 mm, black label, whi | 1.41
3SU1900-0AC16-0GK0-ZY19 | Labeling plate for snapping on or gluing on label holder, label size 12.5x27 mm, black label, whi | 1.41
3SU1900-0AC81-0DD0-ZY19 | Labeling plate for snapping on or gluing on label holder, label size 12.5x27 mm, silver label, bl | 1.33
3SU1900-0AC81-0DU0-ZY19 | Labeling plate for snapping on or gluing on label holder, label size 12.5x27 mm, silver label, bl | 1.33
3SU1900-0AB71-0AM0-ZY19 | Inscription plate for illuminated pushbutton, round, milky with black font, with inscription: Sch | 1.33
3SU1900-0AB71-0DL0-ZY19 | Inscription plate for illuminated pushbutton, round, milky with black font, with inscription: Up, | 1.33
3SU1900-0AF16-0GD0-ZY19 | Labeling plate for gluing on enclosure, label size 22x22 mm, black label, white font, with inscri | 4.49
3SU1900-0AF16-0GK0-ZY19 | Labeling plate for gluing on enclosure, label size 22x22 mm, black label, white font, with inscri | 4.49
3SU1900-0AF81-0AE0-ZY19 | Labeling plate for gluing on enclosure, label size 22x22 mm, silver label, black font with inscri | 4.33
3SU1900-0AF81-0AH0-ZY19 | Labeling plate for gluing on enclosure, label size 22x22 mm, silver label, black font with inscri | 4.33
3SU1900-0AD16-0AG0-ZY19 | Labeling plate for snapping on or gluing on label holder, label size 17.5 x 27 mm, black label, w | 1.41
3SU1900-0AD16-0DB0-ZY19 | Labeling plate for snapping on or gluing on label holder, label size 17.5 x 27 mm, black label, w | 1.41
3VA5450-7EC41-0AA0 | CIRCUIT BREAKER 3VA5 UL FRAME 600 BREAKING CAPACITY CLASS C 100kA @ 480 V 4POLE, LINE PROTECTION | 2253.73
3VA5450-7EF41-0AA0 | CIRCUIT BREAKER 3VA5 UL FRAME 600 BREAKING CAPACITY CLASS C 100kA @ 480 V 4POLE, LINE PROTECTION | 2363.14
3VA5460-5GC41-0AA0 | CIRCUIT BREAKER 3VA5 UL Frame 600 BREAKING CAPACITY CLASS M 35kA @ 480 V 4POLE, LINE PROTECTION | 1985.68
3VA5330-7EC31-0AA0 | CIRCUIT BREAKER 3VA5 UL FRAME 400 BREAKING CAPACITY CLASS C 100kA @ 480 V 3POLE, LINE PROTECTION | 1312.86
3VA5340-5EF31-0AA0 | CIRCUIT BREAKER 3VA5 UL Frame 400 BREAKING CAPACITY CLASS M 35kA @ 480 V 3POLE, LINE PROTECTION | 1115.93
3VA5340-5GF41-0AA0 | CIRCUIT BREAKER 3VA5 UL Frame 400 BREAKING CAPACITY CLASS M 35kA @ 480 V 4POLE, LINE PROTECTION | 1449.61
3VA6440-1MS31-0BD0 | circuit breaker 3VA6 UL frame 400 3-pole, starter protection ETU310M, I, In=400A without overload | 2915.54
3VA5340-6EC31-0AA0 | CIRCUIT BREAKER 3VA5 UL Frame 400 BREAKING CAPACITY CLASS H 65kA @ 480 V 3POLE, LINE PROTECTION | 1208.91
3SU1401-1BB30-3AA0-ZY19 | LED module with integrated LED 24 V AC/DC, yellow, spring-type terminal, for front plate mounting | 8.99
3SU1401-1BB40-1AA2-ZY19 | LED module with integrated LED 24 V AC/DC, green, screw terminal, for front plate mounting, ATEX | 19.43
3SU1401-1BB50-3AA0-ZY19 | LED module with integrated LED 24 V AC/DC, blue, spring-type terminal, for front plate mounting C | 8.99
3SU1401-1BB60-1AA2-ZX90 | LED module with integrated LED 24 V AC/DC, white, screw terminal, for front plate mounting, ATEX | 18.17
3SU1900-0AB71-0RL0-ZY19 | Inscription plate for illuminated pushbutton, round, milky with black font, with graphic symbol: | 1.33
3SU1200-0FB20-0AA0-ZY19 | PUSHBUTTON, COMPACT, WITH EXTENDED STROKE (12MM), 22MM, ROUND, PLASTIC, RED, RAISED BUTTON, MOMEN | 17.47
3SU1900-0AC16-0AH0-ZY19 | Labeling plate for snapping on or gluing on label holder, label size 12.5x27 mm, black label, whi | 1.41
3SU1900-0AC16-0AJ0-ZY19 | Labeling plate for snapping on or gluing on label holder, label size 12.5x27 mm, black label, whi | 1.41
3SU1900-0AC16-0AP0-ZY19 | Labeling plate for snapping on or gluing on label holder, label size 12.5x27 mm, black label, whi | 1.41
3SU1900-0AC16-0GN0-ZY19 | Labeling plate for snapping on or gluing on label holder, label size 12.5x27 mm, black label, whi | 1.41
3SU1900-0AC16-0GT0-ZY19 | Labeling plate for snapping on or gluing on label holder, label size 12.5x27 mm, black label, whi | 1.41
3SU1900-0AC16-0QA0-ZY19 | Labeling plate for snapping on or gluing on label holder, label size 12.5x27 mm, black label, whi | 1.41
3SU1900-0AC81-0AD0-ZY19 | Labeling plate for snapping on or adhering to label holder, label size 12.5x27 mm, silver label, | 1.33
3SU1900-0AB71-0DQ0-ZY19 | Inscription plate for illuminated pushbutton, round, milky with black font, with inscription: Rig | 1.33
3SU1900-0AB71-0DS0-ZX90 | Inscription plate for illuminated pushbutton, round, milky with black font, with inscription: Sto | 1.31
3SU1900-0AF16-0DX0-ZY19 | Labeling plate for gluing on enclosure, label size 22x22 mm, black label, white font, with inscri | 4.49
3SU1900-0AF16-0EC0-ZY19 | Labeling plate for gluing on enclosure, label size 22x22 mm, black label, white font, with inscri | 4.49
3SU1900-0AF81-0DS0-ZY19 | Labeling plate for gluing on enclosure, label size 22x22 mm, silver label, black font with inscri | 4.33
3SU1900-0AF81-0QQ0-ZY19 | Labeling plate for gluing on enclosure, label size 22x22 mm, silver label, black font with graphi | 4.33
3SX5601-3SB55 | Connecting cable with M12 socket 5-pole and free cable end, 5 m long for connecting position swit | 38.93
3SX5601-3SV15 | Connecting cable 1 m, for connection of position switch 3SE52*-1AE2 and 3SE51*1AE3, M12 connector | 27.65
3VA9233-0JH11 | box terminal w. control wire voltage tap-off 3 units accessory for: 3VA5 250 | 41.7
3VA9113-0RL21 | residual current device RCD520B Basic RCD type B or B+ load-side mounted rated resid. current 0.0 | 1137.81
3VA9133-0JC18 | Wire Connector with control wire tap; for 2 cables; 3 pcs.; incl. Terminal Cover Extended with pr | 83.69
3VW9011-0AH15 | tripped signaling switch S24 tripped signal via ETU for digital signal 24V DC accessory for circu | 53.89
3VW9011-0AT30 | digital I/O module IOM040 CB bus module internal accessory for circuit breaker 3WL10 / 3VA27 | 173.54
3VW9011-0BA42 | locking device, OFF position, for padlocks 1 x D=7mm, against unauthorized closing in op. panel, | 80.63
3SU1050-5BP01-0AA0-ZY01Y19 | Key-operated switch CES, 22 mm, round, metal, shiny, special lock, with 2 keys, 3 switch position | 93.69
3SU1050-4BL41-0AA0-ZY01Y19 | RONIS key-operated switch, 22 mm, round, metal, shiny, special lock, with 2 keys, 3 switch positi | 61.08
3SU1050-5BL01-0AA0-ZY01Y19 | Key-operated switch CES, 22 mm, round, metal, shiny, special lock, with 2 keys, 3 switch position | 95.59
3SU1050-5BM01-0AA0-ZY01Y19 | Key-operated switch CES, 22 mm, round, metal, shiny, special lock, with 2 keys, 3 switch position | 93.06
3SU1151-1GB20-3CW0 | EMERGENCY STOP mushroom pushbutton, 22 mm, round, metal, shiny, red, 40 mm, positive latching, ac | 50.32
3SU1401-1BF20-3AA0-ZY19 | LED module with integrated LED 230 V AC, red, spring-type terminal, for front plate mounting Cust | 14.94
3SU1401-1BH30-3AA0-ZY19 | LED module with integrated LED, 24-240 V AC/DC, yellow, spring-type terminal, for front plate mou | 17.16
3SU1401-1BH50-3AA0-ZY19 | LED module with integrated LED, 24-240 V AC/DC, blue, spring-type terminal, for front plate mount | 17.16
3SU1401-2BB30-1AA0-ZY19 | LED module with integrated LED 24 V AC/DC, yellow, screw terminal, for floor mounting Customer-sp | 8.93
3SU1401-2BB30-3AA2 | LED module with integrated LED 24 V AC/DC, yellow, spring-type terminal, for floor mounting ATEX | 19.55
3SU1401-2BB60-1AA0-ZY19 | LED module with integrated LED 24 V AC/DC, white, screw terminal, for floor mounting Customer-spe | 8.93
3SU1401-2BF40-3AA0-ZY19 | LED module with integrated LED 230 V AC, green, spring-type terminal, for floor mounting Customer | 15.25
3SU1401-2BG50-1AA0-ZY19 | LED module with integrated LED 6-24V AC/DC blue, screw terminal, for floor mounting Customer-spec | 10
3SU1400-1AA10-3DA0-ZY19 | Contact module with 2 contact elements, 2 NO, spring-type terminal, for front plate mounting Cust | 12.03
1PH3107-1AG00-2LA0 | Main motor for SINAMICS S120;3 Operating voltage 380 V 3AC Pn=11 kW; Nn=2000 rpm MN=53 Nm Axial h | 4876.4
1PH3135-1DD02-0LA0 | Main motor for SINAMICS S120;3 Operating voltage 380 V 3AC Pn=12 kW; Nn=1000 rpm Mn=115 Nm Axial | 6246.91
1PH1103-1HF12-0GA0 | Main motor 1PH1 for SINAMICS V70; Operating voltage 380 V 3AC Pn=5.5 kW; Nn=1500 rpm Mn=35 Nm Sha | 5176.66
1PH1103-1LF10-0GA0 | Main motor 1PH1 for SINAMICS V70; Operating voltage 380 V 3AC Pn=5.5 kW; Nn=1500 rpm Mn=35 Nm Sha | 4662.26
1PH8107-1CM02-3MZ2-ZQ1HY64Y84 | SIMOTICS M Compact induction motor 3300RPM, 13kW, 38Nm, 38A, 326V forced ventilation; Incremental | 10453.42
1PH8137-1MD10-0CA2-ZQ82 | SIMOTICS M Compact induction motor 1000rpm, 17kW, 162Nm, 43A 307V; 1150rpm, 19.5kW, 162Nm 43A, 35 | 6453.02
1PH8138-1CZ22-0LA2-ZK6BV90 | SIMOTICS M Compact induction motor water cooling Degree of protection IP65 Motor customer-spec. O | 11930.47
1PH8226-1DF00-9LB1-ZK40N1PX01 | SIMOTICS M Compact induction motor 1750rpm, 135kW, 737Nm, 250 A, 39 forced ventilation Direction | 36712.9
3NP1141-1DA14 | SENTRON, fuse switch disconnector 3NP1, 1-pole, NH1, 250 A, for assembly and installation on moun | 173.85
3NP1143-1BC14 | SENTRON, fuse switch disconnector 3NP1, 3-pole, NH1, 250 A, for 60mm 8US busbar system, flat term | 398.73
3ZY1450-1AA00 | hinged cover 17.5 mm, For SIRIUS devices in industrial standard mounting rail ti-grey | 5.32
3VW9011-0BB14 | locking mech to prevent opening in the cabinet door in ON pos. direct, withdrawable circ. br. acc | 384
3SU1900-0AF16-0QB0-ZY19 | Labeling plate for gluing on enclosure, label size 22x22 mm, black label, white font, with graphi | 4.49
3SU1900-0AF16-0QP0-ZY19 | Labeling plate for gluing on enclosure, label size 22x22 mm, black label, white font, with graphi | 4.49
3SU1900-0AD16-0DQ0-ZY19 | Labeling plate for snapping on or gluing on label holder, label size 17.5 x 27 mm, black label, w | 1.41
3SU1900-0AD16-0DT0-ZY19 | Labeling plate for snapping on or gluing on label holder, label size 17.5 x 27 mm, black label, w | 1.41
3SU1900-0AD16-0EA0-ZY19 | Labeling plate for snapping on or gluing on label holder, label size 17.5 x 27 mm, black label, w | 1.41
3SU1900-0AD16-0GA0-ZY19 | Labeling plate for snapping on or gluing on label holder, label size 17.5 x 27 mm, black label, w | 1.41
3VA5460-5EC31-1AA0 | CIRCUIT BREAKER 3VA5 UL Frame 600 BREAKING CAPACITY CLASS M 35kA @ 480 V 3POLE, LINE PROTECTION | 1531.67
3VA5460-5EC61-0AA0 | CIRCUIT BREAKER 3VA5 UL Frame 600 BREAKING CAPACITY CLASS M 35kA @ 480 V 2POLE, LINE PROTECTION | 1373.04
3VA5460-5EF31-0AA0 | CIRCUIT BREAKER 3VA5 UL Frame 600 BREAKING CAPACITY CLASS M 35kA @ 480 V 3POLE, LINE PROTECTION | 1602.78
3VA5460-5EF41-0AA0 | CIRCUIT BREAKER 3VA5 UL Frame 600 BREAKING CAPACITY CLASS M 35kA @ 480 V 4POLE, LINE PROTECTION | 2095.09
3VA9278-0DK84 | Operating Unit with Rod Variable Depth Flange Mounted operator kit, 3 pole: consisting of: handl | 285
3WL9111-0AT65-0AA0 | access. f. 3WL air circ. br., COM35 communication module PROFINET IO and Modbus TCP | 1467.37
3WL9111-0AT76-0AA0 | access. f. 3WL air circ. br., size 3, conversion of the internal voltage tap from top to bottom r | 200.46
3VW9011-0AE11 | time-delay device (adjustable) for undervoltage release UVR 48V AC/DC standard rail mounting acce | 341.54
3VW9011-0AE13 | time-delay device (adjustable) for undervoltage release UVR 220/250V AC/DC standard rail mounting | 341.54
3VW9011-0AE17 | undervoltage release UVR 380-400 V AC accessory for circuit breaker 3WL10 / 3VA27 | 236.93
3VW9011-0AF03 | motorized op. mech. (MO) 100...130 V AC/DC accessory for circuit breaker 3WL10 / 3VA27 (SE) | 916.95
3VW9011-0AN75 | rear, broadened main conn. pieces f. mounting on rear main circ. conn. 3 units f. guide frames ac | 207.4
3VW9011-0AP03 | protective cover IP54 hood lock with unique key for installing in cabinet door accessory for circ | 109.54
3VW9011-0AP04 | door sealing frame IP30 for withdr. circuit breakers for installing in cabinet door accessory for | 81.84
3VW9011-0AT07 | Breaker connect module External power supply 24...48 V DC Accessories for circuit breaker 3WL10 / | 207.4
3VW9011-0AT08 | set of cables for voltage tap, MF N conductor right, 4-pole accessory for circuit breaker 3WL10 / | 91.1
3VW9011-0BB51 | support for floor fixation circ. breaker feet – standard for fixed-mounted circ. breaker accessor | 104.61
3VW9011-0BB52 | support for floor fixation circ. breaker feet – extnd w/ mech. trans. of switch position for fixe | 121.23
3VW9011-0RC30 | summation current transf. Rc CT residual current measurement accessory for circuit breaker 3WL10 | 1840.05
3VW9011-0RC55 | rating plug 630A RC f. ext. residual current msrmnt via summation current transf. MF Advanced req | 91.1
5SK9106-1 | circuit breaker Equipment elektronisch, 6A, DC 24V 1 auxilliary switch | 75.18
5SL3004-7 | CIRCUIT BREAKER 230V 4.5KA, 1+N-POLE/1MW C4 | 31.02
5SL3006-7 | CIRCUIT BREAKER 230V 4.5KA, 1+N-POLE/1MW C6 | 15.25
5SL3008-7KL | CIRCUIT BREAKER 230V 4.5KA, 1+N-POLE/1MW, N LEFT C8 | 31.02
3SU1900-0AE16-0AD0-ZY19 | Labeling plate for snapping on or gluing on label holder, label size 27x27 mm, black label, white | 1.5
3SU1900-0AE16-0AE0-ZY19 | Labeling plate for snapping on or gluing on label holder, label size 27x27 mm, black label, white | 1.5
3VA5460-6GF41-0AA0 | CIRCUIT BREAKER 3VA5 UL Frame 600 BREAKING CAPACITY CLASS H 65kA @ 480 V 4POLE, LINE PROTECTION | 2401.42
3VA9233-0JC28 | Wire Connector with control wire tap; for 2 cables; 3 pcs.; incl. Terminal Cover Extended with pr | 98.46
3VA9134-0JC12 | wire connector large with control wire voltage tap-off 4 units accessory for: 3VA5 125 | 80.97
3VA9134-0JK10 | wire connector CU with control wire voltage tap-off 4 units accessory for: 3VA5 125 | 81.52
3WL9111-1AT67-0AA0 | Accessory circuit breaker 3WL, COM35 communication module Kit PROFINET IO and Modbus TCP BSS and | 1546.59
3VW8112-0BC01 | guide frame for 3WL10 - 4p flange conn.(to be ext.by cust) equiv. to withdr. circ. br. w/o frame | 1280.02
3VW9011-0AA57 | rating plug 1000A accessory for circuit breaker 3WL10 / 3VA27 | 91.1
3VW9011-0AD06 | aux. solenoid 120...127 V AC/DC shunt release/closing coil (ST/CC) accessory for circuit breaker | 218.48
3VW9011-0AE04 | undervoltage release UVR 60 V AC/DC accessory for circuit breaker 3WL10 / 3VA27 | 236.93
3VW9011-0AG03 | aux. switch AUX 2CO + 2CO 2x standard 400 V AC + 2x digital 24 V DC changeover contacts accessory | 109.54
3VW9011-0AG17 | fixation, auxiliary switch AUX 15W on frame of withdrawable circuit breaker accessory for circuit | 291.71
3VW9011-0AN33 | rear main circuit connections horizontally/vertically adjust. 4 units, for guide frame of withdra | 157.55
3VW9011-0AN73 | front, broadened main conn. pieces f. mounting on front-access main cir. conn. 3 units f. guide f | 454.78
3VW9011-0AT12 | pos. signaling switch COM PSS for guide frames communications interface accessory for circuit bre | 6.71
3VW9011-0AT20 | external digital I/O module IOM300 external CB bus module accessory for circuit breaker 3WL10 / 3 | 1440.03
3VW9011-0AT75 | set of cables for voltage tap, MF, 4P N-conductor left, on top accessory for circuit breaker 3WL1 | 45.18
3VW9011-0BA23 | interlocking set for mechanical ON and/or OFF, padlock 1 x D=7mm, metal on the operator panel acc | 71.99
3VW9111-8AT44 | ETU cover open f. ETU6xx accessory for circuit breaker 3VA27 | 10.29
3VW9724-0WA11 | phase barriers H=200mm for 4-pole, 6 units for fixed-mounted circ. breaker Ue > 440V accessory fo | 35.62
3VA9587-0LF10 | ADAPTER CYLINDER LOCK ACCESSORY POCKET ACCESSORY FOR: 3VA15/25 1000 | 95.18
5SK9102-1 | circuit breaker Equipment elektronisch, 2A, DC 24V 1 auxilliary switch | 75.18
5SL3010-7 | CIRCUIT BREAKER 230V 4.5KA, 1+N-POLE/1MW C10 | 12.74
5SL3013-7KL | CIRCUIT BREAKER 230V 4.5KA, 1+N-POLE/1MW, N LEFT C13 | 25.85
3SU1900-0AD16-0QA0-ZY19 | Labeling plate for snapping on or gluing on label holder, label size 17.5 x 27 mm, black label, w | 1.41
3SU1900-0AD81-0QR0-ZY19 | Labeling plate for snapping on or gluing on label holder, label size 17.5 x 27 mm, silver label, | 1.33
3SU1900-0AE16-0AP0-ZY19 | Labeling plate for snapping on or gluing on label holder, label size 27x27 mm, black label, white | 1.5
3SU1900-0AE16-0DC0-ZY19 | Labeling plate for snapping on or gluing on label holder, label size 27x27 mm, black label, white | 1.5
3SU1900-0AE16-0GN0-ZY19 | Labeling plate for snapping on or gluing on label holder, label size 27x27 mm, black label, white | 1.5
3SU1900-0AE16-0QG0-ZY19 | Labeling plate for snapping on or gluing on label holder, label size 27x27 mm, black label, white | 1.5
3SU1900-0AF16-0DV0-ZY19 | Labeling plate for gluing on enclosure, label size 22x22 mm, black label, white font, with inscri | 4.49
3SU1900-0BA31-0AA0-ZY19 | Washer for EMERGENCY STOP, yellow, without inscription, Outer diameter 45 mm, inside diameter 22. | 6.9
3SU1900-0EM70-0AA0-ZY19 | Dust cap for ID key-operated switch, clear, customer-specific selection with SIRIUS ACT configura | 3.99
3VA9134-0JB10 | wire connector 4 units accessory for: 3VA5 125 | 18.33
3VW8112-0BD01 | guide frame for 3WL10 - 4p CuAl cable conn., f. cable lugs equiv. to withdr. circ. breaker withou | 2941.51
3VW8116-7AE01 | guide frame for 3VA27 - 3p front extended main connection accessory for circuit breaker 3VA27 | 1181.59
3VW8116-7BG01 | guide frame for 3VA27 - 4p rear broadened main connection accessory for circuit breaker 3VA27 | 2043.12
3VW9011-0AA30 | ext. current transformer for N conductor for 3-pole circuit breakers accessory for circuit breake | 221.55
3VW9011-0AH12 | position signaling switch PSS for guide frames, digital signal 24V DC accessory for circuit break | 118.15
3VW9011-0AK03 | remote reset magnet (RR) 24 V DC accessory for circuit breaker 3WL10 / 3VA27 (SE) | 151.39
3VW9011-0AK06 | remote reset magnet (RR) 220 V AC/DC accessory for circuit breaker 3WL10 / 3VA27 (SE) | 151.39
3VW9011-0AL75 | front, broadened main conn. pieces for mounting on fr. ter. f. main circ. conn. 3 units, fixed-mo | 208.01
3VW9011-0AT33 | test device TD420 for Electronic Trip Units 3- and 6-series ETUs accessory for circuit breaker 3W | 1372.34
3VW9011-0AT38 | replacement battery for Electronic trip unit accessory for circuit breaker 3WL10 / 3VA27 | 29.54
3VW9011-0AT40 | TD400 Kit commissioning and service tool IEC 3WL (Release 2) and 3VA TD400 Kit with Adapter, cabl | 696.21
3VW9011-0AT73 | set of cables for voltage tap, MF, 3P on bottom accessory for circuit breaker 3WL10 / 3VA27 | 45.18
3VW9727-0AB11 | trip alarm switch TAS handle op. mech. MCCB for digital signal 400V DC accessory for circuit brea | 46.87
3VA9467-0FK61 | Door mounted rotary operator standard, rigid without tolerance adapter IEC IP65 with door interlo | 106.67
3VA9471-0WF31 | Terminal Cover Extended 3 pole; 1 pc. with probe holes for voltage testing accessory for: 3VA5/6 | 45.7
3VA9473-0JC28 | Wire Connector with control wire tap; for 2 cables; 3 pcs.; incl. Terminal Cover Extended with pr | 197.48
5SL3025-7 | CIRCUIT BREAKER 230V 4.5KA, 1+N-POLE/1MW C25 | 19.35
5SL3025-7KL | CIRCUIT BREAKER 230V 4.5KA, 1+N-POLE/1MW, N LEFT C25 | 25.85
5SL3032-7 | CIRCUIT BREAKER 230V 4.5KA, 1+N-POLE/1MW C32 | 15.35
5SL3032-7KL | CIRCUIT BREAKER 230V 4.5KA, 1+N-POLE/1MW, N LEFT C32 | 31.02
3SU1900-0AE16-0DK0-ZY19 | Labeling plate for snapping on or gluing on label holder, label size 27x27 mm, black label, white | 1.5
3SU1900-0AE16-0DP0-ZY19 | Labeling plate for snapping on or gluing on label holder, label size 27x27 mm, black label, white | 1.5
3SU1900-0AE16-0GD0-ZY19 | Labeling plate for snapping on or gluing on label holder, label size 27x27 mm, black label, white | 1.5
3SU1900-0AE16-0GM0-ZY19 | Labeling plate for snapping on or gluing on label holder, label size 27x27 mm, black label, white | 1.5
3SU1900-0BC31-0MA0-ZY19 | Backing plate round, for EMERGENCY STOP mushroom pushbutton, yellow, self-adhesive, outer diamete | 7.03
3SU1900-0BF31-0AA0-ZY19 | Backing plate for EMERGENCY OFF mushroom pushbutton in the enclosure, yellow, without inscription | 6.71
3SU1900-0BM61-0AA0-ZY19 | Labeling plates for printing and gluing on enclosure, label size 22x22 mm, white, without inscrip | 0.57
3SU1900-0DY30-0DA0-ZY19 | Protective collar for emergency stop mushroom pushbutton, with and without RONIS lock, yellow, pl | 12.66
3SU1950-0DQ80-0AA0-ZY19 | Locking device made of metal, for selector switch, 22 mm, short or long handle, in position left | 40.58
3SU1950-0DT80-0AA0-ZY19 | Locking device made of metal, for selector switch, 22 mm, short or long handle, operation in cent | 40.58
3SU1950-0DX80-0AA0-ZY19 | Protective collar for emergency stop mushroom pushbutton, 40 mm, for 5 padlocks, gray, customer-s | 66.46
3VW9111-8AT45 | cover, operator panel in center (replacement) accessory for circuit breaker 3WL10 / 3VA27 (SE) | 102.09
3VW9723-8WD31 | terminal cover withdr., 3P accessory for circuit breaker 3WL10 / 3VA27 | 229.26
5SL3004-7KL | CIRCUIT BREAKER 230V 4.5KA, 1+N-POLE/1MW, N LEFT C4 | 31.02
5SL3016-7 | CIRCUIT BREAKER 230V 4.5KA, 1+N-POLE/1MW C16 | 12.79
3VA9478-0DK84 | Operating Unit with Rod Variable Depth Flange Mounted operator kit, 3 pole: consisting of: handl | 325.48
5SL6004-7 | CIRCUIT BREAKER 230V 6KA, 1+N-POLE/1MW C4 | 12.17
5ST3673-0 | compact Pin Busbar, 10mm2 connection: 3p/N 12x compact device 1-pole touch protected 12 MW fixed | 20.39
5ST3676-0 | compact Pin Busbar, 10mm2 connection: 1p/N 6x AFDD + 6x compact device 1-pole touch protected 12 | 11.54
5SV1316-7KK02 | RCBO compact 1P+N 6 kA type A 30 mA C2 | 94.53
5SV1316-7KK10 | RCBO compact 1P+N 6 kA type A 30 mA C10 | 93.56
5ST3778-0 | compact Pin Busbar, 10mm2 connection: 1p/N compact device 1-pole + auxiliary switch 0,5-pole touc | 69.25
5ST3784-0 | compact Pin Busbar, 10mm2 connection: 1p/N (FI N-right) 1x RCCB 2-pole + 10x compact device 1-pol | 14.54
6AG1141-5BG37-4FA0 | SIPLUS IPC427E 0…+55°C with Conformal Coating based on 6AG4141-5BG37-0FA0 . HD graphic onboard, 4 | 8154.96
5SV6016-6KK20 | AFDD-MCB-Combination 230V, 6kA, 2pole, B, 20A Compact (1MW) | 226.44
6AG1511-1AK02-2AB0 | SIPLUS S7-1500 CPU 1511-1 PN -40°C?+60°C with conformal coating based on 6ES7511-1AK02-0AB0 . Cen | 2190.21
6AG1543-1MX00-7XE0 | SIPLUS TIM 1531 IRC -40...+70°C with conformal coating based on 6GK7543-1MX00-0XE0 . communicatio | 7070.24
6AG4021-0AA11-1BA0 | SIMATIC IPC127E; Atom E3930 (2C/2T), 2 GB RAM; Base version; 2x Ethernet RJ45, 2x USB3.0; Windows | 1411.28
6AG4021-0AB11-0BA0 | SIMATIC IPC127E; Atom E3940 (4C/4T), 4 GB RAM; Base version 2x Ethernet RJ45, 2x USB3.0; without | 1478.7
3SU1400-1AA10-3EA0-ZY19 | Contact module with 2 contact elements, 2 NC, spring-type terminal, for front plate mounting Cust | 12.03
3SU1400-1AA10-3PA0-ZY19 | Contact module with 2 contact elements, 2 NC, gold-plated contacts, spring-type terminal, for fro | 20.52
3SU1400-1GC10-1AA0-ZY19 | Electronics module for ID key-operated switch, black, Operating voltage 24 V DC, group ID, screw | 148.76
3SU1400-2AA10-1MA0-ZY19 | Contact module with 1 contact element, 1 NC, gold-plated contacts, screw terminal, for floor moun | 9.5
3SU1400-2DA43-3AA0-ZY19 | Support terminal, green/yellow, spring-type terminal, for floor mounting Customer-specific select | 7.28
3SU1400-2DA50-3AA0-ZY19 | Support terminal, blue, spring-type terminal, for floor mounting Customer-specific selection with | 7.28
3SU1401-1BB20-1AA2-ZX90 | LED module with integrated LED 24 V AC/DC, red, screw terminal, for front plate mounting, ATEX Zo | 18.17
3SU1401-1BB30-1AA2-ZY19 | LED module with integrated LED 24 V AC/DC, yellow, screw terminal, for front plate mounting, ATEX | 19.43
3SU1900-0AB71-0DW0-ZY19 | Inscription plate for illuminated pushbutton, round, milky with black font, with inscription: Ope | 1.33
3SU1900-0AB71-0QD0-ZY19 | Inscription plate for illuminated pushbutton, round, milky with black font, with graphic symbol: | 1.33
3SU1900-0AC16-0AL0-ZY19 | Labeling plate for snapping on or gluing on label holder, label size 12.5x27 mm, black label, whi | 1.41
3SU1900-0AC16-0DK0-ZY19 | Labeling plate for snapping on or gluing on label holder, label size 12.5x27 mm, black label, whi | 1.41
3SU1900-0AC16-0EB0-ZY19 | Labeling plate for snapping on or gluing on label holder, label size 12.5x27 mm, black label, whi | 1.41
3SU1900-0AC16-0GE0-ZY19 | Labeling plate for snapping on or gluing on label holder, label size 12.5x27 mm, black label, whi | 1.41
3SU1900-0AC16-0GJ0-ZY19 | Labeling plate for snapping on or gluing on label holder, label size 12.5x27 mm, black label, whi | 1.41
3SU1851-0AN00-4NB1 | Enclosure for command devices 22 mm, round, enclosure material metal, enclosure top part gray, 1 | 260.18
3SU1900-0AB71-0AC0-ZY19 | Inscription plate for illuminated pushbutton, round, milky with black font, with inscription: Aus | 1.33
3SU1900-0AC81-0DK0-ZY19 | Labeling plate for snapping on or adhering to label holder, label size 12.5x27 mm, silver label, | 1.33
3SU1900-0AC81-0EC0-ZY19 | Labeling plate for snapping on or gluing on label holder, label size 12.5x27 mm, silver label, bl | 1.33
3SU1900-0AF16-0GB0-ZY19 | Labeling plate for gluing on enclosure, label size 22x22 mm, black label, white font, with inscri | 4.49
3SU1900-0AF16-0GH0-ZY19 | Labeling plate for gluing on enclosure, label size 22x22 mm, black label, white font, with inscri | 4.49
3SU1900-0AF16-0GM0-ZY19 | Labeling plate for gluing on enclosure, label size 22x22 mm, black label, white font, with inscri | 4.49
3NP1931-1GB44 | Fuse carrier with EFM15, for size NH00 1-pole, DC 120 - 440V accessories for 3NP1 fuse switch dis | 93.98
3NP1951-1CB00 | Cable connection cover, for size NH2 1-pole, accessories for 3NP1 fuse switch disconnectors | 14.38
3NP1951-1GB43 | Fuse carrier with EFM15, for size NH2 1-pole, AC 24 - 230V / DC 24 - 250V accessories for 3NP1 fu | 120.53
1FK7042-2AC71-1CH1 | SIMOTICS S Synchronous motor 1FK7-CT PN=0.59kW; UDC=600V M0=3Nm (100K); NN=2000rpm; Naturally coo | 2577.44
1FK7042-2AC71-1QG0 | SIMOTICS S Synchronous motor 1FK7-CT PN=0.59kW; UDC=600V M0=3Nm (100K); NN=2000rpm; Naturally coo | 1381.93
1FK7042-2AC71-1RH2 | SIMOTICS S Synchronous motor 1FK7-CT PN=0.59kW; UDC=600V M0=3Nm (100K); NN=2000rpm; Naturally coo | 2102.86
1FK7042-2AF71-1BH2 | SIMOTICS S SIMOTICS S-1FK7 Synchronous motor 1FK7-CT PN=0.82k UDC=600V M0=3Nm (100K); NN=3000rpm; | 2210.94
1FK7042-2AF71-1QA1 | SIMOTICS S SIMOTICS S-1FK7 synchronous motor 1FK7-CT PN=0.82k UDC=600V M0=3Nm (100K); NN=3000rpm; | 1560.37
1FK7042-2AF71-1QH2 | SIMOTICS S SIMOTICS S-1FK7 synchronous motor 1FK7-CT PN=0.82k UDC=600V M0=3Nm (100K); NN=3000rpm; | 1731.58
1FK7042-2AF71-1RH1-ZK23 | SIMOTICS S SIMOTICS S-1FK7 Synchronous motor 1FK7-CT PN=0.82k UDC=600 V M0=3 Nm (100K); NN=3000 r | 2453.31
1FK7042-2AK71-1BB0 | SIMOTICS S Synchronous motor 1FK7-CT PN=0.94kW; UDC=600V M0=3Nm (100K); NN=6000rpm; Naturally coo | 2205.92
1FK7042-2AK71-1CG0 | SIMOTICS S Synchronous motor 1FK7-CT PN=0.94kW; UDC=600V M0=3Nm (100K); NN=6000rpm; Naturally coo | 2227.83
1FK7042-2AK71-1QB0 | SIMOTICS S Synchronous motor 1FK7-CT PN=0.94kW; UDC=600V M0=3Nm (100K); NN=6000rpm; Naturally coo | 1726.54
1FK7060-2AC71-1CA0 | SIMOTICS S Synchronous motor 1FK7-CT PN=1.1kW; UDC=600V M0=6Nm (100K); NN=2000rpm; Naturally cool | 2526.29
1FK7060-2AC71-1CG1 | SIMOTICS S Synchronous motor 1FK7-CT PN=1.1kW; UDC=600V M0=6Nm (100K); NN=2000rpm; Naturally cool | 2533.54
1FK7060-2AC71-1CH1 | SIMOTICS S Synchronous motor 1FK7-CT PN=1.1kW; UDC=600V M0=6Nm (100K); NN=2000rpm; Naturally cool | 2836.42
1FK7060-2AC71-1QG1 | SIMOTICS S Synchronous motor 1FK7-CT PN=1.1kW; UDC=600V M0=6Nm (100K); NN=2000rpm; Naturally cool | 1687.66
1FK7060-2AC71-1RG0 | SIMOTICS S Synchronous motor 1FK7-CT PN=1.1kW; UDC=600V M0=6Nm (100K); NN=2000rpm; Naturally cool | 1966.12
1FK7060-2AF71-1BH1 | SIMOTICS S synchronous motor 1FK7-CT PN=1.5kW; UDC=600V M0=6Nm (100K); NN=3000rpm; naturally cool | 2469.96
1FK7060-2AF71-1CB0 | SIMOTICS S synchronous motor 1FK7-CT PN=1.5kW; UDC=600V M0=6Nm (100K); NN=3000rpm; naturally cool | 2826.97
6AV2185-4QA00-0AX0 | Service package for TP1500 Comfort INOX Consisting of: device seal, clamping frame, mounting clip | 217.45
3SU1900-0AE16-0AF0-ZY19 | Labeling plate for snapping on or gluing on label holder, label size 27x27 mm, black label, white | 1.5
3SU1900-0AE16-0AG0-ZY19 | Labeling plate for snapping on or gluing on label holder, label size 27x27 mm, black label, white | 1.5
3SU1900-0AF16-0AS0-ZY19 | Labeling plate for gluing on enclosure, label size 22x22 mm, black label, white font, with inscri | 4.49
3SU1900-0AF16-0DA0-ZY19 | Labeling plate for gluing on enclosure, label size 22x22 mm, black label, white font, with inscri | 4.49
3SU1900-0AF16-0DK0-ZY19 | Labeling plate for gluing on enclosure, label size 22x22 mm, black label, white font, with inscri | 4.49
3SU1900-0AF16-0DM0-ZY19 | Labeling plate for gluing on enclosure, label size 22x22 mm, black label, white font, with inscri | 4.49
3SU1900-0HM10-0AA0-ZY19 | Enclosure cover monitoring, module with extension plunger, customer-specific selection with SIRIU | 5.61
3SU1900-0JH30-0AA0-ZY19 | Protective collar for emergency stop mushroom pushbutton, can be mounted on the enclosure, space | 50.52
3SU1900-0KL10-0AA0-ZY19 | Connector for sensor switch, angled socket with screw terminal connection, customer-specific sele | 30.52
3SU1900-0KP80-0AA0-ZY19 | flat ribbon cable, 7 cores, length 10 m, customer-specific selection with SIRIUS ACT configurator | 34.31
3SU1950-0KB10-0AA0-ZY19 | Adapter for installation of actuators and signaling units, 22 mm, in a mounting drill hole 30.5 m | 5.92
3VA1340-1AA42-0AB0 | switch disconnector 3VA1 IEC frame 400 4-pole SD100, In=400A without overload protection w/o shor | 1107.18
3VA1340-4GF42-0DH0 | circuit breaker 3VA1 IEC frame 400 breaking capacity class S Icu=36kA @ 415V 4-pole, line protect | 1657.29
3VA1340-5EF32-0AH0 | circuit breaker 3VA1 IEC frame 400 breaking capacity class M Icu=55kA @ 415V 3-pole, line protect | 1316.08
3VA1340-5EF32-0DJ0 | circuit breaker 3VA1 IEC frame 400 breaking capacity class M Icu=55kA @ 415V 3-pole, line protect | 1483.21
3VA1340-6EF32-0AF0 | circuit breaker 3VA1 IEC frame 400 breaking capacity class H Icu=70kA @ 415V 3-pole, line protect | 1455.35
5SV1316-1KK02 | RCBO compact 1P+N 6 kA type AC 30 mA C2 | 78.89
5SV1316-1KK04 | RCBO compact 1P+N 6 kA type AC 30 mA C4 | 83.22
5SV1316-1KK06 | RCBO compact 1P+N 6 kA type AC 30 mA C6 | 66.32
5SV1316-7KK06 | RCBO compact 1P+N 6 kA type A 30 mA C6 | 93.56
5SV1316-7KK13 | RCBO compact 1P+N 6 kA type A 30 mA C13 | 93.56
6AG1131-6BF61-7AA0 | SIPLUS ET 200SP, digital input modul, DI 8x DC 24V SRC BA, -40...+70°C with conformal coating bas | 167.9
6AG1134-6HD01-7BA1 | SIPLUS ET 200SP, Analog input module, AI 4XU/I 2-wire Standard, -40...+70°C with conformal coatin | 508.32
6AG1141-5BG44-4CB1 | SIPLUS IPC 427E Bundle1 with conformal coating customized only for Continental. SIPLUS IPC427E Bu | 12451.56
6AG1412-5AA00-4FW6 | SIPLUS IPC 277E 12" TOUCH - Flottweg LO 0…+55°C with Conformal Coating based on 6AV7412-5AA00-1FW | 15580.45
6AG1677-2SB42-2GB0 | SIPLUS ET 200SP CPU1515SP PC2 F -40...+60°C with Conformal Coating based on 6ES7677-2DB42-0GB0 . | 7857.52
6AG2234-4HE32-1XB1 | SIPLUS S7-1200 SM 1234 4AI/2AQ -25 ... +55°C T1 with 70°C for 10 min with conformal coating based | 1035.21
6AG2241-1CH30-1XB0 | SIPLUS S7-1200 CB 1241 RS485 RAIL -25°C...60°C T1 with 70°C for 10 min with conformal coating bas | 308.67
6AG2243-1BX30-1XE0 | SIPLUS S7-1200 CP 1243-1 RAIL -25 ... +70°C (T1 with 70°C for 10 Min) with conformal coating base | 1827.26
3VA1563-5EF32-0AA0 | circuit breaker 3VA1 IEC frame 1000 breaking capacity class M Icu=55kA @ 415V 3-pole, line protec | 1323.1
3VA1563-5GF42-0AA0 | circuit breaker 3VA1 IEC frame 1000 breaking capacity class M Icu=55kA @ 415V 4-pole, line protec | 1700.44
3SU1900-0KS10-0AA0-ZY19 | Connector for communication module, 4-pole, spring-type terminal, customer-specific selection wit | 7.84
3SU1950-0FM30-0AA0-ZY19 | Key for key-operated switch O.M.R., lock number 73033, yellow, Customer-specific selection with S | 6.64
3SU1960-0GA80-0AA0-ZY19 | USB port, 30 mm, metal matt, sand gray, customer-specific selection with SIRIUS ACT configurator | 77.86
3UF7011-1AU00-1 | Basic unit SIMOCODE pro V PN GP Ethernet/PROFINET IO, PN system redundancy, OPC UA server, Web se | 650.98
3VA1225-1AA42-0KG0 | switch disconnector 3VA1 IEC frame 250 4-pole SD100, In=250A without overload protection without | 856.49
3VA1332-5EF42-0BB0 | circuit breaker 3VA1 IEC frame 400 breaking capacity class M Icu=55kA @ 415 V 4-pole, line protec | 1796.55
3VA1340-6EF32-0BF0 | circuit breaker 3VA1 IEC frame 400 breaking capacity class H Icu=70kA @ 415V 3-pole, line protect | 1580.69
3VA1463-4EF42-0DA0 | circuit breaker 3VA1 IEC frame 630 breaking capacity class S Icu=36kA @ 415 V 4-pole, line protec | 2200.44
5SL6006-7KL | CIRCUIT BREAKER 230V 6KA, 1+N-POLE/1MW, N LEFT C6 | 16.27
5SL6025-6 | CIRCUIT BREAKER 230V 6KA, 1+N-POLE/1MW B25 | 17.07
5SV1313-1KK06 | RCBO compact 1P+N 4.5 kA type AC 30 mA C6 | 36.66
5SV1313-6KK16 | RCBO compact 1P+N 4.5 kA type A 30 mA B16 | 58.28
5TE5812 | Light Indicators 3x LED 12..60V green | 20.45
5ST3783-0KL | compact Pin Busbar, 10mm2 connection: 3p/ N (FI N-left) 1x RCCB 4-pole + 8x compact device 1-pole | 24.36
6AG1512-1DK01-7AB0 | SIPLUS ET 200SP CPU 1512SP-1 PN -40...+70 °C With conformal coating based on 6ES7512-1DK01-0AB0 . | 3237.9
6AG1243-2AA30-7XB0 | SIPLUS S7-1200 CM 1243-2 -25...+70°C with conformal coating based on 3RK7243-2AA30-0XB0. S7-1200, | 1192.44
5SY4101-6 | circuit breaker 230/400v 10ka, 1pole, b, 1a | 10.76
6AG1518-4AX00-4AC0 | SIPLUS S7-1500 CPU 1518-4 PN/DP MFP with conformal coating based on 6ES7518-4AX00-1AC0. inklusive | 25862.11
6AG4021-0AA11-0AA0 | SIMATIC IPC127E; Atom E3930 (2C/2T), 2 GB RAM; Base version; 2x Ethernet RJ45, 2x USB3.0; without | 1047.23
5UB1870-0PM01 | Schuko with 2 USB Chargers Platinum Metallic | 101.92
6AV2143-8MB50-0AA0 | SIMATIC HMI, IWP1200, Industrial Webpanel, Key/touch operation, 12" TFT display, 65536 colors, PR | 2410.15
6AV2144-8MC10-0AC0 | SIMATIC HMI TP1200 Comfort INOX Long stainless steel front, Continuous decorative film, Degree of | 4405.04
3VA2040-5HN32-0AJ0 | circuit breaker 3VA2 IEC frame 100 breaking capacity class M Icu=55kA @ 415V 3-pole, line protect | 666.39
3VA1110-5EE36-0BF0 | circuit breaker 3VA1 IEC frame 160 breaking capacity class M Icu=55kA @ 415V 3-pole, line protect | 511.81
3VA2110-5MP32-0AA0 | CIRCUIT BREAKER 3VA2 IEC FRAME 160 BREAKING CAPACITY CLASS M ICU=55KA @ 415 V 3-POLE, MOTOR PROT | 672.39
3VA2225-6JP42-0AH0 | circuit breaker 3VA2 IEC frame 250 breaking capacity class H Icu=85kA @ 415V 4-pole, line protect | 2130.8
3VA2463-5JP42-0LD0 | circuit breaker 3VA2 IEC frame 630 breaking capacity class M Icu=55kA @ 415V 4-pole, line protect | 3293.68
3VA2563-7MN32-0AA0 | circuit breaker 3VA2 IEC frame 1000 breaking capacity class C Icu=110kA @ 415V 3-pole, motor prot | 2561.14
3VA2580-6HL32-0KA0 | circuit breaker 3VA2 IEC frame 1000 breaking capacity class H Icu=85kA @ 415V 3-pole, line protec | 3091.74
3VA2580-7MN32-0AA0 | circuit breaker 3VA2 IEC frame 1000 breaking capacity class C Icu=110kA @ 415V 3-pole, motor prot | 3251.87
3VA5110-5EC41-0AA0 | circuit breaker 3VA5 UL frame 125 breaking capacity class M 35kA @ 480V 4-pole, line protection T | 366.5
3VA5110-5GD41-0AA0 | circuit breaker 3VA5 UL frame 125 breaking capacity class M 35kA @ 480 V 4-pole, line protection | 357.2
3VA5111-5ED21-0AA0 | circuit breaker 3VA5 UL frame 125 breaking capacity class M 35kA @ 480 V 2-pole, line protection | 283.62
3SU1950-0FA80-0AA0-ZY19 | Sealing plug for unused control points, 22 mm, metal, shiny, silver, customer-specific selection | 6.24
3VA1110-6EF32-0BF0 | circuit breaker 3VA1 IEC frame 160 breaking capacity class H Icu=70kA @ 415 V 3-pole, line protec | 536.18
3VA1116-4EF46-0AM0 | circuit breaker 3VA1 IEC frame 160 breaking capacity class S Icu=36kA @ 415V 4-pole, line protect | 905.24
3VA1116-5ED36-0AC0 | circuit breaker 3VA1 IEC frame 160 breaking capacity class M Icu=55kA @ 415V 3-pole, line protect | 667.09
3VA1163-5ED36-0AC0 | circuit breaker 3VA1 IEC frame 160 breaking capacity class M Icu=55kA @ 415V 3-pole, line protect | 323.1
3VA1463-7EF42-0CA0 | Circuit breaker 3VA1 IEC Frame 630 Switching capacity class C Icu=110 kA @ 415 V 4-pole, system p | 2910.7
3VA1510-6EF42-0AA0 | circuit breaker 3VA1 IEC frame 1000 breaking capacity class H Icu=70kA @ 415V 4-pole, line protec | 3464.58
3VA1510-7EF32-0AA0 | circuit breaker 3VA1 IEC frame 1000 breaking capacity class C Icu=110kA @ 415V 3-pole, line prote | 2905.95
3VA1510-7GF42-0AA0 | circuit breaker 3VA1 IEC frame 1000 breaking capacity class C Icu=110kA @ 415V 4-pole, line prote | 3792.91
5SL6032-6 | CIRCUIT BREAKER 230V 6KA, 1+N-POLE/1MW B32 | 20.49
5SL6040-7 | CIRCUIT BREAKER 230V 6KA, 1+N-POLE/1MW C40 | 18.59
5SL6040-7KL | CIRCUIT BREAKER 230V 6KA, 1+N-POLE/1MW, N LEFT C40 | 20.42
5SU1356-7GV06 | 5SU1 RCBO Type A 30mA C6 6kA 1+N 2MW, Big Pack 36 pcs | 81.84
5ST3786-0 | compact Pin Busbar, 10mm2 connection: 1p/N AFDD 5SM6 + RCBO 2-pole + auxiliary switch 0,5-pole to | 39.82
5ST3788-0 | end cap for compact pin busbar 10 pieces touch protected | 1.8
5TG2578-0CM | Cover double USB Charger Carbon Metallic | 8.15
5UB1970-0TW01 | Schuko with 2 USB Chargers Titan White | 98.65
5SV6016-6KK10 | AFDD-MCB-Combination 230V, 6kA, 2pole, B, 10A Compact (1MW) | 198.03
5SV6016-7KK20 | AFDD-MCB-Combination 230V, 6kA, 2pole, C, 20A Compact (1MW) | 226.44
5SY1701-4 | Device circuit breaker 1-pole with auxiliary switch NO contact Characteristic F2 1A 230 V AC 50/6 | 33.24
5SY1705-4 | Device circuit breaker 1-pole with auxiliary switch NO contact Characteristic F2 0.5A 230 V AC 50 | 33.24
5SY1706-4 | Device circuit breaker 1-pole with auxiliary switch NO contact Characteristic F2 6A 230 V AC 50/6 | 33.24
6AG1337-8SB00-7AY0 | SIPLUS PS PSU8200 40A -40 °C...+70°C with conformal coating based on 6EP3337-8SB00-0AY0 . Stabili | 2013.62
5SY4504-6 | circuit breaker 230/400v 10ka, 1pole+N, b, 4a | 27.13
3VA2116-6KP32-0AB0 | circuit breaker 3VA2 IEC frame 160 breaking capacity class H Icu=85kA @ 415V 3-pole, line protect | 1671.21
3VA2116-8HL32-0HD0 | circuit breaker 3VA2 IEC frame 160 breaking capacity class L Icu=150kA @ 415V 3-pole, line protec | 1274.3
3VA2125-7MP36-0AA0 | CIRCUIT BREAKER 3VA2 IEC FRAME 160 BREAKING CAPACITY CLASS C ICU=110KA @ 415 V 3-POLE, MOTOR PRO | 751.83
3VA2163-5MP36-0AA0 | CIRCUIT BREAKER 3VA2 IEC FRAME 160 BREAKING CAPACITY CLASS M ICU=55KA @ 415 V 3-POLE, MOTOR PROT | 672.39
3VA2563-7MQ32-0AA0 | circuit breaker 3VA2 IEC frame 1000 breaking capacity class C Icu=110kA @ 415V 3-pole, motor prot | 3025.7
3VA2580-5HM32-0HA0 | circuit breaker 3VA2 IEC frame 1000 breaking capacity class M Icu=55kA @ 415V 3-pole, line protec | 2966.4
3VA2580-5HN42-0HB0 | circuit breaker 3VA2 IEC frame 1000 breaking capacity class M Icu=55kA @ 415V 4-pole, line protec | 3746.3
3VA2580-5MQ32-0AA0 | circuit breaker 3VA2 IEC frame 1000 breaking capacity class M Icu=55kA @ 415V 3-pole, motor prote | 3154.06
3VA5110-6ED41-0AA0 | circuit breaker 3VA5 UL frame 125 breaking capacity class H 65kA @ 480V 4-pole, line protection T | 393.31
3VA5110-6EF31-0AA0 | circuit breaker 3VA5 UL frame 125 breaking capacity class H 65kA @ 480V 3-pole, line protection T | 327.12
6AV6371-1DQ17-5BX0 | SIMATIC WinCC/Archive V7.5, 5000 Archive Tags (countable) option for WinCC V7.5 runtime software, | 15826.73
6AV6371-1CB07-5AX0 | WinCC/User-Archives V7.5, Option for WinCC V7.5, runtime software, single license, License key on | 1489.4
6AV6371-1DG07-5AX4 | WinCC/ProAgent upgrade from V7.4 -> V7.5 for SIMATIC WinCC V7.5, runtime software on CD-ROM, lice | 318.54
6AV6372-2DF77-1BH0 | SIMATIC Energy Manager PRO Consumer Package 5; increases the number of consumers by 5 consumers; | 2037.53
6AV6381-2AA07-5AX3 | SIMATIC WinCC RT SW Upgrade from V7.2/7.3 to V7.5 for SIMATIC WinCC Runtime (RT) incl. options Re | 1747.69
6AV6381-2AB07-5AV4 | SIMATIC WinCC RC SW Upgrade Asia from V7.4 to V7.5 for SIMATIC WinCC Runtime & Configuration (RC) | 2034.66
6AV6371-1KV07-5BX4 | WinCC/Audit RT Upgrade from V7.4 to V7.5 for WinCC/Audit RT, runtime software, Single license, SW | 183.67
6AV6371-2BD17-5AJ0 | WinCC Powerpack RC 128/512 for WinCC V7.5, runtime/configuration license without version change f | 4076.5
6AV6372-1DC07-5AX0 | WinCC/Calendar Scheduler V7.5, option for WinCC V7.5 Runtime/configuration software on CD-ROM, si | 1542.49
6AV6381-2BD07-5AH0 | WinCC system software V7.5, RT 512 (512 power tags), runtime software, single license, SW incl. d | 5938.98
6AV6381-2BF07-5AH0 | WinCC system software V7.5, RT 65536 (65536 power tags), runtime software, single license, SW inc | 10783.13
6AV6381-2BH07-5AH0 | WinCC system software V7.5, RT 8192 (8192 power tags), runtime software, single license, SW incl. | 8772.86
6AV6381-2BT07-5AX0 | WinCC system software V7.5, RC 102400 (102400 PowerTags), Runtime/configuration software on DVD, | 22201.91
3SU1900-0AF16-0QQ0-ZY19 | Labeling plate for gluing on enclosure, label size 22x22 mm, black label, white font, with graphi | 4.49
3SU1900-0AF16-0RX0-ZY19 | Labeling plate for gluing on enclosure, label size 22x22 mm, black label, white font, with inscri | 4.49
3SU1900-0AF81-0AQ0-ZY19 | Labeling plate for gluing on enclosure, label size 22x22 mm, silver label, black font with inscri | 4.33
3SU1900-0AF81-0DW0-ZY19 | Labeling plate for gluing on enclosure, label size 22x22 mm, silver label, black font with inscri | 4.33
3SU1900-0AC81-0QC0-ZY19 | Labeling plate for snapping on or gluing on label holder, label size 12.5x27 mm, silver label, bl | 1.33
3SU1900-0AC81-0QL0-ZY19 | Labeling plate for snapping on or gluing on label holder, label size 12.5x27 mm, silver label, bl | 1.33
3SU1900-0AD16-0AC0-ZY19 | Labeling plate for snapping on or gluing on label holder, label size 17.5 x 27 mm, black label, w | 1.41
3SU1900-0AD16-0DL0-ZY19 | Labeling plate for snapping on or gluing on label holder, label size 17.5 x 27 mm, black label, w | 1.41
3SU1900-0AD16-0GG0-ZY19 | Labeling plate for snapping on or gluing on label holder, label size 17.5 x 27 mm, black label, w | 1.41
3SU1900-0AD81-0QG0-ZY19 | Labeling plate for snapping on or gluing on label holder, label size 17.5 x 27 mm, silver label, | 1.33
3SU1900-0AD81-0QL0-ZY19 | Labeling plate for snapping on or gluing on label holder, label size 17.5 x 27 mm, silver label, | 1.33
3SU1900-0AE16-0GA0-ZY19 | Labeling plate for snapping on or gluing on label holder, label size 27x27 mm, black label, white | 1.5
3SU1900-0AE16-0GC0-ZY19 | Labeling plate for snapping on or gluing on label holder, label size 27x27 mm, black label, white | 1.5
3SU1900-0AF16-0AB0-ZY19 | Labeling plate for gluing on enclosure, label size 22x22 mm, black label, white font, with inscri | 4.49
3SU1900-0AF16-0AN0-ZY19 | Labeling plate for gluing on enclosure, label size 22x22 mm, black label, white font, with inscri | 4.49
3SU1900-0AF16-0AR0-ZY19 | Labeling plate for gluing on enclosure, label size 22x22 mm, black label, white font, with inscri | 4.49
3VA5111-5GC41-0AA0 | circuit breaker 3VA5 UL frame 125 breaking capacity class M 35kA @ 480 V 4-pole, line protection | 398.67
3VA5112-5ED21-0AA0 | circuit breaker 3VA5 UL frame 125 breaking capacity class M 35kA @ 480 V 2-pole, line protection | 417.92
3VA5112-5ED41-0LC0 | circuit breaker 3VA5 UL frame 125 breaking capacity class M 35kA @ 480 V 4-pole, line protection | 1245.81
3VA5125-6ED21-1AA0 | circuit breaker 3VA5 UL frame 125 breaking capacity class H 65kA @ 480V 2-pole, line protection T | 229.2
3VA5130-4ED21-0AA0 | circuit breaker 3VA5 UL frame 125 breaking capacity class S 25kA @ 480V 2-pole, line protection T | 178.87
3VA5140-4ED21-1AA0 | circuit breaker 3VA5 UL frame 125 breaking capacity class S 25kA @ 480V 2-pole, line protection T | 190.9
3VA5140-4EF41-0AA0 | circuit breaker 3VA5 UL frame 125 breaking capacity class S 25kA @ 480V 4-pole, line protection T | 268.58
3VA5145-5ED21-0AA0 | circuit breaker 3VA5 UL frame 125 breaking capacity class M 35kA @ 480 V 2-pole, line protection | 198.58
3VA5145-6ED41-0AA0 | circuit breaker 3VA5 UL frame 125 breaking capacity class H 65kA @ 480V 4-pole, line protection T | 304.15
3VA2225-5HN32-0LE0 | circuit breaker 3VA2 IEC frame 250 breaking capacity class M Icu=55kA @ 415V 3-pole, line protect | 1406.6
3VA5160-4ED41-0AA0 | circuit breaker 3VA5 UL frame 125 breaking capacity class S 25kA @ 480V 4-pole, line protection T | 248.9
3VA5170-5EF31-0AA0 | circuit breaker 3VA5 UL frame 125 breaking capacity class M 35kA @ 480 V 3-pole, line protection | 254.35
3VA5170-6ED21-1AA0 | circuit breaker 3VA5 UL frame 125 breaking capacity class H 65kA @ 480V 2-pole, line protection T | 251.63
3VA5190-5EC41-0AA0 | circuit breaker 3VA5 UL frame 125 breaking capacity class M 35kA @ 480 V 4-pole, line protection | 312.9
3VA5190-5GC41-0AA0 | circuit breaker 3VA5 UL frame 125 breaking capacity class M 35kA @ 480 V 4-pole, line protection | 312.9
3VA5190-6ED21-0AA0 | circuit breaker 3VA5 UL frame 125 breaking capacity class H 65kA @ 480V 2-pole, line protection T | 241.25
3VA5195-5ED21-0AA0 | circuit breaker 3VA5 UL frame 125 breaking capacity class M 35kA @ 480 V 2-pole, line protection | 198.58
3VA5195-6ED41-0AA0 | circuit breaker 3VA5 UL frame 125 breaking capacity class H 65kA @ 480V 4-pole, line protection T | 304.15
3VA5320-6EF31-0AA0 | CIRCUIT BREAKER 3VA5 UL Frame 400 BREAKING CAPACITY CLASS H 65kA @ 480 V 3POLE, LINE PROTECTION | 1077.64
3VA5320-7EC31-1AA0 | CIRCUIT BREAKER 3VA5 UL FRAME 400 BREAKING CAPACITY CLASS C 100kA @ 480 V 3POLE, LINE PROTECTION | 1137.81
3VA5322-5EF41-0AA0 | CIRCUIT BREAKER 3VA5 UL Frame 400 BREAKING CAPACITY CLASS M 35kA @ 480 V 4POLE, LINE PROTECTION | 1236.28
3VA5322-6EC61-0AA0 | CIRCUIT BREAKER 3VA5 UL Frame 400 BREAKING CAPACITY CLASS H 65kA @ 480 V 2POLE, LINE PROTECTION | 929.93
3VA5322-7EC31-0AA0 | CIRCUIT BREAKER 3VA5 UL FRAME 400 BREAKING CAPACITY CLASS C 100kA @ 480 V 3POLE, LINE PROTECTION | 1115.93
3VA5325-6EC31-0AA0 | CIRCUIT BREAKER 3VA5 UL Frame 400 BREAKING CAPACITY CLASS H 65kA @ 480 V 3POLE, LINE PROTECTION | 1028.38
3VA5325-6EC41-0AA0 | CIRCUIT BREAKER 3VA5 UL Frame 400 BREAKING CAPACITY CLASS H 65kA @ 480 V 4POLE, LINE PROTECTION | 1329.26
3VA5330-6EC31-1AA0 | CIRCUIT BREAKER 3VA5 UL Frame 400 BREAKING CAPACITY CLASS H 65kA @ 480 V 3POLE, LINE PROTECTION | 1219.87
3VA5330-6GC41-0AA0 | CIRCUIT BREAKER 3VA5 UL Frame 400 BREAKING CAPACITY CLASS H 65kA @ 480 V 4POLE, LINE PROTECTION | 1575.41
3VA5335-6EC31-1AA0 | CIRCUIT BREAKER 3VA5 UL Frame 400 BREAKING CAPACITY CLASS H 65kA @ 480 V 3POLE, LINE PROTECTION | 1219.87
3VA5335-7EC41-0AA0 | CIRCUIT BREAKER 3VA5 UL FRAME 400 BREAKING CAPACITY CLASS C 100kA @ 480 V 4POLE, LINE PROTECTION | 1712.18
3VA5110-6GC41-0AA0 | circuit breaker 3VA5 UL frame 125 breaking capacity class H 65kA @ 480V 4-pole, line protection T | 402.61
3VA5110-6GF41-0AA0 | circuit breaker 3VA5 UL frame 125 breaking capacity class H 65kA @ 480V 4-pole, line protection T | 424.49
3VA5120-5ED21-0AA0 | circuit breaker 3VA5 UL frame 125 breaking capacity class M 35kA @ 480 V 2-pole, line protection | 198.58
3VA5120-5ED21-1AA0 | circuit breaker 3VA5 UL frame 125 breaking capacity class M 35kA @ 480 V 2-pole, line protection | 210.06
3VA5120-5EF41-0AA0 | circuit breaker 3VA5 UL frame 125 breaking capacity class M 35kA @ 480 V 4-pole, line protection | 298.67
3VA5125-4ED21-0AA0 | circuit breaker 3VA5 UL frame 125 breaking capacity class S 25kA @ 480V 2-pole, line protection T | 178.87
3VA5125-5ED21-1AA0 | circuit breaker 3VA5 UL frame 125 breaking capacity class M 35kA @ 480 V 2-pole, line protection | 210.06
3VA5140-5ED21-0AA0 | circuit breaker 3VA5 UL frame 125 breaking capacity class M 35kA @ 480 V 2-pole, line protection | 198.58
3VA5140-6ED41-0AA0 | circuit breaker 3VA5 UL frame 125 breaking capacity class H 65kA @ 480V 4-pole, line protection T | 304.15
3VA5145-4ED21-0AA0 | circuit breaker 3VA5 UL frame 125 breaking capacity class S 25kA @ 480V 2-pole, line protection T | 178.87
3VA5145-4ED21-1AA0 | circuit breaker 3VA5 UL frame 125 breaking capacity class S 25kA @ 480V 2-pole, line protection T | 190.9
3VA5160-5ED21-1AA0 | circuit breaker 3VA5 UL frame 125 breaking capacity class M 35kA @ 480 V 2-pole, line protection | 210.06
3VA5160-5EF31-0AA0 | circuit breaker 3VA5 UL frame 125 breaking capacity class M 35kA @ 480 V 3-pole, line protection | 230.3
3VA5160-6ED21-0AA0 | circuit breaker 3VA5 UL frame 125 breaking capacity class H 65kA @ 480V 2-pole, line protection T | 218.27
3VA5160-6ED41-0AA0 | circuit breaker 3VA5 UL frame 125 breaking capacity class H 65kA @ 480V 4-pole, line protection T | 304.15
3VA2463-5KQ32-0KL0 | circuit breaker 3VA2 IEC frame 630 breaking capacity class M Icu=55kA @ 415V 3-pole, line protect | 2973.37
3VA5190-6ED41-0AA0 | circuit breaker 3VA5 UL frame 125 breaking capacity class H 65kA @ 480V 4-pole, line protection T | 336.97
3VA5190-6GC41-0AA0 | circuit breaker 3VA5 UL frame 125 breaking capacity class H 65kA @ 480V 4-pole, line protection T | 344.07
3VA5191-1MU31-0AA0 | circuit breaker 3VA5 UL frame 125 3-pole, starter protection TM120M, AM, In=10A without overload | 253.28
3VA5320-7EC41-0AA0 | CIRCUIT BREAKER 3VA5 UL FRAME 400 BREAKING CAPACITY CLASS C 100kA @ 480 V 4POLE, LINE PROTECTION | 1471.49
3VA5320-7EC61-0AA0 | CIRCUIT BREAKER 3VA5 UL FRAME 400 BREAKING CAPACITY CLASS C 100kA @ 480 V 2POLE, LINE PROTECTION | 1012
3VA5322-5EC41-0AA0 | CIRCUIT BREAKER 3VA5 UL Frame 400 BREAKING CAPACITY CLASS M 35kA @ 480 V 4POLE, LINE PROTECTION | 1176.09
3VA6340-5HL31-0DB0 | circuit breaker 3VA6 UL frame 400 breaking capacity class M 35kA @ 480V 3-pole, line protection E | 2223.44
3VA5325-7EC31-1AA0 | CIRCUIT BREAKER 3VA5 UL FRAME 400 BREAKING CAPACITY CLASS C 100kA @ 480 V 3POLE, LINE PROTECTION | 1137.81
3VA6440-1MS31-0AB0 | circuit breaker 3VA6 UL frame 400 3-pole, starter protection ETU310M, I, In=400A without overload | 2751.18
3VA5325-7GF41-0AA0 | CIRCUIT BREAKER 3VA5 UL FRAME 400 BREAKING CAPACITY CLASS C 100kA @ 480 V 4POLE, LINE PROTECTION | 1526.19
3VA5330-5EC31-0AA0 | CIRCUIT BREAKER 3VA5 UL Frame 400 BREAKING CAPACITY CLASS M 35kA @ 480 V 3POLE, LINE PROTECTION | 1061.22
3VA5340-7EC31-0AA0 | CIRCUIT BREAKER 3VA5 UL FRAME 400 BREAKING CAPACITY CLASS C 100kA @ 480 V 3POLE, LINE PROTECTION | 1312.86
3VA5445-5EC31-1AA0 | CIRCUIT BREAKER 3VA5 UL Frame 600 BREAKING CAPACITY CLASS M 35kA @ 480 V 3POLE, LINE PROTECTION | 1411.33
3VA1563-6GF42-0AA0 | circuit breaker 3VA1 IEC frame 1000 breaking capacity class H Icu=70kA @ 415V 4-pole, line protec | 1871.94
3VA1580-6GF42-0AA0 | circuit breaker 3VA1 IEC frame 1000 breaking capacity class H Icu=70kA @ 415V 4-pole, line protec | 2479.62
3VA2325-7MP32-0AA0 | CIRCUIT BREAKER 3VA2 IEC FRAME 400 BREAKING CAPACITY CLASS C ICU=110KA @ 415 V 3-POLE, MOTOR PRO | 1766.5
3VA2340-5HL32-0BF0 | circuit breaker 3VA2 IEC frame 400 breaking capacity class M Icu=55kA @ 415V 3-pole, line protect | 1545.88
3VA2450-5HK32-0AC0 | circuit breaker 3VA2 IEC frame 630 breaking capacity class M Icu=55kA @ 415 V 3-pole, line protec | 1928.86
3VA2450-7MP32-0AA0 | CIRCUIT BREAKER 3VA2 IEC FRAME 630 BREAKING CAPACITY CLASS C ICU=110KA @ 415 V 3-POLE, MOTOR PRO | 2579.47
3VA2580-7MQ32-0AA0 | circuit breaker 3VA2 IEC frame 1000 breaking capacity class C Icu=110kA @ 415V 3-pole, motor prot | 3698.07
3VA5102-1MH31-0AA0 | circuit breaker 3VA5 UL frame 125 3-pole, starter protection TM120M, AM, In=2A without overload p | 253.28
3VA5102-1MU31-0AA0 | circuit breaker 3VA5 UL frame 125 3-pole, starter protection TM120M, AM, In=2A without overload p | 253.28
3VA5110-4EF41-0AA0 | circuit breaker 3VA5 UL frame 125 breaking capacity class S 25kA @ 480V 4-pole, line protection T | 349.55
3VA5110-4GD41-0AA0 | circuit breaker 3VA5 UL frame 125 breaking capacity class S 25kA @ 480V 4-pole, line protection T | 321.1
3VA5111-5GD41-0AA0 | circuit breaker 3VA5 UL frame 125 breaking capacity class M 35kA @ 480 V 4-pole, line protection | 405.93
3VA5111-6EC41-0AA0 | circuit breaker 3VA5 UL frame 125 breaking capacity class H 65kA @ 480V 4-pole, line protection T | 484.61
3VA5112-4EC41-0AA0 | circuit breaker 3VA5 UL frame 125 breaking capacity class S 25kA @ 480V 4-pole, line protection T | 552.49
3VA5112-4ED41-0KH0 | circuit breaker 3VA5 UL frame 125 breaking capacity class S 25kA @ 480V 4-pole, line protection T | 1055.48
3VA5130-5EF41-0AA0 | circuit breaker 3VA5 UL frame 125 breaking capacity class M 35kA @ 480 V 4-pole, line protection | 298.67
3VA5130-6ED21-0AA0 | circuit breaker 3VA5 UL frame 125 breaking capacity class H 65kA @ 480V 2-pole, line protection T | 218.27
3VA5135-5EC41-0AA0 | circuit breaker 3VA5 UL frame 125 breaking capacity class M 35kA @ 480 V 4-pole, line protection | 282.82
3VA5135-6ED21-1AA0 | circuit breaker 3VA5 UL frame 125 breaking capacity class H 65kA @ 480V 2-pole, line protection T | 229.2
3VA5150-5EF31-0AA0 | circuit breaker 3VA5 UL frame 125 breaking capacity class M 35kA @ 480 V 3-pole, line protection | 230.3
3VA5150-5EF41-0AA0 | circuit breaker 3VA5 UL frame 125 breaking capacity class M 35kA @ 480 V 4-pole, line protection | 298.67
3VA5150-6EC41-0AA0 | circuit breaker 3VA5 UL frame 125 breaking capacity class H 65kA @ 480V 4-pole, line protection T | 311.25
3VA5150-6ED21-0AA0 | circuit breaker 3VA5 UL frame 125 breaking capacity class H 65kA @ 480V 2-pole, line protection T | 218.27
3VA5150-6ED41-0AA0 | circuit breaker 3VA5 UL frame 125 breaking capacity class H 65kA @ 480V 4-pole, line protection T | 304.15
3VA5180-5EC41-0AA0 | circuit breaker 3VA5 UL frame 125 breaking capacity class M 35kA @ 480 V 4-pole, line protection | 312.9
3VA5180-5EF31-0AA0 | circuit breaker 3VA5 UL frame 125 breaking capacity class M 35kA @ 480 V 3-pole, line protection | 254.35
3VA5180-6ED41-0AA0 | circuit breaker 3VA5 UL frame 125 breaking capacity class H 65kA @ 480V 4-pole, line protection T | 336.97
3VA5180-6EF31-0AA0 | circuit breaker 3VA5 UL frame 125 breaking capacity class H 65kA @ 480V 3-pole, line protection T | 281.17
3VA5320-5EC41-0AA0 | CIRCUIT BREAKER 3VA5 UL Frame 400 BREAKING CAPACITY CLASS M 35kA @ 480 V 4POLE, LINE PROTECTION | 1176.09
3VA5320-5EF31-0AA0 | CIRCUIT BREAKER 3VA5 UL Frame 400 BREAKING CAPACITY CLASS M 35kA @ 480 V 3POLE, LINE PROTECTION | 951.81
3VA5320-6EC31-0AA0 | CIRCUIT BREAKER 3VA5 UL Frame 400 BREAKING CAPACITY CLASS H 65kA @ 480 V 3POLE, LINE PROTECTION | 1028.38
3VA5320-6EC41-0AA0 | CIRCUIT BREAKER 3VA5 UL Frame 400 BREAKING CAPACITY CLASS H 65kA @ 480 V 4POLE, LINE PROTECTION | 1329.26
3VA5322-7GF41-0AA0 | CIRCUIT BREAKER 3VA5 UL FRAME 400 BREAKING CAPACITY CLASS C 100kA @ 480 V 4POLE, LINE PROTECTION | 1526.19
3VA5325-5EC31-0AA0 | CIRCUIT BREAKER 3VA5 UL Frame 400 BREAKING CAPACITY CLASS M 35kA @ 480 V 3POLE, LINE PROTECTION | 902.59
3VA5325-5EC41-0AA0 | CIRCUIT BREAKER 3VA5 UL Frame 400 BREAKING CAPACITY CLASS M 35kA @ 480 V 4POLE, LINE PROTECTION | 1176.09
3VA5325-5EF41-0AA0 | CIRCUIT BREAKER 3VA5 UL Frame 400 BREAKING CAPACITY CLASS M 35kA @ 480 V 4POLE, LINE PROTECTION | 1236.28
3VA5330-7EC41-0AA0 | CIRCUIT BREAKER 3VA5 UL FRAME 400 BREAKING CAPACITY CLASS C 100kA @ 480 V 4POLE, LINE PROTECTION | 1712.18
3VA5330-7EF41-0AA0 | CIRCUIT BREAKER 3VA5 UL FRAME 400 BREAKING CAPACITY CLASS C 100kA @ 480 V 4POLE, LINE PROTECTION | 1799.69
3VA5335-5EC31-0AA0 | CIRCUIT BREAKER 3VA5 UL Frame 400 BREAKING CAPACITY CLASS M 35kA @ 480 V 3POLE, LINE PROTECTION | 1061.22
3VA5335-5EC31-1AA0 | CIRCUIT BREAKER 3VA5 UL Frame 400 BREAKING CAPACITY CLASS M 35kA @ 480 V 3POLE, LINE PROTECTION | 1072.16
3VA5450-7EF31-0AA0 | CIRCUIT BREAKER 3VA5 UL FRAME 600 BREAKING CAPACITY CLASS C 100kA @ 480 V 3POLE, LINE PROTECTION | 1832.51
3VA5460-5EC31-0AA0 | CIRCUIT BREAKER 3VA5 UL Frame 600 BREAKING CAPACITY CLASS M 35kA @ 480 V 3POLE, LINE PROTECTION | 1526.19
3VA5460-5GF41-0AA0 | CIRCUIT BREAKER 3VA5 UL Frame 600 BREAKING CAPACITY CLASS M 35kA @ 480 V 4POLE, LINE PROTECTION | 2095.09
3VA5460-6EC41-0AA0 | CIRCUIT BREAKER 3VA5 UL Frame 600 BREAKING CAPACITY CLASS H 65kA @ 480 V 4POLE, LINE PROTECTION | 2270.14
6AV6371-1HQ17-5CX0 | SIMATIC WinCC/Archive V7.5, 10000 Archive Tags (countable) option for WinCC V7.5 runtime software | 21935.02
6AV6362-4AA07-5AA0 | WinCC/IndustrialDataBridge V7.5, Basic Package V7.5, option for WinCC V7.5 and WinCC Prof. V15, d | 1442.06
6AV6362-4AA07-5AH0 | WinCC/IndustrialDataBridge V7.5, Basic Package V7.5, option for WinCC V7.5 and WinCC Prof. V15, d | 1279.91
6AV6362-4AA07-5AK0 | WinCC/IndustrialDataBridge V7.5, Upgrade from V7.2/7.3 -> V7.5, option for WinCC V7.5 and WinCC P | 713.13
6AV6362-4AA07-5AK1 | WinCC/IndustrialDataBridge V7.5, Upgrade from V7.4 -> V7.5, option for WinCC V7.5 and WinCC Prof. | 503.64
6AV6372-2HJ17-5AA1 | Sequence execution system, Basic PCKG. upgrade, for SIMATIC WinCC V7.5, Runtime software, Single | 896.8
6AV6372-2JJ17-5BA0 | Sequence execution system, extension 5 units upgr from V7.3 to SIMATIC WinCC V7.5, runtime SW, Si | 896.8
6AV6372-2JJ17-5BA1 | Sequence execution system, extension 5 units upgr from V7.4 to SIMATIC WinCC V7.5, runtime SW, Si | 596.91
6AV6372-2KG07-5AX4 | WinCC/Performance Mon. Upgrade from V7.4-> V7.5 for WinCC V7.5, Runtime software, Single license, | 1074.72
6AV6371-2BR07-5AJ0 | WinCC Powerp. RT 153600/262144 for WinCC V7.5, runtime license without version change from 153600 | 7310.72
6AV6371-2BR17-5AJ0 | WinCC Powerp. RC 153600/262144 for WinCC V7.5, runtime/configuration license without version chan | 6764.03
6AV6381-2BU07-5AH0 | WinCC system software V7.5, RC 153600 (153600 power tags), runtime/configuration software, floati | 21013.83
6AV6381-2BV07-5AH0 | WinCC system software V7.5, RC 262144 (262144 power tags), runtime/configuration software, floati | 27780.71
6AV6381-2CA07-5AK4 | SIMATIC WinCC RT client upgrade from V7.4 to V7.5 for WinCC RT clients w/o RT 128, runtime softwa | 609.83
3VA5445-5EC41-0AA0 | CIRCUIT BREAKER 3VA5 UL Frame 600 BREAKING CAPACITY CLASS M 35kA @ 480 V 4POLE, LINE PROTECTION | 1832.51
3VA5445-7EC31-1AA0 | CIRCUIT BREAKER 3VA5 UL FRAME 600 BREAKING CAPACITY CLASS C 100kA @ 480 V 3POLE, LINE PROTECTION | 1750.47
3VA5460-7GC41-0AA0 | CIRCUIT BREAKER 3VA5 UL FRAME 600 BREAKING CAPACITY CLASS C 100kA @ 480 V 4POLE, LINE PROTECTION | 2445.18
3VA9167-0SB30 | cover frame 104.6x 80.8mm (WxH) accessory for: synchronizable motor operator SEO520 250 3VA9257-0 | 22.15
3VA9233-0JA11 | box terminal 3 units accessory for: 3VA5 250 | 21.23
3VA6460-5HL31-0AB0 | circuit breaker 3VA6 UL frame 600 breaking capacity class M 35kA @ 480V 3-pole, line protection E | 2820.38
3VA6460-7HN31-0DJ0 | circuit breaker 3VA6 UL frame 600 breaking capacity class C 100kA @ 480V 3-pole, line protection | 3798
6AV6371-1DR07-5AX0 | WinCC/Connectivity Pack V7.5, Option for WinCC V7.5, runtime software, single license, License ke | 2034.66
6AV6371-1DV07-5BX3 | WinCC/Audit RT Upgrade from V7.2/7.3 -> V7.5 for WinCC/Audit RT, runtime software, single license | 309.94
6AV6371-1DV07-5BX4 | WinCC/Audit RT Upgrade from V7.4 -> V7.5 for WinCC/Audit RT, runtime software, single license, SW | 205.19
6AV6371-1DV27-5AX0 | WinCC/Change Control V7.5 for configuration of the Audit Trail (English) with Versioning, incl. R | 8220.43
6AV6372-2DF67-1AH0 | SIMATIC Energy Manager PRO Consumer Package 1; including EE-Monitor; increases the number of cons | 651.43
6AV6371-1KV17-5BX4 | SIMATIC WinCC/Audit RC Upgrade V7.4 to V7.5 for WinCC/Audit RC, and WinCC/Change-Control, Runtime | 914.01
6AV6371-2BD07-5AX0 | WinCC Powerpack RT 128/512 for WinCC V7.5, Runtime license without version change from 128 to 512 | 2334.55
6AV6371-2BP07-5AX0 | WinCC Powerpack RT 65536/102400 for WinCC V7.5, Runtime license without version change from 65536 | 4934.55
6AV6371-2BQ07-5AX0 | WinCC Powerp. RT 102400/153600 for WinCC V7.5, Runtime license without version change from 102400 | 5139.74
6AV6381-2BE07-5AX0 | WinCC system software V7.5, RT 2048 (2048 PowerTags), runtime software, single license, SW and do | 8213.25
6AV6381-2BK07-5AH0 | WinCC system software V7.5, RT 153600 (153600 power tags), runtime software, single license, SW i | 19742.52
6AV6381-2BL07-5AV0 | WinCC System SW V7.5 Asia, RT 262144 (262144 PowerTags), runtime software, single license, SW and | 30416.59
6AV6381-2BM07-5AX0 | WinCC system software V7.5, RC 128 (128 PowerTags), Runtime/configuration software on DVD, floati | 6517.23
6AV6382-2AA07-5AV0 | WinCC package for SIMATIC IPC, consists of: WinCC RT Client, V7.5 Asia; Supply only if the same n | 2899.89
6AV6382-2AA07-5AX0 | WinCC package for SIMATIC IPC, consists of: WinCC RT Client, V7.5; Supply only if the same number | 2899.89
6AV6382-2CA07-5AX0 | WinCC package for SIMATIC IPC, consists of: WinCC RT 128, V7.5; Supply only if the same number of | 3043.38
6FX3002-2CT30-1AD0 | Signal cable pre-assembled for incr. encoder in M-1PH1 3x 2x 0.20+2x2X0.25 C MOTION-CONNECT 300 U | 118.03
6FX3002-2CT30-1BF0 | Signal cable pre-assembled for incr. encoder in M-1PH1 3x 2x 0.20+2x2X0.25 C MOTION-CONNECT 300 U | 196.34
6GF3500-8BD10 | Adapter cable ext. lamps MV500 for MV500 ring lamps; subsequent connection of 6GF3400-0LT0-7BA1 a | 558.18
6GF3540-0CD10 | SIMATIC MV540 S optical reader Resolution: 800 x 600 pixels, Function: 1D/2D code reading; Image | 3766.56
6GK5224-4GS00-2AC2 | SCALANCE XC224-4C G manageable layer 2 IE Switch; Full Gigabit; 20x 10/100/1000 Mbps RJ45 ports; | 3771.75
6GK5324-0GG10-1CR2 | SCALANCE XR324-12M TS; Managed IE switch, 19" rack; 12x 100/1000 Mbit/s 2-port media modules, ele | 3836.51
6GK5324-4GG10-2ER2 | SCALANCE XR324-4M EEC; Managed IE switch, 19" rack; 16x 10/100/1000 Mbit/s for RJ45 ports electri | 7298.84
3VA5340-6EC31-1AA0 | CIRCUIT BREAKER 3VA5 UL Frame 400 BREAKING CAPACITY CLASS H 65kA @ 480 V 3POLE, LINE PROTECTION | 1219.87
3VA5445-7GF41-0AA0 | CIRCUIT BREAKER 3VA5 UL FRAME 600 BREAKING CAPACITY CLASS C 100kA @ 480 V 4POLE, LINE PROTECTION | 2363.14
3VA5450-6EF41-0AA0 | CIRCUIT BREAKER 3VA5 UL Frame 600 BREAKING CAPACITY CLASS H 65kA @ 480 V 4POLE, LINE PROTECTION | 2199.01
3VA5460-7EC31-1AA0 | CIRCUIT BREAKER 3VA5 UL FRAME 600 BREAKING CAPACITY CLASS C 100kA @ 480 V 3POLE, LINE PROTECTION | 1892.69
3VA5460-7EF31-0AA0 | CIRCUIT BREAKER 3VA5 UL FRAME 600 BREAKING CAPACITY CLASS C 100kA @ 480 V 3POLE, LINE PROTECTION | 1985.68
3VA6225-6HN31-0DK0 | circuit breaker 3VA6 UL frame 250 breaking capacity class H 65kA @ 480V 3-pole, line protection E | 2059.05
3VA9267-0HC10 | SEO motor operator 24-60V AC/DC accessory for: 3VA2 100/160/250 | 979.18
6AV6371-1HF07-5AX0 | SIMATIC WinCC/Redundancy V7.5, Option for WinCC V7.5, runtime software, single license, license k | 5574.5
6AV6371-1HQ17-5BX0 | SIMATIC WinCC/Archive V7.5, 5000 Archive Tags (countable) option for WinCC V7.5 runtime software, | 14074.75
6AV6371-1CF07-5AX0 | SIMATIC WinCC/Redundancy V7.5, option for SIMATIC WinCC V7.5, Runtime software, Single License fo | 6269
6AV6372-2DF67-1CX0 | SIMATIC Energy Manager PRO Consumer Package 25; including EE-Monitor; increases the number of con | 16614.47
6AV6372-2DG07-5AA0 | WinCC/Performance Mon. Basic P, incl. 30 archive variables, for WinCC V7.5, Runtime SW on CD-ROM, | 4940.29
6AV6381-2AA07-5AX4 | SIMATIC WinCC RT SW Upgrade from V7.4 to V7.5 for SIMATIC WinCC Runtime (RT) incl. options Redund | 1232.56
6AV6371-1HV27-5AX0 | WinCC/Change-Control V7.5 for configuration of the Audit Trail (English) with Versioning, incl. R | 7310.72
6AV6381-2AB07-5AV3 | SIMATIC WinCC RC SW Upgrade Asia from V7.2/7.3 to V7.5 for SIMATIC WinCC Runtime & Configuration | 3063.46
6AV6372-1KC07-5AX3 | WinCC/Calendar Options Upgrade from V7.2/7.3 to V7.5 for WinCC Options WinCC/Calendar Scheduler a | 375.33
6AV6381-2BQ07-5AH0 | WinCC system software V7.5, RC 65536 (65536 power tags), runtime/configuration software, floating | 18261.73
6AV6381-2BN07-5AX0 | WinCC system software V7.5, RC 512 (512 PowerTags), Runtime/configuration software on DVD, floati | 11098.8
6AV6381-2BS07-5AX0 | WinCC system software V7.5, RC 8192 (8192 PowerTags), Runtime/configuration software on DVD, floa | 17676.29
6AV6381-2CB07-5AV3 | SIMATIC WinCC RC CL Upgrade Asia from V7.2/7.3 to V7.5 for WinCC RC Clients w/o RC128, Runtime/co | 1729.03
6AV6881-0AF21-0LC0 | USB cable type D, female USB A, IP67, male USB A, IP20, further information, Quantity and content | 106.83
6AV6881-0AF22-0LC0 | USB cable type C, female USB A, IP67, male USB A, IP20, with M20 screw sealing, further informati | 127.86
6FX3002-2DB30-1AF0 | Signal cable pre-assembled FOR ABS. ENCODER IN M-1PH1 3X2X0.20+2X2X0.25 C MOTION-CONNECT 300 UL/C | 121.5
6FX5002-2DC34-1AB0 | DRIVE-CLiQ extension For base 6FX5002-2DC30 Type: 6FX5002-2DC34 DRIVE-CLiQ with 24 V M12 male/ M1 | 134.71
6FX5005-0DS72-1EA0 | Cable set Dietze & Schell Type: 6FX5005-0DS72-1EA0 length (m)= 40 | 4549.96
6FX8002-2DC34-1BB0 | DRIVE-CLiQ extension for base Type: 6FX8002-2DC34 DRIVE-CLiQ with 24V M12 male/M12 female MOTION- | 237.02
6FX8002-2DC38-1AD0 | DRIVE-CLiQ adapter cable pre-assembled Type: 6FX8002-2DC38 DRIVE-CLiQ with 24 V M12 male/ RJ45 IP | 172.23
6FX8002-2DC38-1AK0 | DRIVE-CLiQ adapter cable pre-assembled Type: 6FX8002-2DC38 DRIVE-CLiQ with 24 V M12 male/ RJ45 IP | 222.45
6GF3540-8AC11 | D65 lens protection modular Metal-glass, degree of protection IP67 for MV440 and MV540; front scr | 430.47
6GF3540-8DA41 | MV500 built-in ring l. IR basic For MV500 devices (MLFB: 6GF3540-0CD10, -0GE10, 6GF3550-0CD10, -0 | 813.58
3SU1900-0BC31-0LA0-ZY19 | Backing plate round, for EMERGENCY STOP mushroom pushbutton, yellow, self-adhesive, outer diamete | 6.4
3SU1900-0BR10-0AA0-ZY19 | Label holder, flat, frame rounded off at the bottom, black, for 2 labeling plates 17.5 mm x 27 mm | 6.16
3SU1900-0HH10-0AA0-ZY19 | Metric M25 cable gland with hexagon nut for enclosure, customer-specific selection with SIRIUS AC | 11.59
3SU1900-0JF10-0AA0-ZY19 | Adapter (plastic) between enclosure top and base for installation of two-pole or two single-pole | 13.61
3SU1901-0BD31-0AT0-ZY19 | Washer round for EMERGENCY STOP mushroom pushbutton, yellow, illuminated, thickness 5 mm, outer d | 107.61
1FK7060-2AF71-1QG1 | SIMOTICS S synchronous motor 1FK7-CT PN=1.5kW; UDC=600V M0=6Nm (100K); NN=3000rpm; naturally cool | 1687.66
1FK7060-2AF71-1RB2 | SIMOTICS S synchronous motor 1FK7-CT PN=1.5kW; UDC=600V M0=6Nm (100K); NN=3000rpm; naturally cool | 2445.21
3RH2921-1XA11-0MS0 | Auxiliary switch block, 11, 1 NO + 1 NC, EN 50012, 2-pole, screw terminals, for motor contactors, | 13.16
3RT1364-6AE36 | Power contactor AC-1 350 A Tu= 40 °C, 4-pole, Ue 1000 V 20 - 60 V DC, 0.8 ... 1.1 Uc 24 - 60 V AC | 1356.7
3RT2016-1KB42-0LA1 | Power contactor, AC-3 9 A, 4 kW / 400 V 1 NC, 24 V DC, 0.7-1.25*US with integrated suppressor dio | 67.73
3RT1976-4EB10 | Terminal cover for 3RT137 | 37.41
3RV2311-4AC10-ZX95 | Circuit breaker size S00 for starter combination rated current 16 A N-release 208 A screw termina | 68.36
3RV2011-0DA25-ZW96 | Circuit breaker size S00 for motor protection, Class 10 A-release 0.22...0.32 A Short-circuit rel | 64.57
3RV2421-0JA10 | Circuit breaker size S0 For transformer protection A-release 0.7...1 A Short-circuit release 21 A | 58.93
3RV2421-1AA10 | Circuit breaker size S0 For transformer protection A-release 1.1...1.6 A Short-circuit release 33 | 58.93
3RV2021-0DA10 | Circuit breaker size S0 for motor protection, Class 10 A-release 0.22...0.32 A Short-circuit rele | 45.09
3RW5552-2HA04 | SIRIUS soft starter 200-480 V 630 A, 24 V AC/DC Spring-type terminals | 15110.36
3RW5558-2HA06 | SIRIUS soft starter 200-690 V 1280 A, 24 V AC/DC Spring-type terminals | 26964.18
3RW5558-6HA04 | SIRIUS soft starter 200-480 V 1280 A, 24 V AC/DC Screw terminals | 24358.95
3SU1000-4JF21-0AA0 | Key-operated switch O.M.R, 22 mm, round, plastic, lock number 73033, yellow, with 2 keys, 2 switc | 33
3SU1000-5BL41-0AA0-ZY01Y19 | Key-operated switch CES, 22 mm, round, plastic, special lock, with 2 keys, 3 switch positions I-O | 90.53
3SU1000-5PF21-0AA0-ZY01Y19 | Key-operated switch BKS, 22 mm, round, plastic, special lock, with 2 keys, 2 switch positions O-I | 119.01
3RT2047-1AC20 | Power contactor, AC-3 115 A, 55 kW / 400 V 1 NO + 1 NC, 24 V AC, 50 Hz 3-pole, 3 NO, Size S3 Scre | 360.19
6AV7422-4AA00-0PH0 | SIMATIC IPC 477E 19" Touch (1366 x 768); with front USB; 4 USB (back), Ethernet (10/100/1000); Pr | 4627.88
6AV6382-2CA07-5AV0 | WinCC package for SIMATIC IPC, consists of: WinCC RT 128, V7.5 Asia; Supply only if the same numb | 3043.38
6AV7674-1LA50-0AA0 | Extension Unit box 19" for mounting on all fully IP65-enclosed 16:9 HMI/IPC devices. Deep empty h | 734.65
6ES7194-6HA00-0AA0 | SIMATIC ET 200eco PN, labeling plates, yellow colour, 10x7mm; 48 labels per plate, 17 plates, = 8 | 149.31
6EP3123-0TA00-0AY0 | SITOP PSU3400 12 V/8 A Stabilized power supply Input: 24 V DC (14…32 V) Output: 12 V DC/8 A | 203.17
6EP3333-7SB00-0AX0 | SITOP PSU6200 24 V/5 A Stabilized power supply Input: 120 - 230 V AC, (120 - 240 V DC) Output: 24 | 159.1
6EP3343-0SA00-0AY0 | SITOP PSU3600 flexi Stabilized power supply Input: 120-230 V AC Output: 3-52 V DC/10 A, 120 W | 269.26
6ES7648-1AA10-2YB0 | SIMATIC IPC, Portrait mounting kit front for Box IPC627E (2 slots), PC interface output front-sid | 126.49
6ES7648-2AL80-1QA0 | SIMATIC IPC memory expansion memory module 16 GB (1x 16 GB), DDR4-2666 SDRAM, DIMM, ECC, for IPC6 | 1306.41
6ES7648-6WB11-5YA0 | SIMATIC IPC Operating System package, Microsoft Windows 10 Enterprise LTSB 2016 64 Bit for SIMATI | 292.14
3SU1950-0KJ80-0AA0-ZY19 | Adapter for actuator and signaling units with front ring for flush installation, 30 mm, Customer- | 4.7
3UF7011-1AB00-2 | Basic unit SIMOCODE pro V PN GP , Ethernet/PROFINET IO, PN system redundancy, OPC UA server, Web | 606.78
3VA1112-5ED36-0AC0 | circuit breaker 3VA1 IEC frame 160 breaking capacity class M Icu=55kA @ 415V 3-pole, line protect | 580.75
3VA1116-5ED36-0BC0 | circuit breaker 3VA1 IEC frame 160 breaking capacity class M Icu=55kA @ 415V 3-pole, line protect | 786.87
3VA1140-4GF46-0AF0 | circuit breaker 3VA1 IEC frame 160 breaking capacity class S Icu=36kA @ 415V 4-pole, line protect | 397.62
3VA1340-5EF32-0AJ0 | circuit breaker 3VA1 IEC frame 400 breaking capacity class M Icu=55kA @ 415V 3-pole, line protect | 1350.9
3VA1450-5EF32-0AF0 | circuit breaker 3VA1 IEC frame 630 breaking capacity class M Icu=55kA @ 415V 3-pole, line protect | 1678.18
3VA1563-6EF42-0AA0 | circuit breaker 3VA1 IEC frame 1000 breaking capacity class H Icu=70kA @ 415V 4-pole, line protec | 1871.94
3VA1580-5EF42-0AA0 | circuit breaker 3VA1 IEC frame 1000 breaking capacity class M Icu=55kA @ 415V 4-pole, line protec | 2254.18
3VA1216-6MH32-0AC0 | circuit breaker 3VA1 IEC frame 250 breaking capacity class H Icu=70kA @ 415V 3-pole, starter prot | 779.9
3VA2125-7MP32-0AA0 | CIRCUIT BREAKER 3VA2 IEC FRAME 160 BREAKING CAPACITY CLASS C ICU=110KA @ 415 V 3-POLE, MOTOR PRO | 727.41
3VA2125-5MP32-0AA0 | CIRCUIT BREAKER 3VA2 IEC FRAME 160 BREAKING CAPACITY CLASS M ICU=55KA @ 415 V 3-POLE, MOTOR PROT | 654.02
3VA2110-5MP36-0AA0 | CIRCUIT BREAKER 3VA2 IEC FRAME 160 BREAKING CAPACITY CLASS M ICU=55KA @ 415 V 3-POLE, MOTOR PROT | 696.83
3VA2340-6JP42-0AJ0 | circuit breaker 3VA2 IEC frame 400 breaking capacity class H Icu=85kA @ 415V 4-pole, line protect | 2694.83
3VA2580-5HL32-0BK0 | circuit breaker 3VA2 IEC frame 1000 breaking capacity class M Icu=55kA @ 415V 3-pole, line protec | 2820.17
3VA5105-1MU31-0AA0 | circuit breaker 3VA5 UL frame 125 3-pole, starter protection TM120M, AM, In=5A without overload p | 253.28
3VA5110-6ED21-1AA0 | circuit breaker 3VA5 UL frame 125 breaking capacity class H 65kA @ 480V 2-pole, line protection T | 291.02
3VA5111-4ED41-0AA0 | circuit breaker 3VA5 UL frame 125 breaking capacity class S 25kA @ 480V 4-pole, line protection T | 402.06
3VA5120-4ED21-0AA0 | circuit breaker 3VA5 UL frame 125 breaking capacity class S 25kA @ 480V 2-pole, line protection T | 178.87
3VA5120-5EF31-0AA0 | circuit breaker 3VA5 UL frame 125 breaking capacity class M 35kA @ 480 V 3-pole, line protection | 230.3
3VA5130-5EC41-0AA0 | circuit breaker 3VA5 UL frame 125 breaking capacity class M 35kA @ 480 V 4-pole, line protection | 282.82
3VA5130-6EF31-0AA0 | circuit breaker 3VA5 UL frame 125 breaking capacity class H 65kA @ 480V 3-pole, line protection T | 253.28
6ES7833-1SM03-0YA5 | SIMATIC S7, software Safety Matrix Tool V6.3, Floating License for 1 user E-SW, without SW, witho | 9279.85
6ES7672-8AC01-0YG0 | SIMATIC S7-1500, Software Controller CPU 1508S, Single license for 1 installation, R-SW, software | 3137.32
6DL5422-8XA15-0BA5 | SIMATIC SIPAT, software Basic Package V5.1 (1 method) Floating license for 1 user R-SW, SW and do | 77420.49
6DL8913-0AK00-0AB5 | SIMIT Simulation Platform Software Engineering S V10.0 Floating License for 1 user E-SW, SW and d | 3862.97
6DL8913-0CX00-0AL8 | SIMIT Simulation Software _____ Engineering L _________________ Software Update Service within th | 4666.99
6AV6381-2CA07-5AV0 | WinCC System SW V7.5 Asia, WinCC RT Client V7.5 Asia runtime software, single license, SW and doc | 4143.93
6AV6881-0AU14-0DB0 | USB keyboard GER, KV25605 INOX with IP67 USB connector type A, inclusive protective cap, vandalpr | 1350.33
6FX5002-2DC34-1AH0 | DRIVE-CLiQ extension For base 6FX5002-2DC30 Type: 6FX5002-2DC34 DRIVE-CLiQ with 24V M12 male/M12 | 176.65
6FX5002-2DC34-1BD0 | DRIVE-CLiQ extension For base 6FX5002-2DC30 Type: 6FX5002-2DC34 DRIVE-CLiQ with 24V M12 male/M12 | 218.58
6FX5002-2DC34-1DA0 | DRIVE-CLiQ extension For base 6FX5002-2DC30 Type: 6FX5002-2DC34 DRIVE-CLiQ with 24V M12 male/M12 | 337.36
6FX8002-2DC34-1BH0 | DRIVE-CLiQ extension for base Type: 6FX8002-2DC34 DRIVE-CLiQ with 24V M12 male/M12 female MOTION- | 285.69
6FX8002-2DC34-1BJ0 | DRIVE-CLiQ extension for base Type: 6FX8002-2DC34 DRIVE-CLiQ with 24V M12 male/M12 female MOTION- | 293.8
6FX8008-1BD00-1AC3 | Signal cable sold by the meter type: 6FX8008-1BD00 for temperature sensor 3x 2x 0.5+1x 1 C MOTION | 55.95
6FX8002-2DC34-1CA0 | DRIVE-CLiQ extension for base Type: 6FX8002-2DC34 DRIVE-CLiQ with 24V M12 male/M12 female MOTION- | 310
6GK5206-2GS00-2AC2 | SCALANCE XC206-2SFP G Manageable layer 2 IE switch; 6x 10/100/1000 Mbit/s RJ45 ports; 2x 1000 Mbi | 1387.15
6GK5206-2GS00-2FC2 | SCALANCE XC206-2SFP G EEC Manageable layer 2 IE switch; 6x 10/100/1000 Mbit/s RJ45 ports; 2x 1000 | 1565.98
6GK5208-0BA00-2AC2 | SCALANCE XC208 manageable layer 2 IE Switch; 8x 10/100 Mbit/s RJ45 ports; 1x console port; Diagno | 1073.08
6GK5208-0BA00-2FC2 | SCALANCE XC208EEC Manageable layer 2 IE switch; 8x 10/100 Mbit/s RJ45 ports; 1x console port; Dia | 1260.64
6GT2002-0JE10 | RFID Communication Module RF185C for Profinet, Ethernet, 1 Reader can be connected | 875.28
6GT2002-0JE50 | RFID communication module RF186CI for PROFINET; Ethernet, 2 readers can be connected; DI/DO inter | 1376.05
6GT2398-1DA00 | SIMATIC RF300/RF200 antenna ANT 18 stainless steel, -25...+70 °C, IP65, thread M18x1, length 40 m | 279.81
6GT2398-1DC00 | SIMATIC RF300/RF200 antenna ANT 12 stainless steel, -25...+70 °C, IP65, thread M12x1, length 40 m | 264.02
6DR4004-1RP | Booster KIT for direct mounting, Single Acting, Aluminum, G 1/2 (Cv=2) Ex d | 1789.06
6AV7862-2BC00-0AA0 | SIMATIC IFP1200 Basic Flat Panel 12" display (16:10), Touch, 1280 x 800 pixels, standard up to 5 | 865.94
6EP3124-0TA00-0AY0 | SITOP PSU3400 12 V/15 A Stabilized power supply Input: 24 V DC (14…32 V) Output: 12 V DC/15 A | 290.05
6EP3234-0TA00-0AY0 | SITOP PSU3400 24 V/10 A Stabilized power supply Input: 48 V DC (28…60 V) Output: 24 V DC/10 A | 290.05
6EP3334-7SB00-3AX0 | SITOP PSU6200 24 V/10 A Stabilized power supply Input: 120 - 230 V AC, (120 - 240 V DC) Output: 2 | 239.88
6ES7672-8FC01-0YG0 | SIMATIC S7-1500, Fail-safe Software Controller CPU 1508S F Single license f. 1 install., R-SW, so | 4919.44
6ES7833-1SM63-0YA5 | SIMATIC S7, software Safety Matrix Viewer V6.3 for PCS 7 Floating License for 1 user R-SW, withou | 3178.3
6ES7833-1SM63-0YE5 | SIMATIC S7, software Safety Matrix Viewer for PCS 7 Upgrade V6.x -> V6.3 Floating License for 1 u | 387.91
6SL3200-0WT01-0AA0 | Replacement connector kits for SINAMICS V70/V90 400 V module contains control connector, power co | 24.94
3VA9267-0HC35 | synchronizable motor operator 110-230V AC/110-250V DC incl. COM accessory for: 3VA2 100/160/250 | 1126.87
3VA9131-0WD31 | Terminal Cover 3 pole; 1 pc. with probe holes for voltage testing accessory for: 3VA4/5 125 - - | 19.55
3VA9133-0JB10 | wire connector 3 units accessory for: 3VA4/5 125 | 13.68
3ZS1633-2XX03-0YB0 | PCS7 block library for 3RW44 soft starter V9.0+SP1 Runtime AS blocks for integration of soft star | 444.81
3VW8112-0AC01 | guide frame for 3WL10 - 3p flange conn.(to be ext.by cust) equiv. to withdr. circ. br. w/o frame | 867.71
6GT2811-6BC10-1AA0 | SIMATIC RF600 Reader RF610R FCC; interfaces: 1 Ethernet / PROFINET M12; 1 integrated antenna; 24 | 2044.71
6GT2811-6CC10-0AA0 | SIMATIC RF600 Reader RF615R ETSI; Interfaces: 1 Ethernet / PROFINET M12; 1 integrated antenna + 1 | 2294.37
6GT2811-6CC10-2AA0 | SIMATIC RF600 Reader RF615R CMIIT; Interfaces: 1 Ethernet / PROFINET M12; 1 integrated antenna + | 2294.37
6GT2831-6BA50 | SIMATIC RF1000 Access control reader RF1070R; ISO 14443 A/B Mifare, ISO15693 Legic Prime; Legic A | 738.96
6ES7134-6JD00-0DA1 | SIMATIC ET 200SP, Analog input module, AI 4xTC High Speed, suitable for BU type A0, A1, Color cod | 344.96
6ES7517-3HP00-0AB0 | SIMATIC S7-1500H, CPU 1517H-3 PN, Central processing unit with Work memory 2 MB for program and 8 | 9931.57
6ES7531-7QF00-0AB0 | SIMATIC S7-1500, analog input module, AI 8xU/I/R/RTD BA, 16-bit resolution, accuracy 0.5%, 8 chan | 642.14
6ES7556-1AA00-0AB0 | SIMATIC S7-1500, TM NPU, Technology module for Applications with artificial Intelligence, 1 x Eth | 1579.59
6ES7590-6AA00-0AA0 | SIMATIC S7-1500, mounting rail adapter for adaptation of S7-1500 mounting rails on low or flat mo | 233
6SL3100-1DC01-0AA0 | SINAMICS S120 booksize DC link smoothing filter 55 kW Capacitor | 654.77
6SL3100-1DC02-0AA0 | SINAMICS S120 DC link smoothing filter Capacitor top-hat rail | 411.59
6SL3111-4VE21-6EC1 | SINAMICS S120 Combi B01 Power Module Input: 400 V 3 AC, 16 kW Output: 400 V 3 AC, 24 A, 12 A, 9 A | 7283.54
6SL3120-1TE26-0AC0 | SINAMICS S120 SINGLE MOTOR MODULE INPUT: DC 600V OUTPUT: 3AC 400V, 60A FRAME SIZE: BOOKSIZE C-TYP | 6930.9
6SL3162-2MC00-0AC0 | SINAMICS S120 POWER CONNECTOR C-/D-TYPE WITH PUSH-IN TERMINALS for 10mm2 FOR MOTOR MODULES 3-30 A | 34.54
6SL3162-2ME02-0AC0 | SINAMICS S120 C/D Type POWER CONNECTOR for Motor Connection, 6mm2 FOR MOTOR MODULES 30 A | 184.45
3VA9134-0QF00 | rear connection stud round 4 units accessory for: 3VA5 125 | 56.89
3VA9138-0DK72 | Operating Unit with Rod Variable Depth Flange Mounted operator kit, 3 pole: consisting of: handl | 203.48
3VA9277-0VF40 | door interlock for side wall mount. rot. operators for the UL market accessory for: 3VA5 250 3VA6 | 601.72
3WL9111-0AT66-0AA0 | access. f. 3WL air circ. br., COM35 communication module PROFINET IO and Modbus TCP BSS and cable | 2285.26
3VW9011-0AD01 | aux. solenoid 24 V AC/DC shunt release/closing coil (ST/CC) accessory for circuit breaker 3WL10 / | 218.48
3VW9011-0AD03 | aux. solenoid 48 V AC/DC shunt release/closing coil (ST/CC) accessory for circuit breaker 3WL10 / | 218.48
3VW9011-0AD07 | aux. solenoid 220...240 V AC/DC shunt release/closing coil (ST/CC) accessory for circuit breaker | 218.48
3VW9011-0AE03 | undervoltage release UVR 48 V AC/DC accessory for circuit breaker 3WL10 / 3VA27 | 236.93
3VW9011-0AE05 | undervoltage release UVR 110...120 V AC/DC accessory for circuit breaker 3WL10 / 3VA27 | 236.93
3VW9011-0AL33 | rear main circuit connections horizontally/vertically adjust. 4 units fixed-mounted circuit break | 179.7
3VW9011-0AL72 | circular conductor terminal, adapter 4x240 for front CuAl cable main connection 4 units, fixed-mo | 269.52
3VW9011-0AL73 | front, broadened main conn. pieces for mounting on fr. ter. f. main circ. conn. 3 units, fixed-mo | 208.01
3VW9011-0AL77 | front, extended main conn. pieces for mounting on fr. ter. f. main circ. conn. 3 units, fixed-mou | 131.08
3VW9727-0LF10 | locking device, OFF pos. Ronis against unauthorized closing in op. panel, w/o rot. op. mec. acces | 104.01
3VA9471-0WD31 | Terminal Cover 3 pole; 1 pc. with probe holes for voltage testing accessory for: 3VA5/6 400/600 P | 37.52
3VA9474-0JH13 | BOX TERMINAL WITH CONTROL WIRE TAP 4 PCS. ACCESSORY FOR: 3VA5/6 400/600 | 152.05
6GK5208-0GA00-2AC2 | SCALANCE XC208G Manageable layer 2 IE switch; 8x 10/100/1000 Mbit/s; RJ45 ports; 1x console port; | 1558.7
6GK5216-4GS00-2AC2 | SCALANCE XC216-4C G manageable layer 2 IE Switch; Full Gigabit; 12x 10/100/1000 Mbps RJ45 ports; | 2817.92
6GK5324-4GG10-4ER2 | SCALANCE XR324-4M EEC; Managed IE switch, 19" rack; 16x 10/100/1000 Mbit/s for RJ45 ports electri | 7298.84
6GK5907-8UA00-0AA0 | SCALANCE CLP 2GB W1780 iFeatures Removable data storage medium for enabling iFeatures for SCALANC | 665.72
6GT2398-1DD10 | SIMATIC RF200/RF300 antenna ANT 30 stainless steel; IP67, -25 to +70 °C, thread M30x1.5, length 4 | 424.73
6GT2810-3HG80 | SIMATIC RF682T heat resistant tag; 130x 32x 15 mm; ISO 18000-6C, EPC Class 1 GEN 2 frequency 860 | 167.12
6SL3054-2EJ00-1BA0 | SINAMICS S150 CompactFlash card Firmware version V04.08 | 142.18
6AV7674-1LA60-0AA0 | Extension Unit box 22" for mounting on all fully IP65-enclosed 16:9 HMI/IPC devices. Deep empty h | 765.72
6AV7860-1EX02-0AA1 | SIMATIC Flat Panel accessory, USB-Link tranceiver, Use with Flat Panel extended with cabling sets | 199.26
6ES7135-6TD00-0CA1 | SIMATIC ET 200SP, analog HART output module, AQ 4xI HART High Feature, suitable for BU type A0, A | 806.4
6ES7155-6AU30-0CN0 | SIMATIC ET 200SP, PROFINET 3-port interface module IM155-6PN/3 High Feature, 2 slots for SIMATIC | 686.06
6ES7648-1AA30-2YA0 | SIMATIC IPC, Portrait mounting kit for Box IPC627E (5 slots), PC interface output upward or downw | 79.98
6ES7648-2AL70-1QA0 | SIMATIC IPC memory expansion Memory module 8 GB (1x 8 GB), DDR4-2666 SDRAM, DIMM, ECC, for IPC647 | 653.21
6DL5210-1HB57-0DA0 | BRAUMAT,SISTAR software Lean (IOS, PCU, ES) V7.5 for maximum of 4 units Single License, runtime S | 6377.31
6ES7853-0AA01-0YE5 | Siemens Network Planner Upgrade V2.0, Floating License; Software for simulation of PROFINET netwo | 597.61
6SL3162-8BE00-0AA3 | SINAMICS S220 Terminal Kit Single Motor Module 100 mm C/D type | 71.84
3VA9134-0JA11 | box terminal 4 units accessory for: 3VA5 125 | 25.38
3VA9134-0JG10 | wire connector with control wire tap 4 units accessory for: 3VA5 125 | 21.1
3WL9111-0AT74-0AA0 | access. f. 3WL air circ. br., size 1, conversion of the internal voltage tap from top to bottom r | 200.46
3WL9317-6AA30-0AA2 | access. f. 3WL air circ. br., Electronic Trip Unit ETU76B release 2 LSIN protection adjustable wi | 7577.43
3VW8116-7BB01 | Guide frame for 3VA27-_4p CB rear horizontal terminals Accessory for circuit breaker 3VA27 | 1538.51
3VW9011-0AA55 | rating plug 630A accessory for circuit breaker 3WL10 / 3VA27 | 91.1
3VW9011-0AE06 | undervoltage release UVR 120...127 V AC/DC accessory for circuit breaker 3WL10 / 3VA27 | 236.93
3ZY1450-1BC00 | hinged cover 45.0 mm, For SIRIUS devices in industrial standard mounting rail yellow | 6.14
3VW9011-0AH14 | tripped signaling switch S24 tripped signal via ETU standard contact 250V AC accessory for circui | 46.87
3VW9011-0AL32 | rear main circuit connections horizontally/vertically adjust. 3 units fixed-mounted circuit break | 135.99
3VW9011-0AN74 | front, broadened main conn. pieces for mounting on front-access main cir. conn. 4 units f. guide | 590.78
3VW9011-0BA33 | locking device, OFF pos. Ronis against unauthorized closing in the operator panel accessory for c | 104.01
3VW9011-0BB53 | extension kit f. mechanical trans. of switch position, side panel, f. f.m. circ. br. in rear wall | 76.92
3VW9727-0AA21 | leading auxiliary switch S26 2x standard 400V AC accessory for circuit breaker 3VA27 (handle) | 93.55
3VW9727-0AB41 | tripped signaling switch S25 tripped signal by auxiliary release standard contact 250V AC accesso | 46.87
5SL3002-7KL | CIRCUIT BREAKER 230V 4.5KA, 1+N-POLE/1MW, N LEFT C2 | 31.02
3VW8112-0BE01 | guide frame for 3WL10 - 4p front-access. main circ. conn. equiv. to withdr. circ. breaker without | 1698.52
3VW8116-7AG01 | guide frame for 3VA27 - 3p rear broadened main connection accessory for circuit breaker 3VA27 | 1446.19
3VW9011-0AE18 | undervoltage release UVR 415-440 V AC accessory for circuit breaker 3WL10 / 3VA27 | 236.93
3VW9011-0AF01 | motorized op. mech. (MO) 24...30 V AC/DC accessory for circuit breaker 3WL10 / 3VA27 (SE) | 916.95
3VW9011-0AH02 | ready-to-close signaling switch S20, for digital signal 24V AC accessory for circuit breaker 3WL | 53.89
3VW9011-0AH08 | spring charged signaling switch S21 for digital signals 24 V DC accessory for circuit breaker 3WL | 53.89
3VW9011-0LF61 | rating plug 1600A L off overload protection L = OFF only MCCB accessory for circuit breaker 3VA27 | 91.1
3VW9723-0WF30 | front cover main connection 3-pole, 2 units, extended, fixed-mounted accessory for circuit breake | 92.93
3VW9724-0WD40 | front cover main connection 4-pole, 2 units, fixed-mounted accessory for circuit breaker 3WL10 / | 116.32
3VW9724-0WF40 | front cover main connection 4-pole, 2 units, extended, fixed-mounted accessory for circuit breake | 120.61
5SL6002-7 | CIRCUIT BREAKER 230V 6KA, 1+N-POLE/1MW C2 | 16.51
5SL6002-7KL | CIRCUIT BREAKER 230V 6KA, 1+N-POLE/1MW, N LEFT C2 | 16.27
5SL6004-7KL | CIRCUIT BREAKER 230V 6KA, 1+N-POLE/1MW, N LEFT C4 | 16.27
5SL6008-7 | CIRCUIT BREAKER 230V 6KA, 1+N-POLE/1MW C8 | 16.27
5SV1316-6KK10 | RCBO compact 1P+N 6 kA type A 30 mA B10 | 89.1
5TE5810 | Light Indicator 1x LED 12..60V red | 12.09
5TE5811 | Light Indicators 2x LED 12..60V red / green | 15.83
5TG2025-3 | Double USB charger 2.1A | 63.94
5SV6016-7KK16 | AFDD-MCB-Combination 230V, 6kA, 2pole, C, 16A Compact (1MW) | 198.03
6SL3210-5DE23-0UA0 | SINAMCIS V70 SPINDLE Input voltage: 380-480 V 3 A -15%/+10% 37.3 A 50/60 Hz Output voltage: 3AC Z | 3372.43
6SL3210-5DE24-0UA0 | SINAMCIS V70 SPINDLE Input voltage: 380-480 V 3 A -15%/+10% 47 A 50/60 Hz Output voltage: 3AC Zer | 4121.85
6SL3220-2YE62-0CF0 | SINAMICS G120X RATED POWER: 450kW for 135% 3S or 110% 60S, 100% 240s EMC filter for category C3 3 | 36591.59
6SL3220-2YH62-0CF0 | SINAMICS G120X RATED POWER: 450kW for 135% 3S or 110% 60S, 100% 240s EMC filter for category C3 3 | 40232.29
6SL3220-2YH66-0CF0 | SINAMICS G120X RATED POWER: 560kW for 135% 3S or 110% 60S, 100% 240s EMC filter for category C3 3 | 51220.8
6SL3220-3YE56-0CF0 | SINAMICS G120X RATED POWER: 315kW for 135% 3S or 110% 60S, 100% 240s EMC filter for category C3 3 | 24472.69
6SL3220-3YH60-0CF0 | SINAMICS G120X RATED POWER: 400kW for 135% 3S or 110% 60S, 100% 240s EMC filter for category C3 3 | 35333.67
7MF7900-2AK | Mounting bracket, stainless steel 1.4404/316L, incl. screw set M12, tubular bracket incl. accesso | 139.26
7MF7901-1BB | Lid aluminum, 2x coated, without glass, incl. seal NBR | 178.58
7MF7901-1BC | Lid aluminum, 2x coated, without glass, incl. seal FVMQ | 202.13
7MF7901-1BH | Lid aluminum, 2x coated, with glass, incl. seal FVMQ | 284.54
7MF7906-1PE | Cable gland 1/2-14 NPT, (Capri) ADE 4F, brass nickel-plated, cable strain relief clamp, for devic | 193.7
7MF7906-1PJ | Cable gland 1/2-14 NPT, (Capri) ADE 4F, stainless steel 316L, cable strain relief clamp, for devi | 430.47
7MF7906-2BB | Cable socket Han 7D, plastic gray, straight, cable O 6 ... 12 mm, for core cross-section 1.0 mm2 | 96.15
7MF7906-2FQ | Cable socket Han 8D, metal blue, straight, cable O 6 ... 12 mm, for core cross-section 1.0 mm2 | 178.58
8MF1111-0AA00-0AB5 | SIVACON 2000mm x 600mm x 500mm | 2525.38
8MF1111-0AA00-0AB7 | SIVACON 1800mm x 400mm x 500mm | 2539.74
8MF1111-0AA00-0AC1 | SIVACON 1800mm x 900mm x 500mm | 3027.6
3SU1050-5PL01-0AA0-ZY01Y19 | Key-operated switch BKS, 22 mm, round, metal, shiny, special lock, with 2 keys, 3 switch position | 122.18
3SU1050-5PN51-0AA0-ZY01Y19 | Key-operated switch BKS, 22 mm, round, metal, shiny, special lock, with 2 keys, 3 switch position | 122.18
3SU1050-5BF11-0AA0-ZY01Y19 | Key-operated switch CES, 22 mm, round, metal, shiny, special lock, with 2 keys, 2 switch position | 95.59
3SU1060-4LL11-0AA0-ZY01Y19 | RONIS key-operated switch, 30 mm, round, metal, matte, front ring for flush installation, special | 94.32
3SU1050-4BL01-0AA0-ZY01Y19 | RONIS key-operated switch, 22 mm, round, metal, shiny, special lock, with 2 keys, 3 switch positi | 61.08
3SU1150-7BA88-1NA0-ZY19 | Coordinate switch, 22 mm, round, metal shiny, black, 2 switch positions, horizontal latching, wit | 82.93
3SU1401-1BG50-1AA0-ZY19 | LED module with integrated LED 6-24V AC/DC blue, screw terminal, for front plate mounting Custome | 9.69
3SU1401-1BH40-1AA0-ZY19 | LED module with integrated LED, 24-240 V AC/DC, green, screw terminal, for front plate mounting C | 16.34
3SU1401-2BB40-1AA0-ZY19 | LED module with integrated LED 24 V AC/DC, green, screw terminal, for floor mounting Customer-spe | 8.93
3SU1401-2BB60-3AA0-ZY19 | LED module with integrated LED 24 V AC/DC, white, spring-type terminal, for floor mounting Custom | 9.5
3SU1401-2BH20-3AA0-ZY19 | LED module with integrated LED, 24-240 V AC/DC, red, spring-type terminal, for floor mounting Cus | 18.3
3SU1401-2BH40-1AA0-ZY19 | LED module with integrated LED, 24-240 V AC/DC, green, screw terminal, for floor mounting Custome | 18.43
3SU1400-1AA10-1QA0-ZY19 | Contact module with 2 contact elements, 1 NO+1 NC, gold-plated contacts, screw terminal, for fron | 13.55
3SU1401-3BA20-5AA0-ZY19 | LED module with integrated LED, red, soldered connection, for use on printed circuit boards Custo | 18.8
3SU1801-0AP00-4NB1 | Enclosure for command devices 22 mm, round, enclosure material plastic, enclosure top part gray, | 194.97
3SU1400-1EA10-2AA0-ZY19 | AS-Interface module, 2 safe inputs, black, 4-pole connector with screw terminal and 4-pole connec | 258.92
3SU1400-1EC10-4AA0-ZY19 | AS-Interface module, 2 safe inputs, 1 output, black, insulation displacement system and 2-pole co | 270.94
3SU1400-3AA10-5CA0-ZX90 | Contact module with 1 contact element, 1 NC, soldered connection, for use on printed circuit boar | 15.19
3VA5135-5ED21-1AA0 | circuit breaker 3VA5 UL frame 125 breaking capacity class M 35kA @ 480 V 2-pole, line protection | 210.06
3VA5140-5ED41-0AA0 | circuit breaker 3VA5 UL frame 125 breaking capacity class M 35kA @ 480 V 4-pole, line protection | 275.69
3VA5140-6EF41-0AA0 | circuit breaker 3VA5 UL frame 125 breaking capacity class H 65kA @ 480V 4-pole, line protection T | 330.41
3VA5150-4EF41-0AA0 | circuit breaker 3VA5 UL frame 125 breaking capacity class S 25kA @ 480V 4-pole, line protection T | 268.58
3VA5160-4EF31-0AA0 | circuit breaker 3VA5 UL frame 125 breaking capacity class S 25kA @ 480V 3-pole, line protection T | 208.97
3VA5170-4ED21-1AA0 | circuit breaker 3VA5 UL frame 125 breaking capacity class S 25kA @ 480V 2-pole, line protection T | 209.52
3VA5170-4EF41-0AA0 | circuit breaker 3VA5 UL frame 125 breaking capacity class S 25kA @ 480V 4-pole, line protection T | 297.57
3VA5180-6ED21-1AA0 | circuit breaker 3VA5 UL frame 125 breaking capacity class H 65kA @ 480V 2-pole, line protection T | 251.63
3VA5190-4EC41-0AA0 | circuit breaker 3VA5 UL frame 125 breaking capacity class S 25kA @ 480V 4-pole, line protection T | 282.27
3VA5195-4ED21-1AA0 | circuit breaker 3VA5 UL frame 125 breaking capacity class S 25kA @ 480V 2-pole, line protection T | 190.9
3VA5195-4EF31-0AA0 | circuit breaker 3VA5 UL frame 125 breaking capacity class S 25kA @ 480V 3-pole, line protection T | 208.97
3VA9588-0LB10 | Handle blocking device ACCESSORY FOR: 3VA15/25 1000 | 72.2
5SL6008-7KL | CIRCUIT BREAKER 230V 6KA, 1+N-POLE/1MW, N LEFT C8 | 16.27
5SL6016-7KL | CIRCUIT BREAKER 230V 6KA, 1+N-POLE/1MW, N LEFT C16 | 13.57
5SU1354-6GV06 | 5SU1 RCBO Type A 30mA B6 10kA 1+N 2MW, Big Pack 36 pcs | 105.98
5SV1316-0KK13 | RCBO compact 1P+N 6 kA type AC 30 mA B13 | 63.56
5ST3013-0XX01 | AUXILIARY SWITCH 1NO1NC WITH DIODE LOW POWER 1MA/5V DC 100MA/30V DC FOR MINIATURE CIRCUIT BREAKER | 40.03
5ST3685-0 | compact Pin Busbar, 10mm2 connection: 2p (P & N) 1x RCCB 2-pole + 5x AFDD 5SM6+ compact device 1- | 14.54
5ST3780-0 | compact Pin Busbar, 10mm2 connection: 1p/N AFDD 5SM6 + compact device 1-pole + auxiliary switch 0 | 42.15
5SV6016-6KK16 | AFDD-MCB-Combination 230V, 6kA, 2pole, B, 16A Compact (1MW) | 198.03
5SV6016-7KK13 | AFDD-MCB-Combination 230V, 6kA, 2pole, C, 13A Compact (1MW) | 198.03
6SL3210-5FB10-2UA2 | SINAMICS V90, Input voltage: 200-240 V 1/3-phase AC -15%/+10% 3.0/1.8 A 45-66 Output voltage: 0 – | 564.34
6SL3260-2DC00-0AA0 | SINAMICS S210 AC- and DC-Link Connector-Kit for 3AC 400V Frame Size: FSA - FSC | 72.62
6SL3220-1YH58-0CF0 | SINAMICS G120X RATED POWER: 355kW for 135% 3S or 110% 60S, 100% 240s EMC filter for category C3 3 | 30349.46
6SL3220-2YE56-0CF0 | SINAMICS G120X RATED POWER: 315kW for 135% 3S or 110% 60S, 100% 240s EMC filter for category C3 3 | 24368.77
7MF7900-2AB | Mounting bracket, steel electro-galvanized, incl. screw set 7/16-20 UNF, tubular bracket incl. ac | 115.21
7MH5117-1QD01 | Load cell Siwarex WL260 SP-S SB 6kg C3 Ex Rated load 6 kg, Accuracy class C3, 6 m cable, 6 condu | 801.62
8GK1383-1KK23 | marshalling box safety class 1, IP55 h=500, w=550, d=250 screwed front plate without stays | 662.01
7MF7901-2AC | Lid stainless steel precision casting, without glass, incl. seal FVMQ | 284.54
7MF7906-3WC | Cable socket M12, stainless steel, core cross-section 0.25 ... 0.5 mm2 | 215.86
8GK1483-8KN35 | Transformer cabinet safety class 1, IP30 h=1950 w=800 d=400 sheet metal door closed sidewalls | 2842.91
7MH5111-5AD00 | Load cell SIWAREX WL270 CP-S SC 10t C3 Rated load 10t Accuracy class C3 not legal for trade 10m c | 1286.83
8MF1111-0AA00-0AB0 | SIVACON 1800mm x 400mm x 400mm | 2396.25
8MF1111-0AA00-0AD3 | SIVACON 2000mm x 800mm x 400mm | 2783.67
8MF1111-0AA00-0AD6 | SIVACON 2000mm x 1000mm x 500mm | 3371.98
6AG1620-0AA00-7AA0 | SIPLUS PN/CAN LINK -40°C - 70 °C with conformal coating based on 6BK1620-0AA00-0AA0. from Profine | 1431.23
6AG1688-3EH47-2AX0 | SIPLUS HMI KP32F PN -20…+55°C with Conformal Coating based on 6AV3688-3EH47-0AX0 . Key Panel, 32 | 4127.71
6AG4021-0AB12-1CA0 | SIMATIC IPC127E; Atom E3940 (4C/4T), 4 GB RAM; Extended version; 3x Ethernet RJ45, 4x USB3.0; Win | 1979.1
6AG1344-0SB00-7AY0 | SIPLUS PS PSU100E 48V/5A -40...+70°C start up -25°C with conformal coating based on 6EP3344-0SB00 | 1097.81
6AV2185-4MA00-0AX0 | Service package for TP1200 Comfort INOX Consisting of: device seal, clamping frame, mounting clip | 157.03
6AV6371-1HA07-5AX0 | SIMATIC WinCC/Server V7.5, Option for WinCC V7.5, runtime software, single license, license key d | 5365.02
6AV6362-4AA07-5AE1 | WinCC/IndustrialDataBridge V7.5, Upgrade from V7.4 -> V7.5, option for WinCC V7.5 and WinCC Prof. | 568.21
6AV6372-2DF77-1AX0 | SIMATIC Energy Manager PRO Consumer Package 1; increases the number of consumers by 1 consumer; E | 416.11
8MF1111-0AA00-0AF1 | SIVACON 1800mm x 400mm x 400mm | 2281.46
8MF1111-0AA00-0AH8 | SIVACON 2000mm x 600mm x 800mm | 2166.66
8MF1111-0AA00-0AJ3 | SIVACON 2000mm x 600mm x 800mm | 2166.66
8MF1111-0AA00-0AM4 | SIVACON 2000mm x 800mm x 800mm | 1259.83
8MF1111-0AA00-0AN7 | SIVACON 2000mm x 600mm x 500mm | 2525.38
3VA9478-0DK82 | Operating Unit with Rod Variable Depth Flange Mounted operator kit, 3 pole: consisting of: handl | 325.48
5SV1313-1KK02 | RCBO compact 1P+N 4.5 kA type AC 30 mA C2 | 61.97
5SV1313-6KK06 | RCBO compact 1P+N 4.5 kA type A 30 mA B6 | 69.59
5SV1313-7KK04 | RCBO compact 1P+N 4.5 kA type A 30 mA C4 | 88.55
5SV1313-7KK16 | RCBO compact 1P+N 4.5 kA type A 30 mA C16 | 79.64
6AG1134-6GF00-7AA1 | SIPLUS ET 200SP AI 8XI 2-/4-WIRE BA -40...+70°C with Conformal Coating based on 6ES7134-6GF00-0AA | 723.99
6SL3262-1AG01-0DA0 | SINAMICS G120 Accessory kit FSG | 202.29
6SL3300-7TE32-6AA1 | SINAMICS ACTIVE INTERFACE MODULE FOR 3AC 380-480V, 50/60HZ 132 KW AND 160 KW ACTIVE LINE MODULE I | 16824.34
6SL3300-7TE35-0AA1 | SINAMICS ACTIVE INTERFACE MODULES FOR 3-PH 380-480 V, 50/60 HZ 300 KW ACTIVE LINE MODULE INTERNAL | 28552.43
6SL3220-1YE56-0CF0 | SINAMICS G120X RATED POWER: 315kW for 135% 3S or 110% 60S, 100% 240s EMC filter for category C3 3 | 24315.21
6XV1801-6DE50 | Power connecting cable M12-180/M12-180 for power supply of the ET 200, harness cable with M12 con | 63.14
6XV1801-6DH10 | Power connecting cable M12-180/M12-180 for power supply of the ET 200, harness cable with M12 con | 66.43
8GK1383-1KK53 | marshalling box safety class 1, IP55 h=500, w=1300, d=250 screwed front plate without stays | 1044.74
8GK1383-1KK54 | marshalling box safety class 1, IP55 h=500, w=1300, d=320 screwed front plate without stays | 1074.88
8GK1383-1KK55 | marshalling box safety class 1, IP55 h=500, w=1300, d=400 screwed front plate without stays | 1084.94
8GK1383-2KK33 | marshalling box safety class 1, IP55 h=650, w=800, d=250 screwed front plate without stays | 809.67
8GK1483-8KP25 | Transformer cabinet safety class 1, IP30 h=1950 w=500 d=400 sheet metal door open sidewalls | 2340.61
7LF4501-5 | weekly time switch, mini dig. 230V AC, 1 channel, 1MW | 82.75
7LQ2920 | LIGHT SENSOR FOR SURFACE MOUNTING ACCESSORY LIGHTSENSOR FOR 7LQ IP 65 | 42.75
8GK4500-1KK12 | Set Door connection Modul M20 from mounting kit to door M20 h=150mm, w=250mm | 312.42
5SY1708-4 | Device circuit breaker 1-pole with auxiliary switch NO contact Characteristic F2 8A 230 V AC 50/6 | 33.24
5SY1710-2 | Device circuit breaker 1-pole with auxiliary switch NO contact Characteristic F1 10A 230 V AC 50/ | 37.44
5SY4108-6 | circuit breaker 230/400v 10ka, 1pole, b, 8a | 10.76
5SY4115-6 | circuit breaker 230/400v 10ka, 1pole, b, 1,6a | 10.76
6AU1660-7AA10-0AA0 | SIMOCRANE BASIC TECHNOLOGY MC VSL-CR BT V2.0 SP2 CONSISTING OF CF CARD FOR SIMOTION D WITH LICENS | 20736.45
6AU1837-0EA10-0EX2 | Press safety library F-library SIMATIC S7-F/P Basic (upgrade license) Valid for Safety Advanced T | 3132.52
6AU1837-0EA10-0GX3 | Press safety library F-library SIMATIC S7-F/P Basic (initial license) Valid from Safety Basic TIA | 3754.67
6AV6362-5AA07-5AH0 | WinCC/Cloud Connect V7.5 Option for WinCC V7.5, runtime software, single license, license key dow | 503.64
6AV6372-2DF67-1BH0 | SIMATIC Energy Manager PRO Consumer Package 5; including EE-Monitor; increases the number of cons | 3257.18
8MF1111-0AA00-0AJ5 | SIVACON 2000mm x 600mm x 800mm | 3271.53
8MF1111-0AA00-0AK1 | SIVACON 1800mm x 900mm x 500mm | 941.29
8MF1111-0AA00-0AK3 | SIVACON 1800mm x 900mm x 500mm | 879.59
8MF1111-0AA00-0AK4 | SIVACON 1800mm x 400mm x 400mm | 2396.25
8MF1111-0AA00-0AU1 | SIVACON 2000mm x 600mm x 500mm | 2482.34
8MF1111-0AA00-0AU2 | SIVACON 2000mm x 600mm x 500mm | 2482.34
8MF1111-0AA00-0AU5 | SIVACON 2000mm x 600mm x 600mm | 2582.79
8MF1111-0AA00-0AV6 | SIVACON 2200mm x 900mm x 400mm | 3185.44
8MF1111-0AA00-0BC2 | SIVACON 2200mm x 900mm x 600mm | 6973.52
8MF1111-0AA00-0BC3 | SIVACON 2200mm x 900mm x 600mm | 6973.52
3VA2463-6HN32-0DD0 | circuit breaker 3VA2 IEC frame 630 breaking capacity class H Icu=85kA @ 415V 3-pole, line protect | 2416.3
3VA5225-5EC31-0DG0 | circuit breaker 3VA5 UL frame 250 breaking capacity class M 35kA @ 480V 3-pole, line protection T | 1488.05
3VA5322-6EF31-0AA0 | CIRCUIT BREAKER 3VA5 UL Frame 400 BREAKING CAPACITY CLASS H 65kA @ 480 V 3POLE, LINE PROTECTION | 1077.64
3VA5322-7EC41-0AA0 | CIRCUIT BREAKER 3VA5 UL FRAME 400 BREAKING CAPACITY CLASS C 100kA @ 480 V 4POLE, LINE PROTECTION | 1471.49
3VA5330-7EC31-1AA0 | CIRCUIT BREAKER 3VA5 UL FRAME 400 BREAKING CAPACITY CLASS C 100kA @ 480 V 3POLE, LINE PROTECTION | 1323.78
3VA5335-5EC61-0AA0 | CIRCUIT BREAKER 3VA5 UL Frame 400 BREAKING CAPACITY CLASS M 35kA @ 480 V 2POLE, LINE PROTECTION | 951.81
3VA5340-5EC31-1AA0 | CIRCUIT BREAKER 3VA5 UL Frame 400 BREAKING CAPACITY CLASS M 35kA @ 480 V 3POLE, LINE PROTECTION | 1072.16
3VA5340-5EC41-0BB0 | CIRCUIT BREAKER 3VA5 UL Frame 400 BREAKING CAPACITY CLASS M 35kA @ 480 V 4POLE, LINE PROTECTION | 2405.11
3VA5340-6EF31-0AA0 | CIRCUIT BREAKER 3VA5 UL Frame 400 BREAKING CAPACITY CLASS H 65kA @ 480 V 3POLE, LINE PROTECTION | 1274.58
3VA5445-6EC31-0AA0 | CIRCUIT BREAKER 3VA5 UL Frame 600 BREAKING CAPACITY CLASS H 65kA @ 480 V 3POLE, LINE PROTECTION | 1602.78
3VA5450-6EC31-1AA0 | CIRCUIT BREAKER 3VA5 UL Frame 600 BREAKING CAPACITY CLASS H 65kA @ 480 V 3POLE, LINE PROTECTION | 1619.18
3SU1401-1BB30-1AA0-ZY19 | LED module with integrated LED 24 V AC/DC, yellow, screw terminal, for front plate mounting Custo | 8.67
3SU1803-0NH20-4VB1 | Enclosure for command devices, 22 mm, round, enclosure material plastic, enclosure top part gray, | 317.15
3SU1900-0AB71-0QB0-ZY19 | Inscription plate for illuminated pushbutton, round, milky with black font, with graphic symbol: | 1.33
3SU1900-0AB71-0QY0-ZY19 | Inscription plate for illuminated pushbutton, round, milky with black font, with graphic symbol: | 1.33
3SU1900-0AC16-0DD0-ZY19 | Labeling plate for snapping on or gluing on label holder, label size 12.5x27 mm, black label, whi | 1.41
3SU1900-0AC16-0DJ0-ZY19 | Labeling plate for snapping on or gluing on label holder, label size 12.5x27 mm, black label, whi | 1.41
3SU1200-6KC10-1AA0-ZY19 | acoustic signal device, compact, 22 mm, round, plastic, black, continuous tone 2.4 kHz, IP40, sou | 35.9
3SU1900-0AC16-0GL0-ZY19 | Labeling plate for snapping on or gluing on label holder, label size 12.5x27 mm, black label, whi | 1.41
3SU1900-0AC81-0AE0-ZY19 | Labeling plate for snapping on or adhering to label holder, label size 12.5x27 mm, silver label, | 1.33
3SU1900-0AC81-0DL0-ZY19 | Labeling plate for snapping on or adhering to label holder, label size 12.5x27 mm, silver label, | 1.33
3SU1900-0AC81-0DV0-ZY19 | Labeling plate for snapping on or gluing on label holder, label size 12.5x27 mm, silver label, bl | 1.33
3SU1900-0AC81-0QD0-ZY19 | Labeling plate for snapping on or gluing on label holder, label size 12.5x27 mm, silver label, bl | 1.33
3SU1900-0AB71-0AR0-ZY19 | Inscription plate for illuminated pushbutton, round, milky with black font, with inscription: Ein | 1.33
3SU1900-0AF16-0GG0-ZY19 | Labeling plate for gluing on enclosure, label size 22x22 mm, black label, white font, with inscri | 4.49
3SU1900-0AF16-0GN0-ZY19 | Labeling plate for gluing on enclosure, label size 22x22 mm, black label, white font, with inscri | 4.49
3SU1900-0AF16-0RV0-ZY19 | Labeling plate for gluing on enclosure, label size 22x22 mm, black label, white font, with inscri | 4.49
3SU1900-0AF81-0AF0-ZY19 | Labeling plate for gluing on enclosure, label size 22x22 mm, silver label, black font with inscri | 4.33
3SU1900-0AF81-0AR0-ZY19 | Labeling plate for gluing on enclosure, label size 22x22 mm, silver label, black font with inscri | 4.33
3SU1900-0AC81-0QK0-ZY19 | Labeling plate for snapping on or gluing on label holder, label size 12.5x27 mm, silver label, bl | 1.33
3SU1900-0AD16-0AP0-ZY19 | Labeling plate for snapping on or gluing on label holder, label size 17.5 x 27 mm, black label, w | 1.41
3VA5450-6GF41-0AA0 | CIRCUIT BREAKER 3VA5 UL Frame 600 BREAKING CAPACITY CLASS H 65kA @ 480 V 4POLE, LINE PROTECTION | 2199.01
3VA5450-7EC61-0AA0 | CIRCUIT BREAKER 3VA5 UL FRAME 600 BREAKING CAPACITY CLASS C 100kA @ 480 V 2POLE, LINE PROTECTION | 1558.99
3VA5460-6GC41-0AA0 | CIRCUIT BREAKER 3VA5 UL Frame 600 BREAKING CAPACITY CLASS H 65kA @ 480 V 4POLE, LINE PROTECTION | 2270.14
3VA6225-5HL31-0DA0 | circuit breaker 3VA6 UL frame 250 breaking capacity class M 35kA @ 480V 3-pole, line protection E | 1661.08
3VA9134-0JD11 | wire connector CU 4 units accessory for: 3VA5 125 | 101.19
3VA9271-0WF31 | Terminal Cover Extended 3 pole; 1 pc. with probe holes for voltage testing accessory for: 3VA6 15 | 32.01
3WL9111-1AT66-0AA0 | Accessory circuit breaker 3WL, COM35 communication module PROFINET IO and Modbus TCP | 1345.66
3VW8112-0AD01 | guide frame for 3WL10 - 3p CuAl cable conn., f. cable lugs equiv. to withdr. circ. breaker withou | 2093.65
3VW9011-0AD02 | aux. solenoid 30 V AC/DC shunt release/closing coil (ST/CC) accessory for circuit breaker 3WL10 / | 218.48
3VW9011-0AD08 | aux. solenoid 240...250 V AC/DC shunt release/closing coil (ST/CC) accessory for circuit breaker | 218.48
3VW9011-0AG15 | fixation, auxiliary switch AUX 15W, on modified side panel or support of fixed-mounted circuit br | 199.39
3VW9011-0AH11 | position signaling switch PSS for guide frames, standard 400V AC accessory for circuit breaker 3W | 102.78
3VW9011-0AN01 | front, accessible main conn. pieces, mounting as alternat. to h/v orient. 3 units f. guide frames | 155.7
3VW9011-0AN71 | circ. cond. terminal 4x240 mm2 for CuAl cable lugs, mounting on rear vert. main circ. conn. 3 uni | 217.87
3VW9011-0AT11 | ready-to-close signaling switch COM RTC communications interface accessory for circuit breaker 3W | 53.89
3VW9011-0AT16 | Modbus TCP Gateway COM043 communication module accessory for circuit breaker 3WL10 / 3VA27 | 1009.24
3VW9011-0BA21 | prot. cover f. mech. ON/OFF to prevent unauth. actuation on the operator panel accessory for circ | 55.56
3VW9011-0BA24 | interlocking set for mechanical ON and/or OFF, padlock 2 x D=8mm, metal on the operator panel acc | 71.99
3VW9011-5AA00 | ETU320 Electronic Trip Unit LI with rotary coding switches accessory for circuit breaker 3WL10 / | 1064.64
3VW9723-0WD30 | front cover main connection 3-pole, 2 units, fixed-mounted accessory for circuit breaker 3WL10 / | 88.6
3VA9473-0JH13 | BOX TERMINAL WITH CONTROL WIRE TAP 3 PCS. ACCESSORY FOR: 3VA5/6 400/600 | 113.77
3VA9587-0VF10 | BOWDENCABLE INTERLOCK MODULE TOGGLE LEVER ACCESSORY FOR: 3VA15/25 1000 | 135.12
5SL3010-7KL | CIRCUIT BREAKER 230V 4.5KA, 1+N-POLE/1MW, N LEFT C10 | 25.85
5SL3016-7KL | CIRCUIT BREAKER 230V 4.5KA, 1+N-POLE/1MW, N LEFT C16 | 25.85
3VA9601-0WD30 | TERMINAL COVER SHORT 3POLE 1PCS. ACCESSORY FOR: 3VA15/25 1000 | 47.92
3SU1900-0AD81-0DS0-ZY19 | Labeling plate for snapping on or gluing on label holder, label size 17.5 x 27 mm, silver label, | 1.33
3SU1900-0AE16-0AC0-ZY19 | Labeling plate for snapping on or gluing on label holder, label size 27x27 mm, black label, white | 1.5
3SU1900-0AE16-0AH0-ZY19 | Labeling plate for snapping on or gluing on label holder, label size 27x27 mm, black label, white | 1.5
3SU1900-0AE16-0AQ0-ZY19 | Labeling plate for snapping on or gluing on label holder, label size 27x27 mm, black label, white | 1.5
3SU1900-0AE16-0GT0-ZY19 | Labeling plate for snapping on or gluing on label holder, label size 27x27 mm, black label, white | 1.5
8MF1111-0AA00-0AC3 | SIVACON 1800mm x 400mm x 400mm | 2396.25
6AG2333-0SB00-4AY0 | SIPLUS PS PSU2600 24V/5A TX rail -40...+70 °C with conformal coating . Stabilized power supply In | 658.11
6AG4021-0AA20-0AA5 | SIMATIC IPC, Mounting kit book mounting DIN Rail for SIMATIC IPC127E | 16.48
6AG4021-0AB11-1BA0 | SIMATIC IPC127E; Atom E3940 (4C/4T), 4 GB RAM; Base version; 2x Ethernet RJ45, 2x USB3.0; Windows | 1712.42
6AV6371-1DQ17-5AX0 | SIMATIC WinCC/Archive V7.5, 1500 Archive Tags (countable) Option for WinCC V7.5 Runtime software, | 4727.93
8MF1111-0AA00-0AF5 | SIVACON 2000mm x 1200mm x 600mm | 3572.86
8MF1111-0AA00-0AG6 | SIVACON 2200mm x 800mm x 800mm | 4261.6
8MF1111-0AA00-0AG8 | SIVACON 2000mm x 800mm x 400mm | 2970.21
8MF1111-0AA00-0AH6 | SIVACON 2000mm x 600mm x 800mm | 2310.16
8MF1111-0AA00-0AP8 | SIVACON 2000mm x 800mm x 400mm | 2826.72
8MF1111-0AA00-0AR0 | SIVACON 2000mm x 900mm x 600mm | 2496.7
8MF1111-0AA00-0AR2 | SIVACON 2000mm x 800mm x 600mm | 2281.46
8MF1111-0AA00-0AR7 | SIVACON 2200mm x 1200mm x 1000m | 3371.98
8MF1111-0AA00-0AX3 | SIVACON 2000mm x 1000mm x 600mm | 5337.76
8MF1111-0AA00-0AX4 | SIVACON 2000mm x 1000mm x 600mm | 5337.76
8MF1111-0AA00-0AX5 | SIVACON 2000mm x 1000mm x 600mm | 5337.76
8MF1111-0AA00-0AY8 | SIVACON 2000mm x 1000mm x 600mm | 5337.76
A5E34365744 | Connection electronic card for use in terminal box compact for connecting Transducer-cabel. Witho | 541.63
6DL8913-0BK00-0AE5 | SIMIT Simulation Platform Software Upgrade Engineering M from V9.1 to V10.0 Floating License for | 5774.9
6ES7823-0FE00-1AA0 | SIMATIC SAFE KINEMATICS V1.0 Single Runtime License Download contains license certificate and Ins | 2572.27
6AV6381-2AA07-5AV3 | SIMATIC WinCC RT SW Upgrade Asia from V7.2/7.3 to V7.5 for SIMATIC WinCC Runtime (RT) incl. optio | 1747.69
6AV6381-2AB07-5AX4 | SIMATIC WinCC RC SW Upgrade from V7.4 to V7.5 for SIMATIC WinCC Runtime & Configuration (RC), inc | 2034.66
6AV6372-2BJ17-5BA0 | Sequence Execution System, extension 5 units upgrade, for SIMATIC WinCC V7.5, Runtime software, s | 1014.46
6AV6372-2BJ17-5BA1 | Sequence Execution System, extension 5 units upgrade, for SIMATIC WinCC V7.5, Runtime software, s | 671.53
6AV6381-2BD07-5AV0 | WinCC System SW V7.5 Asia, RT 512 (512 PowerTags), runtime software, single license, SW and docum | 6680.81
6AV6381-2BE07-5AH0 | WinCC system software V7.5, RT 2048 (2048 power tags), runtime software, single license, SW incl. | 7303.54
6AV6381-2CA07-5AX0 | WinCC system software V7.5, WinCC RT Client V7.5 runtime software, single license, SW and documen | 4143.93
6AV6381-2CA07-5AX3 | SIMATIC WinCC RT client upgrade from V7.2/7.3 to V7.5 for WinCC RT Clients/RT 128, runtime softwa | 1030.25
6AV6381-2CB07-5AK4 | SIMATIC WinCC RC client upgrade from V7.4 to V7.5 for WinCC RC clients w/o RC128, runtime/configu | 1086.21
6AV6381-2CB07-5AV0 | WinCC System SW V7.5 Asia, WinCC RC Client V7.5 Asia Runtime/configuration software on DVD, float | 6205.85
6AV6381-2CB07-5AX3 | SIMATIC WinCC RC client upgrade from V7.2/7.3 to V7.5 for WinCC RC Clients w/o RC128, Runtime/con | 1729.03
A5E39223755 | SITRANS LR560: Electronics module assembly without enclosure and process connection, generic, HAR | 2839.55
6ES7131-6CF00-0AU0 | SIMATIC ET 200SP, digital input module, DI 8x 24 V AC..48 V UC Basic, packing quantity: 1 unit, s | 99.1
6ES7155-6AU01-0CN0 | SIMATIC ET 200SP, PROFINET 2-port interface module IM155-6PN/2 High Feature, 1 slot for SIMATIC B | 422.19
6ES7155-6BA01-0CN0 | SIMATIC ET 200SP, PROFIBUS bundle IM, IM 155-6DP HF, max. 32 I/O modules and 16 ET 200AL modules, | 422.19
6EP3323-7SB00-0AX0 | SITOP PSU6200 12V/7 A Stabilized power supply Input: 120 - 230 V AC, (120 - 240 V DC) Output: 12 | 205.61
8MF1111-0AA00-0AS3 | SIVACON 2200mm x 400mm x 600mm | 2281.46
8MF1111-0AA00-0AS6 | SIVACON 2000mm x 800mm x 500mm | 2654.54
8MF1111-0AA00-0AU0 | SIVACON 2000mm x 600mm x 500mm | 2482.34
8MF1111-0AA00-0AV8 | SIVACON 1800mm x 600mm x 800mm | 3544.16
8MF1111-0AA00-0AW7 | SIVACON 2000mm x 800mm x 800mm | 1807.94
8MF1111-0AA00-0BA7 | SIVACON 1800mm x 400mm x 400mm | 2367.55
8MF1111-0AA00-0BC0 | SIVACON 2200mm x 800mm x 800mm | 4290.3
8MF1111-0AA00-0BD2 | SIVACON 2200mm x 900mm x 600mm | 6815.68
8WD4408-0AF | Connection element, with M12 connector 5-pole, with end cover, black, for pipe mounting, with spr | 216.51
A5E38011478 | I/O cassette F11, Ex - Passive, Ch2: Current/Frequency/Pulse, Ch3: None, Ch4: None | 1456.11
A5E38019235 | I/O cassette F24, Ex - Active, Ch2: Current/Frequency/Pulse, Ch3: Current/Frequency/Pulse, Ch4: R | 2712.05
6DL5422-1BA15-0BB5 | SIMATIC SIPAT, software Concurrent Method V5.1 Floating license for 1 user R-SW, without SW, with | 23224.3
6DL5422-8XC15-0BA5 | SIMATIC SIPAT, software Test Environment V5.1 Floating license for 1 user R-SW, SW and documentat | 7742.66
6ES7960-1CB00-5AA5 | SIMATIC S7-1500H SYNC connecting cable fiber-optic cable 10 m ******************************* Sp | 177.53
6FB1104-0AT14-0AS1 | SIDOOR MDG-PULLEY 14-S8M-56 Pulley for DC geared motor MDG4, MDG5 and toothed belt S8M, effective | 63.95
6AV6381-2BC07-5AV0 | WinCC System SW V7.5 Asia, RT 128 (128 PowerTags), runtime software, single license, SW and docum | 4346.26
6AV6371-1KV17-5BX3 | SIMATIC WinCC/Audit RC Upgrade V7.2/7.3 to V7.5 for WinCC/Audit RC, and WinCC/Change-Control, Ru | 1707.66
6AV6372-1DC07-5AX4 | WinCC/Calendar Options Upgrade from V7.4 to V7.5 for WinCC Options WinCC/Calendar Scheduler and W | 223.85
6AV6372-1HC07-5AX0 | WinCC/Calendar Scheduler V7.5, Option for WinCC V7.5 Runtime/Configuration software Single licens | 1370.31
6AV6381-2BH07-5AV0 | WinCC System SW V7.5 Asia, RT 8192 (8192 PowerTags), runtime software, single license, SW and doc | 9863.36
6AV6381-2BL07-5AX0 | WinCC system software V7.5, RT 262144 (262144 PowerTags), runtime software, single license, SW an | 30416.59
6AV6381-2BT07-5AV0 | WinCC System SW V7.5 Asia, RC 102400 (102400 PowerTags), Runtime/configuration software on DVD, f | 22201.91
6AV6381-2DC07-5AH0 | WinCC system software V7.5, RT 500000 (500000 power tags), runtime software, single license, SW i | 61853.38
6AV6881-0AF21-0LB0 | USB cable type A, female USB A, IP20, male USB A, IP20, further information, Quantity and content | 49.04
6AV6382-2FA07-5AV0 | WinCC package for SIMATIC IPC, consists of: WinCC RT 65536, V7.5 Asia; Supply only if the same nu | 9672.53
A5E01135823 | LOAD CELL,MMW/MCS,TSP-F, 50LBS | 2255.64
A5E03324790 | LOAD CELL,NTEP, 50LB,STAINLESS STEEL | 4120.97
A5E39844362 | Display and keypad assembly From firmware 4.0, neutral version - no company logo | 2260.7
6AV7862-2BD00-0AA0 | SIMATIC IFP1500 Basic Flat Panel 15" display (16:9) Touch, 1366 x 768 pixels, standard up to 5 m, | 1039.74
6AV7862-2BF00-0AA0 | SIMATIC IFP2200 Basic Flat Panel 22" display (16:9) Touch, 1920 x 1080 pixels, standard up to 5 m | 1472.71
6EP4346-7RB00-0AX0 | SITOP RED1200 redundancy module Input/output: 48 V DC / 20 A suitable for decoupling two SITOP po | 102.93
6ES7648-6CA85-1YX0 | SIMATIC IPC DiagMonitor V5.1, software for diagnostics/messages via Ethernet, Email, SMS, OPC, We | 274.17
6ES7500-0HP00-0AB0 | SIMATIC S7-1500H, CPU 1517H System bundle consisting of: 2 x CPU 1517H-3 PN, 4 sync modules up to | 20515.36
6ES7853-0AE01-0YA5 | Siemens Network Planner V2.0 Floating License download; Software for simulation of PROFINET netwo | 1633.02
6ES7791-2BA25-0AA0 | SIMATIC Field PG M6 Solid State Drive kit, 2 TB SATA SSD with protective cover and Screwdriver fo | 2484.3
3SU1900-0AF16-0AC0-ZY19 | Labeling plate for gluing on enclosure, label size 22x22 mm, black label, white font, with inscri | 4.49
3SU1900-0AF16-0DP0-ZY19 | Labeling plate for gluing on enclosure, label size 22x22 mm, black label, white font, with inscri | 4.49
3SU1900-0AF81-0QR0-ZY19 | Labeling plate for gluing on enclosure, label size 22x22 mm, silver label, black font with graphi | 4.33
3SU1900-0BC31-0GQ0-ZY19 | Backing plate round, for EMERGENCY STOP mushroom pushbutton, yellow, self-adhesive, outer diamete | 6.4
3SU1900-0EL70-0AA0-ZY19 | Sealable cap for pushbutton, raised, 22 mm, front ring, raised, castellated, clear, customer-spec | 5.28
3SU1900-0HF10-0AA0-ZY19 | Metric M25 cable gland for AS-i shaped cable, for routing the flat cable into the AS-i enclosure, | 7.54
3SU1950-0DP80-0AA0-ZY19 | Locking device made of metal, for activated mushroom pushbutton, 30 mm or 40 mm, 22 mm design, c | 40.58
3SU1950-0FC80-0AA0-ZY19 | Key for RONIS key-operated switch lock number 455, Customer-specific selection with SIRIUS ACT co | 6.24
3SU1950-0FR80-0AA0-ZY19 | Key for lock IKON, lock number 360012K1, customer-specific selection with SIRIUS ACT configurator | 70.27
3SU1960-0FA80-0AA0-ZY19 | Sealing plug for unused control points, 30 mm, metal matt, sand gray, customer-specific selection | 17.47
3SU1960-0GB80-0AA0-ZY19 | RJ45 connection, 30 mm, metal matt, sand gray, Customer-specific selection with SIRIUS ACT config | 44.81
3VA1225-5EF32-0DB0 | circuit breaker 3VA1 IEC frame 250 breaking capacity class M Icu=55kA @ 415V 3-pole, line protect | 1100.21
3VA1332-5MH32-0CE0 | circuit breaker 3VA1 IEC frame 400 breaking capacity class M Icu=55kA @ 415 V 3-pole,motor starte | 1455.35
3VA1450-5MH32-0BF0 | circuit breaker 3VA1 IEC frame 630 breaking capacity class M Icu=55kA @ 415V 3-pole, starter prot | 1782.63
3VA1463-7EF32-0AE0 | circuit breaker 3VA1 IEC frame 630 breaking capacity class C Icu=110kA @ 415 V 3-pole, line prote | 2263.11
5SL6016-7 | CIRCUIT BREAKER 230V 6KA, 1+N-POLE/1MW C16 | 9.92
5SL6025-7KL | CIRCUIT BREAKER 230V 6KA, 1+N-POLE/1MW, N LEFT C25 | 13.57
5ST3031-0XX01 | Shunt trip 12V AC/DC, for MCB | 34.24
5SV1313-1KK10 | RCBO compact 1P+N 4.5 kA type AC 30 mA C10 | 31.77
5TE4822-1 | Control push button 1x LED blue 20A 1NO type long lead | 50.53
5ST3777-0 | compact Pin Busbar, 10mm2 connection: 3p/N compact device 1-pole + auxiliary switch 0,5-pole touc | 104.5
6AG1503-3CC00-2AA0 | SIPLUS NET OLM G12-1300 V4.0 -25…+60°C with conformal coating based on 6GK1503-3CC00 . PROFIBUS O | 7036.76
6AG1513-1AL02-7AB0 | SIPLUS S7-1500 CPU 1513-1 PN -40...+70°C with Conformal Coating based on 6ES7513-1AL02-0AB0 . cen | 6042.6
5SY1710-4 | Device circuit breaker 1-pole with auxiliary switch NO contact Characteristic F2 10A 230 V AC 50/ | 33.24
6AG1515-2RM00-7AB0 | SIPLUS S7-1500 CPU 1515R-2 PN -40...+70°C with Conformal Coating based on 6ES7515-2RM00-0AB0 . ce | 10844.78
6AG4021-0AA20-0AA2 | SIMATIC IPC, Mounting kit Wall mount for SIMATIC IPC127E | 16.48
6AU1810-1HA33-0XA0 | SINAMICS Engineering System SINAMICS DCC V3.3 Full license DCC for SINAMICS Option for Starter V5 | 648.46
6AV2143-8GB50-0AA0 | SIMATIC HMI, IWP700, Industrial Webpanel, Key/touch operation, 7" TFT display, 65536 colors, PROF | 963.8
6AV2144-8GC20-0AA0 | SIMATIC HMI TP700 Comfort INOX Stainless steel front, Glass pane, capacitive touch, Degree of pro | 2306.61
3VA2063-5HL32-0DE0 | circuit breaker 3VA2 IEC frame 100 breaking capacity class M Icu=55kA @ 415V 3-pole, line protect | 710.26
3VA2110-7MP32-0AA0 | CIRCUIT BREAKER 3VA2 IEC FRAME 160 BREAKING CAPACITY CLASS C ICU=110KA @ 415 V 3-POLE, MOTOR PRO | 751.83
3VA2163-7MP32-0AA0 | CIRCUIT BREAKER 3VA2 IEC FRAME 160 BREAKING CAPACITY CLASS C ICU=110KA @ 415 V 3-POLE, MOTOR PRO | 727.41
3VA2225-6JP32-0LK0 | circuit breaker 3VA2 IEC frame 250 breaking capacity class H Icu=85kA @ 415 V 3pole, line protect | 1963.67
3VA2225-7HN32-0LE0 | circuit breaker 3VA2 IEC frame 250 breaking capacity class C Icu=110kA @ 415V 3-pole, line protec | 1657.29
3VA2463-5JP42-0KD0 | circuit breaker 3VA2 IEC frame 630 breaking capacity class M Icu=55kA @ 415V 4-pole, line protect | 3168.34
3VA2510-5HL42-0KA0 | circuit breaker 3VA2 IEC frame 1000 breaking capacity class M Icu=55kA @ 415V 4-pole, line protec | 4902.23
3VA2580-7HN32-0AG0 | circuit breaker 3VA2 IEC frame 1000 breaking capacity class C Icu=110kA @ 415V 3-pole, line prote | 3412.05
3VA2580-7MP32-0AA0 | CIRCUIT BREAKER 3VA2 IEC FRAME 1000 BREAKING CAPACITY CLASS C ICU=110KA @ 415 V 3-POLE, MOTOR PR | 3429.1
3VA5110-5ED21-0AA0 | circuit breaker 3VA5 UL frame 125 breaking capacity class M 35kA @ 480 V 2-pole, line protection | 253.28
3VA5110-6EC41-0AA0 | circuit breaker 3VA5 UL frame 125 breaking capacity class H 65kA @ 480V 4-pole, line protection T | 402.61
3VA5111-4EC41-0AA0 | circuit breaker 3VA5 UL frame 125 breaking capacity class S 25kA @ 480V 4-pole, line protection T | 413
3VA5111-5ED41-0AA0 | circuit breaker 3VA5 UL frame 125 breaking capacity class M 35kA @ 480 V 4-pole, line protection | 403.27
3VA5112-5ED41-0DF0 | circuit breaker 3VA5 UL frame 125 breaking capacity class M 35kA @ 480 V 4-pole, line protection | 1141.99
3VA5120-4ED41-0AA0 | circuit breaker 3VA5 UL frame 125 breaking capacity class S 25kA @ 480V 4-pole, line protection T | 248.9
3VA5125-6ED41-0AA0 | circuit breaker 3VA5 UL frame 125 breaking capacity class H 65kA @ 480V 4-pole, line protection T | 304.15
3VA5130-5ED21-1AA0 | circuit breaker 3VA5 UL frame 125 breaking capacity class M 35kA @ 480 V 2-pole, line protection | 210.06
3VA5135-6ED41-0AA0 | circuit breaker 3VA5 UL frame 125 breaking capacity class H 65kA @ 480V 4-pole, line protection T | 304.15
3VA5140-4EF31-0AA0 | circuit breaker 3VA5 UL frame 125 breaking capacity class S 25kA @ 480V 3-pole, line protection T | 208.97
3VA5145-6EC41-0AA0 | circuit breaker 3VA5 UL frame 125 breaking capacity class H 65kA @ 480V 4-pole, line protection T | 311.25
3VA5150-5EC41-0AA0 | circuit breaker 3VA5 UL frame 125 breaking capacity class M 35kA @ 480 V 4-pole, line protection | 282.82
3VA5160-4ED21-0AA0 | circuit breaker 3VA5 UL frame 125 breaking capacity class S 25kA @ 480V 2-pole, line protection T | 178.87
3VA5160-5EC41-0AA0 | circuit breaker 3VA5 UL frame 125 breaking capacity class M 35kA @ 480 V 4-pole, line protection | 282.82
3VA5160-6EF31-0AA0 | circuit breaker 3VA5 UL frame 125 breaking capacity class H 65kA @ 480V 3-pole, line protection T | 253.28
3VA5170-6EC41-0AA0 | circuit breaker 3VA5 UL frame 125 breaking capacity class H 65kA @ 480V 4-pole, line protection T | 344.07
3VA5190-5ED21-1AA0 | circuit breaker 3VA5 UL frame 125 breaking capacity class M 35kA @ 480 V 2-pole, line protection | 229.2
3VA5190-5GD41-0AA0 | circuit breaker 3VA5 UL frame 125 breaking capacity class M 35kA @ 480 V 4-pole, line protection | 306.87
3VA5195-5ED21-1AA0 | circuit breaker 3VA5 UL frame 125 breaking capacity class M 35kA @ 480 V 2-pole, line protection | 210.06
3VA2463-6HN32-0AL0 | circuit breaker 3VA2 IEC frame 630 breaking capacity class H Icu=85kA @ 415V 3-pole, line protect | 2332.73
3VA5320-6EC61-0AA0 | CIRCUIT BREAKER 3VA5 UL Frame 400 BREAKING CAPACITY CLASS H 65kA @ 480 V 2POLE, LINE PROTECTION | 929.93
3VA5320-6GF41-0AA0 | CIRCUIT BREAKER 3VA5 UL Frame 400 BREAKING CAPACITY CLASS H 65kA @ 480 V 4POLE, LINE PROTECTION | 1405.84
3VA5322-5GC41-0AA0 | CIRCUIT BREAKER 3VA5 UL Frame 400 BREAKING CAPACITY CLASS M 35kA @ 480 V 4POLE, LINE PROTECTION | 1176.09
3VA5322-6GC41-0AA0 | CIRCUIT BREAKER 3VA5 UL Frame 400 BREAKING CAPACITY CLASS H 65kA @ 480 V 4POLE, LINE PROTECTION | 1329.26
3VA5325-6EC31-1AA0 | CIRCUIT BREAKER 3VA5 UL Frame 400 BREAKING CAPACITY CLASS H 65kA @ 480 V 3POLE, LINE PROTECTION | 1039.34
3VA5325-7EC31-0AA0 | CIRCUIT BREAKER 3VA5 UL FRAME 400 BREAKING CAPACITY CLASS C 100kA @ 480 V 3POLE, LINE PROTECTION | 1115.93
3VA5330-5EC31-1AA0 | CIRCUIT BREAKER 3VA5 UL Frame 400 BREAKING CAPACITY CLASS M 35kA @ 480 V 3POLE, LINE PROTECTION | 1072.16
3VA5330-6EF31-0AA0 | CIRCUIT BREAKER 3VA5 UL Frame 400 BREAKING CAPACITY CLASS H 65kA @ 480 V 3POLE, LINE PROTECTION | 1274.58
3VA5335-7EC31-0AA0 | CIRCUIT BREAKER 3VA5 UL FRAME 400 BREAKING CAPACITY CLASS C 100kA @ 480 V 3POLE, LINE PROTECTION | 1312.86
3VA5340-5EF41-0AA0 | CIRCUIT BREAKER 3VA5 UL Frame 400 BREAKING CAPACITY CLASS M 35kA @ 480 V 4POLE, LINE PROTECTION | 1449.61
3VA5450-5EC31-1AA0 | CIRCUIT BREAKER 3VA5 UL Frame 600 BREAKING CAPACITY CLASS M 35kA @ 480 V 3POLE, LINE PROTECTION | 1411.33
3VA5450-7EC31-1AA0 | CIRCUIT BREAKER 3VA5 UL FRAME 600 BREAKING CAPACITY CLASS C 100kA @ 480 V 3POLE, LINE PROTECTION | 1750.47
3VA5460-6EF31-0AA0 | CIRCUIT BREAKER 3VA5 UL Frame 600 BREAKING CAPACITY CLASS H 65kA @ 480 V 3POLE, LINE PROTECTION | 1832.51
3VA5460-7EC41-0AA0 | CIRCUIT BREAKER 3VA5 UL FRAME 600 BREAKING CAPACITY CLASS C 100kA @ 480 V 4POLE, LINE PROTECTION | 2445.18
3VA9113-0JB10 | Wire Connector; 3 pcs. Accessory for: 3VA1 100/160 | 16.27
3VA9233-0JC18 | Wire Connector with control wire tap; for 2 cables; 3 pcs.; incl. Terminal Cover Extended with pr | 98.46
6AV6371-1DQ17-5EX0 | SIMATIC WinCC/Archive V7.5, 30000 Archive Tags (countable) option for WinCC V7.5 runtime software | 40087.69
6AV6371-1HB07-5AX0 | WinCC/User-Archives V7.5, Option for WinCC V7.5, runtime software, single license, license key do | 1327.27
6AV6371-1HG07-5AX0 | SIMATIC WinCC/ProAgent V7.5, process diagnostics based on S7 GRAPH and S7 PDIAG, option for SIMAT | 1618.55
6AV6362-5AA07-5BB0 | WinCC/Cloud Connect V7.5 Option for WinCC V7.5, runtime software, single license, License key on | 566.78
6AV6372-2DJ07-5AA0 | Sequence Execution System, basic package incl. 2 units, for SIMATIC WinCC V7.5, Runtime software | 3023.29
6AV6372-3DF67-1AA2 | SIMATIC Energy Efficiency Package (PAC) consisting of: SIMATIC Energy Manager PRO Consumer incl. | 1301.43
6AV6371-1HR17-5AX0 | WinCC/Connectivity Station V7.5 Option for WinCC V7.5, runtime software, single license, license | 5118.22
6AV6371-1KV07-5BX3 | WinCC/Audit RT Upgrade from V7.2/7.3 to V7.5 for WinCC/Audit RT, runtime software, Single license | 341.2
6AV6371-2BQ17-5AX0 | WinCC Powerp. RC 102400/153600 for WinCC V7.5, runtime/configuration license without version chan | 1442.06
6AV6381-2AB07-5AK3 | SIMATIC WinCC RC SW upgrade from V7.2/7.3 to V7.5 for SIMATIC WinCC Runtime & Configuration (RC) | 2724.84
6AV6372-1KC07-5AX4 | WinCC/Calendar Options Upgrade from V7.4 to V7.5 for WinCC Options WinCC/Calendar Scheduler and W | 199.46
6AV6381-2BQ07-5AV0 | WinCC System SW V7.5 Asia, RC 65536 (65536 PowerTags), Runtime/configuration software on DVD, flo | 20537.45
6AV6381-2BN07-5AH0 | WinCC system software V7.5, RC 512 (512 power tags), runtime/configuration software, floating lic | 9870.54
6AV6381-2CA07-5AV3 | SIMATIC WinCC RT CL Upgrade Asia from V7.2/7.3 to V7.5 for WinCC RT Clients w/o RT 128, runtime s | 1030.25
6AV6881-0AF22-0DC0 | USB cable type B, female USB A, IP67, male USB A, IP20, with M20 screw sealing, further informati | 117.34
6AV6881-0AJ21-0AA0 | Protective film 10" widescreen Type 4 Glues over the full area Reflection shield matte, further i | 215.42
6AV7674-1LA40-0AA0 | Extension Unit box 15" for mounting on all fully IP65-enclosed 16:9 HMI/IPC devices. Deep empty h | 637.43
8MF1111-0AA00-0BC5 | SIVACON 2000mm x 1200mm x 800mm | 4491.18
8MF1111-0AA00-0BD0 | SIVACON 2200mm x 900mm x 400mm | 3113.69
6DL8913-0BX00-0AL8 | SIMIT Simulation Software _____ Engineering M _________________ Software Update Service within th | 2178.59
6DL8913-0CK00-0AE5 | SIMIT Simulation Platform Software Upgrade Engineering L from V9.1 to V10.0 Floating License for | 12373.93
6DL8913-0KK00-0AE5 | SIMIT Virtual Controller Software Upgrade 5 Controller from V9.1 to V10.0 Floating License for 1 | 13529.21
6AV6371-2BG17-5AX0 | WinCC Powerpack RC 512/2048 for WinCC V7.5, runtime/configuration license without version change | 3186.86
6AV6371-2BM17-5AJ0 | WinCC Powerpack RC 2048/8192 for WinCC V7.5, runtime/configuration license without version change | 3014.68
6AV6371-2BN17-5AX0 | WinCC Powerpack RC 8192/65536 for WinCC V7.5, runtime/configuration license without version chang | 2876.94
6AV6371-2BP17-5AJ0 | WinCC Powerpack RC 65536/102400 for WinCC V7.5, runtime/configuration license without version cha | 1479.37
6AV6381-2BP07-5AV0 | WinCC System SW V7.5 Asia, RC 2048 (2048 PowerTags), Runtime/configuration software on DVD, float | 14284.24
6AV6381-2BQ07-5AX0 | WinCC system software V7.5, RC 65536 (65536 PowerTags), Runtime/configuration software on DVD, fl | 20537.45
6AV7241-3XB07-0FA0 | SIMATIC IPC 477E 19" Multitouch (1366 x 768); neutral front; 4 USB (back), Ethernet (10/100/1000) | 5880.96
6AV7674-1LB10-0AA0 | Handles for HMI PRO devices, universally adjustable from 12" to 22", RAL9006 (silver) | 611.24
6AV7674-1NG00-0AA0 | Plate for mounting on the Keyboard tray for commercial keyboard and Mouse, RAL9006 (silver) | 80.56
A5E01135824 | LOAD CELL,MMW/MCS,TSP-F, 100LBS | 2255.64
A5E43778525 | SmartLinx Modules Operating Instructions, English | 42.64
A5E44223968 | Double ended cordset, with M12 connectors; (1 each - Male / Female) 2 m (6.56 ft) length for use | 123.63
A5E46595377 | Milltronics MSI and MMI Operating Instructions, English | 67.44
A5E41216315 | Non-Ex & Ex, Ch1: Communication PROFIBUS PA | 2209.68
6ES7648-3AJ00-0XA0 | SIMATIC IPC, Adapter miniDisplayPort to DisplayPort (1x mDP-DP) for graphics card NVIDIA P400, fo | 49.45
6ES7648-3AK00-1XA0 | SIMATIC IPC, Adapter miniDisplayPort to DVI-D (1x mDP-DVI-D), 3 units per packing unit, for graph | 187.27
6ES7648-3AK10-0PA0 | SIMATIC IPC memory expansion, memory module 16 GB (1x 16 GB), DDR4 2666 SD-RAM, SODIMM for Field | 1291.71
6ES7648-6CA15-1YX0 | SIMATIC IPC DiagMonitor V5.1, software for diagnostics/messages via Ethernet, Email, SMS, OPC, We | 292.14
6ES7833-1SM03-0YE5 | SIMATIC S7, software Safety Matrix Tool V6.3 Upgrade V6.x -> V6.3 Floating License for 1 user E-S | 1293.87
6DL5422-1CA15-0BB5 | SIMATIC SIPAT, software Data Miner V5.1 Floating license for 1 user E-SW, without SW, without doc | 11613.4
6FB1103-0AT14-3MG2 | SIDOOR MDG5 L Geared motor, shaft left hand with groove and feather key A5X5 according to DIN 688 | 1258.39
6FB1103-0AT14-4MB1 | SIDOOR MDG3 L geared motor, shaft on the left with slot and fitted key A5x5 according to DIN 6885 | 706.1
6FB1104-0AT10-0AS1 | SIDOOR MDG-PULLEY 10-S8M-56 Pulley for DC geared motor MDG3 and toothed belt S8M, effective diame | 40.6
FDK:085L1113 | SONOKIT monting plate for sensor holder, stainless steel, monting angle 45, plate for 1-path sens | 382.48
TGX:16152-355 | KIT MTG, FISHER 1061 SIZE 80 AND 100 | 1544.52
TGX:16152-440 | MTG KIT FOR BADGER 754, 755, ALL SIZES | 1234.89
TGX:16152-530 | MTG KIT FOR SIPART PS2 Ex-d / VALTEK MARK 1, 25 and 50 | 784.5
TGX:16152-535 | MTG KIT FOR SIPART PS2 Ex-d / VALTEK MARK 1, 100 - 300 "under 5""" | 1356.05
TGX:16300-JB40 | MTG KIT FOR JAMESBURY QP3 / S34 | 274.15
TGX:16300-JB45 | MTG KIT FOR JAMESBURY QP4* - S25 | 272.92
6FX3002-2DB30-1AD0 | Signal cable pre-assembled FOR ABS. ENCODER IN M-1PH1 3X2X0.20+2X2X0.25 C MOTION-CONNECT 300 UL/C | 108.73
6FX3002-5CK32-1AD0 | Power cable pre-assembled 4x2.5; FOR MOTOR S-1FL6 LI 200V SH50 WITH V90 FRAMESIZE D MOTION-CONNE | 100.38
6FX8002-2DC34-1BG0 | DRIVE-CLiQ extension for base Type: 6FX8002-2DC34 DRIVE-CLiQ with 24V M12 male/M12 female MOTION- | 277.61
6FX8002-2DC38-1AC0 | DRIVE-CLiQ adapter cable pre-assembled Type: 6FX8002-2DC38 DRIVE-CLiQ with 24 V M12 male/ RJ45 IP | 163.93
6FX8002-2DC38-1AF0 | DRIVE-CLiQ adapter cable pre-assembled Type: 6FX8002-2DC38 DRIVE-CLiQ with 24 V M12 male/ RJ45 IP | 189.05
6GF3540-8DA11 | MV500 built-in ring l. red basic For MV500 devices (MLFB: 6GF3540-0CD10, -0GE10, 6GF3550-0CD10, - | 625.61
6GF3540-8EA03-0LL0 | E-focus lens 25 mm Only for MV500 devices (MLFB: 6GF3540-0CD10, -0GE10); EDMUND lens with liquid | 1281.35
6GK5208-0GA00-2FC2 | SCALANCE XC208G EEC Manageable layer 2 IE switch; 8x 10/100/1000 Mbit/s RJ45 ports; 1x console po | 1737.56
6GK5224-0BA00-2AC2 | SCALANCE XC224 manageable layer 2 IE Switch; 24x 10/100 Mbit/s RJ45-Ports; 1x console port, Diagn | 2892.09
6GK5324-4GG10-2JR2 | SCALANCE XR324-4M EEC; Managed IE switch, 19" rack; 16x 10/100/1000 Mbit/s for RJ45 ports electri | 7298.84
6GK5324-4QG10-1HR2 | SCALANCE XR324-4M PoE; Managed IE switch, 19" rack; 8x 10/100/1000 Mbit/s for RJ45 ports electric | 7745.82
6GT2801-4BA10-0AX2 | SIMATIC RF300; Reader RF350R (GEN2); RS422 interface (3964R); Without antenna IP65, -25 to +70 °C | 1034.54
6ES7194-6KB00-0XA0 | SIMATIC DP, Y cable, for fail-safe distributed I/O ET 200, IP 65/67, for connection of single cha | 37.32
6ES7647-8BD31-0CV1 | SIMATIC IPC227E (Nanobox PC); 1x display port graphic; 2x 10/100/1000 Mbps Ethernet RJ45; 1x USB3 | 2792.62
6ES7648-2AL60-0QA0 | SIMATIC IPC memory expansion Memory module 4 GB (1x 4 GB), DDR4-2666 SDRAM, Dimmable, for IPC647E | 203.75
6SL3100-0DC25-5AA0 | SINAMICS S120 booksize DC link smoothing filter 55 kW | 3928.55
6SL3070-4FA01-0XA5 | SINAMICS DCC (Drive Control Chart) V15.1, DVD, optional TIA Portal engineering tool for SINAMICS | 1240.03
3VA9134-0JD10 | distribution wire connector CU 4 units accessory for: 3VA5 125 | 70.56
3VA9134-0JG11 | wire connector with control wire voltage tap-off 4 units accessory for: 3VA5 125 | 29.98
3WL9111-0AT73-0AA0 | access. f. 3WL air circ. br., size 3, conversion of the internal voltage tap from bottom to top r | 200.46
3VW8116-7BF01 | guide frame for 3VA27 - 4p front offset main connection accessory for circuit breaker 3VA27 | 2566.22
3VW9011-0AA61 | rating plug 1600A only MCCB accessory for circuit breaker 3VA27 | 91.1
3VW9011-0AE12 | time-delay device (adjustable) for undervoltage release UVR 110/127V AC/DC standard rail mounting | 341.54
3VW9011-0AH10 | spring charged signaling switch S21 standard contact 400V AC accessory for circuit breaker 3WL10 | 46.87
3VW9011-0AL02 | front main circuit connections, 4 units for fixed-mounted circ. breaker accessory for circuit bre | 57.39
3VW9011-0BA22 | interlocking set f. mechanical ON and/or OFF, padlock 3x D=4mm, plastic on the operator panel acc | 71.99
3VW9011-0BB10 | locking mech to prevent opening in the cabinet door in ON pos. direct; on modified side panel or | 291.09
3VW9727-0AB13 | trip alarm switch TAS handle op. mech. MCCB standard contact 24V AC accessory for circuit breaker | 53.89
3VW9727-0GK00 | dr-coupl. rot. op. mech. Basic without handle accessory for circuit breaker 3VA27 (handle) | 153.87
5SK9101-1 | circuit breaker Equipment elektronisch, 1A, DC 24V 1 auxilliary switch | 75.18
5SL3040-7KL | CIRCUIT BREAKER 230V 4.5KA, 1+N-POLE/1MW, N LEFT C40 | 38.73
5SL6010-7 | CIRCUIT BREAKER 230V 6KA, 1+N-POLE/1MW C10 | 10
5SL6032-7 | CIRCUIT BREAKER 230V 6KA, 1+N-POLE/1MW C32 | 11.73
5SV1316-0KK16 | RCBO compact 1P+N 6 kA type AC 30 mA B16 | 63.56
5SV1316-6KK06 | RCBO compact 1P+N 6 kA type A 30 mA B6 | 89.1
5ST3674-0 | compact Pin Busbar, 10mm2 connection: 1p/N 12x compact device 1-pole touch protected 12 MW fixed | 11.54
5TG2578-0AM | Cover double USB Charger Aluminum Metallic | 8.15
6AG1193-6BP00-7BU0 | SIPLUS ET 200SP BU20-P16+A0+2B -40...+70 °C With conformal coating based on 6ES7193-6BP00-0BU0 . | 93.97
5SV6016-6KK25 | AFDD-MCB-Combination 230V, 6kA, 2pole, B, 25A Compact (1MW) | 226.44
6SL3254-0BM00-0AA0 | SINAMICS G MMC 32 MB parameter memory of the first generation for SINAMICS CU240E, CU240S, CU240D | 111.79
6SL3262-1AF01-0DA0 | SINAMICS SCREENING KIT FOR POWER MODULE PM240-2 FSF | 191.89
6SL3220-1YE60-0CF0 | SINAMICS G120X RATED POWER: 400kW for 135% 3S or 110% 60S, 100% 240s EMC filter for category C3 3 | 31990.35
6SL3220-1YH64-0CF0 | SINAMICS G120X RATED POWER: 500kW for 135% 3S or 110% 60S, 100% 240s EMC filter for category C3 3 | 45080.24
6SL3220-3YH64-0CF0 | SINAMICS G120X RATED POWER: 500kW for 135% 3S or 110% 60S, 100% 240s EMC filter for category C3 3 | 45237.71
6SL3366-8AA00-0AA0 | SINAMICS S120 Adapter cable 4-pole for connection of the connector X41 for replacement of the CIB | 58.6
7MF7900-1AC | Mounting bracket, steel electro-galvanized, incl. screw set M8, tubular bracket incl. accessories | 115.21
8GK1383-1KK13 | marshalling box safety class 1, IP55 h=500, w=300, d=250 screwed front plate without stays | 560.53
8GK1383-1KK25 | marshalling box safety class 1, IP55 h=500, w=550, d=400 screwed front plate without stays | 679.08
8GK1383-2KK44 | marshalling box safety class 1, IP55 h=650, w=1050, d=320 screwed front plate without stays | 951.32
7MF7901-2AH | Lid stainless steel precision casting, with glass, incl. seal FVMQ | 357.16
7MF7906-1BD | Cable gland 1/2-14 NPT, brass nickel-plated, not Ex, cable O 6 ... 12 mm | 74.7
7MF7906-3AH | Device plug M12, M20 x 1.5, stainless steel, pre-assembled for PROFIBUS PA | 251.19
7MF7911-7WF | Screw set 7/16-20 UNF x 1 3/4"-SD (1.4980) high-strength, incl. graphite seal for oval flange (fo | 154.47
8MF1111-0AA00-0AA8 | SIVACON 2000mm x 1000mm x 800mm | 5179.92
8MF1111-0AA00-0AB2 | SIVACON 1800mm x 400mm x 400mm | 2396.25
8MF1111-0AA00-0AC4 | SIVACON 1800mm x 1000mm x 400mm | 3371.98
8MF1111-0AA00-0AD4 | SIVACON 2000mm x 1200mm x 600mm | 3056.3
5SY1702-2 | Device circuit breaker 1-pole with auxiliary switch NO contact Characteristic F1 2A 230 V AC 50/6 | 37.44
6AG1510-1DJ01-7AB0 | SIPLUS ET 200SP CPU 1510SP-1 PN -40...+70 °C With conformal coating based on 6ES7510-1DJ01-0AB0 . | 2814.14
6AG1688-3AF37-2AX0 | SIPLUS HMI KP8F PN -20…+55°C with Conformal Coating based on 6AV3688-3AF37-0AX0 . Key Panel, 8 sh | 1455.98
6AG4025-0CB20-2BB0 | SIMATIC IPC527G (Box PC); Core i5-6500 (4C/4T, 3.2 (3.6) GHz); 1 TB HDD, internal; 8 GB DDR4; Win | 2906.47
6AU1810-1HA33-0XE0 | SINAMICS Engineering System SINAMICS DCC V3.3 Upgrade license DCC for SINAMICS Option for Starter | 347.2
6AV2185-4UA00-0AX0 | Service package for TP1900 Comfort INOX and ITC 1900 INOX Consisting of: device seal, clamping fr | 240.26
6AV6371-1DR17-5AX0 | WinCC/Connectivity Station V7.5 Option for WinCC V7.5, runtime software, single license, License | 5755.31
6AV6362-4AA07-5AE0 | WinCC/IndustrialDataBridge V7.5, Upgrade from V7.2/7.3 -> V7.5, option for WinCC V7.5 and WinCC P | 802.1
6AV6381-2AA07-5AK3 | SIMATIC WinCC RT SW upgrade from V7.2/7.3 to V7.5 for SIMATIC WinCC Runtime (RT) incl. options Re | 1552.54
8MF1111-0AA00-0AJ1 | SIVACON 2000mm x 600mm x 800mm | 2166.66
8MF1111-0AA00-0AJ4 | SIVACON 2000mm x 600mm x 800mm | 2166.66
6DL1193-6TP00-0BN0 | SIMATIC ET 200SP HA, terminal block, type N0, 64 push-in terminals, Width: 45 mm | 152.81
6DL1193-6TP00-0DP0 | SIMATIC ET 200SP HA, terminal block, type P0, 64 push-in terminals, Width: 45 mm | 152.81
6ES7853-0AE01-0YE5 | Siemens Network Planner Upgrade V2.0 Floating license download; Software for simulation of PROFIN | 582.79
6ES7677-2SB40-0GB0 | SIMATIC ET 200SP Open Controllers, CPU 1515SP PC2 F, 8 GB RAM, 30 GB CFAST, Ready4Linux, S7-1500 | 6027.97
6ES7677-2SB42-0GK0 | SIMATIC ET 200SP Open Controller, CPU 1515SP PC2 F + HMI 128PT, 8 GB RAM, 30 GB CFast with Window | 5106.75
6ES7677-2WB42-0GB0 | SIMATIC ET 200SP Open Controller, CPU 1515SP PC2 TF, 8 GB RAM, 30 GB CFast with Windows 10 IoT En | 5964.8
6DL8913-0AK00-0AE5 | SIMIT Simulation Platform Software Upgrade Engineering S from V9.1 to V10.0 Floating License for | 1332.52
JTA:TEU9932-0FS00-0EA0 | Output Choke 690V 45 -55 kW | 1816.1
JTA:TEU9932-0FV00-1BA0 | Output Choke 690V 110 -132 kW | 3564.97
KRH:TAGPLATE120X46 | TAG name plate in stainless steel SITRANS FX330, 120 x 46 mm (Add plain text to order) | 96.01
PBD:23900244 | LOAD CELL 10 LB, FOR MLC BELT SCALE, MILLFLO FLOWMETER | 3140.95
PBD:23900246 | LOAD CELL, 50 LB, STAINLESS STEEL, FOR MSI BELT SCALE, MILLFLO FLOWMETER | 2478.04
PBD:23900247 | LOAD CELL, 100 LB, STAINLESS STEEL, FOR MSI BELT SCALE, MILLFLO FLOWMETER | 2478.04
PBD:23900265 | LOAD CELL,NTEP,OIML,1000LB,SS | 4001.88
TGX:16152-760 | MTG KIT FOR LESLIE 35R - 135R | 598.47
TGX:16152-870 | MTG KIT FOR FISHER 1066 SIZE 20 | 391.64
TGX:16152-XS1 | MTG KIT FOR XOMOX XS630, 960, H15 | 173.78
TGX:16300-BT18 | KIT, BETTIS RPB SERIES 250-1100 | 274.15
TGX:16300-KS22 | MTG KIT FOR KEYSTONE 790 Size 036 | 451.6
TGX:16300-RT16 | MTG KIT FOR ROTORK CP 045 OLD STYLE | 274.15
TGX:16300-RT18 | MTG KIT FOR ROTORK GP MODEL SIZE 161 | 641.3
TGX:16300-RT3 | KIT PS2/760 ROTORK SP40 | 237.43
6FX5002-2DC34-1BG0 | DRIVE-CLiQ extension For base 6FX5002-2DC30 Type: 6FX5002-2DC34 DRIVE-CLiQ with 24V M12 male/M12 | 239.54
6FX5002-2DC34-1BH0 | DRIVE-CLiQ extension For base 6FX5002-2DC30 Type: 6FX5002-2DC34 DRIVE-CLiQ with 24V M12 male/M12 | 246.49
6FX5002-2DC34-1BJ0 | DRIVE-CLiQ extension For base 6FX5002-2DC30 Type: 6FX5002-2DC34 DRIVE-CLiQ with 24V M12 male/M12 | 253.49
6FX8002-2DC34-1CF0 | DRIVE-CLiQ extension for base Type: 6FX8002-2DC34 DRIVE-CLiQ with 24V M12 male/M12 female MOTION- | 350.52
6FX8002-2DC34-1DA0 | DRIVE-CLiQ extension for base Type: 6FX8002-2DC34 DRIVE-CLiQ with 24V M12 male/M12 female MOTION- | 391.07
6FX8002-2DC38-1AE0 | DRIVE-CLiQ adapter cable pre-assembled Type: 6FX8002-2DC38 DRIVE-CLiQ with 24 V M12 male/ RJ45 IP | 180.64
6FX8002-2DC38-1BB0 | Drive-CLiQ adapter cable pre-fabricated Type: 6FX8002-2DC38 DRIVE-CLiQ with 24 V M12 male/ RJ45 I | 238.98
6GK5206-2BB00-2AC2 | SCALANCE XC206-2 manageable layer 2 IE Switch; 6x 100 Mbit/s RJ45 ports; 2x 100 Mbit/s ST/BFOC po | 1609.61
6GK5216-0BA00-2AC2 | SCALANCE XC216 manageable layer 2 IE Switch; 16X 10/100 Mbit/s RJ45-Ports; 1x console port, Diagn | 1967.3
6GK5324-4QG10-1CR2 | SCALANCE XR324-4M PoE TS; Managed IE switch, 19" rack; 8x 10/100/1000 Mbit/s for RJ45 ports elect | 8536.42
6FX3002-2CT30-1AF0 | Signal cable pre-assembled for incr. encoder in M-1PH1 3x 2x 0.20+2x2X0.25 C MOTION-CONNECT 300 U | 130.71
6FX3002-2CT30-1BA0 | Signal cable pre-assembled for incr. encoder in M-1PH1 3x 2x 0.20+2x2X0.25 C MOTION-CONNECT 300 U | 163.9
6FX3002-2DB12-1AD0 | Signal cable pre-assembled for ABS. encoder in S-1FL6 HI 3X2X0.20+2X2X0.25 C MOTION-CONNECT 300 n | 95.93
6FX3002-2DB30-1BA0 | Signal cable pre-assembled FOR ABS. ENCODER IN M-1PH1 3X2X0.20+2X2X0.25 C MOTION-CONNECT 300 UL/C | 151.35
6ES7960-1BB00-5AA5 | SIMATIC S7-1500H SYNC connecting cable fiber-optic cable 1 m ******************************* Spe | 124.84
KRH:TAGPLATE40X20 | TAG name plate in stainless steel SITRANS FX330, 40 x 20 mm (Add plain text to order) | 63.51
FDK:085L1112 | SONOKIT monting plate for sensor holder, carbon steel, monting angle 45, plate for 1-path sensor | 180.06
CZF:A5E41741889 | ball bearing 6216-RSR-J20AB-C3 | 1123.63
TGX:16152-342 | BAUMANN 21K/25K | 1927.6
TGX:16152-596 | MTG BRACKET | 64.86
TGX:16152-685 | ADAPTER KIT FOR BAILEY ROTARY DRIVE | 979.1
TGX:16300-BT3 | MTG KIT FOR BETTIS CB 315 / 415 | 203.17
TGX:16300-JB30 | KIT PS2/760 JAMESBURY QP1* & QP2- M | 237.43
TGX:16300-JB9 | KIT PS2/760 JAMESBURY FAMILY B | 365.93
TGX:16300-KM3 | KIT PS2/760 MORIN 79B/S 006 THRU 015 | 139.52
TGX:16300-KN207 | MTG KIT FOR KINETROL K 207 | 829.79
TGX:16300-KS15 | KIT PS2/760 KEYSTONE 79U/E-066/-90/-91 | 329.22
TGX:16300-RT9 | MTG KIT FOR ROTORK P700 | 298.63
UAC:FN34408112E2XXJRX | G120 LINE HARMONICS FILTER 400V 7.5 Kw | 1883.39
6FX3002-2DB12-1BA0 | Pre-assembled signal cable f. absolute encoder in S-1FL6 HI 3 x 2 x 0.20 + 2 x 2 x 0.25 C MOTION- | 135.67
6FX5002-2DC34-1AE0 | DRIVE-CLiQ extension For base 6FX5002-2DC30 Type: 6FX5002-2DC34 DRIVE-CLiQ with 24V M12 male/M12 | 155.7
6FX8002-2DC34-1AH0 | DRIVE-CLiQ extension for base Type: 6FX8002-2DC34 DRIVE-CLiQ with 24V M12 male/M12 female MOTION- | 204.66
6FX2003-0DB13 | Signal connector straight for S-1FL6 HI D-CODER AND S-1FL6 LI SH50 ABS ENCODER 8-pole insulator U | 174.35
6FX8002-2DC38-1BG0 | Drive-CLiQ adapter cable pre-fabricated Type: 6FX8002-2DC38 DRIVE-CLiQ with 24 V M12 male/ RJ45 I | 280.68
6FX8002-2DC38-1BJ0 | Drive-CLiQ adapter cable pre-fabricated Type: 6FX8002-2DC38 DRIVE-CLiQ with 24 V M12 male/ RJ45 I | 297.51
6GK1411-1AC00 | Simatic Cloud Connect 7, CC 712 IoT Gateway for connection of automation devices to cloud service | 1060.25
6GK5216-4BS00-2AC2 | SCALANCE XC216-4C Manageable Layer 2 IE Switch; 12x 10/100 Mbit/s RJ45 ports; 4x 1000 Mbit/s comb | 2400.59
6GK5798-8MW00-0AA0 | Mounting kit for SCALANCE W1780 Wall mounting can only be used in connection with SCALANCE W1788/ | 82.25
6GT2398-1DA10 | SIMATIC RF200/RF300 antenna ANT 18 stainless steel; -25...+70 °C, IP65, thread M18x1, length 40 m | 408.94
6GT2398-1DD00 | SIMATIC RF300/RF200 antenna ANT 30, stainless steel -25 to +70 °C,IP65; thread M30x1.5, length 40 | 304.2
6GK5324-4GG10-1JR2 | SCALANCE XR324-4M EEC; Managed IE switch, 19" rack; 16x 10/100/1000 Mbit/s for RJ45 ports electri | 6821.27
6GT2811-6BC10-2AA0 | SIMATIC RF600 Reader RF610R CMIIT; Interfaces: 1 Ethernet / PROFINET M12; 1 integrated antenna; 2 | 2044.71
6SL3005-0FE41-4AA7 | SINAMICS S120 Filter module for Active Interface Module 380-480 V 3 AC, 50/60 Hz, 1405A Type rati | 36681.54
6SL3111-4VE22-0HA1 | SINAMICS S120 COMBI POWER MODULE INPUT: 3AC 400V, 20KW OUTPUT: 3AC 400V,30A,12A,9A,9A FRAME SIZE: | 9249.61
6FX5002-2DC34-1AC0 | DRIVE-CLiQ extension For base 6FX5002-2DC30 Type: 6FX5002-2DC34 DRIVE-CLiQ with 24V M12 male/M12 | 141.65
6FX5002-2DC34-1AK0 | DRIVE-CLiQ extension For base 6FX5002-2DC30 Type: 6FX5002-2DC34 DRIVE-CLiQ with 24V M12 male/M12 | 190.59
6FX8002-2DC38-1BE0 | Drive-CLiQ adapter cable pre-fabricated Type: 6FX8002-2DC38 DRIVE-CLiQ with 24 V M12 male/ RJ45 I | 264.11
6GK5748-1GY01-0AA0 | IWLAN client SCALANCE W1748-1 M12, 1 radio, 4 N-CON antenna port, iPRP support via CLP, IEEE 802. | 2217.7
6GK5216-4GS00-2TC2 | SCALANCE XC216-4C G (E/IP) manageable layer 2 IE Switch; Full Gigabit; 12x 10/100/1000 Mbps RJ45 | 2832.45
6GK5224-4GS00-2TC2 | SCALANCE XC224-4C G (E/IP) manageable layer 2 IE Switch; Full Gigabit; 20x 10/100/1000 Mbps RJ45 | 3771.75
TGX:16300-JB47 | KIT MTG JAMESBURY QP4* - K40 | 445.49
TGX:16300-JB5 | MTG KIT FOR JAMESBURY VP02 - VP04 | 111.37
TGX:16300-KN10 | KIT PS2/760 KINETROL K03 | 243.55
TGX:16300-KN107 | MTG KIT FOR KINETROL K107 | 236.21
TGX:16300-KN11 | KINETROL K05 | 250.9
TGX:16300-KN14 | MTG KIT FOR KINETROL KO9 | 274.15
TGX:16300-KN157 | MTG KIT FOR KINETROL Size 15 7 SERIES | 380.62
TGX:16300-KN19 | MTG KIT FOR KINETROL K 18 | 664.56
6FX3002-2CT30-1AH0 | Signal cable pre-assembled for incr. encoder in M-1PH1 3x 2x 0.20+2x2X0.25 C MOTION-CONNECT 300 U | 147.29
6FX3002-2CT30-1CA0 | Signal cable pre-assembled for incr. encoder in M-1PH1 3x 2x 0.20+2x2X0.25 C MOTION-CONNECT 300 U | 229.93
6FX3002-2DB12-1AF0 | Signal cable pre-assembled for ABS. encoder in S-1FL6 HI 3X2X0.20+2X2X0.25 C MOTION-CONNECT 300 n | 106.96
6FX8002-2DC30-1AH3 | DRIVE-CLiQ cable Type: 6FX8002-2DC30 Pre-assembled for direct measuring systems with 24 V RJ45 co | 194.34
6FX8002-2DC34-1AB0 | DRIVE-CLiQ extension for base Type: 6FX8002-2DC34 DRIVE-CLiQ with 24 V M12 male/ M12 female MOTIO | 156.04
6GK1901-0BE10-0AA0 | IE FC Keystone RJ45 4 x 2 RJ45 connector that can be assembled in the field; Outlet; 8 pole; Cat6 | 65.26
6GF3500-8BA12 | ASM adapter cable for MV500 for connection of MV500 to communication modules (CM) (M12 12-pole so | 347.25
6GF3500-8BA21 | Power-IO-DATA cable MV500 10 m For MV540 devices (MLFB: 6GF3540-0CD10,...- 0GE10,... -0LE10; -0HE | 166.44
6GK5804-0AP00-2AA2 | SCALANCE M804PB; Router for secure remote connection of PROFIBUS / MPI programmable controllers a | 1248.41
6GT2002-0JE20 | RFID Communication Module RF186C for Profinet, Ethernet, 2 Reader can be connected | 1155.07
6GT2002-0JE40 | RFID Communication Module RF188C for Profinet, Ethernet, 4 Reader can be connected | 1691.72
6GT2300-0CC00-0AX0 | SIMATIC RF1000 RF1100T config. card for RF1060R/RF1070R; MIFARE DESFire EV1 4 kB memory EEPROM, I | 31.42
6GT2891-4UH20 | SIMATIC RF1000 connecting cable, pre-assembled RS 232, between RF1070R and RF170C; Black, length | 129.86
6GT2891-6UH20 | SIMATIC RF1000 connecting cable, pre-assembled RS 232, between RF1070R and RF120C; Black, length | 113.5
6SL3111-4VE21-6EA1 | SINAMICS S120 COMBI POWER MODULE INPUT: 3AC 400V, 16KW OUTPUT: 3AC 400V, 24A, 9A, 9A, 9A, FRA | 8077.6
6SL3111-4VE21-6ED1 | SINAMICS S120 Combi B02 Power Module Input: 400 V 3 AC, 16 kW Output: 400 V 3 AC, 24 A, 12 A, 9 A | 8015.74
6FX5002-2DC34-1BE0 | DRIVE-CLiQ extension For base 6FX5002-2DC30 Type: 6FX5002-2DC34 DRIVE-CLiQ with 24V M12 male/M12 | 225.57
6FX5002-2DC34-1CA0 | DRIVE-CLiQ extension For base 6FX5002-2DC30 Type: 6FX5002-2DC34 DRIVE-CLiQ with 24V M12 male/M12 | 267.48
6FX8002-2DC34-1BC0 | DRIVE-CLiQ extension for base Type: 6FX8002-2DC34 DRIVE-CLiQ with 24V M12 male/M12 female MOTION- | 245.18
6FX8002-2DC34-1BD0 | DRIVE-CLiQ extension for base Type: 6FX8002-2DC34 DRIVE-CLiQ with 24V M12 male/M12 female MOTION- | 253.3
6FX8002-2DC34-1BF0 | DRIVE-CLiQ extension for base Type: 6FX8002-2DC34 DRIVE-CLiQ with 24V M12 male/M12 female MOTION- | 269.47
6FX8002-2DC34-1BK0 | DRIVE-CLiQ extension for base Type: 6FX8002-2DC34 DRIVE-CLiQ with 24V M12 male/M12 female MOTION- | 301.93
6GK5324-4GG10-1ER2 | SCALANCE XR324-4M EEC; Managed IE switch, 19" rack; 16x 10/100/1000 Mbit/s for RJ45 ports electri | 6821.27
6GK5324-4GG10-4JR2 | SCALANCE XR324-4M EEC; Managed IE switch, 19" rack; 16x 10/100/1000 Mbit/s for RJ45 ports electri | 7298.84
6GK5324-4QG10-3AR2 | SCALANCE XR324-4M PoE; Managed IE switch, 19" rack; 8x 10/100/1000 Mbit/s for RJ45 ports electric | 7745.82
6SL3054-4FB10-2BA0 | SINAMICS S210 SD-Card 512 MB INCLUDING CERTIFICATE (CERTIFICATE OF LICENCE) V5.1 SP1 | 123.41
8MF1111-0AA00-0AM3 | SIVACON 2000mm x 600mm x 600mm | 1750.56
8MF1111-0AA00-0AM6 | SIVACON 1800mm x 1000mm x 400mm | 3257.18
8MF1111-0AA00-0AS4 | SIVACON 2000mm x 1200mm x 400mm | 3386.32
8MF1111-0AA00-0AT7 | SIVACON 2000mm x 600mm x 500mm | 2482.34
8MF1111-0AA00-0AW2 | SIVACON 2200mm x 800mm x 600mm | 3142.39
8MF1111-0AA00-0AX1 | SIVACON 2000mm x 1000mm x 600mm | 4491.18
8MF1111-0AA00-0BA6 | SIVACON 2000mm x 600mm x 600mm | 2726.27
8MF1111-0AA00-0BB4 | SIVACON 2000mm x 600mm x 500mm | 2482.34
8MF1111-0AA00-0BD3 | SIVACON 2000mm x 600mm x 400mm | 3056.3
A5E32709738 | SITRANS FM Accessory MAG 3100 Grounding and protection ring Type E, DN 600 (24"), JIS K20, in sta | 3584.95
A5E38012121 | I/O cassette F23, Ex - Active, Ch2: Current/Frequency/Pulse, Ch3: Current/Frequency/Pulse, Ch4: C | 2688.5
6DL5422-1DA15-1BB5 | SIMATIC SIPAT, software Analyzer V5.1 Floating License for 1 user R-SW, without SW and docu. Lice | 11613.4
6ES7960-1CB00-0AA5 | SIMATIC S7-1500H Synchronization module for patch cable to 10 m ******************************* | 532.57
6ES7960-1FB00-0AA5 | SIMATIC S7-1500H Synchronization module for patch cable to 10 km ******************************* | 1067.93
6FB1103-0AT13-3MG2 | SIDOOR MDG5 R geared motor, shaft on the right with slot and fitted key A5x5 according to DIN 688 | 1258.39
6AV6371-1KG07-5AX3 | WinCC/ProAgent upgrade from V7.2/7.3 to V7.5 for SIMATIC WinCC V7.5, runtime software, single lic | 498.81
6AV6371-2BD17-5AX0 | WinCC Powerpack RC 128/512 for WinCC V7.5, runtime/configuration license without version change f | 4585.88
6AV6371-2BR07-5AX0 | WinCC Powerp. RT 153600/262144 for WinCC V7.5, Runtime license without version change from 153600 | 8220.43
6AV6372-1DD07-5AX0 | WinCC/Event Notifier V7.5, Option for WinCC V7.5, Runtime/configuration software on CD-ROM, singl | 3083.56
6AV6372-2BJ07-5BA0 | Sequence Execution System, extension 5 units, for SIMATIC WinCC V7.5, Runtime software, single li | 2017.45
6AV6381-2BF07-5AV0 | WinCC System SW V7.5 Asia, RT 65536 (65536 PowerTags), runtime software, single license, SW and d | 12126.18
6AV6381-2BJ07-5AV0 | WinCC System SW V7.5 Asia, RT 102400 (102400 PowerTags), runtime software, single license, SW and | 17057.86
6AV6381-2CA07-5AH0 | WinCC system software V7.5, WinCC RT Client V7.5 runtime software, single license, SW incl. docum | 3680.47
6AV6381-2DM07-5AH0 | WinCC system software V7.5, RC 500000 (500000 power tags), runtime/configuration software, floati | 61853.38
6AV6881-0AU14-1DB0 | USB keyboard INT, KV25605 INOX with IP67 USB connector type A, inclusive protective cap, vandalpr | 1350.33
6AV6382-2EA07-5AV0 | WinCC package for SIMATIC IPC, consists of: WinCC RT 2048, V7.5 Asia; Supply only if the same num | 6167.12
6AV6382-2HA07-5AV0 | WinCC package for SIMATIC IPC, consists of: WinCC RT 8192, V7.5 Asia; Supply only if the same num | 7920.54
6AV7862-2BE00-0AA0 | SIMATIC IFP1900 Basic Flat Panel 19" display (16:9), Touch, 1366 x 768 pixels, standard up to 5 m | 1213.53
6EP3332-7SB00-0AX0 | SITOP PSU6200 24 V/2.5 A Stabilized power supply Input: 120 - 230 V AC, (120 - 240 V DC) Output: | 99.14
6ES7677-2DB42-0GB0 | SIMATIC ET 200SP Open Controller, CPU 1515SP PC2, 8 GB RAM, 30 GB CFast with Windows 10 IoT Enter | 4370.86
6ES7853-0AA01-0YA5 | Siemens Network Planner V2.0 Floating License; Software for simulation of PROFINET networks; Soft | 1664.85
6DL5422-1AX15-0BA5 | SIMATIC SIPAT, software Base Station V5.1 R-SW, without SW and Docu. Floating license for 1 user | 3096.82
6DL8913-0JK00-0AE5 | SIMIT Virtual Controller Software Upgrade 1 Controller from V9.1 to V10.0 Floating License for 1 | 3465.88
6ES7953-8LM32-0AA0 | SIMATIC S7, Micro Memory Card for S7-300/C7/ET 200, 3, 3V Nflash, 4 MB | 788.02
6GK5005-0BA10-1CA3 | SCALANCE X005EEC, IE entry Level switch unmanaged 5x 10/100 Mbit/s RJ45 ports, LED diagnostics, I | 405.46
6GK5788-2GY01-0TA0 | IWLAN access point, SCALANCE W1788-2 M12 EEC, 2 radios, 8 N-CON antennas iFeatures support via CL | 4080.31
6GK5206-2BS00-2FC2 | SCALANCE XC206-2SFP EEC Manageable layer 2 IE switch 6x 10/100 Mbit/s RJ45 ports; 2x 100/1000 Mbi | 1430.76
6GK5208-0GA00-2TC2 | SCALANCE XC208G (E/IP) Manageable layer 2 IE switch; 8x 10/100/1000 Mbit/s RJ45 ports; 1x console | 1558.7
6GT2812-0EA01 | SIMATIC RF600 antenna RF615A; FCC frequency 915-928 US linear IP67, -20 to +70 °C, with 30 cm con | 507.95
6GT2890-2AA00 | SIMATIC RF600 Fixing brackets made of stainless steel For RF680T, RF682T; Minimum ordering quanti | 16.79
6SL3161-8AQ00-0AA0 | SINAMICS S120 COMBI Bxx Terminal kit | 77.55
6SL3220-1YE58-0CF0 | SINAMICS G120X RATED POWER: 355kW for 135% 3S or 110% 60S, 100% 240s EMC filter for category C3 3 | 27602.36
6SL3220-1YE64-0CF0 | SINAMICS G120X RATED POWER: 500kW for 135% 3S or 110% 60S, 100% 240s EMC filter for category C3 3 | 40993.99
6SL3220-1YH56-0CF0 | NAMICS G120X RATED POWER: 315kW for 135% 3S or 110% 60S, 100% 240s EMC filter for category C3 3AC | 26733.64
6SL3220-1YH60-0CF0 | SINAMICS G120X RATED POWER: 400kW for 135% 3S or 110% 60S, 100% 240s EMC filter for category C3 3 | 35176.25
6SL3120-1TE22-4AD0 | SINAMICS S120 SINGLE MOTOR MODULE INPUT: DC 600V OUTPUT: 3AC 400V, 24A FRAME SIZE: BOOKSIZE D-TYP | 3989.89
6SL3054-0FB10-1BA0 | SINAMICS S120 COMPACTFLASH CARD W/O PERFORMANCE EXTENSION INCLUDING CERTIFICATE OF LICENCE V5.1 S | 154.84
6SL3054-1FB10-1BA0 | SINAMICS G150 CompactFlash card Firmware version V5.1.1 | 137.48
6SL3054-3FB00-1BA0 | SINAMICS G130 CompactFlash card Firmware-Version V5.01 | 137.48
6SL3200-0WT00-0AA0 | Replacement connector kits for SINAMICS V90 400 V module A contains control connector, power conn | 24.94
6SL3220-1YE62-0CF0 | SINAMICS G120X RATED POWER: 450kW for 135% 3S or 110% 60S, 100% 240s EMC filter for category C3 3 | 36538.07
6SL3220-1YE66-0CF0 | SINAMICS G120X RATED POWER: 560kW for 135% 3S or 110% 60S, 100% 240s EMC filter for category C3 3 | 46527.6
6SL3220-2YE58-0CF0 | SINAMICS G120X RATED POWER: 355kW for 135% 3S or 110% 60S, 100% 240s EMC filter for category C3 3 | 27655.9
6SL3220-2YE64-0CF0 | SINAMICS G120X RATED POWER: 500kW for 135% 3S or 110% 60S, 100% 240s EMC filter for category C3 3 | 41047.54
6XV1801-6DN10 | Power connecting cable M12-180/M12-180 for power supply of the ET 200, harness cable with M12 con | 125.7
7MH5117-2BD01 | Load cell Siwarex WL260 SP-S SB 12kg C3 Ex Rated load 12 kg, Accuracy class C3, 6 m cable, 6 con | 801.62
7MF7906-1AD | Cable gland M20 x 1.5, brass nickel-plated, not Ex, cable O 6 ... 12 mm | 74.7
7MF7906-1AH | Cable gland M20 x 1.5, stainless steel 1.4404, not Ex, cable O 6 ... 12 mm | 215.23
7MF7906-1BH | Cable gland 1/2-14 NPT, stainless steel 1.4404, not Ex, cable O 6 ... 12 mm | 277.26
7MF7906-1NE | Cable gland 1/2-14 NPT, (CMP) for XP devices, brass nickel-plated, for devices incl. ignition pro | 145.6
8GK1383-2KK15 | marshalling box safety class 1, IP55 h=650, w=300, d=400 screwed front plate without stays | 591.69
8GK1383-2KK23 | marshalling box safety class 1, IP55 h=650, w=550, d=250 screwed front plate without stays | 679.08
8GK1383-2KK34 | marshalling box safety class 1, IP55 h=650, w=800, d=320 screwed front plate without stays | 832.75
8GK1383-2KK35 | marshalling box safety class 1, IP55 h=650, w=800, d=400 screwed front plate without stays | 844.83
8GK1383-2KK53 | marshalling box safety class 1, IP55 h=650, w=1300, d=250 screwed front plate without stays | 1064.83
8MF1111-0AA00-0AF0 | SIVACON 2000mm x 1000mm x 500mm | 2855.42
6GT2810-3AC00 | SIMATIC RF642L SmartLabel PET; 50x 22.5x 1.6 mm; on-metal label ISO 18000-63, EPC Class 1 Gen 2 F | 3.01
6SL3054-3EJ00-1BA0 | SINAMICS G130 CompactFlash card Firmware version V04.08 | 140.87
6SL3120-1TE24-5AC0 | SINAMICS S120 SINGLE MOTOR MODULE INPUT: DC 600V OUTPUT: 3AC 400V, 45A FRAME SIZE: BOOKSIZE C-TYP | 5457.18
6SL3162-2BB00-0AA0 | SINAMICS REINFORCED DC LINK FOR 50MM S120 BOOKSIZE C/D TYPE 1 PACKAGE WITH 10 PCS FOR 5 MODULES | 122.3
6SL3200-0WT02-0AA0 | Replacement connector kits for SINAMICS V90 200 V module A contains control connector, power conn | 18.7
6SL3210-5DE21-1UA0 | SINAMCIS V70 SPINDLE Input voltage: 380-480 V 3 A -15%/+10% 13.2 A 50/60 Hz Output voltage: 3AC Z | 1442.64
6SL3210-5FB10-1UA2 | SINAMICS V90, Input voltage: 200-240 V 1/3-phase AC -15%/+10% 2.5/1.5 A 45-66 Output voltage: 0 – | 547.79
6SL3300-7TE41-4AA1 | SINAMICS S120 Active Interface Module for Active Line Module 630/900 kW 380-480V 3AC, 50/60 Hz, 1 | 48272.86
6SL3220-2YH56-0CF0 | SINAMICS G120X RATED POWER: 315kW for 135% 3S or 110% 60S, 100% 240s EMC filter for category C3 3 | 26787.17
6SL3220-2YH68-0CF0 | SINAMICS G120X RATED POWER: 630kW for 135% 3S or 110% 60S, 100% 240s EMC filter for category C3 3 | 57984.13
6XV1801-6DH15 | Power connecting cable M12-180/M12-180 for power supply of the ET 200, harness cable with M12 con | 69.58
6SL3120-1TE22-4AC0 | SINAMICS S120 SINGLE MOTOR MODULE INPUT: DC 600V OUTPUT: 3AC 400V, 24A FRAME SIZE: BOOKSIZE C-TYP | 3280.44
6SL3260-0AA00-0AA0 | SINAMICS S210 Replacement-Fan FSA for 3AC 400V Frame Size: FSA | 103.97
6SL3300-7TG37-4AA1 | SINAMICS S120 Active Interface Module for Active Line Module 800 kW 500-690V 3AC, 50/60 Hz, 735A | 41456.2
6SL3220-2YH60-0CF0 | SINAMICS G120X RATED POWER: 400kW for 135% 3S or 110% 60S, 100% 240s EMC filter for category C3 3 | 35229.82
6XV1801-6DH50 | Power connecting cable M12-180/M12-180 for power supply of the ET 200, harness cable with M12 con | 93.48
7MH5707-4GH00 | SIWAREX WL230 SB-S SA load foot - rated load 0.5 to 2t, - stainless steel EN 1.4542 - height-adju | 105.31
7MH5708-5GE00 | Guide element for compact mounting unit SIWAREX WL270 CP-S SA 10t ... 20t Max. lateral force: 10 | 921.52
7MF7901-2AG | Lid stainless steel precision casting, with glass, incl. seal NBR | 333.62
7MF7904-1AH | Keys complete, incl. seal FVMQ | 357.16
7MF7906-2AN | Device plug Han 7D, metal gray, straight | 190.35
7MF7906-2EC | Device plug Han 8D, plastic gray, angled | 215.86
7MF7906-7BG | Sealing plugs 1/2-14 NPT, steel galvanized Ex d | 62.04
8GK1383-1KK44 | marshalling box safety class 1, IP55 h=500, w=1050, d=320 screwed front plate without stays | 935.23
8GK1483-8KP15 | Transformer cabinet safety class 1, IP30 h=1950 w=300 d=400 sheet metal door open sidewalls | 2049.28
7MH5001-0AA01 | Junction box SIWAREX JB ATEX stainless steel housing to connect in parallel up to 4 load cells in | 675.35
8MF1111-0AA00-0AD5 | SIVACON 2000mm x 1000mm x 500mm | 3371.98
8MF1111-0AA00-0AE8 | SIVACON 2000mm x 1000mm x 500mm | 4132.46
8MF1111-0AA00-0AG3 | SIVACON 2000mm x 800mm x 600mm | 3343.27
8MF1111-0AA00-0AG5 | SIVACON 2000mm x 800mm x 800mm | 4362.03
7MH5708-5PG00 | Shims to compensation of angular errors and non-planarity toward the mounting plates. 4 pieces to | 101.37
7MF7900-2AH | Mounting bracket, stainless steel 1.4404/316L, incl. screw set 7/16-20 UNF, tubular bracket incl. | 139.26
7MF7906-1BE | Cable gland 1/2-14 NPT, brass nickel-plated, Ex d, e, i, t. Approval details on request, cable O | 139.26
6XV1878-5GN15 | IE TP Cord M12-90/M12-90 Pre-assembled IE Flexible Cable with 2 M12 connectors (X-coded); 90 degr | 298.48
8GK1383-2KK14 | marshalling box safety class 1, IP55 h=650, w=300, d=320 screwed front plate without stays | 577.62
6SL3077-0AA00-6AB0 | SINAMICS TECHNOLOGY EXTENSION TRCBUF TRACE BUFFER SOFTWARE OPTION FROM FIRMWARE V4.3 DELIVERY OF | 543.23
6SL3200-0WT03-0AA0 | Replacement connector kits for SINAMICS V90 200 V module C contains control connector, power conn | 24.94
6SL3220-3YH58-0CF0 | SINAMICS G120X RATED POWER: 355kW for 135% 3S or 110% 60S, 100% 240s EMC filter for category C3 3 | 30506.93
6SL3220-3YH66-0CF0 | SINAMICS G120X RATED POWER: 560kW for 135% 3S or 110% 60S, 100% 240s EMC filter for category C3 3 | 51324.69
6SL3077-0AA01-4AB0 | SINAMICS TECHNOLOGY EXTENSION SIVALU SIGNAL EVALUATION SOFTWARE OPTION FROM FIRMWARE V4.5 DELIVER | 217.22
6SL3077-0AA02-5AB0 | SINAMICS TECHNOLOGY EXTENSION ROTDTEC ROTATION DETECTION SOFTWARE OPTION FROM FIRMWARE V4.5 DELIV | 651.61
6SL3161-0EQ00-0AA0 | SINAMICS S120 COMBI Bxx External fan unit | 164.98
6SL3161-3XP00-0AA0 | SINAMICS S120 COMBI Bxx Extension axes cable | 171.27
6SL3210-5FB10-1UF2 | SINAMICS V90, with PROFINET Input voltage: 200-240 V 1/3-phase AC -15%/+10% 2.5/1.5 A 45-66 Outpu | 704.46
6SL3220-3YE64-0CF0 | SINAMICS G120X RATED POWER: 500kW for 135% 3S or 110% 60S, 100% 240s EMC filter for category C3 3 | 41151.44
6SL3220-3YH68-0CF0 | SINAMICS G120X RATED POWER: 630kW for 135% 3S or 110% 60S, 100% 240s EMC filter for category C3 3 | 58088.04
6XV1801-2B | Energy cable, 4-core power line, stranded wire, 4x 1.5 mm2, trailable Delivery unit: max. 1000 m, | 5.23
7MH5708-5PE00 | Guide element for compact mounting unit SIWAREX WL270 CP-S SA 50t Max. lateral force: 25 kN Adjus | 1428.33
7MF7900-1AB | Mounting bracket, steel electro-galvanized, incl. screw set 5/16-24 UNF, tubular bracket incl. ac | 115.21
7MF7900-1AH | Mounting bracket, stainless steel 1.4404/316L, incl. screw set 5/16-24 UNF, tubular bracket incl. | 139.26
7MF7900-2AC | Mounting bracket, steel electro-galvanized, incl. screw set M10, tubular bracket incl. accessorie | 115.21
7MF7901-2AB | Lid stainless steel precision casting, without glass, incl. seal NBR | 262.97
7MF7906-2EQ | Device plug Han 8D, metal blue, straight | 239.41
7MF7906-2WB | Adapter for device plug Han7D / Han8D, aluminum | 178.58
7MF7906-3AJ | Device plug M12, M20 x 1.5, stainless steel, with 4 cores | 131.49
7MF7906-7AJ | Sealing plugs M20 x 1.5, stainless steel 1.4301, Ex d, incl. sealing | 74.7
8MF1111-0AA00-0AC2 | SIVACON 2000mm x 600mm x 400mm | 2453.65
8MF1111-0AA00-0AC5 | SIVACON 1800mm x 400mm x 400mm | 2396.25
8MF1111-0AA00-0AC7 | SIVACON 1800mm x 400mm x 400mm | 2396.25
8MF1111-0AA00-0AD0 | SIVACON 2000mm x 600mm x 500mm | 2482.34
7MH5117-2QD01 | Load cell Siwarex WL260 SP-S SB 6kg C3 Ex Rated load 6 kg, Accuracy class C3, 6 m cable, 6 condu | 801.62
7MH5706-0PC00 | SIWAREX WL230 BB-S SA elastomer bearing 350/500kg - nominal load: 350/500kg - material: CR, stain | 334.39
7MH5707-4PH00 | SIWAREX WL230 SB-S SA load foot - rated load 5t, - stainless steel EN 1.4542 - height-adjustable | 182.97
7MH7702-0B | Remote Mounted Amplifier RMA Remote mounted amplifier for 2 Milltronics MSP-1, MSP-3, MSP-9, MSP- | 455.98
8GK1383-1KK34 | marshalling box safety class 1, IP55 h=500, w=800, d=320 screwed front plate without stays | 814.68
8GK1383-1KK43 | marshalling box safety class 1, IP55 h=500, w=1050, d=250 screwed front plate without stays | 921.18
8GK1383-1KK45 | marshalling box safety class 1, IP55 h=500, w=1050, d=400 screwed front plate without stays | 949.29
7LQ2300 | TWILIGHT SWITCH INCL.LIGHTSENSOR 230 V,50/60 HZ,1TE,100KLUX IP 30 | 106.48
8GK9920-1KK24 | door hinge new version 2 pieces | 12.95
8MF1111-0AA00-0AB6 | SIVACON 1800mm x 400mm x 400mm | 1126.38
8MF1111-0AA00-0AB8 | SIVACON 1800mm x 1000mm x 400mm | 3386.32
8MF1111-0AA00-0AL4 | SIVACON 2000mm x 600mm x 600mm | 2094.93
8GK1383-2KK55 | marshalling box safety class 1, IP55 h=650, w=1300, d=400 screwed front plate without stays | 1105.01
8GK1483-8KP45 | Transformer cabinet safety class 1, IP30 h=1950 w=1050 d=400 sheet metal door open sidewalls | 3696.76
7MF7906-2FN | Cable socket Han 8D, plastic gray, straight, cable O 6 ... 12 mm, for core cross-section 1.0 mm2 | 96.15
7MF7910-1AB | Locking screw, 1/4-18 NPT, stainless steel 1.4404, 1.4401 (2 units) | 32.92
8MF1111-0AA00-0AE1 | SIVACON 2000mm x 600mm x 500mm | 2482.34
8MF1111-0AA00-0AE4 | SIVACON 2000mm x 400mm x 500mm | 2181.02
8MF1111-0AA00-0AH0 | SIVACON 2000mm x 800mm x 400mm | 2970.21
8MF1111-0AA00-0AH7 | SIVACON 2000mm x 600mm x 800mm | 2166.66
8MF1111-0AA00-0AL3 | SIVACON 2000mm x 600mm x 600mm | 2094.93
8MF1111-0AA00-0AN4 | SIVACON 2000mm x 600mm x 400mm | 2654.54
8MF1111-0AA00-0AP0 | SIVACON 2000mm x 600mm x 600mm | 2582.79
8MF1111-0AA00-0AR8 | SIVACON 2000mm x 800mm x 800mm | 4362.03
8MF1111-0AA00-0AS7 | SIVACON 2000mm x 1200mm x 400mm | 3745.04
8MF1111-0AA00-0AH4 | SIVACON 2000mm x 600mm x 800mm | 2166.66
8MF1111-0AA00-0AJ0 | SIVACON 2000mm x 600mm x 800mm | 2166.66
8MF1111-0AA00-0AK5 | SIVACON 1800mm x 400mm x 600mm | 690.18
8MF1111-0AA00-0AL6 | SIVACON 2000mm x 800mm x 600mm | 2812.37
8MF1111-0AA00-0AP1 | SIVACON 2000mm x 600mm x 600mm | 2094.93
8MF1111-0AA00-0AP4 | SIVACON 1800mm x 600mm x 400mm | 2008.83
8MF1111-0AA00-0AS5 | SIVACON 2000mm x 1200mm x 400mm | 3386.32
8MF1111-0AA00-0AU7 | SIVACON 2200mm x 900mm x 800mm | 3386.32
8MF1111-0AA00-0AX0 | SIVACON 2000mm x 1000mm x 600mm | 4491.18
8MF1111-0AA00-0AX7 | SIVACON 2000mm x 1000mm x 600mm | 5337.76
8MF1111-0AA00-0BA3 | SIVACON 2000mm x 800mm x 800mm | 4146.8
8MF1111-0AA00-0BB1 | SIVACON 2000mm x 1200mm x 400mm | 2754.97
A5E34365162 | Connection cable from sensor connection electronic to Transmitter connection electronic by remote | 308.67
A5E36228237 | PSB11-Board/R3 SiC | 809.54
8MF1111-0AA00-0AW4 | SIVACON 1800mm x 800mm x 400mm | 1607.06
8MF1111-0AA00-0AY0 | SIVACON 2000mm x 1000mm x 600mm | 5337.76
8MF1111-0AA00-0BC8 | SIVACON 2200mm x 600mm x 600mm | 2927.15
8WD4421-0GA05-0AG0 | Complete unit signaling column, connection element for pipe mounting Pipe 250 mm, base, plastic | 133.58
A5E34364386 | Connection cable from sensor connection electronic to Transmitter connection electronic by remote | 600.56
A5E34365721 | Connection electronic card for use in terminal box comact or remote for plugging the Transmitter | 759.45
A5E00826946 | LOADCELL,MUS-HD,500KG,NICKLE PL,MS,METRC | 1109.16
A5E38011541 | I/O cassette F13, Ex - Passive, Ch2: Current/Frequency/Pulse, Ch3: Current/Frequency/Pulse, Ch4: | 1650.38
A5E39223751 | SITRANS LR560: Electronics module assembly without enclosure and process connection, generic, HAR | 2214.73
A5E42404426 | Wall bracket for FCT030, for M20 analog cable connector | 325.76
A5E41216042 | Non Ex, Ch1: Communication PROFIBUS DP | 3597.1
JTA:TEU2532-0FP00-4EA0 | Output Choke 690V 3 -18.5 kW | 739.89
PBD:23900264 | LOAD CELL,NTEP,OIML, 750LB,SS | 4120.97
TGX:16152-322 | COUPLER, 3/8" SQUARE 92.880000 550 TGX:16152-511 MTG KIT FOR A18C - DEZURIK, POWER RAK SIZE 2 223.530000 550 TGX:16152-714 MTG KIT FOR UNI-SHAFT LEVER 4"" KIT" | 102.8
TGX:16152-775 | MTG KIT FOR FISHER 2052 SIZES 1, 2, 3 | 512.8
TGX:16152-665 | MTG KIT FOR FISHER GX, ALL SIZES | 1020.7
TGX:16152-765 | MTG KIT FISHER 476 W/ JAM NUT COUPLING" MTG KIT FOR FISHER 476 W / JAM NUT COUPLING | 413.66
TGX:16152-900 | MTG KIT FOR FISHER MULTI-MOUNTING | 1141.86
TGX:16300-JB18 | MTG KIT FOR JAMESBURY B1C 40 | 340.23
TGX:16300-JB42 | KIT MTG JAMESBURY QP3* - K35 | 282.71
8MF1111-0AA00-0AL5 | SIVACON 2000mm x 600mm x 500mm | 915.45
8MF1111-0AA00-0AM7 | SIVACON 2000mm x 1200mm x 600mm | 5495.59
8MF1111-0AA00-0AN3 | SIVACON 2200mm x 900mm x 500mm | 1320.09
8MF1111-0AA00-0AT3 | SIVACON 2200mm x 600mm x 800mm | 2410.59
8MF1111-0AA00-0AT4 | SIVACON 2000mm x 600mm x 500mm | 2267.11
8MF1111-0AA00-0AT6 | SIVACON 2000mm x 600mm x 500mm | 2482.34
8MF1111-0AA00-0AU8 | SIVACON 2200mm x 1200mm x 500mm | 2740.63
8MF1111-0AA00-0AV0 | SIVACON 2200mm x 1200mm x 600mm | 2898.46
8MF1111-0AA00-0AM0 | SIVACON 1800mm x 400mm x 400mm | 2367.55
8MF1111-0AA00-0AM1 | SIVACON 2200mm x 1200mm x 600mm | 6083.9
8MF1111-0AA00-0AM2 | SIVACON 1800mm x 800mm x 400mm | 2439.29
8MF1111-0AA00-0AM5 | SIVACON 2000mm x 600mm x 400mm | 1033.12
8MF1111-0AA00-0AV1 | SIVACON 1800mm x 800mm x 600mm | 1592.72
8MF1111-0AA00-0AV3 | SIVACON 2000mm x 1000mm x 500mm | 3673.29
8MF1111-0AA00-0AV4 | SIVACON 1800mm x 600mm x 800mm | 3802.43
8MF1111-0AA00-0AW8 | SIVACON 2000mm x 1000mm x 600mm | 4491.18
8MF1111-0AA00-0BC4 | SIVACON 2000mm x 1200mm x 500mm | 4232.89
8UD1900-3WD00 | Shaft stub 500mm Accessory for circuit breaker 3VA27(toggle) | 35.38
8MF1111-0AA00-0AV2 | SIVACON 2000mm x 800mm x 500mm | 2998.9
8MF1111-0AA00-0AV5 | SIVACON 2000mm x 900mm x 800mm | 3615.9
8MF1111-0AA00-0AV7 | SIVACON 2200mm x 900mm x 400mm | 2798.01
8UD1861-0AB11 | handle f. door-coupling rot. op. mech. standard accessory for circuit breaker 3VA27 (handle) | 115.07
8UD1861-0AB15 | handle f. door-coupling rot. op. mech. emergency-off accessory for circuit breaker 3VA27 (handle) | 131.5
A5E02235671 | LOAD CELL,MSI,1250LB,SS,F | 2478.04
A5E42824563 | LUT420,ASSY,AC BOARDSTACK w/CRADLE,HAZ Spare electronics assembly in polycarbonate cradle for use | 925.5
A5E45569276 | PCBA: C73451-A430-L300; 2-wire, nEx, HART, coated | 452.83
A5E40872250 | SPARE, MAGFLOW, SS TAG WITH WIRE ROPE Spare stainless steel tag laser etched, with wire rope and | 58.98
A5E44267497 | Spare lid, non-window Spare part for use on SITRANS Probe LU240 ultrasonic level transmitter idea | 153.35
A5E44298157 | PCBA: C73451-A430-L200; 2,3,4 Leiter, Ex/nEx, HART, coated | 452.83
A5E44541826 | PCBA: A5E00095037; PROFIBUS, Ex, coated | 452.83
PBD:23900249 | LOAD CELL, 500 LB, STAINLESS STEEL, FOR MSI BELT SCALE | 2478.04
PBD:23900250 | LOAD CELL, 750 LB, STAINLESS STEEL, FOR MSI BELT SCALE | 2478.04
PBD:23900251 | LOAD CELL, 1000 LB, STAINLESS STEEL, FOR MSI BELT SCALE | 2478.04
PBD:23900262 | LOAD CELL,NTEP,OIML, 250LB,SS | 4120.97
TGX:16152-540 | MTG KIT FOR COPES VULCAN 700, SIZES 60-160 | 361.04
TGX:16152-616 | MTG BRACKET | 89.35
TGX:16152-645 | MTG KIT FOR FLOWSERVE SEREG N1 | 1460.08
TGX:16152-690 | ADAPTER KIT 760 TO SIPART POSITIONER LINEAR MOUNT | 108.93
TGX:16152-496 | MTG KIT FOR SHAFER DS -17-24-33-48 | 1177.36
TGX:16152-510 | KIT, MTG - ROTORK CP 065 | 205.61
TGX:16152-520 | MTG KIT FOR BAUMAN 32, 54, 70 ALL SIZES | 640.09
TGX:16152-565 | MTG KIT FOR VAKDISC, MULTI | 2490.57
TGX:16300-JB31 | KIT PS2/760 JAMESBURY QP1* - M05 | 361.04
TGX:16300-JB41 | MTG KIT FOR JAMESBURY QP3* - S25 | 243.55
TGX:16300-JB32 | MTG KIT FOR JAMESBURY QP1*/2A - S14 | 277.82
TGX:16300-JB38 | KIT PS2/760 JAMESBURY QP2B/C/D-K20 | 239.88
TGX:16300-KS3 | MTG KIT FOR KEYSTONE 79U/E-003 | 523.82
TGX:16300-KS5 | MTG KIT FOR KEYSTONE 789 - 100 | 189.7
TGX:16300-KS7 | KIT PS2/760 KEYSTONE 790-400 THRU 500 | 664.56
TGX:16300-NM1 | MTG KIT FOR NAMUR 30x150x30 mm | 250.9
TGX:16300-KM1 | 79B/S-023/100 & 144 | 152.99
TGX:16300-KM4 | KIT PS2/760 MORIN 79S-003 | 472.41
TGX:16300-KM6 | MTG KIT FOR MORIN ACTUATOR 79B/S, 23-100, 144 | 309.65
8MF1111-0AA00-0AF2 | SIVACON 1800mm x 400mm x 400mm | 2037.53
8MF1111-0AA00-0AF7 | SIVACON 2000mm x 600mm x 600mm | 2367.55
8MF1111-0AA00-0AG1 | SIVACON 2200mm x 800mm x 1000mm | 3572.86
7MF7901-7AB | Seal for cover, NBR (10 units) | 72.61
7MF7903-7AC | Overvoltage protection up to 6 kV (external), 1/2-14 NPT | 384.88
7MF7906-1AB | Cable gland M20 x 1.5, gray plastic, not Ex, cable O 6 ... 12 mm | 62.04
7MF7906-1AE | Cable gland M20 x 1.5, brass nickel-plated, Ex d, e, i, t. Approval details on request, cable O 6 | 139.26
7MF7906-2AP | Device plug Han 7D, metal gray, angled | 215.86
7MF7906-2AR | Device plug Han 7D, metal blue, angled | 478.83
7MF7906-2EB | Device plug Han 8D, plastic gray, straight | 178.58
7MF7906-2FB | Cable socket Han 8D, plastic gray, straight, cable O 6 ... 12 mm, for core cross-section 1.0 mm2 | 105.98
8MF1111-0AA00-0AF8 | SIVACON 2000mm x 600mm x 600mm | 2625.83
8MF1111-0AA00-0AG0 | SIVACON 2000mm x 1000mm x 600mm | 3458.07
8MF1111-0AA00-0AG2 | SIVACON 2200mm x 800mm x 1000mm | 3572.86
8MF1111-0AA00-0AG7 | SIVACON 2000mm x 800mm x 800mm | 3371.98
8MF1111-0AA00-0AP5 | SIVACON 2200mm x 1200mm x 600mm | 2984.55
8MF1111-0AA00-0AQ1 | SIVACON 1800mm x 1000mm x 400mm | 3615.9
8MF1111-0AA00-0AQ3 | SIVACON 1800mm x 1000mm x 400mm | 3788.08
8MF1111-0AA00-0AQ5 | SIVACON 2200mm x 800mm x 600mm | 3156.73
8MF1111-0AA00-0AJ2 | SIVACON 2000mm x 600mm x 800mm | 2166.66
8MF1111-0AA00-0AJ7 | SIVACON 2000mm x 600mm x 800mm | 3271.53
8MF1111-0AA00-0AK0 | SIVACON 1800mm x 900mm x 500mm | 941.29
8MF1111-0AA00-0AK2 | SIVACON 2000mm x 600mm x 500mm | 2482.34
8MF1111-0AA00-0AP6 | SIVACON 2200mm x 900mm x 400mm | 3630.25
8MF1111-0AA00-0AQ4 | SIVACON 2000mm x 800mm x 600mm | 2754.97
8MF1111-0AA00-0AQ6 | SIVACON 2000mm x 800mm x 600mm | 1314.35
8MF1111-0AA00-0AQ8 | SIVACON 2000mm x 800mm x 600mm | 1807.94
8MF1111-0AA00-0AS0 | SIVACON 2200mm x 1000mm x 600mm | 4835.54
8MF1111-0AA00-0AY3 | SIVACON 2000mm x 1000mm x 600mm | 5337.76
8MF1111-0AA00-0AY4 | SIVACON 2000mm x 1000mm x 600mm | 5337.76
8MF1111-0AA00-0AY6 | SIVACON 2000mm x 1000mm x 600mm | 5337.76
8MF1111-0AA00-0BA0 | SIVACON 2000mm x 1000mm x 600mm | 5337.76
8MF1111-0AA00-0AY5 | SIVACON 2000mm x 1000mm x 600mm | 5337.76
8MF1111-0AA00-0BA4 | SIVACON 2000mm x 1000mm x 400mm | 3199.78
8MF1111-0AA00-0BB6 | SIVACON 2000mm x 600mm x 500mm | 2482.34
8MF1111-0AA00-0BB7 | SIVACON 2200mm x 900mm x 1000mm | 4462.48
A5E01135826 | LOAD CELL,MMW/MCS,TSP-F,500LBS | 2255.64
A5E44223967 | CSingle ended cordset, M12 Plug with 2 leads, 2 m (6.56 ft) length for use with Power Pack | 109.01
JTA:TEF1203-0GB | SINAMICS G120 dv/dt filter with VPL voltage peak limiter 690V <(><<)>= 18.5 kW 400V <(><<)>= 7.5 | 1583.48
PBD:23900263 | LOAD CELL,NTEP,OIML, 500LB,SS | 4120.97
TGX:16152-845 | MTG KIT CCI - CONSULT FACTORY FOR SIZE | 488.33
TGX:16152-865 | ADAPTER KIT FOR SIPART NCS / BAILEY LINEAR DRIVE | 1091.69
TGX:16152-875 | MTG KIT FOR FISHER 1066 SIZE 75 | 932.58
TGX:16152-890 | MTG KIT FOR FISHER D4 SIZE 40 | 1291.18
TGX:16300-JB6 | MTG KIT FOR JAMESBURY VP12 - VP22 | 126.06
TGX:16300-KN027 | MTG KIT FOR KINETROL K027 | 243.55
TGX:16300-KN057 | MTG KIT FOR KINETROL K057 - 100 | 230.09
TGX:16300-KN127 | MTG KIT FOR KINETROL K127 | 292.5
UAC:FN344030115E2FAJRX | G120 LINE HARMONICS FILTER 400V 30 kW | 3564.97
UAC:FN344037115E2FAJRX | G120 LINE HARMONICS FILTER 400V 37 kW | 4177.05
UAC:FN344045115E2FAJRX | G120 LINE HARMONICS FILTER 400V 45 kW | 4762.24
UAC:FN344055115E2FAJRX | G120 LINE HARMONICS FILTER 400V 55 kW | 5515.59
UAC:FN34406112E2XXJRX | G120 LINE HARMONICS FILTER 400V 5.5 kW | 1661.4
TGX:16300-JB55 | MTG KIT FOR JAMESBURY QP6* - K55 | 345.14
TGX:16300-KN9 | MTG KIT FOR KINETROL K02 | 457.73
TGX:16300-KS23 | MTG KIT FOR KEYSTONE 790 Size 140 | 451.6
TGX:16300-RT10 | MTG KIT FOR ROTORK GP Size 130 | 474.86
UAC:FN344015113E2FAJRX | G120 LINE HARMONICS FILTER 400V 15 kW | 2697.24
TGX:16300-JB57 | KIT MTG JAMESBURY B1C & B1J32 | 254.56
TGX:16300-KN16 | KINETROL K12 | 277.82
TGX:16300-KS19 | KIT KEYSTONE 790/600-700 (1.875" BORE | 340.23
TGX:16300-RT13 | MTG KIT FOR ROTORK CP 035 NEW STYLE | 173.78
TGX:16300-RT15 | MTG KIT FOR ROTORK CP 065 NEW STYLE | 274.15
UAC:FN344011113E2FAJRX | G120 LINE HARMONICS FILTER 400V 11 kW | 2253.3
1FK2210-4AC00-0MB0 | SIMOTICS S-1FK2 CT Servo motor M0=40 Nm; PN = 6.4 kW at nN=2000 rpm; Converter at max. 480 V supp | 3396.5
1FK2210-4AC01-0MB0 | SIMOTICS S-1FK2 CT Servo motor M0=40 Nm; PN = 6.4 kW at nN=2000 rpm; Converter at max. 480 V supp | 3473.24
1FK7022-5AK71-1SG0-ZY19 | SIMOTICS S Synchronous servo motor 1FK7 Compact 0.85 Nm, 100K, 6000rpm 0.38 kW, naturally cooled | 6673.4
1FK7024-5AH74-0AH5-ZS39 | SIMOTICS S Synchronous servo motor 1FK7 compact; naturally cooled; NN=4500rpm; UDC=600V; IMB 5 de | 2171.77
1FK2104-4AK10-0SB0 | SIMOTICS S-1FK2 HD Servo motor M0=1.27 Nm; PN = 0.4 kW at nN=3000rpm; Converter at max. 480 V sup | 1060.46
1FK2104-4AK11-0MB0 | SIMOTICS S-1FK2 HD Servo motor M0=1.27 Nm; PN = 0.4 kW at nN=3000rpm; Converter at max. 480 V sup | 1412.05
1FK7103-2AC71-1BG1 | SIMOTICS S Synchronous motor 1FK7-CT PN=5.2kW; UDC=600V M0=36Nm (100K); NN=2000rpm; Naturally coo | 3641.98
1FK7103-2AC71-1BH0 | SIMOTICS S Synchronous motor 1FK7-CT PN=5.2 kW; UDC=600 V M0=36 Nm (100K); NN=2000 rpm; naturally | 3957.43
1FK7103-2AC71-1CA2 | SIMOTICS S Synchronous motor 1FK7-CT PN=5.2kW; UDC=600V M0=36Nm (100K); NN=2000rpm; Naturally coo | 4094.12
1FK7063-2AC71-1CG1 | SIMOTICS S synchronous motor 1FK7-CT PN=1.9kW; UDC=600V M0=11Nm (100K); NN=2000rpm; naturally coo | 2755.23
1FK7063-2AC71-1QA1 | SIMOTICS S synchronous motor 1FK7-CT PN=1.9kW; UDC=600V M0=11Nm (100K); NN=2000rpm; naturally coo | 1994.95
1FK7084-2AF71-1QA1 | SIMOTICS S synchronous motor 1FK7-CT PN=3.1kW; UDC=600V M0=20Nm (100K); NN=3000rpm; naturally coo | 2560.45
1FK7084-2AF71-1QG1 | SIMOTICS S synchronous motor 1FK7-CT PN=3.1kW; UDC=600V M0=20Nm (100K); NN=3000rpm; naturally coo | 2474.85
1FK7063-2AF71-1BH0 | SIMOTICS S synchronous motor 1FK7-CT PN=2.3kW; UDC=600V M0=11Nm (100K); NN=3000rpm; naturally coo | 2598.82
1FK7063-2AF71-1CB0 | SIMOTICS S synchronous motor 1FK7-CT PN=2.3kW; UDC=600V M0=11Nm (100K); NN=3000rpm; naturally coo | 3048.65
1FK7063-2AF71-1QA1 | SIMOTICS S synchronous motor 1FK7-CT PN=2.3kW; UDC=600V M0=11Nm (100K); NN=3000rpm; naturally coo | 1994.95
1FK7063-5AF71-1SY3-ZN16S77 | SIMOTICS S Synchronous servo motor 1FK7 compact 11 Nm, 100 K, 3000 rpm, 2.29 kW Naturally cooled | 3153.52
1FK7081-3BF71-1BB0 | SIMOTICS S synchronous motor 1FK7-HI PN=2.7kW; UDC=600V M0=12Nm (100K); NN=3000rpm; naturally coo | 2952.89
1FK7081-3BF71-1CG1 | SIMOTICS S synchronous motor 1FK7-HI PN=2.7kW; UDC=600V M0=12Nm (100K); NN=3000rpm; naturally coo | 2918.36
1FK7081-3BF71-1RB0 | SIMOTICS S synchronous motor 1FK7-HI PN=2.7kW; UDC=600V M0=12Nm (100K); NN=3000rpm; naturally coo | 2844.82
1FK7103-2AC71-1QH2 | SIMOTICS S Synchronous motor 1FK7-CT PN=5.2kW; UDC=600V M0=36Nm (100K); NN=2000rpm; Naturally coo | 3570.86
1FK7103-2AC71-1RH1 | SIMOTICS S Synchronous motor 1FK7-CT PN=5.2kW; UDC=600V M0=36Nm (100K); NN=2000rpm; Naturally coo | 3942.19
1FK7084-3BC71-1BG0 | SIMOTICS S synchronous motor 1FK7-HI PN=3.1kW; UDC=600V M0=20Nm (100K); NN=2000rpm; naturally coo | 2861.43
1FK7084-3BC71-1BH1 | SIMOTICS S synchronous motor 1FK7-HI PN=3.1kW; UDC=600V M0=20Nm (100K); NN=2000rpm; naturally coo | 3362.49
TGX:16300-KS8 | KEYSTONE 790/600-700 (2.25" BORE) | 340.23
TGX:16300-MX4 | KIT PS2/760 MATRYX MX3000 | 263.13
TGX:16300-RC9 | MTG KIT FOR Remote Control RCG 90100 | 305.97
TGX:16300-RT12 | MTG KIT FOR ROTORK GP100 | 274.15
1FK2210-3AC11-1MB0 | SIMOTICS S-1FK2 CT Servo motor M0=30 Nm; PN = 5.5 kW at nN=2000 rpm; Converter at max. 480 V supp | 3305.28
1FK7062-2AC71-1QA2 | SIMOTICS S synchronous motor 1FK7-CT PN=1.5kW; UDC=600V M0=8.5Nm (100K); NN=2000rpm; naturally co | 1901.99
1FK7062-2AC71-1QB1 | SIMOTICS S synchronous motor 1FK7-CT PN=1.5kW; UDC=600V M0=8.5Nm (100K); NN=2000rpm; naturally co | 2202.64
1FK7062-2AC71-1QG1 | SIMOTICS S synchronous motor 1FK7-CT PN=1.5kW; UDC=600V M0=8.5Nm (100K); NN=2000rpm; naturally co | 1816.4
1FK7062-2AC71-1RA0 | SIMOTICS S synchronous motor 1FK7-CT PN=1.5kW; UDC=600V M0=8.5Nm (100K); NN=2000rpm; naturally co | 2180.46
1FK7062-2AC71-1RA1 | SIMOTICS S synchronous motor 1FK7-CT PN=1.5kW; UDC=600V M0=8.5Nm (100K); NN=2000rpm; naturally co | 2273.29
1FK2104-5AK01-1SA0 | SIMOTICS S-1FK2 HD Servo motor M0=2.4 Nm; PN = 0.75 kW at nN=3000 rpm; Converter at max. 480 V su | 1008.24
1FK2104-5AK01-1SB0 | SIMOTICS S-1FK2 HD Servo motor M0=2.4 Nm; PN = 0.75 kW at nN=3000rpm; Converter at max. 480 V sup | 1008.24
1FK2104-5AK10-1MA0 | SIMOTICS S-1FK2 HD Servo motor M0=2.4 Nm; PN = 0.75 kW at nN=3000 rpm; Converter at max. 480 V su | 1426.63
1FK2104-5AK10-1MB0 | SIMOTICS S-1FK2 HD Servo motor M0=2.4 Nm; PN = 0.75 kW at nN=3000rpm; Converter at max. 480 V sup | 1426.63
1FK7063-2AC71-1QB1 | SIMOTICS S synchronous motor 1FK7-CT PN=1.9kW; UDC=600V M0=11Nm (100K); NN=2000rpm; naturally coo | 2295.6
1FK7063-2AC71-1QB2 | SIMOTICS S synchronous motor 1FK7-CT PN=1.9kW; UDC=600V M0=11Nm (100K); NN=2000rpm; naturally coo | 2295.6
1FK7063-2AF71-1BG0 | SIMOTICS S synchronous motor 1FK7-CT PN=2.3kW; UDC=600V M0=11Nm (100K); NN=3000rpm; naturally coo | 2295.9
1FK7084-2AF71-1CB2 | SIMOTICS S synchronous motor 1FK7-CT PN=3.1kW; UDC=600V M0=20Nm (100K); NN=3000rpm; naturally coo | 3814.61
1FK7063-2AF71-1QB1 | SIMOTICS S synchronous motor 1FK7-CT PN=2.3kW; UDC=600V M0=11Nm (100K); NN=3000rpm; naturally coo | 2295.6
1FK7103-2AC71-1CH1 | SIMOTICS S Synchronous motor 1FK7-CT PN=5.2kW; UDC=600V M0=36Nm (100K); NN=2000rpm; Naturally coo | 4416.76
1FK7103-2AC71-1QA0 | SIMOTICS S Synchronous motor 1FK7-CT PN=5.2kW; UDC=600V M0=36Nm (100K); NN=2000rpm; Naturally coo | 3155.37
1FK7103-2AC71-1QA1 | SIMOTICS S Synchronous motor 1FK7-CT PN=5.2kW; UDC=600V M0=36Nm (100K); NN=2000rpm; Naturally coo | 3248.24
1FK7103-2AC71-1QA2 | SIMOTICS S Synchronous motor 1FK7-CT PN=5.2kW; UDC=600V M0=36Nm (100K); NN=2000rpm; Naturally coo | 3248.24
1FK7103-2AC71-1QH0 | SIMOTICS S Synchronous motor 1FK7-CT PN=5.2kW; UDC=600V M0=36Nm (100K); NN=2000rpm; Naturally coo | 3478.05
1FK7084-3BC71-1CH1 | SIMOTICS S synchronous motor 1FK7-HI PN=3.1kW; UDC=600V M0=20Nm (100K); NN=2000rpm; naturally coo | 3729.03
1FK7084-3BC71-1CH2 | SIMOTICS S synchronous motor 1FK7-HI PN=3.1kW; UDC=600V M0=20Nm (100K); NN=2000rpm; naturally coo | 3729.03
1FK7084-3BC71-1QA2 | SIMOTICS S synchronous motor 1FK7-HI PN=3.1kW; UDC=600V M0=20Nm (100K); NN=2000rpm; naturally coo | 2560.45
1FK7084-3BC71-1QB0 | SIMOTICS S synchronous motor 1FK7-HI PN=3.1kW; UDC=600V M0=20Nm (100K); NN=2000rpm; naturally coo | 2875.94
1FK7081-3BF71-1RG0 | SIMOTICS S synchronous motor 1FK7-HI PN=2.7kW; UDC=600V M0=12Nm (100K); NN=3000rpm; naturally coo | 2350.92
1FK7081-3BF71-1RG1 | SIMOTICS S synchronous motor 1FK7-HI PN=2.7kW; UDC=600V M0=12Nm (100K); NN=3000rpm; naturally coo | 2443.8
1FK7081-3BF71-1RG2 | SIMOTICS S synchronous motor 1FK7-HI PN=2.7kW; UDC=600V M0=12Nm (100K); NN=3000rpm; naturally coo | 2443.8
1FK7081-5AY81-1SY3-ZP91S44 | SIMOTICS S Synchronous motor 1FK7-CT PN=2.5 kW; UDC=600V M0=11 Nm (100K); NN=4100rpm; naturally c | 2968.9
TGX:16300-KN037 | MTG KIT FOR KINETROL K037 | 230.09
UAC:FN3440160118E2FAJXX | G120 LINE HARMONICS FILTER 400V 160 kW | 9820.43
UAC:FN3440200118E2FAJXX | G120 LINE HARMONICS FILTER 400V 200 kW | 11703.81
UAC:FN344090116E2FAJRX | G120 LINE HARMONICS FILTER 400V 90 kW | 7654.54
1FK2210-5AC00-1MB0 | SIMOTICS S-1FK2 CT Servo motor M0=50 Nm; PN = 7.1 kW at nN=2000 rpm; Converter at max. 480 V supp | 3954.59
1FK2210-5AC11-0SB0 | SIMOTICS S-1FK2 CT Servo motor M0=50 Nm; PN = 7.1 kW at nN=2000 rpm; Converter at max. 480 V supp | 4160.37
1FK7015-5AF04-1SB0-ZS27 | SIMOTICS S-1FK7 Synchronous servo motor 1FK7 Compact naturally cooled; NN=3000rpm; UDC=24V; IMB 5 | 982.03
1FK7022-5AF04-1SU0-ZS21 | SIMOTICS S-1FK7 Synchronous servo motor 1FK7 Compact, naturally cooled; NN=3000rpm; UDC=24V; IMB | 1260.19
1FK2104-4AK11-1MB0 | SIMOTICS S-1FK2 HD Servo motor M0=1.27 Nm; PN = 0.4 kW at nN=3000rpm; Converter at max. 480 V sup | 1412.05
1FK2104-5AF11-1SA0 | SIMOTICS S-1FK2 HD Servo motor M0=2.4 Nm; PN = 0.75 kW at nN=3000 rpm; Converter at max. 480 V su | 1228.54
1FK2104-5AK01-0MB0 | SIMOTICS S-1FK2 HD Servo motor M0=2.4 Nm; PN = 0.75 kW at nN=3000rpm; Converter at max. 480 V sup | 1283.07
1FK2104-5AK01-0SA0 | SIMOTICS S-1FK2 HD Servo motor M0=2.4 Nm; PN = 0.75 kW at nN=3000 rpm; Converter at max. 480 V su | 1008.24
1FK7103-2AC71-1CG1 | SIMOTICS S Synchronous motor 1FK7-CT PN=5.2kW; UDC=600V M0=36Nm (100K); NN=2000rpm; Naturally coo | 4008.51
1FK7062-2AC71-1RA2 | SIMOTICS S synchronous motor 1FK7-CT PN=1.5kW; UDC=600V M0=8.5Nm (100K); NN=2000rpm; naturally co | 2273.29
1FK7062-2AC71-1RB1 | SIMOTICS S synchronous motor 1FK7-CT PN=1.5kW; UDC=600V M0=8.5Nm (100K); NN=2000rpm; naturally co | 2573.99
1FK7062-2AC71-1RG1 | SIMOTICS S synchronous motor 1FK7-CT PN=1.5kW; UDC=600V M0=8.5Nm (100K); NN=2000rpm; naturally co | 2187.68
1FK7084-2AF71-1QH2 | SIMOTICS S synchronous motor 1FK7-CT PN=3.1kW; UDC=600V M0=20Nm (100K); NN=3000rpm; naturally coo | 2883.18
1FK7084-2AF71-1RA1 | SIMOTICS S synchronous motor 1FK7-CT PN=3.1kW; UDC=600V M0=20Nm (100K); NN=3000rpm; naturally coo | 2931.78
1FK7084-2AF71-1RG1 | SIMOTICS S synchronous motor 1FK7-CT PN=3.1kW; UDC=600V M0=20Nm (100K); NN=3000rpm; naturally coo | 2846.16
1FK7081-3BF71-1BH0 | SIMOTICS S synchronous motor 1FK7-HI PN=2.7kW; UDC=600V M0=12Nm (100K); NN=3000rpm; naturally coo | 2867.26
1FK7081-3BF71-1BH2 | SIMOTICS S synchronous motor 1FK7-HI PN=2.7kW; UDC=600V M0=12Nm (100K); NN=3000rpm; naturally coo | 2960.1
1FK7081-3BF71-1CA0 | SIMOTICS S synchronous motor 1FK7-HI PN=2.7kW; UDC=600V M0=12Nm (100K); NN=3000rpm; naturally coo | 2911.1
1FK7081-3BF71-1CB1 | SIMOTICS S synchronous motor 1FK7-HI PN=2.7kW; UDC=600V M0=12Nm (100K); NN=3000rpm; naturally coo | 3412.22
1FK7103-2AF71-1BA0 | SIMOTICS S Synchronous motor 1FK7-CT PN=4.4kW; UDC=600V M0=36Nm (100K); NN=3000rpm; Naturally coo | 3634.77
1FK7103-2AF71-1BA1 | SIMOTICS S Synchronous motor 1FK7-CT PN=4.4kW; UDC=600V M0=36Nm (100K); NN=3000rpm; Naturally coo | 3727.58
1FK7084-3BC71-1BA2 | SIMOTICS S synchronous motor 1FK7-HI PN=3.1kW; UDC=600V M0=20Nm (100K); NN=2000rpm; naturally coo | 3039.85
1FK7084-3BC71-1BB2 | SIMOTICS S synchronous motor 1FK7-HI PN=3.1kW; UDC=600V M0=20Nm (100K); NN=2000rpm; naturally coo | 3448.1
1FK7103-2AF71-1CG0 | SIMOTICS S Synchronous motor 1FK7-CT PN=4.4kW; UDC=600V M0=36Nm (100K); NN=3000rpm; Naturally coo | 3915.68
1FK7103-2AF71-1QA0 | SIMOTICS S Synchronous motor 1FK7-CT PN=4.4kW; UDC=600V M0=36Nm (100K); NN=3000rpm; Naturally coo | 3155.37
1FK7103-2AF71-1QA2 | SIMOTICS S Synchronous motor 1FK7-CT PN=4.4kW; UDC=600V M0=36Nm (100K); NN=3000rpm; Naturally coo | 3248.24
1FK7103-2AF71-1QG0 | SIMOTICS S Synchronous motor 1FK7-CT PN=4.4kW; UDC=600V M0=36Nm (100K); NN=3000rpm; Naturally coo | 3069.8
1FK7103-2AF71-1BG0 | SIMOTICS S Synchronous motor 1FK7-CT PN=4.4kW; UDC=600V M0=36Nm (100K); NN=3000rpm; Naturally coo | 3549.2
1FK7103-2AF71-1CB2 | SIMOTICS S Synchronous motor 1FK7-CT PN=4.4kW; UDC=600V M0=36Nm (100K); NN=3000rpm; Naturally coo | 4502.36
1FK7103-2AF71-1RB0 | SIMOTICS S Synchronous motor 1FK7-CT PN=4.4kW; UDC=600V M0=36Nm (100K); NN=3000rpm; Naturally coo | 3934.95
1FK7081-3BF71-1RB1 | SIMOTICS S synchronous motor 1FK7-HI PN=2.7kW; UDC=600V M0=12Nm (100K); NN=3000rpm; naturally coo | 2937.65
1FK7081-5AY81-1SY3-ZS28 | SIMOTICS S Synchronous motor 1FK7-CT Pn=2.5 kW; UZK=600 V M0=11 Nm (100 K); Nn=4100 rpm; Naturall | 4103.56
1FK7083-2AC71-1BB0 | SIMOTICS S synchronous motor 1FK7-CT PN=2.6kW; UDC=600V M0=16Nm (100K); NN=2000rpm; naturally coo | 3059.74
1FK7083-2AC71-1QA2 | SIMOTICS S synchronous motor 1FK7-CT PN=2.6kW; UDC=600V M0=16Nm (100K); NN=2000rpm; naturally coo | 2264.89
1FK7083-2AC71-1RB1 | SIMOTICS S synchronous motor 1FK7-CT PN=2.6kW; UDC=600V M0=16Nm (100K); NN=2000rpm; naturally coo | 3044.49
1FK7083-2AF71-1BH0 | SIMOTICS S synchronous motor 1FK7-CT PN=3.3kW; UDC=600V M0=16Nm (100K); NN=3000rpm; naturally coo | 2974.1
1FK7105-2AC71-1RG0 | SIMOTICS S Synchronous motor 1FK7-CT PN=7.7kW; UDC=600V M0=48Nm (100K); NN=2000rpm; Naturally coo | 4494.62
1FK7105-2AF71-1CG2 | SIMOTICS S Synchronous motor 1FK7-CT PN=8.2kW; UDC=600V M0=48Nm (100K); NN=3000rpm; Naturally coo | 5062.03
1FK7105-2AF71-1CH2 | SIMOTICS S Synchronous motor 1FK7-CT PN=8.2kW; UDC=600V M0=48Nm (100K); NN=3000rpm; Naturally coo | 5470.25
1FK7105-2AF71-1RB0 | SIMOTICS S Synchronous motor 1FK7-CT PN=8.2kW; UDC=600V M0=48Nm (100K); NN=3000rpm; Naturally coo | 4988.53
1FK7105-2AF71-1RB2 | SIMOTICS S Synchronous motor 1FK7-CT PN=8.2kW; UDC=600V M0=48Nm (100K); NN=3000rpm; Naturally coo | 5081.33
1FK7083-2AF71-1CG1 | SIMOTICS S synchronous motor 1FK7-CT PN=3.3kW; UDC=600V M0=16Nm (100K); NN=3000rpm; naturally coo | 3025.2
1FK7083-2AF71-1CH2 | SIMOTICS S synchronous motor 1FK7-CT PN=3.3kW; UDC=600V M0=16Nm (100K); NN=3000rpm; naturally coo | 3433.43
1FK7083-2AF71-1RH2 | SIMOTICS S synchronous motor 1FK7-CT PN=3.3kW; UDC=600V M0=16Nm (100K); NN=3000rpm; naturally coo | 2958.85
1FK7083-5AF81-1YY3-ZS16 | SIMOTICS S Synchronous servo motor 1FK7 compact 16 Nm, 100 K, 3000 rpm, 3.10 kW Naturally cooled | 3315.67
1FK7105-3BC71-1CH1 | SIMOTICS S synchronous motor 1FK7-HI PN=7.7kW; UDC=600V M0=48Nm (100K); NN=2000rpm; naturally coo | 5444.75
1FK7105-3BC71-1QA0 | SIMOTICS S synchronous motor 1FK7-HI PN=7.7kW; UDC=600V M0=48Nm (100K); NN=2000rpm; naturally coo | 4183.41
1FK7105-3BC71-1RH0 | SIMOTICS S synchronous motor 1FK7-HI PN=7.7kW; UDC=600V M0=48Nm (100K); NN=2000rpm; naturally coo | 4877.37
1FK7105-5AY81-1SH3-ZS11 | SIMOTICS S Synchronous servo motor 1FK7 Compact 48 Nm, 100K, 3000 rpm, 8.3 kW Naturally cooled IM | 8999.7
1FK7084-3BC71-1QG0 | SIMOTICS S synchronous motor 1FK7-HI PN=3.1kW; UDC=600V M0=20Nm (100K); NN=2000rpm; naturally coo | 2382.07
1FK7084-3BC71-1QH1 | SIMOTICS S synchronous motor 1FK7-HI PN=3.1kW; UDC=600V M0=20Nm (100K); NN=2000rpm; naturally coo | 2883.18
1FK7100-2AF71-1BG0 | SIMOTICS S Synchronous motor 1FK7-CT PN=3.8kW; UDC=600V M0=18Nm (100K); NN=3000rpm; Naturally coo | 2811.71
1FK7100-2AF71-1BH0 | SIMOTICS S Synchronous motor 1FK7-CT PN=3.8kW; UDC=600V M0=18Nm (100K); NN=3000rpm; Naturally coo | 3219.96
1FK7101-2AC71-1BA2 | SIMOTICS S Synchronous motor 1FK7-CT PN=4.3kW; UDC=600V M0=27Nm (100K); NN=2000rpm; Naturally coo | 3308.33
1FK7101-2AC71-1CH2 | SIMOTICS S Synchronous motor 1FK7-CT PN=4.3kW; UDC=600V M0=27Nm (100K); NN=2000rpm; Naturally coo | 3997.51
1FK7101-2AC71-1RA0 | SIMOTICS S Synchronous motor 1FK7-CT PN=4.3kW; UDC=600V M0=27Nm (100K); NN=2000rpm; Naturally coo | 3107.45
6FB1112-0AT21-2TR0 | SIDOOR Transformer UL power supply for SIDOOR controller, input voltage 220-240 VAC (+/- 10%) 50/ | 193.61
TGX:16152-635 | MTG KIT FOR BAKER HUGHES | 13024.4
TGX:16152-740 | MTG KIT FOR HONEYWELL 1401 | 1498.02
TGX:16300-BT19 | MTG KIT FOR BETTIS RP 5000 | 358.59
TGX:16300-BT4 | MTG BKT KIT, BETTIS CB 420/520 | 348.8
TGX:16300-JB37 | MTG KIT FOR JAMESBURY QP2* - S25 | 243.55
TGX:16300-JB61 | MTG KIT FOR NELES / JAMESBURY BC 25 | 444.26
TGX:16300-KM2 | MTG KIT FOR MORIN 79B/S-135 - 1150 | 277.82
TGX:16300-KS1 | KEYSTONE 79U/E-006 THRU 012 | 305.97
TGX:16300-KS21 | MTG KIT FOR KEYSTONE F79A 3 - 14 | 641.3
TGX:16300-RT4 | MTG KIT FOR ROTORK SP50 | 215.4
UAC:FN344022115E2FAJRX | G120 LINE HARMONICS FILTER 400V 22 kW | 3114.3
6FX3002-5CK32-1BA0 | Pre-assembled power cable 4 x 2.5; For motor S-1FL6 LI 20 SH50 with V90 design D MOTION-CONNECT 3 | 176.49
6FX5002-2DC34-1BB0 | DRIVE-CLiQ extension For base 6FX5002-2DC30 Type: 6FX5002-2DC34 DRIVE-CLiQ with 24V M12 male/M12 | 204.58
6FX8002-2DC34-1AJ0 | DRIVE-CLiQ extension for base Type: 6FX8002-2DC34 DRIVE-CLiQ with 24V M12 male/M12 female MOTION- | 212.78
6FE1242-6TM20-0BB1 | SIMATIC ET 200SP TM ECC PL ST Chargecontroller for conductiv Charging of electric vehicles accord | 973.78
6FX8002-2DC38-1BH0 | Drive-CLiQ adapter cable pre-fabricated Type: 6FX8002-2DC38 DRIVE-CLiQ with 24 V M12 male/ RJ45 I | 289.08
6GK1900-0UB00-0AA0 | SCALANCE CLP 2GB Removable medium for simple device replacement in case of fault, for storing con | 166.44
6GF3500-8BA41 | Power-IO-DATA cable MV500 30 m for MV540 devices (MLFB: 6GF3540-0CD10,...- 0GE10,... -0LE10; -0HE | 301.33
6GK5788-1GY01-0AA0 | IWLAN access point, SCALANCE W1788-1 M12, 1 radio, 4 N-CON antenna port, iFeatures support via CL | 2843.2
6GT2398-1DC10 | SIMATIC RF300/RF200 antenna ANT 12, stainless steel, IP65, -25 to +70 °C, thread M12x1, length 40 | 401.77
6GT2801-1BA20-0AX1 | SIMATIC RF300; Reader RF310R (GEN2) with RS422 interface (3964R); IP67. -25 to +70 °C, 55x 75x 30 | 860.93
6NH3112-3BA00-6XX1 | Extension board HART/RS 485 For low-power RTU3000C family; Connection of 8 Modbus RTUs slaves or | 310.04
6SL3054-0FB11-1BA0 | SINAMICS S120 COMPACTFLASH CARD WITH FIRMWARE OPTION PERFORMANCE-EXTENSION INCLUDING CERTIFICATE | 776.16
6FX3002-5CK32-1AF0 | Power cable pre-assembled 4x2.5; FOR MOTOR S-1FL6 LI 200V SH50 WITH V90 FRAMESIZE D MOTION-CONNE | 121.84
6FX5002-2DC34-1AF0 | DRIVE-CLiQ extension For base 6FX5002-2DC30 Type: 6FX5002-2DC34 DRIVE-CLiQ with 24V M12 male/M12 | 162.65
6FX5002-2DC34-1BA0 | DRIVE-CLiQ extension For base 6FX5002-2DC30 Type: 6FX5002-2DC34 DRIVE-CLiQ with 24V M12 male/M12 | 197.61
6FX8002-2DC34-1AE0 | DRIVE-CLiQ extension for base Type: 6FX8002-2DC34 DRIVE-CLiQ with 24V M12 male/M12 female MOTION- | 180.33
6FX8002-2DC38-1BA0 | Drive-CLiQ adapter cable pre-fabricated Type: 6FX8002-2DC38 DRIVE-CLiQ with 24 V M12 male/ RJ45 I | 230.65
6FX8002-2DC38-1CF0 | Drive-CLiQ adapter cable pre-fabricated Type: 6FX8002-2DC38 DRIVE-CLiQ with 24 V M12 male/ RJ45 I | 356.11
6GF3540-8DA13 | Built-in ring light MV540 red multi for MV540 devices (MLFB: 6GF3540-0CD10, -0GE10); incl. cross- | 843.71
6GK5216-0BA00-2FC2 | SCALANCE XC216EEC Manageable layer 2 IE switch; 16x 10/100 Mbit/s RJ45 ports; 1x console port; Di | 2176.7
6GK5224-4GS00-2FC2 | SCALANCE XC224-4C G EEC manageable layer 2 IE Switch; Full Gigabit; 6x 10/100/1000 Mbps RJ45 port | 3934.61
6GT2811-6CC10-1AA0 | SIMATIC RF600 Reader RF615R FCC; interfaces: 1 Ethernet / PROFINET M12; 1 integrated antenna + 1 | 2294.37
6SL3162-2ME01-0AC0 | SINAMICS S120 C/D Type Adapter Cable FOR MOTOR CONNECTION, 2,5MM2 FOR MOTOR MODULES 3-18A | 178.86
6SL3210-5DE22-0UA0 | SINAMCIS V70 SPINDLE Input voltage: 380-480 V 3 A -15%/+10% 24.5 A 50/60 Hz Output voltage: 3AC Z | 2997.71
6SL3210-5HE11-0UF0 | SINAMICS S210 Input voltage: 200-480 V 3AC -10%/+10% 3.8 A 45-66 Hz Output voltage: 0-input V; 3. | 1292.91
6SL3220-2YH64-0CF0 | SINAMICS G120X RATED POWER: 500kW for 135% 3S or 110% 60S, 100% 240s EMC filter for category C3 3 | 45133.81
6SL3220-3YE58-0CF0 | SINAMICS G120X RATED POWER: 355kW for 135% 3S or 110% 60S, 100% 240s EMC filter for category C3 3 | 27759.8
6XV1801-6DN15 | Power connecting cable M12-180/M12-180 for power supply of the ET 200, harness cable with M12 con | 164.66
6SL3111-3VE21-6EA1 | SINAMICS S120 COMBI POWER MODULE INPUT: 3AC 400V, 16KW OUTPUT: 3AC 400V, 24A, 9A, 9A FRAME SIZE: | 6689.07
6SL3111-4VE21-0EA1 | SINAMICS S120 COMBI POWER MODULE INPUT: 3AC 400V, 10KW OUTPUT: 3AC 400V,24A,12A,12A,12A DESIGN: | 10082.25
6SL3055-0AA00-2RB1 | SINAMICS S120 Robox EtherCAT Interface Option module for CU320-2 | 1354.53
6SL3162-1AD00-0AA0 | SINAMICS SHIELD CONNECTION SHEET FOR 100mm45A/60A MOTOR MODULES INTERNAL AIR COOLING | 30.86
6SL3210-5HE10-8UF0 | SINAMICS S210 Input voltage: 3AC 200-480V -10%/+10% 2.9A 45-66Hz Output voltage: 0-Input V 2. | 1197.34
6SL3300-7TG35-8AA1 | SINAMICS S120 Active Interface Module for Active Line Module 630 kW 500-690V 3AC, 50/60 Hz, 575 A | 32970.24
6SL3300-7TG41-3AA1 | SINAMICS S120 Active Interface Module for Active Line Module 1100/1400 kW 500-690V 3AC, 50/60 Hz, | 63297.26
6SL3220-2YH58-0CF0 | SINAMICS G120X RATED POWER: 355kW for 135% 3S or 110% 60S, 100% 240s EMC filter for category C3 3 | 30403.03
6SL3220-3YE62-0CF0 | SINAMICS G120X RATED POWER: 450kW for 135% 3S or 110% 60S, 100% 240s EMC filter for category C3 3 | 36695.51
6XV1801-6DH30 | Power connecting cable M12-180/M12-180 for power supply of the ET 200, harness cable with M12 con | 79.88
7MH5708-4AE00 | Guide element for compact mounting unit SIWAREX WL270 CP-S SA 0.5t ... 1t Max. lateral force: 2.5 | 666.13
7MH5708-5PA01 | Compact mounting unit for load cells SIWAREX WL270 CP-S SA 50t Installation ready pre-assemble an | 2110.31
7MF7903-7AB | Overvoltage protection up to 6 kV (external), M20 x 1.5 | 384.88
7MF7905-3CB | Ex and remote seal label, unlabeled | 46.84
7MF7906-2AB | Device plug Han 7D, plastic gray, straight | 178.58
7MF7906-2BN | Cable socket Han 7D, metal gray, straight, cable O 6 ... 12 mm, for core cross-section 1.0 mm2 | 131.49
7MF7906-7BJ | Sealing plugs 1/2-14 NPT, A4, Ex d | 62.04
8GK1383-2KK13 | marshalling box safety class 1, IP55 h=650, w=300, d=250 screwed front plate without stays | 577.62
7MF9900-1AK | Spares for 7MF9416-6* Valve seat DN8 SS Steel 1.4021, G3/8 S340.01.102 (1 set = 5 pcs) | 140.53
8MF1111-0AA00-0AC0 | SIVACON 1800mm x 600mm x 400mm | 2496.7
8MF1111-0AA00-0AD1 | SIVACON 2000mm x 600mm x 500mm | 2482.34
8MF1111-0AA00-0AE6 | SIVACON 2000mm x 600mm x 600mm | 2468
8MF1111-0AA00-0AG4 | SIVACON 2000mm x 600mm x 400mm | 3070.64
8MF1111-0AA00-0AH1 | SIVACON 2000mm x 400mm x 400mm | 2453.65
7MF7900-2AD | Mounting bracket, steel electro-galvanized, incl. screw set M12, tubular bracket incl. accessorie | 115.21
7MF7901-1BG | Lid aluminum, 2x coated, with glass, incl. seal NBR | 262.97
7MF7906-1BB | Cable gland 1/2-14 NPT, gray plastic, not Ex, cable O 6 ... 12 mm | 62.04
7MF7906-1BJ | Cable gland 1/2-14 NPT, stainless steel 1.4404, Ex d, e, i, t. Approval details on request, cable | 308.92
8GK1383-2KK25 | marshalling box safety class 1, IP55 h=650, w=550, d=400 screwed front plate without stays | 697.17
8GK1483-8KN25 | Transformer cabinet safety class 1, IP30 h=1950 w=500 d=400 sheet metal door closed sidewalls | 2340.61
7MF7906-7AG | Sealing plugs M20 x 1.5, steel galvanized, Ex d, incl. sealing | 74.7
1FK7083-2AC71-1CB2 | SIMOTICS S synchronous motor 1FK7-CT PN=2.6kW; UDC=600V M0=16Nm (100K); NN=2000rpm; naturally coo | 3519.05
1FK7083-2AC71-1CG1 | SIMOTICS S synchronous motor 1FK7-CT PN=2.6kW; UDC=600V M0=16Nm (100K); NN=2000rpm; naturally coo | 3025.2
1FK7103-2AF71-1RG2 | SIMOTICS S Synchronous motor 1FK7-CT PN=4.4kW; UDC=600V M0=36Nm (100K); NN=3000rpm; Naturally coo | 3533.95
1FK7083-2AC71-1RB2 | SIMOTICS S synchronous motor 1FK7-CT PN=2.6kW; UDC=600V M0=16Nm (100K); NN=2000rpm; naturally coo | 3044.49
1FK7083-2AF71-1BA2 | SIMOTICS S synchronous motor 1FK7-CT PN=3.3kW; UDC=600V M0=16Nm (100K); NN=3000rpm; naturally coo | 2744.22
1FK7083-2AF71-1BG0 | SIMOTICS S synchronous motor 1FK7-CT PN=3.3kW; UDC=600V M0=16Nm (100K); NN=3000rpm; naturally coo | 2565.87
1FK7083-2AF71-1BG1 | SIMOTICS S synchronous motor 1FK7-CT PN=3.3kW; UDC=600V M0=16Nm (100K); NN=3000rpm; naturally coo | 2658.67
1FK7105-2AC71-1RH2 | SIMOTICS S Synchronous motor 1FK7-CT PN=7.7kW; UDC=600V M0=48Nm (100K); NN=2000rpm; Naturally coo | 4995.71
1FK7105-2AF71-1BA0 | SIMOTICS S Synchronous motor 1FK7-CT PN=8.2kW; UDC=600V M0=48Nm (100K); NN=3000rpm; Naturally coo | 4688.29
1FK7105-2AF71-1BA2 | SIMOTICS S Synchronous motor 1FK7-CT PN=8.2kW; UDC=600V M0=48Nm (100K); NN=3000rpm; Naturally coo | 4781.1
1FK7105-2AF71-1BB1 | SIMOTICS S Synchronous motor 1FK7-CT PN=8.2kW; UDC=600V M0=48Nm (100K); NN=3000rpm; Naturally coo | 5189.37
1FK7105-2AF71-1RG2 | SIMOTICS S Synchronous motor 1FK7-CT PN=8.2kW; UDC=600V M0=48Nm (100K); NN=3000rpm; Naturally coo | 4587.46
1FK7105-5AY81-1YY3-ZN16S18 | SIMOTICS S Synchronous servo motor 1FK7 Compact 48 Nm, 100K, 3000 rpm, 8.3 kW Naturally cooled IM | 7593.9
1FK7100-2AF71-1BA0 | SIMOTICS S Synchronous motor 1FK7-CT PN=3.8kW; UDC=600V M0=18Nm (100K); NN=3000rpm; Naturally coo | 2897.3
1FK7100-5AY81-1SH3-ZS11 | SIMOTICS S Synchronous servo motor 1FK7 compact 18 Nm, 100 K, 4300 rpm, 3.2 kW Naturally cooled I | 4989.86
1FK7100-5AY81-1YY3-ZS73 | SIMOTICS S Synchronous servo motor 1FK7 compact 18 Nm, 100 K, 3000 rpm, 2.2 kW Naturally cooled I | 4096.16
1FK7101-2AB74-1TG0 | SIMOTICS S Synchronous motor 1FK7-CT PN=4.3kW; UDC=600V M0=27 Nm (100K); NN=2000rpm; Naturally co | 2460.43
1FK7101-2AC71-1BA1 | SIMOTICS S Synchronous motor 1FK7-CT PN=4.3kW; UDC=600V M0=27Nm (100K); NN=2000rpm; Naturally coo | 3308.33
1FK7101-2AF71-1RA2 | SIMOTICS S synchronous motor 1FK7-CT PN=4.9kW; UDC=600V M0=27Nm (100K); NN=3000rpm; naturally coo | 3200.26
1FK7101-2AF71-1RB0 | SIMOTICS S synchronous motor 1FK7-CT PN=4.9kW; UDC=600V M0=27Nm (100K); NN=3000rpm; naturally coo | 3515.73
1FK7101-2AF71-1RB1 | SIMOTICS S synchronous motor 1FK7-CT PN=4.9kW; UDC=600V M0=27Nm (100K); NN=3000rpm; naturally coo | 3608.51
1FK7042-2AC71-1QA1 | SIMOTICS S Synchronous motor 1FK7-CT PN=0.59kW; UDC=600V M0=3Nm (100K); NN=2000rpm; Naturally coo | 1560.37
1FK7042-2AC71-1QA2 | SIMOTICS S Synchronous motor 1FK7-CT PN=0.59kW; UDC=600V M0=3Nm (100K); NN=2000rpm; Naturally coo | 1560.37
1FK7042-2AC71-1QA9-ZN01R2A | SIMOTICS S Synchronous motor 1FK7-CT PN=0.59 kW; UDC=600 V M0=3 Nm (100K); NN=2000 rpm; naturally | 1743.46
1FK7042-2AC71-1QG2 | SIMOTICS S Synchronous motor 1FK7-CT PN=0.59kW; UDC=600V M0=3Nm (100K); NN=2000rpm; Naturally coo | 1474.78
1PH1131-1HF12-0GA0 | Main motor 1PH1 for SINAMICS V70; Operating voltage 380 V 3AC Pn=11 kW; Nn=15000 rpm Mn=70 Nm Sha | 5870.31
1PH1131-1HF12-1GA0 | Main motor 1PH1 for SINAMICS V70; Operating voltage 380 V 3AC Pn=11 kW; Nn=15000 rpm Mn=70 Nm Sha | 5870.31
1PH1131-1LD10-0GA0 | Main motor 1PH1 for SINAMICS V70; Operating voltage 380 V 3AC Pn=7.5 kW; Nn=1000 rpm Mn=72 Nm Sha | 5369.78
1PH1131-1LF10-0GA0 | Main motor 1PH1 for SINAMICS V70; Operating voltage 380 V 3AC Pn=11 kW; Nn=1500 rpm Mn=70 Nm Shaf | 5369.78
1FK7103-3BC71-1QB0 | SIMOTICS S synchronous motor 1FK7-HI PN=5.2kW; UDC=600V M0=36Nm (100K); NN=2000rpm; naturally coo | 3546.62
1FK7103-5AF81-1YY3-ZS49 | SIMOTICS S Synchronous servo motor 1FK7 Compact 36 Nm, 100K, 2000 rpm, 3.2 kW Naturally cooled IM | 16864.93
1FK7103-5AF81-1YY3-ZS93 | SIMOTICS S Synchronous servo motor 1FK7 Compact, 36 Nm 100K, 3000rpm, 6.90 kW naturally cooled IM | 5517.96
1FK7105-2AC71-1BA2 | SIMOTICS S Synchronous motor 1FK7-CT PN=7.7kW; UDC=600V M0=48Nm (100K); NN=2000rpm; Naturally coo | 4781.1
1FK7105-2AC71-1BH0 | SIMOTICS S Synchronous motor 1FK7-CT PN=7.7kW; UDC=600V M0=48Nm (100K); NN=2000rpm; Naturally coo | 5010.95
1FK7105-2AF71-1QB1 | SIMOTICS S Synchronous motor 1FK7-CT PN=8.2kW; UDC=600V M0=48Nm (100K); NN=3000rpm; Naturally coo | 4710.02
1FK7105-2AF71-1QG0 | SIMOTICS S Synchronous motor 1FK7-CT PN=8.2kW; UDC=600V M0=48Nm (100K); NN=3000rpm; Naturally coo | 4123.34
1FK7105-2AF71-1QG1 | SIMOTICS S Synchronous motor 1FK7-CT PN=8.2kW; UDC=600V M0=48Nm (100K); NN=3000rpm; Naturally coo | 4216.17
1FK7105-2AF71-1QG2 | SIMOTICS S Synchronous motor 1FK7-CT PN=8.2kW; UDC=600V M0=48Nm (100K); NN=3000rpm; Naturally coo | 4216.17
1FK7083-2AF71-1QB0 | SIMOTICS S synchronous motor 1FK7-CT PN=3.3kW; UDC=600V M0=16Nm (100K); NN=3000rpm; naturally coo | 2580.34
1FK7083-2AF71-1QG1 | SIMOTICS S synchronous motor 1FK7-CT PN=3.3kW; UDC=600V M0=16Nm (100K); NN=3000rpm; naturally coo | 2179.3
1FK7083-2AF71-1QH1 | SIMOTICS S synchronous motor 1FK7-CT PN=3.3kW; UDC=600V M0=16Nm (100K); NN=3000rpm; naturally coo | 2587.57
1FK7083-2AF71-1RB1 | SIMOTICS S synchronous motor 1FK7-CT PN=3.3kW; UDC=600V M0=16Nm (100K); NN=3000rpm; naturally coo | 3044.49
1FK7084-3BC71-1RA1 | SIMOTICS S synchronous motor 1FK7-HI PN=3.1kW; UDC=600V M0=20Nm (100K); NN=2000rpm; naturally coo | 2931.78
1FK7084-3BC71-1RH2 | SIMOTICS S synchronous motor 1FK7-HI PN=3.1kW; UDC=600V M0=20Nm (100K); NN=2000rpm; naturally coo | 3254.41
1FK7100-2AF71-1BH2 | SIMOTICS S Synchronous motor 1FK7-CT PN=3.8kW; UDC=600V M0=18Nm (100K); NN=3000rpm; Naturally coo | 3312.77
1FK7100-2AF71-1CG1 | SIMOTICS S Synchronous motor 1FK7-CT PN=3.8kW; UDC=600V M0=18Nm (100K); NN=3000rpm; Naturally coo | 3271.04
1FK7100-2AF71-1CH0 | SIMOTICS S Synchronous motor 1FK7-CT PN=3.8kW; UDC=600V M0=18Nm (100K); NN=3000rpm; Naturally coo | 3586.44
1FK7100-2AF71-1CH2 | SIMOTICS S Synchronous motor 1FK7-CT PN=3.8kW; UDC=600V M0=18Nm (100K); NN=3000rpm; Naturally coo | 3679.29
1FK7101-2AF71-1BA2 | SIMOTICS S synchronous motor 1FK7-CT PN=4.9kW; UDC=600V M0=27Nm (100K); NN=3000rpm; naturally coo | 3308.33
1FK7101-2AF71-1BB1 | SIMOTICS S synchronous motor 1FK7-CT PN=4.9kW; UDC=600V M0=27Nm (100K); NN=3000rpm; naturally coo | 3716.61
1FK7101-2AF71-1BG0 | SIMOTICS S synchronous motor 1FK7-CT PN=4.9kW; UDC=600V M0=27Nm (100K); NN=3000rpm; naturally coo | 3129.9
1FK7042-2AF71-1BA0 | SIMOTICS S SIMOTICS S-1FK7 1FK7-CT synchronous motor PN=0.82kW UDC=600V M0=3Nm (100K); NN=3000rpm | 1946.92
1FT7087-7SH71-1BG0-ZN05X09Y84 | SIMOTICS S; Synchronous motor 1FT7 M0=48 Nm (100K) NN=4500 rpm, PN=10.80 kW forced ventilation; I | 8096.65
1PH3103-1AD00-2GA0 | Main motor for SINAMICS S120;3 Operating voltage 380 V 3AC Pn=3.7 kW; Nn=1000 rpm MN=35 Nm Axial | 4145.34
1PH3103-1AD02-0GA0 | Main motor for SINAMICS S120;3 Operating voltage 380 V 3AC Pn=3.7 kW; Nn=1000 rpm MN=35 Nm Axial | 4145.96
1PH3103-1DD00-2GA0 | Main motor for SINAMICS S120;3 Operating voltage 380 V 3AC Pn=3.7 kW; Nn=1000 rpm MN=35 Nm Axial | 5132.01
1PH3103-1DD02-2GA0 | Main motor for SINAMICS S120;3 Operating voltage 380 V 3AC Pn=3.7 kW; Nn=1000 rpm MN=35 Nm Axial | 5132.01
1PH3103-1DF00-0LA0 | Main motor for SINAMICS S120;3 Operating voltage 380 V 3AC Pn=5.5 kW; Nn=1500 rpm MN=35 Nm Axial | 5689.41
1PH3133-1DD02-2GA0 | Main motor for SINAMICS S120;3 Operating voltage 380 V 3AC Pn=11 kW; Nn=1000 rpm Mn=105 Nm Axial | 5818.25
1PH3133-1DG00-0LA0 | Main motor for SINAMICS S120;3 Operating voltage 380 V 3AC Pn=15 kW; Nn=2000 rpm Mn=96 Nm Axial h | 6342.95
1PH3133-1DG02-2LA0 | Main motor for SINAMICS S120;3 Operating voltage 380 V 3AC Pn=15 kW; Nn=2000 rpm Mn=96 Nm Axial h | 6342.95
1PH3135-1DD00-0LA0 | Main motor for SINAMICS S120;3 Operating voltage 380 V 3AC Pn=12 kW; Nn=1000 rpm Mn=115 Nm Axial | 6246.91
1PH1103-1HF12-2GA0 | Main motor 1PH1 for SINAMICS V70; Operating voltage 380 V 3AC Pn=5.5 kW; Nn=1500 rpm Mn=35 Nm Sha | 5176.66
1PH1103-1LD10-0GA0 | Main motor 1PH1 for SINAMICS V70; Operating voltage 380 V 3AC Pn=3.7 kW; Nn=1000 rpm Mn=35 Nm Sha | 4662.26
1PH1103-1LF10-2GA0 | Main motor 1PH1 for SINAMICS V70; Operating voltage 380 V 3AC Pn=5.5 kW; Nn=1500 rpm Mn=35 Nm Sha | 4662.26
1PH1103-1LF12-1GA0 | Main motor 1PH1 for SINAMICS V70; Operating voltage 380 V 3AC Pn=5.5 kW; Nn=1500 rpm Mn=35 Nm Sha | 4662.26
1PH8137-1MZ13-0CA2-ZK6DQ82 | SIMOTICS M Compact induction motor 900 rpm, 12.5kW, 133Nm, 30 A forced ventilation; Direction of | 7128.68
3NP1963-1GB45 | Fuse carrier with EFM15, for size NH3 3-pole, DC 220 - 440V accessories for 3NP1 fuse switch disc | 199.36
3NP1933-1GB45 | Fuse carrier with EFM15, for size NH00 3-pole, DC 220 - 440V accessories for 3NP1 fuse switch dis | 142.55
1FK7042-2AF71-1QA2 | SIMOTICS S SIMOTICS S-1FK7 synchronous motor 1FK7-CT PN=0.82k UDC=600V M0=3Nm (100K); NN=3000rpm; | 1560.37
1FK7042-2AF71-1QB1 | SIMOTICS S SIMOTICS S-1FK7 synchronous motor 1FK7-CT PN=0.82k UDC=600V M0=3Nm (100K); NN=3000rpm; | 1819.37
1FK7042-2AF71-1QG1 | SIMOTICS S SIMOTICS S-1FK7 synchronous motor 1FK7-CT PN=0.82k UDC=600V M0=3Nm (100K); NN=3000rpm; | 1474.78
1FK7042-2AK71-1QH0 | SIMOTICS S Synchronous motor 1FK7-CT PN=0.94kW; UDC=600V M0=3Nm (100K); NN=6000rpm; Naturally coo | 1638.76
1FK7042-2AK71-1RB2 | SIMOTICS S Synchronous motor 1FK7-CT PN=0.94kW; UDC=600V M0=3Nm (100K); NN=6000rpm; Naturally coo | 2190.68
1FK7042-2AK71-1RG2 | SIMOTICS S Synchronous motor 1FK7-CT PN=0.94kW; UDC=600V M0=3Nm (100K); NN=6000rpm; Naturally coo | 1846.08
1FK7060-2AF71-1BB1 | SIMOTICS S synchronous motor 1FK7-CT PN=1.5kW; UDC=600V M0=6Nm (100K); NN=3000rpm; naturally cool | 2553.29
1FK7060-2AF71-1BG0 | SIMOTICS S synchronous motor 1FK7-CT PN=1.5kW; UDC=600V M0=6Nm (100K); NN=3000rpm; naturally cool | 2074.2
1FK7060-2AF71-1BG1 | SIMOTICS S synchronous motor 1FK7-CT PN=1.5kW; UDC=600V M0=6Nm (100K); NN=3000rpm; naturally cool | 2167
1FK7060-2AF71-1BG2 | SIMOTICS S synchronous motor 1FK7-CT PN=1.5kW; UDC=600V M0=6Nm (100K); NN=3000rpm; naturally cool | 2167
1FK7060-2AF71-1QG2 | SIMOTICS S synchronous motor 1FK7-CT PN=1.5kW; UDC=600V M0=6Nm (100K); NN=3000rpm; naturally cool | 1687.66
1FK7060-2AF74-4ZG2-ZP1JS20 | SIMOTICS S Synchronous motor 1FK7-CT PN=1.5kW; UDC=600V M0=6Nm (100K); NN=3000rpm; Naturally cool | 3575.6
1FK7060-5AF71-1YY3-ZS71 | SIMOTICS S Synchronous servo motor 1FK7 compact 6.0 Nm, 100 K, 3000 rpm, 1.48 kW Naturally cooled | 3810.42
1FK7062-2AC71-1BA0 | SIMOTICS S synchronous motor 1FK7-CT PN=1.5kW; UDC=600V M0=8.5Nm (100K); NN=2000rpm; naturally co | 2288.52
3RT1467-2XF46-0LA2 | Traction contactor AC-1, 500 A DC operation 3-pole Electronic operating mechanism with PLC-IN 24- | 1706.7
3RT1467-2XJ46-0LA2 | Traction contactor AC-1, 500 A DC operation 3-pole Electronic operating mechanism with PLC-IN 24- | 1706.7
3RT1467-6NP36 | Power contactor AC-1, 500 A AC (50-60 Hz) / DC operation 3-pole Electronic operating mechanism wi | 1312.86
3RT1467-6PF35 | Power contactor AC-1, 500 A AC (50-60 Hz) / DC operation 3-pole Electronic operating mechanism wi | 1487.91
1FK7101-2AF71-1BG1 | SIMOTICS S synchronous motor 1FK7-CT PN=4.9kW; UDC=600V M0=27Nm (100K); NN=3000rpm; naturally coo | 3222.74
1FK7101-2AF71-1CB0 | SIMOTICS S synchronous motor 1FK7-CT PN=4.9kW; UDC=600V M0=27Nm (100K); NN=3000rpm; naturally coo | 3990.28
1FK7101-2AF71-1QH1 | SIMOTICS S synchronous motor 1FK7-CT PN=4.9kW; UDC=600V M0=27Nm (100K); NN=3000rpm; naturally coo | 3151.61
1FK7101-2AF71-1RG1 | SIMOTICS S synchronous motor 1FK7-CT PN=4.9kW; UDC=600V M0=27Nm (100K); NN=3000rpm; naturally coo | 3114.68
1FK7101-2AF71-1RH1 | SIMOTICS S synchronous motor 1FK7-CT PN=4.9kW; UDC=600V M0=27Nm (100K); NN=3000rpm; naturally coo | 3522.92
1FK7103-2AC71-1BA0 | SIMOTICS S Synchronous motor 1FK7-CT PN=5.2kW; UDC=600V M0=36Nm (100K); NN=2000rpm; Naturally coo | 3634.77
1FK7042-2AC71-1QH0 | SIMOTICS S Synchronous motor 1FK7-CT PN=0.59kW; UDC=600V M0=3Nm (100K); NN=2000rpm; Naturally coo | 1638.76
1FK7042-2AC71-1RA2 | SIMOTICS S Synchronous motor 1FK7-CT PN=0.59kW; UDC=600V M0=3Nm (100K); NN=2000rpm; Naturally coo | 1931.65
1FT7108-5SY74-1MG0 | SIMOTICS S Synchronous motor 1FT7 (100K) Customer-specific winding Forced ventilation IMB 5 desig | 10847.35
1PH1131-1HD10-0GA0 | Main motor 1PH1 for SINAMICS V70; Operating voltage 380 V 3AC Pn=7.5 kW; Nn=1000 rpm Mn=72 Nm Sha | 5870.31
1PH1131-1LF12-1GA0 | Main motor 1PH1 for SINAMICS V70; Operating voltage 380 V 3AC Pn=11 kW; Nn=1500 rpm Mn=70 Nm Shaf | 5369.78
1PH1133-1HF10-1GA0 | Main motor 1PH1 for SINAMICS V70; Operating voltage 380 V 3AC Pn=15 kW; Nn=1500 rpm Mn=96 Nm Shaf | 6376.14
1PH3101-1AF00-2LA0 | Main motor for SINAMICS S120;3 Operating voltage 380 V 3AC Pn=3.7 kW; Nn=1500 rpm MN=24 Nm Axial | 4407.42
1PH3105-1DD00-0GA0 | Main motor for SINAMICS S120;3 Operating voltage 380 V 3AC Pn=5.5 kW; Nn=1000 rpm MN=53 Nm Axial | 5337.71
1PH3105-1DG00-0LA0 | Main motor for SINAMICS S120;3 Operating voltage 380 V 3AC Pn=7.5 kW; Nn=2000 rpm MN=36 Nm Axial | 5760.57
1PH3131-1DF02-2LA0 | Main motor for SINAMICS S120;3 Operating voltage 380 V 3AC Pn=11 kW; Nn=1500 rpm Mn=70 Nm Axial h | 6169.96
1PH3133-1DD02-0GA0 | Main motor for SINAMICS S120;3 Operating voltage 380 V 3AC Pn=11 kW; Nn=1000 rpm Mn=105 Nm Axial | 5818.25
1PH3136-1DD00-2GA0 | Main motor for SINAMICS S120;3 Operating voltage 380 V 3AC Pn=15 kW; Nn=1000 rpm Mn=143 Nm Axial | 6144.98
1PH1101-1LF10-2GA0 | Main motor 1PH1 for SINAMICS V70; Operating voltage 380 V 3AC Pn=3.7 kW; Nn=1500 rpm Mn=24 Nm Sha | 4430.5
1PH1103-1HF10-1GA0 | Main motor 1PH1 for SINAMICS V70; Operating voltage 380 V 3AC Pn=5.5 kW; Nn=1500 rpm Mn=35 Nm Sha | 5176.66
1PH1105-1LD12-1GA0 | Main motor 1PH1 for SINAMICS V70; Operating voltage 380 V 3AC Pn=5.5 kW; Nn=1000 rpm Mn=53 Nm Sha | 4856.92
1PH8105-1CM22-3LZ2-ZQ2CY64Y84 | SIMOTICS M COMPACT ASYNCHRONOUS MOTOR 3300RPM, 18,5KW, 54NM, 45A,355V WATER COOLING SYSTEM DEGREE | 10313.5
1PH8137-2DL13-0BB1-ZK18Q54V23 | SIMOTICS M Compact synchronous motor 2800rpm, 53.4kW, 182Nm, 82A, 415 V forced ventilation; direc | 18004.04
1PH8137-1CG02-0HA2-ZL74V25 | SIMOTICS M Compact induction motor 2000rpm, 28kW, 134Nm, 60A, 350 V forced ventilation; direction | 9058.82
3NP1131-1CA14 | SENTRON, fuse switch disconnector 3NP1, 1-pole, NH00, 160 A, for assembly and installation on mou | 110.68
3NP1133-1CA24 | SENTRON, fuse switch disconnector 3NP1, 3-pole, NH00, 160 A, for assembly and installation on mou | 184.27
3NP1154-1BC10 | SENTRON, fuse switch disconnector 3NP1, 4-pole, NH2, 400 A, for 60mm 8US busbar system, flat term | 580.72
3NP1921-1BD00 | Supply terminal 16 - 95 mm2, for size NH000 1-pole with box terminal, accessory for fuse switch d | 15.4
3NP1931-1GB43 | Fuse carrier with EFM15, for size NH00 1-pole, AC 24 - 230V / DC 24 - 250V accessories for 3NP1 f | 93.98
1PH1133-1LF10-1GA0 | Main motor 1PH1 for SINAMICS V70; Operating voltage 380 V 3AC Pn=15 kW; Nn=1500 rpm Mn=96 Nm Shaf | 5885.79
1PH3107-1AG00-0LA0 | Main motor for SINAMICS S120;3 Operating voltage 380 V 3AC Pn=11 kW; Nn=2000 rpm MN=53 Nm Axial h | 4876.4
1PH3107-1AG02-2LA0 | Main motor for SINAMICS S120;3 Operating voltage 380 V 3AC Pn=11 kW; Nn=2000 rpm MN=53 Nm Axial h | 4876.4
1PH3107-1DG00-2LA0 | Main motor for SINAMICS S120;3 Operating voltage 380 V 3AC Pn=11 kW; Nn=2000 rpm MN=53 Nm Axial h | 5862.45
1PH3131-1DF00-2LA0 | Main motor for SINAMICS S120;3 Operating voltage 380 V 3AC Pn=11 kW; Nn=1500 rpm Mn=70 Nm Axial h | 6169.96
1PH1101-1HF10-0GA0 | Main motor 1PH1 for SINAMICS V70; Operating voltage 380 V 3AC Pn=3.7 kW; Nn=1500 rpm Mn=24 Nm Sha | 4949.46
1PH1101-1HF12-1GA0 | Main motor 1PH1 for SINAMICS V70; Operating voltage 380 V 3AC Pn=3.7 kW; Nn=1500 rpm Mn=24 Nm Sha | 4949.46
1PH8105-1CZ22-3MA2-ZK4AY84 | SIMOTICS M Compact induction motor 1500rpm, 11 kW 70 Nm, 28.5A, 340V without Drive-CLiQ interface | 10714.67
1PH8107-1CS02-3LC2-ZY67 | SIMOTICS M Compact induction motor Y2000RPM, 11 kW 53Nm, 26.7A, 368V D5000RPM, 11 kW 21Nm, 28A, 4 | 10447.53
1PH8107-1CS02-3LZ2-ZQ1FQ51 | SIMOTICS M Compact induction motor Y2000RPM, 11kW, 53Nm, 26.7A 368V; D5000RPM, 11kW, 21Nm 28A, 41 | 9913.5
1PH8284-1DD40-9BV1-ZG50N3LX23 | SIMOTICS M Compact induction motor 1000 rpm, 243 kW, 2321 Nm, 490 A, 335 V; 1150 rpm, 280 kW, 232 | 56731.73
3NP1143-1DA24 | SENTRON, fuse switch disconnector 3NP1, 3-pole, NH1, 250 A, for assembly and installation on moun | 315.27
3NP1144-1DA10 | SENTRON, fuse switch disconnector 3NP1, 4-pole, NH1, 250 A, for assembly and installation on moun | 285.14
3NP1151-1DA14 | SENTRON, fuse switch disconnector 3NP1, 1-pole, NH2, 400 A, for assembly and installation on moun | 210.95
3NP1151-1DA24 | SENTRON, fuse switch disconnector 3NP1, 1-pole, NH2, 400 A, for assembly and installation on moun | 238.81
3NP1961-1CD00 | Cable connection cover with reach-around protection, for size NH3 1-pole, accessories for 3NP1 fu | 17.39
3NP1961-1GA00 | Standard fuse carrier, without fuse monitoring, for size NH3 1-pole, accessories for 3NP1 fuse sw | 48.09
3NP1961-1GB41 | Fuse carrier with EFM15, for size NH3 1-pole, AC 110 - 690V (L-N) accessories for 3NP1 fuse switc | 126.33
3NP1961-1GB44 | Fuse carrier with EFM15, for size NH3 1-pole, DC 120 - 440V accessories for 3NP1 fuse switch disc | 126.33
3RH1951-1TA11 | Auxiliary contact block for 3RT135, 3RT136, 3RT137 1 NC 1 NO, can be mounted on the side, screw t | 9.38
1FK7042-2AF71-1UG2-ZV04 | SIMOTICS S SIMOTICS S-1FK7 Synchronous motor 1FK7-CT PN=0.82kW; UDC=600V M0=3Nm (100K); NN=3000rp | 1859.79
1FK7042-2AF94-1AH0-ZL3AV05 | SIMOTICS S Synchronous motor 1FK7-CT PN=0.75kW; M0=2.8 Nm (100K); NN=3000rpm; Naturally cooled IM | 2593.23
1FK7042-2AK71-1BA2 | SIMOTICS S Synchronous motor 1FK7-CT PN=0.94kW; UDC=600V M0=3Nm (100K); NN=6000rpm; Naturally coo | 2039.7
1FK7060-2AC71-1RA0 | SIMOTICS S Synchronous motor 1FK7-CT PN=1.1kW; UDC=600V M0=6Nm (100K); NN=2000rpm; Naturally cool | 2051.73
1FK7060-2AC71-1RA2 | SIMOTICS S Synchronous motor 1FK7-CT PN=1.1kW; UDC=600V M0=6Nm (100K); NN=2000rpm; Naturally cool | 2144.54
1FK7060-2AC71-1RB0 | SIMOTICS S Synchronous motor 1FK7-CT PN=1.1kW; UDC=600V M0=6Nm (100K); NN=2000rpm; Naturally cool | 2352.43
1FK7060-2AC71-1RB1 | SIMOTICS S Synchronous motor 1FK7-CT PN=1.1kW; UDC=600V M0=6Nm (100K); NN=2000rpm; Naturally cool | 2445.21
1FK7060-2AF71-1CB2 | SIMOTICS S synchronous motor 1FK7-CT PN=1.5kW; UDC=600V M0=6Nm (100K); NN=3000rpm; naturally cool | 2919.77
1FK7060-2AF71-1CH0 | SIMOTICS S synchronous motor 1FK7-CT PN=1.5kW; UDC=600V M0=6Nm (100K); NN=3000rpm; naturally cool | 2743.64
1FK7060-2AF71-1CH2 | SIMOTICS S synchronous motor 1FK7-CT PN=1.5kW; UDC=600V M0=6Nm (100K); NN=3000rpm; naturally cool | 2836.42
3NP1941-1CB00 | Cable connection cover, for size NH1 1-pole, accessories for 3NP1 fuse switch disconnectors | 9.93
3NP1953-1GB42 | Fuse carrier with EFM15, for size NH2 3-pole, AC 190 - 690V (L-N) accessories for 3NP1 fuse switc | 188.94
1FK7042-2AF71-1BA1 | SIMOTICS S SIMOTICS S-1FK7 1FK7-CT synchronous motor PN=0.82 kW UDC=600V M0=3Nm (100K); NN=3000rp | 2039.7
1FK7042-2AF71-1CB2 | SIMOTICS S SIMOTICS S-1FK7 Synchronous motor 1FK7-CT PN=0.82k UDC=600V M0=3Nm (100K); NN=3000rpm; | 2665.26
1FK7042-2AF71-1RH2 | SIMOTICS S SIMOTICS S-1FK7 synchronous motor 1FK7-CT PN=0.82k UDC=600V M0=3Nm (100K); NN=3000rpm; | 2102.86
3RF2330-1DA06 | Solid-state contactor 1-phase 3RF2 AC 51 / 30 A / 40 °C 48-600 V / 24 V DC short circuit-proof up | 95.59
1FK7042-2AK71-1CH0 | SIMOTICS S Synchronous motor 1FK7-CT PN=0.94kW; UDC=600V M0=3Nm (100K); NN=6000rpm; Naturally coo | 2484.62
1FK7044-4CH71-1CH1-ZN24 | SIMOTICS S Synchronous motor 1FK7-HD PN=1.4 kW; UDC=600 V M0=4.5 Nm (100K); NN=4500 rpm; naturall | 3474.99
1FK7060-2AC71-1QB1 | SIMOTICS S Synchronous motor 1FK7-CT PN=1.1kW; UDC=600V M0=6Nm (100K); NN=2000rpm; Naturally cool | 2073.91
1FK7060-2AF71-1BA0 | SIMOTICS S synchronous motor 1FK7-CT PN=1.5kW; UDC=600V M0=6Nm (100K); NN=3000rpm; naturally cool | 2159.79
1FK7060-2AF71-1BB0 | SIMOTICS S synchronous motor 1FK7-CT PN=1.5kW; UDC=600V M0=6Nm (100K); NN=3000rpm; naturally cool | 2460.48
1FK7060-2AF71-1BH2 | SIMOTICS S synchronous motor 1FK7-CT PN=1.5kW; UDC=600V M0=6Nm (100K); NN=3000rpm; naturally cool | 2469.96
1FK7060-2AF71-1CA2 | SIMOTICS S synchronous motor 1FK7-CT PN=1.5kW; UDC=600V M0=6Nm (100K); NN=3000rpm; naturally cool | 2619.12
1FK7060-2AF71-1QA2 | SIMOTICS S synchronous motor 1FK7-CT PN=1.5kW; UDC=600V M0=6Nm (100K); NN=3000rpm; naturally cool | 1773.24
1FK7060-2AF71-1QB1 | SIMOTICS S synchronous motor 1FK7-CT PN=1.5kW; UDC=600V M0=6Nm (100K); NN=3000rpm; naturally cool | 2073.91
1FK7062-2AC71-1BB1 | SIMOTICS S synchronous motor 1FK7-CT PN=1.5kW; UDC=600V M0=8.5Nm (100K); NN=2000rpm; naturally co | 2682.02
3RH2921-2XN22-0GS0 | Front-side auxiliary switch, 2 NO contacts + 2 NC contacts, NC contact encapsulated (solid-state | 67.73
3RT1363-6AP36 | Power contactor AC-1 275 A Tu= 40 °C, 4-pole, Ue 1000 V 100 - 250 V DC, 0.8 ... 1.1 Uc 100 - 250 | 913.93
3RT1364-6AR36 | Power contactor AC-1 350 A Tu= 40 °C, 4-pole, Ue 1000 V 250 - 500 V DC, 0.8 ... 1.1 Uc 250 - 500 | 1356.7
3RT2016-1UB42-ZX95 | Power contactor, AC-3 9 A, 4 kW / 400 V 1 NC, 24 V DC with varistor integrated, 3-pole, size S00, | 40.32
3RT2017-1UB42-1AA0 | Power contactor, AC-3 12 A, 5.5 kW / 400 V 1 NC, 24 V DC with varistor integrated, 3-pole, size S | 45.43
3RT2946-6D | Contact piece set f. 3RT2446 3 NO, main contacts, consists of 3 movable and 6 fixed contact piece | 101.08
3RV2011-0HA25-ZW96 | Circuit breaker size S00 for motor protection, Class 10 A-release 0.55...0.8 A Short-circuit rele | 68.36
3RV2011-1JA25-ZW96 | Circuit breaker size S00 for motor protection, Class 10 A-release 7...10 A N release 130 A Spring | 81.67
3RV2021-0CA10 | Circuit breaker size S0 for motor protection, Class 10 A-release 0.18...0.25 A Short-circuit rele | 44.23
3RW5554-2HA14 | SIRIUS soft starter 200-480 V 840 A, 110-250 V AC Spring-type terminals | 18106.4
3RW5554-6HA14 | SIRIUS soft starter 200-480 V 840 A, 110-250 V AC Screw terminals | 18106.4
3SE5000-0AA71 | terminal made of steel, accessories for position switch 3SE51/52 for rod lever and adjustable-len | 30.26
3SU1000-1HK20-0AA0-ZY01Y19 | Emergency stop mushroom pushbutton, 22 mm, round, plastic, red, 40 mm, with BKS lock, special loc | 117.11
3SU1000-4BN21-0AA0-ZY01Y19 | RONIS key-operated switch, 22 mm, round, plastic, special lock, with 2 keys, 3 switch positions I | 57.66
3RH2244-1AF00 | Contactor relay, 4 NO + 4 NC, 110 V AC, 50/60 Hz, Size S00, screw terminal, Captive auxiliary swi | 49.32
3RH2911-2FB22-0MA0 | Auxiliary switch front-side, 2 NO + 2 NC Current path (1 NO, 1 NC and 1NC, 1 NO intercepting) for | 21.08
3RT1916-2AF40-0LA0 | Resistor FZT 110 V Screw terminal for railway version Size S00 | 19.24
3RT1916-4BA31-ZX90 | Links for paralleling without connection terminal, 3-pole for 3RT101., screw terminal (replacemen | 3.01
3RT2026-1DB40-1AA0 | Power contactor, AC-3 25 A, 11 kW / 400 V 1 NO + 1 NC, 24 V DC with varistor 3-pole, size S0, scr | 134.84
3RT2026-2DB40 | Power contactor, AC-3 25 A, 11 kW / 400 V 1 NO + 1 NC, 24 V DC with varistor 3-pole, Size S0, spr | 111.86
3RT2337-3NB30 | Contactor, 4 NO, AC-1: 110 A 20 ... 33 V AC / DC, varistor, 4-pole, 4 NO, Size S2, Screw terminal | 315.63
3RT2446-6AV66 | Contactor, AC-1: 140 A 480 V AC 60 Hz 3-pole, 3 NO, Size S3 Screw terminal 2 NC+2 NO varistor int | 282.34
3RW5552-6HA14 | SIRIUS soft starter 200-480 V 630 A, 110-250 V AC Screw terminals | 15110.36
3RW5552-6HA16 | SIRIUS soft starter 200-690 V 630 A, 110-250 V AC Screw terminals | 16934.04
3RW5553-2HA14 | SIRIUS soft starter 200-480 V 720 A, 110-250 V AC Spring-type terminals | 16803.78
3RW5553-6HA04 | SIRIUS soft starter 200-480 V 720 A, 24 V AC/DC Screw terminals | 16803.78
3SU1000-1HR20-0AA0-ZY01Y19 | Emergency stop mushroom pushbutton, 22 mm, round, plastic, red, 40 mm, with CES lock, special loc | 96.22
3SU1000-4BL11-0AA0-ZY01Y19 | RONIS key-operated switch, 22 mm, round, plastic, special lock, with 2 keys, 3 switch positions I | 58.43
3SU1000-4BL51-0AA0-ZY01Y19 | RONIS key-operated switch, 22 mm, round, plastic, special lock, with 2 keys, 3 switch positions I | 58.43
3SU1000-4BN01-0AA0-ZY01Y19 | RONIS key-operated switch, 22 mm, round, plastic, special lock, with 2 keys, 3 switch positions I | 57.66
3SU1050-4BN01-0AA0-ZY01Y19 | RONIS key-operated switch, 22 mm, round, metal, shiny, special lock, with 2 keys, 3 switch positi | 60.21
3SU1050-4BP01-0AA0-ZY01Y19 | RONIS key-operated switch, 22 mm, round, metal, shiny, special lock, with 2 keys, 3 switch positi | 60.21
3SU1050-5JL01-0AA0-ZY01Y19 | Key-operated switch CES with key monitoring, 22 mm, round, special lock, with 2 keys, 3 switch po | 234.22
3SU1050-5PF11-0AA0-ZY01Y19 | Key-operated switch BKS, 22 mm, round, metal, shiny, special lock, with 2 keys, 2 switch position | 127.87
3SU1050-5PL21-0AA0-ZY01Y19 | Key-operated switch BKS, 22 mm, round, metal, shiny, special lock, with 2 keys, 3 switch position | 122.18
3SU1050-4BF11-0AA0-ZY01Y19 | RONIS key-operated switch, 22 mm, round, metal, shiny, special lock, with 2 keys, 2 switch positi | 59.32
3SU1150-1HB20-3CF0 | EMERGENCY STOP mushroom pushbutton, 22 mm, round, metal, shiny, red, 40 mm, positive latching, ac | 34.54
3SU1150-7BB88-1NA0-ZY19 | Coordinate switch, 22 mm, round, metal shiny, black, 2 switch positions, vertical latching, with | 82.93
3SU1150-7BF88-1QA0-ZY19 | Coordinate switch, 22 mm, round, metal shiny, black, 4 switch positions, momentary contact type, | 95.59
3SU1401-2BB60-1AA2 | LED module with integrated LED 24 V AC/DC, white, screw terminal, for floor mounting, ATEX Zone 1 | 17.37
3SU1401-2BC20-1AA0-ZY19 | LED module with integrated LED 110 V AC, red, screw terminal, for floor mounting Customer-specifi | 15.7
3SU1401-2BC20-3AA0-ZY19 | LED module with integrated LED 110 V AC, red, spring-type terminal, for floor mounting Customer-s | 15.25
3SU1401-2BC40-3AA0-ZY19 | LED module with integrated LED 110 V AC, green, spring-type terminal, for floor mounting Customer | 15.25
3SU1400-1AA10-1HA0-ZY19 | Contact module with 1 contact element, 1 NC, Contact for installation monitoring, screw terminal, | 12.41
3RV2421-0EA10 | Circuit breaker size S0 For transformer protection A-release 0.28...0.4 A Short-circuit release 8 | 55.7
3RV2421-1GA10 | Circuit breaker size S0 For transformer protection A-release 4.5...6.3 A Short-circuit release 13 | 58.93
3RV2011-1BA25-ZX95 | Circuit breaker size S00 for motor protection, Class 10 A-release 1.4...2 A Short-circuit release | 74.06
3RV2711-1GD10-ZX95 | Circuit breaker size S00 for system protection with approval circuit breaker UL 489, CSA C22.2 No | 129.14
3RW5556-6HA06 | SIRIUS soft starter 200-690 V 1100 A, 24 V AC/DC Screw terminals | 23447.12
3RW5556-6HA16 | SIRIUS soft starter 200-690 V 1100 A, 110-250 V AC Screw terminals | 23447.12
3RW5558-6HA16 | SIRIUS soft starter 200-690 V 1280 A, 110-250 V AC Screw terminals | 26964.18
3RW5980-0CR00 | Communication module Modbus RTU | 432.46
3SU1000-5BL21-0AA0-ZY01Y19 | Key-operated switch CES, 22 mm, round, plastic, special lock, with 2 keys, 3 switch positions I-O | 90.53
3SU1000-5BP01-0AA0-ZY01Y19 | Key-operated switch CES, 22 mm, round, plastic, special lock, with 2 keys, 3 switch positions I>O | 89.9
3SU1000-5BP31-0AA0-ZY01Y19 | Key-operated switch CES, 22 mm, round, plastic, special lock, with 2 keys, 3 switch positions I>O | 89.9
3SU1000-5BP61-0AA0-ZY01Y19 | Key-operated switch CES, 22 mm, round, plastic, special lock, with 2 keys, 3 switch positions I>O | 89.9
3SU1000-5PC01-0AA0-ZY01Y19 | Key-operated switch BKS, 22 mm, round, plastic, special lock, with 2 keys, 2 switch positions O<I | 119.01
3SU1052-2FM60-0AA0-ZY19 | Illuminable selector switch, 22 mm, round, shiny metal, white, knob short, 3 switch positions I>O | 15.83
3SU1060-4LM01-0AA0-ZY01Y19 | RONIS key-operated switch, 30 mm, round, metal, matte, front ring for flush installation, special | 91.8
3SU1100-2BF10-1BA0 | Selector switch, Illuminable 22 mm, round, plastic, black, knob, short 2 switch positions O-I, la | 16.4
3SU1401-1BH20-1AA0-ZY19 | LED module with integrated LED, 24-240 V AC/DC, red, screw terminal, for front plate mounting Cus | 16.34
3SU1401-1BH50-1AA0-ZY19 | LED module with integrated LED, 24-240 V AC/DC, blue, screw terminal, for front plate mounting Cu | 16.34
3SU1401-1BH60-3AA0-ZY19 | LED module with integrated LED, 24-240 V AC/DC, white, spring-type terminal, for front plate moun | 17.16
3SU1401-2BB00-3AA0-ZY19 | LED module with integrated LED 24 V AC/DC, amber, spring-type terminal, for floor mounting Custom | 9.5
3SU1401-2BF40-1AA0-ZY19 | LED module with integrated LED 230 V AC, green, screw terminal, for floor mounting Customer-speci | 15.7
3SU1401-2BF50-1AA0-ZY19 | LED module with integrated LED 230 V AC, blue, screw terminal, for floor mounting Customer-specif | 15.7
3SU1401-2BF50-3AA0-ZY19 | LED module with integrated LED 230 V AC, blue, spring-type terminal, for floor mounting Customer- | 15.25
3SU1401-2BF60-1AA0-ZY19 | LED module with integrated LED 230 V AC, white, screw terminal, for floor mounting Customer-speci | 15.7
3SU1500-0CA10-0AA0 | Holder for 3 modules, plastic | 2.22
3SU1801-0NH00-4NB2 | Enclosure for command devices, 22 mm, round, enclosure material plastic, enclosure top part yello | 117.94
3SU1801-0NV00-4NB2 | Enclosure for command devices 22 mm, round, enclosure material plastic, enclosure top part yellow | 189.91
3SU1400-1DA43-1AA0-ZY19 | Support terminal, green/yellow, screw terminal, for front plate mounting Customer-specific select | 7.28
3SU1401-1BB40-3AA2 | LED module With integrated LED 24 V AC/DC, green, spring-type terminal, for front plate mounting, | 18.82
3SU1401-1BC00-3AA0-ZY19 | LED module with integrated LED 110 V AC, amber, spring-type terminal, for front plate mounting Cu | 14.94
3SU1401-1BC20-1AA0-ZY19 | LED module with integrated LED 110 V AC, red, screw terminal, for front plate mounting Customer-s | 13.68
7MF7911-7WG | Screw set M12 x 40-SD (1.4980) high-strength, incl. graphite seal for oval flange (for 7MF0*0*-** | 193.7
8MF1111-0AA00-0AD7 | SIVACON 2000mm x 600mm x 500mm | 2482.34
8MF1111-0AA00-0AE3 | SIVACON 1800mm x 600mm x 600mm | 2683.22
8MF1111-0AA00-0AH2 | SIVACON 1800mm x 900mm x 500mm | 667.22
8MF1111-0AA00-0AL1 | SIVACON 2000mm x 600mm x 600mm | 2367.55
8MF1111-0AA00-0AN6 | SIVACON 2000mm x 600mm x 500mm | 2310.16
8MF1111-0AA00-0AP2 | SIVACON 2000mm x 600mm x 600mm | 2927.15
8MF1111-0AA00-0AR6 | SIVACON 2000mm x 800mm x 800mm | 4247.25
8MF1111-0AA00-0AS2 | SIVACON 2200mm x 800mm x 600mm | 3056.3
8MF1111-0AA00-0AH3 | SIVACON 2000mm x 600mm x 800mm | 2166.66
8MF1111-0AA00-0AH5 | SIVACON 2000mm x 600mm x 800mm | 2310.16
8MF1111-0AA00-0AK7 | SIVACON 2000mm x 600mm x 400mm | 2453.65
8MF1111-0AA00-0AL8 | SIVACON 1800mm x 600mm x 400mm | 2496.7
8MF1111-0AA00-0AN8 | SIVACON 2000mm x 600mm x 600mm | 2582.79
8MF1111-0AA00-0AP3 | SIVACON 2000mm x 1200mm x 600mm | 3874.17
8MF1111-0AA00-0AS1 | SIVACON 2000mm x 600mm x 500mm | 628.48
8MF1111-0AA00-0AT8 | SIVACON 2000mm x 600mm x 500mm | 2482.34
8MF1111-0AA00-0AX2 | SIVACON 2000mm x 1000mm x 600mm | 5337.76
8MF1111-0AA00-0AY1 | SIVACON 2000mm x 1000mm x 600mm | 5337.76
8MF1111-0AA00-0BA2 | SIVACON 2000mm x 800mm x 800mm | 4146.8
8MF1111-0AA00-0BA5 | SIVACON 1800mm x 600mm x 500mm | 1277.04
8MF1111-0AA00-0BB8 | SIVACON 1800mm x 1000mm x 1000m | 5624.73
A5E32710253 | SITRANS FM Accessory MAG 3100 Grounding & protection ring Type E, DN 600 (24"), JIS K20, in stain | 3633.94
A5E34365172 | Connection cable from sensor connection electronic to Transmitter connection electronic by compac | 182.29
8MF1111-0AA00-0AW3 | SIVACON 2000mm x 1000mm x 800mm | 5065.13
8MF1111-0AA00-0AW6 | SIVACON 2000mm x 800mm x 800mm | 4146.8
8MF1111-0AA00-0AY2 | SIVACON 2000mm x 1000mm x 600mm | 5337.76
8MF1111-0AA00-0BC1 | SIVACON 2000mm x 800mm x 600mm | 2955.85
8MF1111-0AA00-0BD1 | SIVACON 2200mm x 900mm x 600mm | 6801.34
A5E34365151 | Connection cable from sensor connection electronic to Transmitter connection electronic by remote | 705.69
A5E34457564 | Plastic cable gland Cable Gland - General Purpose -20 ... +60 C (-4 ... +140 F) | 26.32
A5E02239623 | LOAD CELL,MSI,1500LB,SS,F | 2478.04
A5E38011600 | I/O cassette F14, Ex - Passive, Ch2: Current/Frequency/Pulse, Ch3: Current/Frequency/Pulse, Ch4: | 1664.12
A5E44267491 | Spare lid, with window Spare part for use on SITRANS Probe LU240 ultrasonic level transmitter ide | 147.9
A5E44223972 | RECEPTACLE,SINGLE END, M12-M20,2 CND FOR USE WITH POWER PAK MODEL: A5E44222719 [M20 VERSION] | 102.36
JTA:TEU9932-0FP00-4EA0 | Output Choke 690V 22 -37 kW | 1412.53
TGX:16152-1215 | MTG KIT MASONELIAN 37/38,ALL SIZES | 1817.44
TGX:16152-426 | MTG KIT FOR FISHER 656, SIZE 60 | 255.79
TGX:16152-720 | FEEDBACK ARM KIT 10"" FOR FIXED PIN | 172.57
TGX:16300-JB1 | MTG KIT FOR JAMESBURY VPVL01 | 365.93
TGX:16152-450 | MTG KIT FOR BAUMAN 16, ALL SIZES | 2545.64
TGX:16152-575 | MTG KIT FOR HAMMEL DAHL | 953.39
TGX:16152-680 | ADAPTER KIT FOR BAILEY LINEAR DRIVE | 1097.81
TGX:16300-BT5 | MTG BKT KIT, BETTIS CB 525/725 | 277.82
TGX:16300-JB20 | KIT PS2/76 JAMESBURY B1C& BIJ 20 | 111.37
TGX:16300-JB39 | KIT PS2/760 JAMESBURY QP3* - M | 348.8
TGX:16300-JB54 | MTG KIT FOR JAMESBURY QP6* - S45 | 272.92
TGX:16300-JB56 | KIT MTG JAMESBURY B1C & B1J25 | 277.82
TGX:16300-KN167 | MTG KIT FOR KINETROL K167 | 430.81
TGX:16300-KS18 | MTG KIT FOR 760 TO KEYSTONE 790 - 100 | 205.61
UAC:FN3440110118E2FAJRX | G120 LINE HARMONICS FILTER 400V 110 kW | 8374.28
UAC:FN344019113E2FAJRX | G120 LINE HARMONICS FILTER 400V 18.5 kW | 2697.24
3SU1400-1AA10-3FA0-ZY19 | Contact module with 2 contact elements, 1 NO+1 NC, spring-type terminal, for front plate mounting | 9.37
3SU1400-1AA10-3HA0-ZY19 | Contact module with 1 contact element, 1 NC, Contact for installation monitoring, spring-type ter | 12.22
3SU1400-1AA10-3NA0-ZY19 | Contact module with 2 contact elements, 2 NO, gold-plated contacts, spring-type terminal, for fro | 20.52
3SU1400-2AA10-3LA0-ZY19 | Contact module with 1 contact element, 1 NO, gold-plated contacts, spring-type terminal, for floo | 12.03
3SU1400-2DA10-1AA0-ZY19 | Support terminal, black, screw terminal, for floor mounting Customer-specific selection with SIRI | 6.58
3SU1400-2HL10-6AA0-ZY19 | Electronics module for IO-Link, black, 8 inputs/outputs, freely-programmable, default 6 DI/2 DQ, | 125.98
3SU1401-1BB00-1AA0-ZY19 | LED module with integrated LED 24 V AC/DC, amber, screw terminal, for front plate mounting Custom | 8.67
3SU1900-0AB71-0DS0-ZY19 | Inscription plate for illuminated pushbutton, round, milky with black font, with inscription: Sto | 1.33
3SU1900-0AB71-0EB0-ZY19 | Inscription plate for illuminated pushbutton, round, milky with black font, with inscription: Run | 1.33
3SU1900-0AB71-0QS0-ZY19 | Inscription plate for illuminated pushbutton, round, milky with black font, with graphic symbol: | 1.33
3SU1900-0AB71-0QV0-ZY19 | Inscription plate for illuminated pushbutton, round, milky with black font, with graphic symbol: | 1.33
3SU1900-0AC16-0DH0-ZY19 | Labeling plate for snapping on or gluing on label holder, label size 12.5x27 mm, black label, whi | 1.41
3SU1200-6KB10-1AA0-ZY19 | acoustic signal device, compact, 22 mm, round, plastic, black, continuous tone 2.4 kHz, IP40, sou | 35.9
3SU1200-6KF10-1AA0-ZY19 | acoustic signal device, compact, 22 mm, round, plastic, black, continuous tone 2.4 kHz, IP40, Sou | 35.9
3SU1900-0AC16-0DP0-ZY19 | Labeling plate for snapping on or gluing on label holder, label size 12.5x27 mm, black label, whi | 1.41
3SU1853-3AA00-0AK1 | Two-hand operation console for command devices, 22 mm, round, Enclosure material metal, enclosure | 948.29
3SU1900-0AB71-0AB0-ZY19 | Inscription plate for illuminated pushbutton, round, milky with black font, with inscription: Ein | 1.33
3SU1900-0AB71-0AD0-ZY19 | Inscription plate for illuminated pushbutton, round, milky with black font, with inscription: Auf | 1.33
3SU1900-0AB71-0AG0-ZY19 | Inscription plate for illuminated pushbutton, round, milky with black font, with inscription: Zur | 1.33
3SU1900-0AC81-0AN0-ZY19 | Labeling plate for snapping on or gluing on label holder, label size 12.5x27 mm, silver label, bl | 1.33
3SU1900-0AF16-0GJ0-ZY19 | Labeling plate for gluing on enclosure, label size 22x22 mm, black label, white font, with inscri | 4.49
3SU1900-0AF16-0GQ0-ZY19 | Labeling plate for gluing on enclosure, label size 22x22 mm, black label, white font, with inscri | 4.49
3SU1900-0AF16-0GU0-ZY19 | Labeling plate for gluing on enclosure, label size 22x22 mm, black label, white font, with inscri | 4.49
3SU1900-0AF16-0QD0-ZY19 | Labeling plate for gluing on enclosure, label size 22x22 mm, black label, white font, with graphi | 4.49
3SU1900-0AD16-0GS0-ZY19 | Labeling plate for snapping on or gluing on label holder, label size 17.5 x 27 mm, black label, w | 1.41
3SU1900-0AD16-0QG0-ZY19 | Labeling plate for snapping on or gluing on label holder, label size 17.5 x 27 mm, black label, w | 1.41
3SU1900-0AD16-0QR0-ZY19 | Labeling plate for snapping on or gluing on label holder, label size 17.5 x 27 mm, black label, w | 1.41
3SU1900-0AD81-0AD0-ZY19 | Labeling plate for snapping on or gluing on label holder, label size 17.5 x 27 mm, silver label, | 1.33
3SU1900-0AF16-0AE0-ZY19 | Labeling plate for gluing on enclosure, label size 22x22 mm, black label, white font, with inscri | 4.49
3SU1802-0AA00-0UB1 | Enclosure for command devices, 22 mm, round, Enclosure material plastic, enclosure top part gray, | 14.12
3SU1900-0AB71-0RS0-ZY19 | Inscription plate for illuminated pushbutton, round, milky with black font, with graphic symbol: | 1.33
3SU1200-0KB10-0AA0-ZY19 | Pushbutton, compact, with extended stroke (12 mm), 22 mm, round, plastic, black, pushbutton, rais | 31.85
3SU1900-0AC16-0AB0-ZY19 | Labeling plate for snapping on or gluing on label holder, label size 12.5x27 mm, black label, whi | 1.41
3SU1900-0AC16-0AC0-ZY19 | Labeling plate for snapping on or gluing on label holder, label size 12.5x27 mm, black label, whi | 1.41
3SU1900-0AC16-0AD0-ZY19 | Labeling plate for snapping on or gluing on label holder, label size 12.5x27 mm, black label, whi | 1.41
3SU1900-0AC16-0GM0-ZY19 | Labeling plate for snapping on or gluing on label holder, label size 12.5x27 mm, black label, whi | 1.41
3SU1900-0AC16-0GR0-ZY19 | Labeling plate for snapping on or gluing on label holder, label size 12.5x27 mm, black label, whi | 1.41
3SU1900-0AC16-0GS0-ZY19 | Labeling plate for snapping on or gluing on label holder, label size 12.5x27 mm, black label, whi | 1.41
3SU1900-0AC16-0GV0-ZY19 | Labeling plate for snapping on or gluing on label holder, label size 12.5x27 mm, black label, whi | 1.41
3SU1900-0AC81-0DT0-ZY19 | Labeling plate for snapping on or gluing on label holder, label size 12.5x27 mm, silver label, bl | 1.33
3SU1900-0AC81-0EE0-ZY19 | Labeling plate for snapping on or gluing on label holder, label size 12.5x27 mm, silver label, bl | 1.33
3SU1900-0AC81-0EF0-ZY19 | Labeling plate for snapping on or gluing on label holder, label size 12.5x27 mm, silver label, bl | 1.33
3SU1900-0AB71-0DN0-ZY19 | Inscription plate for illuminated pushbutton, round, milky with black font, with inscription: For | 1.33
3SU1900-0AF81-0DT0-ZY19 | Labeling plate for gluing on enclosure, label size 22x22 mm, silver label, black font with inscri | 4.33
3SU1900-0AF81-0DV0-ZY19 | Labeling plate for gluing on enclosure, label size 22x22 mm, silver label, black font with inscri | 4.33
3SU1900-0AF81-0QA0-ZY19 | Labeling plate for gluing on enclosure, label size 22x22 mm, silver label, black font with graphi | 4.33
3SU1900-0AF81-0QG0-ZY19 | Labeling plate for gluing on enclosure, label size 22x22 mm, silver label, black font with graphi | 4.33
3SU1900-0AD16-0AE0-ZY19 | Labeling plate for snapping on or gluing on label holder, label size 17.5 x 27 mm, black label, w | 1.41
3SU1900-0AD81-0DY0-ZY19 | Labeling plate for snapping on or gluing on label holder, label size 17.5 x 27 mm, silver label, | 1.33
3SU1900-0AD81-0QA0-ZY19 | Labeling plate for snapping on or gluing on label holder, label size 17.5 x 27 mm, silver label, | 1.33
3SU1900-0AE16-0AB0-ZY19 | Labeling plate for snapping on or gluing on label holder, label size 27x27 mm, black label, white | 1.5
3SU1900-0AE16-0AK0-ZY19 | Labeling plate for snapping on or gluing on label holder, label size 27x27 mm, black label, white | 1.5
3SU1900-0BC31-0NB0-ZY19 | Backing plate round, for EMERGENCY STOP mushroom pushbutton, yellow, self-adhesive, outer diamete | 7.03
3SU1900-0BE31-0AS0-ZY19 | Labeling plate for EMERGENCY OFF mushroom pushbutton in the enclosure, yellow, with inscription: | 7.91
3SU1900-0BQ10-0AA0-ZY19 | Label holder, flat, frame rounded off at the bottom, black, for 2 labeling plates 17.5 mm x 27 mm | 6.16
3SU1900-0BV16-0SA0 | Labeling plate for potentiometer, black label, white font, with inscription: 0...10 | 10.57
3SU1950-0DK80-0AA0-ZY19 | Protective collar for pushbutton, 22 mm, 360°, metal Viewable from the side, customer-specific se | 34.75
3SU1950-0DU80-0AA0-ZY19 | Locking device made of metal, for selector switch, 22 mm, short or long handle, operation in cent | 40.58
3RT2036-1DB40-0TA0 | Power contactor, AC-3 51 A, 22 kW / 400 V 1 NO + 1 NC, 24 V DC Operating range 0.8-1.1 3-pole, Si | 249.42
3SU1000-5PL11-0AA0-ZY01Y19 | Key-operated switch BKS, 22 mm, round, plastic, special lock, with 2 keys, 3 switch positions I-O | 115.85
3SU1050-5PM01-0AA0-ZY01Y19 | Key-operated switch BKS, 22 mm, round, metal, shiny, special lock, with 2 keys, 3 switch position | 122.18
3SU1050-5BC01-0AA0-ZY01Y19 | Key-operated switch CES, 22 mm, round, metal, shiny, special lock, with 2 keys, 2 switch position | 95.59
3SU1130-1PA20-1CA0 | Mushroom pushbutton, 22 mm, round, plastic with metal front ring, red, 30 mm, latching, pull-to-u | 92.43
3SU1050-4BF01-0AA0-ZY01Y19 | RONIS key-operated switch, 22 mm, round, metal, shiny, special lock, with 2 keys, 2 switch positi | 59.32
3SU1401-1BC60-1AA0-ZY19 | LED module with integrated LED 110 V AC, white, screw terminal, for front plate mounting Customer | 13.68
3SU1401-1BF00-3AA0-ZY19 | LED module with integrated LED 230 V AC, amber, spring-type terminal, for front plate mounting Cu | 14.94
3SU1401-1BG40-1AA0-ZY19 | LED module with integrated LED 6-24V AC/DC green, screw terminal, for front plate mounting Custom | 9.69
3SU1401-2BB20-3AA0-ZY19 | LED module with integrated LED 24 V AC/DC, red, spring-type terminal, for floor mounting Customer | 9.5
3SU1401-2BB50-3AA0-ZY19 | LED module with integrated LED 24 V AC/DC, blue, spring-type terminal, for floor mounting Custome | 9.5
3SU1401-2BC60-3AA0-ZY19 | LED module with integrated LED 110 V AC, white, spring-type terminal, for floor mounting Customer | 15.25
3SU1401-2BF00-3AA0-ZY19 | LED module with integrated LED 230 V AC, amber, spring-type terminal, for floor mounting Customer | 15.25
3SU1401-2BF60-3AA0-ZY19 | LED module with integrated LED 230 V AC, white, spring-type terminal, for floor mounting Customer | 15.25
3SU1401-2BG40-1AA0-ZY19 | LED module with integrated LED 6-24V AC/DC green, screw terminal, for floor mounting Customer-spe | 10
3SU1401-2BH00-3AA0-ZY19 | LED module with integrated LED, 24-240 V AC/DC, amber, spring-type terminal, for floor mounting C | 18.3
3SU1400-1DA10-3AA0-ZY19 | Support terminal, black, spring-type terminal, for front plate mounting Customer-specific selecti | 8.04
3SU1401-2BH60-3AA0-ZY19 | LED module with integrated LED, 24-240 V AC/DC, white, spring-type terminal, for floor mounting C | 18.3
3SU1400-1DA50-3AA0-ZY19 | Support terminal, blue, spring-type terminal, for front plate mounting Customer-specific selectio | 8.04
3SU1400-2AA10-1BA0-ZY19 | Contact module with 1 contact element, 1 NO, screw terminal, for floor mounting Customer-specific | 6.9
3SU1401-1BB00-3AA0-ZY19 | LED module with integrated LED 24 V AC/DC, amber, spring-type terminal, for front plate mounting | 8.99
3SU1401-1BB20-3AA2 | LED module With integrated LED 24 V AC/DC, red, spring-type terminal, for front plate mounting, A | 18.82
3SU1401-1BB40-1AA2-ZX90 | LED module with integrated LED 24 V AC/DC, green, screw terminal, for front plate mounting, ATEX | 18.17
3SU1900-0AB71-0RE0-ZY19 | Inscription plate for illuminated pushbutton, round, milky with black font, with graphic symbol: | 1.33
3SU1900-0AB71-0RQ0-ZY19 | Inscription plate for illuminated pushbutton, round, milky with black font, with graphic symbol: | 1.33
3SU1900-0AC16-0AK0-ZY19 | Labeling plate for snapping on or gluing on label holder, label size 12.5x27 mm, black label, whi | 1.41
3SU1900-0AC16-0DE0-ZY19 | Labeling plate for snapping on or gluing on label holder, label size 12.5x27 mm, black label, whi | 1.41
3SU1900-0AC16-0DQ0-ZY19 | Labeling plate for snapping on or gluing on label holder, label size 12.5x27 mm, black label, whi | 1.41
3SU1900-0AC16-0GC0-ZY19 | Labeling plate for snapping on or gluing on label holder, label size 12.5x27 mm, black label, whi | 1.41
3SU1950-0DX30-0AA0-ZY19 | Protective collar for emergency stop mushroom pushbutton, 40 mm, for 5 padlocks, yellow, metal, c | 66.46
3VA1112-5EE36-0AC0 | circuit breaker 3VA1 IEC frame 160 breaking capacity class M Icu=55kA @ 415V 3-pole, line protect | 593.28
3VA1112-5EE36-0HC0 | circuit breaker 3VA1 IEC frame 160 breaking capacity class M Icu=55kA @ 415V 3-pole, line protect | 681.02
3VA1163-5EF42-0AC0 | circuit breaker 3VA1 IEC frame 160 breaking capacity class M Icu=55kA @ 415V 4-pole, line protect | 396.92
3VA1225-4EF32-0KB0 | circuit breaker 3VA1 IEC frame 250 breaking capacity class S Icu=36kA @ 415V 3-pole, line protect | 974.87
3VA1225-5EF32-0KB0 | circuit breaker 3VA1 IEC frame 250 breaking capacity class M Icu=55kA @ 415V 3-pole, line protect | 1058.43
3VA1450-5EF32-0LA0 | circuit breaker 3VA1 IEC frame 630 breaking capacity class M Icu=55kA @ 415V 3-pole, line protect | 1838.33
3VA1463-4EF42-0AB0 | circuit breaker 3VA1 IEC frame 630 breaking capacity class S Icu=36kA @ 415V 4-pole, line protect | 2158.66
3VA1463-5EF42-0AB0 | circuit breaker 3VA1 IEC frame 630 breaking capacity class M Icu=55kA @ 415 V 4-pole, line protec | 2353.62
3VA1463-5GF42-0DA0 | circuit breaker 3VA1 IEC frame 630 breaking capacity class M Icu=55kA @ 415 V 4-pole, line protec | 2409.33
3VA2116-5HN32-0LL0 | circuit breaker 3VA2 IEC frame 160 breaking capacity class M Icu=55kA @ 415V 3-pole, line protect | 1183.77
3VA2116-5JP32-0AE0 | circuit breaker 3VA2 IEC frame 160 breaking capacity class M Icu=55kA @ 415V 3-pole, line protect | 1385.71
3VA2116-6HN32-0DD0 | circuit breaker 3VA2 IEC frame 160 breaking capacity class H Icu=85kA @ 415V 3-pole, line protect | 1162.88
3VA2116-6JP42-0AH0 | circuit breaker 3VA2 IEC frame 160 breaking capacity class H Icu=85kA @ 415V 4-pole, line protect | 1740.85
3VA2510-5HL42-0KF0 | circuit breaker 3VA2 IEC frame 1000 breaking capacity class M Icu=55kA @ 415V 4-pole, line protec | 4950.97
3VA2510-6HL42-0AF0 | circuit breaker 3VA2 IEC frame 1000 breaking capacity class H Icu=85kA @ 415V 4-pole, line protec | 5556.79
3VA2580-5HL42-0KA0 | circuit breaker 3VA2 IEC frame 1000 breaking capacity class M Icu=55kA @ 415V 4-pole, line protec | 3579.18
3VA2580-5HN42-0KC0 | circuit breaker 3VA2 IEC frame 1000 breaking capacity class M Icu=55kA @ 415V 4-pole, line protec | 3711.49
3VA5103-1MH31-0AA0 | circuit breaker 3VA5 UL frame 125 3-pole, starter protection TM120M, AM, In=3A without overload p | 253.28
3VA5111-6GC41-0AA0 | circuit breaker 3VA5 UL frame 125 breaking capacity class H 65kA @ 480V 4-pole, line protection T | 484.61
3VA5111-6GD41-0AA0 | circuit breaker 3VA5 UL frame 125 breaking capacity class H 65kA @ 480V 4-pole, line protection T | 457.47
3VA5112-4ED21-0AA0 | circuit breaker 3VA5 UL frame 125 breaking capacity class S 25kA @ 480V 2-pole, line protection T | 380.18
3VA5112-4ED21-1AA0 | circuit breaker 3VA5 UL frame 125 breaking capacity class S 25kA @ 480V 2-pole, line protection T | 391.65
3VA5140-4EC41-0AA0 | circuit breaker 3VA5 UL frame 125 breaking capacity class S 25kA @ 480V 4-pole, line protection T | 253.83
3VA5140-5ED21-1AA0 | circuit breaker 3VA5 UL frame 125 breaking capacity class M 35kA @ 480 V 2-pole, line protection | 210.06
3VA5140-5EF41-0AA0 | circuit breaker 3VA5 UL frame 125 breaking capacity class M 35kA @ 480 V 4-pole, line protection | 298.67
3VA5140-6ED21-1AA0 | circuit breaker 3VA5 UL frame 125 breaking capacity class H 65kA @ 480V 2-pole, line protection T | 229.2
3VA5170-5ED21-0AA0 | circuit breaker 3VA5 UL frame 125 breaking capacity class M 35kA @ 480 V 2-pole, line protection | 217.72
3VA5170-5ED41-0AA0 | circuit breaker 3VA5 UL frame 125 breaking capacity class M 35kA @ 480 V 4-pole, line protection | 306.87
3SU1900-0AC81-0AG0-ZY19 | Labeling plate for snapping on or gluing on label holder, label size 12.5x27 mm, silver label, bl | 1.33
3SU1804-0AE20-4SB1 | Enclosure for command devices, 22 mm, round, enclosure material plastic, enclosure top part gray, | 489.33
3SU1900-0AC81-0AR0-ZY19 | Labeling plate for snapping on or gluing on label holder, label size 12.5x27 mm, silver label, bl | 1.33
3SU1900-0AC81-0DJ0-ZY19 | Labeling plate for snapping on or adhering to label holder, label size 12.5x27 mm, silver label, | 1.33
3SU1900-0AF16-0EE0-ZY19 | Labeling plate for gluing on enclosure, label size 22x22 mm, black label, white font, with inscri | 4.49
3SU1900-0AF16-0GA0-ZY19 | Labeling plate for gluing on enclosure, label size 22x22 mm, black label, white font, with inscri | 4.49
3SU1900-0AF16-0QK0-ZY19 | Labeling plate for gluing on enclosure, label size 22x22 mm, black label, white font, with graphi | 4.49
3SU1900-0AF81-0AS0-ZY19 | Labeling plate for gluing on enclosure, label size 22x22 mm, silver label, black font with inscri | 4.33
3SU1900-0AD16-0DM0-ZY19 | Labeling plate for snapping on or gluing on label holder, label size 17.5 x 27 mm, black label, w | 1.41
3SU1900-0AD16-0DP0-ZY19 | Labeling plate for snapping on or gluing on label holder, label size 17.5 x 27 mm, black label, w | 1.41
3SU1900-0AD81-0AG0-ZY19 | Labeling plate for snapping on or gluing on label holder, label size 17.5 x 27 mm, silver label, | 1.33
3SU1900-0AD81-0DB0-ZY19 | Labeling plate for snapping on or gluing on label holder, label size 17.5 x 27 mm, silver label, | 1.33
3SU1900-0AE16-0DL0-ZY19 | Labeling plate for snapping on or gluing on label holder, label size 27x27 mm, black label, white | 1.5
3SU1900-0AE16-0GS0-ZY19 | Labeling plate for snapping on or gluing on label holder, label size 27x27 mm, black label, white | 1.5
3SU1900-0BC31-0AA0-ZY19 | Backing plate round, for EMERGENCY STOP mushroom pushbutton, yellow, self-adhesive, outer diamete | 6.4
3SU1900-0BC31-0JA0-ZY19 | Backing plate round, for EMERGENCY STOP mushroom pushbutton, yellow, self-adhesive, outer diamete | 6.4
3SU1900-0EX30-0AA0-ZY19 | Protective collar for emergency stop mushroom pushbutton, 60 mm, 22 mm design, for 3 padlocks, y | 65.83
3SU1900-0FV40-0AA0-ZY19 | ID key ID group1, green, customer-specific selection with SIRIUS ACT configurator (CIN) | 22.79
3SU1900-0KC10-0AA0-ZY19 | Pressure piece for actuation of the center contact module of 3 contact modules, for selector swit | 0.61
3SU1950-0FD80-0AA0-ZY19 | Key for key-operated switch BKS, lock number S1, customer-specific selection with SIRIUS ACT conf | 14.05
3SU1950-0GB80-0AA0-ZY19 | RJ45 connection, 22 mm, shiny metal, silver, customer-specific selection with SIRIUS ACT configur | 33.94
3SU1960-0KB10-0AA0-ZY19 | Adapter for installation of actuators and signaling units, 22 mm, in a mounting drill hole 30.5 m | 5.92
3UF7121-1AA01-0 | Current/voltage measuring module for dry-running protection of centrifugal pumps in hazardous are | 1174.05
3VA1225-6EF32-0LA0 | circuit breaker 3VA1 IEC frame 250 breaking capacity class H Icu=70kA @ 415V 3-pole, line protect | 1239.48
3VA1340-1AA32-0KB0 | switch disconnector 3VA1 IEC frame 400 3-pole SD100, In=400A without overload protection w/o shor | 947.02
3VA1340-6EF32-0HJ0 | circuit breaker 3VA1 IEC frame 400 breaking capacity class H Icu=70kA @ 415V 3-pole, line protect | 1601.58
3VA1440-5MH32-0BC0 | circuit breaker 3VA1 IEC frame 630 breaking capacity class M Icu=55kA @ 415V 3-pole, starter prot | 1399.65
3VA1463-6EF32-0AH0 | circuit breaker 3VA1 IEC frame 630 breaking capacity class H Icu=70kA @ 415V 3-pole, line protect | 2068.13
3VA1510-5EF42-0AA0 | circuit breaker 3VA1 IEC frame 1000 breaking capacity class M Icu=55kA @ 415V 4-pole, line protec | 3150.95
3SU1900-0AF16-0AH0-ZY19 | Labeling plate for gluing on enclosure, label size 22x22 mm, black label, white font, with inscri | 4.49
3SU1900-0AF16-0AJ0-ZY19 | Labeling plate for gluing on enclosure, label size 22x22 mm, black label, white font, with inscri | 4.49
3SU1900-0AF16-0AL0-ZY19 | Labeling plate for gluing on enclosure, label size 22x22 mm, black label, white font, with inscri | 4.49
3SU1900-0HG10-0AA0-ZY19 | Metric M20 cable gland with hexagon nut for enclosure, customer-specific selection with SIRIUS AC | 11.59
3SU1900-0JB10-0AA0-ZY19 | Metric M25 cable gland for routing the round cable into the AS-i enclosure, for plastic or metal | 7.41
3SU1900-0JC10-0AA0-ZY19 | Metric M20 cable gland for routing the round cable into the IO-Link enclosure, for plastic or met | 7.41
3SU1950-0HN10-0AA0-ZY19 | Stand for two-hand operation console, with cable cut-outs for metric screw connections, customer- | 515.93
3VA1340-4EF42-0AH0 | circuit breaker 3VA1 IEC frame 400 breaking capacity class S Icu=36kA @ 415V 4-pole, line protect | 1538.91
3VA1340-5EF32-0AC0 | circuit breaker 3VA1 IEC frame 400 breaking capacity class M Icu=55kA @ 415V 3-pole, line protect | 1288.23
3VA1340-5EF32-0HC0 | circuit breaker 3VA1 IEC frame 400 breaking capacity class M Icu=55kA @ 415V 3-pole, line protect | 1371.79
3VA1340-6EF32-0AH0 | circuit breaker 3VA1 IEC frame 400 breaking capacity class H Icu=70kA @ 415V 3-pole, line protect | 1483.21
3VA1563-6EF32-0AA0 | circuit breaker 3VA1 IEC frame 1000 breaking capacity class H Icu=70kA @ 415V 3-pole, line protec | 1426.02
3VA1563-7EF32-0AA0 | circuit breaker 3VA1 IEC frame 1000 breaking capacity class C Icu=110kA @ 415V 3-pole, line prote | 1558.33
3VA1563-7MH32-0AA0 | circuit breaker 3VA1 IEC frame 1000 breaking capacity class C Icu=110kA @ 415V 3-pole, starter pr | 1558.33
3VA1580-6EF32-0AA0 | circuit breaker 3VA1 IEC frame 1000 breaking capacity class H Icu=70kA @ 415V 3-pole, line protec | 1920.97
3VA1580-6MH32-0AA0 | circuit breaker 3VA1 IEC frame 1000 breaking capacity class H Icu=70kA @ 415V 3-pole, starter pro | 1920.97
3VA2325-5MP32-0AA0 | CIRCUIT BREAKER 3VA2 IEC FRAME 400 BREAKING CAPACITY CLASS M ICU=55KA @ 415 V 3-POLE, MOTOR PROT | 1509.79
3VA2325-7MN32-0CB0 | circuit breaker 3VA2 IEC frame 400 breaking capacity class C Icu=110kA @ 415V 3-pole, motor prote | 2012.42
3VA2340-5KP42-0DA0 | circuit breaker 3VA2 IEC frame 400 breaking capacity class M Icu=55kA @ 415V 4-pole, line protect | 2680.9
3VA2440-5HN42-0KJ0 | circuit breaker 3VA2 IEC frame 630 breaking capacity class M Icu=55kA @ 415V 4-pole, line protect | 2771.43
3VA5110-4GF41-0AA0 | circuit breaker 3VA5 UL frame 125 breaking capacity class S 25kA @ 480V 4-pole, line protection T | 349.55
3VA5110-5ED41-0AA0 | circuit breaker 3VA5 UL frame 125 breaking capacity class M 35kA @ 480 V 4-pole, line protection | 357.2
3VA5110-5EF41-0AA0 | circuit breaker 3VA5 UL frame 125 breaking capacity class M 35kA @ 480 V 4-pole, line protection | 386.22
3VA5110-5GC41-0AA0 | circuit breaker 3VA5 UL frame 125 breaking capacity class M 35kA @ 480 V 4-pole, line protection | 366.5
3VA5120-4ED21-1AA0 | circuit breaker 3VA5 UL frame 125 breaking capacity class S 25kA @ 480V 2-pole, line protection T | 190.9
3VA5120-5ED41-0AA0 | circuit breaker 3VA5 UL frame 125 breaking capacity class M 35kA @ 480 V 4-pole, line protection | 275.69
3VA5120-6EC41-0AA0 | circuit breaker 3VA5 UL frame 125 breaking capacity class H 65kA @ 480V 4-pole, line protection T | 311.25
3VA5125-4EC41-0AA0 | circuit breaker 3VA5 UL frame 125 breaking capacity class S 25kA @ 480V 4-pole, line protection T | 253.83
3VA5150-4EF31-0AA0 | circuit breaker 3VA5 UL frame 125 breaking capacity class S 25kA @ 480V 3-pole, line protection T | 208.97
3VA5170-6ED41-0AA0 | circuit breaker 3VA5 UL frame 125 breaking capacity class H 65kA @ 480V 4-pole, line protection T | 336.97
3VA5180-4ED21-1AA0 | circuit breaker 3VA5 UL frame 125 breaking capacity class S 25kA @ 480V 2-pole, line protection T | 209.52
3VA5195-6ED21-0AA0 | circuit breaker 3VA5 UL frame 125 breaking capacity class H 65kA @ 480V 2-pole, line protection T | 218.27
3VA5195-6EF41-0AA0 | circuit breaker 3VA5 UL frame 125 breaking capacity class H 65kA @ 480V 4-pole, line protection T | 330.41
3VA2340-5HN32-0KJ0 | circuit breaker 3VA2 IEC frame 400 breaking capacity class M Icu=55kA @ 415V 3-pole, line protect | 1678.18
3VA5320-5GF41-0AA0 | CIRCUIT BREAKER 3VA5 UL Frame 400 BREAKING CAPACITY CLASS M 35kA @ 480 V 4POLE, LINE PROTECTION | 1236.28
3VA5320-7EF31-0AA0 | CIRCUIT BREAKER 3VA5 UL FRAME 400 BREAKING CAPACITY CLASS C 100kA @ 480 V 3POLE, LINE PROTECTION | 1187.03
3VA5330-5EC41-0AA0 | CIRCUIT BREAKER 3VA5 UL Frame 400 BREAKING CAPACITY CLASS M 35kA @ 480 V 4POLE, LINE PROTECTION | 1373.04
3VA5330-5EF41-0AA0 | CIRCUIT BREAKER 3VA5 UL Frame 400 BREAKING CAPACITY CLASS M 35kA @ 480 V 4POLE, LINE PROTECTION | 1449.61
3VA5330-5GC41-0AA0 | CIRCUIT BREAKER 3VA5 UL Frame 400 BREAKING CAPACITY CLASS M 35kA @ 480 V 4POLE, LINE PROTECTION | 1373.04
3VA5330-6EC41-0AA0 | CIRCUIT BREAKER 3VA5 UL Frame 400 BREAKING CAPACITY CLASS H 65kA @ 480 V 4POLE, LINE PROTECTION | 1575.41
3VA5340-6EC61-0AA0 | CIRCUIT BREAKER 3VA5 UL Frame 400 BREAKING CAPACITY CLASS H 65kA @ 480 V 2POLE, LINE PROTECTION | 1083.1
3VA5340-6EF41-0AA0 | CIRCUIT BREAKER 3VA5 UL Frame 400 BREAKING CAPACITY CLASS H 65kA @ 480 V 4POLE, LINE PROTECTION | 1662.94
3VA5340-6GC41-0AA0 | CIRCUIT BREAKER 3VA5 UL Frame 400 BREAKING CAPACITY CLASS H 65kA @ 480 V 4POLE, LINE PROTECTION | 1575.41
3VA5340-7EC31-1AA0 | CIRCUIT BREAKER 3VA5 UL FRAME 400 BREAKING CAPACITY CLASS C 100kA @ 480 V 3POLE, LINE PROTECTION | 1323.78
3VA5445-7EC31-0AA0 | CIRCUIT BREAKER 3VA5 UL FRAME 600 BREAKING CAPACITY CLASS C 100kA @ 480 V 3POLE, LINE PROTECTION | 1734.06
3VA5445-7EC61-0AA0 | CIRCUIT BREAKER 3VA5 UL FRAME 600 BREAKING CAPACITY CLASS C 100kA @ 480 V 2POLE, LINE PROTECTION | 1558.99
3VA5445-7GC41-0AA0 | CIRCUIT BREAKER 3VA5 UL FRAME 600 BREAKING CAPACITY CLASS C 100kA @ 480 V 4POLE, LINE PROTECTION | 2253.73
3VA5450-5EF41-0AA0 | CIRCUIT BREAKER 3VA5 UL Frame 600 BREAKING CAPACITY CLASS M 35kA @ 480 V 4POLE, LINE PROTECTION | 1930.99
3VA5450-6EF31-0AA0 | CIRCUIT BREAKER 3VA5 UL Frame 600 BREAKING CAPACITY CLASS H 65kA @ 480 V 3POLE, LINE PROTECTION | 1695.76
3VA9113-0JG10 | Wire Connector Wire Control Wire Tap 3 pcs. Accessory for: 3VA1 100/160 | 18.75
3VA6225-5HL31-0BA0 | circuit breaker 3VA6 UL frame 250 breaking capacity class M 35kA @ 480V 3-pole, line protection E | 1661.08
3VA9243-0JC18 | Wire Connector with control wire tap; for 2 cables; 3 pcs.; incl. Terminal Cover Extended with pr | 98.46
3VA9243-0JC28 | Wire Connector with control wire tap; for 2 cables; 3 pcs.; incl. Terminal Cover Extended with pr | 98.46
3VW8116-7AF01 | guide frame for 3VA27 - 3p front offset main connection accessory for circuit breaker 3VA27 | 1846.21
3VW8116-7BE01 | guide frame for 3VA27 - 4p front extended main connection accessory for circuit breaker 3VA27 | 1698.52
3VW9011-0AA56 | rating plug 800A accessory for circuit breaker 3WL10 / 3VA27 | 91.1
3VW9011-0AA58 | rating plug 1250A accessory for circuit breaker 3WL10 / 3VA27 | 91.1
3VW9011-0AL74 | front, broadened main conn. pieces for mounting on fr. ter. f. main circ. conn. 4 units, fixed-mo | 271.4
3VW9011-0AN02 | front, accessible main conn. pieces, mounting as alternat. to h/v orient. 4 units f. guide frames | 207.4
3VW9011-0AN32 | rear main circuit connections horizontally/vertically adjust. 3 units, for guide frame of withdra | 118.15
3VA1580-7EF32-0AA0 | circuit breaker 3VA1 IEC frame 1000 breaking capacity class C Icu=110kA @ 415V 3-pole, line prote | 2082.66
3VA2010-5HN32-0KG0 | circuit breaker 3VA2 IEC frame 100 breaking capacity class M Icu=55kA @ 415V 3-pole, line protect | 759.01
3VA2225-6HN42-0BA0 | circuit breaker 3VA2 IEC frame 250 breaking capacity class H Icu=85kA @ 415 V 4pole, line protect | 1740.85
3VA2325-5MN32-0HF0 | circuit breaker 3VA2 IEC frame 400 breaking capacity class M Icu=55kA @ 415V 3-pole, motor protec | 1664.25
3VA2325-7MS32-0LL0 | circuit breaker 3VA2 IEC frame 400 breaking capacity class C Icu=110kA @ 415 V 3-pole,motor start | 1775.66
3VA2450-7MQ32-0LK0 | circuit breaker 3VA2 IEC frame 630 breaking capacity class C Icu=110kA @ 415V 3-pole, motor prote | 3377.24
3VA5103-1MU31-0AA0 | circuit breaker 3VA5 UL frame 125 3-pole, starter protection TM120M, AM, In=3A without overload p | 253.28
3VA5110-4ED41-0AA0 | circuit breaker 3VA5 UL frame 125 breaking capacity class S 25kA @ 480V 4-pole, line protection T | 321.1
3VA5111-5ED21-1AA0 | circuit breaker 3VA5 UL frame 125 breaking capacity class M 35kA @ 480 V 2-pole, line protection | 291.58
3VA5111-6ED21-1AA0 | circuit breaker 3VA5 UL frame 125 breaking capacity class H 65kA @ 480V 2-pole, line protection T | 319.32
3VA5112-4ED41-0AA0 | circuit breaker 3VA5 UL frame 125 breaking capacity class S 25kA @ 480V 4-pole, line protection T | 540.46
3VA5112-5EC41-0AA0 | circuit breaker 3VA5 UL frame 125 breaking capacity class M 35kA @ 480 V 4-pole, line protection | 612.68
3VA5112-6ED41-0AA0 | circuit breaker 3VA5 UL frame 125 breaking capacity class H 65kA @ 480V 4-pole, line protection T | 650.98
3VA5125-5ED21-0AA0 | circuit breaker 3VA5 UL frame 125 breaking capacity class M 35kA @ 480 V 2-pole, line protection | 198.58
3VA5130-6EC41-0AA0 | circuit breaker 3VA5 UL frame 125 breaking capacity class H 65kA @ 480V 4-pole, line protection T | 311.25
3VA5145-4ED41-0AA0 | circuit breaker 3VA5 UL frame 125 breaking capacity class S 25kA @ 480V 4-pole, line protection T | 248.9
3VA5150-4ED41-0AA0 | circuit breaker 3VA5 UL frame 125 breaking capacity class S 25kA @ 480V 4-pole, line protection T | 248.9
3VA5160-4EC41-0AA0 | circuit breaker 3VA5 UL frame 125 breaking capacity class S 25kA @ 480V 4-pole, line protection T | 253.83
3VA5160-6ED21-1AA0 | circuit breaker 3VA5 UL frame 125 breaking capacity class H 65kA @ 480V 2-pole, line protection T | 229.2
3VA5170-4ED41-0AA0 | circuit breaker 3VA5 UL frame 125 breaking capacity class S 25kA @ 480V 4-pole, line protection T | 275.16
3VA5180-4EF41-0AA0 | circuit breaker 3VA5 UL frame 125 breaking capacity class S 25kA @ 480V 4-pole, line protection T | 297.57
3VA5180-6EC41-0AA0 | circuit breaker 3VA5 UL frame 125 breaking capacity class H 65kA @ 480V 4-pole, line protection T | 344.07
3VA5195-5ED41-0AA0 | circuit breaker 3VA5 UL frame 125 breaking capacity class M 35kA @ 480 V 4-pole, line protection | 275.69
3VA5195-5EF41-0AA0 | circuit breaker 3VA5 UL frame 125 breaking capacity class M 35kA @ 480 V 4-pole, line protection | 298.67
3VA5322-5EC31-1AA0 | CIRCUIT BREAKER 3VA5 UL Frame 400 BREAKING CAPACITY CLASS M 35kA @ 480 V 3POLE, LINE PROTECTION | 924.47
3VA5322-6EC31-1AA0 | CIRCUIT BREAKER 3VA5 UL Frame 400 BREAKING CAPACITY CLASS H 65kA @ 480 V 3POLE, LINE PROTECTION | 1039.34
3VA5325-6EF41-0AA0 | CIRCUIT BREAKER 3VA5 UL Frame 400 BREAKING CAPACITY CLASS H 65kA @ 480 V 4POLE, LINE PROTECTION | 1405.84
3VA5325-6GF41-0AA0 | CIRCUIT BREAKER 3VA5 UL Frame 400 BREAKING CAPACITY CLASS H 65kA @ 480 V 4POLE, LINE PROTECTION | 1405.84
3VA5330-7GF41-0AA0 | CIRCUIT BREAKER 3VA5 UL FRAME 400 BREAKING CAPACITY CLASS C 100kA @ 480 V 4POLE, LINE PROTECTION | 1799.69
3VA5150-5ED21-0AA0 | circuit breaker 3VA5 UL frame 125 breaking capacity class M 35kA @ 480 V 2-pole, line protection | 198.58
3VA5150-5ED41-0AA0 | circuit breaker 3VA5 UL frame 125 breaking capacity class M 35kA @ 480 V 4-pole, line protection | 275.69
3VA5150-6ED21-1AA0 | circuit breaker 3VA5 UL frame 125 breaking capacity class H 65kA @ 480V 2-pole, line protection T | 229.2
3VA5181-1MH31-0AA0 | circuit breaker 3VA5 UL frame 125 3-pole, starter protection TM120M, AM, In=1A without overload p | 253.28
3VA5181-1MU31-0AA0 | circuit breaker 3VA5 UL frame 125 3-pole, starter protection TM120M, AM, In=1A without overload p | 253.28
3VA5190-6EC41-0AA0 | circuit breaker 3VA5 UL frame 125 breaking capacity class H 65kA @ 480V 4-pole, line protection T | 344.07
3VA5195-4EC41-0AA0 | circuit breaker 3VA5 UL frame 125 breaking capacity class S 25kA @ 480V 4-pole, line protection T | 253.83
3VA5322-7EC61-0AA0 | CIRCUIT BREAKER 3VA5 UL FRAME 400 BREAKING CAPACITY CLASS C 100kA @ 480 V 2POLE, LINE PROTECTION | 1012
3VA5322-7EF41-0AA0 | CIRCUIT BREAKER 3VA5 UL FRAME 400 BREAKING CAPACITY CLASS C 100kA @ 480 V 4POLE, LINE PROTECTION | 1526.19
3VA5325-5EF31-0AA0 | CIRCUIT BREAKER 3VA5 UL Frame 400 BREAKING CAPACITY CLASS M 35kA @ 480 V 3POLE, LINE PROTECTION | 951.81
3VA5325-6EC61-0AA0 | CIRCUIT BREAKER 3VA5 UL Frame 400 BREAKING CAPACITY CLASS H 65kA @ 480 V 2POLE, LINE PROTECTION | 929.93
3VA5335-6EF31-0AA0 | CIRCUIT BREAKER 3VA5 UL Frame 400 BREAKING CAPACITY CLASS H 65kA @ 480 V 3POLE, LINE PROTECTION | 1274.58
3VA5335-6EF41-0AA0 | CIRCUIT BREAKER 3VA5 UL Frame 400 BREAKING CAPACITY CLASS H 65kA @ 480 V 4POLE, LINE PROTECTION | 1662.94
3VA5335-6GF41-0AA0 | CIRCUIT BREAKER 3VA5 UL Frame 400 BREAKING CAPACITY CLASS H 65kA @ 480 V 4POLE, LINE PROTECTION | 1662.94
3VA5335-7EC61-0AA0 | CIRCUIT BREAKER 3VA5 UL FRAME 400 BREAKING CAPACITY CLASS C 100kA @ 480 V 2POLE, LINE PROTECTION | 1192.51
3VA5335-7EF31-0AA0 | CIRCUIT BREAKER 3VA5 UL FRAME 400 BREAKING CAPACITY CLASS C 100kA @ 480 V 3POLE, LINE PROTECTION | 1389.42
3VA5340-7GF41-0AA0 | CIRCUIT BREAKER 3VA5 UL FRAME 400 BREAKING CAPACITY CLASS C 100kA @ 480 V 4POLE, LINE PROTECTION | 1799.69
3VA5445-5EC61-0AA0 | CIRCUIT BREAKER 3VA5 UL Frame 600 BREAKING CAPACITY CLASS M 35kA @ 480 V 2POLE, LINE PROTECTION | 1269.09
3VA5445-5EF31-0AA0 | CIRCUIT BREAKER 3VA5 UL Frame 600 BREAKING CAPACITY CLASS M 35kA @ 480 V 3POLE, LINE PROTECTION | 1493.37
3VA5445-5EF41-0AA0 | CIRCUIT BREAKER 3VA5 UL Frame 600 BREAKING CAPACITY CLASS M 35kA @ 480 V 4POLE, LINE PROTECTION | 1930.99
3VA5460-6EC61-0AA0 | CIRCUIT BREAKER 3VA5 UL Frame 600 BREAKING CAPACITY CLASS H 65kA @ 480 V 2POLE, LINE PROTECTION | 1558.99
3VA5460-6EF41-0AA0 | CIRCUIT BREAKER 3VA5 UL Frame 600 BREAKING CAPACITY CLASS H 65kA @ 480 V 4POLE, LINE PROTECTION | 2401.42
3VA5460-7EC31-0AA0 | CIRCUIT BREAKER 3VA5 UL FRAME 600 BREAKING CAPACITY CLASS C 100kA @ 480 V 3POLE, LINE PROTECTION | 1887.23
3VA5460-7EF41-0AA0 | CIRCUIT BREAKER 3VA5 UL FRAME 600 BREAKING CAPACITY CLASS C 100kA @ 480 V 4POLE, LINE PROTECTION | 2581.95
3VA9157-0FK61 | Door mounted rotary operator standard, rigid without tolerance adapter IEC IP65 with door interlo | 65.1
3WL9111-0AT05-0AA0 | access. f. 3WL air circ. br., retrofit kit PLUS meter. func. I, U, P,W, Q, f, cos phi, harmonics, | 2221.12
3WL9314-5AA30-0AA2 | access. f. 3WL air circ. br., Electronic Trip Unit ETU45B release 2 LSIN protection adjustable wi | 4939.36
3VW8112-0AA01 | guide frame for 3WL10 - 3p rear vertical main circ. conn. equiv. to withdr. circ. breaker without | 1058.48
3VW9011-0AE07 | undervoltage release UVR 220...240 V AC/DC accessory for circuit breaker 3WL10 / 3VA27 | 236.93
3VW9011-0AF02 | motorized op. mech. (MO) 48...60 V AC/DC accessory for circuit breaker 3WL10 / 3VA27 (SE) | 916.95
TGX:16300-JB50 | MTG KIT FOR JAMESBURY QP5* - S34 | 272.92
TGX:16300-JB8 | KIT PS2/76 JAMESBURY BC 13,17 BJ 12,16 | 324.33
TGX:16300-KN147 | MTG KIT FOR KINETROL Size 14, 7 SERIES NEW STYLE | 254.56
TGX:16300-KN187 | MTG KIT FOR KINETROL K 187 | 767.37
TGX:16300-RT14 | MTG KIT FOR ROTORK CP 045 NEW STYLE | 173.78
TGX:16300-RT8 | MTG KIT FOR ROTORK P500 | 254.56
1FK2210-3AC11-1SB0 | SIMOTICS S-1FK2 CT Servo motor M0=30 Nm; PN = 5.5 kW at nN=2000 rpm; Converter at max. 480 V supp | 3030.45
1FK2210-4AC00-0SB0 | SIMOTICS S-1FK2 CT Servo motor M0=40 Nm; PN = 6.4 kW at nN=2000 rpm; Converter at max. 480 V supp | 3121.65
1FK7062-2AC71-1CA0 | SIMOTICS S synchronous motor 1FK7-CT PN=1.5kW; UDC=600V M0=8.5Nm (100K); NN=2000rpm; naturally co | 2655.05
1FK2104-4AK11-0MA0 | SIMOTICS S-1FK2 HD Servo motor M0=1.27 Nm; PN = 0.4 kW at nN=3000 rpm; Converter at max. 480 V su | 1412.05
1FK2104-4AK11-1MA0 | SIMOTICS S-1FK2 HD Servo motor M0=1.27 Nm; PN = 0.4 kW at nN=3000 rpm; Converter at max. 480 V su | 1412.05
1FK7103-2AC71-1BG2 | SIMOTICS S Synchronous motor 1FK7-CT PN=5.2kW; UDC=600V M0=36Nm (100K); NN=2000rpm; Naturally coo | 3641.98
1FK7103-2AC71-1CA0 | SIMOTICS S Synchronous motor 1FK7-CT PN=5.2kW; UDC=600V M0=36Nm (100K); NN=2000rpm; Naturally coo | 4001.27
1FK7063-2AC71-1QA0 | SIMOTICS S synchronous motor 1FK7-CT PN=1.9kW; UDC=600V M0=11Nm (100K); NN=2000rpm; naturally coo | 1902.12
1FK7063-2AC71-1QB0 | SIMOTICS S synchronous motor 1FK7-CT PN=1.9kW; UDC=600V M0=11Nm (100K); NN=2000rpm; naturally coo | 2202.79
1FK7084-2AF71-1CH1 | SIMOTICS S synchronous motor 1FK7-CT PN=3.1kW; UDC=600V M0=20Nm (100K); NN=3000rpm; naturally coo | 3729.03
1FK7084-2AF71-1QB1 | SIMOTICS S synchronous motor 1FK7-CT PN=3.1kW; UDC=600V M0=20Nm (100K); NN=3000rpm; naturally coo | 2968.77
1FK7063-2AF71-1CA0 | SIMOTICS S synchronous motor 1FK7-CT PN=2.3kW; UDC=600V M0=11Nm (100K); NN=3000rpm; naturally coo | 2748.03
1FK7063-2AF71-1CH1 | SIMOTICS S synchronous motor 1FK7-CT PN=2.3kW; UDC=600V M0=11Nm (100K); NN=3000rpm; naturally coo | 3058.13
1FK7064-7AF71-1SH3-ZS11 | SIMOTICS S Synchronous servo motor 1FK7 High Dynamic, 12.0 Nm 100 K, 3000 rpm, 2.5 kW Naturally c | 5409.02
1FK7081-3BF71-1BB2 | SIMOTICS S synchronous motor 1FK7-HI PN=2.7kW; UDC=600V M0=12Nm (100K); NN=3000rpm; naturally coo | 3045.7
1FK7081-3BF71-1CB2 | SIMOTICS S synchronous motor 1FK7-HI PN=2.7kW; UDC=600V M0=12Nm (100K); NN=3000rpm; naturally coo | 3412.22
1FK7081-3BF71-1CG2 | SIMOTICS S synchronous motor 1FK7-HI PN=2.7kW; UDC=600V M0=12Nm (100K); NN=3000rpm; naturally coo | 2918.36
1FK7103-2AC71-1QH1 | SIMOTICS S Synchronous motor 1FK7-CT PN=5.2kW; UDC=600V M0=36Nm (100K); NN=2000rpm; Naturally coo | 3570.86
1FK7103-2AC71-1RA1 | SIMOTICS S Synchronous motor 1FK7-CT PN=5.2kW; UDC=600V M0=36Nm (100K); NN=2000rpm; Naturally coo | 3619.53
1FK7084-3BC71-1BH0 | SIMOTICS S synchronous motor 1FK7-HI PN=3.1kW; UDC=600V M0=20Nm (100K); NN=2000rpm; naturally coo | 3269.65
1FK7084-3BC71-1CA1 | SIMOTICS S synchronous motor 1FK7-HI PN=3.1kW; UDC=600V M0=20Nm (100K); NN=2000rpm; naturally coo | 3406.32
1FK7084-3BC71-1QB2 | SIMOTICS S synchronous motor 1FK7-HI PN=3.1kW; UDC=600V M0=20Nm (100K); NN=2000rpm; naturally coo | 2968.77
1FK7103-2AF71-1BH1 | SIMOTICS S Synchronous motor 1FK7-CT PN=4.4kW; UDC=600V M0=36Nm (100K); NN=3000rpm; Naturally coo | 4050.23
1FK7103-2AF71-1QG2 | SIMOTICS S Synchronous motor 1FK7-CT PN=4.4kW; UDC=600V M0=36Nm (100K); NN=3000rpm; Naturally coo | 3162.62
1FK7083-2AC71-1BA1 | SIMOTICS S synchronous motor 1FK7-CT PN=2.6kW; UDC=600V M0=16Nm (100K); NN=2000rpm; naturally coo | 2744.22
1FK7083-2AC71-1BB2 | SIMOTICS S synchronous motor 1FK7-CT PN=2.6kW; UDC=600V M0=16Nm (100K); NN=2000rpm; naturally coo | 3152.52
3VA5335-6EC31-0AA0 | CIRCUIT BREAKER 3VA5 UL Frame 400 BREAKING CAPACITY CLASS H 65kA @ 480 V 3POLE, LINE PROTECTION | 1208.91
3VA5335-7GC41-0AA0 | CIRCUIT BREAKER 3VA5 UL FRAME 400 BREAKING CAPACITY CLASS C 100kA @ 480 V 4POLE, LINE PROTECTION | 1712.18
3VA5340-5EC61-0AA0 | CIRCUIT BREAKER 3VA5 UL Frame 400 BREAKING CAPACITY CLASS M 35kA @ 480 V 2POLE, LINE PROTECTION | 951.81
3VA5340-7EC41-0AA0 | CIRCUIT BREAKER 3VA5 UL FRAME 400 BREAKING CAPACITY CLASS C 100kA @ 480 V 4POLE, LINE PROTECTION | 1712.18
3VA5340-7EF41-0AA0 | CIRCUIT BREAKER 3VA5 UL FRAME 400 BREAKING CAPACITY CLASS C 100kA @ 480 V 4POLE, LINE PROTECTION | 1799.69
3VA5445-6EC31-1AA0 | CIRCUIT BREAKER 3VA5 UL Frame 600 BREAKING CAPACITY CLASS H 65kA @ 480 V 3POLE, LINE PROTECTION | 1619.18
3VA5445-6GC41-0AA0 | CIRCUIT BREAKER 3VA5 UL Frame 600 BREAKING CAPACITY CLASS H 65kA @ 480 V 4POLE, LINE PROTECTION | 2095.09
3VA5460-5EC41-0DH0 | CIRCUIT BREAKER 3VA5 UL Frame 600 BREAKING CAPACITY CLASS M 35kA @ 480 V 4POLE, LINE PROTECTION | 3382.74
3VA5460-6EC31-1AA0 | CIRCUIT BREAKER 3VA5 UL Frame 600 BREAKING CAPACITY CLASS H 65kA @ 480 V 3POLE, LINE PROTECTION | 1750.47
3VA5460-7GF41-0AA0 | CIRCUIT BREAKER 3VA5 UL FRAME 600 BREAKING CAPACITY CLASS C 100kA @ 480 V 4POLE, LINE PROTECTION | 2581.95
3VA9234-0JH11 | box terminal w. control wire voltage tap-off 4 units accessory for: 3VA5 250 | 55.78
3VA9133-0JD10 | wire connector CU 3 units accessory for: 3VA4/5 125 | 52.56
3VA9133-0JK10 | wire connector CU with control wire voltage tap-off 3 units accessory for: 3VA4/5 125 | 60.73
3VW8112-0BA01 | guide frame for 3WL10 - 4p rear vertical main circ. conn. equiv. to withdr. circ. breaker without | 1520.05
3VW8116-7AA01 | guide frame for 3VA27 - 3p rear vertical main connection accessory for circuit breaker 3VA27 | 1058.48
3VW9011-0AB11 | auxiliary supply connector for circuit breakers or guide frames, push-in accessory for circuit br | 6.61
3VW9011-0AD18 | aux. solenoid 415-440 V AC/DC shunt release/closing coil (ST/CC) accessory for circuit breaker 3V | 218.48
3VW9011-0AG06 | auxiliary switch, external AUX 15W for digital signals 24 V DC changeover contacts accessory for | 984.64
3VW9011-0AH07 | mechanical op. cycles counter MOC accessory for circuit breaker 3WL10 / 3VA27 (SE) | 140.92
3VW9011-0AP01 | door sealing frame IP30 for fixed-mounted circ. breaker for installing in cabinet door accessory | 84.94
3VW9011-0AT06 | Breaker connect module External power supply 110...240 V AC/DC Accessories for circuit breaker 3W | 207.4
3VW9011-0AT41 | TD400 Kit commissioning and service tool UL WL (Release 1) and 3VA TD400 Kit with Adapter, cable, | 696.21
3VW9011-0AT76 | set of cables for voltage tap, MF, 4P N-cond. left, on bottom accessory for circuit breaker 3WL10 | 45.18
3VW9011-0BB16 | locking mech to prevent opening in the cabinet door in ON pos. w/ Bowden cable, f.m. circ. br. on | 202.47
3VW9011-0BB22 | set mutual mech. interlocking, withdr. circ. br. accessory for circuit breaker 3WL10 / 3VA27 | 458.47
3VW9011-0RC53 | rating plug 400A RC f. ext. residual current msrmnt via summation current transf. MF Advanced req | 91.1
3VW9011-0RC58 | rating plug 1250A RC f. ext. residual current msrmnt via summation current transf. MF Advanced re | 91.1
3VW9723-0WA01 | phase barriers H=200mm for 3-pole, 4 units for fixed-mounted circ. breaker Ue > 440V accessory fo | 23.89
3VW9727-0EK15 | front mounted rotary operator, emergency-off accessory for circuit breaker 3VA27 (handle) | 169.85
5SK9103-1 | circuit breaker Equipment elektronisch, 3A, DC 24V 1 auxilliary switch | 75.18
5SL3008-7 | CIRCUIT BREAKER 230V 4.5KA, 1+N-POLE/1MW C8 | 31.02
5SL6016-6 | CIRCUIT BREAKER 230V 6KA, 1+N-POLE/1MW B16 | 13.14
1FK7103-3BC71-1CA0 | SIMOTICS S synchronous motor 1FK7-HI PN=5.2kW; UDC=600V M0=36Nm (100K); NN=2000rpm; naturally coo | 3984.28
1FK7083-2AC71-1QA1 | SIMOTICS S synchronous motor 1FK7-CT PN=2.6kW; UDC=600V M0=16Nm (100K); NN=2000rpm; naturally coo | 2264.89
1FK7083-2AF71-1BH1 | SIMOTICS S synchronous motor 1FK7-CT PN=3.3kW; UDC=600V M0=16Nm (100K); NN=3000rpm; naturally coo | 3066.93
1FK7103-5AF81-1YY3-ZP90S49 | SIMOTICS S Synchronous servo motor 1FK7 Compact, 36 Nm 100K, 3000rpm, 6.90 kW naturally cooled IM | 16864.93
1FK7105-2AC71-1QG0 | SIMOTICS S Synchronous motor 1FK7-CT PN=7.7kW; UDC=600V M0=48Nm (100K); NN=2000rpm; Naturally coo | 4123.34
1FK7105-2AC71-1RB0 | SIMOTICS S Synchronous motor 1FK7-CT PN=7.7kW; UDC=600V M0=48Nm (100K); NN=2000rpm; Naturally coo | 4988.53
1FK7105-2AC71-1RG1 | SIMOTICS S Synchronous motor 1FK7-CT PN=7.7kW; UDC=600V M0=48Nm (100K); NN=2000rpm; Naturally coo | 4587.46
1FK7105-2AF71-1CB2 | SIMOTICS S Synchronous motor 1FK7-CT PN=8.2kW; UDC=600V M0=48Nm (100K); NN=3000rpm; Naturally coo | 5555.88
1FK7105-2AF71-1CH1-ZL05 | SIMOTICS S Synchronous motor 1FK7-CT PN=8.2kW; UDC=600V M0=48Nm(100K);NN=3000rpm; Naturally coole | 6174.33
1FK7105-2AF71-1RB1 | SIMOTICS S Synchronous motor 1FK7-CT PN=8.2kW; UDC=600V M0=48Nm (100K); NN=3000rpm; Naturally coo | 5081.33
1FK7105-2AF71-1RG0 | SIMOTICS S Synchronous motor 1FK7-CT PN=8.2kW; UDC=600V M0=48Nm (100K); NN=3000rpm; Naturally coo | 4494.62
1FK7083-2AF71-1CH0 | SIMOTICS S synchronous motor 1FK7-CT PN=3.3kW; UDC=600V M0=16Nm (100K); NN=3000rpm; naturally coo | 3340.62
1FK7083-2AF71-1QA2 | SIMOTICS S synchronous motor 1FK7-CT PN=3.3kW; UDC=600V M0=16Nm (100K); NN=3000rpm; naturally coo | 2264.89
1FK7083-2AF71-1RG2 | SIMOTICS S synchronous motor 1FK7-CT PN=3.3kW; UDC=600V M0=16Nm (100K); NN=3000rpm; naturally coo | 2550.6
1FK7083-5AF81-1SH3-ZS11 | SIMOTICS S Synchronous servo motor 1FK7 compact 16 Nm, 100 K, 3000 rpm, 3.10 kW Naturally cooled | 4661.21
1FK7105-3BC71-1RH2 | SIMOTICS S synchronous motor 1FK7-HI PN=7.7kW; UDC=600V M0=48Nm (100K); NN=2000rpm; naturally coo | 4970.19
1FK7105-5AY81-1SY3-ZS28 | SIMOTICS S Synchronous servo motor 1FK7 Compact 48 Nm, 100K, 3000 rpm, 8.3 kW Naturally cooled IM | 9582.11
1FK7084-3BC71-1QH0 | SIMOTICS S synchronous motor 1FK7-HI PN=3.1kW; UDC=600V M0=20Nm (100K); NN=2000rpm; naturally coo | 2790.32
1FK7100-2AF71-1BG1 | SIMOTICS S Synchronous motor 1FK7-CT PN=3.8kW; UDC=600V M0=18Nm (100K); NN=3000rpm; Naturally coo | 2904.56
1FK7100-2AF71-1BH1 | SIMOTICS S Synchronous motor 1FK7-CT PN=3.8kW; UDC=600V M0=18Nm (100K); NN=3000rpm; Naturally coo | 3312.77
1FK7100-2AF71-1QH0 | SIMOTICS S Synchronous motor 1FK7-CT PN=3.8kW; UDC=600V M0=18Nm (100K); NN=3000rpm; Naturally coo | 2740.58
1FK7100-2AF71-1RG1 | SIMOTICS S Synchronous motor 1FK7-CT PN=3.8kW; UDC=600V M0=18Nm (100K); NN=3000rpm; Naturally coo | 2796.46
1FK7101-2AC71-1CA2 | SIMOTICS S Synchronous motor 1FK7-CT PN=4.3kW; UDC=600V M0=27Nm (100K); NN=2000rpm; Naturally coo | 3674.81
1FK7101-2AC71-1QA0 | SIMOTICS S Synchronous motor 1FK7-CT PN=4.3kW; UDC=600V M0=27Nm (100K); NN=2000rpm; Naturally coo | 2736.17
1FK7101-2AC71-1QB2 | SIMOTICS S Synchronous motor 1FK7-CT PN=4.3kW; UDC=600V M0=27Nm (100K); NN=2000rpm; Naturally coo | 3237.22
1FK7101-2AF71-1BH0 | SIMOTICS S synchronous motor 1FK7-CT PN=4.9kW; UDC=600V M0=27Nm (100K); NN=3000rpm; naturally coo | 3538.18
1FK7101-2AF71-1CB1 | SIMOTICS S synchronous motor 1FK7-CT PN=4.9kW; UDC=600V M0=27Nm (100K); NN=3000rpm; naturally coo | 4083.09
1FK7101-5AY71-1SY3-ZN16S77 | SIMOTICS S Synchronous servo motor 1FK7 compact 27 Nm, 100 K, 3000 rpm, 4.9 kW Naturally cooled I | 4491.29
1FK7042-2AC71-1RA1 | SIMOTICS S Synchronous motor 1FK7-CT PN=0.59kW; UDC=600V M0=3Nm (100K); NN=2000rpm; Naturally coo | 1931.65
3VW9011-0AF04 | motorized op. mech. (MO) 220...250 V AC/DC accessory for circuit breaker 3WL10 / 3VA27 (SE) | 916.95
3VW9011-0AG01 | auxiliary switch AUX 4CO standard contact 400 V AC changeover contacts accessory for circuit brea | 94.16
3VW9011-0AT10 | actuator module COM ACT remote act. f. aux. solenoids (CC/ST) communications interface accessory | 201.86
3VW9011-0AT17 | Modbus RTU Gateway COM042 communication module accessory for circuit breaker 3WL10 / 3VA27 | 756.94
3VW9011-0AT31 | function tester TD320 for shunt releases / closing coil ST/CC accessory for circuit breaker 3WL10 | 397.55
3VW9011-0AT32 | activation & trip box TD310 for Electronic Trip Units 3- and 6-series ETUs accessory for circuit | 70.16
3VW9011-0GF31 | current transformer for grounded transf. star point G_ret – ground return 250A accessory for circ | 627.7
3VW9011-0LF53 | rating plug 400A L off overload protection L = OFF accessory for circuit breaker 3WL10 / 3VA27 | 91.1
3VW9011-0LF55 | rating plug 630A L off overload protection L = OFF accessory for circuit breaker 3WL10 / 3VA27 | 91.1
3VW9011-0LF56 | rating plug 800A L off overload protection L = OFF accessory for circuit breaker 3WL10 / 3VA27 | 91.1
3VW9727-0FK25 | door-coupling rot. op. mech. emergency-off accessory for circuit breaker 3VA27 (handle) | 241.87
3VW9727-0LB10 | locking device, OFF position, for padlocks against unauthorized closing in op. panel, w/o rot. op | 80.63
3VW9727-0SB10 | door sealing frame IP30 MCCB version w/ front mounted rotary operator for installing in cabinet d | 84.94
3VL9800-2AJ00 | Actuator-/Indicator Component switch with 1 Contact Element NO, screw terminal Contact Block, 30D | 17.41
3VL9800-2AK00 | Actuator-/Indicator Component switch with 1 Contact Element NC, screw terminal Contact Block, 30D | 17.41
5SL6020-7KL | CIRCUIT BREAKER 230V 6KA, 1+N-POLE/1MW, N LEFT C20 | 13.57
5SL6032-7KL | CIRCUIT BREAKER 230V 6KA, 1+N-POLE/1MW, N LEFT C32 | 16.27
5SL6040-6 | CIRCUIT BREAKER 230V 6KA, 1+N-POLE/1MW B40 | 37.73
5SU1354-7GV06 | 5SU1 RCBO Type A 30mA C6 10kA 1+N 2MW, Big Pack 36 pcs | 98.05
5SV1316-7KK16 | RCBO compact 1P+N 6 kA type A 30 mA C16 | 84.24
5TE5812-1 | Light Indicators 3x LED 12..60V red / green / yellow | 20.45
5ST3773-0 | compact Pin Busbar, 10mm2 connection: 3p/N compact device 1-pole touch protected 1000mm cuttable | 117.32
5ST3774-0 | compact Pin Busbar, 10mm2 connection: 1p/N compact device 1-pole touch protected 1000mm cuttable | 52.06
5SV6016-6KK32 | AFDD-MCB-Combination 230V, 6kA, 2pole, B, 32A Compact (1MW) | 226.44
5SV6016-7KK10 | AFDD-MCB-Combination 230V, 6kA, 2pole, C, 10A Compact (1MW) | 198.03
5SV6016-7KK25 | AFDD-MCB-Combination 230V, 6kA, 2pole, C, 25A Compact (1MW) | 226.44
5SY1701-2 | Device circuit breaker 1-pole with auxiliary switch NO contact Characteristic F1 1A 230 V AC 50/6 | 37.44
6AG4025-0CB20-0BB0 | SIMATIC IPC527G (Box PC); Core i5-6500 (4C/4T, 3.2 (3.6) GHz); 1 TB HDD, internal; 8 GB DDR4; wit | 2383.61
6AG1255-0AA00-2JA2 | SIPLUS G120 IOP-2 -20... +50°C with conformal coating based on 6SL3255-0AA00-4JA2. for SIPLUS SIN | 653.73
6AV2143-8JB50-0AA0 | SIMATIC HMI, IWP900, Industrial Webpanel, Key/touch operation, 9" TFT display, 65536 colors, PROF | 1686.98
6AV2145-8GB01-0AA0 | SIMATIC HMI KTP700F Mobile HW/OR, 7.0" TFT display, 800 x 480 pixel,16m colors key and touch oper | 4294.98
6AV6381-2AA07-5AV4 | SIMATIC WinCC RT SW Upgrade Asia from V7.4 to V7.5 for SIMATIC WinCC Runtime (RT) incl. options R | 1232.56
6AV6381-2AB07-5AX3 | SIMATIC WinCC RC SW Upgrade from V7.2/7.3 to V7.5 for SIMATIC WinCC Runtime & Configuration (RC), | 3063.46
6AV6381-2BC07-5AX0 | WinCC system software V7.5, RT 128 (128 PowerTags), runtime software, single license, SW and docu | 4346.26
3VW9011-0AN72 | circ. cond. terminal 4x240 mm2 for CuAl cable lugs, mounting on rear vert. main circ. conn. 4 uni | 290.46
3ZS1633-1XX03-0YA0 | PCS7 block library for 3RW44 soft starter V9.0+SP1 Engineering AS blocks and faceplates for integ | 675.08
3ZY1450-1BA00 | hinged cover 17.5 mm, For SIRIUS devices in industrial standard mounting rail yellow | 5.32
3ZY1450-1BB00 | hinged cover 22.5 mm, For SIRIUS devices in industrial standard mounting rail yellow | 5.32
3VW9011-0BA44 | locking device, OFF position, for padlocks 2 x D=8mm, against unauthorized closing in op. panel, | 80.63
3VW9011-0BA84 | locking mech. to prevent mvmnt of with. cir. br. in disc. pos. on guide frame add-on for 3VW9011- | 38.23
3VW9017-5AA00 | ETU650 Electronic Trip Unit LSI with display extended protection functions accessory for circuit | 1593.9
3VW9017-7AA00 | ETU660 Electronic Trip Unit LSIG with display extended protection functions accessory for circuit | 2018.52
3VW9111-8AT42 | ETU cover open f. ETU6xx accessory for circuit breaker 3WL10 | 10.29
3VW9111-8AT43 | ETU cover closed for ETU3xx accessory for circuit breaker 3VA27 | 10.29
3VA9687-0FK61 | Door mounted rotary operator standard, rigid without tolerance adapter IEC IP65 with door interlo | 173.93
3VA9988-0BR10 | residual current release (RCR) accessory for: side mounted residual current device RCD310 or RCD5 | 78.76
5SL6010-7KL | CIRCUIT BREAKER 230V 6KA, 1+N-POLE/1MW, N LEFT C10 | 13.57
5SL6013-6 | CIRCUIT BREAKER 230V 6KA, 1+N-POLE/1MW B13 | 25.15
5SV1313-1KK16 | RCBO compact 1P+N 4.5 kA type AC 30 mA C16 | 32.93
5SV1313-6KK10 | RCBO compact 1P+N 4.5 kA type A 30 mA B10 | 80.99
5SV1313-7KK02 | RCBO compact 1P+N 4.5 kA type A 30 mA C2 | 88.55
5SV1313-7KK13 | RCBO compact 1P+N 4.5 kA type A 30 mA C13 | 80.97
5SV1316-0KK10 | RCBO compact 1P+N 6 kA type AC 30 mA B10 | 63.56
5UB1970-0CM01 | Schuko with 2 USB Chargers Carbon Metallic | 101.92
6AG1132-6FD00-7CU0 | SIPLUS ET 200SP DQ 4x24..230VAC/2A HF -40...+70 °C With conformal coating based on 6ES7132-6FD00- | 697.8
6AG1134-6GD01-7BA1 | SIPLUS ET 200SP analog input module, AI 4XI 2-/4-wire Standard, -40...+70°C with conformal coatin | 508.32
5SY4103-6 | circuit breaker 230/400v 10ka, 1pole, b, 3a | 10.76
6AG1511-1AK02-7AB0 | SIPLUS S7-1500 -40…+70°C with conformal coating based on 6ES7511-1AK02-0AB0 . SIMATIC S7-1500, CP | 4019.73
6AG4021-0AA20-0AA1 | SIMATIC IPC, Mounting kit DIN Rail for SIMATIC IPC127E | 16.48
6AG4021-0AA20-0AA3 | SIMATIC IPC, Mounting kit book mounting Base version for SIMATIC IPC127E | 16.48
6AV2185-8MA00-0AA0 | Aluminum diecast mounting clip with 24 VDC plug for INOX Panels, ITC INOX, FP INOX, IFP INOX, Dis | 128.84
6AV6371-1DQ17-5CX0 | SIMATIC WinCC/Archive V7.5, 10000 Archive Tags (countable) option for WinCC V7.5 runtime software | 24659.86
6AV6372-2DJ17-5AA0 | Sequence Execution System, Basic Package Upgrade, for SIMATIC WinCC V7.5, Runtime software on CD- | 1512.36
6AV6372-2HG07-5AA0 | WinCC/Performance Mon. Basic P, incl. 30 archive tags, for WinCC V7.5, Runtime software, Single l | 4389.31
6AV6372-2HJ17-5AA0 | Sequence execution system, Basic PCKG. upgrade, for SIMATIC WinCC V7.5, Runtime software, Single | 1344.48
6AV6372-2JJ07-5BA0 | Sequence execution system, Extension by 5 units, for SIMATIC WinCC V7.5, Runtime software, Single | 1792.16
6AV6371-2BM07-5AJ0 | WinCC Powerpack RT 2048/8192 for WinCC V7.5, runtime license without version change from 2048 to | 1470.75
6AV6371-2BN07-5AJ0 | WinCC Powerpack RT 8192/65536 for WinCC V7.5, runtime license without version change from 8192 to | 2010.27
6AV6371-2BN17-5AJ0 | WinCC Powerpack RC 8192/65536 for WinCC V7.5, runtime/configuration license without version chang | 2558.4
5SL6020-7 | CIRCUIT BREAKER 230V 6KA, 1+N-POLE/1MW C20 | 10.42
5SU1356-6GV06 | 5SU1 RCBO Type A 30mA B6 6kA 1+N 2MW, Big Pack 36 pcs | 81.05
5ST3687-0 | compact Pin Busbar, 10mm2 N (colour blue) 12x MCB 1/N 1-pole touch protected colour blue 12 MW fi | 7.2
5SV1316-1KK10 | RCBO compact 1P+N 6 kA type AC 30 mA C10 | 64.5
5SV1316-1KK16 | RCBO compact 1P+N 6 kA type AC 30 mA C16 | 62.25
5ST3784-0KL | compact Pin Busbar, 10mm2 connection: 1p/ N (FI N-left) 1x RCCB 2-pole + 10x compact device 1-pol | 14.54
5TG2578-0TW | Cover double USB Charger Titan White | 4.85
6AG1136-6AA00-2CA1 | SIPLUS ET 200SP F-AI 4xI 2-/4-wire HF -25...+60°C with conformal coating based on 6ES7136-6AA00-0 | 1737.56
6AG1193-6BP00-7DU0 | SIPLUS ET 200SP BU20-P16+A0+2D -40...+70 °C With conformal coating based on 6ES7193-6BP00-0DU0 . | 144.79
5SV6016-6KK13 | AFDD-MCB-Combination 230V, 6kA, 2pole, B, 13A Compact (1MW) | 198.03
5SY1704-4 | Device circuit breaker 1-pole with auxiliary switch NO contact Characteristic F2 4A 230 V AC 50/6 | 33.24
5SY1706-2 | Device circuit breaker 1-pole with auxiliary switch NO contact Characteristic F1 6A 230 V AC 50/6 | 37.44
6AG4021-0AB11-1CA0 | SIMATIC IPC127E; Atom E3940 (4C/4T), 4 GB RAM; Base version; 2x Ethernet RJ45, 2x USB3.0; Windows | 1845.77
6AG4021-0AB12-1BA0 | SIMATIC IPC127E; Atom E3940 (4C/4T), 4 GB RAM; Extended version; 3x Ethernet RJ45, 4x USB3.0; Win | 1845.77
6AV6371-1DV17-5AX0 | WinCC/Audit RC V7.5 for configuration of the Audit Trail (RT and eng.) with Versioning, incl. RT | 12329.93
6AV6371-1CC07-5AX0 | SIMATIC WinCC/ODK V7.5, Open Development Kit, option for SIMATIC WinCC V7.5 for C-programming, so | 2465.13
6AV6372-2DF77-1AH0 | SIMATIC Energy Manager PRO Consumer Package 1; increases the number of consumers by 1 consumer; E | 407.5
6AV6372-2DF77-1CH0 | SIMATIC Energy Manager PRO Consumer Package 25; increases the number of consumers by 25 consumers | 10181.9
6AV6381-2AA07-5AK4 | SIMATIC WinCC RT SW upgrade from V7.4 to V7.5 for SIMATIC WinCC Runtime (RT) incl. options Redund | 1097.68
6AV6371-1HQ17-5EX0 | SIMATIC WinCC/Archive V7.5, 30000 Archive Tags (countable) option for WinCC V7.5 runtime software | 35653.91
6AV6371-1HV07-5AX0 | WinCC/Audit RT V7.5, per operator panel, generation of an audit trail, Option for WinCC V7.5, run | 1245.47
6AV6371-2BQ17-5AJ0 | WinCC Powerp. RC 102400/153600 for WinCC V7.5, runtime/configuration license without version chan | 1279.91
6AV6371-2BR17-5AX0 | WinCC Powerp. RC 153600/262144 for WinCC V7.5, runtime/configuration license without version chan | 7606.3
6AV6381-2BN07-5AV0 | WinCC System SW V7.5 Asia, RC 512 (512 PowerTags), Runtime/configuration software on DVD, floatin | 11098.8
6AV6381-2BP07-5AX0 | WinCC system software V7.5, RC 2048 (2048 PowerTags), Runtime/configuration software on DVD, floa | 14284.24
6AV6381-2BT07-5AH0 | WinCC system software V7.5, RC 102400 (102400 power tags), runtime/configuration software, floati | 19742.52
6AV6381-2BV07-5AV0 | WinCC System SW V7.5 Asia, RC 262144 (262144 PowerTags), Runtime/configuration software on DVD, f | 31245.96
6AV6382-2DA07-5AX0 | WinCC package for SIMATIC IPC, consists of: WinCC RT 512, V7.5; Supply only if the same number of | 4997.69
6AV6382-2HA07-5AX0 | WinCC package for SIMATIC IPC, consists of: WinCC RT 8192, V7.5; Supply only if the same number o | 7920.54
6AV7674-1NF01-0AA0 | Keyboard tray for PRO devices, inclination adjustable, IP65, RAL9006 (silver) | 915.99
6EP3233-0TA00-0AY0 | SITOP PSU3400 24 V/5 A Stabilized power supply Input: 48 V DC (28…60 V) Output: 24 V DC/5 A | 203.17
6ES7648-2AL70-0QA0 | SIMATIC IPC memory expansion Memory module 8 GB (1x 8 GB), DDR4-2666 SDRAM, DIMM, for IPC647E, IP | 409.01
1FK7042-2AC71-1RH0 | SIMOTICS S Synchronous motor 1FK7-CT PN=0.59kW; UDC=600V M0=3Nm (100K); NN=2000rpm; Naturally coo | 2010.04
1FT7105-5AC75-1MG1-ZV06 | SIMOTICS S Synchronous motor 1FT7, M0=50Nm (100K) NN=2000rpm, PN=7.96kW Naturally cooled IMB 5 de | 9325.44
1PH1105-1LD12-2GA0 | Main motor 1PH1 for SINAMICS V70; Operating voltage 380 V 3AC Pn=5.5 kW; Nn=1000 rpm Mn=53 Nm Sha | 4856.92
1PH1131-1HF10-2GA0 | Main motor 1PH1 for SINAMICS V70; Operating voltage 380 V 3AC Pn=11 kW; Nn=15000 rpm Mn=70 Nm Sha | 5870.31
1PH1131-1LF10-2GA0 | Main motor 1PH1 for SINAMICS V70; Operating voltage 380 V 3AC Pn=11 kW; Nn=1500 rpm Mn=70 Nm Shaf | 5369.78
1PH1133-1HD12-2GA0 | Main motor 1PH1 for SINAMICS V70; Operating voltage 380 V 3AC Pn=11 kW; Nn=1000 rpm Mn=105 Nm Sha | 6376.14
1PH1133-1LD10-1GA0 | Main motor 1PH1 for SINAMICS V70; Operating voltage 380 V 3AC Pn=11 kW; Nn=1000 rpm Mn=105 Nm Sha | 5885.79
1PH3101-1AF00-0LA0 | Main motor for SINAMICS S120;3 Operating voltage 380 V 3AC Pn=3.7 kW; Nn=1500 rpm MN=24 Nm Axial | 4407.42
1PH3103-1AD00-0GA0 | Main motor for SINAMICS S120;3 Operating voltage 380 V 3AC Pn=3.7 kW; Nn=1000 rpm MN=35 Nm Axial | 4145.96
1PH3105-1DD02-0GA0 | Main motor for SINAMICS S120;3 Operating voltage 380 V 3AC Pn=5.5 kW; Nn=1000 rpm MN=53 Nm Axial | 5337.71
1PH3105-1DG02-0LA0 | Main motor for SINAMICS S120;3 Operating voltage 380 V 3AC Pn=7.5 kW; Nn=2000 rpm MN=36 Nm Axial | 5760.57
1PH3131-1DF02-0LA0 | Main motor for SINAMICS S120;3 Operating voltage 380 V 3AC Pn=11 kW; Nn=1500 rpm Mn=70 Nm Axial h | 6169.96
1PH3132-1DE02-2GA0 | Main motor for SINAMICS S120;3 Operating voltage 380 V 3AC Pn=9 kW;Nn=1200 rpm Mn=72 Nm Shaft hei | 5683.69
1PH3136-1DD02-2GA0 | Main motor for SINAMICS S120;3 Operating voltage 380 V 3AC Pn=15 kW; Nn=1000 rpm Mn=143 Nm Axial | 6144.98
1PH1103-1HD10-2GA0 | Main motor 1PH1 for SINAMICS V70; Operating voltage 380 V 3AC Pn=3.7 kW; Nn=1000 rpm Mn=35 Nm Sha | 5176.66
1PH1103-1HF10-2GA0 | Main motor 1PH1 for SINAMICS V70; Operating voltage 380 V 3AC Pn=5.5 kW; Nn=1500 rpm Mn=35 Nm Sha | 5176.66
1PH1105-1HD10-1GA0 | Main motor 1PH1 for SINAMICS V70; Operating voltage 380 V 3AC Pn=5.5 kW; Nn=1000 rpm Mn=53 Nm Sha | 5367.48
1PH8103-1CM02-3LZ2-ZQ2CY64Y84 | SIMOTICS M Compact induction motor 3300RPM, 9.3kW, 27Nm, 25.7A, 326V forced ventilation; directio | 9525.64
1PH8107-1MS02-0LZ2-ZQ1FQ51 | SIMOTICS M Compact induction motor Y2000RPM, 11kW, 53Nm, 26.7A 368V; D5000RPM, 11kW, 21Nm 28A, 41 | 6568.71
1PH8137-2MZ22-0CC2-ZK6CY84 | SIMOTICS M Compact synchronous motor, 3300 rpm, 67.5 kW, 196 Nm, 111 WATER COOLING Degree of prot | 14880.06
1PH8284-1DD40-9BU1-ZG50N3LX23 | SIMOTICS M Compact induction motor 1000 rpm, 243 kW, 2321 Nm, 490 A, 335 V; 1150 rpm, 280 kW, 232 | 55810.92
1PH8135-1MG23-1LZ2-ZQ1CV90X04 | SIMOTICS M Compact induction motor 2650rpm, 32 kW, 115Nm, 58A, 448V water cooling Degree of prote | 8969.17
3NP1131-1CA24 | SENTRON, fuse switch disconnector 3NP1, 1-pole, NH00, 160 A, for assembly and installation on mou | 117.06
3NP1154-1DA20 | SENTRON, fuse switch disconnector 3NP1, 4-pole, NH2, 400 A, for assembly and installation on moun | 465.96
3NP1900-1EF00 | Assembly kit, for retrofitting of fuction protection against energy theft, for all sizes, accesso | 19.93
3NP1923-1GB42 | Fuse carrier with EFM15, for size NH000 3-pole, AC 190 - 690V (L-N) accessories for 3NP1 fuse swi | 137.92
3NP1944-1ED00 | Assembly kit, for creation of 4-pole 3NP1 for assembly onto 60mm busbar system 8US, for size NH1 | 60.6
3NP1961-1BB10 | Prism terminal single 150 - 300mm2, for size NH3 1-pole with flat terminal, accessory for fuse sw | 20.63
3NP1963-1GB42 | Fuse carrier with EFM15, for size NH3 3-pole, AC 190 - 690V (L-N) accessories for 3NP1 fuse switc | 199.36
6AV6371-2BP07-5AJ0 | WinCC Powerpack RT 65536/102400 for WinCC V7.5, runtime license without version change from 65536 | 4384.99
6AV6381-2BS07-5AH0 | WinCC system software V7.5, RC 8192 (8192 power tags), runtime/configuration software, floating l | 15717.67
6AV6382-2FA07-5AX0 | WinCC package for SIMATIC IPC, consists of: WinCC RT 65536, V7.5; Supply only if the same number | 9672.53
6AV7422-3AA00-0PH0 | SIMATIC IPC 477E 15" Touch (1280 x 800); with front USB; 4 USB (back), Ethernet (10/100/1000); Pr | 4295.29
6EP3324-7SB00-3AX0 | SITOP PSU6200 12 V/12 A Stabilized power supply Input: 120 - 230 V AC, (120 - 240 V DC) Output: 1 | 285.16
6EP3333-7LB00-0AX0 | SITOP PSU6200 3.7 A NEC class II Stabilized power supply Input: 120 - 230 V AC, (120 - 240 V DC) | 176.23
6ES7651-5GX03-0YE5 | SIMATIC PDM Maintenance Station upgrade package from V2.0 to V3.0 Single license for 1 installati | 2837.56
6ES7833-1SM03-0YK5 | SIMATIC S7, software Safety Matrix Tool V6.3, Upgrade V6.x -> V6.3, Floating License for 1 user, | 1379.83
6ES7672-8AC01-0YA0 | SIMATIC S7-1500, Software Controller CPU 1508S, Single license for 1 installation, R-SW, SW and d | 3953.18
6DL5422-8XD15-0BT7 | SIMATIC SIPAT, software Demo Environment V5.1 Demo license for 60 days, without liability and war | 308.56
6DL8913-0AX00-0AL8 | SIMIT Simulation Software . Engineering S . Software Update Service within th | 609.68
6ES7960-1BC00-5AA5 | SIMATIC S7-1500H SYNC connecting cable fiber-optic cable 2 m ******************************* Spe | 142.86
6FB1103-0AT13-3MC2 | SIDOOR MDG4 R geared motor, shaft on the right with slot and fitted key A5x5 according to DIN 688 | 1004.04
6FB1103-0AT13-4MB1 | SIDOOR MDG3 R geared motor, shaft on the right with slot and fitted key A5x5 according to DIN 688 | 706.1
6FX5002-2DC34-1BF0 | DRIVE-CLiQ extension For base 6FX5002-2DC30 Type: 6FX5002-2DC34 DRIVE-CLiQ with 24V M12 male/M12 | 232.53
6FX5002-2DC34-1BK0 | DRIVE-CLiQ extension For base 6FX5002-2DC30 Type: 6FX5002-2DC34 DRIVE-CLiQ with 24V M12 male/M12 | 260.51
6FX5002-2DC34-1CF0 | DRIVE-CLiQ extension For base 6FX5002-2DC30 Type: 6FX5002-2DC34 DRIVE-CLiQ with 24V M12 male/M12 | 302.42
6FX8002-2DC38-1AB0 | DRIVE-CLiQ adapter cable pre-assembled Type: 6FX8002-2DC38 DRIVE-CLiQ with 24 V M12 male/ RJ45 IP | 155.58
6FX8002-2DC38-1AG0 | DRIVE-CLiQ adapter cable pre-assembled Type: 6FX8002-2DC38 DRIVE-CLiQ with 24 V M12 male/ RJ45 IP | 197.24
6FX8002-2DC38-1AH0 | DRIVE-CLiQ adapter cable pre-assembled Type: 6FX8002-2DC38 DRIVE-CLiQ with 24 V M12 male/ RJ45 IP | 205.65
6FX8002-2DC38-1AJ0 | DRIVE-CLiQ adapter cable pre-assembled Type: 6FX8002-2DC38 DRIVE-CLiQ with 24 V M12 male/ RJ45 IP | 214.09
6GK1900-0UQ00-0AA0 | SCALANCE CLP EEC 2GB Removable medium with painted PCBs for easy replacement of the devices in ca | 221.9
6GK5788-2GD00-0TC0 | IWLAN Access Point, SCALANCE W788-2 M12 EEC, 2 radios, 6 N-CON antenna port, iFeatures support vi | 3805.94
6GK5788-2GY01-0AA0 | IWLAN access point, SCALANCE W1788-2 M12, 2 radios, 8 N-CON antenna port, iFeatures support via C | 3256.49
6GK5788-2HY01-0AA0 | IWLAN access point, SCALANCE W1788-2IA M12, 2 radios, 8 internal antennas, iFeatures support via | 3256.49
6GK5324-4QG10-3HR2 | SCALANCE XR324-4M PoE; Managed IE switch, 19" rack; 8x 10/100/1000 Mbit/s for RJ45 ports electric | 7745.82
6GK5907-4UA00-0AA0 | SCALANCE CLP 2GB W1740 iFeatures Removable data storage medium for enabling iFeatures for SCALANC | 332.85
6SL3077-0AA03-0AB0 | SINAMICS Technology Extension DYNEGMA Dynamic Energy Management Software option as of firmware V4 | 638.82
6SL3077-0AA04-6AB0 | LISENCE SINAMICS OEM TECHNOLOGY EXTENSIONS FOR DEVELOPED TEC FROM OEM SOFTWARE OPTION FROM FIRMWA | 10337.28
6AV6371-1HQ17-5AX0 | SIMATIC WinCC/Archive V7.5, 1500 Archive Tags (countable) option for WinCC V7.5 runtime software, | 4202.77
6AV6381-2BH07-5AX0 | WinCC system software V7.5, RT 8192 (8192 PowerTags), runtime software, single license, SW and do | 9863.36
6AV6381-2BJ07-5AX0 | WinCC system software V7.5, RT 102400 (102400 PowerTags), runtime software, single license, SW an | 17057.86
6AV6381-2BK07-5AV0 | WinCC System SW V7.5 Asia, RT 153600 (153600 PowerTags), runtime software, single license, SW and | 22201.91
6AV6381-2BL07-5AH0 | WinCC system software V7.5, RT 262144 (262144 power tags), runtime software, single license, SW i | 27053.24
6AV6881-0AG11-0AA0 | Service Set KTP Mobile, M3 screws, Further information, Quantity and content: see technical speci | 3.5
6AV6381-2CB07-5AH0 | WinCC system software V7.5, WinCC RC Client V7.5 runtime/configuration software, floating license | 5518.54
6AV6381-2CB07-5AV4 | SIMATIC WinCC RC CL Upgrade Asia from V7.4 to V7.5 for WinCC RC Clients w/o RC128, Runtime/config | 1219.65
6DR4004-1RQ | Booster KIT for direct mounting, Single Acting, Aluminum, NPT 1/2 (Cv=2) Ex d | 1789.06
6BK1800-0TR10-0AA0 | SIMATIC Panel PC Remote Kit, Remote module 24 V DC inclusive mounting accessories, applicable up | 1012.78
6ES7547-1JF00-0AB0 | S7-1500, CM 8xIO-Link, communication module IO-Link Master V1.1 | 904.32
6ES7648-1AA10-2YA0 | SIMATIC IPC, Portrait mounting kit for Box IPC627E (2 slots), PC interface output upward or downw | 63.98
6ES7648-1AA30-2YB0 | SIMATIC IPC, Portrait mounting kit front for Box IPC627E (5 slots), PC interface output front-sid | 158.49
6ES7677-2SB42-0GB0 | SIMATIC ET 200SP Open Controller, CPU 1515SP PC2 F, 8 GB RAM, 30 GB CFast with Windows 10 IoT Ent | 5020.83
6FX3002-2DB12-1CA0 | Pre-assembled signal cable f. absolute encoder in S-1FL6 HI 3 x 2 x 0.20 + 2 x 2 x 0.25 C MOTION- | 188.65
6FX3002-2DB30-1AH0 | Signal cable pre-assembled FOR ABS. ENCODER IN M-1PH1 3X2X0.20+2X2X0.25 C MOTION-CONNECT 300 UL/C | 136.46
6FX3002-2DB30-1BF0 | Signal cable pre-assembled FOR ABS. ENCODER IN M-1PH1 3X2X0.20+2X2X0.25 C MOTION-CONNECT 300 UL/C | 181.22
6FX3002-2DB30-1CA0 | Signal cable pre-assembled FOR ABS. ENCODER IN M-1PH1 3X2X0.20+2X2X0.25 C MOTION-CONNECT 300 UL/C | 213.23
6FX8008-1XB21-1AC3 | Power cable sold by the meter type: 6FX8008-1x B21 4x 2.5 C customer-specific MOTION-CONNECT 800P | 51.62
6FX8002-2DC34-1AC0 | DRIVE-CLiQ extension for base Type: 6FX8002-2DC34 DRIVE-CLiQ with 24V M12 male/M12 female MOTION- | 164.19
6FX8002-2DC38-1CA0 | Drive-CLiQ adapter cable pre-fabricated Type: 6FX8002-2DC38 DRIVE-CLiQ with 24 V M12 male/ RJ45 I | 314.33
6FX8002-2DC38-1DA0 | Drive-CLiQ adapter cable pre-fabricated Type: 6FX8002-2DC38 DRIVE-CLiQ with 24 V M12 male/ RJ45 I | 397.23
6FX2003-7JX00 | Mounting flange for power and signal connector M12 | 73.45
6GF3500-8BA11 | ASM adapter cable 50 cm for MV500 for connection of MV500 to communication modules (CM) (M12 12-p | 309.94
6GK5798-8MS00-0AA0 | Mounting kit for SCALANCE W1780 standard rail mounting can only be used in connection with SCALAN | 49.38
6GT2002-0JE60 | RFID communication module RF188CI for PROFINET, Ethernet, 4 readers can be connected, DI/DO inter | 1898.34
6GT2790-0CB00 | SIMATIC RTLS accessory, IP65 protective cover for RJ45 connector on gateway, suitable for Etherne | 28.22
6GT2801-3BA10-0AX2 | SIMATIC RF300 Reader RF380R (GEN2) RS 422/232 interface (3964R) IP67, -25 to +70 °C, 160x 80x 41 | 1476.5
6GT2891-2UH30 | SIMATIC RF1000 connecting cable, pre-assembled RS 232, between RF1070R and controllers with bare | 120.68
6SL3054-2FB00-1BA0 | SINAMICS S150 CompactFlash card Firmware-Version V5.01 | 138.76
6SL3054-2FB10-1BA0 | SINAMICS S150 CompactFlash card Firmware version V5.1.1 | 138.76
1FK7042-2AF71-1BG0 | SIMOTICS S SIMOTICS S-1FK7 Synchronous motor 1FK7-CT PN=0.82k UDC=600V M0=3Nm (100K); NN=3000rpm; | 1861.31
1FK7042-2AF71-1RG1-ZK23 | SIMOTICS S SIMOTICS S-1FK7 Synchronous motor 1FK7-CT PN=0.82k UDC=600 V M0=3 Nm (100K); NN=3000 r | 2166.36
3RA9012-7AA01 | Starter package SIRIUS SBK includes 1x 3RV2917-1A 1x 3RV2917-4A 1x 3RV2917-5AA00 1x 3RV2011-1DA20 | 91.16
1FK7042-2AK71-1BH0 | SIMOTICS S Synchronous motor 1FK7-CT PN=0.94kW; UDC=600V M0=3Nm (100K); NN=6000rpm; Naturally coo | 2118.08
1FK7042-2AK71-1QA2 | SIMOTICS S Synchronous motor 1FK7-CT PN=0.94kW; UDC=600V M0=3Nm (100K); NN=6000rpm; Naturally coo | 1560.37
1FK7042-2AK71-1RV9-ZR4AS01Y84 | SIMOTICS S Synchronous motor 1FK7-CT PN=0.94 kW; UDC=600 V M0=3 Nm (100K); NN=6000 rpm; naturally | 5167.12
1FK7060-2AC71-1QA1 | SIMOTICS S Synchronous motor 1FK7-CT PN=1.1kW; UDC=600V M0=6Nm (100K); NN=2000rpm; Naturally cool | 1773.24
1FK7060-2AC71-1RB2 | SIMOTICS S Synchronous motor 1FK7-CT PN=1.1kW; UDC=600V M0=6Nm (100K); NN=2000rpm; Naturally cool | 2445.21
1FK7060-2AF71-1BA1 | SIMOTICS S synchronous motor 1FK7-CT PN=1.5kW; UDC=600V M0=6Nm (100K); NN=3000rpm; naturally cool | 2252.61
1FK7060-2AF71-1CA1 | SIMOTICS S synchronous motor 1FK7-CT PN=1.5kW; UDC=600V M0=6Nm (100K); NN=3000rpm; naturally cool | 2619.12
1FK7060-2AF71-1CB1 | SIMOTICS S synchronous motor 1FK7-CT PN=1.5kW; UDC=600V M0=6Nm (100K); NN=3000rpm; naturally cool | 2919.77
1FK7060-2AF71-1QA1 | SIMOTICS S synchronous motor 1FK7-CT PN=1.5kW; UDC=600V M0=6Nm (100K); NN=3000rpm; naturally cool | 1773.24
1FK7060-2AF71-1QB2 | SIMOTICS S synchronous motor 1FK7-CT PN=1.5kW; UDC=600V M0=6Nm (100K); NN=3000rpm; naturally cool | 2073.91
1FK7062-2AC71-1BA2 | SIMOTICS S synchronous motor 1FK7-CT PN=1.5kW; UDC=600V M0=8.5Nm (100K); NN=2000rpm; naturally co | 2381.34
1FK7062-2AC71-1BG1 | SIMOTICS S synchronous motor 1FK7-CT PN=1.5kW; UDC=600V M0=8.5Nm (100K); NN=2000rpm; naturally co | 2295.78
3RT1364-6AF36 | Power contactor AC-1 350 A Tu= 40 °C, 4-pole, Ue 1000 V 48 - 130 V DC, 0.8 ... 1.1 Uc 48 - 130 V | 1356.7
3RT1467-2XB46-0LA2 | Traction contactor AC-1, 500 A DC operation 3-pole Electronic operating mechanism with PLC-IN 24- | 1706.7
3RT2016-1JB42-1AA0 | Power contactor, AC-3 9 A, 4 kW / 400 V 1 NC, 24 V DC 0.7-1.25* US, with diode Size S00, screw te | 38.62
3RT1967-6D | Replacement contact pieces for 3RT1467 | 371.43
3RT2024-2DB40 | Power contactor, AC-3 12 A, 5.5 kW / 400 V 1 NO + 1 NC, 24 V DC with varistor 3-pole Size S0 Spri | 83.45
3RT2526-1AV00 | Power contactor, AC-3 25 A, 11 kW / 400 V 2 NO + 2 NC 400 V AC, 50 Hz 4-pole Size S0 screw termin | 93.06
3RV2021-4AA20-ZX95 | Circuit breaker size S0 for motor protection, Class 10 A-release 10...16 A N-release 208 A spring | 70.27
3RV2011-1KA25-ZX95 | Circuit breaker size S00 For motor protection, Class 10 A-release 9...12.5 A Short-circuit releas | 81.67
3RW5552-2HA16 | SIRIUS soft starter 200-690 V 630 A, 110-250 V AC Spring-type terminals | 16934.04
3RW5553-6HA14 | SIRIUS soft starter 200-480 V 720 A, 110-250 V AC Screw terminals | 16803.78
3RW5554-2HA16 | SIRIUS soft starter 200-690 V 840 A, 110-250 V AC Spring-type terminals | 20190.57
3RW5554-6HA16 | SIRIUS soft starter 200-690 V 840 A, 110-250 V AC Screw terminals | 20190.57
3RW5985-0FC00 | Fan cover for 3RW55 Size 5 and 3RW50 size S6 and S12 | 58.75
3SU1000-1HF20-0AA0-ZY01Y19 | Emergency stop mushroom pushbutton, 22 mm, round, plastic, red, 40 mm, with Ronis lock, special l | 73.43
3SU1000-4BP01-0AA0-ZY01Y19 | RONIS key-operated switch, 22 mm, round, plastic, special lock, with 2 keys, 3 switch positions I | 57.66
3SU1000-5BF21-0AA0-ZY01Y19 | Key-operated switch CES, 22 mm, round, plastic, special lock, with 2 keys, 2 switch positions O-I | 90.53
6ES7648-3AJ00-1XA0 | SIMATIC IPC, Adapter miniDisplayPort to DisplayPort (1x mDP-DP), 3 units per packing unit, for gr | 130.33
6ES7677-2DB40-0AA0 | SIMATIC ET 200SP Open Controller, CPU 1515SP PC2, spare part, 8 GB RAM, without CFast Interfaces: | 3091.74
6ES7677-2DB42-0GL0 | SIMATIC ET 200SP Open Controller, CPU 1515SP PC2 + HMI 512PT, 8 GB RAM, 30 GB CFast with Windows | 5473.24
6ES7677-2SB42-0GM0 | SIMATIC ET 200SP Open Controller, CPU 1515SP PC2 F + HMI 2048PT, 8 GB RAM, 30 GB CFast with Windo | 7106.75
6ES7798-0GA05-0XA0 | SIMATIC PG, AC/DC power supply unit for Field PG M6 without line cable | 159.23
6FX3002-5CK32-1CA0 | Pre-assembled power cable 4 x 2.5; For motor S-1FL6 LI 20 SH50 with V90 design D MOTION-CONNECT 3 | 285.14
6FX5002-2DC30-1CB7 | DRIVE-CLiQ cable Type: 6FX5002-2DC30 Pre-assembled for direct measuring systems with 24 V RJ45 co | 285.24
6FX8002-2DC34-1AK0 | DRIVE-CLiQ extension for base Type: 6FX8002-2DC34 DRIVE-CLiQ with 24V M12 male/M12 female MOTION- | 220.88
6FX8002-2DC34-1BE0 | DRIVE-CLiQ extension for base Type: 6FX8002-2DC34 DRIVE-CLiQ with 24V M12 male/M12 female MOTION- | 261.38
6FX8002-2DC38-1BC0 | Drive-CLiQ adapter cable pre-fabricated Type: 6FX8002-2DC38 DRIVE-CLiQ with 24 V M12 male/ RJ45 I | 247.33
6FX8002-2DC38-1BF0 | Drive-CLiQ adapter cable pre-fabricated Type: 6FX8002-2DC38 DRIVE-CLiQ with 24 V M12 male/ RJ45 I | 272.45
6GF3540-0GE10 | SIMATIC MV540 H optical reader Resolution: 1280 x 1024 pixels; Function: 1D/2D code reading; Imag | 4670.54
6GF3550-0GE10 | SIMATIC MV550 H optical reader Resolut.:1280x1024Px; PN and GigE; 2-fold Ethernet: 100 MB(POE),G | 4971.86
6GK5206-2BS00-2AC2 | SCALANCE XC206-2SFP manageable layer 2 IE Switch; 6x 10/100 MBit/s RJ45 ports; 2x 100/1000 MBit/s | 1251.91
6GK5216-4GS00-2FC2 | SCALANCE XC216-4C G EEC manageable layer 2 IE Switch; Full Gigabit; 12x 10/100/1000 Mbps RJ45 por | 2996.74
6GK5324-4GG10-3ER2 | SCALANCE XR324-4M EEC; Managed IE switch, 19" rack; 16x 10/100/1000 Mbit/s for RJ45 ports electri | 6821.27
6GT2810-3AC10 | SIMATIC RF642L SmartLabel PET; 50x 22.5x 1.6 mm; on-metal label ISO 18000-63, EPC Class 1 Gen 2 F | 4.96
6SL3111-3VE22-0HA1 | SINAMICS S120 COMBI POWER MODULE INPUT: 3AC 400V, 20KW OUTPUT: 3AC 400V, 30A, 9A, 9A FRAME SIZE: | 7598.65
6SL3054-0FC01-1BA0 | SINAMICS S120 CompactFlash card incl. performance expansion incl. licensing (Certificate of Licen | 776.16
6SL3054-1FB00-1BA0 | SINAMICS G150 CompactFlash card Firmware-Version V5.01 | 137.48
6SL3162-8BG00-0AA0 | SINAMICS S120 Terminal Kit Single Motor Module 45 A/60 A C-type | 72.18
6SL3260-2DB10-0AA0 | SINAMICS S210 Spare Connector-Kit for 3AC 400V Frame Size: FSA - FSC | 78.73
6SL3300-7TE38-4AA1 | SINAMICS S120 Active Interface Module for Active Line Module 380/500 kW 380-480V 3AC, 50/60 Hz, 8 | 27544.74
6SL3220-1YH66-0CF0 | SINAMICS G120X RATED POWER: 560kW for 135% 3S or 110% 60S, 100% 240s EMC filter for category C3 3 | 51167.22
6SL3220-3YH62-0CF0 | SINAMICS G120X RATED POWER: 450kW for 135% 3S or 110% 60S, 100% 240s EMC filter for category C3 3 | 40336.19
7MH5708-4PE00 | Guide element for compact mounting unit SIWAREX WL270 CP-S SA 2t ... 5t Max. lateral force: 5 kN | 809.62
7MH5708-5KE00 | Guide element for compact mounting unit SIWAREX WL270 CP-S SA 30t Max. lateral force: 15 kN Adjus | 1067.64
7MF7903-2AB | Termination board HART, without overvoltage protection | 239.41
7MF7906-1AJ | Cable gland M20 x 1.5, stainless steel 1.4404, Ex d, e, i, t. Approval details on request, cable | 308.92
7MF7906-7AD | Sealing plugs M20 x 1.5, brass nickel-plated, not Ex | 84.83
7MF7910-1AD | Locking screw, 1/4-18 NPT, Monel 400/2.4360 (2 units) | 183.57
8GK1383-1KK24 | marshalling box safety class 1, IP55 h=500, w=550, d=320 screwed front plate without stays | 667.04
3SU1000-5PM01-0AA0-ZY01Y19 | Key-operated switch BKS, 22 mm, round, plastic, special lock, with 2 keys, 3 switch positions I>O | 115.85
3SU1050-7BC88-0AA0-ZY19 | Coordinate switch, 22 mm, round, metal shiny, black, 2 switch positions, horizontal momentary con | 68.36
3SU1052-2FF60-0AA0-ZY19 | Illuminable selector switch, 22 mm, round, shiny metal, white, knob short, 2 switch positions O-I | 15.83
3SU1100-2BL10-1NA0 | Selector switch, Illuminable 22 mm, round, plastic, black, knob, short 3 switch positions I-O-II, | 25.98
3SU1050-4BC01-0AA0-ZY01Y19 | RONIS key-operated switch, 22 mm, round, metal, shiny, special lock, with 2 keys, 2 switch positi | 59.32
3SU1401-1BF00-1AA0-ZY19 | LED module with integrated LED 230 V AC, amber, screw terminal, for front plate mounting Customer | 13.68
3SU1401-1BF60-1AA0-ZY19 | LED module with integrated LED 230 V AC, white, screw terminal, for front plate mounting Customer | 13.68
3SU1401-2BB50-1AA2 | LED module With integrated LED 24 V AC/DC, blue, screw terminal, for floor mounting, ATEX Zone 1- | 17.37
3SU1401-2BB50-3AA2 | LED module With integrated LED 24 V AC/DC, blue, spring-type terminal, for floor mounting, ATEX Z | 19.55
3SU1401-2BC50-3AA0-ZY19 | LED module with integrated LED 110 V AC, blue, spring-type terminal, for floor mounting Customer- | 15.25
3SU1401-2BF00-1AA0-ZY19 | LED module with integrated LED 230 V AC, amber, screw terminal, for floor mounting Customer-speci | 15.7
3SU1401-2BG20-1AA0-ZY19 | LED module with integrated LED 6-24V AC/DC red, screw terminal, for floor mounting Customer-speci | 10
3SU1401-2BG40-3AA0-ZY19 | LED module with integrated LED 6-24V AC/DC green, spring-type terminal, for floor mounting Custom | 10.63
3SU1401-2BH50-3AA0-ZY19 | LED module with integrated LED, 24-240 V AC/DC, blue, spring-type terminal, for floor mounting Cu | 18.3
3SU1401-3BA30-5AA0-ZY19 | LED module with integrated LED, yellow, soldered connection, for use on printed circuit boards Cu | 18.8
3SU1400-1DA43-3AA0-ZY19 | Support terminal, green/yellow, spring-type terminal, for front plate mounting Customer-specific | 8.04
3SU1400-1GD10-1AA0-ZY19 | Electronics module IO-Link for ID key-operated switch, with 5 programmable electronic switches, c | 197.51
3SU1401-1BB20-1AA0-ZY19 | LED module with integrated LED 24 V AC/DC, red, screw terminal, for front plate mounting Customer | 8.67
3SU1401-1BB40-1AA0-ZY19 | LED module with integrated LED 24 V AC/DC, green, screw terminal, for front plate mounting Custom | 8.67
3SU1802-0NF20-4VB1 | Enclosure for command devices, 22 mm, round, enclosure material plastic, enclosure top part gray, | 294.36
3SU1401-1BC40-3AA0-ZY19 | LED module with integrated LED 110 V AC, green, spring-type terminal, for front plate mounting Cu | 14.94
3SU1900-0AB71-0RD0-ZY19 | Inscription plate for illuminated pushbutton, round, milky with black font, with graphic symbol: | 1.33
3SU1900-0AB71-0RN0-ZY19 | Inscription plate for illuminated pushbutton, round, milky with black font, with graphic symbol: | 1.33
3SU1900-0AC16-0AE0-ZY19 | Labeling plate for snapping on or gluing on label holder, label size 12.5x27 mm, black label, whi | 1.41
3SU1900-0AC16-0DC0-ZY19 | Labeling plate for snapping on or gluing on label holder, label size 12.5x27 mm, black label, whi | 1.41
3SU1900-0AC16-0GB0-ZY19 | Labeling plate for snapping on or gluing on label holder, label size 12.5x27 mm, black label, whi | 1.41
3SU1900-0AC16-0GG0-ZY19 | Labeling plate for snapping on or gluing on label holder, label size 12.5x27 mm, black label, whi | 1.41
3SU1900-0AC16-0QG0-ZY19 | Labeling plate for snapping on or gluing on label holder, label size 12.5x27 mm, black label, whi | 1.41
3SU1900-0AC81-0AK0-ZY19 | Labeling plate for snapping on or gluing on label holder, label size 12.5x27 mm, silver label, bl | 1.33
3SU1900-0AC81-0AQ0-ZY19 | Labeling plate for snapping on or gluing on label holder, label size 12.5x27 mm, silver label, bl | 1.33
3SU1900-0AC81-0DC0-ZY19 | Labeling plate for snapping on or adhering to label holder, label size 12.5x27 mm, silver label, | 1.33
3SU1900-0AF16-0EF0-ZY19 | Labeling plate for gluing on enclosure, label size 22x22 mm, black label, white font, with inscri | 4.49
3SU1900-0AF16-0GF0-ZY19 | Labeling plate for gluing on enclosure, label size 22x22 mm, black label, white font, with inscri | 4.49
3SU1900-0AF16-0QG0-ZY19 | Labeling plate for gluing on enclosure, label size 22x22 mm, black label, white font, with graphi | 4.49
3SU1900-0AF81-0AJ0-ZY19 | Labeling plate for gluing on enclosure, label size 22x22 mm, silver label, black font with inscri | 4.33
3SU1900-0AD16-0AF0-ZY19 | Labeling plate for snapping on or gluing on label holder, label size 17.5 x 27 mm, black label, w | 1.41
3SU1900-0AD16-0DN0-ZY19 | Labeling plate for snapping on or gluing on label holder, label size 17.5 x 27 mm, black label, w | 1.41
3SU1900-0AD81-0AP0-ZY19 | Labeling plate for snapping on or gluing on label holder, label size 17.5 x 27 mm, silver label, | 1.33
3SU1900-0AD81-0DT0-ZY19 | Labeling plate for snapping on or gluing on label holder, label size 17.5 x 27 mm, silver label, | 1.33
3SU1900-0AE16-0AL0-ZY19 | Labeling plate for snapping on or gluing on label holder, label size 27x27 mm, black label, white | 1.5
3SU1900-0AE16-0DS0-ZY19 | Labeling plate for snapping on or gluing on label holder, label size 27x27 mm, black label, white | 1.5
3SU1900-0AE16-0GU0-ZY19 | Labeling plate for snapping on or gluing on label holder, label size 27x27 mm, black label, white | 1.5
3SU1900-0AF81-0QK0-ZY19 | Labeling plate for gluing on enclosure, label size 22x22 mm, silver label, black font with graphi | 4.33
3SU1900-0BC31-0AT0-ZY19 | Backing plate round, for EMERGENCY STOP mushroom pushbutton, yellow, self-adhesive, outer diamete | 6.4
3SU1900-0FA11-0AA0 | Sealing plug for unused round control points, 22 mm, plastic, black, complete with lock nut | 8.74
3SU1900-0GB10-0AA0-ZY19 | RJ45 connection, 22 mm, plastic, black, customer-specific selection with SIRIUS ACT configurator | 24.44
3SU1900-0KA10-0AA0-ZY19 | Printed circuit board holder, with screw, for mounting the command devices with the printed circu | 0.97
3SU1930-0GA80-0AA0-ZY19 | USB port, 22 mm, plastic with metal front ring, sand gray, customer-specific selection with SIRIU | 51.47
3SU1950-0FB80-0AA0-ZY19 | Key for RONIS key-operated switch Lock number SB30, Customer-specific selection with SIRIUS ACT c | 6.27
3SU1950-0FL10-0AA0-ZY19 | Key for key-operated switch O.M.R., lock number 73034, black, Customer-specific selection with SI | 6.64
3UF7011-1AU00-2 | Basic unit SIMOCODE pro V PN GP Ethernet/PROFINET IO, PN system redundancy, OPC UA server, Web se | 534.73
3UF7124-1BA01-0 | Current/voltage measuring module for dry-running protection of centrifugal pumps in hazardous are | 1325.16
3VA1332-6EF42-0CA0 | circuit breaker 3VA1 IEC frame 400 breaking capacity class H Icu=70kA @ 415 V 4-pole, line protec | 1949.75
3VA1180-4ED36-0AC0 | circuit breaker 3VA1 IEC frame 160 breaking capacity class S Icu=36kA @ 415V 3-pole, line protect | 322.4
3VA1340-6EF32-0BC0 | circuit breaker 3VA1 IEC frame 400 breaking capacity class H Icu=70kA @ 415V 3-pole, line protect | 1580.69
3VA1340-6EF32-0KD0 | circuit breaker 3VA1 IEC frame 400 breaking capacity class H Icu=70kA @ 415V 3-pole, line protect | 1580.69
3VA1463-6GF42-0CA0 | circuit breaker 3VA1 IEC frame 630 breaking capacity class H Icu=70kA @ 415 V 4-pole, line protec | 2736.61
3VA1563-5MH32-0AA0 | circuit breaker 3VA1 IEC frame 1000 breaking capacity class M Icu=55kA @ 415V 3-pole, starter pro | 1323.1
6SL3166-3AB00-0AA3 | SINAMICS S220 Warning notices for SINAMICS module Booksize format 1 sheet, 30 languages | 10.53
6SL3210-5DE21-3UA0 | SINAMCIS V70 SPINDLE Input voltage: 380-480 V 3 A -15%/+10% 16.2 A 50/60 Hz Output voltage: 3AC Z | 1723.68
6SL3210-5FB10-2UF2 | SINAMICS V90, with PROFINET Input voltage: 200-240 V 1/3-phase AC -15%/+10% 3.0/1.8 A 45-66 Outpu | 721.83
6SL3220-2YE60-0CF0 | SINAMICS G120X RATED POWER: 400kW for 135% 3S or 110% 60S, 100% 240s EMC filter for category C3 3 | 32043.89
6SL3220-2YE66-0CF0 | SINAMICS G120X RATED POWER: 560kW for 135% 3S or 110% 60S, 100% 240s EMC filter for category C3 3 | 46581.15
6SL3220-3YE60-0CF0 | SINAMICS G120X RATED POWER: 400kW for 135% 3S or 110% 60S, 100% 240s EMC filter for category C3 3 | 32147.8
6SL3220-3YE66-0CF0 | SINAMICS G120X RATED POWER: 560kW for 135% 3S or 110% 60S, 100% 240s EMC filter for category C3 3 | 46685.05
6XV1871-5MH50 | IE Connecting Cable M12-90/IE FC RJ45 Plug 180; IE FC Trailing cable GP pre-assembled with M12 pl | 103.22
7MF7906-2AQ | Device plug Han 7D, metal blue, straight | 357.16
7MF7906-2EN | Device plug Han 8D, metal gray, straight | 145.21
7MF7906-2EP | Device plug Han 8D, metal gray, angled | 190.35
7MF7906-2ER | Device plug Han 8D, metal blue, angled | 429.77
8GK1383-2KK24 | marshalling box safety class 1, IP55 h=650, w=550, d=320 screwed front plate without stays | 682.09
8GK1383-2KK43 | marshalling box safety class 1, IP55 h=650, w=1050, d=250 screwed front plate without stays | 935.23
8GK1383-2KK45 | marshalling box safety class 1, IP55 h=650, w=1050, d=400 screwed front plate without stays | 969.41
8GK1383-2KK54 | marshalling box safety class 1, IP55 h=650, w=1300, d=320 screwed front plate without stays | 1084.94
8MF1111-0AA00-0AE7 | SIVACON 2000mm x 1000mm x 500mm | 4132.46
8MF1111-0AA00-0AF3 | SIVACON 2000mm x 1000mm x 800mm | 3343.27
8MF1111-0AA00-0AF4 | SIVACON 2200mm x 800mm x 1000mm | 3874.17
8MF1111-0AA00-0AF6 | SIVACON 2000mm x 600mm x 600mm | 2367.55
8MF1111-0AA00-0AP7 | SIVACON 2200mm x 900mm x 400mm | 3285.87
8MF1111-0AA00-0AQ0 | SIVACON 2200mm x 1200mm x 1000m | 7777.05
8MF1111-0AA00-0AQ2 | SIVACON 2000mm x 800mm x 600mm | 2754.97
8MF1111-0AA00-0AQ7 | SIVACON 2000mm x 800mm x 800mm | 1417.67
8MF1111-0AA00-0AR1 | SIVACON 2000mm x 800mm x 600mm | 1850.99
8MF1111-0AA00-0AW1 | SIVACON 2000mm x 1200mm x 500mm | 3415.02
8MF1111-0AA00-0AW5 | SIVACON 2000mm x 800mm x 800mm | 4146.8
8MF1111-0AA00-0AX6 | SIVACON 2000mm x 1000mm x 600mm | 5337.76
8MF1111-0AA00-0AX8 | SIVACON 2000mm x 1000mm x 600mm | 5337.76
A5E33961666 | Analog output module 4-20 mA passive, for FUS080 transmitters up from FW 2.04. Also retrofittable | 309.79
A5E34365154 | Connection cable from sensor connection electronic to Transmitter connection electronic by remote | 391.43
A5E34365669 | Terminal box polyamide, IP67 / NEMA 4X/6, as Wall mounting kit for remote version sensor to trans | 320.97
A5E00826943 | LOADCELL,MUS-HD,150KG,NICKLE PL,MS,METRC | 1109.16
A5E00826944 | LOADCELL,MUS-HD,200KG,NICKLE PL,MS,METRC | 1109.16
A5E00826945 | LOADCELL,MUS-HD,300KG,NICKLE PL,MS,METRC | 1109.16
A5E43976227 | EMC cabel gland pair, metal nickel | 335.51
A5E43976365 | Blind plug metal with O-ring | 182.29
PBD:23900248 | LOAD CELL, 250 LB, STAINLESS STEEL, FOR MSI BELT SCALE | 2478.04
PBD:23900261 | LOAD CELL,NTEP,OIML, 100LB,SS | 4120.97
PBD:25851-A4AH | Load cell, 750 lb, stainless steel, with 15m (49.2 ft) cable length & 316 (1.4401) cover | 4192.72
TGX:16152-512 | KIT, MTG - DEZURIK , POWER RAK SIZE 3 | 410
TGX:16152-513 | MTG KIT FOR TUCHEN MFI-MFIII SIZE 20,30,60 | 271.71
TGX:16152-615 | MOUNTING KIT FOR SIPART PS2 CONNECTION TO MASONEILAN TYPE 37 OR 38 | 651.11
3VA1580-7MH32-0AA0 | circuit breaker 3VA1 IEC frame 1000 breaking capacity class C Icu=110kA @ 415V 3-pole, starter pr | 2082.66
3VA1110-4ED36-0AC0 | circuit breaker 3VA1 IEC frame 160 breaking capacity class S Icu=36kA @ 415V 3-pole, line protect | 359.3
3VA2216-7MP32-0AA0 | CIRCUIT BREAKER 3VA2 IEC FRAME 250 BREAKING CAPACITY CLASS C ICU=110KA @ 415 V 3-POLE, MOTOR PRO | 1149.16
3VA2110-6HL36-0DH0 | circuit breaker 3VA2 IEC frame 160 breaking capacity class H Icu=85kA @ 415 V 3pole, line protect | 807.76
3VA2450-5MP32-0AA0 | CIRCUIT BREAKER 3VA2 IEC FRAME 630 BREAKING CAPACITY CLASS M ICU=55KA @ 415 V 3-POLE, MOTOR PROT | 2200.49
3VA2463-5HN42-0KB0 | circuit breaker 3VA2 IEC frame 630 breaking capacity class M Icu=55kA @ 415V 4-pole, line protect | 2736.61
3VA5110-1BB21-0AA0 | molded case switch 3VA5 UL frame 125 max. sh-circ breaking capacity 65kA @ 480V 2-pole, line prot | 204.58
3VA5110-4EF31-0AA0 | circuit breaker 3VA5 UL frame 125 breaking capacity class S 25kA @ 480V 3-pole, line protection T | 270.25
3VA5110-5GF41-0AA0 | circuit breaker 3VA5 UL frame 125 breaking capacity class M 35kA @ 480 V 4-pole, line protection | 386.22
3VA5111-6ED21-0AA0 | circuit breaker 3VA5 UL frame 125 breaking capacity class H 65kA @ 480V 2-pole, line protection T | 295.53
3VA5112-4GC41-0AA0 | circuit breaker 3VA5 UL frame 125 breaking capacity class S 25kA @ 480V 4-pole, line protection T | 552.49
3VA5112-5GD41-0AA0 | circuit breaker 3VA5 UL frame 125 breaking capacity class M 35kA @ 480 V 4-pole, line protection | 596.23
3VA5130-4ED21-1AA0 | circuit breaker 3VA5 UL frame 125 breaking capacity class S 25kA @ 480V 2-pole, line protection T | 190.9
3VA5130-6ED41-0AA0 | circuit breaker 3VA5 UL frame 125 breaking capacity class H 65kA @ 480V 4-pole, line protection T | 304.15
3VA5140-6EF31-0AA0 | circuit breaker 3VA5 UL frame 125 breaking capacity class H 65kA @ 480V 3-pole, line protection T | 253.28
3VA5150-4ED21-1AA0 | circuit breaker 3VA5 UL frame 125 breaking capacity class S 25kA @ 480V 2-pole, line protection T | 190.9
3VA5160-5ED41-0AA0 | circuit breaker 3VA5 UL frame 125 breaking capacity class M 35kA @ 480 V 4-pole, line protection | 275.69
3VA5160-6EF41-0AA0 | circuit breaker 3VA5 UL frame 125 breaking capacity class H 65kA @ 480V 4-pole, line protection T | 330.41
3VA5180-5EF41-0AA0 | circuit breaker 3VA5 UL frame 125 breaking capacity class M 35kA @ 480 V 4-pole, line protection | 331.48
3VA5180-6ED21-0AA0 | circuit breaker 3VA5 UL frame 125 breaking capacity class H 65kA @ 480V 2-pole, line protection T | 241.25
3VA5195-4ED21-0AA0 | circuit breaker 3VA5 UL frame 125 breaking capacity class S 25kA @ 480V 2-pole, line protection T | 178.87
3VA5195-5EF31-0AA0 | circuit breaker 3VA5 UL frame 125 breaking capacity class M 35kA @ 480 V 3-pole, line protection | 230.3
3VA5322-5EC31-0AA0 | CIRCUIT BREAKER 3VA5 UL Frame 400 BREAKING CAPACITY CLASS M 35kA @ 480 V 3POLE, LINE PROTECTION | 902.59
3VA5322-5EF31-0AA0 | CIRCUIT BREAKER 3VA5 UL Frame 400 BREAKING CAPACITY CLASS M 35kA @ 480 V 3POLE, LINE PROTECTION | 951.81
3VA5325-6GC41-0AA0 | CIRCUIT BREAKER 3VA5 UL Frame 400 BREAKING CAPACITY CLASS H 65kA @ 480 V 4POLE, LINE PROTECTION | 1329.26
3VA5325-7EF41-0AA0 | CIRCUIT BREAKER 3VA5 UL FRAME 400 BREAKING CAPACITY CLASS C 100kA @ 480 V 4POLE, LINE PROTECTION | 1526.19
3VA5330-6GF41-0AA0 | CIRCUIT BREAKER 3VA5 UL Frame 400 BREAKING CAPACITY CLASS H 65kA @ 480 V 4POLE, LINE PROTECTION | 1662.94
3VA5335-5EC41-0AA0 | CIRCUIT BREAKER 3VA5 UL Frame 400 BREAKING CAPACITY CLASS M 35kA @ 480 V 4POLE, LINE PROTECTION | 1373.04
3VA5335-7EF41-0AA0 | CIRCUIT BREAKER 3VA5 UL FRAME 400 BREAKING CAPACITY CLASS C 100kA @ 480 V 4POLE, LINE PROTECTION | 1799.69
TGX:16152-670 | MTG KIT FOR SIPART NCS / MASONELIAN VARIPAK 28000 | 1099.03
TGX:16152-712 | MTG KIT FOR UNI-SHAFT LEVER 2" KIT | 101.58
TGX:16300-JB60 | MTG KIT FOR JAMESBURY BJ 25, 32 | 625.4
TGX:16300-JB7 | KIT PS2/760 JAMESBURY BC 6,9,11 BJ 8,10 | 258.24
TGX:16300-KN077 | MTG KIT FOR KINETROL K077, METRIC & UNC | 198.27
TGX:16300-KN087 | MTG KIT FOR KINETROL K087-100 | 201.94
TGX:16300-RT5 | MTG KIT FOR ROTORK SP70 | 215.4
TGX:16300-RT6 | P250 MTG BRKT | 427.13
TGX:16300-RT7 | MTG KIT FOR ROTORK P325 | 236.21
UAC:FN3440132118E2FAJXX | G120 LINE HARMONICS FILTER 400V 132 kW | 8972.9
7ML1123-0BA50 | Echomax XPS-30 Transducer High-frequency ultrasonic transducer | 1456.31
7MH7146-0BA | Milltronics Motion sensing probes | 640.77
7ML5431-0BF20-0DD1 | SITRANS LR250 Radar level transmitter | 4825.62
1FK2210-3AB10-1SB0 | SYNCHRONOUS MOTOR 1FK2 CT 30 NM | 2953.7
1FK7033-4CF21-1BB0 | SYNCHRONOUS MOTOR 1FK7-HD 1,3 NM | 2324.95
1FK2210-3AC11-0MA0 | Synchronous motor 1FK2-CT 30 NM | 3305.28
1FK2106-6AF10-1SA0 | SYNCHRONOUS MOTOR 1FK2 HD 16 NM | 2093.47
1FK2106-6AF11-0SB0 | SYNCHRONOUS MOTOR 1FK2 HD 16 NM | 2170.21
1FK7033-4CF21-1CH0 | SYNCHRONOUS MOTOR 1FK7-HD 1,3 NM | 2636.12
1FK2210-4AB11-1SA0 | SYNCHRONOUS MOTOR 1FK2 CT 40 NM | 3601.95
1FK2210-4AC10-0SA0 | Synchronous motor 1FK2-CT 40 NM | 3525.23
1FK7022-5AK74-8HH2 | SYNCHRONOUS SERVOMOTOR 1FK7 | 2740.54
1FK7033-4CF21-1UA0 | SYNCHRONOUS MOTOR 1FK7-HD 1,3 NM | 1432.24
1FK7033-4CF21-1UH0 | SYNCHRONOUS MOTOR 1FK7-HD 1,3 NM | 1576.72
1FK7033-4CK71-1BA2 | SYNCHRONOUS MOTOR 1FK7-HD 1,3 NM | 2183.81
1FK2306-2AC00-0SB0 | SYNCHRONOUS MOTOR 1FK2-HI 6 NM | 1187.21
1FK7034-2AK71-1DA0 | SYNCHRONOUS MOTOR 1FK7-CT 1,6 NM | 2227.42
1FK7032-2AF21-1BA0 | MOTOR,SYNC,3AC,1.15NM,0.5KW,3000RPM | 1819.58
1FK2308-3AB10-0MB0 | SYNCHRONOUS MOTOR 1FK2-HI 18 NM | 2551.78
1FK7032-2AF21-1BB0 | SYNCHRONOUS MOTOR 1FK7-CT 1,2 NM | 2036.91
1FK7032-2AF21-1BG2 | SYNCHRONOUS MOTOR 1FK7-CT 1,2 NM | 1826.79
1FK7034-2AK71-1FH2 | SYNCHRONOUS MOTOR 1FK7-CT 1,6 NM | 2883.1
1FK7034-2AK71-1PH2 | SYNCHRONOUS MOTOR 1FK7-CT 1,6 NM | 1554.44
1FK2308-4AB11-0MB0 | SYNCHRONOUS MOTOR 1FK2-HI 22 NM | 2847.12
1FK2308-4AB11-1MB0 | SYNCHRONOUS MOTOR 1FK2-HI 22 NM | 2847.12
1FG1501-1RD23-2AS1 | SIMOTICS S-1FG1 SERVO GEARED MOTOR | 3255.43
1FK7032-2AK71-1CA1 | SYNCHRONOUS MOTOR 1FK7-CT 1,15 NM | 2278.93
1FK7032-2AK71-1CB2 | SYNCHRONOUS MOTOR 1FK7-CT 1,15 NM | 2496.24
1FK7022-5AK21-1PH2 | SYNCHRONOUS SERVOMOTOR, 1FK7 | 1664.95
1FK7032-2AK71-1DA1 | SYNCHRONOUS MOTOR 1FK7-CT 1,15 NM | 2223.61
1FK7022-5AK21-1UB5 | SYNCHRONOUS SERVOMOTOR, 1FK7 | 1787.47
1FK7022-5AK21-1UG5 | SYNCHRONOUS SERVOMOTOR, 1FK7 | 1432.16
1FK7022-5AK21-1UH2 | SYNCHRONOUS SERVOMOTOR, 1FK7 | 1631.48
1FK7022-5AK21-1VG2 | SYNCHRONOUS SERVOMOTOR, 1FK7 | 1922.7
1FK7032-2AK71-1PA1 | SYNCHRONOUS MOTOR 1FK7-CT 1,15 NM | 1330.77
1FK7022-5AK21-1VH0 | SYNCHRONOUS SERVOMOTOR, 1FK7 | 2065.89
1FK2205-2AF00-0SB0 | SYNCHRONOUS MOTOR 1FK2 CT 3,6 NM | 1006
1FK7022-5AK71-1DG5 | SYNCHRONOUS SERVOMOTOR, 1FK7 | 2147.9
1FK2205-4AF00-0SA0 | SYNCHRONOUS MOTOR 1FK2 CT 6 NM | 1187.21
1FK2205-4AF00-0SB0 | SYNCHRONOUS MOTOR 1FK2 CT 6 NM | 1187.21
1FK7043-4CF21-1RA1 | SYNCHRONOUS MOTOR 1FK7-HD 3,3 NM | 2205.28
1FK7043-4CF21-1RB1 | SYNCHRONOUS MOTOR 1FK7-HD 3,3 NM | 2494.69
1FK7042-2AC71-1DA1 | SYNCHRONOUS MOTOR 1FK7-CT 3 NM | 2365.86
1FK7042-2AC71-1DG1 | SYNCHRONOUS MOTOR 1FK7-CT 3 NM | 2270.24
1FK7043-4CF21-1UG0 | SYNCHRONOUS MOTOR 1FK7-HD 3,3 NM | 1478.83
1FK7043-4CF21-1UG2 | SYNCHRONOUS MOTOR 1FK7-HD 3,3 NM | 1580.5
1FK7043-4CF24-1AH0 | SYNCHRONOUS MOTOR 1FK7-HD 3,3 NM | 2148.29
1FK7043-4CK71-1BA1 | SYNCHRONOUS MOTOR 1FK7-HD 3,5 NM | 2326.02
1FK7043-4CK71-1BB1 | SYNCHRONOUS MOTOR 1FK7-HD 3,5 NM | 2615.43
1FK7042-2AF71-1UG2 | SYNCHRONOUS MOTOR 1FK7-CT 3 NM | 1372.48
1FK7042-2AC71-1UH1 | SYNCHRONOUS MOTOR 1FK7-CT 3 NM | 1629.28
1FK7043-4CK71-1PA1 | SYNCHRONOUS MOTOR 1FK7-HD 3,5 NM | 1676.13
1FK7043-4CK71-1PB1 | SYNCHRONOUS MOTOR 1FK7-HD 3,5 NM | 1965.54
1FK7042-2AC71-1WA0 | SYNCHRONOUS MOTOR 1FK7-CT 3 NM | 1195.64
1FK7043-4CK71-1QB0 | SYNCHRONOUS MOTOR 1FK7-HD 3,5 NM | 1978.18
1FK7043-4CK71-1QH2 | SYNCHRONOUS MOTOR 1FK7-HD 3,5 NM | 1981.71
1FK7043-4CK71-1RB2 | SYNCHRONOUS MOTOR 1FK7-HD 3,5 NM | 2494.69
1FK7042-2AF21-1PA0 | SYNCHRONOUS MOTOR 1FK7-CT 3 NM | 1365.27
1FK7042-2AF21-1PA1 | SYNCHRONOUS MOTOR 1FK7-CT 3 NM | 1458.07
1FK7042-2AF21-1RB2 | SYNCHRONOUS MOTOR 1FK7-CT 3 NM | 2190.67
1FK7042-2AF21-1RG2 | SYNCHRONOUS MOTOR 1FK7-CT 3 NM | 1846.08
1FK7040-2AK71-1CG0 | SYNCHRONOUS MOTOR 1FK7-CT 1,6 NM | 2164.18
1FK7042-2AK71-1UH2 | SYNCHRONOUS MOTOR 1FK7-CT 3 NM | 1629.28
1FK7042-2AF21-1UB1 | SYNCHRONOUS MOTOR 1FK7-CT 3 NM | 1717.07
1FK7042-2AF21-1UG1 | SYNCHRONOUS MOTOR 1FK7-CT 3 NM | 1372.48
1FK7042-3BK71-1QA2 | SYNCHRONOUS MOTOR 1FK7-HI 3 NM | 1560.37
1FK7034-2AF21-1CB0 | SYNCHRONOUS MOTOR 1FK7-CT 1,6 NM | 2497.78
1FK7042-3BK71-1RA1 | SYNCHRONOUS MOTOR 1FK7-HI 3 NM | 1931.65
1FK7042-3BK71-1RB1 | SYNCHRONOUS MOTOR 1FK7-HI 3 NM | 2190.67
1FK7042-2AF71-1DB1 | SYNCHRONOUS MOTOR 1FK7-CT 3 NM | 2655.28
1FK7040-2AK71-1PA1 | SYNCHRONOUS MOTOR 1FK7-CT 1,6 NM | 1394.44
1FK7040-2AK71-1PA2 | SYNCHRONOUS MOTOR 1FK7-CT 1,6 NM | 1394.44
1FK7034-2AF21-1BH0 | SYNCHRONOUS MOTOR 1FK7-CT 1,6 NM | 2043.25
1FK7040-2AK71-1RA2 | SYNCHRONOUS MOTOR 1FK7-CT 1,6 NM | 1868.02
1FK7042-3BK71-1CA0 | SYNCHRONOUS MOTOR 1FK7-HI 3 NM | 2313.4
1FK7042-3BK71-1CB0 | SYNCHRONOUS MOTOR 1FK7-HI 3 NM | 2572.4
1FK7042-3BK71-1QH1 | SYNCHRONOUS MOTOR 1FK7-HI 3 NM | 1731.58
1FK7034-2AF21-1BH1 | SYNCHRONOUS MOTOR 1FK7-CT 1,6 NM | 2136.07
1FK7034-2AF21-1BH2 | SYNCHRONOUS MOTOR 1FK7-CT 1,6 NM | 2136.07
1FK7034-2AF21-1CG0 | SYNCHRONOUS MOTOR 1FK7-CT 1,6 NM | 2194.86
1FK7042-3BK71-1QH2 | SYNCHRONOUS MOTOR 1FK7-HI 3 NM | 1731.58
1FK7042-3BK71-1RA0 | SYNCHRONOUS MOTOR 1FK7-HI 3 NM | 1838.83
1FK7043-4CF21-1BA1 | SYNCHRONOUS MOTOR 1FK7-HD 3,3 NM | 2326.02
1FK7043-4CF21-1BA2 | SYNCHRONOUS MOTOR 1FK7-HD 3,3 NM | 2326.02
1FK7043-4CF21-1BB2 | SYNCHRONOUS MOTOR 1FK7-HD 3,3 NM | 2615.43
1FK7061-4CF71-1PB1 | SYNCHRONOUS MOTOR 1FK7-HD 6,4 NM | 2323.63
1FK7060-2AC71-1DA2 | SYNCHRONOUS MOTOR 1FK7-CT 6 NM | 2603.74
1FK7060-2AC71-1DB2 | SYNCHRONOUS MOTOR 1FK7-CT 6 NM | 2939.71
1FK7060-2AC71-1DG2 | SYNCHRONOUS MOTOR 1FK7-CT 6 NM | 2508.11
1FK7061-4CF71-1RH2 | SYNCHRONOUS MOTOR 1FK7-HD 6,4 NM | 2759.62
1FK7063-2AC71-1PA2 | SYNCHRONOUS MOTOR 1FK7-CT 11 NM | 1892.66
1FK7063-2AC71-1PB2 | SYNCHRONOUS MOTOR 1FK7-CT 11 NM | 2193.32
1FK7062-2AF71-1CG1 | SYNCHRONOUS MOTOR 1FK7-CT 8,5 NM | 2662.27
1FK7060-2AC71-1PG1 | SYNCHRONOUS MOTOR 1FK7-CT 6 NM | 1585.36
1FK7061-4CH71-1BG0 | SYNCHRONOUS MOTOR 1FK7-HD 6,4 NM | 2440.25
1FK7062-2AF71-1PG1 | SYNCHRONOUS MOTOR 1FK7-CT 8,5 NM | 1714.11
1FK7062-2AF71-1PG2 | SYNCHRONOUS MOTOR 1FK7-CT 8,5 NM | 1714.11
1FK7060-2AH71-1PA2 | SYNCHRONOUS MOTOR 1FK7-CT 6 NM | 1670.93
1FK7060-2AH71-1PB2 | SYNCHRONOUS MOTOR 1FK7-CT 6 NM | 1971.65
1FK7060-2AH71-1PH1 | SYNCHRONOUS MOTOR 1FK7-CT 6 NM | 1888.28
1FK7044-4CF71-1BA0 | SYNCHRONOUS MOTOR 1FK7-HD 4,5 NM | 2302.83
1FK7044-4CF71-1BB0 | SYNCHRONOUS MOTOR 1FK7-HD 4,5 NM | 2592.25
1FK7060-2AH71-1UG2 | SYNCHRONOUS MOTOR 1FK7-CT 6 NM | 1585.36
1FK7060-2AH71-1UH2 | SYNCHRONOUS MOTOR 1FK7-CT 6 NM | 1888.28
1FK7044-4CH71-1UA0 | SYNCHRONOUS MOTOR 1FK7-HD 4,5 NM | 1652.96
1FK7044-4CH71-1UB1 | SYNCHRONOUS MOTOR 1FK7-HD 4,5 NM | 2044.03
1FK7044-4CH71-1UH0 | SYNCHRONOUS MOTOR 1FK7-HD 4,5 NM | 1844.25
1FK7044-4CH71-1UH2 | SYNCHRONOUS MOTOR 1FK7-HD 4,5 NM | 1945.91
1FK7062-3BF71-1CA0 | SYNCHRONOUS MOTOR 1FK7-HI 8.5 NM | 2655.05
1FK7060-3BF71-1QB0 | SYNCHRONOUS MOTOR 1FK7-HI 6 NM | 1981.11
1FK7060-3BF71-1QB1 | SYNCHRONOUS MOTOR 1FK7-HI 6 NM | 2073.91
1FK7062-2AC71-1PH1 | SYNCHRONOUS MOTOR 1FK7-CT 8,5 NM | 2017.04
1FK7060-2AH71-1UB2 | SYNCHRONOUS MOTOR 1FK7-CT 6 NM | 1971.65
1FK7060-2AH71-1UG1 | SYNCHRONOUS MOTOR 1FK7-CT 6 NM | 1585.36
1FK7044-4CF71-1CB1 | SYNCHRONOUS MOTOR 1FK7-HD 4,5 NM | 3103.43
1FK7062-2AC71-1DA0 | SYNCHRONOUS MOTOR 1FK7-CT 8,5 NM | 2645.95
1FK7062-2AC71-1FA1 | SYNCHRONOUS MOTOR 1FK7-CT 8,5 NM | 3157.14
1FK7060-3BF71-1BA2 | SYNCHRONOUS MOTOR 1FK7-HI 6 NM | 2252.59
1FK7062-3BF71-1BB2 | SYNCHRONOUS MOTOR 1FK7-HI 8.5 NM | 2682.01
1FK7062-3BF71-1CB2 | SYNCHRONOUS MOTOR 1FK7-HI 8.5 NM | 3048.54
1FK7060-3BF71-1FG0 | SYNCHRONOUS MOTOR 1FK7-HI 6 NM | 2815.97
1FK7060-3BF71-1FG1 | SYNCHRONOUS MOTOR 1FK7-HI 6 NM | 2917.64
1FK7060-3BF71-1RA2 | SYNCHRONOUS MOTOR 1FK7-HI 6 NM | 2144.54
1FK7060-3BF71-1RH0 | SYNCHRONOUS MOTOR 1FK7-HI 6 NM | 2269.06
1FK7060-3BF71-1RH2 | SYNCHRONOUS MOTOR 1FK7-HI 6 NM | 2361.86
1FK7062-3BF71-1CH0 | SYNCHRONOUS MOTOR 1FK7-HI 8.5 NM | 2872.37
1FK7061-4CF71-1BB0 | SYNCHRONOUS MOTOR 1FK7-HD 6,4 NM | 2871.85
1FK7061-4CF71-1BH2 | SYNCHRONOUS MOTOR 1FK7-HD 6,4 NM | 2880.36
1FK7062-3BF71-1QH2 | SYNCHRONOUS MOTOR 1FK7-HI 8.5 NM | 2119.32
1FK7062-3BF71-1RA1 | SYNCHRONOUS MOTOR 1FK7-HI 8.5 NM | 2273.29
1FK7061-4CF71-1CG2 | SYNCHRONOUS MOTOR 1FK7-HD 6,4 NM | 2951.43
1FK2205-2AF11-1MB0 | SYNCHRONOUS MOTOR 1FK2 CT 3,6 NM | 1614.61
1FK2205-4AF01-0SA0 | SYNCHRONOUS MOTOR 1FK2 CT 6 NM | 1263.96
1FK2206-2AF00-1MA0 | SYNCHRONOUS MOTOR 1FK2-CT 6.5 NM | 1495.51
1FK2206-2AF01-0MA0 | SYNCHRONOUS MOTOR 1FK2-CT 6.5 NM | 1572.25
1FK2206-2AF10-1SA0 | SYNCHRONOUS MOTOR 1FK2-CT 6.5 NM | 1514.44
1FK2206-2AF11-0SA0 | SYNCHRONOUS MOTOR 1FK2-CT 6.5 NM | 1591.18
1FK7022-5AK71-1LB2 | SYNCHRONOUS SERVOMOTOR, 1FK7 | 2880.44
1FK7022-5AK71-1LH8 | SYNCHRONOUS SERVOMOTOR, 1FK7 | 2946.39
1FK2208-3AC10-1SB0 | SYNCHRONOUS MOTOR 1FK2 CT 18 NM | 2276.92
1FK2208-3AC11-0SA0 | SYNCHRONOUS MOTOR 1FK2 CT 18 NM | 2353.67
1FK2208-3AC11-0SB0 | SYNCHRONOUS MOTOR 1FK2 CT 18 NM | 2353.67
1FK2208-3AC11-1MA0 | SYNCHRONOUS MOTOR 1FK2 CT 18 NM | 2628.54
1FK2208-4AC10-0SA0 | SYNCHRONOUS MOTOR 1FK2-CT 22 NM | 2495.51
1FK2105-4AF11-1MB0 | SYNCHRONOUS MOTOR 1FK2 HD 5 NM | 1737.59
1FK2105-4AF11-1SB0 | SYNCHRONOUS MOTOR 1FK2 HD 5 NM | 1462.74
1FK2105-6AF00-0MB0 | SYNCHRONOUS MOTOR 1FK2 HD 8 NM | 1626.41
1FK2105-6AF00-0SB0 | SYNCHRONOUS MOTOR 1FK2 HD 8 NM | 1351.59
1FK2208-5AC11-1MA0 | SYNCHRONOUS MOTOR 1FK2-CT 27 NM | 3121.97
1FK7022-5AK71-1UA5 | SYNCHRONOUS SERVOMOTOR, 1FK7 | 1566.03
1FK2208-5AC11-1SA0 | SYNCHRONOUS MOTOR 1FK2-CT 27 NM | 2847.12
1FK2106-3AF10-1SB0 | SYNCHRONOUS MOTOR 1FK2 HD 9 NM | 1696.46
1FK2106-3AF11-0MB0 | SYNCHRONOUS MOTOR 1FK2 HD 9 NM | 2048.05
1FK2106-3AF11-0SB0 | SYNCHRONOUS MOTOR 1FK2 HD 9 NM | 1773.2
1FK2106-3AF11-1MA0 | SYNCHRONOUS MOTOR 1FK2 HD 9 NM | 2048.05
1FK2205-2AF11-0SA0 | SYNCHRONOUS MOTOR 1FK2 CT 3,6 NM | 1339.8
1FK2205-2AF11-0SB0 | SYNCHRONOUS MOTOR 1FK2 CT 3,6 NM | 1339.8
1FK2205-2AF11-1MA0 | SYNCHRONOUS MOTOR 1FK2 CT 3,6 NM | 1614.61
1FK2205-4AF01-1SA0 | SYNCHRONOUS MOTOR 1FK2 CT 6 NM | 1263.96
1FK2205-4AF01-1SB0 | SYNCHRONOUS MOTOR 1FK2 CT 6 NM | 1263.96
1FK2206-2AF01-1MA0 | SYNCHRONOUS MOTOR 1FK2-CT 6.5 NM | 1572.25
1FK2206-2AF01-1SA0 | SYNCHRONOUS MOTOR 1FK2-CT 6.5 NM | 1297.43
1FK2206-2AF10-0MA0 | SYNCHRONOUS MOTOR 1FK2-CT 6.5 NM | 1789.27
1FK2104-5AK00-2SA0 | Synchronous motor 1FK2-HD 2,39 Nm | 931.48
1FK2206-2AF11-0MA0 | SYNCHRONOUS MOTOR 1FK2-CT 6.5 NM | 1866
1FK2206-2AF11-1SA0 | SYNCHRONOUS MOTOR 1FK2-CT 6.5 NM | 1591.18
1FK7032-2AK71-1UB0 | SYNCHRONOUS MOTOR 1FK7-CT 1,15 NM | 1455.27
1FK7022-5AK71-1LB8 | SYNCHRONOUS SERVOMOTOR, 1FK7 | 3049.61
1FK7022-5AK71-1LG8 | SYNCHRONOUS SERVOMOTOR, 1FK7 | 2694.26
1FK7022-5AK71-1PA2 | SYNCHRONOUS SERVOMOTOR, 1FK7 | 1513.26
1FK7022-5AK71-1PA5 | SYNCHRONOUS SERVOMOTOR, 1FK7 | 1566.03
1FK7022-5AK71-1PB8 | SYNCHRONOUS SERVOMOTOR, 1FK7 | 1937.32
1FK2105-4AF00-0SB0 | SYNCHRONOUS MOTOR 1FK2 HD 5 NM | 1128.99
1FK2105-4AF00-1MA0 | SYNCHRONOUS MOTOR 1FK2 HD 5 NM | 1403.81
1FK2105-4AF01-0MA0 | SYNCHRONOUS MOTOR 1FK2 HD 5 NM | 1480.57
1FK2105-4AF11-1MA0 | SYNCHRONOUS MOTOR 1FK2 HD 5 NM | 1737.59
1FK2208-5AC10-1MA0 | SYNCHRONOUS MOTOR 1FK2-CT 27 NM | 3045.21
1FK7022-5AK71-1UA3 | SYNCHRONOUS SERVOMOTOR, 1FK7 | 1457.16
1FK7022-5AK71-1UB8 | SYNCHRONOUS SERVOMOTOR, 1FK7 | 1937.32
1FK2210-3AB00-0MA0 | SYNCHRONOUS MOTOR 1FK2 CT 30 NM | 2824.64
1FK2205-4AF10-1MB0 | SYNCHRONOUS MOTOR 1FK2 CT 6 NM | 1719.05
1FK2205-4AF10-1SB0 | SYNCHRONOUS MOTOR 1FK2 CT 6 NM | 1444.23
1FK2205-4AF11-1SB0 | SYNCHRONOUS MOTOR 1FK2 CT 6 NM | 1520.97
1FK2206-4AF10-1SA0 | SYNCHRONOUS MOTOR 1FK2-CT 12 NM | 1882.77
1FK7022-5AK71-1PG2 | SYNCHRONOUS SERVOMOTOR, 1FK7 | 1412.86
1FK2208-3AC01-0SA0 | SYNCHRONOUS MOTOR 1FK2 CT 18 NM | 1986.51
1FK2208-3AC01-1MB0 | SYNCHRONOUS MOTOR 1FK2 CT 18 NM | 2261.34
1FK2208-3AC10-0MA0 | SYNCHRONOUS MOTOR 1FK2 CT 18 NM | 2551.78
1FK2105-4AF01-0MB0 | SYNCHRONOUS MOTOR 1FK2 HD 5 NM | 1480.57
1FK2105-4AF01-0SA0 | SYNCHRONOUS MOTOR 1FK2 HD 5 NM | 1205.72
1FK2105-4AF01-1MB0 | SYNCHRONOUS MOTOR 1FK2 HD 5 NM | 1480.57
1FK2105-4AF10-0MB0 | SYNCHRONOUS MOTOR 1FK2 HD 5 NM | 1660.85
1FK2105-4AF11-0MB0 | SYNCHRONOUS MOTOR 1FK2 HD 5 NM | 1737.59
1FK2208-5AC10-1SA0 | SYNCHRONOUS MOTOR 1FK2-CT 27 NM | 2770.35
1FK2208-5AC11-0MA0 | SYNCHRONOUS MOTOR 1FK2-CT 27 NM | 3121.97
1FK2208-5AC11-0SA0 | SYNCHRONOUS MOTOR 1FK2-CT 27 NM | 2847.12
1FK2106-3AF10-1MA0 | SYNCHRONOUS MOTOR 1FK2 HD 9 NM | 1971.31
1FK2106-3AF11-1MB0 | SYNCHRONOUS MOTOR 1FK2 HD 9 NM | 2048.05
1FK2106-4AF10-0SB0 | SYNCHRONOUS MOTOR 1FK2 HD 12 NM | 1822.95
1FK2106-4AF10-1MA0 | SYNCHRONOUS MOTOR 1FK2 HD 12 NM | 2097.8
1FK2106-4AF10-1SB0 | SYNCHRONOUS MOTOR 1FK2 HD 12 NM | 1822.95
1FK7033-4CF21-1BA2 | SYNCHRONOUS MOTOR 1FK7-HD 1,3 NM | 2183.81
1FK7033-4CF21-1BB1 | SYNCHRONOUS MOTOR 1FK7-HD 1,3 NM | 2426.62
1FK7033-4CF21-1BG1 | SYNCHRONOUS MOTOR 1FK7-HD 1,3 NM | 2088.17
1FK7043-4CK71-1RG2 | SYNCHRONOUS MOTOR 1FK7-HD 3,5 NM | 2109.63
1FK7044-4CF71-1RB2 | SYNCHRONOUS MOTOR 1FK7-HD 4,5 NM | 2573.18
1FK7060-2AF71-1PG2 | SYNCHRONOUS MOTOR 1FK7-CT 6 NM | 1585.36
1FK7060-2AF71-1PH2 | SYNCHRONOUS MOTOR 1FK7-CT 6 NM | 1888.28
1FK7042-2AK71-1PB0 | SYNCHRONOUS MOTOR 1FK7-CT 3 NM | 1624.29
1FK7043-4CH71-1CB2 | SYNCHRONOUS MOTOR 1FK7-HD 3,5 NM | 3024.94
1FK7060-2AF71-1UA0 | SYNCHRONOUS MOTOR 1FK7-CT 6 NM | 1578.13
1FK7043-4CH71-1PA2 | SYNCHRONOUS MOTOR 1FK7-HD 3,5 NM | 1676.13
1FK7043-4CH71-1PB0 | SYNCHRONOUS MOTOR 1FK7-HD 3,5 NM | 1863.87
1FK7043-4CH71-1PB1 | SYNCHRONOUS MOTOR 1FK7-HD 3,5 NM | 1965.54
1FK7042-2AF71-1DG1 | SYNCHRONOUS MOTOR 1FK7-CT 3 NM | 2270.24
1FK7042-2AF71-1DG2 | SYNCHRONOUS MOTOR 1FK7-CT 3 NM | 2270.24
1FK7034-2AF21-1QB0 | SYNCHRONOUS MOTOR 1FK7-CT 1,6 NM | 1651.9
1FK7034-2AF21-1QB1 | SYNCHRONOUS MOTOR 1FK7-CT 1,6 NM | 1744.74
1FK7034-2AF21-1QB2 | SYNCHRONOUS MOTOR 1FK7-CT 1,6 NM | 1744.74
1FK7034-2AF21-1RG1 | SYNCHRONOUS MOTOR 1FK7-CT 1,6 NM | 1813.15
6SL3054-3FB10-1BA0 | SINAMICS G130 CompactFlash card Firmware version V5.1.1 | 137.48
6SL3054-4FC00-2BA0 | SINAMICS S210 SD card 512 MB incl. licensing (Certificate of License) V5.2 HF2 | 123.41
7MF7900-1AJ | Mounting bracket, stainless steel 1.4404/316L, incl. screw set M8, tubular bracket incl. accessor | 139.26
7MF7900-2AJ | Mounting bracket, stainless steel 1.4404/316L, incl. screw set M10, tubular bracket incl. accesso | 139.26
7MF7901-7AC | Seal for cover, FVMQ (10 units) | 412.11
7MF7910-1BC | Vent valve, 1/4-18 NPT, alloy 2.4602 (2 units) | 1771.24
7MF7910-1BD | Vent valve, 1/4-18 NPT, Monel 400/2.4360 (2 units) | 693.81
7MF7910-7AB | Sieving inlet for 1/4-18 NPT thread (10 units) | 62.04
8GK1383-1KK14 | marshalling box safety class 1, IP55 h=500, w=300, d=320 screwed front plate without stays | 560.53
8MF1111-0AA00-0AB1 | SIVACON 1800mm x 400mm x 400mm | 2396.25
8MF1111-0AA00-0AB3 | SIVACON 1800mm x 400mm x 400mm | 2396.25
8MF1111-0AA00-0AB4 | SIVACON 2000mm x 600mm x 500mm | 2525.38
8MF1111-0AA00-0AC6 | SIVACON 2000mm x 1000mm x 800mm | 3716.34
8MF1111-0AA00-0AL0 | SIVACON 2000mm x 900mm x 800mm | 711.7
8MF1111-0AA00-0AL2 | SIVACON 2000mm x 600mm x 600mm | 2367.55
8MF1111-0AA00-0AL7 | SIVACON 2000mm x 800mm x 500mm | 3027.6
8MF1111-0AA00-0AM8 | SIVACON 2000mm x 1200mm x 600mm | 5495.59
8MF1111-0AA00-0AT0 | SIVACON 2000mm x 1200mm x 400mm | 3902.88
8MF1111-0AA00-0AT1 | SIVACON 2000mm x 1200mm x 400mm | 3802.43
8MF1111-0AA00-0AT2 | SIVACON 2000mm x 800mm x 800mm | 3988.97
8MF1111-0AA00-0AT5 | SIVACON 2000mm x 800mm x 800mm | 4376.39
8MF1111-0AA00-0BB2 | SIVACON 2000mm x 600mm x 500mm | 2295.82
8MF1111-0AA00-0BB3 | SIVACON 2000mm x 600mm x 500mm | 2525.38
8MF1111-0AA00-0BB5 | SIVACON 2000mm x 600mm x 500mm | 2482.34
8MF1111-0AA00-0BC6 | SIVACON 1800mm x 600mm x 800mm | 2812.37
8MF1111-0AA00-0BC7 | SIVACON 2000mm x 800mm x 500mm | 3056.3
A5E01135825 | LOAD CELL,MMW/MCS,TSP-F, 50LBS | 2255.64
A5E44809382 | Spare segmented Display and 4 button HMI Spare part for use on SITRANS Probe LU240 ultrasonic lev | 254.96
JTA:TEU4732-0FA00-0BA0 | Output Choke 690V 160 -250 kW | 3901.27
JTA:TEU9932-1FC00-1BA0 | Output Choke 690V 75 -90 kW | 2623.26
TGX:16152-1205 | MTG KIT MASONELIAN 47/48, ALL SIZES | 469.96
TGX:16152-1210 | MTG KIT MASONELIAN 87/88,ALL SIZES | 2779.41
TGX:16152-3028 | COUPLER KIT FOR SIPART POSITIONER 19mm SHAFT EXTENDER | 91.8
TGX:16152-361 | KIT MTG, FISHER 1052 SIZE 20 | 271.71
TGX:16300-JB10 | MTG KIT FOR JAMESBURY FAMILY C | 473.64
TGX:16300-JB34 | MTG KIT FOR JAMESBURY QP2* - M05 | 205.61
TGX:16300-JB36 | MTG KIT FOR JAMESBURY QP2* - S18 | 243.55
TGX:16300-JB43 | KIT PS2/760 JAMESBURY QP4 & 5* -M | 489.54
TGX:16300-KS14 | KIT PS2/760 KEYSTONE 79U/E -024 THRU 025 | 316.99
TGX:16300-KS20 | MTG KIT FOR KEYSTONE F79A 0.3 -1,5 | 510.35
TGX:16300-KS6 | KIT, MTG. 760 KEYSTONE 790- 200/300 | 247.22
TGX:16300-MX1 | MTG KIT FOR MATRYX MX60 | 223.96
7MH7146-0EA | Motion Sensing Probes CE | 579.6
1FK2210-3AB01-1SB0 | SYNCHRONOUS MOTOR 1FK2 CT 30 NM | 2626.55
1FK2106-4AF01-1SA0 | SYNCHRONOUS MOTOR 1FK2 HD 12 NM | 1605.93
1FK2106-4AF10-0MA0 | SYNCHRONOUS MOTOR 1FK2 HD 12 NM | 2097.8
1FK2106-4AF10-1SA0 | SYNCHRONOUS MOTOR 1FK2 HD 12 NM | 1822.95
1FK2210-3AB11-0MB0 | SYNCHRONOUS MOTOR 1FK2 CT 30 NM | 3305.28
1FK7033-4CF21-1CB2 | SYNCHRONOUS MOTOR 1FK7-HD 1,3 NM | 2836.13
1FK7033-4CF21-1CG0 | SYNCHRONOUS MOTOR 1FK7-HD 1,3 NM | 2396.02
1FK2106-6AF00-1MA0 | SYNCHRONOUS MOTOR 1FK2 HD 16 NM | 2074.58
1FK2106-6AF10-0SB0 | SYNCHRONOUS MOTOR 1FK2 HD 16 NM | 2093.47
1FK7033-4CF21-1CG2 | SYNCHRONOUS MOTOR 1FK7-HD 1,3 NM | 2497.69
1FK2210-4AB10-0MB0 | SYNCHRONOUS MOTOR 1FK2 CT 40 NM | 3800.04
1FK2210-4AB10-1MB0 | SYNCHRONOUS MOTOR 1FK2 CT 40 NM | 3800.04
1FK2210-4AC01-0SA0 | Synchronous motor 1FK2-CT 40 NM | 3198.38
1FK7033-4CF21-1RB0 | SYNCHRONOUS MOTOR 1FK7-HD 1,3 NM | 2204.21
1FK2306-2AC01-0SB0 | SYNCHRONOUS MOTOR 1FK2-HI 6 NM | 1263.96
1FK2306-2AC01-1MB0 | SYNCHRONOUS MOTOR 1FK2-HI 6 NM | 1538.8
1FK7033-4CK71-1BB2 | SYNCHRONOUS MOTOR 1FK7-HD 1,3 NM | 2426.62
1FK2306-4AC00-1SB0 | SYNCHRONOUS MOTOR 1FK2-HI12 NM | 1589.02
1FK2306-4AC01-0SB0 | SYNCHRONOUS MOTOR 1FK2-HI12 NM | 1665.76
1FK2306-4AC11-0MB0 | SYNCHRONOUS MOTOR 1FK2-HI 12 NM | 2234.34
1FK7033-4CK71-1CA2 | SYNCHRONOUS MOTOR 1FK7-HD 1,3 NM | 2593.34
1FK7034-2AK71-1FB0 | SYNCHRONOUS MOTOR 1FK7-CT 1,6 NM | 2879.76
1FK7032-2AF21-1BH2 | SYNCHRONOUS MOTOR 1FK7-CT 1,2 NM | 2041.66
1FK7032-2AF21-1CB1 | SYNCHRONOUS MOTOR 1FK7-CT 1,2 NM | 2496.24
1FK2308-3AB11-1SB0 | SYNCHRONOUS MOTOR 1FK2-HI 18 NM | 2353.67
1FK2308-4AB00-1SB0 | SYNCHRONOUS MOTOR 1FK2-HI 22 NM | 2128.35
1FK7034-2AK71-1PB0 | SYNCHRONOUS MOTOR 1FK7-CT 1,6 NM | 1549.66
1FE1051-4WN11-6BA0 | BUILT-IN SYNCHRONOUS MOTOR | 4016.4
1FK7022-5AK21-1DA2 | SYNCHRONOUS SERVOMOTOR, 1FK7 | 2195.53
1FK7022-5AK21-1DA3 | SYNCHRONOUS SERVOMOTOR, 1FK7 | 2139.42
1FK7022-5AK21-1DA8 | SYNCHRONOUS SERVOMOTOR, 1FK7 | 2364.68
1FK7022-5AK21-1DB0 | SYNCHRONOUS SERVOMOTOR, 1FK7 | 2341.53
1FK7022-5AK21-1DB2 | SYNCHRONOUS SERVOMOTOR, 1FK7 | 2450.46
1FK7022-5AK21-1LA5 | SYNCHRONOUS SERVOMOTOR, 1FK7 | 2678.31
1FK7022-5AK21-1LB3 | SYNCHRONOUS SERVOMOTOR, 1FK7 | 2824.35
1FK2204-5AF10-2SA0 | SYNCHRONOUS MOTOR 1FK2-CT 2.4 NM | 1151.78
1FK2204-5AK00-2SA0 | SYNCHRONOUS MOTOR 1FK2-CT 2.4 Nm | 931.48
1FK7022-5AK21-1UH8 | SYNCHRONOUS SERVOMOTOR, 1FK7 | 1800.63
1FK7022-5AK21-1VA2 | SYNCHRONOUS SERVOMOTOR, 1FK7 | 2023.1
1FK2104-4AK00-2SA0 | Synchronous motor 1FK2-HD 1,27 Nm | 840.16
1FK7032-2AK71-1PB2 | SYNCHRONOUS MOTOR 1FK7-CT 1,15 NM | 1548.07
1FK7022-5AK71-1DB3 | SYNCHRONOUS SERVOMOTOR, 1FK7 | 2394.35
1FK7022-5AK71-1DB5 | SYNCHRONOUS SERVOMOTOR, 1FK7 | 2503.23
1FK2205-2AF01-0MB0 | SYNCHRONOUS MOTOR 1FK2 CT 3,6 NM | 1357.61
1FK2205-2AF01-1MA0 | SYNCHRONOUS MOTOR 1FK2 CT 3,6 NM | 1357.61
1FK2205-2AF01-1SA0 | SYNCHRONOUS MOTOR 1FK2 CT 3,6 NM | 1082.77
1FK2205-2AF10-1MB0 | SYNCHRONOUS MOTOR 1FK2 CT 3,6 NM | 1537.89
1FK2205-2AF10-1SB0 | SYNCHRONOUS MOTOR 1FK2 CT 3,6 NM | 1263.06
1FK7043-4CF21-1PB0 | SYNCHRONOUS MOTOR 1FK7-HD 3,3 NM | 1863.87
1FK7043-4CF21-1UA0 | SYNCHRONOUS MOTOR 1FK7-HD 3,3 NM | 1574.47
1FK7043-4CF21-1UA2 | SYNCHRONOUS MOTOR 1FK7-HD 3,3 NM | 1676.13
1FK7044-4CF71-1FG0 | SYNCHRONOUS MOTOR 1FK7-HD 4,5 NM | 2705.62
1FK7044-4CF71-1PA0 | SYNCHRONOUS MOTOR 1FK7-HD 4,5 NM | 1652.96
1FK7044-4CF71-1PA1 | SYNCHRONOUS MOTOR 1FK7-HD 4,5 NM | 1754.62
1FK7042-2AF71-1UA0 | SYNCHRONOUS MOTOR 1FK7-CT 3 NM | 1365.27
1FK7044-4CF71-1RA2 | SYNCHRONOUS MOTOR 1FK7-HD 4,5 NM | 2283.77
1FK7043-4CK71-1CH1 | SYNCHRONOUS MOTOR 1FK7-HD 3,5 NM | 2926.82
1FK7042-2AF21-1QB2 | SYNCHRONOUS MOTOR 1FK7-CT 3 NM | 1819.37
1FK7042-2AF21-1QH1 | SYNCHRONOUS MOTOR 1FK7-CT 3 NM | 1731.58
1FK7040-2AK71-1BB1 | SYNCHRONOUS MOTOR 1FK7-CT 1,6 NM | 2235.07
1FK7040-2AK71-1BB2 | SYNCHRONOUS MOTOR 1FK7-CT 1,6 NM | 2235.07
1FK7040-2AK71-1QB0 | SYNCHRONOUS MOTOR 1FK7-CT 1,6 NM | 1662.93
1FK7034-2AF21-1BA1 | SYNCHRONOUS MOTOR 1FK7-CT 1,6 NM | 2006.78
1FK7034-2AF21-1BA2 | SYNCHRONOUS MOTOR 1FK7-CT 1,6 NM | 2006.78
1FK7042-2AF21-1UH2 | SYNCHRONOUS MOTOR 1FK7-CT 3 NM | 1629.28
1FK7042-3BK71-1FA0 | SYNCHRONOUS MOTOR 1FK7-HI 3 NM | 2673.76
1FK7042-3BK71-1FB1 | SYNCHRONOUS MOTOR 1FK7-HI 3 NM | 3066.85
1FK7042-2AF71-1DB0 | SYNCHRONOUS MOTOR 1FK7-CT 3 NM | 2553.6
1FK7034-2AF21-1BB0 | SYNCHRONOUS MOTOR 1FK7-CT 1,6 NM | 2131.3
1FK7034-2AF21-1BB1 | SYNCHRONOUS MOTOR 1FK7-CT 1,6 NM | 2224.07
1FK7042-2AF21-1UG2 | SYNCHRONOUS MOTOR 1FK7-CT 3 NM | 1372.48
1FK7042-3BK71-1BA2 | SYNCHRONOUS MOTOR 1FK7-HI 3 NM | 2039.68
1FK7042-3BK71-1BB2 | SYNCHRONOUS MOTOR 1FK7-HI 3 NM | 2298.7
1FK7042-3BK71-1BG0 | SYNCHRONOUS MOTOR 1FK7-HI 3 NM | 1861.31
1FK7042-3BK71-1FG0 | SYNCHRONOUS MOTOR 1FK7-HI 3 NM | 2578.1
1FK7042-3BK71-1FH0 | SYNCHRONOUS MOTOR 1FK7-HI 3 NM | 2865.01
1FK7042-3BK71-1CH1 | SYNCHRONOUS MOTOR 1FK7-HI 3 NM | 2577.42
1FK7042-3BK71-1CH2 | SYNCHRONOUS MOTOR 1FK7-HI 3 NM | 2577.42
1FK7034-2AF21-1DA1 | SYNCHRONOUS MOTOR 1FK7-CT 1,6 NM | 2331.11
1FK7034-2AF21-1DG2 | SYNCHRONOUS MOTOR 1FK7-CT 1,6 NM | 2235.48
1FK7040-2AK71-1UB0 | SYNCHRONOUS MOTOR 1FK7-CT 1,6 NM | 1560.64
1FK7034-2AF21-1QG1 | SYNCHRONOUS MOTOR 1FK7-CT 1,6 NM | 1441.82
1FK7042-2AF71-1FH1 | SYNCHRONOUS MOTOR 1FK7-CT 3 NM | 2966.69
1FK7043-4CF21-1BG1 | SYNCHRONOUS MOTOR 1FK7-HD 3,3 NM | 2230.37
1FK7043-4CF21-1BH0 | SYNCHRONOUS MOTOR 1FK7-HD 3,3 NM | 2415.65
1FK7061-4CF71-1PH2 | SYNCHRONOUS MOTOR 1FK7-HD 6,4 NM | 2230.45
1FK7061-4CF71-1QA1 | SYNCHRONOUS MOTOR 1FK7-HD 6,4 NM | 2101.95
1FK7063-2AC71-1DB2 | SYNCHRONOUS MOTOR 1FK7-CT 11 NM | 3187.41
1FK7061-4CF71-1QA2 | SYNCHRONOUS MOTOR 1FK7-HD 6,4 NM | 2101.95
1FK7061-4CF71-1QB2 | SYNCHRONOUS MOTOR 1FK7-HD 6,4 NM | 2437.93
1FK7062-2AC71-1UH1 | SYNCHRONOUS MOTOR 1FK7-CT 8,5 NM | 2017.04
1FK7063-2AC71-1FH1 | SYNCHRONOUS MOTOR 1FK7-CT 11 NM | 3503.8
1FK7061-4CH71-1BA0 | SYNCHRONOUS MOTOR 1FK7-HD 6,4 NM | 2535.87
1FK7061-4CH71-1CB0 | SYNCHRONOUS MOTOR 1FK7-HD 6,4 NM | 3281.36
1FK7061-4CH71-1CG0 | SYNCHRONOUS MOTOR 1FK7-HD 6,4 NM | 2849.76
1FK7062-2AF71-1QH2 | SYNCHRONOUS MOTOR 1FK7-CT 8,5 NM | 2119.32
1FK7062-2AF71-1RA0 | SYNCHRONOUS MOTOR 1FK7-CT 8,5 NM | 2180.46
1FK7062-2AF71-1RA2 | SYNCHRONOUS MOTOR 1FK7-CT 8,5 NM | 2273.29
1FK7044-4CH71-1QA2 | SYNCHRONOUS MOTOR 1FK7-HD 4,5 NM | 1868.93
1FK7044-4CH71-1QB0 | SYNCHRONOUS MOTOR 1FK7-HD 4,5 NM | 2056.67
1FK7044-4CH71-1RG0 | SYNCHRONOUS MOTOR 1FK7-HD 4,5 NM | 2086.46
1FK7062-2AC71-1DB2 | SYNCHRONOUS MOTOR 1FK7-CT 8,5 NM | 3083.58
1FK7062-2AC71-1FH0 | SYNCHRONOUS MOTOR 1FK7-CT 8,5 NM | 3298.28
1FK7060-3BF71-1BB1 | SYNCHRONOUS MOTOR 1FK7-HI 6 NM | 2553.29
1FK7062-3BF71-1BA0 | SYNCHRONOUS MOTOR 1FK7-HI 8.5 NM | 2288.52
1FK7060-3BF71-1CA0 | SYNCHRONOUS MOTOR 1FK7-HI 6 NM | 2526.29
1FK7062-3BF71-1CB1 | SYNCHRONOUS MOTOR 1FK7-HI 8.5 NM | 3048.54
1FK7062-3BF71-1DA0 | SYNCHRONOUS MOTOR 1FK7-HI 8.5 NM | 2645.95
1FK7062-3BF71-1DA1 | SYNCHRONOUS MOTOR 1FK7-HI 8.5 NM | 2747.61
1FK7060-3BF71-1FG2 | SYNCHRONOUS MOTOR 1FK7-HI 6 NM | 2917.64
1FK7060-3BF71-1RG0 | SYNCHRONOUS MOTOR 1FK7-HI 6 NM | 1966.12
1FK7060-3BF71-1RG2 | SYNCHRONOUS MOTOR 1FK7-HI 6 NM | 2058.95
1FK7060-2AH71-1UH1 | SYNCHRONOUS MOTOR 1FK7-CT 6 NM | 1888.28
1FK7044-4CH71-1UA2 | SYNCHRONOUS MOTOR 1FK7-HD 4,5 NM | 1754.62
1FK7044-4CH71-1UB0 | SYNCHRONOUS MOTOR 1FK7-HD 4,5 NM | 1942.36
1FK7060-3BF71-1BH2 | SYNCHRONOUS MOTOR 1FK7-HI 6 NM | 2469.91
1FK7062-2AC71-1PH2 | SYNCHRONOUS MOTOR 1FK7-CT 8,5 NM | 2017.04
1FK7062-3BF71-1BB1 | SYNCHRONOUS MOTOR 1FK7-HI 8.5 NM | 2682.01
1FK7060-3BF71-1QG0 | SYNCHRONOUS MOTOR 1FK7-HI 6 NM | 1594.84
1FK7060-3BF71-1QG1 | SYNCHRONOUS MOTOR 1FK7-HI 6 NM | 1687.66
1FK7062-3BF71-1FG0 | SYNCHRONOUS MOTOR 1FK7-HI 8.5 NM | 2959.84
1FK7062-3BF71-1QA1 | SYNCHRONOUS MOTOR 1FK7-HI 8.5 NM | 1901.99
1FK7062-3BF71-1QG2 | SYNCHRONOUS MOTOR 1FK7-HI 8.5 NM | 1816.4
1FK7061-4CF71-1FG0 | SYNCHRONOUS MOTOR 1FK7-HD 6,4 NM | 2938.66
1FK7062-3BF71-1RH0 | SYNCHRONOUS MOTOR 1FK7-HI 8.5 NM | 2397.79
8GK1383-1KK35 | marshalling box safety class 1, IP55 h=500, w=800, d=400 screwed front plate without stays | 830.77
8GK1483-8KN15 | Transformer cabinet safety class 1, IP30 h=1950 w=300 d=400 sheet metal door closed sidewalls | 2049.28
8GK1483-8KP35 | Transformer cabinet safety class 1, IP30 h=1950 w=800 d=400 sheet metal door open sidewalls | 2842.91
8MF1111-0AA00-0AD8 | SIVACON 2000mm x 800mm x 800mm | 2927.15
8MF1111-0AA00-0AE2 | SIVACON 2000mm x 600mm x 500mm | 2482.34
8MF1111-0AA00-0AJ8 | SIVACON 2000mm x 600mm x 800mm | 3271.53
8MF1111-0AA00-0AK8 | SIVACON 2000mm x 600mm x 600mm | 2955.85
8MF1111-0AA00-0AN0 | SIVACON 2000mm x 800mm x 600mm | 2754.97
8MF1111-0AA00-0AN2 | SIVACON 2000mm x 800mm x 600mm | 2754.97
8MF1111-0AA00-0AR3 | SIVACON 2000mm x 800mm x 500mm | 1411.92
8MF1111-0AA00-0AR5 | SIVACON 2000mm x 800mm x 800mm | 4247.25
8MF1111-0AA00-0AU4 | SIVACON 2000mm x 600mm x 500mm | 2482.34
8MF1111-0AA00-0AW0 | SIVACON 1800mm x 1200mm x 500mm | 4118.1
8MF1111-0AA00-0AY7 | SIVACON 2000mm x 1000mm x 600mm | 5337.76
8MF1111-0AA00-0BA8 | SIVACON 2000mm x 800mm x 600mm | 1592.72
8WD4428-0BF | IO-Link module, black, for 5 signaling elements, 24 V DC, diameter 70 mm | 248.79
A5E38012039 | I/O cassette F21, Ex - Active, Ch2: Current/Frequency/Pulse, Ch3: None, Ch4: None | 1458.07
A5E44267501 | Spare lid o-ring Spare part for use on SITRANS Probe LU240 ultrasonic level transmitter ideal for | 128.84
A5E44909942 | PCBA: C73451-A430-L350; 2-wire, nEx, coated | 305.97
TGX:16152-469 | KIT MTG, VALTEK VALDISK 100 | 237.43
TGX:16152-505 | MTG KIT FOR VALTEK PCV1, PCV15A | 243.55
TGX:16300-AX12 | KIT PS2/760 AUTOMAX R3 | 445.49
TGX:16300-CT1 | MTG KIT FOR BETTIS HD 731, 732 | 150.53
TGX:16300-JB46 | MTG KIT FOR JAMESBURY QP4* - S34 | 272.92
TGX:16300-KN12 | MTG BKT KIT, KINETROL KO7 | 215.4
TGX:16300-KN18 | KINETROL K16 | 430.81
TGX:16300-NM2 | MTG KIT FOR NAMUR 50x200x80 mm | 250.9
TGX:16300-RT17 | MTG KIT FOR ROTORK CP 055 NEW STYLE | 274.15
UAC:FN344075116E2FAJRX | G120 LINE HARMONICS FILTER 400V 75 kW | 6800.32
3VL2710-3DC33-0AD1 | CIRCUIT-BREAKER VL160L very high breaking capacity Icu=100kA, 415V AC 3-pole | 1057.73
7PA3042-1AA00-1 | Trip circuit supervision relay Single-phase Auxiliary voltage: 220 V | 353.42
6FX8002-1AA01-1AF0 | Signal cable pre-assembled for RS-232-C Interfaces 4x (2x0.18) C | 182.24
7KM3220-0BA01-1DA0 | SENTRON PAC3220 LCD 96X96 mm Power Monitoring Device Controll panel instrument for electrical values | 496.64
1FK2210-3AB01-1MB0 | SYNCHRONOUS MOTOR 1FK2 CT 30 NM | 2901.36
1FK2106-4AF11-0SA0 | SYNCHRONOUS MOTOR 1FK2 HD 12 NM | 1899.69
1FK2106-6AF00-0MA0 | SYNCHRONOUS MOTOR 1FK2 HD 16 NM | 2074.58
1FK7033-4CF21-1BB2 | SYNCHRONOUS MOTOR 1FK7-HD 1,3 NM | 2426.62
1FK7033-4CF21-1BG2 | SYNCHRONOUS MOTOR 1FK7-HD 1,3 NM | 2088.17
1FK2210-3AC11-0SA0 | Synchronous motor 1FK2-CT 30 NM | 3030.45
1FK2210-4AB00-1SA0 | SYNCHRONOUS MOTOR 1FK2 CT 40 NM | 3121.65
1FK2210-4AB01-0SA0 | SYNCHRONOUS MOTOR 1FK2 CT 40 NM | 3198.38
1FK2210-4AB11-0SA0 | SYNCHRONOUS MOTOR 1FK2 CT 40 NM | 3601.95
1FK7033-4CF21-1RG0 | SYNCHRONOUS MOTOR 1FK7-HD 1,3 NM | 1865.77
1FK2210-4AC01-1SA0 | Synchronous motor 1FK2-CT 40 NM | 3198.38
1FK7034-2AF24-1EG0 | SYNCHRONOUS MOTOR 1FK7-CT 1,6 NM | 2187.62
1FK2306-2AC01-0MB0 | SYNCHRONOUS MOTOR 1FK2-HI 6 NM | 1538.8
1FK7034-2AK71-1BB2 | SYNCHRONOUS MOTOR 1FK7-CT 1,6 NM | 2224.07
1FK7034-2AK71-1CB0 | SYNCHRONOUS MOTOR 1FK7-CT 1,6 NM | 2497.78
1FK7032-2AF21-1BA1 | SYNCHRONOUS MOTOR 1FK7-CT 1,2 NM | 1912.4
1FK2306-4AC11-1SB0 | SYNCHRONOUS MOTOR 1FK2-HI 12 NM | 1959.53
1FK2308-3AB00-0SB0 | SYNCHRONOUS MOTOR 1FK2-HI18 NM | 1909.77
1FK7061-4CF71-1PA0 | SYNCHRONOUS MOTOR 1FK7-HD 6,4 NM | 1886
1FK7061-4CF71-1PB0 | SYNCHRONOUS MOTOR 1FK7-HD 6,4 NM | 2221.96
1FK2205-4AF10-0SA0 | SYNCHRONOUS MOTOR 1FK2 CT 6 NM | 1444.23
1FK2205-4AF10-0SB0 | SYNCHRONOUS MOTOR 1FK2 CT 6 NM | 1444.23
1FK7022-5AK71-1LB0 | SYNCHRONOUS SERVOMOTOR, 1FK7 | 2771.53
1FK2206-4AF00-1MA0 | SYNCHRONOUS MOTOR 1FK2-CT 12 NM | 1863.84
1FK2206-4AF01-0MA0 | SHORTRECORD | 1940.61
1FK7022-5AK71-1LG5 | SYNCHRONOUS SERVOMOTOR, 1FK7 | 2577.89
1FK2208-3AC00-0MA0 | SYNCHRONOUS MOTOR 1FK2 CT 18 NM | 2184.59
1FK2208-3AC00-0SA0 | SYNCHRONOUS MOTOR 1FK2 CT 18 NM | 1909.77
1FK2208-3AC00-1MB0 | SYNCHRONOUS MOTOR 1FK2 CT 18 NM | 2184.59
1FK2208-3AC00-1SB0 | SYNCHRONOUS MOTOR 1FK2 CT 18 NM | 1909.77
1FK2208-3AC01-0MA0 | SYNCHRONOUS MOTOR 1FK2 CT 18 NM | 2261.34
1FK2105-4AF00-1SB0 | SYNCHRONOUS MOTOR 1FK2 HD 5 NM | 1128.99
1FK2105-4AF01-0SB0 | SYNCHRONOUS MOTOR 1FK2 HD 5 NM | 1205.72
1FK2105-4AF01-1SA0 | SYNCHRONOUS MOTOR 1FK2 HD 5 NM | 1205.72
1FK2105-6AF10-0MB0 | SYNCHRONOUS MOTOR 1FK2 HD 8 NM | 1883.43
1FK2105-6AF10-0SB0 | SYNCHRONOUS MOTOR 1FK2 HD 8 NM | 1608.6
1FK2106-3AF01-0MA0 | SYNCHRONOUS MOTOR 1FK2 HD 9 NM | 1754.32
1FK2106-3AF01-0MB0 | SYNCHRONOUS MOTOR 1FK2 HD 9 NM | 1754.32
1FK2106-3AF01-1SA0 | SYNCHRONOUS MOTOR 1FK2 HD 9 NM | 1479.47
1FK2106-3AF10-1SA0 | SYNCHRONOUS MOTOR 1FK2 HD 9 NM | 1696.46
1FK7022-5AK71-1VG0 | SYNCHRONOUS SERVOMOTOR, 1FK7 | 1813.78
1FK2106-3AF11-1SA0 | SYNCHRONOUS MOTOR 1FK2 HD 9 NM | 1773.2
1FK2106-4AF00-1MB0 | SYNCHRONOUS MOTOR 1FK2 HD 12 NM | 1804.04
1FK2205-4AF10-0MB0 | SYNCHRONOUS MOTOR 1FK2 CT 6 NM | 1719.05
1FK2205-4AF11-1MA0 | SYNCHRONOUS MOTOR 1FK2 CT 6 NM | 1795.82
1FK7032-2AK71-1RH1 | SYNCHRONOUS MOTOR 1FK7-CT 1,15 NM | 1933.63
1FK2206-4AF01-1SA0 | SYNCHRONOUS MOTOR 1FK2-CT 12 NM | 1665.76
1FK2206-4AF10-0MA0 | SYNCHRONOUS MOTOR 1FK2-CT 12 NM | 2157.62
1FK2104-5AK10-2SA0 | Synchronous motor 1FK2-HD 2,39 Nm | 1151.78
1FK2206-4AF11-1SA0 | SYNCHRONOUS MOTOR 1FK2-CT 12 NM | 1959.53
1FK7032-2AK71-1UB1 | SYNCHRONOUS MOTOR 1FK7-CT 1,15 NM | 1548.07
1FK7032-2AK71-1UG1 | SYNCHRONOUS MOTOR 1FK7-CT 1,15 NM | 1245.16
1FK2104-6AF01-2MA0 | Synchronous motor 1FK2-HD 3.2 NM | 1337.88
1FK7032-2AK71-1UH1 | SYNCHRONOUS MOTOR 1FK7-CT 1,15 NM | 1460.05
1FK2208-3AC01-1SB0 | SYNCHRONOUS MOTOR 1FK2 CT 18 NM | 1986.51
1FK2208-3AC10-1MA0 | SYNCHRONOUS MOTOR 1FK2 CT 18 NM | 2551.78
1FK2104-6AF10-2MA0 | Synchronous motor 1FK2-HD 3.2 NM | 1481.43
1FK2208-3AC10-1SA0 | SYNCHRONOUS MOTOR 1FK2 CT 18 NM | 2276.92
1FK2208-5AC01-0SA0 | SYNCHRONOUS MOTOR 1FK2-CT 27 NM | 2479.96
1FK2105-6AF11-0SA0 | SYNCHRONOUS MOTOR 1FK2 HD 8 NM | 1685.36
1FK2105-6AF11-1SB0 | SYNCHRONOUS MOTOR 1FK2 HD 8 NM | 1685.36
1FK2106-3AF00-1MA0 | SYNCHRONOUS MOTOR 1FK2 HD 9 NM | 1677.56
1FK2106-3AF01-0SA0 | SYNCHRONOUS MOTOR 1FK2 HD 9 NM | 1479.47
1FK2106-3AF01-1MA0 | SYNCHRONOUS MOTOR 1FK2 HD 9 NM | 1754.32
1FK7022-5AK71-1LA0 | SYNCHRONOUS SERVOMOTOR, 1FK7 | 2516.63
1FK7022-5AK71-1LA2 | SYNCHRONOUS SERVOMOTOR, 1FK7 | 2625.54
1FK7022-5AK71-1LA5 | SYNCHRONOUS SERVOMOTOR, 1FK7 | 2678.31
1FK7032-2AK71-1UA2 | SYNCHRONOUS MOTOR 1FK7-CT 1,15 NM | 1330.77
1FK7032-2AK71-1UH2 | SYNCHRONOUS MOTOR 1FK7-CT 1,15 NM | 1460.05
1FK7022-5AK71-1PB0 | SYNCHRONOUS SERVOMOTOR, 1FK7 | 1659.26
1FK2208-4AC00-1SA0 | SYNCHRONOUS MOTOR 1FK2-CT 22 NM | 2128.35
1FK2208-4AC01-0MA0 | SYNCHRONOUS MOTOR 1FK2-CT 22 NM | 2479.96
1FK7022-5AK71-1PG5 | SYNCHRONOUS SERVOMOTOR, 1FK7 | 1465.62
1FK2208-4AC10-1MA0 | SYNCHRONOUS MOTOR 1FK2-CT 22 NM | 2770.35
1FK2105-6AF01-0MA0 | SYNCHRONOUS MOTOR 1FK2 HD 8 NM | 1703.18
1FK2105-6AF01-0MB0 | SYNCHRONOUS MOTOR 1FK2 HD 8 NM | 1703.18
1FK2308-3AB11-0SB0 | SYNCHRONOUS MOTOR 1FK2-HI 18 NM | 2353.67
1FK7032-2AF21-1CG0 | SYNCHRONOUS MOTOR 1FK7-CT 1,2 NM | 2100.49
1FK2308-4AB01-0MB0 | SYNCHRONOUS MOTOR 1FK2-HI 22 NM | 2479.96
1FK7034-2AK71-1PB1 | SYNCHRONOUS MOTOR 1FK7-CT 1,6 NM | 1642.42
1FK7032-2AF21-1FH0 | SYNCHRONOUS MOTOR 1FK7-CT 1,2 NM | 2675.96
1FK7032-2AF21-1UA1 | SYNCHRONOUS MOTOR 1FK7-CT 1,2 NM | 1330.77
1FK7022-5AK21-1LH8 | SYNCHRONOUS SERVOMOTOR, 1FK7 | 2946.39
1FK7032-2AK71-1DH1 | SYNCHRONOUS MOTOR 1FK7-CT 1,15 NM | 2368.1
1FK2104-4AF01-2MA0 | Synchronous motor 1FK2-HD 1.27 NM | 1191.75
1FK7032-2AK71-1FA0 | SYNCHRONOUS MOTOR 1FK7-CT 1,15 NM | 2531.49
1FK2104-4AF10-2MA0 | Synchronous motor 1FK2-HD 1.27 NM | 1335.31
1FK7022-5AK21-1VB2 | SYNCHRONOUS SERVOMOTOR, 1FK7 | 2278.02
1FK7032-2AK71-1CH2 | SYNCHRONOUS MOTOR 1FK7-CT 1,15 NM | 2408.21
1FK2204-6AF00-2MB0 | SYNCHRONOUS MOTOR 1FK2-CT 3.2 NM | 1261.13
1FK7032-2AK71-1PG1 | SYNCHRONOUS MOTOR 1FK7-CT 1,15 NM | 1245.16
1FK7032-2AK71-1PH1 | SYNCHRONOUS MOTOR 1FK7-CT 1,15 NM | 1460.05
1FK2204-6AF00-2SA0 | SYNCHRONOUS MOTOR 1FK2-CT 3.2 NM | 986.31
1FK2204-6AF10-2MB0 | SYNCHRONOUS MOTOR 1FK2-CT 3.2 NM | 1481.43
1FK7022-5AK71-1DG8 | SYNCHRONOUS SERVOMOTOR, 1FK7 | 2264.28
1FK7022-5AK71-1DH2 | SYNCHRONOUS SERVOMOTOR, 1FK7 | 2347.24
1FK2205-2AF11-1SB0 | SYNCHRONOUS MOTOR 1FK2 CT 3,6 NM | 1339.8
1FK7043-4CF21-1PH1 | SYNCHRONOUS MOTOR 1FK7-HD 3,3 NM | 1867.41
1FK7043-4CF21-1QB0 | SYNCHRONOUS MOTOR 1FK7-HD 3,3 NM | 1978.18
1FK7034-2AF21-1UB0 | SYNCHRONOUS MOTOR 1FK7-CT 1,6 NM | 1549.66
1FK7043-4CF21-1RG0 | SYNCHRONOUS MOTOR 1FK7-HD 3,3 NM | 2007.97
1FK7042-2AC71-1FA2 | SYNCHRONOUS MOTOR 1FK7-CT 3 NM | 2775.42
1FK7042-2AC71-1FG2 | SYNCHRONOUS MOTOR 1FK7-CT 3 NM | 2679.77
1FK7044-4CF71-1PB0 | SYNCHRONOUS MOTOR 1FK7-HD 4,5 NM | 1942.36
1FK7043-4CF21-1UB1 | SYNCHRONOUS MOTOR 1FK7-HD 3,3 NM | 1965.54
1FK7042-2AC71-1PH1 | SYNCHRONOUS MOTOR 1FK7-CT 3 NM | 1629.28
1FK7043-4CF24-1SG0 | SYNCHRONOUS MOTOR 1FK7-HD 3,3 NM | 1211.45
1FK7044-4CF71-1PH0 | SYNCHRONOUS MOTOR 1FK7-HD 4,5 NM | 1844.25
1FK7042-2AF71-1WA2 | SYNCHRONOUS MOTOR 1FK7-CT 3 NM | 1297.3
1FK7043-4CK71-1CH2 | SYNCHRONOUS MOTOR 1FK7-HD 3,5 NM | 2926.82
1FK7043-4CK71-1QA0 | SYNCHRONOUS MOTOR 1FK7-HD 3,5 NM | 1688.78
1FK7042-2AF21-1CH1 | SYNCHRONOUS MOTOR 1FK7-CT 3 NM | 2577.42
1FK7042-2AF21-1PA2 | SYNCHRONOUS MOTOR 1FK7-CT 3 NM | 1458.07
1FK7042-2AF21-1RB0 | SYNCHRONOUS MOTOR 1FK7-CT 3 NM | 2097.83
1FK7042-2AK71-1UB1 | SYNCHRONOUS MOTOR 1FK7-CT 3 NM | 1717.07
1FK7040-2AK71-1BG0 | SYNCHRONOUS MOTOR 1FK7-CT 1,6 NM | 1797.65
1FK7040-2AK71-1BH0 | SYNCHRONOUS MOTOR 1FK7-CT 1,6 NM | 2054.45
1FK7042-2AK74-1GG0 | SYNCHRONOUS MOTOR 1FK7-CT 3 NM | 1650.51
1FK7042-2AF21-1UB0 | SYNCHRONOUS MOTOR 1FK7-CT 3 NM | 1624.29
1FK7040-2AK71-1RB0 | SYNCHRONOUS MOTOR 1FK7-CT 1,6 NM | 2034.24
1FK7042-3BK71-1CG2 | SYNCHRONOUS MOTOR 1FK7-HI 3 NM | 2320.64
1FK7042-3BK71-1DG1 | SYNCHRONOUS MOTOR 1FK7-HI 3 NM | 2272.27
1FK7042-3BK71-1QA1 | SYNCHRONOUS MOTOR 1FK7-HI 3 NM | 1560.37
1FK7034-2AF21-1CB2 | SYNCHRONOUS MOTOR 1FK7-CT 1,6 NM | 2590.6
1FK7040-2AK71-1RA1 | SYNCHRONOUS MOTOR 1FK7-CT 1,6 NM | 1868.02
1FK7034-2AF21-1BB2 | SYNCHRONOUS MOTOR 1FK7-CT 1,6 NM | 2224.07
1FK7042-2AF21-1UA0 | SYNCHRONOUS MOTOR 1FK7-CT 3 NM | 1365.27
1FK7042-3BK71-1BH0 | SYNCHRONOUS MOTOR 1FK7-HI 3 NM | 2118.08
1FK7042-2AF24-1TB1 | SYNCHRONOUS MOTOR 1FK7-CT 3 NM | 1477.83
1FK7042-3BK71-1DA0 | SYNCHRONOUS MOTOR 1FK7-HI 3 NM | 2264.2
1FK7040-2AK71-1RH1 | SYNCHRONOUS MOTOR 1FK7-CT 1,6 NM | 2039.21
1FK7042-3BK71-1QB0 | SYNCHRONOUS MOTOR 1FK7-HI 3 NM | 1726.54
1FK7042-3BK71-1QG2 | SYNCHRONOUS MOTOR 1FK7-HI 3 NM | 1474.78
1FK7034-2AF21-1CG1 | SYNCHRONOUS MOTOR 1FK7-CT 1,6 NM | 2287.68
1FK7034-2AF21-1PA2 | SYNCHRONOUS MOTOR 1FK7-CT 1,6 NM | 1425.12
1FK7034-2AF21-1PB1 | SYNCHRONOUS MOTOR 1FK7-CT 1,6 NM | 1642.42
1FK7061-4CF71-1PG0 | SYNCHRONOUS MOTOR 1FK7-HD 6,4 NM | 1790.34
1FK7061-4CF71-1QG1 | SYNCHRONOUS MOTOR 1FK7-HD 6,4 NM | 2006.31
1FK7061-4CF71-1RA0 | SYNCHRONOUS MOTOR 1FK7-HD 6,4 NM | 2415.16
1FK7061-4CF71-1RB0 | SYNCHRONOUS MOTOR 1FK7-HD 6,4 NM | 2751.11
1FK7060-2AC71-1FH1 | SYNCHRONOUS MOTOR 1FK7-CT 6 NM | 3256.08
1FK7062-2AF71-1BH0 | SYNCHRONOUS MOTOR 1FK7-CT 8,5 NM | 2505.81
1FK7062-2AF71-1CB2 | SYNCHRONOUS MOTOR 1FK7-CT 8,5 NM | 3048.54
1FK7063-2AC71-1PG1 | SYNCHRONOUS MOTOR 1FK7-CT 11 NM | 1807.07
1FK7062-2AF71-1CG2 | SYNCHRONOUS MOTOR 1FK7-CT 8,5 NM | 2662.27
1FK7062-2AF71-1FA1 | SYNCHRONOUS MOTOR 1FK7-CT 8,5 NM | 3159.16
1FK7060-2AC71-1PH1 | SYNCHRONOUS MOTOR 1FK7-CT 6 NM | 1888.28
1FK7062-2AF71-1PB2 | SYNCHRONOUS MOTOR 1FK7-CT 8,5 NM | 2100.39
1FK7061-4CH71-1BB0 | SYNCHRONOUS MOTOR 1FK7-HD 6,4 NM | 2871.85
1FK7063-2AC71-1UG1 | SYNCHRONOUS MOTOR 1FK7-CT 11 NM | 1807.07
1FK7060-2AH71-1QA1 | SYNCHRONOUS MOTOR 1FK7-CT 6 NM | 1773.24
1FK7044-4CH71-1PB0 | SYNCHRONOUS MOTOR 1FK7-HD 4,5 NM | 1942.36
1FK7044-4CH71-1PG2 | SYNCHRONOUS MOTOR 1FK7-HD 4,5 NM | 1659
1FK7044-4CH71-1PH2 | SYNCHRONOUS MOTOR 1FK7-HD 4,5 NM | 1945.91
1FK7044-4CF71-1BH0 | SYNCHRONOUS MOTOR 1FK7-HD 4,5 NM | 2494.12
1FK7062-2AH71-1UG1 | SYNCHRONOUS MOTOR 1FK7-CT 8,5 NM | 1714.11
1FK7062-2AC71-1DG2 | SYNCHRONOUS MOTOR 1FK7-CT 8,5 NM | 2651.97
1FK7060-3BF71-1BB0 | SYNCHRONOUS MOTOR 1FK7-HI 6 NM | 2460.46
1FK7060-3BF71-1CA2 | SYNCHRONOUS MOTOR 1FK7-HI 6 NM | 2619.12
1FK7062-3BF71-1CB0 | SYNCHRONOUS MOTOR 1FK7-HI 8.5 NM | 2955.72
1FK7060-3BF71-1RA1 | SYNCHRONOUS MOTOR 1FK7-HI 6 NM | 2144.54
1FK7060-2AH71-1UB0 | SYNCHRONOUS MOTOR 1FK7-CT 6 NM | 1878.83
1FK7044-4CF71-1DA0 | SYNCHRONOUS MOTOR 1FK7-HD 4,5 NM | 2391.71
1FK7062-2AC71-1PA1 | SYNCHRONOUS MOTOR 1FK7-CT 8,5 NM | 1799.73
1FK7060-3BF71-1BG2 | SYNCHRONOUS MOTOR 1FK7-HI 6 NM | 2167
1FK7060-3BF71-1CB1 | SYNCHRONOUS MOTOR 1FK7-HI 6 NM | 2919.74
1FK7060-3BF71-1DH0 | SYNCHRONOUS MOTOR 1FK7-HI 6 NM | 2744.89
1FK7060-3BF71-1CH1 | SYNCHRONOUS MOTOR 1FK7-HI 6 NM | 2836.42
1FK7060-3BF71-1QG2 | SYNCHRONOUS MOTOR 1FK7-HI 6 NM | 1687.66
1FK7062-3BF71-1FH0 | SYNCHRONOUS MOTOR 1FK7-HI 8.5 NM | 3298.28
1FK7062-3BF71-1QA0 | SYNCHRONOUS MOTOR 1FK7-HI 8.5 NM | 1809.18
1FK7062-3BF71-1RG0 | SYNCHRONOUS MOTOR 1FK7-HI 8.5 NM | 2094.88
1FK7062-2AC71-1UB1 | SYNCHRONOUS MOTOR 1FK7-CT 8,5 NM | 2100.39
1FK7061-4CF71-1PG2 | SYNCHRONOUS MOTOR 1FK7-HD 6,4 NM | 1892.02
1FK7032-2AK71-1RA2 | SYNCHRONOUS MOTOR 1FK7-CT 1,15 NM | 1804.35
1FK7032-2AK71-1RH2 | SYNCHRONOUS MOTOR 1FK7-CT 1,15 NM | 1933.63
1FK2206-4AF00-0SA0 | SYNCHRONOUS MOTOR 1FK2-CT 12 NM | 1589.02
1FK2206-4AF01-1MA0 | SYNCHRONOUS MOTOR 1FK2-CT 12 NM | 1940.61
1FK2104-5AK10-2MA0 | Synchronous motor 1FK2-HD 2,39 Nm | 1426.63
1FK2104-6AF00-2MB0 | Synchronous motor 1FK2-HD 3.2 NM | 1261.13
1FK7032-2AK71-1UG2 | SYNCHRONOUS MOTOR 1FK7-CT 1,15 NM | 1245.16
1FK2208-3AC01-0SB0 | SYNCHRONOUS MOTOR 1FK2 CT 18 NM | 1986.51
1FK2208-3AC10-1MB0 | SYNCHRONOUS MOTOR 1FK2 CT 18 NM | 2551.78
1FK2105-4AF10-1MB0 | SYNCHRONOUS MOTOR 1FK2 HD 5 NM | 1660.85
1FK2208-4AC10-1SA0 | SYNCHRONOUS MOTOR 1FK2-CT 22 NM | 2495.51
1FK2105-4AF11-0SA0 | SYNCHRONOUS MOTOR 1FK2 HD 5 NM | 1462.74
1FK2105-6AF01-0SA0 | SYNCHRONOUS MOTOR 1FK2 HD 8 NM | 1428.33
1FK7022-5AK71-1UA0 | SYNCHRONOUS SERVOMOTOR, 1FK7 | 1404.35
1FK2105-6AF11-1SA0 | SYNCHRONOUS MOTOR 1FK2 HD 8 NM | 1685.36
1FK2106-3AF00-0SB0 | SYNCHRONOUS MOTOR 1FK2 HD 9 NM | 1402.73
3VA5335-7GF41-0AA0 | CIRCUIT BREAKER 3VA5 UL FRAME 400 BREAKING CAPACITY CLASS C 100kA @ 480 V 4POLE, LINE PROTECTION | 1799.69
3VA5340-7EC61-0AA0 | CIRCUIT BREAKER 3VA5 UL FRAME 400 BREAKING CAPACITY CLASS C 100kA @ 480 V 2POLE, LINE PROTECTION | 1192.51
3VA5340-7GC41-0AA0 | CIRCUIT BREAKER 3VA5 UL FRAME 400 BREAKING CAPACITY CLASS C 100kA @ 480 V 4POLE, LINE PROTECTION | 1712.18
3VA5445-5GF41-0AA0 | CIRCUIT BREAKER 3VA5 UL Frame 600 BREAKING CAPACITY CLASS M 35kA @ 480 V 4POLE, LINE PROTECTION | 1930.99
3VA5445-6EF41-0AA0 | CIRCUIT BREAKER 3VA5 UL Frame 600 BREAKING CAPACITY CLASS H 65kA @ 480 V 4POLE, LINE PROTECTION | 2199.01
3VA5460-5EC41-0AA0 | CIRCUIT BREAKER 3VA5 UL Frame 600 BREAKING CAPACITY CLASS M 35kA @ 480 V 4POLE, LINE PROTECTION | 1985.68
3VA5460-5EC41-0LE0 | CIRCUIT BREAKER 3VA5 UL Frame 600 BREAKING CAPACITY CLASS M 35kA @ 480 V 4POLE, LINE PROTECTION | 3521.16
3VA9233-0JF68 | Wire Connector for 6 cables; 3 pcs.; incl. Terminal Cover Extended with probe holes for voltage t | 119.25
3VA6460-6HL31-0HE0 | circuit breaker 3VA6 UL frame 600 breaking capacity class H 65kA @ 480V 3-pole, line protection E | 3348.12
3VA6225-7HL31-0BA0 | circuit breaker 3VA6 UL frame 250 breaking capacity class C 100kA @ 480V 3-pole, line protection | 2015.79
3VA9133-0JF68 | Wire Connector for 6 cables; 3 pcs.; incl. Terminal Cover Extended with probe holes for voltage t | 117.6
3VA9134-0JB11 | wire connector 4 units accessory for: 3VA5 125 | 26.13
3VW8112-0AE01 | guide frame for 3WL10 - 3p front-access. main circ. conn. equiv. to withdr. circ. breaker without | 1181.59
3VW8112-0BB01 | guide frame for 3WL10 - 4p rear horiz. main circ. conn. equiv. to withdr. circ. breaker without f | 1520.05
3VW9011-0AD05 | aux. solenoid 110...120 V AC/DC shunt release/closing coil (ST/CC) accessory for circuit breaker | 218.48
3VW9011-0AE01 | undervoltage release UVR 24 V AC/DC accessory for circuit breaker 3WL10 / 3VA27 | 236.93
3VW9011-0AG05 | auxiliary switch, external AUX 15W standard contact 400 V AC changeover contacts accessory for ci | 855.39
3VW9011-0AH01 | ready-to-close signaling switch S20, standard contact 250 V AC accessory for circuit breaker 3WL | 46.87
3VW9011-0AL71 | circular conductor terminal, adapter 4x240 for front CuAl cable main connection 3 units, fixed-mo | 201.86
3VW9011-0AN76 | rear, broadened main conn. pieces f. mounting on rear main circ. conn. 4 units f. guide frames ac | 271.4
3VW9011-0AT01 | metering function MF Basic for ETUs, 6-series ETUs accessory for circuit breaker 3WL10 / 3VA27 | 483.09
3VW9011-0AT72 | set of cables for voltage tap, MF, 3P on top accessory for circuit breaker 3WL10 / 3VA27 | 45.18
3VW9011-0BA41 | locking device, OFF position, for padlocks 3 x D=4mm, against unauthorized closing in op. panel, | 80.63
3VW9011-0BB21 | set mutual mech. interlocking, fixed-mounted, mounting on modified side panel or mounting support | 363.7
3VW9011-0GF30 | current transformer for grounded transf. star point G_ret – ground return 100A accessory for circ | 627.7
3VW9011-0LF57 | rating plug 1000A L off overload protection L = OFF accessory for circuit breaker 3WL10 / 3VA27 | 91.1
3VW9011-0RC56 | rating plug 800A RC f. ext. residual current msrmnt via summation current transf. MF Advanced req | 91.1
3VW9727-0AB43 | tripped signaling switch S25 tripped signal by auxiliary release for digital signal 24V DC access | 53.89
3VW9727-0FK21 | door-coupling rot. op. mech. standard accessory for circuit breaker 3VA27 (handle) | 209.25
5SL3002-7 | CIRCUIT BREAKER 230V 4.5KA, 1+N-POLE/1MW C2 | 16.61
5SL3013-7 | CIRCUIT BREAKER 230V 4.5KA, 1+N-POLE/1MW C13 | 86.58
5SL6013-7KL | CIRCUIT BREAKER 230V 6KA, 1+N-POLE/1MW, N LEFT C13 | 13.57
1FK7022-5AK71-1UG5 | SYNCHRONOUS SERVOMOTOR, 1FK7 | 1465.62
1FK7022-5AK71-1VA8 | SYNCHRONOUS SERVOMOTOR, 1FK7 | 2192.27
1FK2205-4AF01-0MB0 | SYNCHRONOUS MOTOR 1FK2 CT 6 NM | 1538.8
1FK2206-2AF10-0SA0 | SYNCHRONOUS MOTOR 1FK2-CT 6.5 NM | 1514.44
1FK2206-4AF01-0SA0 | SYNCHRONOUS MOTOR 1FK2-CT 12 NM | 1665.76
1FK2206-4AF11-0MA0 | SYNCHRONOUS MOTOR 1FK2-CT 12 NM | 2234.34
1FK2104-6AF00-2SB0 | Synchronous motor 1FK2-HD 3.2 NM | 986.31
1FK2208-3AC00-1SA0 | SYNCHRONOUS MOTOR 1FK2 CT 18 NM | 1909.77
1FK2208-3AC11-1MB0 | SYNCHRONOUS MOTOR 1FK2 CT 18 NM | 2628.54
1FK2208-4AC00-0MA0 | SYNCHRONOUS MOTOR 1FK2-CT 22 NM | 2403.22
1FK2105-4AF00-0MB0 | SYNCHRONOUS MOTOR 1FK2 HD 5 NM | 1403.81
1FK2105-4AF10-1MA0 | SYNCHRONOUS MOTOR 1FK2 HD 5 NM | 1660.85
1FK2105-4AF11-1SA0 | SYNCHRONOUS MOTOR 1FK2 HD 5 NM | 1462.74
1FK2105-6AF00-1SB0 | SYNCHRONOUS MOTOR 1FK2 HD 8 NM | 1351.59
1FK2210-3AB00-0SA0 | SYNCHRONOUS MOTOR 1FK2 CT 30 NM | 2549.81
1FK2105-6AF01-1MA0 | SYNCHRONOUS MOTOR 1FK2 HD 8 NM | 1703.18
1FK2106-3AF10-1MB0 | SYNCHRONOUS MOTOR 1FK2 HD 9 NM | 1971.31
1FK2205-4AF01-0SB0 | SYNCHRONOUS MOTOR 1FK2 CT 6 NM | 1263.96
1FK7032-2AK71-1RB1 | SYNCHRONOUS MOTOR 1FK7-CT 1,15 NM | 2021.65
1FK2206-2AF01-0SA0 | SYNCHRONOUS MOTOR 1FK2-CT 6.5 NM | 1297.43
1FK2104-5AF10-2SA0 | Synchronous motor 1FK2-HD 2.4 NM | 1151.78
1FK7022-5AK71-1LG2 | SYNCHRONOUS SERVOMOTOR, 1FK7 | 2525.11
1FK2206-4AF10-1MA0 | SYNCHRONOUS MOTOR 1FK2-CT 12 NM | 2157.62
1FK7022-5AK71-1PB5 | SYNCHRONOUS SERVOMOTOR, 1FK7 | 1820.94
1FK2208-3AC10-0SA0 | SYNCHRONOUS MOTOR 1FK2 CT 18 NM | 2276.92
1FK2208-4AC00-0SA0 | SYNCHRONOUS MOTOR 1FK2-CT 22 NM | 2128.35
1FK2105-4AF00-1MB0 | SYNCHRONOUS MOTOR 1FK2 HD 5 NM | 1403.81
1FK2105-4AF10-0SB0 | SYNCHRONOUS MOTOR 1FK2 HD 5 NM | 1385.98
1FK2208-4AC01-1MA0 | SYNCHRONOUS MOTOR 1FK2-CT 22 NM | 2479.96
1FK2105-4AF11-0SB0 | SYNCHRONOUS MOTOR 1FK2 HD 5 NM | 1462.74
1FK2105-6AF00-0SA0 | SYNCHRONOUS MOTOR 1FK2 HD 8 NM | 1351.59
1FK2105-6AF01-1SA0 | SYNCHRONOUS MOTOR 1FK2 HD 8 NM | 1428.33
1FK2210-3AB00-1MB0 | SYNCHRONOUS MOTOR 1FK2 CT 30 NM | 2824.64
1FK2105-6AF11-1MB0 | SYNCHRONOUS MOTOR 1FK2 HD 8 NM | 1960.19
1FK2106-3AF01-1SB0 | SYNCHRONOUS MOTOR 1FK2 HD 9 NM | 1479.47
1FK7022-5AK71-1UH2 | SYNCHRONOUS SERVOMOTOR, 1FK7 | 1664.95
1FK7022-5AK71-1UH8 | SYNCHRONOUS SERVOMOTOR, 1FK7 | 1834.12
1FK2106-4AF00-1SA0 | SYNCHRONOUS MOTOR 1FK2 HD 12 NM | 1529.2
1FK2106-4AF10-0MB0 | SYNCHRONOUS MOTOR 1FK2 HD 12 NM | 2097.8
1FK7043-4CK71-1RH0 | SYNCHRONOUS MOTOR 1FK7-HD 3,5 NM | 2294.91
1FK7042-2AK71-1DG1 | SYNCHRONOUS MOTOR 1FK7-CT 3 NM | 2270.24
1FK7043-4CK71-1UB0 | SYNCHRONOUS MOTOR 1FK7-HD 3,5 NM | 1863.87
1FK7042-2AK71-1FB0 | SYNCHRONOUS MOTOR 1FK7-CT 3 NM | 2963.16
1FK7044-4CF71-1RH1 | SYNCHRONOUS MOTOR 1FK7-HD 4,5 NM | 2475.06
1FK7042-2AK71-1FH1 | SYNCHRONOUS MOTOR 1FK7-CT 3 NM | 2966.69
1FK7042-2AK71-1PH1 | SYNCHRONOUS MOTOR 1FK7-CT 3 NM | 1629.28
1FK7044-4CF71-1UH1 | SYNCHRONOUS MOTOR 1FK7-HD 4,5 NM | 1945.91
1FK7042-2AK71-1UA2 | SYNCHRONOUS MOTOR 1FK7-CT 3 NM | 1458.07
1FK7060-2AF71-1UA2 | SYNCHRONOUS MOTOR 1FK7-CT 6 NM | 1670.93
1FK7060-2AF71-1UB2 | SYNCHRONOUS MOTOR 1FK7-CT 6 NM | 1971.65
1FK7043-4CH71-1QA0 | SYNCHRONOUS MOTOR 1FK7-HD 3,5 NM | 1688.78
1FK7061-4CH71-1QG1 | SYNCHRONOUS MOTOR 1FK7-HD 6,4 NM | 2006.31
1FK7042-2AF71-1DB2 | SYNCHRONOUS MOTOR 1FK7-CT 3 NM | 2655.28
1FK7034-2AF21-1QH2 | SYNCHRONOUS MOTOR 1FK7-CT 1,6 NM | 1656.73
1FK7042-2AF71-1FH2 | SYNCHRONOUS MOTOR 1FK7-CT 3 NM | 2966.69
1FK7043-4CF21-1BH2 | SYNCHRONOUS MOTOR 1FK7-HD 3,3 NM | 2517.31
1FK7043-4CF21-1QA2 | SYNCHRONOUS MOTOR 1FK7-HD 3,3 NM | 1790.44
1FK7043-4CF21-1QG1 | SYNCHRONOUS MOTOR 1FK7-HD 3,3 NM | 1694.79
5SL6020-6 | CIRCUIT BREAKER 230V 6KA, 1+N-POLE/1MW B20 | 12.03
5ST3062 | Auxiliary switch changeover contact and Fault signal contact changeover contact 0.5 MW 230/400 V | 44.16
5SV1313-1KK04 | RCBO compact 1P+N 4.5 kA type AC 30 mA C4 | 61.97
5SV1316-1KK13 | RCBO compact 1P+N 6 kA type AC 30 mA C13 | 71.28
5SV1316-6KK13 | RCBO compact 1P+N 6 kA type A 30 mA B13 | 89.1
5ST3776-0 | compact Pin Busbar, 10mm2 connection: 1p/N AFDD 5SM6 + compact device 1-pole touch protected 100 | 51.99
5ST3787-0 | compact Pin Busbar, 10mm2 N (colour blue) MCB 1/N 1-pole touch protected colour blue 1000mm cutta | 14.38
6AG1138-6AA00-2BA8 | SIPLUS WP321 -40 ... +60°C with conformal coating based on 7MH4138-6AA00-0BA0. WEIGHING ELECTRONI | 1628.19
6AG1410-5AA00-4FW6 | SIPLUS IPC 277E 7" TOUCH - Flottweg LO 0…+55°C with Conformal Coating based on 6AV7410-5AA00-1FW6 | 13941.03
5SY1705-2 | Device circuit breaker 1-pole with auxiliary switch NO contact Characteristic F1 0.5A 230 V AC 50 | 37.44
5SY1716-4 | Device circuit breaker 1-pole with auxiliary switch NO contact Characteristic F2 16A 230 V AC 50/ | 33.24
6AG4021-0AA20-0AA4 | SIMATIC IPC, Mounting kit book mounting Extended version for SIMATIC IPC127E | 16.48
6AG4021-0AB12-0CA0 | SIMATIC IPC127E; Atom E3940 (4C/4T), 4 GB RAM; Extended version 3x Ethernet RJ45, 4x USB3.0; with | 1743.88
6AV2185-4JA00-0AX0 | Service package for TP900 Comfort INOX Consisting of: device seal, clamping frame, mounting clips | 146.3
6AV6371-1DV17-5BX3 | WinCC/Audit RC Upgrade from V7.2/7.3 -> V7.5 for WinCC/Audit RC, and WinCC/Change-Control, Runti | 1542.49
6AV6371-1DG07-5AX3 | WinCC/ProAgent upgrade from V7.2/7.3 -> V7.5 for SIMATIC WinCC V7.5, runtime software on CD-ROM, | 451.99
6AV6372-2DF67-1AX0 | SIMATIC Energy Manager PRO Consumer Package 1, including EE-Monitor; increases the number of cons | 664.35
6AV6372-2DF77-1CX0 | SIMATIC Energy Manager PRO Consumer Package 25; increases the number of consumers by 25 consumers | 10388.54
6AV6371-1HR07-5AX0 | WinCC/Connectivity Pack V7.5, Option for WinCC V7.5, runtime software, single license, license ke | 1809.39
6AV6371-2BG07-5AJ0 | WinCC Powerpack RT 512/2048 for WinCC V7.5, runtime license without version change from 512 to 20 | 1361.71
6AV6371-2BQ07-5AJ0 | WinCC Powerp. RT 102400/153600 for WinCC V7.5, runtime license without version change from 102400 | 4571.53
6AV6381-2BD07-5AX0 | WinCC system software V7.5, RT 512 (512 PowerTags), runtime software, single license, SW and docu | 6680.81
6AV6381-2BM07-5AH0 | WinCC system software V7.5, RC 128 (128 power tags), runtime/configuration software, floating lic | 5794.04
6AV6381-2BU07-5AV0 | WinCC System SW V7.5 Asia, RC 153600 (153600 PowerTags), Runtime/configuration software on DVD, f | 23641.09
6AV6381-2CA07-5AV4 | SIMATIC WinCC RT CL Upgrade Asia from V7.4 to V7.5 for WinCC RT Clients w/o RT 128, runtime softw | 687.31
6AV6381-2CB07-5AX0 | WinCC system software V7.5, WinCC RC Client V7.5 Runtime/configuration software on DVD, floating | 6205.85
6AV6382-2EA07-5AX0 | WinCC package for SIMATIC IPC, consists of: WinCC RT 2048, V7.5; Supply only if the same number o | 6167.12
6AV7674-1LA30-0AA0 | Extension Unit box 12" for mounting on all fully IP65-enclosed 16:9 HMI/IPC devices. Deep empty h | 490.22
6ES7146-6FF00-0AB0 | SIMATIC DP, ET 200eco PN, F-DI 8x24V /F-DQ 3x24V 2A , M12 PROFIsafe, up to PL E (ISO 13849), up t | 1183.14
6EP3233-0TA10-0AY0 | SITOP PSU3400 24 V/3.5 A Stabilized power supply Input: 48 V DC (28…60 V) Output: 24 V DC/3.5 A N | 221.51
6ES7648-3AK00-0PA0 | SIMATIC IPC memory expansion, Memory module 8 GB (1x 8 GB), DDR4 2666 SD-RAM, SODIMM for Field PG | 695.42
6DL5210-1HD57-0DE0 | BRAUMAT,SISTAR software Upgrade package Lean (IOS, PCU, ES) From V7.x to V7.5 for maximum of 16 u | 3091.97
6ES7677-2DB42-0GK0 | SIMATIC ET 200SP Open Controller, CPU 1515SP PC2 + HMI 128PT, 8 GB RAM, 30 GB CFast with Windows | 4446.74
6ES7833-1SM63-0YK5 | SIMATIC S7, software Safety Matrix Viewer for PCS 7 Upgrade V6.x -> V6.3 Floating License for 1 u | 413.5
6DL8913-0DK00-0AE5 | SIMIT Simulation Platform Software Upgrade Engineering XL from V9.1 to V10.0 Floating License for | 19797.04
6FX5002-2DC30-1AB2 | DRIVE-CLiQ cable Type: 6FX5002-2DC30 Pre-assembled for direct measuring systems with 24 V Connect | 124.45
6FX5002-2DC34-1BC0 | DRIVE-CLiQ extension For base 6FX5002-2DC30 Type: 6FX5002-2DC34 DRIVE-CLiQ with 24V M12 male/M12 | 211.58
6FX8002-2DC34-1AF0 | DRIVE-CLiQ extension for base Type: 6FX8002-2DC34 DRIVE-CLiQ with 24V M12 male/M12 female MOTION- | 188.47
6FX8002-2DC34-1BA0 | DRIVE-CLiQ extension for base Type: 6FX8002-2DC34 DRIVE-CLiQ with 24V M12 male/M12 female MOTION- | 228.99
6FX8002-2DC38-1BD0 | Drive-CLiQ adapter cable pre-fabricated Type: 6FX8002-2DC38 DRIVE-CLiQ with 24 V M12 male/ RJ45 I | 255.66
6FX8002-2DC38-1BK0 | Drive-CLiQ adapter cable pre-fabricated Type: 6FX8002-2DC38 DRIVE-CLiQ with 24 V M12 male/ RJ45 I | 305.85
6GF3500-8BA20 | Power adapter cable for MV540 For connection with MV500 devices w. Power-DIO-RS232 cable of MV400 | 324.28
6GF3550-0CD10 | SIMATIC MV550 S optical reader Resolution: 800x600 px; 2-fold Ethernet: 100 MB(POE),GigE !No swit | 4067.89
6GK5206-2BD00-2AC2 | SCALANCE XC206-2 manageable layer 2 IE Switch; 6x 10/100 Mbit/s RJ45 ports; 2x 100 Mbit/s SC port | 1609.61
6GK5206-2GS00-2TC2 | SCALANCE XC206-2SFP G (E/IP) Manageable layer 2 IE switch; 6x 10/100/1000 Mbit/s RJ45 ports; 2x 1 | 1416.23
6GK5324-4GG10-3JR2 | SCALANCE XR324-4M EEC; Managed IE switch, 19" rack; 16x 10/100/1000 Mbit/s for RJ45 ports electri | 6821.27
6GT2811-6BC10-0AA0 | SIMATIC RF600 Reader RF610R ETSI; Interfaces: 1 Ethernet / PROFINET M12; 1 integrated antenna; 24 | 2044.71
6SL3005-0DE41-4AA7 | SINAMICS S120 Water-cooled line restrictor for Active Interface Module 380-480 V 3 AC, 50/60 Hz, | 33285.1
6SL3054-0FC00-1BA0 | SINAMICS S120 CompactFlash card without performance expansion incl. licensing (Certificate of Lic | 154.84
6SL3054-1EJ00-1BA0 | SINAMICS G150 CompactFlash card Firmware version V04.08 | 140.87
6SL3070-4FA01-0XG5 | SINAMICS DCC (Drive Control Chart) V15.1, OSD / software download, optional TIA Portal Engineerin | 1188.33
6SL3162-8AC00-0AA3 | SINAMICS S220 Terminal Kit Single Motor Module 50 mm C/D type | 71.84
6SL3210-5HE10-4UF0 | SINAMICS S210 Input voltage: 200-480 V 3AC; -10%/+10%; 1.5 A; 45-66 Hz; Output voltage: 0-input V | 1090.02
6SL3260-2DC10-0AA0 | SINAMICS S210 AC-Link Connector (separate) for 3AC 400V Frame Size: FSA - FSC | 37.47
6SL3220-1YH62-0CF0 | SINAMICS G120X RATED POWER: 450kW for 135% 3S or 110% 60S, 100% 240s EMC filter for category C3 3 | 40178.74
6SL3220-1YH68-0CF0 | SINAMICS G120X RATED POWER: 630kW for 135% 3S or 110% 60S, 100% 240s EMC filter for category C3 3 | 57930.56
6SL3220-3YH56-0CF0 | SINAMICS G120X RATED POWER: 315kW for 135% 3S or 110% 60S, 100% 240s EMC filter for category C3 3 | 26891.07
6XV1801-6DH20 | Power connecting cable M12-180/M12-180 for power supply of the ET 200, harness cable with M12 con | 72.74
7MH5708-5KA01 | Compact mounting unit for load cells SIWAREX WL270 CP-S SA 0.5t ... 30t Installation ready pre-as | 1650.84
7MF7904-1AG | Keys complete, incl. seal EPDM | 145.21
7MF7906-2AC | Device plug Han 7D, plastic gray, angled | 190.35
7MF7906-2WC | Adapter for device plug Han7D / Han8D, stainless steel 1,4404 | 357.16
7MF7910-1AC | Locking screw, 1/4-18 NPT, alloy 2.4602 (2 units) | 239.29
7MF7910-1BB | Vent valve, 1/4-18 NPT, stainless steel 1.4404, 1.4401 (2 units) | 62.04
8GK1383-1KK15 | marshalling box safety class 1, IP55 h=500, w=300, d=400 screwed front plate without stays | 575.6
8GK1383-1KK33 | marshalling box safety class 1, IP55 h=500, w=800, d=250 screwed front plate without stays | 792.61
8GK1483-8KN45 | Transformer cabinet safety class 1, IP30 h=1950 w=1050 d=400 sheet metal door closed sidewalls | 3696.76
8GK4500-1KK22 | Set Door connection Modul M20 from mounting kit to door M20 h=150mm, w=500mm | 327.49
8MF1111-0AA00-0AC8 | SIVACON 1800mm x 1200mm x 800mm | 3788.08
8MF1111-0AA00-0AE0 | SIVACON 2000mm x 600mm x 400mm | 2453.65
8MF1111-0AA00-0AE5 | SIVACON 2000mm x 600mm x 600mm | 2410.59
8MF1111-0AA00-0AJ6 | SIVACON 2000mm x 600mm x 800mm | 3271.53
8MF1111-0AA00-0AK6 | SIVACON 2000mm x 800mm x 400mm | 2798.01
8MF1111-0AA00-0AN1 | SIVACON 2000mm x 800mm x 600mm | 2754.97
8MF1111-0AA00-0AN5 | SIVACON 2000mm x 800mm x 600mm | 1354.53
8MF1111-0AA00-0AR4 | SIVACON 2200mm x 800mm x 600mm | 2396.25
8MF1111-0AA00-0AS8 | SIVACON 2000mm x 1200mm x 400mm | 3745.04
8MF1111-0AA00-0AU3 | SIVACON 2000mm x 600mm x 500mm | 2482.34
8MF1111-0AA00-0AU6 | SIVACON 2000mm x 600mm x 600mm | 2582.79
8MF1111-0AA00-0BA1 | SIVACON 2000mm x 1000mm x 800mm | 4304.64
8MF1111-0AA00-0BB0 | SIVACON 1800mm x 400mm x 400mm | 872.41
8US1215-4SS00 | Device adapter, 3-pole, 125 A, without fixing screws for 3VA51, 3VA10, 3VA11 center-to-center spa | 181.05
A5E32899428 | APCB POY pattern circuit Coil end 2 | 168.89
A5E38012056 | I/O cassette F22, Ex - Active, Ch2: Current/Frequency/Pulse, Ch3: Current/Frequency/Pulse, Ch4: N | 1556.19
A5E00826941 | LOADCELL,MUS-HD,50KG,NICKLE PL,MS,METRIC | 1109.16
PBD:23900245 | LOAD CELL 20 LB FOR MLC BELT SCALE | 3140.95
TGX:16152-453 | MTG KIT FOR VALTEK MK 1, 25/50 | 638.85
TGX:16152-500 | MTG KIT FOR TRUTORQ, TSR | 1641.21
TGX:16300-AX11 | KIT PS2/760 AUTOMAX R2 | 241.11
TGX:16300-BT7 | KIT, BETTIS HD 521, 522, 721, 722 | 458.96
TGX:16300-JB58 | MTG KIT FOR JAMESBURY B1C 50 | 361.04
TGX:16300-JB59 | MTG KIT FOR JAMESBURY BJ 20, 2 BLT PATTERN | 441.81
TGX:16300-KN097 | MTG KIT FOR KINETROL K097 | 274.15
TGX:16300-KN17 | MTG BKT KIT KINETROL K14 | 376.95
TGX:16300-KN8 | MTG KIT FOR KINETROL K01 | 212.96
TGX:16300-MX3 | MATRYX MX450-1250 | 430.81
TGX:16300-RT11 | MTG KIT FOR ROTORK GP Size 85 | 173.78
6DR5110-0NG01-0AA0 | SIPART PS2 smart electropneumatic positioner for pneumatic linear and part-turn actuators | 1871.3
3VL2716-3DC33-0AD1 | CIRCUIT-BREAKER VL160L very high breaking capacity Icu=100kA, 415V AC 3-pole | 1594.13
7PA3042-3AA00-1 | Trip circuit supervision relay Three-phase Auxiliary voltage: 220 V | 764.39
6FX5002-2CA31-1BF0 | signal cable pre-assembled (encoder voltage signal) | 237.49
1FK2106-4AF11-1MA0 | SYNCHRONOUS MOTOR 1FK2 HD 12 NM | 2174.54
1FK2210-3AB10-0SB0 | SYNCHRONOUS MOTOR 1FK2 CT 30 NM | 2953.7
1FK7022-5AK71-1VH2 | SYNCHRONOUS SERVOMOTOR, 1FK7 | 2174.8
1FK7033-4CF21-1BG0 | SYNCHRONOUS MOTOR 1FK7-HD 1,3 NM | 1986.51
1FK7033-4CF21-1CB0 | SYNCHRONOUS MOTOR 1FK7-HD 1,3 NM | 2734.47
1FK2210-4AB00-1MA0 | SYNCHRONOUS MOTOR 1FK2 CT 40 NM | 3396.5
1FK2210-4AB01-0MA0 | SYNCHRONOUS MOTOR 1FK2 CT 40 NM | 3473.24
1FK2210-4AB11-1MA0 | SYNCHRONOUS MOTOR 1FK2 CT 40 NM | 3876.8
1FK7033-4CF21-1RB1 | SYNCHRONOUS MOTOR 1FK7-HD 1,3 NM | 2305.88
1FK7033-4CF21-1RG1 | SYNCHRONOUS MOTOR 1FK7-HD 1,3 NM | 1967.43
1FK2210-4AC10-1SA0 | Synchronous motor 1FK2-CT 40 NM | 3525.23
1FK2306-2AC00-1SB0 | SYNCHRONOUS MOTOR 1FK2-HI 6 NM | 1187.21
1FK7034-2AK71-1BH0 | SYNCHRONOUS MOTOR 1FK7-CT 1,6 NM | 2043.25
1FK7034-2AK71-1DG1 | SYNCHRONOUS MOTOR 1FK7-CT 1,6 NM | 2233.45
1FK2306-2AC10-1MB0 | SYNCHRONOUS MOTOR 1FK2-HI 6 NM | 1755.79
1FK7033-4CK71-1CB2 | SYNCHRONOUS MOTOR 1FK7-HD 1,3 NM | 2836.13
1FK2308-3AB00-0MB0 | SYNCHRONOUS MOTOR 1FK2-HI18 NM | 2184.59
1FK2308-3AB10-1MB0 | SYNCHRONOUS MOTOR 1FK2-HI 18 NM | 2551.78
1FK7034-2AK71-1FH1 | SYNCHRONOUS MOTOR 1FK7-CT 1,6 NM | 2883.1
1FK7032-2AF21-1CG1 | SYNCHRONOUS MOTOR 1FK7-CT 1,2 NM | 2193.32
1FK2308-4AB01-1SB0 | SYNCHRONOUS MOTOR 1FK2-HI 22 NM | 2205.12
1FE1084-4WN11-6BA0 | BUILT-IN SYNCHRONOUS MOTOR, | 7188.5
1FK7022-5AK21-1DB8 | SYNCHRONOUS SERVOMOTOR, 1FK7 | 2619.61
1FK7022-5AK21-1PA8 | SYNCHRONOUS SERVOMOTOR, 1FK7 | 1682.42
1FK7022-5AK21-1UA0 | SYNCHRONOUS SERVOMOTOR, 1FK7 | 1370.88
1FK2104-4AF00-2MA0 | Synchronous motor 1FK2-HD 1.27 NM | 1115.01
1FK7032-2AK71-1CH0 | SYNCHRONOUS MOTOR 1FK7-CT 1,15 NM | 2315.39
1FK2204-5AK10-2MA0 | SYNCHRONOUS MOTOR 1FK2-CT 2.4 NM | 1426.63
1FK7022-5AK21-1VG0 | SYNCHRONOUS SERVOMOTOR, 1FK7 | 1813.78
1FK7022-5AK21-1VH5 | SYNCHRONOUS SERVOMOTOR, 1FK7 | 2227.57
1FK2104-4AK00-2MA0 | Synchronous motor 1FK2-HD 1,27 Nm | 1115.01
1FK7032-2AK71-1PG2 | SYNCHRONOUS MOTOR 1FK7-CT 1,15 NM | 1245.16
1FK2104-4AK10-2MA0 | Synchronous motor 1FK2-HD 1,27 Nm | 1335.31
1FK7022-5AK71-1DB8 | SYNCHRONOUS SERVOMOTOR, 1FK7 | 2619.61
1FK2205-2AF00-1SA0 | SYNCHRONOUS MOTOR 1FK2 CT 3,6 NM | 1006
1FK2205-4AF00-0MA0 | SYNCHRONOUS MOTOR 1FK2 CT 6 NM | 1462.04
1FK7043-4CF21-1PH2 | SYNCHRONOUS MOTOR 1FK7-HD 3,3 NM | 1867.41
1FK7043-4CF21-1RA0 | SYNCHRONOUS MOTOR 1FK7-HD 3,3 NM | 2103.62
1FK7043-4CF21-1RH0 | SYNCHRONOUS MOTOR 1FK7-HD 3,3 NM | 2294.91
1FK7044-4CF71-1FB0 | SYNCHRONOUS MOTOR 1FK7-HD 4,5 NM | 3090.67
1FK7042-2AC71-1FA0 | SYNCHRONOUS MOTOR 1FK7-CT 3 NM | 2673.76
1FK7042-2AC71-1FG0 | SYNCHRONOUS MOTOR 1FK7-CT 3 NM | 2578.1
1FK7042-2AC71-1PA2 | SYNCHRONOUS MOTOR 1FK7-CT 3 NM | 1458.07
1FK7044-4CF71-1PB1 | SYNCHRONOUS MOTOR 1FK7-HD 4,5 NM | 2044.03
1FK7043-4CK71-1BA0 | SYNCHRONOUS MOTOR 1FK7-HD 3,5 NM | 2224.36
1FK7044-4CF71-1PH1 | SYNCHRONOUS MOTOR 1FK7-HD 4,5 NM | 1945.91
1FK7043-4CK71-1BG1 | SYNCHRONOUS MOTOR 1FK7-HD 3,5 NM | 2230.37
1FK7042-2AF71-1UA2 | SYNCHRONOUS MOTOR 1FK7-CT 3 NM | 1458.07
1FK7042-2AF71-1WB0 | SYNCHRONOUS MOTOR 1FK7-CT 3 NM | 1485.04
1FK7043-4CK71-1CH0 | SYNCHRONOUS MOTOR 1FK7-HD 3,5 NM | 2825.16
1FK7043-4CK71-1QG2 | SYNCHRONOUS MOTOR 1FK7-HD 3,5 NM | 1694.79
1FK7042-2AF21-1QB0 | SYNCHRONOUS MOTOR 1FK7-CT 3 NM | 1726.54
1FK7042-2AF21-1RA1 | SYNCHRONOUS MOTOR 1FK7-CT 3 NM | 1931.65
1FK7040-2AK71-1BG1 | SYNCHRONOUS MOTOR 1FK7-CT 1,6 NM | 1890.45
1FK7040-2AK71-1QB1 | SYNCHRONOUS MOTOR 1FK7-CT 1,6 NM | 1755.73
1FK7034-2AF21-1BA0 | SYNCHRONOUS MOTOR 1FK7-CT 1,6 NM | 1913.97
1FK7042-3BK71-1BA0 | SYNCHRONOUS MOTOR 1FK7-HI 3 NM | 1946.9
1FK7042-3BK71-1BA1 | SYNCHRONOUS MOTOR 1FK7-HI 3 NM | 2039.68
1FK7042-3BK71-1CH0 | SYNCHRONOUS MOTOR 1FK7-HI 3 NM | 2484.62
1FK7034-2AF21-1CB1 | SYNCHRONOUS MOTOR 1FK7-CT 1,6 NM | 2590.6
1FK7042-3BK71-1RG2 | SYNCHRONOUS MOTOR 1FK7-HI 3 NM | 1846.08
1FK7042-3BK71-1RH2 | SYNCHRONOUS MOTOR 1FK7-HI 3 NM | 2102.86
1FK7034-2AF21-1FG2 | SYNCHRONOUS MOTOR 1FK7-CT 1,6 NM | 2645.01
1FK7040-2AK71-1QA2 | SYNCHRONOUS MOTOR 1FK7-CT 1,6 NM | 1496.73
1FK7042-2AF21-1UB2 | SYNCHRONOUS MOTOR 1FK7-CT 3 NM | 1717.07
1FK7042-3BK71-1BG1 | SYNCHRONOUS MOTOR 1FK7-HI 3 NM | 1954.1
1FK7042-3BK71-1BH1 | SYNCHRONOUS MOTOR 1FK7-HI 3 NM | 2210.92
1FK7042-3BK71-1CB1 | SYNCHRONOUS MOTOR 1FK7-HI 3 NM | 2665.25
1FK7042-3BK71-1QG1 | SYNCHRONOUS MOTOR 1FK7-HI 3 NM | 1474.78
1FK7040-2AK71-1RH2 | SYNCHRONOUS MOTOR 1FK7-CT 1,6 NM | 2039.21
1FK7034-2AF21-1CG2 | SYNCHRONOUS MOTOR 1FK7-CT 1,6 NM | 2287.68
1FK7042-3BK71-1RB0 | SYNCHRONOUS MOTOR 1FK7-HI 3 NM | 2097.83
1FK7040-2AK71-1UA2 | SYNCHRONOUS MOTOR 1FK7-CT 1,6 NM | 1394.44
1FK7034-2AF21-1PA0 | SYNCHRONOUS MOTOR 1FK7-CT 1,6 NM | 1332.31
1FK7034-2AF21-1PH1 | SYNCHRONOUS MOTOR 1FK7-CT 1,6 NM | 1554.44
1FK7034-2AF21-1QG2 | SYNCHRONOUS MOTOR 1FK7-CT 1,6 NM | 1441.82
1FK7034-2AF21-1QH1 | SYNCHRONOUS MOTOR 1FK7-CT 1,6 NM | 1656.73
1FK7063-2AC71-1DA1 | SYNCHRONOUS MOTOR 1FK7-CT 11 NM | 2851.46
1FK7061-4CF71-1QG0 | SYNCHRONOUS MOTOR 1FK7-HD 6,4 NM | 1904.65
1FK7061-4CF71-1RA1 | SYNCHRONOUS MOTOR 1FK7-HD 6,4 NM | 2516.83
1FK7061-4CF71-1RB1 | SYNCHRONOUS MOTOR 1FK7-HD 6,4 NM | 2852.78
1FK7062-2AF71-1CA1 | SYNCHRONOUS MOTOR 1FK7-CT 8,5 NM | 2747.85
1FK7063-2AC71-1PH1 | SYNCHRONOUS MOTOR 1FK7-CT 11 NM | 2109.99
1FK7062-2AF71-1DB0 | SYNCHRONOUS MOTOR 1FK7-CT 8,5 NM | 2981.91
1FK7062-2AF71-1FB2 | SYNCHRONOUS MOTOR 1FK7-CT 8,5 NM | 3495.13
1FK7062-2AF71-1PB0 | SYNCHRONOUS MOTOR 1FK7-CT 8,5 NM | 2007.59
1FK7062-2AF71-1PB1 | SYNCHRONOUS MOTOR 1FK7-CT 8,5 NM | 2100.39
1FK7061-4CH71-1BH0 | SYNCHRONOUS MOTOR 1FK7-HD 6,4 NM | 2778.7
1FK7062-2AF71-1RB1 | SYNCHRONOUS MOTOR 1FK7-CT 8,5 NM | 2573.97
1FK7044-4CH71-1PH1 | SYNCHRONOUS MOTOR 1FK7-HD 4,5 NM | 1945.91
1FK7044-4CH71-1QA1 | SYNCHRONOUS MOTOR 1FK7-HD 4,5 NM | 1868.93
1FK7060-2AH71-1QB1 | SYNCHRONOUS MOTOR 1FK7-CT 6 NM | 2073.91
1FK7044-4CF71-1DB0 | SYNCHRONOUS MOTOR 1FK7-HD 4,5 NM | 2681.13
1FK7062-3BF71-1BB0 | SYNCHRONOUS MOTOR 1FK7-HI 8.5 NM | 2589.22
1FK7060-3BF71-1DG0 | SYNCHRONOUS MOTOR 1FK7-HI 6 NM | 2406.44
1FK7062-3BF71-1CA1 | SYNCHRONOUS MOTOR 1FK7-HI 8.5 NM | 2747.85
1FK7062-3BF71-1DB0 | SYNCHRONOUS MOTOR 1FK7-HI 8.5 NM | 2981.91
1FK7060-3BF71-1QB2 | SYNCHRONOUS MOTOR 1FK7-HI 6 NM | 2073.91
1FK7060-3BF71-1RH1 | SYNCHRONOUS MOTOR 1FK7-HI 6 NM | 2361.86
1FK7044-4CF71-1CG1 | SYNCHRONOUS MOTOR 1FK7-HD 4,5 NM | 2718.41
1FK7044-4CF71-1DH0 | SYNCHRONOUS MOTOR 1FK7-HD 4,5 NM | 2583
1FK7062-2AH71-1UH2 | SYNCHRONOUS MOTOR 1FK7-CT 8,5 NM | 2017.04
1FK7062-2AC71-1PA0 | SYNCHRONOUS MOTOR 1FK7-CT 8,5 NM | 1706.85
1FK7060-3BF71-1DA0 | SYNCHRONOUS MOTOR 1FK7-HI 6 NM | 2502.08
1FK7060-3BF71-1RA0 | SYNCHRONOUS MOTOR 1FK7-HI 6 NM | 2051.73
1FK7062-3BF71-1FG2 | SYNCHRONOUS MOTOR 1FK7-HI 8.5 NM | 3061.5
1FK7062-3BF71-1RA2 | SYNCHRONOUS MOTOR 1FK7-HI 8.5 NM | 2273.29
1FK7062-2AC71-1UB0 | SYNCHRONOUS MOTOR 1FK7-CT 8,5 NM | 2007.59
1FK7061-4CF71-1PH1 | SYNCHRONOUS MOTOR 1FK7-HD 6,4 NM | 2230.45
1FK2205-4AF11-1MB0 | SYNCHRONOUS MOTOR 1FK2 CT 6 NM | 1795.82
1FK2206-2AF10-1MA0 | SYNCHRONOUS MOTOR 1FK2-CT 6.5 NM | 1789.27
1FK2206-2AF11-1MA0 | SYNCHRONOUS MOTOR 1FK2-CT 6.5 NM | 1866
1FK7032-2AK71-1UB2 | SYNCHRONOUS MOTOR 1FK7-CT 1,15 NM | 1548.07
1FK7022-5AK71-1LB5 | SYNCHRONOUS SERVOMOTOR, 1FK7 | 2933.21
1FK7022-5AK71-1PA3 | SYNCHRONOUS SERVOMOTOR, 1FK7 | 1457.16
1FK2208-3AC01-1SA0 | SYNCHRONOUS MOTOR 1FK2 CT 18 NM | 1986.51
1FK2104-6AF10-2SB0 | Synchronous motor 1FK2-HD 3.2 NM | 1206.59
1FK2208-3AC11-1SB0 | SYNCHRONOUS MOTOR 1FK2 CT 18 NM | 2353.67
1FK7022-5AK71-1PH8 | SYNCHRONOUS SERVOMOTOR, 1FK7 | 1834.12
1FK2105-4AF10-0MA0 | SYNCHRONOUS MOTOR 1FK2 HD 5 NM | 1660.85
1FK2208-4AC10-0MA0 | SYNCHRONOUS MOTOR 1FK2-CT 22 NM | 2770.35
1FK2208-4AC11-1MA0 | SYNCHRONOUS MOTOR 1FK2-CT 22 NM | 2847.12
1FK2105-4AF11-0MA0 | SYNCHRONOUS MOTOR 1FK2 HD 5 NM | 1737.59
1FK2105-6AF01-1SB0 | SYNCHRONOUS MOTOR 1FK2 HD 8 NM | 1428.33
1FK2208-5AC10-0MA0 | SYNCHRONOUS MOTOR 1FK2-CT 27 NM | 3045.21
1FK7022-5AK71-1UA2 | SYNCHRONOUS SERVOMOTOR, 1FK7 | 1513.26
1FK2210-3AB00-1MA0 | SYNCHRONOUS MOTOR 1FK2 CT 30 NM | 2824.64
1FK2106-3AF00-0MB0 | SYNCHRONOUS MOTOR 1FK2 HD 9 NM | 1677.56
1FK2106-3AF00-1SA0 | SYNCHRONOUS MOTOR 1FK2 HD 9 NM | 1402.73
1FK7022-5AK71-1VA0 | SYNCHRONOUS SERVOMOTOR, 1FK7 | 1914.19
1FK2205-4AF00-0MB0 | SYNCHRONOUS MOTOR 1FK2 CT 6 NM | 1462.04
1FK2205-4AF00-1SA0 | SYNCHRONOUS MOTOR 1FK2 CT 6 NM | 1187.21
1FK7032-2AK71-1RA1 | SYNCHRONOUS MOTOR 1FK7-CT 1,15 NM | 1804.35
1FK7032-2AK71-1RG1 | SYNCHRONOUS MOTOR 1FK7-CT 1,15 NM | 1718.76
1FK2206-2AF00-1SA0 | SYNCHRONOUS MOTOR 1FK2-CT 6.5 NM | 1220.71
1FK2104-5AF10-2MA0 | Synchronous motor 1FK2-HD 2.4 NM | 1426.63
1FK2104-5AK00-2MA0 | Synchronous motor 1FK2-HD 2,39 Nm | 1206.33
1FK2206-4AF00-1SA0 | SYNCHRONOUS MOTOR 1FK2-CT 12 NM | 1589.02
1FK7022-5AK71-1LB3 | SYNCHRONOUS SERVOMOTOR, 1FK7 | 2824.35
1FK2206-4AF10-0SA0 | SYNCHRONOUS MOTOR 1FK2-CT 12 NM | 1882.77
1FK2206-4AF11-0SA0 | SYNCHRONOUS MOTOR 1FK2-CT 12 NM | 1959.53
1FK7022-5AK71-1LH5 | SYNCHRONOUS SERVOMOTOR, 1FK7 | 2830.01
1FK7022-5AK71-1PA0 | SYNCHRONOUS SERVOMOTOR, 1FK7 | 1404.35
1FK7022-5AK71-1PG8 | SYNCHRONOUS SERVOMOTOR, 1FK7 | 1582.01
1FK2208-3AC00-1MA0 | SYNCHRONOUS MOTOR 1FK2 CT 18 NM | 2184.59
1FK2208-3AC11-1SA0 | SYNCHRONOUS MOTOR 1FK2 CT 18 NM | 2353.67
1FK2105-4AF01-1MA0 | SYNCHRONOUS MOTOR 1FK2 HD 5 NM | 1480.57
1FK2105-6AF00-1MB0 | SYNCHRONOUS MOTOR 1FK2 HD 8 NM | 1626.41
1FK2208-5AC01-1SA0 | SYNCHRONOUS MOTOR 1FK2-CT 27 NM | 2479.96
1FK2210-3AB00-0MB0 | SYNCHRONOUS MOTOR 1FK2 CT 30 NM | 2824.64
1FK2210-3AB00-0SB0 | SYNCHRONOUS MOTOR 1FK2 CT 30 NM | 2549.81
1FK2106-3AF10-0MA0 | SYNCHRONOUS MOTOR 1FK2 HD 9 NM | 1971.31
1FK2205-4AF01-0MA0 | SYNCHRONOUS MOTOR 1FK2 CT 6 NM | 1538.8
1FK2206-2AF00-0SA0 | SYNCHRONOUS MOTOR 1FK2-CT 6.5 NM | 1220.71
1FK2104-5AF10-2SB0 | Synchronous motor 1FK2-HD 2.4 NM | 1151.78
1FK2104-5AK10-2MB0 | Synchronous motor 1FK2-HD 2.4 NM | 1426.63
1FK2104-6AF00-2SA0 | Synchronous motor 1FK2-HD 3.2 NM | 986.31
1FK7022-5AK71-1PB2 | SYNCHRONOUS SERVOMOTOR, 1FK7 | 1768.17
1FK2208-3AC10-0MB0 | SYNCHRONOUS MOTOR 1FK2 CT 18 NM | 2551.78
1FK2208-3AC10-0SB0 | SYNCHRONOUS MOTOR 1FK2 CT 18 NM | 2276.92
1FK2105-4AF00-1SA0 | SYNCHRONOUS MOTOR 1FK2 HD 5 NM | 1128.99
1FK2105-4AF10-0SA0 | SYNCHRONOUS MOTOR 1FK2 HD 5 NM | 1385.98
1FK2105-4AF10-1SB0 | SYNCHRONOUS MOTOR 1FK2 HD 5 NM | 1385.98
1FK2208-4AC11-0SA0 | SYNCHRONOUS MOTOR 1FK2-CT 22 NM | 2572.27
1FK2105-6AF00-0MA0 | SYNCHRONOUS MOTOR 1FK2 HD 8 NM | 1626.41
1FK2208-5AC01-1MA0 | SYNCHRONOUS MOTOR 1FK2-CT 27 NM | 2754.77
1FK7022-5AK71-1UB3 | SYNCHRONOUS SERVOMOTOR, 1FK7 | 1712.06
1FK2106-3AF00-1SB0 | SYNCHRONOUS MOTOR 1FK2 HD 9 NM | 1402.73
1FK2106-3AF10-0SA0 | SYNCHRONOUS MOTOR 1FK2 HD 9 NM | 1696.46
1FK7022-5AK71-1UH5 | SYNCHRONOUS SERVOMOTOR, 1FK7 | 1717.72
1FK2106-3AF11-1SB0 | SYNCHRONOUS MOTOR 1FK2 HD 9 NM | 1773.2
1FK2210-3AB10-0MB0 | SYNCHRONOUS MOTOR 1FK2 CT 30 NM | 3228.55
1FK2106-4AF01-1SB0 | SYNCHRONOUS MOTOR 1FK2 HD 12 NM | 1605.93
1FK2106-4AF11-0MB0 | SYNCHRONOUS MOTOR 1FK2 HD 12 NM | 2174.54
1FK7033-4CF21-1BA0 | SYNCHRONOUS MOTOR 1FK7-HD 1,3 NM | 2082.15
1FK7043-4CK71-1RH2 | SYNCHRONOUS MOTOR 1FK7-HD 3,5 NM | 2396.57
1FK7042-2AK71-1DA2 | SYNCHRONOUS MOTOR 1FK7-CT 3 NM | 2365.86
1FK7043-4CK71-1UA0 | SYNCHRONOUS MOTOR 1FK7-HD 3,5 NM | 1574.47
1FK7044-4CF71-1RG2 | SYNCHRONOUS MOTOR 1FK7-HD 4,5 NM | 2188.12
1FK7042-2AK71-1PB2 | SYNCHRONOUS MOTOR 1FK7-CT 3 NM | 1717.07
1FK7044-4CF71-1UG2 | SYNCHRONOUS MOTOR 1FK7-HD 4,5 NM | 1659
1FK7043-4CH71-1BH0 | SYNCHRONOUS MOTOR 1FK7-HD 3,5 NM | 2415.65
1FK7060-2AF71-1UA1 | SYNCHRONOUS MOTOR 1FK7-CT 6 NM | 1670.93
1FK7060-2AF71-1UB1 | SYNCHRONOUS MOTOR 1FK7-CT 6 NM | 1971.65
1FK7043-4CH71-1QB1 | SYNCHRONOUS MOTOR 1FK7-HD 3,5 NM | 2079.84
1FK7061-4CH71-1QB2 | SYNCHRONOUS MOTOR 1FK7-HD 6,4 NM | 2437.93
1FK7061-4CH71-1QH0 | SYNCHRONOUS MOTOR 1FK7-HD 6,4 NM | 2243.09
1FK7034-2AF21-1PA1 | SYNCHRONOUS MOTOR 1FK7-CT 1,6 NM | 1425.12
1FK2208-5AC01-0MA0 | SYNCHRONOUS MOTOR 1FK2-CT 27 NM | 2754.77
1FK2105-6AF01-1MB0 | SYNCHRONOUS MOTOR 1FK2 HD 8 NM | 1703.18
1FK2105-6AF10-1MB0 | SYNCHRONOUS MOTOR 1FK2 HD 8 NM | 1883.43
1FK2105-6AF10-1SB0 | SYNCHRONOUS MOTOR 1FK2 HD 8 NM | 1608.6
1FK2105-6AF11-0MA0 | SYNCHRONOUS MOTOR 1FK2 HD 8 NM | 1960.19
1FK2105-6AF11-0MB0 | SYNCHRONOUS MOTOR 1FK2 HD 8 NM | 1960.19
1FK2106-4AF00-0SA0 | SYNCHRONOUS MOTOR 1FK2 HD 12 NM | 1529.2
1FK7022-5AK71-1VB5 | SYNCHRONOUS SERVOMOTOR, 1FK7 | 2330.79
1FK7022-5AK71-1VG5 | SYNCHRONOUS SERVOMOTOR, 1FK7 | 1975.47
1FK2210-3AB00-1SB0 | SYNCHRONOUS MOTOR 1FK2 CT 30 NM | 2549.81
1FK2106-4AF11-1MB0 | SYNCHRONOUS MOTOR 1FK2 HD 12 NM | 2174.54
1FK2106-4AF11-1SA0 | SYNCHRONOUS MOTOR 1FK2 HD 12 NM | 1899.69
1FK2106-6AF00-0MB0 | SYNCHRONOUS MOTOR 1FK2 HD 16 NM | 2074.58
1FK2210-3AB10-0SA0 | SYNCHRONOUS MOTOR 1FK2 CT 30 NM | 2953.7
1FK2210-3AB11-0MA0 | SYNCHRONOUS MOTOR 1FK2 CT 30 NM | 3305.28
1FK7043-4CK71-1UG1 | SYNCHRONOUS MOTOR 1FK7-HD 3,5 NM | 1580.5
1FK7043-4CK71-1UH1 | SYNCHRONOUS MOTOR 1FK7-HD 3,5 NM | 1867.41
1FK7044-4CF71-1UA1 | SYNCHRONOUS MOTOR 1FK7-HD 4,5 NM | 1754.62
1FK7044-4CF71-1UB1 | SYNCHRONOUS MOTOR 1FK7-HD 4,5 NM | 2044.03
1FK7044-4CF71-1UB2 | SYNCHRONOUS MOTOR 1FK7-HD 4,5 NM | 2044.03
1FK7043-4CH71-1BA0 | SYNCHRONOUS MOTOR 1FK7-HD 3,5 NM | 2224.36
1FK7043-4CH71-1BA2 | SYNCHRONOUS MOTOR 1FK7-HD 3,5 NM | 2326.02
1FK7061-4CH71-1PB2 | SYNCHRONOUS MOTOR 1FK7-HD 6,4 NM | 2323.63
1FK7061-4CH71-1PG0 | SYNCHRONOUS MOTOR 1FK7-HD 6,4 NM | 1790.34
1FK7060-2AF71-1UB0 | SYNCHRONOUS MOTOR 1FK7-CT 6 NM | 1878.83
1FK7043-4CH71-1QB2 | SYNCHRONOUS MOTOR 1FK7-HD 3,5 NM | 2079.84
1FK7043-4CH71-1QG1 | SYNCHRONOUS MOTOR 1FK7-HD 3,5 NM | 1694.79
1FK7043-4CH71-1QG2 | SYNCHRONOUS MOTOR 1FK7-HD 3,5 NM | 1694.79
1FK7034-2AF21-1RG2 | SYNCHRONOUS MOTOR 1FK7-CT 1,6 NM | 1813.15
1FK7042-2AF71-1PH2 | SYNCHRONOUS MOTOR 1FK7-CT 3 NM | 1629.28
1FK7043-4CF21-1QH1 | SYNCHRONOUS MOTOR 1FK7-HD 3,3 NM | 1981.71
1FK7043-4CF21-1RH2 | SYNCHRONOUS MOTOR 1FK7-HD 3,3 NM | 2396.57
1FK7043-4CK71-1CA0 | SYNCHRONOUS MOTOR 1FK7-HD 3,5 NM | 2633.87
1FK7043-4CK71-1CB0 | SYNCHRONOUS MOTOR 1FK7-HD 3,5 NM | 2923.28
1FK7043-4CF21-1CH1 | SYNCHRONOUS MOTOR 1FK7-HD 3,3 NM | 2926.82
1FK7043-4CF21-1CH2 | SYNCHRONOUS MOTOR 1FK7-HD 3,3 NM | 2926.82
1FK7042-2AC71-1DG2 | SYNCHRONOUS MOTOR 1FK7-CT 3 NM | 2270.24
1FK7043-4CF21-1UH2 | SYNCHRONOUS MOTOR 1FK7-HD 3,3 NM | 1867.41
1FK7043-4CK71-1BH2 | SYNCHRONOUS MOTOR 1FK7-HD 3,5 NM | 2517.31
1FK7043-4CK71-1CA1 | SYNCHRONOUS MOTOR 1FK7-HD 3,5 NM | 2735.54
1FK7042-2AF71-1UB1 | SYNCHRONOUS MOTOR 1FK7-CT 3 NM | 1717.07
1FK7063-2AH71-1BG0 | SYNCHRONOUS MOTOR 1FK7-CT 11 NM | 2295.9
1FK7063-2AH71-1FG0 | SYNCHRONOUS MOTOR 1FK7-CT 11 NM | 3063.67
1FK7063-2AH71-1FG2 | SYNCHRONOUS MOTOR 1FK7-CT 11 NM | 3165.37
1FK7063-2AH71-1CH0 | SYNCHRONOUS MOTOR 1FK7-CT 11 NM | 2965.3
1FK7063-2AH71-1PA1 | SYNCHRONOUS MOTOR 1FK7-CT 11 NM | 1892.66
1FK7063-2AH71-1PB1 | SYNCHRONOUS MOTOR 1FK7-CT 11 NM | 2193.32
1FK7063-2AH71-1UB0 | SYNCHRONOUS MOTOR 1FK7-CT 11 NM | 2100.54
1FK7062-3BF71-1FH1 | SYNCHRONOUS MOTOR 1FK7-HI 8.5 NM | 3399.95
1FK7062-3BF71-1QB0 | SYNCHRONOUS MOTOR 1FK7-HI 8.5 NM | 2109.86
1FK7061-4CF71-1CB2 | SYNCHRONOUS MOTOR 1FK7-HD 6,4 NM | 3383.03
1FK7061-4CF71-1CG0 | SYNCHRONOUS MOTOR 1FK7-HD 6,4 NM | 2849.76
1FK7061-4CF71-1CG1 | SYNCHRONOUS MOTOR 1FK7-HD 6,4 NM | 2951.43
1FK7062-2AC71-1UA0 | SYNCHRONOUS MOTOR 1FK7-CT 8,5 NM | 1706.85
1FK7060-2AC71-1DB0 | SYNCHRONOUS MOTOR 1FK7-CT 6 NM | 2838.04
1FK7060-2AC71-1DG1 | SYNCHRONOUS MOTOR 1FK7-CT 6 NM | 2508.11
1FK7062-2AF71-1BB1 | SYNCHRONOUS MOTOR 1FK7-CT 8,5 NM | 2682.01
1FK7043-4CF21-1BG2 | SYNCHRONOUS MOTOR 1FK7-HD 3,3 NM | 2230.37
1FK7042-2AF71-1PA1 | SYNCHRONOUS MOTOR 1FK7-CT 3 NM | 1458.07
1FK7042-2AC71-1DA2 | SYNCHRONOUS MOTOR 1FK7-CT 3 NM | 2365.86
1FK7042-2AC71-1FH0 | SYNCHRONOUS MOTOR 1FK7-CT 3 NM | 2865.01
1FK7042-2AC71-1FH2 | SYNCHRONOUS MOTOR 1FK7-CT 3 NM | 2966.69
1FK7042-2AC71-1PG1 | SYNCHRONOUS MOTOR 1FK7-CT 3 NM | 1372.48
1FK7043-4CK71-1BA2 | SYNCHRONOUS MOTOR 1FK7-HD 3,5 NM | 2326.02
1FK7043-4CK71-1BB2 | SYNCHRONOUS MOTOR 1FK7-HD 3,5 NM | 2615.43
1FK7044-4CF71-1PH2 | SYNCHRONOUS MOTOR 1FK7-HD 4,5 NM | 1945.91
1FK7043-4CF21-1CG2 | SYNCHRONOUS MOTOR 1FK7-HD 3,3 NM | 2639.9
1FK7043-4CF21-1QB1 | SYNCHRONOUS MOTOR 1FK7-HD 3,3 NM | 2079.84
1FK7043-4CF21-1QG0 | SYNCHRONOUS MOTOR 1FK7-HD 3,3 NM | 1593.12
1FK7043-4CF21-1QH0 | SYNCHRONOUS MOTOR 1FK7-HD 3,3 NM | 1880.05
1FK7043-4CF21-1RA2 | SYNCHRONOUS MOTOR 1FK7-HD 3,3 NM | 2205.28
1FK7043-4CF21-1RG2 | SYNCHRONOUS MOTOR 1FK7-HD 3,3 NM | 2109.63
1FK7043-4CF21-1RH1 | SYNCHRONOUS MOTOR 1FK7-HD 3,3 NM | 2396.57
1FK7042-2AC71-1FH1 | SYNCHRONOUS MOTOR 1FK7-CT 3 NM | 2966.69
1FK7042-2AC71-1PB0 | SYNCHRONOUS MOTOR 1FK7-CT 3 NM | 1624.29
1FK7042-2AC71-1PB1 | SYNCHRONOUS MOTOR 1FK7-CT 3 NM | 1717.07
1FK7044-4CF71-1PG0 | SYNCHRONOUS MOTOR 1FK7-HD 4,5 NM | 1557.31
1FK7044-4CF71-1PG1 | SYNCHRONOUS MOTOR 1FK7-HD 4,5 NM | 1659
1FK7043-4CK71-1CG1 | SYNCHRONOUS MOTOR 1FK7-HD 3,5 NM | 2639.9
1FK7043-4CK71-1DB0 | SYNCHRONOUS MOTOR 1FK7-HD 3,5 NM | 2602.64
1FK7042-2AC71-1UB1 | SYNCHRONOUS MOTOR 1FK7-CT 3 NM | 1717.07
1FK7063-2AH71-1CB1 | SYNCHRONOUS MOTOR 1FK7-CT 11 NM | 3141.48
1FK7063-2AH71-1QB0 | SYNCHRONOUS MOTOR 1FK7-CT 11 NM | 2202.79
1FK7063-2AH71-1QB1 | SYNCHRONOUS MOTOR 1FK7-CT 11 NM | 2295.6
1FK7063-2AH71-1RG2 | SYNCHRONOUS MOTOR 1FK7-CT 11 NM | 2280.63
1FK7063-2AF71-1DB2 | SYNCHRONOUS MOTOR 1FK7-CT 11 NM | 3187.41
1FK7063-2AF71-1FG2 | SYNCHRONOUS MOTOR 1FK7-CT 11 NM | 3165.37
1FK7063-2AF71-1PA2 | SYNCHRONOUS MOTOR 1FK7-CT 11 NM | 1892.66
1FK7063-2AF71-1PB2 | SYNCHRONOUS MOTOR 1FK7-CT 11 NM | 2193.32
1FK7061-4CF71-1BG2 | SYNCHRONOUS MOTOR 1FK7-HD 6,4 NM | 2541.91
1FK7062-3BF71-1RB2 | SYNCHRONOUS MOTOR 1FK7-HI 8.5 NM | 2573.97
1FK7061-4CF71-1FA0 | SYNCHRONOUS MOTOR 1FK7-HD 6,4 NM | 3034.29
1FK7061-4CF71-1FB0 | SYNCHRONOUS MOTOR 1FK7-HD 6,4 NM | 3370.26
1FK7060-2AC71-1DA0 | SYNCHRONOUS MOTOR 1FK7-CT 6 NM | 2502.08
1FK7061-4CF71-1RA2 | SYNCHRONOUS MOTOR 1FK7-HD 6,4 NM | 2516.83
1FK7060-2AC71-1DH1 | SYNCHRONOUS MOTOR 1FK7-CT 6 NM | 2846.55
1FK7063-2AC71-1FG0 | SYNCHRONOUS MOTOR 1FK7-CT 11 NM | 3063.67
1FK7061-4CF71-1UB2 | SYNCHRONOUS MOTOR 1FK7-HD 6,4 NM | 2323.63
1FK7061-4CF71-1UG0 | SYNCHRONOUS MOTOR 1FK7-HD 6,4 NM | 1790.34
1FK7060-2AC71-1FB2 | SYNCHRONOUS MOTOR 1FK7-CT 6 NM | 3349.24
1FK7032-2AK71-1BA2 | SYNCHRONOUS MOTOR 1FK7-CT 1,15 NM | 1912.4
1FK7032-2AK71-1BG2 | SYNCHRONOUS MOTOR 1FK7-CT 1,15 NM | 1826.79
1FK7022-5AK21-1LA3 | SYNCHRONOUS SERVOMOTOR, 1FK7 | 2569.43
1FK7032-2AK71-1BH2 | SYNCHRONOUS MOTOR 1FK7-CT 1,15 NM | 2041.66
1FK7032-2AK71-1CB1 | SYNCHRONOUS MOTOR 1FK7-CT 1,15 NM | 2496.24
1FK7032-2AK71-1CG1 | SYNCHRONOUS MOTOR 1FK7-CT 1,15 NM | 2193.32
1FK2204-5AF11-2MA0 | SYNCHRONOUS MOTOR 1FK2-CT 2.4 NM | 1503.37
1FK2204-5AK00-2MA0 | SYNCHRONOUS MOTOR 1FK2-CT 2.4 NM | 1206.33
1FK7022-5AK21-1VA0 | SYNCHRONOUS SERVOMOTOR, 1FK7 | 1914.19
1FK2204-5AK10-2SA0 | SYNCHRONOUS MOTOR 1FK2-CT 2.4 NM | 1151.78
1FK2204-5AK10-2SB0 | SYNCHRONOUS MOTOR 1FK2-CT 2.4 NM | 1151.78
1FK7032-2AK71-1FH0 | SYNCHRONOUS MOTOR 1FK7-CT 1,15 NM | 2675.96
1FK7032-2AK71-1QG2 | SYNCHRONOUS MOTOR 1FK7-CT 1,15 NM | 1347.46
1FK2205-2AF10-0MB0 | SYNCHRONOUS MOTOR 1FK2 CT 3,6 NM | 1537.89
1FK7042-2AC71-1DB0 | SYNCHRONOUS MOTOR 1FK7-CT 3 NM | 2553.6
1FK7042-2AC71-1PA1 | SYNCHRONOUS MOTOR 1FK7-CT 3 NM | 1458.07
1FK7042-2AF71-1PB1 | SYNCHRONOUS MOTOR 1FK7-CT 3 NM | 1717.07
1FK7043-4CF21-1PG0 | SYNCHRONOUS MOTOR 1FK7-HD 3,3 NM | 1478.83
1FK7043-4CF21-1QA0 | SYNCHRONOUS MOTOR 1FK7-HD 3,3 NM | 1688.78
1FK7034-2AF21-1UA0 | SYNCHRONOUS MOTOR 1FK7-CT 1,6 NM | 1332.31
1FK7043-4CF21-1RB2 | SYNCHRONOUS MOTOR 1FK7-HD 3,3 NM | 2494.69
1FK7043-4CF21-1UA1 | SYNCHRONOUS MOTOR 1FK7-HD 3,3 NM | 1676.13
1FK7043-4CF21-1UH0 | SYNCHRONOUS MOTOR 1FK7-HD 3,3 NM | 1765.74
1FK7043-4CK71-1CG0 | SYNCHRONOUS MOTOR 1FK7-HD 3,5 NM | 2538.24
1FK7044-4CF71-1RA1 | SYNCHRONOUS MOTOR 1FK7-HD 4,5 NM | 2283.77
1FK7062-2AF71-1RG2 | SYNCHRONOUS MOTOR 1FK7-CT 8,5 NM | 2187.68
1FK7063-2AH71-1BH0 | SYNCHRONOUS MOTOR 1FK7-CT 11 NM | 2598.78
1FK7062-2AF71-1UB0 | SYNCHRONOUS MOTOR 1FK7-CT 8,5 NM | 2007.59
1FK7062-2AF71-1UH2 | SYNCHRONOUS MOTOR 1FK7-CT 8,5 NM | 2017.04
1FK7063-2AH71-1DG2 | SYNCHRONOUS MOTOR 1FK7-CT 11 NM | 2755.81
1FK7063-2AH71-1CH2 | SYNCHRONOUS MOTOR 1FK7-CT 11 NM | 3058.12
1FK7063-2AF71-1DA2 | SYNCHRONOUS MOTOR 1FK7-CT 11 NM | 2851.46
1FK7063-2AH71-1RH2 | SYNCHRONOUS MOTOR 1FK7-CT 11 NM | 2583.55
1FK7063-2AF71-1FH2 | SYNCHRONOUS MOTOR 1FK7-CT 11 NM | 3503.8
1FK7062-2AH71-1BH0 | SYNCHRONOUS MOTOR 1FK7-CT 8,5 NM | 2505.81
1FK7063-2AH71-1UG1 | SYNCHRONOUS MOTOR 1FK7-CT 11 NM | 1807.07
1FK7061-4CF71-1BH0 | SYNCHRONOUS MOTOR 1FK7-HD 6,4 NM | 2778.7
1FK7061-4CF71-1CA2 | SYNCHRONOUS MOTOR 1FK7-HD 6,4 NM | 3047.08
1FK7062-2AC71-1UA1 | SYNCHRONOUS MOTOR 1FK7-CT 8,5 NM | 1799.73
1FK7062-2AC71-1UG1 | SYNCHRONOUS MOTOR 1FK7-CT 8,5 NM | 1714.11
1FK7063-2AC71-1DB0 | SYNCHRONOUS MOTOR 1FK7-CT 11 NM | 3085.75
1FK7061-4CF71-1PB2 | SYNCHRONOUS MOTOR 1FK7-HD 6,4 NM | 2323.63
1FK7061-4CF71-1QH1 | SYNCHRONOUS MOTOR 1FK7-HD 6,4 NM | 2344.76
1FK7061-4CF71-1RG2 | SYNCHRONOUS MOTOR 1FK7-HD 6,4 NM | 2421.17
1FK7061-4CF71-1RH1 | SYNCHRONOUS MOTOR 1FK7-HD 6,4 NM | 2759.62
1FK7060-2AC71-1FA0 | SYNCHRONOUS MOTOR 1FK7-CT 6 NM | 2911.61
1FK7060-2AC71-1FB0 | SYNCHRONOUS MOTOR 1FK7-CT 6 NM | 3247.57
1FK7063-2AC71-1PA0 | SYNCHRONOUS MOTOR 1FK7-CT 11 NM | 1799.82
1FK7062-2AF71-1BA0 | SYNCHRONOUS MOTOR 1FK7-CT 8,5 NM | 2288.52
1FE1051-4WN11-6BA2 | BUILT-IN SYNCHRONOUS MOTOR | 3974.41
1FK7032-2AF21-1UH2 | SYNCHRONOUS MOTOR 1FK7-CT 1,2 NM | 1460.05
1FE1147-8WN31-6BC2 | BUILT-IN SYNCHRONOUS MOTOR | 21783.34
1FK7022-5AK21-1DA0 | SYNCHRONOUS SERVOMOTOR, 1FK7 | 2086.63
1FK7022-5AK21-1LA8 | SYNCHRONOUS SERVOMOTOR, 1FK7 | 2794.67
1FK7022-5AK21-1PB3 | SYNCHRONOUS SERVOMOTOR, 1FK7 | 1712.06
1FK7022-5AK21-1PH5 | SYNCHRONOUS SERVOMOTOR, 1FK7 | 1717.72
1FK7022-5AK21-1UA5 | SYNCHRONOUS SERVOMOTOR, 1FK7 | 1532.56
1FK7022-5AK21-1UB3 | SYNCHRONOUS SERVOMOTOR, 1FK7 | 1678.6
1FK7032-2AK71-1FG0 | SYNCHRONOUS MOTOR 1FK7-CT 1,15 NM | 2435.86
1FK7022-5AK21-1UG8 | SYNCHRONOUS SERVOMOTOR, 1FK7 | 1548.54
1FK7022-5AK21-1VB5 | SYNCHRONOUS SERVOMOTOR, 1FK7 | 2330.79
1FK7022-5AK24-1AA3 | SYNCHRONOUS SERVOMOTOR, 1FK7 | 1840.07
1FK7022-5AK71-1DA0 | SYNCHRONOUS SERVOMOTOR, 1FK7 | 2086.63
1FK7032-2AK71-1QH2 | SYNCHRONOUS MOTOR 1FK7-CT 1,15 NM | 1562.38
1FK2205-2AF10-0MA0 | SYNCHRONOUS MOTOR 1FK2 CT 3,6 NM | 1537.89
1FK2104-5AF00-2MB0 | Synchronous motor 1FK2-HD 2.4 NM | 1206.33
1FK7032-2AF21-1QA0 | SYNCHRONOUS MOTOR 1FK7-CT 1,2 NM | 1340.27
1FK7032-2AF21-1QG2 | SYNCHRONOUS MOTOR 1FK7-CT 1,2 NM | 1347.46
1FK7033-4CK71-1PH0 | SYNCHRONOUS MOTOR 1FK7-HD 1,3 NM | 1576.72
1FK7032-2AF21-1RH2 | SYNCHRONOUS MOTOR 1FK7-CT 1,2 NM | 1933.63
1FK7042-2AF21-1BA2 | SYNCHRONOUS MOTOR 1FK7-CT 3 NM | 2039.68
1FK7033-4CK71-1UG2 | SYNCHRONOUS MOTOR 1FK7-HD 1,3 NM | 1438.28
1FK7042-2AF71-1FH0 | SYNCHRONOUS MOTOR 1FK7-CT 3 NM | 2865.01
1FK7043-4CF21-1CB0 | SYNCHRONOUS MOTOR 1FK7-HD 3,3 NM | 2923.28
1FK7042-2AF71-1PG1 | SYNCHRONOUS MOTOR 1FK7-CT 3 NM | 1372.48
1FK7043-4CF21-1QB2 | SYNCHRONOUS MOTOR 1FK7-HD 3,3 NM | 2079.84
1FK7042-2AC71-1PA0 | SYNCHRONOUS MOTOR 1FK7-CT 3 NM | 1365.27
1FK7043-4CF21-1UH1 | SYNCHRONOUS MOTOR 1FK7-HD 3,3 NM | 1867.41
1FK7042-2AC71-1PH2 | SYNCHRONOUS MOTOR 1FK7-CT 3 NM | 1629.28
1FK7043-4CF21-1BH1 | SYNCHRONOUS MOTOR 1FK7-HD 3,3 NM | 2517.31
1FK7042-2AF71-1PA2 | SYNCHRONOUS MOTOR 1FK7-CT 3 NM | 1458.07
1FK7043-4CF21-1PA0 | SYNCHRONOUS MOTOR 1FK7-HD 3,3 NM | 1574.47
1FK7043-4CF21-1PH0 | SYNCHRONOUS MOTOR 1FK7-HD 3,3 NM | 1765.74
1FK7043-4CF21-1QA1 | SYNCHRONOUS MOTOR 1FK7-HD 3,3 NM | 1790.44
1FK7043-4CF21-1RG1 | SYNCHRONOUS MOTOR 1FK7-HD 3,3 NM | 2109.63
1FK7043-4CF21-1UG1 | SYNCHRONOUS MOTOR 1FK7-HD 3,3 NM | 1580.5
1FK7043-4CK71-1BG2 | SYNCHRONOUS MOTOR 1FK7-HD 3,5 NM | 2230.37
1FK7043-4CK71-1CB1 | SYNCHRONOUS MOTOR 1FK7-HD 3,5 NM | 3024.94
1FK7042-2AF71-1UG1 | SYNCHRONOUS MOTOR 1FK7-CT 3 NM | 1372.48
1FK7042-2AF71-1WG0 | SYNCHRONOUS MOTOR 1FK7-CT 3 NM | 1100
1FK7063-2AC71-1UH1 | SYNCHRONOUS MOTOR 1FK7-CT 11 NM | 2109.99
1FK7062-2AF71-1RG1 | SYNCHRONOUS MOTOR 1FK7-CT 8,5 NM | 2187.68
1FK7063-2AH71-1CA1 | SYNCHRONOUS MOTOR 1FK7-CT 11 NM | 2840.82
1FK7062-2AF71-1UB1 | SYNCHRONOUS MOTOR 1FK7-CT 8,5 NM | 2100.39
1FK7063-2AH71-1CH1 | SYNCHRONOUS MOTOR 1FK7-CT 11 NM | 3058.12
1FK7063-2AH71-1QA0 | SYNCHRONOUS MOTOR 1FK7-CT 11 NM | 1902.12
1FK7063-2AH71-1QA1 | SYNCHRONOUS MOTOR 1FK7-CT 11 NM | 1994.95
1FK7063-2AF71-1FH1 | SYNCHRONOUS MOTOR 1FK7-CT 11 NM | 3503.8
1FK7062-2AH71-1BA2 | SYNCHRONOUS MOTOR 1FK7-CT 8,5 NM | 2381.31
1FK7063-2AH71-1UA0 | SYNCHRONOUS MOTOR 1FK7-CT 11 NM | 1799.82
1FK7063-2AH71-1UH1 | SYNCHRONOUS MOTOR 1FK7-CT 11 NM | 2109.99
1FK7062-3BF71-1FA0 | SYNCHRONOUS MOTOR 1FK7-HI 8.5 NM | 3055.47
1FK7062-3BF71-1FG1 | SYNCHRONOUS MOTOR 1FK7-HI 8.5 NM | 3061.5
1FK7062-3BF71-1QB1 | SYNCHRONOUS MOTOR 1FK7-HI 8.5 NM | 2202.64
1FK7061-4CF71-1BH1 | SYNCHRONOUS MOTOR 1FK7-HD 6,4 NM | 2880.36
1FK7062-3BF71-1RB1 | SYNCHRONOUS MOTOR 1FK7-HI 8.5 NM | 2573.97
1FK7062-2AC71-1UB2 | SYNCHRONOUS MOTOR 1FK7-CT 8,5 NM | 2100.39
1FK7061-4CF71-1PA2 | SYNCHRONOUS MOTOR 1FK7-HD 6,4 NM | 1987.66
1FK7063-2AC71-1DA0 | SYNCHRONOUS MOTOR 1FK7-CT 11 NM | 2749.8
1FK7061-4CF71-1QH2 | SYNCHRONOUS MOTOR 1FK7-HD 6,4 NM | 2344.76
1FK7063-2AC71-1FH0 | SYNCHRONOUS MOTOR 1FK7-CT 11 NM | 3402.14
1FK7061-4CF71-1RH0 | SYNCHRONOUS MOTOR 1FK7-HD 6,4 NM | 2657.95
1FK7060-2AC71-1FA2 | SYNCHRONOUS MOTOR 1FK7-CT 6 NM | 3013.27
1FK7032-2AF21-1UG2 | SYNCHRONOUS MOTOR 1FK7-CT 1,2 NM | 1245.16
1FG1104-1RE43-4AP1 | SIMOTICS S-1FG1 SERVO GEARED MOTOR | 3387.21
1FK7022-5AK21-1DH5 | SYNCHRONOUS SERVOMOTOR, 1FK7 | 2400.01
1FK7022-5AK21-1LB8 | SYNCHRONOUS SERVOMOTOR, 1FK7 | 3049.61
1FK7022-5AK21-1PB2 | SYNCHRONOUS SERVOMOTOR, 1FK7 | 1768.17
1FK2204-5AF00-2MB0 | SYNCHRONOUS MOTOR 1FK2-CT 2.4 NM | 1206.33
1FK7022-5AK21-1PG2 | SYNCHRONOUS SERVOMOTOR, 1FK7 | 1412.86
1FK7022-5AK21-1UA2 | SYNCHRONOUS SERVOMOTOR, 1FK7 | 1479.79
1FK2104-4AF00-2SB0 | Synchronous motor 1FK2-HD 1.27 NM | 840.16
1FK7022-5AK21-1UB2 | SYNCHRONOUS SERVOMOTOR, 1FK7 | 1734.71
1FK7022-5AK21-1UB8 | SYNCHRONOUS SERVOMOTOR, 1FK7 | 1903.85
1FK7032-2AK71-1FB0 | SYNCHRONOUS MOTOR 1FK7-CT 1,15 NM | 2774.3
1FK7022-5AK21-1VB0 | SYNCHRONOUS SERVOMOTOR, 1FK7 | 2169.11
1FK7032-2AK71-1PA0 | SYNCHRONOUS MOTOR 1FK7-CT 1,15 NM | 1237.94
1FK7022-5AK21-1VH8 | SYNCHRONOUS SERVOMOTOR, 1FK7 | 2343.97
1FK7022-5AK24-1AB0 | SYNCHRONOUS SERVOMOTOR, 1FK7 | 2042.2
1FK7061-4CF71-1UG1 | SYNCHRONOUS MOTOR 1FK7-HD 6,4 NM | 1892.02
1FK7062-2AF71-1BG0 | SYNCHRONOUS MOTOR 1FK7-CT 8,5 NM | 2202.92
1FK7062-2AF71-1CA0 | SYNCHRONOUS MOTOR 1FK7-CT 8,5 NM | 2655.05
1FE1085-4WQ31-3WA1 | BUILT-IN SYNCHRONOUS MOTOR | 3231.9
1FK7032-2AF24-1EH2 | SYNCHRONOUS MOTOR 1FK7-CT 1,2 NM | 2423.93
1FE1147-8WS31-7BW2 | BUILT-IN SYNCHRONOUS MOTOR | 11705.79
1FK7022-5AK21-1LG8 | SYNCHRONOUS SERVOMOTOR, 1FK7 | 2694.26
1FK7022-5AK21-1LH2 | SYNCHRONOUS SERVOMOTOR, 1FK7 | 2777.24
1FK7032-2AK71-1DG1 | SYNCHRONOUS MOTOR 1FK7-CT 1,15 NM | 2127.99
1FK7032-2AK71-1FA2 | SYNCHRONOUS MOTOR 1FK7-CT 1,15 NM | 2633.17
1FK7022-5AK21-1UG2 | SYNCHRONOUS SERVOMOTOR, 1FK7 | 1379.36
1FK7022-5AK21-1VG5 | SYNCHRONOUS SERVOMOTOR, 1FK7 | 1975.47
1FK7032-2AK71-1PB0 | SYNCHRONOUS MOTOR 1FK7-CT 1,15 NM | 1455.27
1FK7032-2AK71-1PB1 | SYNCHRONOUS MOTOR 1FK7-CT 1,15 NM | 1548.07
1FK2204-6AF10-2MA0 | SYNCHRONOUS MOTOR 1FK2-CT 3.2 NM | 1481.43
1FK2205-2AF00-0SA0 | SYNCHRONOUS MOTOR 1FK2 CT 3,6 NM | 1006
1FK2205-2AF00-1MB0 | SYNCHRONOUS MOTOR 1FK2 CT 3,6 NM | 1280.87
1FK2205-2AF01-0MA0 | SYNCHRONOUS MOTOR 1FK2 CT 3,6 NM | 1357.61
1FK2205-2AF01-0SA0 | SYNCHRONOUS MOTOR 1FK2 CT 3,6 NM | 1082.77
1FK2104-5AF00-2SB0 | Synchronous motor 1FK2-HD 2.4 NM | 931.48
1FK7034-2AK71-1QG2 | SYNCHRONOUS MOTOR 1FK7-CT 1,6 NM | 1441.82
1FK7034-2AK71-1QH1 | SYNCHRONOUS MOTOR 1FK7-CT 1,6 NM | 1656.73
1FK7033-4CK71-1PA2 | SYNCHRONOUS MOTOR 1FK7-HD 1,3 NM | 1533.94
1FK7032-2AF21-1QA1 | SYNCHRONOUS MOTOR 1FK7-CT 1,2 NM | 1433.05
1FK7032-2AF21-1QB0 | SYNCHRONOUS MOTOR 1FK7-CT 1,2 NM | 1557.52
1FK7034-2AK71-1RH2 | SYNCHRONOUS MOTOR 1FK7-CT 1,6 NM | 2028.01
1FK7042-2AF21-1BG1 | SYNCHRONOUS MOTOR 1FK7-CT 3 NM | 1954.1
1FK7042-2AF21-1PB0 | SYNCHRONOUS MOTOR 1FK7-CT 3 NM | 1624.29
1FK7042-2AF21-1PB1 | SYNCHRONOUS MOTOR 1FK7-CT 3 NM | 1717.07
1FK7042-2AF21-1PG1 | SYNCHRONOUS MOTOR 1FK7-CT 3 NM | 1372.48
1FK7042-2AF21-1RG1 | SYNCHRONOUS MOTOR 1FK7-CT 3 NM | 1846.08
1FK2106-4AF00-1SB0 | SYNCHRONOUS MOTOR 1FK2 HD 12 NM | 1529.2
1FK2210-3AB01-1MA0 | SYNCHRONOUS MOTOR 1FK2 CT 30 NM | 2901.36
1FK2210-3AB01-1SA0 | SYNCHRONOUS MOTOR 1FK2 CT 30 NM | 2626.55
1FK2106-4AF01-0MA0 | SYNCHRONOUS MOTOR 1FK2 HD 12 NM | 1880.79
1FK2106-4AF01-0MB0 | SYNCHRONOUS MOTOR 1FK2 HD 12 NM | 1880.79
1FK2106-4AF11-0SB0 | SYNCHRONOUS MOTOR 1FK2 HD 12 NM | 1899.69
1FK2106-4AF11-1SB0 | SYNCHRONOUS MOTOR 1FK2 HD 12 NM | 1899.69
1FK7033-4CF21-1BA1 | SYNCHRONOUS MOTOR 1FK7-HD 1,3 NM | 2183.81
1FK7033-4CF21-1DA0 | SYNCHRONOUS MOTOR 1FK7-HD 1,3 NM | 2171.02
1FK2210-4AB00-0SB0 | SYNCHRONOUS MOTOR 1FK2 CT 40 NM | 3121.65
1FK2210-4AB00-1MB0 | SYNCHRONOUS MOTOR 1FK2 CT 40 NM | 3396.5
1FK2210-4AB00-1SB0 | SYNCHRONOUS MOTOR 1FK2 CT 40 NM | 3121.65
1FK2210-4AB10-1MA0 | SYNCHRONOUS MOTOR 1FK2 CT 40 NM | 3800.04
1FK7033-4CF21-1PG1 | SYNCHRONOUS MOTOR 1FK7-HD 1,3 NM | 1438.28
1FK7033-4CF21-1PH0 | SYNCHRONOUS MOTOR 1FK7-HD 1,3 NM | 1576.72
1FK7033-4CF21-1PH2 | SYNCHRONOUS MOTOR 1FK7-HD 1,3 NM | 1678.39
1FK7033-4CF21-1QA1 | SYNCHRONOUS MOTOR 1FK7-HD 1,3 NM | 1648.21
1FK7033-4CF21-1RB2 | SYNCHRONOUS MOTOR 1FK7-HD 1,3 NM | 2305.88
1FK7033-4CF21-1RG2 | SYNCHRONOUS MOTOR 1FK7-HD 1,3 NM | 1967.43
1FK2106-6AF11-1SB0 | SYNCHRONOUS MOTOR 1FK2 HD 16 NM | 2170.21
1FK7034-2AF21-1UB1 | SYNCHRONOUS MOTOR 1FK7-CT 1,6 NM | 1642.42
1FK2210-4AC11-1SA0 | Synchronous motor 1FK2-CT 40 NM | 3601.95
1FK7033-4CF21-1UA1 | SYNCHRONOUS MOTOR 1FK7-HD 1,3 NM | 1533.94
1FK7033-4CF21-1UA2 | SYNCHRONOUS MOTOR 1FK7-HD 1,3 NM | 1533.94
1FK7033-4CF21-1UB1 | SYNCHRONOUS MOTOR 1FK7-HD 1,3 NM | 1776.71
1FK7033-4CF21-1UG1 | SYNCHRONOUS MOTOR 1FK7-HD 1,3 NM | 1438.28
1FK2205-2AF11-0MA0 | SYNCHRONOUS MOTOR 1FK2 CT 3,6 NM | 1614.61
1FK7034-2AK71-1QA2 | SYNCHRONOUS MOTOR 1FK7-CT 1,6 NM | 1527.4
1FK7032-2AF21-1PA1 | SYNCHRONOUS MOTOR 1FK7-CT 1,2 NM | 1330.77
1FK7032-2AF21-1PB0 | SYNCHRONOUS MOTOR 1FK7-CT 1,2 NM | 1455.27
1FK7032-2AF21-1PB1 | SYNCHRONOUS MOTOR 1FK7-CT 1,2 NM | 1548.07
1FK7032-2AF21-1RA1 | SYNCHRONOUS MOTOR 1FK7-CT 1,2 NM | 1804.35
1FK7032-2AF21-1RG2 | SYNCHRONOUS MOTOR 1FK7-CT 1,2 NM | 1718.76
1FK7042-2AF21-1BA0 | SYNCHRONOUS MOTOR 1FK7-CT 3 NM | 1946.9
1FK7034-2AK71-1UA2 | SYNCHRONOUS MOTOR 1FK7-CT 1,6 NM | 1425.12
1FK7042-2AF21-1CA0 | SYNCHRONOUS MOTOR 1FK7-CT 3 NM | 2313.4
1FK7042-2AF21-1CA2 | SYNCHRONOUS MOTOR 1FK7-CT 3 NM | 2406.22
1FK7040-2AK71-1CA2 | SYNCHRONOUS MOTOR 1FK7-CT 1,6 NM | 2342.59
1FK7040-2AK71-1DG1 | SYNCHRONOUS MOTOR 1FK7-CT 1,6 NM | 2199.14
1FK7022-5AK71-1VA5 | SYNCHRONOUS SERVOMOTOR, 1FK7 | 2075.87
1FK7022-5AK71-1VB2 | SYNCHRONOUS SERVOMOTOR, 1FK7 | 2278.02
1FK2210-3AB10-0MA0 | SYNCHRONOUS MOTOR 1FK2 CT 30 NM | 3228.55
1FK2210-3AB10-1MB0 | SYNCHRONOUS MOTOR 1FK2 CT 30 NM | 3228.55
1FK2210-3AB11-1SB0 | SYNCHRONOUS MOTOR 1FK2 CT 30 NM | 3030.45
1FK2210-3AC00-0MA0 | Synchronous motor 1FK2-CT 30 NM | 2824.64
1FK2210-3AC00-0SA0 | Synchronous motor 1FK2-CT 30 NM | 2549.81
1FK2210-3AC00-1MA0 | Synchronous motor 1FK2-CT 30 NM | 2824.64
1FK2106-6AF00-1SA0 | SYNCHRONOUS MOTOR 1FK2 HD 16 NM | 1799.74
1FK2106-6AF01-0MA0 | SYNCHRONOUS MOTOR 1FK2 HD 16 NM | 2151.32
1FK2210-4AB00-0SA0 | SYNCHRONOUS MOTOR 1FK2 CT 40 NM | 3121.65
1FK2106-6AF01-0MB0 | SYNCHRONOUS MOTOR 1FK2 HD 16 NM | 2151.32
1FK2106-6AF11-0SA0 | SYNCHRONOUS MOTOR 1FK2 HD 16 NM | 2170.21
1FK2106-6AF11-1MA0 | SYNCHRONOUS MOTOR 1FK2 HD 16 NM | 2445.06
1FK2210-4AC00-0MA0 | Synchronous motor 1FK2-CT 40 NM | 3396.5
1FK2210-4AC00-0SA0 | Synchronous motor 1FK2-CT 40 NM | 3121.65
1FK2210-4AC00-1MA0 | Synchronous motor 1FK2-CT 40 NM | 3396.5
1FK7033-4CF21-1QG2 | SYNCHRONOUS MOTOR 1FK7-HD 1,3 NM | 1552.59
1FK7033-4CF21-1QH0 | SYNCHRONOUS MOTOR 1FK7-HD 1,3 NM | 1691.03
1FK7033-4CF21-1QH1 | SYNCHRONOUS MOTOR 1FK7-HD 1,3 NM | 1792.69
1FK2210-4AC01-0MA0 | Synchronous motor 1FK2-CT 40 NM | 3473.24
1FK2210-4AC11-1MA0 | Synchronous motor 1FK2-CT 40 NM | 3876.8
1FK7033-4CK71-1BB1 | SYNCHRONOUS MOTOR 1FK7-HD 1,3 NM | 2426.62
1FK7034-2AK71-1CB1 | SYNCHRONOUS MOTOR 1FK7-CT 1,6 NM | 2590.6
1FK7033-4CF21-1BH0 | SYNCHRONOUS MOTOR 1FK7-HD 1,3 NM | 2226.61
1FK7022-5AK71-1VH8 | SYNCHRONOUS SERVOMOTOR, 1FK7 | 2343.97
1FK2210-3AB11-1MA0 | SYNCHRONOUS MOTOR 1FK2 CT 30 NM | 3305.28
1FK2210-3AC11-1MA0 | Synchronous motor 1FK2-CT 30 NM | 3305.28
1FK2210-3AC11-1SA0 | Synchronous motor 1FK2-CT 30 NM | 3030.45
1FK2210-4AB00-0MA0 | SYNCHRONOUS MOTOR 1FK2 CT 40 NM | 3396.5
1FK2210-4AB00-0MB0 | SYNCHRONOUS MOTOR 1FK2 CT 40 NM | 3396.5
1FK2106-6AF11-1SA0 | SYNCHRONOUS MOTOR 1FK2 HD 16 NM | 2170.21
1FK7033-4CF21-1CH1 | SYNCHRONOUS MOTOR 1FK7-HD 1,3 NM | 2737.79
1FK7033-4CF21-1CH2 | SYNCHRONOUS MOTOR 1FK7-HD 1,3 NM | 2737.79
1FK7033-4CF21-1RH0 | SYNCHRONOUS MOTOR 1FK7-HD 1,3 NM | 2105.87
1FK7033-4CF21-1RH1 | SYNCHRONOUS MOTOR 1FK7-HD 1,3 NM | 2207.54
1FK7034-2AF21-1UH2 | SYNCHRONOUS MOTOR 1FK7-CT 1,6 NM | 1554.44
1FK2306-2AC01-1SB0 | SYNCHRONOUS MOTOR 1FK2-HI 6 NM | 1263.96
1FK7034-2AK71-1BG2 | SYNCHRONOUS MOTOR 1FK7-CT 1,6 NM | 1921.18
1FK7034-2AK71-1BH1 | SYNCHRONOUS MOTOR 1FK7-CT 1,6 NM | 2136.07
1FK7034-2AK71-1CA0 | SYNCHRONOUS MOTOR 1FK7-CT 1,6 NM | 2280.48
1FK7032-2AF21-1BB1 | SYNCHRONOUS MOTOR 1FK7-CT 1,2 NM | 2129.73
1FK7032-2AF21-1BG0 | SYNCHRONOUS MOTOR 1FK7-CT 1,2 NM | 1733.99
1FK2306-2AC11-1MB0 | SYNCHRONOUS MOTOR 1FK2-HI 6 NM | 1832.55
1FK7032-2AK71-1QA2 | SYNCHRONOUS MOTOR 1FK7-CT 1,15 NM | 1433.05
1FK7022-5AK71-1DA2 | SYNCHRONOUS SERVOMOTOR, 1FK7 | 2195.53
1FK2205-2AF01-0SB0 | SYNCHRONOUS MOTOR 1FK2 CT 3,6 NM | 1082.77
1FK7034-2AK71-1QB2 | SYNCHRONOUS MOTOR 1FK7-CT 1,6 NM | 1744.74
1FK7032-2AF21-1QH2 | SYNCHRONOUS MOTOR 1FK7-CT 1,2 NM | 1562.38
1FK7042-2AF21-1BB1 | SYNCHRONOUS MOTOR 1FK7-CT 3 NM | 2298.7
1FK7034-2AK71-1UG2 | SYNCHRONOUS MOTOR 1FK7-CT 1,6 NM | 1339.55
1FK7042-2AF21-1DA0 | SYNCHRONOUS MOTOR 1FK7-CT 3 NM | 2264.2
1FK7042-2AF21-1PH2 | SYNCHRONOUS MOTOR 1FK7-CT 3 NM | 1629.28
1FK7042-2AF21-1RA2 | SYNCHRONOUS MOTOR 1FK7-CT 3 NM | 1931.65
1FK7042-2AK71-1UG2 | SYNCHRONOUS MOTOR 1FK7-CT 3 NM | 1372.48
1FK7040-2AK71-1CA1 | SYNCHRONOUS MOTOR 1FK7-CT 1,6 NM | 2342.59
1FK2106-3AF11-0SA0 | SYNCHRONOUS MOTOR 1FK2 HD 9 NM | 1773.2
1FK2210-3AB01-0MA0 | SYNCHRONOUS MOTOR 1FK2 CT 30 NM | 2901.36
1FK2106-4AF00-0SB0 | SYNCHRONOUS MOTOR 1FK2 HD 12 NM | 1529.2
1FK2106-4AF01-0SB0 | SYNCHRONOUS MOTOR 1FK2 HD 12 NM | 1605.93
1FK2106-4AF01-1MA0 | SYNCHRONOUS MOTOR 1FK2 HD 12 NM | 1880.79
1FK2210-3AB11-0SB0 | SYNCHRONOUS MOTOR 1FK2 CT 30 NM | 3030.45
1FK7022-5AK71-1VH0 | SYNCHRONOUS SERVOMOTOR, 1FK7 | 2065.89
1FK2210-3AC00-1SA0 | Synchronous motor 1FK2-CT 30 NM | 2549.81
1FK2210-3AC01-1MA0 | Synchronous motor 1FK2-CT 30 NM | 2901.36
1FK2106-6AF01-0SB0 | SYNCHRONOUS MOTOR 1FK2 HD 16 NM | 1876.48
1FK2106-6AF10-1MA0 | SYNCHRONOUS MOTOR 1FK2 HD 16 NM | 2368.31
1FK2210-4AB11-1MB0 | SYNCHRONOUS MOTOR 1FK2 CT 40 NM | 3876.8
1FK7033-4CF21-1PA0 | SYNCHRONOUS MOTOR 1FK7-HD 1,3 NM | 1432.24
1FK7033-4CF21-1PB1 | SYNCHRONOUS MOTOR 1FK7-HD 1,3 NM | 1776.71
1FK7033-4CF21-1QA2 | SYNCHRONOUS MOTOR 1FK7-HD 1,3 NM | 1648.21
1FK7033-4CF21-1QB2 | SYNCHRONOUS MOTOR 1FK7-HD 1,3 NM | 1891.02
1FK7033-4CF21-1QH2 | SYNCHRONOUS MOTOR 1FK7-HD 1,3 NM | 1792.69
1FK7033-4CF21-1UH1 | SYNCHRONOUS MOTOR 1FK7-HD 1,3 NM | 1678.39
1FK7034-2AK71-1BB1 | SYNCHRONOUS MOTOR 1FK7-CT 1,6 NM | 2224.07
1FK7034-2AK71-1BG0 | SYNCHRONOUS MOTOR 1FK7-CT 1,6 NM | 1828.35
1FK7034-2AK71-1BG1 | SYNCHRONOUS MOTOR 1FK7-CT 1,6 NM | 1921.18
1FK2306-2AC00-0MB0 | SYNCHRONOUS MOTOR 1FK2-HI 6 NM | 1462.04
1FK2210-3AC01-0MA0 | Synchronous motor 1FK2-CT 30 NM | 2901.36
1FK7033-4CF21-1BH2 | SYNCHRONOUS MOTOR 1FK7-HD 1,3 NM | 2328.28
1FK2106-6AF01-1SA0 | SYNCHRONOUS MOTOR 1FK2 HD 16 NM | 1876.48
1FK7033-4CF21-1DH1 | SYNCHRONOUS MOTOR 1FK7-HD 1,3 NM | 2417.15
1FK2106-6AF11-0MB0 | SYNCHRONOUS MOTOR 1FK2 HD 16 NM | 2445.06
1FK2210-4AB01-0SB0 | SYNCHRONOUS MOTOR 1FK2 CT 40 NM | 3198.38
1FK2210-4AB10-0SB0 | SYNCHRONOUS MOTOR 1FK2 CT 40 NM | 3525.23
1FK7033-4CF21-1QB1 | SYNCHRONOUS MOTOR 1FK7-HD 1,3 NM | 1891.02
1FK7033-4CF21-1RA0 | SYNCHRONOUS MOTOR 1FK7-HD 1,3 NM | 1961.41
1FK7034-2AF21-1UG1 | SYNCHRONOUS MOTOR 1FK7-CT 1,6 NM | 1339.55
1FK7022-5AK74-8HG0 | SYNCHRONOUS SERVOMOTOR 1FK7 | 2379.52
1FK7034-2AK71-1BA2 | SYNCHRONOUS MOTOR 1FK7-CT 1,6 NM | 2006.78
1FK2306-2AC00-1MB0 | SYNCHRONOUS MOTOR 1FK2-HI 6 NM | 1462.04
1FK7034-2AK71-1CG0 | SYNCHRONOUS MOTOR 1FK7-CT 1,6 NM | 2194.86
1FK2306-4AC11-0SB0 | SYNCHRONOUS MOTOR 1FK2-HI 12 NM | 1959.53
1FK7032-2AF21-1BG1 | SYNCHRONOUS MOTOR 1FK7-CT 1,2 NM | 1826.79
1FK7033-4CK71-1DG0 | SYNCHRONOUS MOTOR 1FK7-HD 1,3 NM | 2075.37
1FK7034-2AK71-1FB1 | SYNCHRONOUS MOTOR 1FK7-CT 1,6 NM | 2981.43
1FK7032-2AF21-1DA1 | SYNCHRONOUS MOTOR 1FK7-CT 1,2 NM | 2223.61
1FK2308-4AB10-0MB0 | SYNCHRONOUS MOTOR 1FK2-HI 22 NM | 2770.35
1FK7034-2AK71-1QB1 | SYNCHRONOUS MOTOR 1FK7-CT 1,6 NM | 1744.74
1FK7061-4CH71-1RG1 | SYNCHRONOUS MOTOR 1FK7-HD 6,4 NM | 2421.17
1FK7061-4CH71-1RH0 | SYNCHRONOUS MOTOR 1FK7-HD 6,4 NM | 2657.95
1FK7042-2AF21-1CH0 | SYNCHRONOUS MOTOR 1FK7-CT 3 NM | 2484.62
1FK7033-4CK71-1UH2 | SYNCHRONOUS MOTOR 1FK7-HD 1,3 NM | 1678.39
1FK7042-2AF21-1RB1 | SYNCHRONOUS MOTOR 1FK7-CT 3 NM | 2190.67
1FK7040-2AK71-1BA2 | SYNCHRONOUS MOTOR 1FK7-CT 1,6 NM | 1976.06
1FK7040-2AK71-1DH1 | SYNCHRONOUS MOTOR 1FK7-CT 1,6 NM | 2486.05
1FK2106-3AF11-0MA0 | SYNCHRONOUS MOTOR 1FK2 HD 9 NM | 2048.05
1FK7022-5AK71-1VG2 | SYNCHRONOUS SERVOMOTOR, 1FK7 | 1922.7
1FK2210-3AB01-0MB0 | SYNCHRONOUS MOTOR 1FK2 CT 30 NM | 2901.36
1FK2106-4AF01-0SA0 | SYNCHRONOUS MOTOR 1FK2 HD 12 NM | 1605.93
1FK2106-4AF10-1MB0 | SYNCHRONOUS MOTOR 1FK2 HD 12 NM | 2097.8
1FK2210-3AB10-1SA0 | SYNCHRONOUS MOTOR 1FK2 CT 30 NM | 2953.7
1FK2210-3AC01-0SA0 | Synchronous motor 1FK2-CT 30 NM | 2626.55
1FK2106-6AF01-0SA0 | SYNCHRONOUS MOTOR 1FK2 HD 16 NM | 1876.48
1FK2106-6AF01-1MA0 | SYNCHRONOUS MOTOR 1FK2 HD 16 NM | 2151.32
1FK2106-6AF01-1SB0 | SYNCHRONOUS MOTOR 1FK2 HD 16 NM | 1876.48
1FK2210-4AB11-0MB0 | SYNCHRONOUS MOTOR 1FK2 CT 40 NM | 3876.8
1FK2210-4AC00-1SA0 | Synchronous motor 1FK2-CT 40 NM | 3121.65
1FK7033-4CF21-1PA2 | SYNCHRONOUS MOTOR 1FK7-HD 1,3 NM | 1533.94
1FK7033-4CF21-1QB0 | SYNCHRONOUS MOTOR 1FK7-HD 1,3 NM | 1789.35
1FK7033-4CF21-1QG0 | SYNCHRONOUS MOTOR 1FK7-HD 1,3 NM | 1450.93
1FK2210-4AC01-1MA0 | Synchronous motor 1FK2-CT 40 NM | 3473.24
1FK7033-4CF21-1RA2 | SYNCHRONOUS MOTOR 1FK7-HD 1,3 NM | 2063.07
1FK7033-4CF21-1RH2 | SYNCHRONOUS MOTOR 1FK7-HD 1,3 NM | 2207.54
1FK2210-4AC10-1MA0 | Synchronous motor 1FK2-CT 40 NM | 3800.04
1FK7034-2AK71-1BA0 | SYNCHRONOUS MOTOR 1FK7-CT 1,6 NM | 1913.97
1FK7034-2AK71-1CA1 | SYNCHRONOUS MOTOR 1FK7-CT 1,6 NM | 2373.27
1FK7034-2AK71-1DH1 | SYNCHRONOUS MOTOR 1FK7-CT 1,6 NM | 2473.57
1FK7033-4CF21-1BH1 | SYNCHRONOUS MOTOR 1FK7-HD 1,3 NM | 2328.28
1FK7033-4CF21-1CA0 | SYNCHRONOUS MOTOR 1FK7-HD 1,3 NM | 2491.67
1FK2106-6AF00-1MB0 | SYNCHRONOUS MOTOR 1FK2 HD 16 NM | 2074.58
1FK7033-4CF21-1DA1 | SYNCHRONOUS MOTOR 1FK7-HD 1,3 NM | 2272.69
1FK2210-4AB01-0MB0 | SYNCHRONOUS MOTOR 1FK2 CT 40 NM | 3473.24
1FK2210-4AB01-1MB0 | SYNCHRONOUS MOTOR 1FK2 CT 40 NM | 3473.24
1FK2210-4AB10-1SB0 | SYNCHRONOUS MOTOR 1FK2 CT 40 NM | 3525.23
1FK7033-4CF21-1QG1 | SYNCHRONOUS MOTOR 1FK7-HD 1,3 NM | 1552.59
1FK7033-4CF21-1RA1 | SYNCHRONOUS MOTOR 1FK7-HD 1,3 NM | 2063.07
1FK7034-2AF21-1UB2 | SYNCHRONOUS MOTOR 1FK7-CT 1,6 NM | 1642.42
1FK7034-2AF21-1UH1 | SYNCHRONOUS MOTOR 1FK7-CT 1,6 NM | 1554.44
1FK7033-4CF21-1UB2 | SYNCHRONOUS MOTOR 1FK7-HD 1,3 NM | 1776.71
1FK7034-2AK71-1BB0 | SYNCHRONOUS MOTOR 1FK7-CT 1,6 NM | 2131.3
1FK7034-2AK71-1CA2 | SYNCHRONOUS MOTOR 1FK7-CT 1,6 NM | 2373.27
1FK7034-2AK71-1CB2 | SYNCHRONOUS MOTOR 1FK7-CT 1,6 NM | 2590.6
1FK7034-2AK71-1CG2 | SYNCHRONOUS MOTOR 1FK7-CT 1,6 NM | 2287.68
1FK7034-2AK71-1DA1 | SYNCHRONOUS MOTOR 1FK7-CT 1,6 NM | 2329.09
1FK2306-4AC01-1MB0 | SYNCHRONOUS MOTOR 1FK2-HI12 NM | 1940.61
1FK2308-3AB10-1SB0 | SYNCHRONOUS MOTOR 1FK2-HI 18 NM | 2276.92
1FK7032-2AF21-1BH0 | SYNCHRONOUS MOTOR 1FK7-CT 1,2 NM | 1948.86
1FK7034-2AK71-1FG0 | SYNCHRONOUS MOTOR 1FK7-CT 1,6 NM | 2541.31
1FK2308-4AB10-0SB0 | SYNCHRONOUS MOTOR 1FK2-HI 22 NM | 2495.51
1FK7034-2AK71-1PG1 | SYNCHRONOUS MOTOR 1FK7-CT 1,6 NM | 1339.55
1FK7061-4CH71-1RB1 | SYNCHRONOUS MOTOR 1FK7-HD 6,4 NM | 2852.78
1FK7043-4CH71-1RH0 | SYNCHRONOUS MOTOR 1FK7-HD 3,5 NM | 2294.91
1FK7044-4CH71-1CA0 | SYNCHRONOUS MOTOR 1FK7-HD 4,5 NM | 2712.36
1FK7043-4CH71-1UA0 | SYNCHRONOUS MOTOR 1FK7-HD 3,5 NM | 1574.47
1FK7061-4CH71-1UA1 | SYNCHRONOUS MOTOR 1FK7-HD 6,4 NM | 1987.66
1FK7044-4CH71-1QG0 | SYNCHRONOUS MOTOR 1FK7-HD 4,5 NM | 1671.61
1FK7044-4CH71-1QH0 | SYNCHRONOUS MOTOR 1FK7-HD 4,5 NM | 1958.52
1FK7033-4CK71-1BG1 | SYNCHRONOUS MOTOR 1FK7-HD 1,3 NM | 2088.17
1FK7033-4CK71-1BH0 | SYNCHRONOUS MOTOR 1FK7-HD 1,3 NM | 2226.61
1FK7033-4CK71-1BH1 | SYNCHRONOUS MOTOR 1FK7-HD 1,3 NM | 2328.28
1FK7034-2AK71-1CG1 | SYNCHRONOUS MOTOR 1FK7-CT 1,6 NM | 2287.68
1FK7033-4CF21-1CA2 | SYNCHRONOUS MOTOR 1FK7-HD 1,3 NM | 2593.34
1FK2106-6AF10-0MA0 | SYNCHRONOUS MOTOR 1FK2 HD 16 NM | 2368.31
1FK2106-6AF10-1SB0 | SYNCHRONOUS MOTOR 1FK2 HD 16 NM | 2093.47
1FK2210-4AB01-1SB0 | SYNCHRONOUS MOTOR 1FK2 CT 40 NM | 3198.38
1FK2210-4AB10-0MA0 | SYNCHRONOUS MOTOR 1FK2 CT 40 NM | 3800.04
1FK2210-4AB10-0SA0 | SYNCHRONOUS MOTOR 1FK2 CT 40 NM | 3525.23
1FK7033-4CF21-1PB0 | SYNCHRONOUS MOTOR 1FK7-HD 1,3 NM | 1675.05
1FK7033-4CF21-1PB2 | SYNCHRONOUS MOTOR 1FK7-HD 1,3 NM | 1776.71
1FK7033-4CF21-1PG0 | SYNCHRONOUS MOTOR 1FK7-HD 1,3 NM | 1336.62
1FK7033-4CF21-1PG2 | SYNCHRONOUS MOTOR 1FK7-HD 1,3 NM | 1438.28
1FK7034-2AF21-1UG2 | SYNCHRONOUS MOTOR 1FK7-CT 1,6 NM | 1339.55
1FK7033-4CF21-1UG2 | SYNCHRONOUS MOTOR 1FK7-HD 1,3 NM | 1438.28
1FK7033-4CF21-1UH2 | SYNCHRONOUS MOTOR 1FK7-HD 1,3 NM | 1678.39
1FK7033-4CF24-1AH0 | SYNCHRONOUS MOTOR 1FK7-HD 1,3 NM | 1959.27
1FK2308-3AB00-1MB0 | SYNCHRONOUS MOTOR 1FK2-HI18 NM | 2184.59
1FK2308-3AB00-1SB0 | SYNCHRONOUS MOTOR 1FK2-HI18 NM | 1909.77
1FK2308-3AB01-0MB0 | SYNCHRONOUS MOTOR 1FK2-HI18 NM | 2261.34
1FK2308-3AB01-0SB0 | SYNCHRONOUS MOTOR 1FK2-HI18 NM | 1986.51
1FK2308-3AB10-0SB0 | SYNCHRONOUS MOTOR 1FK2-HI 18 NM | 2276.92
1FK7034-2AK71-1CH1 | SYNCHRONOUS MOTOR 1FK7-CT 1,6 NM | 2502.58
1FK7034-2AK71-1PA0 | SYNCHRONOUS MOTOR 1FK7-CT 1,6 NM | 1332.31
1FK7034-2AK71-1PA1 | SYNCHRONOUS MOTOR 1FK7-CT 1,6 NM | 1425.12
1FK7033-4CK71-1CH2 | SYNCHRONOUS MOTOR 1FK7-HD 1,3 NM | 2737.79
1FK7033-4CK71-1PA0 | SYNCHRONOUS MOTOR 1FK7-HD 1,3 NM | 1432.24
1FK7043-4CH71-1RG0 | SYNCHRONOUS MOTOR 1FK7-HD 3,5 NM | 2007.97
1FK7060-2AF71-1WA2 | SYNCHRONOUS MOTOR 1FK7-CT 6 NM | 1535.17
1FK7043-4CH71-1RH2 | SYNCHRONOUS MOTOR 1FK7-HD 3,5 NM | 2396.57
1FK7060-2AH71-1CH2 | SYNCHRONOUS MOTOR 1FK7-CT 6 NM | 2836.42
1FK7060-2AH71-1QA2 | SYNCHRONOUS MOTOR 1FK7-CT 6 NM | 1773.24
1FK7044-4CH71-1RA1 | SYNCHRONOUS MOTOR 1FK7-HD 4,5 NM | 2283.77
1FK7044-4CH71-1RA2 | SYNCHRONOUS MOTOR 1FK7-HD 4,5 NM | 2283.77
1FK7044-4CH71-1RB0 | SYNCHRONOUS MOTOR 1FK7-HD 4,5 NM | 2471.51
1FK7060-2AH71-1RH1 | SYNCHRONOUS MOTOR 1FK7-CT 6 NM | 2361.86
1FK7044-4CF71-1BA2 | SYNCHRONOUS MOTOR 1FK7-HD 4,5 NM | 2404.53
1FK7044-4CF71-1BB2 | SYNCHRONOUS MOTOR 1FK7-HD 4,5 NM | 2693.92
1FK7060-2AH71-1RH2 | SYNCHRONOUS MOTOR 1FK7-CT 6 NM | 2361.86
1FK7044-4CH71-1RH0 | SYNCHRONOUS MOTOR 1FK7-HD 4,5 NM | 2373.4
1FK7044-4CH71-1RH1 | SYNCHRONOUS MOTOR 1FK7-HD 4,5 NM | 2475.06
1FK7044-4CF71-1QA2 | SYNCHRONOUS MOTOR 1FK7-HD 4,5 NM | 1868.93
1FK7044-4CF71-1QB2 | SYNCHRONOUS MOTOR 1FK7-HD 4,5 NM | 2158.33
1FK7042-2AC71-1UB0 | SYNCHRONOUS MOTOR 1FK7-CT 3 NM | 1624.29
1FK7042-2AC71-1UB2 | SYNCHRONOUS MOTOR 1FK7-CT 3 NM | 1717.07
1FK7060-2AF71-1PB0 | SYNCHRONOUS MOTOR 1FK7-CT 6 NM | 1878.83
1FK7043-4CK71-1UA2 | SYNCHRONOUS MOTOR 1FK7-HD 3,5 NM | 1676.13
1FK7044-4CF71-1UG0 | SYNCHRONOUS MOTOR 1FK7-HD 4,5 NM | 1557.31
1FK7042-2AC71-1UH2 | SYNCHRONOUS MOTOR 1FK7-CT 3 NM | 1629.28
1FK7043-4CK71-1PG2 | SYNCHRONOUS MOTOR 1FK7-HD 3,5 NM | 1580.5
1FK7043-4CK71-1PH2 | SYNCHRONOUS MOTOR 1FK7-HD 3,5 NM | 1867.41
1FK7042-2AK71-1FA0 | SYNCHRONOUS MOTOR 1FK7-CT 3 NM | 2673.76
1FK7042-2AK71-1FG0 | SYNCHRONOUS MOTOR 1FK7-CT 3 NM | 2578.1
1FK7042-2AK71-1FH2 | SYNCHRONOUS MOTOR 1FK7-CT 3 NM | 2966.69
1FK7043-4CH71-1CA1 | SYNCHRONOUS MOTOR 1FK7-HD 3,5 NM | 2735.54
1FK7062-2AH71-1FH2 | SYNCHRONOUS MOTOR 1FK7-CT 8,5 NM | 3401.97
1FK2306-4AC00-0MB0 | SYNCHRONOUS MOTOR 1FK2-HI12 NM | 1863.84
1FK7034-2AK71-1FA0 | SYNCHRONOUS MOTOR 1FK7-CT 1,6 NM | 2636.95
1FK2308-4AB11-0SB0 | SYNCHRONOUS MOTOR 1FK2-HI 22 NM | 2572.27
1FK7032-2AF21-1CH1 | SYNCHRONOUS MOTOR 1FK7-CT 1,2 NM | 2408.21
1FK7033-4CK71-1PB0 | SYNCHRONOUS MOTOR 1FK7-HD 1,3 NM | 1675.05
1FK7061-4CH71-1RA1 | SYNCHRONOUS MOTOR 1FK7-HD 6,4 NM | 2516.83
1FK7060-2AF74-1GG2 | SYNCHRONOUS MOTOR 1FK7-CT 6 NM | 1990.06
1FK7044-4CH71-1FA1 | SYNCHRONOUS MOTOR 1FK7-HD 4,5 NM | 2902.94
1FK7043-4CH71-1UH0 | SYNCHRONOUS MOTOR 1FK7-HD 3,5 NM | 1765.74
1FK7043-4CH71-1UH1 | SYNCHRONOUS MOTOR 1FK7-HD 3,5 NM | 1867.41
1FK7044-4CH71-1CH0 | SYNCHRONOUS MOTOR 1FK7-HD 4,5 NM | 2903.65
1FK7044-4CH71-1PA0 | SYNCHRONOUS MOTOR 1FK7-HD 4,5 NM | 1652.96
1FK7044-4CF71-1BH1 | SYNCHRONOUS MOTOR 1FK7-HD 4,5 NM | 2595.8
1FK7044-4CF71-1CA0 | SYNCHRONOUS MOTOR 1FK7-HD 4,5 NM | 2712.36
1FK7044-4CH71-1RH2 | SYNCHRONOUS MOTOR 1FK7-HD 4,5 NM | 2475.06
1FK7060-2AH71-1UB1 | SYNCHRONOUS MOTOR 1FK7-CT 6 NM | 1971.65
1FK7062-2AH71-1UH1 | SYNCHRONOUS MOTOR 1FK7-CT 8,5 NM | 2017.04
1FK7043-4CK71-1CG2 | SYNCHRONOUS MOTOR 1FK7-HD 3,5 NM | 2639.9
1FK7044-4CF71-1QH2 | SYNCHRONOUS MOTOR 1FK7-HD 4,5 NM | 2060.22
1FK7044-4CF71-1RA0 | SYNCHRONOUS MOTOR 1FK7-HD 4,5 NM | 2182.11
1FK7043-4CK71-1PA2 | SYNCHRONOUS MOTOR 1FK7-HD 3,5 NM | 1676.13
1FK7044-4CF71-1UA0 | SYNCHRONOUS MOTOR 1FK7-HD 4,5 NM | 1652.96
1FK7044-4CF71-1UB0 | SYNCHRONOUS MOTOR 1FK7-HD 4,5 NM | 1942.36
1FK7043-4CK71-1QA2 | SYNCHRONOUS MOTOR 1FK7-HD 3,5 NM | 1790.44
1FK7043-4CK71-1QB2 | SYNCHRONOUS MOTOR 1FK7-HD 3,5 NM | 2079.84
1FK7043-4CK71-1RA0 | SYNCHRONOUS MOTOR 1FK7-HD 3,5 NM | 2103.62
1FK7043-4CK71-1RA2 | SYNCHRONOUS MOTOR 1FK7-HD 3,5 NM | 2205.28
1FK7044-4CF71-1RB1 | SYNCHRONOUS MOTOR 1FK7-HD 4,5 NM | 2573.18
1FK7044-4CF71-1RG1 | SYNCHRONOUS MOTOR 1FK7-HD 4,5 NM | 2188.12
1FK7042-2AK71-1PA0 | SYNCHRONOUS MOTOR 1FK7-CT 3 NM | 1365.27
1FK7042-2AK71-1PA2 | SYNCHRONOUS MOTOR 1FK7-CT 3 NM | 1458.07
1FK7044-4CF71-1UH0 | SYNCHRONOUS MOTOR 1FK7-HD 4,5 NM | 1844.25
1FK7043-4CH71-1BB1 | SYNCHRONOUS MOTOR 1FK7-HD 3,5 NM | 2615.43
1FK7043-4CH71-1BG1 | SYNCHRONOUS MOTOR 1FK7-HD 3,5 NM | 2230.37
1FK7062-2AH71-1CB2 | SYNCHRONOUS MOTOR 1FK7-CT 8,5 NM | 3048.54
1FK7064-4CC71-1BA2 | SYNCHRONOUS MOTOR 1FK7-HD 12 NM | 2939.13
1FK7062-2AH71-1CG2 | SYNCHRONOUS MOTOR 1FK7-CT 8,5 NM | 2662.27
1FK7064-4CC71-1CB0 | SYNCHRONOUS MOTOR 1FK7-HD 12 NM | 3582.94
1FK7062-2AH71-1PA2 | SYNCHRONOUS MOTOR 1FK7-CT 8,5 NM | 1799.73
1FK7062-2AH71-1PG2 | SYNCHRONOUS MOTOR 1FK7-CT 8,5 NM | 1714.11
1FK7032-2AF21-1UA0 | SYNCHRONOUS MOTOR 1FK7-CT 1,2 NM | 1237.94
1FK7032-2AF21-1UB0 | SYNCHRONOUS MOTOR 1FK7-CT 1,2 NM | 1455.27
1FK7032-2AF21-1UG1 | SYNCHRONOUS MOTOR 1FK7-CT 1,2 NM | 1245.16
1FK7032-2AK71-1BH1 | SYNCHRONOUS MOTOR 1FK7-CT 1,15 NM | 2041.66
1FK7022-5AK21-1PB8 | SYNCHRONOUS SERVOMOTOR, 1FK7 | 1937.32
1FK7022-5AK21-1PG8 | SYNCHRONOUS SERVOMOTOR, 1FK7 | 1582.01
1FK7032-2AK71-1CG2 | SYNCHRONOUS MOTOR 1FK7-CT 1,15 NM | 2193.32
1FK2204-5AK10-2MB0 | SYNCHRONOUS MOTOR 1FK2-CT 2.4 NM | 1426.63
1FK7032-2AK71-1PA2 | SYNCHRONOUS MOTOR 1FK7-CT 1,15 NM | 1330.77
1FK7022-5AK21-1VA8 | SYNCHRONOUS SERVOMOTOR, 1FK7 | 2192.27
1FK7032-2AK71-1QB1 | SYNCHRONOUS MOTOR 1FK7-CT 1,15 NM | 1650.37
1FK2204-6AF00-2SB0 | SYNCHRONOUS MOTOR 1FK2-CT 3.2 NM | 986.31
1FK7032-2AK71-1QG1 | SYNCHRONOUS MOTOR 1FK7-CT 1,15 NM | 1347.46
1FK2205-2AF00-0MA0 | SYNCHRONOUS MOTOR 1FK2 CT 3,6 NM | 1280.87
1FK2205-2AF00-1SB0 | SYNCHRONOUS MOTOR 1FK2 CT 3,6 NM | 1006
1FK2205-2AF01-1MB0 | SYNCHRONOUS MOTOR 1FK2 CT 3,6 NM | 1357.61
1FK7040-2AK71-1PG1 | SYNCHRONOUS MOTOR 1FK7-CT 1,6 NM | 1308.86
1FK7044-4CH71-1RB1 | SYNCHRONOUS MOTOR 1FK7-HD 4,5 NM | 2573.18
1FK7060-2AH71-1RG1 | SYNCHRONOUS MOTOR 1FK7-CT 6 NM | 2058.95
1FK7044-4CF71-1BA1 | SYNCHRONOUS MOTOR 1FK7-HD 4,5 NM | 2404.53
1FK7044-4CF71-1BG2 | SYNCHRONOUS MOTOR 1FK7-HD 4,5 NM | 2308.88
1FK7044-4CF71-1CA2 | SYNCHRONOUS MOTOR 1FK7-HD 4,5 NM | 2814.03
1FK7044-4CF71-1CB0 | SYNCHRONOUS MOTOR 1FK7-HD 4,5 NM | 3001.76
1FK7044-4CF71-1CG2 | SYNCHRONOUS MOTOR 1FK7-HD 4,5 NM | 2718.41
1FK7044-4CF71-1QH1 | SYNCHRONOUS MOTOR 1FK7-HD 4,5 NM | 2060.22
1FK7042-2AF71-1UH2 | SYNCHRONOUS MOTOR 1FK7-CT 3 NM | 1629.28
1FK7042-2AC71-1UA1 | SYNCHRONOUS MOTOR 1FK7-CT 3 NM | 1458.07
1FK7042-2AC71-1UG1 | SYNCHRONOUS MOTOR 1FK7-CT 3 NM | 1372.48
1FK7043-4CK71-1RG1 | SYNCHRONOUS MOTOR 1FK7-HD 3,5 NM | 2109.63
1FK7043-4CK71-1RH1 | SYNCHRONOUS MOTOR 1FK7-HD 3,5 NM | 2396.57
1FK7060-2AF71-1PA0 | SYNCHRONOUS MOTOR 1FK7-CT 6 NM | 1578.13
1FK7044-4CF71-1RH0 | SYNCHRONOUS MOTOR 1FK7-HD 4,5 NM | 2373.4
1FK7042-2AK71-1FG2 | SYNCHRONOUS MOTOR 1FK7-CT 3 NM | 2679.77
1FK7043-4CK71-1PB2 | SYNCHRONOUS MOTOR 1FK7-HD 3,5 NM | 1965.54
1FK7043-4CK71-1RB0 | SYNCHRONOUS MOTOR 1FK7-HD 3,5 NM | 2393.02
1FK7043-4CK71-1RG0 | SYNCHRONOUS MOTOR 1FK7-HD 3,5 NM | 2007.97
1FK7043-4CK71-1UB1 | SYNCHRONOUS MOTOR 1FK7-HD 3,5 NM | 1965.54
1FK7043-4CK71-1UG2 | SYNCHRONOUS MOTOR 1FK7-HD 3,5 NM | 1580.5
1FK7042-2AK71-1PG2 | SYNCHRONOUS MOTOR 1FK7-CT 3 NM | 1372.48
1FK7043-4CH71-1CA0 | SYNCHRONOUS MOTOR 1FK7-HD 3,5 NM | 2633.87
1FK7062-2AH71-1BH1 | SYNCHRONOUS MOTOR 1FK7-CT 8,5 NM | 2598.67
1FK7064-4CC71-1BA1 | SYNCHRONOUS MOTOR 1FK7-HD 12 NM | 2939.13
1FK7064-4CC71-1BG2 | SYNCHRONOUS MOTOR 1FK7-HD 12 NM | 2843.47
1FK7060-2AF71-1DB1 | SYNCHRONOUS MOTOR 1FK7-CT 6 NM | 2939.71
1FK7064-4CC71-1CB1 | SYNCHRONOUS MOTOR 1FK7-HD 12 NM | 3684.6
1FK7062-2AH71-1RA2 | SYNCHRONOUS MOTOR 1FK7-CT 8,5 NM | 2273.29
1FK7060-2AF71-1DG1 | SYNCHRONOUS MOTOR 1FK7-CT 6 NM | 2508.11
1FK7062-2AH71-1UA2 | SYNCHRONOUS MOTOR 1FK7-CT 8,5 NM | 1799.73
1FK7064-4CH71-1UA1 | SYNCHRONOUS MOTOR 1FK7-HD 12 NM | 2289.22
1FK7064-4CC71-1RH1 | SYNCHRONOUS MOTOR 1FK7-HD 12 NM | 3061.16
1FK7064-4CC71-1UB1 | SYNCHRONOUS MOTOR 1FK7-HD 12 NM | 2625.2
1FK7064-4CC71-1UH2 | SYNCHRONOUS MOTOR 1FK7-HD 12 NM | 2532.03
1FK7032-2AF21-1UB1 | SYNCHRONOUS MOTOR 1FK7-CT 1,2 NM | 1548.07
1FK7032-2AK71-1BG0 | SYNCHRONOUS MOTOR 1FK7-CT 1,15 NM | 1733.99
1FK7032-2AK71-1BG1 | SYNCHRONOUS MOTOR 1FK7-CT 1,15 NM | 1826.79
1FK7022-5AK21-1DB3 | SYNCHRONOUS SERVOMOTOR, 1FK7 | 2394.35
1FK7022-5AK21-1LA0 | SYNCHRONOUS SERVOMOTOR, 1FK7 | 2516.63
1FK7022-5AK21-1LB5 | SYNCHRONOUS SERVOMOTOR, 1FK7 | 2933.21
1FK2204-5AF00-2SA0 | SYNCHRONOUS MOTOR 1FK2-CT 2.4 NM | 931.48
1FK7032-2AK71-1CB0 | SYNCHRONOUS MOTOR 1FK7-CT 1,15 NM | 2403.4
1FK2204-5AF10-2MA0 | SYNCHRONOUS MOTOR 1FK2-CT 2.4 NM | 1426.63
1FK7022-5AK21-1UB0 | SYNCHRONOUS SERVOMOTOR, 1FK7 | 1625.8
1FK7022-5AK21-1UH5 | SYNCHRONOUS SERVOMOTOR, 1FK7 | 1684.25
1FK2104-4AF10-2SA0 | Synchronous motor 1FK2-HD 1.27 NM | 1060.46
1FK7032-2AK71-1PH2 | SYNCHRONOUS MOTOR 1FK7-CT 1,15 NM | 1460.05
1FK2204-6AF10-2SB0 | SYNCHRONOUS MOTOR 1FK2-CT 3.2 NM | 1206.59
1FK7022-5AK71-1DA8 | SYNCHRONOUS SERVOMOTOR, 1FK7 | 2364.68
1FK7040-2AK71-1FG0 | SYNCHRONOUS MOTOR 1FK7-CT 1,6 NM | 2507.01
1FK7040-2AK71-1CH2 | SYNCHRONOUS MOTOR 1FK7-CT 1,6 NM | 2513.81
1FK7040-2AK71-1QA1 | SYNCHRONOUS MOTOR 1FK7-CT 1,6 NM | 1496.73
1FK7034-2AF21-1BG0 | SYNCHRONOUS MOTOR 1FK7-CT 1,6 NM | 1828.35
1FK7042-2AF21-1UA1 | SYNCHRONOUS MOTOR 1FK7-CT 3 NM | 1458.07
1FK7040-2AK71-1RA0 | SYNCHRONOUS MOTOR 1FK7-CT 1,6 NM | 1775.17
1FK7040-2AK71-1RB2 | SYNCHRONOUS MOTOR 1FK7-CT 1,6 NM | 2127.02
1FK7043-4CH71-1RG1 | SYNCHRONOUS MOTOR 1FK7-HD 3,5 NM | 2109.63
1FK7043-4CH71-1UA1 | SYNCHRONOUS MOTOR 1FK7-HD 3,5 NM | 1676.13
1FK7061-4CH71-1UB0 | SYNCHRONOUS MOTOR 1FK7-HD 6,4 NM | 2221.96
1FK7044-4CH71-1DH0 | SYNCHRONOUS MOTOR 1FK7-HD 4,5 NM | 2583
1FK7060-2AH71-1BA2 | SYNCHRONOUS MOTOR 1FK7-CT 6 NM | 2252.59
1FK7060-2AH71-1CG1 | SYNCHRONOUS MOTOR 1FK7-CT 6 NM | 2533.52
1FK7060-2AH71-1FA1 | SYNCHRONOUS MOTOR 1FK7-CT 6 NM | 3015.3
1FK7060-2AH71-1QB2 | SYNCHRONOUS MOTOR 1FK7-CT 6 NM | 2073.91
1FK7044-4CH71-1RB2 | SYNCHRONOUS MOTOR 1FK7-HD 4,5 NM | 2573.18
1FK7060-2AH71-1RG2 | SYNCHRONOUS MOTOR 1FK7-CT 6 NM | 2058.95
1FK7060-2AH71-1UA1 | SYNCHRONOUS MOTOR 1FK7-CT 6 NM | 1670.93
1FK7044-4CF71-1CB2 | SYNCHRONOUS MOTOR 1FK7-HD 4,5 NM | 3103.43
1FK7044-4CF71-1CG0 | SYNCHRONOUS MOTOR 1FK7-HD 4,5 NM | 2616.71
1FK7044-4CF71-1DG1 | SYNCHRONOUS MOTOR 1FK7-HD 4,5 NM | 2397.76
1FK7044-4CF71-1QG2 | SYNCHRONOUS MOTOR 1FK7-HD 4,5 NM | 1773.28
1FK7042-2AF71-1UA1 | SYNCHRONOUS MOTOR 1FK7-CT 3 NM | 1458.07
1FK7044-4CF71-1RB0 | SYNCHRONOUS MOTOR 1FK7-HD 4,5 NM | 2471.51
1FK7060-2AF71-1PA1 | SYNCHRONOUS MOTOR 1FK7-CT 6 NM | 1670.93
1FK7042-2AK71-1DA0 | SYNCHRONOUS MOTOR 1FK7-CT 3 NM | 2264.2
1FK7042-2AK71-1PA1 | SYNCHRONOUS MOTOR 1FK7-CT 3 NM | 1458.07
1FK7043-4CK71-1UA1 | SYNCHRONOUS MOTOR 1FK7-HD 3,5 NM | 1676.13
1FK7043-4CK71-1UB2 | SYNCHRONOUS MOTOR 1FK7-HD 3,5 NM | 1965.54
1FK7043-4CK71-1UH2 | SYNCHRONOUS MOTOR 1FK7-HD 3,5 NM | 1867.41
1FK7042-2AK71-1PB1 | SYNCHRONOUS MOTOR 1FK7-CT 3 NM | 1717.07
1FK7042-2AK71-1PG1 | SYNCHRONOUS MOTOR 1FK7-CT 3 NM | 1372.48
1FK7044-4CF71-1UG1 | SYNCHRONOUS MOTOR 1FK7-HD 4,5 NM | 1659
1FK7043-4CH71-1BG2 | SYNCHRONOUS MOTOR 1FK7-HD 3,5 NM | 2230.37
1FK7061-4CH71-1PA1 | SYNCHRONOUS MOTOR 1FK7-HD 6,4 NM | 1987.66
1FK7064-4CC71-1BB2 | SYNCHRONOUS MOTOR 1FK7-HD 12 NM | 3275.08
1FK7064-4CC71-1CA1 | SYNCHRONOUS MOTOR 1FK7-HD 12 NM | 3348.64
1FK7062-2AH71-1PH1 | SYNCHRONOUS MOTOR 1FK7-CT 8,5 NM | 2017.04
1FK7064-4CC71-1CG0 | SYNCHRONOUS MOTOR 1FK7-HD 12 NM | 3151.34
1FK7064-4CC71-1CH2 | SYNCHRONOUS MOTOR 1FK7-HD 12 NM | 3591.45
1FK7064-4CH71-1UG0 | SYNCHRONOUS MOTOR 1FK7-HD 12 NM | 2091.9
1FK7064-4CC71-1RH0 | SYNCHRONOUS MOTOR 1FK7-HD 12 NM | 2959.5
1FK7064-4CH71-1UG1 | SYNCHRONOUS MOTOR 1FK7-HD 12 NM | 2193.6
1FK7064-4CC71-1UA1 | SYNCHRONOUS MOTOR 1FK7-HD 12 NM | 2289.22
1FK7064-4CC71-1UG1 | SYNCHRONOUS MOTOR 1FK7-HD 12 NM | 2193.6
1FE1093-6WV11-3WB2 | BUILT-IN SYNCHRONOUS MOTOR, | 3571.8
1FK7032-2AK71-1BH0 | SYNCHRONOUS MOTOR 1FK7-CT 1,15 NM | 1948.86
1FK7022-5AK21-1DG2 | SYNCHRONOUS SERVOMOTOR, 1FK7 | 2095.11
1FK7022-5AK21-1DG8 | SYNCHRONOUS SERVOMOTOR, 1FK7 | 2264.28
1FK7022-5AK21-1LA2 | SYNCHRONOUS SERVOMOTOR, 1FK7 | 2625.54
1FK2204-5AF00-2MA0 | SYNCHRONOUS MOTOR 1FK2-CT 2.4 NM | 1206.33
1FK7022-5AK21-1PB0 | SYNCHRONOUS SERVOMOTOR, 1FK7 | 1659.26
1FK7032-2AK71-1CA2 | SYNCHRONOUS MOTOR 1FK7-CT 1,15 NM | 2278.93
1FK2204-5AF10-2SB0 | SYNCHRONOUS MOTOR 1FK2-CT 2.4 NM | 1151.78
1FK7032-2AK71-1DB0 | SYNCHRONOUS MOTOR 1FK7-CT 1,15 NM | 2364.77
1FK2104-4AF00-2MB0 | Synchronous motor 1FK2-HD 1.27 NM | 1115.01
1FK7022-5AK21-1VH2 | SYNCHRONOUS SERVOMOTOR, 1FK7 | 2174.8
1FK2204-6AF10-2SA0 | SYNCHRONOUS MOTOR 1FK2-CT 3.2 NM | 1206.59
1FK7022-5AK71-1DA5 | SYNCHRONOUS SERVOMOTOR, 1FK7 | 2248.31
1FK2205-2AF01-1SB0 | SYNCHRONOUS MOTOR 1FK2 CT 3,6 NM | 1082.77
1FK7040-2AK71-1PH2 | SYNCHRONOUS MOTOR 1FK7-CT 1,6 NM | 1565.64
1FK7040-2AK71-1QG2 | SYNCHRONOUS MOTOR 1FK7-CT 1,6 NM | 1411.12
1FK7042-2AF24-1AB0 | SYNCHRONOUS MOTOR 1FK7-CT 3 NM | 2197.39
1FK7040-2AK71-1RB1 | SYNCHRONOUS MOTOR 1FK7-CT 1,6 NM | 2127.02
1FK7064-4CC71-1BH1 | SYNCHRONOUS MOTOR 1FK7-HD 12 NM | 3181.9
1FK7064-4CC71-1CA0 | SYNCHRONOUS MOTOR 1FK7-HD 12 NM | 3246.97
1FK7064-4CC71-1CG1 | SYNCHRONOUS MOTOR 1FK7-HD 12 NM | 3253
1FK7064-4CC71-1CG2 | SYNCHRONOUS MOTOR 1FK7-HD 12 NM | 3253
1FK7064-4CC71-1DB0 | SYNCHRONOUS MOTOR 1FK7-HD 12 NM | 3262.29
1FK7064-4CC71-1QA2 | SYNCHRONOUS MOTOR 1FK7-HD 12 NM | 2403.53
1FK7064-4CC71-1QB2 | SYNCHRONOUS MOTOR 1FK7-HD 12 NM | 2739.47
1FK7064-4CC71-1QH2 | SYNCHRONOUS MOTOR 1FK7-HD 12 NM | 2646.32
1FK7064-4CC71-1RA0 | SYNCHRONOUS MOTOR 1FK7-HD 12 NM | 2716.72
1FE1074-4WT11-3WA2 | BUILT-IN SYNCHRONOUS MOTOR | 1749
1FE1084-4WP11-6BA0 | BUILT-IN SYNCHRONOUS MOTOR | 7408.07
1FG1501-5RC23-1DM1 | SIMOTICS S-1FG1 SERVO GEARED MOTOR | 3196.03
1FK7032-2AK71-1BB0 | SYNCHRONOUS MOTOR 1FK7-CT 1,15 NM | 2036.91
1FK7032-2AK71-1BB1 | SYNCHRONOUS MOTOR 1FK7-CT 1,15 NM | 2129.73
1FK7022-5AK21-1DH2 | SYNCHRONOUS SERVOMOTOR, 1FK7 | 2347.24
1FK7022-5AK21-1DH8 | SYNCHRONOUS SERVOMOTOR, 1FK7 | 2516.37
1FK7022-5AK21-1LG5 | SYNCHRONOUS SERVOMOTOR, 1FK7 | 2577.89
1FK7022-5AK21-1PA0 | SYNCHRONOUS SERVOMOTOR, 1FK7 | 1404.35
1FK7022-5AK21-1PA5 | SYNCHRONOUS SERVOMOTOR, 1FK7 | 1566.03
1FK2103-4AG01-2MA0 | Synchronous motor 1FK2-HD 1,27 Nm | 1191.75
1FK2204-5AK00-2MB0 | SYNCHRONOUS MOTOR 1FK2-CT 2.4 NM | 1206.33
1FK7032-2AK71-1FG1 | SYNCHRONOUS MOTOR 1FK7-CT 1,15 NM | 2537.52
1FK2104-4AF10-2MB0 | Synchronous motor 1FK2-HD 1.27 NM | 1335.31
1FK2104-4AK00-2MB0 | Synchronous motor 1FK2-HD 1.27 NM | 1115.01
1FK2104-4AK00-2SB0 | Synchronous motor 1FK2-HD 1.27 NM | 840.16
1FK2104-4AK10-2MB0 | Synchronous motor 1FK2-HD 1.27 NM | 1335.31
1FK2104-4AK10-2SA0 | Synchronous motor 1FK2-HD 1,27 Nm | 1060.46
1FK7022-5AK71-1DA3 | SYNCHRONOUS SERVOMOTOR, 1FK7 | 2139.42
1FK7040-2AK71-1FH0 | SYNCHRONOUS MOTOR 1FK7-CT 1,6 NM | 2793.93
1FK7040-2AK71-1CH0 | SYNCHRONOUS MOTOR 1FK7-CT 1,6 NM | 2420.96
1FK7040-2AK71-1QH2 | SYNCHRONOUS MOTOR 1FK7-CT 1,6 NM | 1667.9
1FK7042-2AF24-1SA0 | SYNCHRONOUS MOTOR 1FK7-CT 3 NM | 1126
1FK7042-3BK71-1BG2 | SYNCHRONOUS MOTOR 1FK7-HI 3 NM | 1954.1
1FK7034-2AF21-1CH0 | SYNCHRONOUS MOTOR 1FK7-CT 1,6 NM | 2409.78
1FK7040-2AK71-1UA1 | SYNCHRONOUS MOTOR 1FK7-CT 1,6 NM | 1394.44
1FK7034-2AF21-1CH2 | SYNCHRONOUS MOTOR 1FK7-CT 1,6 NM | 2502.58
1FK7034-2AF21-1RA2 | SYNCHRONOUS MOTOR 1FK7-CT 1,6 NM | 1898.73
1FK7042-2AF71-1PA0 | SYNCHRONOUS MOTOR 1FK7-CT 3 NM | 1365.27
1FK7042-2AF71-1PB2 | SYNCHRONOUS MOTOR 1FK7-CT 3 NM | 1717.07
1FK7033-4CK71-1CA1 | SYNCHRONOUS MOTOR 1FK7-HD 1,3 NM | 2593.34
1FK7033-4CK71-1CB1 | SYNCHRONOUS MOTOR 1FK7-HD 1,3 NM | 2836.13
1FK2306-4AC10-1MB0 | SYNCHRONOUS MOTOR 1FK2-HI 12 NM | 2157.62
1FK2306-4AC11-1MB0 | SYNCHRONOUS MOTOR 1FK2-HI 12 NM | 2234.34
1FK7034-2AK71-1FG1 | SYNCHRONOUS MOTOR 1FK7-CT 1,6 NM | 2642.98
1FK7032-2AF21-1BH1 | SYNCHRONOUS MOTOR 1FK7-CT 1,2 NM | 2041.66
1FK7032-2AF21-1CA2 | SYNCHRONOUS MOTOR 1FK7-CT 1,2 NM | 2278.93
1FK2308-4AB10-1SB0 | SYNCHRONOUS MOTOR 1FK2-HI 22 NM | 2495.51
1FK7032-2AF21-1FA0 | SYNCHRONOUS MOTOR 1FK7-CT 1,2 NM | 2531.49
1FK7032-2AF21-1FB1 | SYNCHRONOUS MOTOR 1FK7-CT 1,2 NM | 2875.97
1FK2308-4AB11-1SB0 | SYNCHRONOUS MOTOR 1FK2-HI 22 NM | 2572.27
1FK7034-2AK71-1QG1 | SYNCHRONOUS MOTOR 1FK7-CT 1,6 NM | 1441.82
1FK7034-2AK71-1QH2 | SYNCHRONOUS MOTOR 1FK7-CT 1,6 NM | 1656.73
1FK7033-4CK71-1QG0 | SYNCHRONOUS MOTOR 1FK7-HD 1,3 NM | 1450.93
1FK7032-2AF21-1PH2 | SYNCHRONOUS MOTOR 1FK7-CT 1,2 NM | 1460.05
1FK7034-2AK71-1RB1 | SYNCHRONOUS MOTOR 1FK7-CT 1,6 NM | 2116
1FK7034-2AK71-1RB2 | SYNCHRONOUS MOTOR 1FK7-CT 1,6 NM | 2116
1FK7033-4CK71-1RA1 | SYNCHRONOUS MOTOR 1FK7-HD 1,3 NM | 2063.07
1FK7040-2AK71-1PG2 | SYNCHRONOUS MOTOR 1FK7-CT 1,6 NM | 1308.86
1FK7040-2AK71-1PH1 | SYNCHRONOUS MOTOR 1FK7-CT 1,6 NM | 1565.64
1FK7034-2AF21-1BG1 | SYNCHRONOUS MOTOR 1FK7-CT 1,6 NM | 1921.18
1FK7042-3BK71-1CA1 | SYNCHRONOUS MOTOR 1FK7-HI 3 NM | 2406.22
1FK7042-3BK71-1CB2 | SYNCHRONOUS MOTOR 1FK7-HI 3 NM | 2665.25
1FK7040-2AK71-1RG1 | SYNCHRONOUS MOTOR 1FK7-CT 1,6 NM | 1782.47
1FK7040-2AK71-1RG2 | SYNCHRONOUS MOTOR 1FK7-CT 1,6 NM | 1782.47
1FK7042-3BK71-1FH1 | SYNCHRONOUS MOTOR 1FK7-HI 3 NM | 2968.7
1FK7042-3BK71-1QA0 | SYNCHRONOUS MOTOR 1FK7-HI 3 NM | 1467.54
1FK7034-2AF21-1BG2 | SYNCHRONOUS MOTOR 1FK7-CT 1,6 NM | 1921.18
1FK7042-3BK71-1RH0 | SYNCHRONOUS MOTOR 1FK7-HI 3 NM | 2010.04
1FK7042-3BK71-1RH1 | SYNCHRONOUS MOTOR 1FK7-HI 3 NM | 2102.86
1FK7040-2AK71-1UG2 | SYNCHRONOUS MOTOR 1FK7-CT 1,6 NM | 1308.86
1FK7042-2AF71-1FB2 | SYNCHRONOUS MOTOR 1FK7-CT 3 NM | 3064.83
1FK7042-2AF71-1FG0 | SYNCHRONOUS MOTOR 1FK7-CT 3 NM | 2578.1
1FK7043-4CF21-1BB1 | SYNCHRONOUS MOTOR 1FK7-HD 3,3 NM | 2615.43
1FK7043-4CF21-1BG0 | SYNCHRONOUS MOTOR 1FK7-HD 3,3 NM | 2128.71
1FK7042-2AF71-1PG2 | SYNCHRONOUS MOTOR 1FK7-CT 3 NM | 1372.48
1FK2308-3AB11-0MB0 | SYNCHRONOUS MOTOR 1FK2-HI 18 NM | 2628.54
1FK2308-4AB00-0MB0 | SYNCHRONOUS MOTOR 1FK2-HI 22 NM | 2403.22
1FK7034-2AK71-1CH0 | SYNCHRONOUS MOTOR 1FK7-CT 1,6 NM | 2409.78
1FK7034-2AK71-1PB2 | SYNCHRONOUS MOTOR 1FK7-CT 1,6 NM | 1642.42
1FK2308-4AB01-0SB0 | SYNCHRONOUS MOTOR 1FK2-HI 22 NM | 2205.12
1FK7033-4CK71-1CH0 | SYNCHRONOUS MOTOR 1FK7-HD 1,3 NM | 2636.12
1FK7033-4CK71-1CH1 | SYNCHRONOUS MOTOR 1FK7-HD 1,3 NM | 2737.79
1FK7033-4CK71-1PA1 | SYNCHRONOUS MOTOR 1FK7-HD 1,3 NM | 1533.94
1FK7032-2AF21-1FH2 | SYNCHRONOUS MOTOR 1FK7-CT 1,2 NM | 2777.63
1FK7032-2AF21-1PG2 | SYNCHRONOUS MOTOR 1FK7-CT 1,2 NM | 1245.16
1FK7033-4CK71-1QA0 | SYNCHRONOUS MOTOR 1FK7-HD 1,3 NM | 1546.54
1FK7032-2AF21-1RA0 | SYNCHRONOUS MOTOR 1FK7-CT 1,2 NM | 1711.51
1FK7033-4CK71-1QH0 | SYNCHRONOUS MOTOR 1FK7-HD 1,3 NM | 1691.03
1FK7032-2AF21-1RH1 | SYNCHRONOUS MOTOR 1FK7-CT 1,2 NM | 1933.63
1FK7042-2AF21-1BG0 | SYNCHRONOUS MOTOR 1FK7-CT 3 NM | 1861.31
1FK7042-2AF21-1BG2 | SYNCHRONOUS MOTOR 1FK7-CT 3 NM | 1954.1
1FK7034-2AK71-1UB1 | SYNCHRONOUS MOTOR 1FK7-CT 1,6 NM | 1642.42
1FK7033-4CK71-1PG0 | SYNCHRONOUS MOTOR 1FK7-HD 1,3 NM | 1336.62
1FK7033-4CK71-1QB1 | SYNCHRONOUS MOTOR 1FK7-HD 1,3 NM | 1891.02
1FK7032-2AF21-1RB1 | SYNCHRONOUS MOTOR 1FK7-CT 1,2 NM | 2021.65
1FK7032-2AF21-1RG1 | SYNCHRONOUS MOTOR 1FK7-CT 1,2 NM | 1718.76
1FK7034-2AK71-1UH1 | SYNCHRONOUS MOTOR 1FK7-CT 1,6 NM | 1554.44
1FK7042-2AK71-1UB0 | SYNCHRONOUS MOTOR 1FK7-CT 3 NM | 1624.29
1FK7040-2AK71-1CB0 | SYNCHRONOUS MOTOR 1FK7-CT 1,6 NM | 2508.8
1FK7040-2AK71-1DA0 | SYNCHRONOUS MOTOR 1FK7-CT 1,6 NM | 2193.11
1FK7040-2AK71-1PA0 | SYNCHRONOUS MOTOR 1FK7-CT 1,6 NM | 1301.61
1FK7062-2AC71-1FB0 | SYNCHRONOUS MOTOR 1FK7-CT 8,5 NM | 3391.44
1FK7062-2AC71-1FG0 | SYNCHRONOUS MOTOR 1FK7-CT 8,5 NM | 2959.84
1FK7062-3BF71-1BA1 | SYNCHRONOUS MOTOR 1FK7-HI 8.5 NM | 2381.31
1FK7060-3BF71-1CB0 | SYNCHRONOUS MOTOR 1FK7-HI 6 NM | 2826.94
1FK7062-3BF71-1BA2 | SYNCHRONOUS MOTOR 1FK7-HI 8.5 NM | 2381.31
1FK7062-3BF71-1CA2 | SYNCHRONOUS MOTOR 1FK7-HI 8.5 NM | 2747.85
1FK7062-3BF71-1CG0 | SYNCHRONOUS MOTOR 1FK7-HI 8.5 NM | 2569.45
1FK7062-3BF71-1CG1 | SYNCHRONOUS MOTOR 1FK7-HI 8.5 NM | 2662.27
1FK7060-3BF71-1QH2 | SYNCHRONOUS MOTOR 1FK7-HI 6 NM | 1990.56
1FK7060-3BF71-1RB0 | SYNCHRONOUS MOTOR 1FK7-HI 6 NM | 2352.41
1FK7060-3BF71-1RB1 | SYNCHRONOUS MOTOR 1FK7-HI 6 NM | 2445.21
1FK7061-4CF71-1BA0 | SYNCHRONOUS MOTOR 1FK7-HD 6,4 NM | 2535.87
1FK7061-4CF71-1BA1 | SYNCHRONOUS MOTOR 1FK7-HD 6,4 NM | 2637.53
1FK7042-3BK71-1CG0 | SYNCHRONOUS MOTOR 1FK7-HI 3 NM | 2227.83
1FK7042-3BK71-1FG1 | SYNCHRONOUS MOTOR 1FK7-HI 3 NM | 2681.79
1FK7034-2AF21-1DB1 | SYNCHRONOUS MOTOR 1FK7-CT 1,6 NM | 2573.92
1FK7034-2AF21-1FB0 | SYNCHRONOUS MOTOR 1FK7-CT 1,6 NM | 2879.76
1FK7042-3BK71-1RG0 | SYNCHRONOUS MOTOR 1FK7-HI 3 NM | 1753.26
1FK7034-2AF21-1FH0 | SYNCHRONOUS MOTOR 1FK7-CT 1,6 NM | 2781.43
1FK7042-2AF71-1DH1 | SYNCHRONOUS MOTOR 1FK7-CT 3 NM | 2557.15
1FK7034-2AF21-1PB0 | SYNCHRONOUS MOTOR 1FK7-CT 1,6 NM | 1549.66
1FK7034-2AF21-1PG1 | SYNCHRONOUS MOTOR 1FK7-CT 1,6 NM | 1339.55
1FK7040-2AK71-1UH1 | SYNCHRONOUS MOTOR 1FK7-CT 1,6 NM | 1565.64
1FK7042-2AF71-1FA0 | SYNCHRONOUS MOTOR 1FK7-CT 3 NM | 2673.76
1FK7042-2AF71-1FA2 | SYNCHRONOUS MOTOR 1FK7-CT 3 NM | 2775.42
1FK7034-2AF21-1RA1 | SYNCHRONOUS MOTOR 1FK7-CT 1,6 NM | 1898.73
1FK7042-2AF71-1FG2 | SYNCHRONOUS MOTOR 1FK7-CT 3 NM | 2679.77
1FK7043-4CF21-1CB2 | SYNCHRONOUS MOTOR 1FK7-HD 3,3 NM | 3024.94
1FK7043-4CF21-1CG1 | SYNCHRONOUS MOTOR 1FK7-HD 3,3 NM | 2639.9
1FK2306-2AC11-1SB0 | SYNCHRONOUS MOTOR 1FK2-HI 6 NM | 1557.7
1FK2306-4AC10-0MB0 | SYNCHRONOUS MOTOR 1FK2-HI 12 NM | 2157.62
1FK7033-4CK71-1DA0 | SYNCHRONOUS MOTOR 1FK7-HD 1,3 NM | 2171.02
1FK7032-2AF21-1DA0 | SYNCHRONOUS MOTOR 1FK7-CT 1,2 NM | 2121.95
1FK7034-2AK71-1FG2 | SYNCHRONOUS MOTOR 1FK7-CT 1,6 NM | 2642.98
1FK2308-4AB01-1MB0 | SYNCHRONOUS MOTOR 1FK2-HI 22 NM | 2479.96
1FK7034-2AK71-1QA1 | SYNCHRONOUS MOTOR 1FK7-CT 1,6 NM | 1527.4
1FK7033-4CK71-1PB1 | SYNCHRONOUS MOTOR 1FK7-HD 1,3 NM | 1776.71
1FK7034-2AK71-1RA2 | SYNCHRONOUS MOTOR 1FK7-CT 1,6 NM | 1898.73
1FK7033-4CK71-1QH2 | SYNCHRONOUS MOTOR 1FK7-HD 1,3 NM | 1792.69
1FK7033-4CK71-1RG0 | SYNCHRONOUS MOTOR 1FK7-HD 1,3 NM | 1865.77
1FK7034-2AK71-1RG2 | SYNCHRONOUS MOTOR 1FK7-CT 1,6 NM | 1813.15
1FK7033-4CK71-1UH1 | SYNCHRONOUS MOTOR 1FK7-HD 1,3 NM | 1678.39
1FK7034-2AK71-1UB0 | SYNCHRONOUS MOTOR 1FK7-CT 1,6 NM | 1549.66
1FK7042-2AF21-1BH0 | SYNCHRONOUS MOTOR 1FK7-CT 3 NM | 2118.08
1FK7042-2AF21-1CG0 | SYNCHRONOUS MOTOR 1FK7-CT 3 NM | 2227.83
1FK7034-2AK71-1UH2 | SYNCHRONOUS MOTOR 1FK7-CT 1,6 NM | 1554.44
1FK7032-2AF21-1PA2 | SYNCHRONOUS MOTOR 1FK7-CT 1,2 NM | 1330.77
1FK7033-4CK71-1PG1 | SYNCHRONOUS MOTOR 1FK7-HD 1,3 NM | 1438.28
1FK7032-2AF21-1QB1 | SYNCHRONOUS MOTOR 1FK7-CT 1,2 NM | 1650.37
1FK7032-2AF21-1QG1 | SYNCHRONOUS MOTOR 1FK7-CT 1,2 NM | 1347.46
1FK7033-4CK71-1QG1 | SYNCHRONOUS MOTOR 1FK7-HD 1,3 NM | 1552.59
1FK7034-2AK71-1RH1 | SYNCHRONOUS MOTOR 1FK7-CT 1,6 NM | 2028.01
1FK7042-2AF21-1BB2 | SYNCHRONOUS MOTOR 1FK7-CT 3 NM | 2298.7
1FK7042-2AF21-1BH1 | SYNCHRONOUS MOTOR 1FK7-CT 3 NM | 2210.92
1FK7042-2AF21-1CB0 | SYNCHRONOUS MOTOR 1FK7-CT 3 NM | 2572.4
1FK7042-2AF21-1CG2 | SYNCHRONOUS MOTOR 1FK7-CT 3 NM | 2320.64
1FK7042-2AF21-1QA2 | SYNCHRONOUS MOTOR 1FK7-CT 3 NM | 1560.37
1FK7042-2AF21-1QG1 | SYNCHRONOUS MOTOR 1FK7-CT 3 NM | 1474.78
1FK7040-2AK71-1BB0 | SYNCHRONOUS MOTOR 1FK7-CT 1,6 NM | 2142.27
1FK7040-2AK71-1FG2 | SYNCHRONOUS MOTOR 1FK7-CT 1,6 NM | 2608.67
1FK7044-4CH71-1UG0 | SYNCHRONOUS MOTOR 1FK7-HD 4,5 NM | 1557.31
1FK7062-2AC71-1FG2 | SYNCHRONOUS MOTOR 1FK7-CT 8,5 NM | 3061.5
1FK7060-3BF71-1BA0 | SYNCHRONOUS MOTOR 1FK7-HI 6 NM | 2159.78
1FK7062-2AC71-1PB0 | SYNCHRONOUS MOTOR 1FK7-CT 8,5 NM | 2007.59
1FK7060-3BF71-1BH1 | SYNCHRONOUS MOTOR 1FK7-HI 6 NM | 2469.91
1FK7060-3BF71-1CB2 | SYNCHRONOUS MOTOR 1FK7-HI 6 NM | 2919.74
1FK7062-3BF71-1BH0 | SYNCHRONOUS MOTOR 1FK7-HI 8.5 NM | 2505.81
1FK7060-3BF71-1FH1 | SYNCHRONOUS MOTOR 1FK7-HI 6 NM | 3256.08
1FK7060-3BF71-1QH1 | SYNCHRONOUS MOTOR 1FK7-HI 6 NM | 1990.56
1FK7062-3BF71-1FA1 | SYNCHRONOUS MOTOR 1FK7-HI 8.5 NM | 3157.14
1FK7042-3BK71-1DG0 | SYNCHRONOUS MOTOR 1FK7-HI 3 NM | 2168.58
1FK7042-3BK71-1RB2 | SYNCHRONOUS MOTOR 1FK7-HI 3 NM | 2190.67
1FK7042-3BK71-1RG1 | SYNCHRONOUS MOTOR 1FK7-HI 3 NM | 1846.08
1FK7040-2AK71-1UH2 | SYNCHRONOUS MOTOR 1FK7-CT 1,6 NM | 1565.64
1FK7034-2AF21-1RA0 | SYNCHRONOUS MOTOR 1FK7-CT 1,6 NM | 1805.92
1FK7043-4CF21-1BA0 | SYNCHRONOUS MOTOR 1FK7-HD 3,3 NM | 2224.36
1FK7043-4CF21-1CA2 | SYNCHRONOUS MOTOR 1FK7-HD 3,3 NM | 2735.54
1FK7043-4CF21-1CH0 | SYNCHRONOUS MOTOR 1FK7-HD 3,3 NM | 2825.16
1FK7042-2AF71-1PH1 | SYNCHRONOUS MOTOR 1FK7-CT 3 NM | 1629.28
1FK2306-4AC00-0SB0 | SYNCHRONOUS MOTOR 1FK2-HI12 NM | 1589.02
1FK7033-4CK71-1CG1 | SYNCHRONOUS MOTOR 1FK7-HD 1,3 NM | 2497.69
1FK7034-2AK71-1FA1 | SYNCHRONOUS MOTOR 1FK7-CT 1,6 NM | 2738.63
1FK7032-2AF21-1CB2 | SYNCHRONOUS MOTOR 1FK7-CT 1,2 NM | 2496.24
1FK7032-2AF21-1DB0 | SYNCHRONOUS MOTOR 1FK7-CT 1,2 NM | 2364.77
1FK7034-2AK71-1PG2 | SYNCHRONOUS MOTOR 1FK7-CT 1,6 NM | 1339.55
1FK2308-4AB10-1MB0 | SYNCHRONOUS MOTOR 1FK2-HI 22 NM | 2770.35
1FK7034-2AK71-1QB0 | SYNCHRONOUS MOTOR 1FK7-CT 1,6 NM | 1651.9
1FK7033-4CK71-1QA1 | SYNCHRONOUS MOTOR 1FK7-HD 1,3 NM | 1648.21
1FK7033-4CK71-1QB0 | SYNCHRONOUS MOTOR 1FK7-HD 1,3 NM | 1789.35
1FK7032-2AF21-1QH1 | SYNCHRONOUS MOTOR 1FK7-CT 1,2 NM | 1562.38
1FK7033-4CK71-1RA0 | SYNCHRONOUS MOTOR 1FK7-HD 1,3 NM | 1961.41
1FK7034-2AK71-1RB0 | SYNCHRONOUS MOTOR 1FK7-CT 1,6 NM | 2023.22
1FK7033-4CK71-1RH2 | SYNCHRONOUS MOTOR 1FK7-HD 1,3 NM | 2207.54
1FK7033-4CK71-1UG1 | SYNCHRONOUS MOTOR 1FK7-HD 1,3 NM | 1438.28
1FK7042-2AF21-1BH2 | SYNCHRONOUS MOTOR 1FK7-CT 3 NM | 2210.92
1FK7033-4CK71-1PH1 | SYNCHRONOUS MOTOR 1FK7-HD 1,3 NM | 1678.39
1FK7032-2AF21-1PH1 | SYNCHRONOUS MOTOR 1FK7-CT 1,2 NM | 1460.05
1FK7033-4CK71-1QH1 | SYNCHRONOUS MOTOR 1FK7-HD 1,3 NM | 1792.69
1FK7033-4CK71-1RB1 | SYNCHRONOUS MOTOR 1FK7-HD 1,3 NM | 2305.88
1FK7042-2AF21-1BB0 | SYNCHRONOUS MOTOR 1FK7-CT 3 NM | 2205.92
1FK7042-2AF21-1CA1 | SYNCHRONOUS MOTOR 1FK7-CT 3 NM | 2406.22
1FK7042-2AF21-1CB2 | SYNCHRONOUS MOTOR 1FK7-CT 3 NM | 2665.25
1FK7042-2AF21-1QB1 | SYNCHRONOUS MOTOR 1FK7-CT 3 NM | 1819.37
1FK7042-2AK71-1UH1 | SYNCHRONOUS MOTOR 1FK7-CT 3 NM | 1629.28
1FK7040-2AK71-1CH1 | SYNCHRONOUS MOTOR 1FK7-CT 1,6 NM | 2513.81
1FK7062-2AC71-1DB0 | SYNCHRONOUS MOTOR 1FK7-CT 8,5 NM | 2981.91
1FK7044-4CH71-1UB2 | SYNCHRONOUS MOTOR 1FK7-HD 4,5 NM | 2044.03
1FK7060-3BF71-1BA1 | SYNCHRONOUS MOTOR 1FK7-HI 6 NM | 2252.59
1FK7062-2AC71-1PA2 | SYNCHRONOUS MOTOR 1FK7-CT 8,5 NM | 1799.73
1FK7062-2AC71-1PG1 | SYNCHRONOUS MOTOR 1FK7-CT 8,5 NM | 1714.11
1FK7062-3BF71-1BG0 | SYNCHRONOUS MOTOR 1FK7-HI 8.5 NM | 2202.92
1FK7060-3BF71-1FH0 | SYNCHRONOUS MOTOR 1FK7-HI 6 NM | 3154.42
1FK7062-3BF71-1DG0 | SYNCHRONOUS MOTOR 1FK7-HI 8.5 NM | 2550.31
1FK7060-3BF71-1QA2 | SYNCHRONOUS MOTOR 1FK7-HI 6 NM | 1773.24
1FK7060-3BF71-1QH0 | SYNCHRONOUS MOTOR 1FK7-HI 6 NM | 1897.73
1FK7062-3BF71-1QH0 | SYNCHRONOUS MOTOR 1FK7-HI 8.5 NM | 2026.51
1FK7061-4CF71-1DB0 | SYNCHRONOUS MOTOR 1FK7-HD 6,4 NM | 2960.73
1FK7062-3BF71-1RG2 | SYNCHRONOUS MOTOR 1FK7-HI 8.5 NM | 2187.68
1FK7043-4CH71-1CA2 | SYNCHRONOUS MOTOR 1FK7-HD 3,5 NM | 2735.54
1FK7042-2AK71-1UA0 | SYNCHRONOUS MOTOR 1FK7-CT 3 NM | 1365.27
1FK7061-4CH71-1QB1 | SYNCHRONOUS MOTOR 1FK7-HD 6,4 NM | 2437.93
1FK7061-4CH71-1RA2 | SYNCHRONOUS MOTOR 1FK7-HD 6,4 NM | 2516.83
1FK7044-4CH71-1CB0 | SYNCHRONOUS MOTOR 1FK7-HD 4,5 NM | 3001.76
1FK7044-4CH71-1CG1 | SYNCHRONOUS MOTOR 1FK7-HD 4,5 NM | 2718.41
1FK7043-4CH71-1UB1 | SYNCHRONOUS MOTOR 1FK7-HD 3,5 NM | 1965.54
1FK7060-2AH71-1BA0 | SYNCHRONOUS MOTOR 1FK7-CT 6 NM | 2159.78
1FK7061-4CH71-1UH1 | SYNCHRONOUS MOTOR 1FK7-HD 6,4 NM | 2230.45
1FK7033-4CK71-1RB0 | SYNCHRONOUS MOTOR 1FK7-HD 1,3 NM | 2204.21
1FK7042-2AF21-1BA1 | SYNCHRONOUS MOTOR 1FK7-CT 3 NM | 2039.68
1FK7034-2AK71-1UA0 | SYNCHRONOUS MOTOR 1FK7-CT 1,6 NM | 1332.31
1FK7032-2AF21-1PB2 | SYNCHRONOUS MOTOR 1FK7-CT 1,2 NM | 1548.07
1FK7032-2AF21-1PG1 | SYNCHRONOUS MOTOR 1FK7-CT 1,2 NM | 1245.16
1FK7033-4CK71-1RG1 | SYNCHRONOUS MOTOR 1FK7-HD 1,3 NM | 1967.43
1FK7033-4CK71-1RH0 | SYNCHRONOUS MOTOR 1FK7-HD 1,3 NM | 2105.87
1FK7033-4CK71-1RH1 | SYNCHRONOUS MOTOR 1FK7-HD 1,3 NM | 2207.54
1FK7033-4CK71-1UA2 | SYNCHRONOUS MOTOR 1FK7-HD 1,3 NM | 1533.94
1FK7033-4CK71-1UB2 | SYNCHRONOUS MOTOR 1FK7-HD 1,3 NM | 1776.71
1FK7042-2AF21-1DB0 | SYNCHRONOUS MOTOR 1FK7-CT 3 NM | 2553.6
1FK7042-2AF21-1FB1 | SYNCHRONOUS MOTOR 1FK7-CT 3 NM | 3064.83
1FK7042-2AF21-1CH2 | SYNCHRONOUS MOTOR 1FK7-CT 3 NM | 2577.42
1FK7042-2AF21-1PH1 | SYNCHRONOUS MOTOR 1FK7-CT 3 NM | 1629.28
1FK7042-2AF21-1QA0 | SYNCHRONOUS MOTOR 1FK7-CT 3 NM | 1467.54
1FK7042-2AF21-1RA0 | SYNCHRONOUS MOTOR 1FK7-CT 3 NM | 1838.83
1FK7042-2AF21-1RH1 | SYNCHRONOUS MOTOR 1FK7-CT 3 NM | 2102.86
1FK7062-2AC71-1DG1 | SYNCHRONOUS MOTOR 1FK7-CT 8,5 NM | 2651.97
1FK7062-2AC71-1DH2 | SYNCHRONOUS MOTOR 1FK7-CT 8,5 NM | 2990.42
1FK7062-2AC71-1PB1 | SYNCHRONOUS MOTOR 1FK7-CT 8,5 NM | 2100.39
1FK7060-3BF71-1BG0 | SYNCHRONOUS MOTOR 1FK7-HI 6 NM | 2074.19
1FK7060-3BF71-1BG1 | SYNCHRONOUS MOTOR 1FK7-HI 6 NM | 2167
1FK7060-3BF71-1BH0 | SYNCHRONOUS MOTOR 1FK7-HI 6 NM | 2377.11
1FK7060-3BF71-1DA1 | SYNCHRONOUS MOTOR 1FK7-HI 6 NM | 2603.74
1FK7060-3BF71-1DG1 | SYNCHRONOUS MOTOR 1FK7-HI 6 NM | 2508.11
1FK7060-3BF71-1DH1 | SYNCHRONOUS MOTOR 1FK7-HI 6 NM | 2846.55
1FK7060-3BF71-1CH0 | SYNCHRONOUS MOTOR 1FK7-HI 6 NM | 2743.64
1FK7060-3BF71-1QA0 | SYNCHRONOUS MOTOR 1FK7-HI 6 NM | 1680.43
1FK7060-3BF71-1QA1 | SYNCHRONOUS MOTOR 1FK7-HI 6 NM | 1773.24
1FK7060-3BF71-1RB2 | SYNCHRONOUS MOTOR 1FK7-HI 6 NM | 2445.21
1FK7062-3BF71-1QG0 | SYNCHRONOUS MOTOR 1FK7-HI 8.5 NM | 1723.57
1FK7062-3BF71-1QG1 | SYNCHRONOUS MOTOR 1FK7-HI 8.5 NM | 1816.4
1FK7061-4CF71-1BG0 | SYNCHRONOUS MOTOR 1FK7-HD 6,4 NM | 2440.25
1FK7061-4CF71-1CH0 | SYNCHRONOUS MOTOR 1FK7-HD 6,4 NM | 3188.19
1FK7062-3BF71-1RH1 | SYNCHRONOUS MOTOR 1FK7-HI 8.5 NM | 2490.62
1FK7062-3BF71-1RH2 | SYNCHRONOUS MOTOR 1FK7-HI 8.5 NM | 2490.62
1FK7043-4CH71-1CG0 | SYNCHRONOUS MOTOR 1FK7-HD 3,5 NM | 2538.24
1FK7043-4CH71-1CG1 | SYNCHRONOUS MOTOR 1FK7-HD 3,5 NM | 2639.9
1FK7043-4CH71-1CG2 | SYNCHRONOUS MOTOR 1FK7-HD 3,5 NM | 2639.9
1FK7061-4CH71-1PH1 | SYNCHRONOUS MOTOR 1FK7-HD 6,4 NM | 2230.45
1FK7061-4CH71-1QA0 | SYNCHRONOUS MOTOR 1FK7-HD 6,4 NM | 2000.29
1FK7044-4CH71-1BA1 | SYNCHRONOUS MOTOR 1FK7-HD 4,5 NM | 2404.53
1FK7044-4CH71-1BB0 | SYNCHRONOUS MOTOR 1FK7-HD 4,5 NM | 2592.25
1FK7044-4CH71-1BG2 | SYNCHRONOUS MOTOR 1FK7-HD 4,5 NM | 2308.88
1FK7044-4CH71-1BH0 | SYNCHRONOUS MOTOR 1FK7-HD 4,5 NM | 2494.12
1FK7044-4CH71-1BH1 | SYNCHRONOUS MOTOR 1FK7-HD 4,5 NM | 2595.8
1FK7060-2AH71-1BB0 | SYNCHRONOUS MOTOR 1FK7-CT 6 NM | 2460.46
1FK7061-4CH71-1UG0 | SYNCHRONOUS MOTOR 1FK7-HD 6,4 NM | 1790.34
1FK7060-2AH71-1FH0 | SYNCHRONOUS MOTOR 1FK7-CT 6 NM | 3154.42
1FK7044-4CH71-1CH2 | SYNCHRONOUS MOTOR 1FK7-HD 4,5 NM | 3005.31
1FK7060-2AF71-1UG1 | SYNCHRONOUS MOTOR 1FK7-CT 6 NM | 1585.36
1FK7060-2AF71-1UG2 | SYNCHRONOUS MOTOR 1FK7-CT 6 NM | 1585.36
1FK7044-4CH71-1BB1 | SYNCHRONOUS MOTOR 1FK7-HD 4,5 NM | 2693.92
1FK7044-4CH71-1BB2 | SYNCHRONOUS MOTOR 1FK7-HD 4,5 NM | 2693.92
1FK7061-4CH71-1QB0 | SYNCHRONOUS MOTOR 1FK7-HD 6,4 NM | 2336.27
1FK7060-2AH71-1BB2 | SYNCHRONOUS MOTOR 1FK7-CT 6 NM | 2553.29
1FK7060-2AH71-1BG2 | SYNCHRONOUS MOTOR 1FK7-CT 6 NM | 2167
1FK7061-4CF71-1BB1 | SYNCHRONOUS MOTOR 1FK7-HD 6,4 NM | 2973.52
1FK7062-3BF71-1QH1 | SYNCHRONOUS MOTOR 1FK7-HI 8.5 NM | 2119.32
1FK7062-3BF71-1RG1 | SYNCHRONOUS MOTOR 1FK7-HI 8.5 NM | 2187.68
1FK7043-4CH71-1BB2 | SYNCHRONOUS MOTOR 1FK7-HD 3,5 NM | 2615.43
1FK7043-4CH71-1BG0 | SYNCHRONOUS MOTOR 1FK7-HD 3,5 NM | 2128.71
1FK7043-4CH71-1BH1 | SYNCHRONOUS MOTOR 1FK7-HD 3,5 NM | 2517.31
1FK7043-4CH71-1FH0 | SYNCHRONOUS MOTOR 1FK7-HD 3,5 NM | 2914.05
1FK7043-4CH71-1QH2 | SYNCHRONOUS MOTOR 1FK7-HD 3,5 NM | 1981.71
1FK7043-4CH71-1UB2 | SYNCHRONOUS MOTOR 1FK7-HD 3,5 NM | 1965.54
1FK7061-4CH71-1UA0 | SYNCHRONOUS MOTOR 1FK7-HD 6,4 NM | 1886
1FK7044-4CH71-1CH1 | SYNCHRONOUS MOTOR 1FK7-HD 4,5 NM | 3005.31
1FK7043-4CH71-1PH0 | SYNCHRONOUS MOTOR 1FK7-HD 3,5 NM | 1765.74
1FK7043-4CH71-1PH1 | SYNCHRONOUS MOTOR 1FK7-HD 3,5 NM | 1867.41
1FK7043-4CH71-1QB0 | SYNCHRONOUS MOTOR 1FK7-HD 3,5 NM | 1978.18
1FK7043-4CH71-1QG0 | SYNCHRONOUS MOTOR 1FK7-HD 3,5 NM | 1593.12
1FK7061-4CH71-1RG0 | SYNCHRONOUS MOTOR 1FK7-HD 6,4 NM | 2319.51
1FK7061-4CH71-1RH2 | SYNCHRONOUS MOTOR 1FK7-HD 6,4 NM | 2759.62
1FK7060-2AF71-1UH1 | SYNCHRONOUS MOTOR 1FK7-CT 6 NM | 1888.28
1FK7044-4CH71-1CG0 | SYNCHRONOUS MOTOR 1FK7-HD 4,5 NM | 2616.71
1FK7060-2AH71-1CB0 | SYNCHRONOUS MOTOR 1FK7-CT 6 NM | 2826.94
1FK7060-2AH71-1FA0 | SYNCHRONOUS MOTOR 1FK7-CT 6 NM | 2911.61
1FK7060-2AH71-1FB0 | SYNCHRONOUS MOTOR 1FK7-CT 6 NM | 3247.57
1FK7060-2AH71-1PB0 | SYNCHRONOUS MOTOR 1FK7-CT 6 NM | 1878.83
1FK7060-2AH71-1PB1 | SYNCHRONOUS MOTOR 1FK7-CT 6 NM | 1971.65
1FK7060-2AH71-1PG1 | SYNCHRONOUS MOTOR 1FK7-CT 6 NM | 1585.36
1FK7044-4CF71-1BB1 | SYNCHRONOUS MOTOR 1FK7-HD 4,5 NM | 2693.92
1FK7060-2AH71-1UA2 | SYNCHRONOUS MOTOR 1FK7-CT 6 NM | 1670.93
1FK7080-2AF71-1BB1 | SYNCHRONOUS MOTOR 1FK7-CT 8 NM | 2829.91
1FK7080-2AF71-1BG2 | SYNCHRONOUS MOTOR 1FK7-CT 8 NM | 2336.02
1FK7080-2AF71-1CA2 | SYNCHRONOUS MOTOR 1FK7-CT 8 NM | 2788.16
1FK7080-2AF71-1CB2 | SYNCHRONOUS MOTOR 1FK7-CT 8 NM | 3196.41
1FK7080-2AF71-1CG0 | SYNCHRONOUS MOTOR 1FK7-CT 8 NM | 2609.72
1FK7080-2AF71-1PA0 | SYNCHRONOUS MOTOR 1FK7-CT 8 NM | 1747.18
1FK7080-2AF71-1PB0 | SYNCHRONOUS MOTOR 1FK7-CT 8 NM | 2155.45
1FK7080-2AF71-1PG2 | SYNCHRONOUS MOTOR 1FK7-CT 8 NM | 1754.4
1FK7064-4CF71-1CH2 | SYNCHRONOUS MOTOR 1FK7-HD 12 NM | 3591.45
1FK7080-2AF71-1RG2 | SYNCHRONOUS MOTOR 1FK7-CT 8 NM | 2227.99
1FK7083-2AF71-1WH0 | SYNCHRONOUS MOTOR 1FK7-CT 16 NM | 2343.37
1FK7080-2AF71-1UG1 | SYNCHRONOUS MOTOR 1FK7-CT 8 NM | 1754.4
1FK7080-2AH71-1BH2 | SYNCHRONOUS MOTOR 1FK7-CT 8 NM | 2744.29
1FK7080-2AH71-1CA0 | SYNCHRONOUS MOTOR 1FK7-CT 8 NM | 2695.31
1FK7080-2AH71-1CB0 | SYNCHRONOUS MOTOR 1FK7-CT 8 NM | 3103.61
1FK7064-4CH71-1DB1 | SYNCHRONOUS MOTOR 1FK7-HD 12 NM | 3363.95
1FK7080-2AH71-1PA1 | SYNCHRONOUS MOTOR 1FK7-CT 8 NM | 1840
1FK7080-2AH71-1PA2 | SYNCHRONOUS MOTOR 1FK7-CT 8 NM | 1840
1FK7080-2AH71-1PB0 | SYNCHRONOUS MOTOR 1FK7-CT 8 NM | 2155.45
1FK7080-2AH71-1PB1 | SYNCHRONOUS MOTOR 1FK7-CT 8 NM | 2248.28
1FK7064-4CH71-1QA1 | SYNCHRONOUS MOTOR 1FK7-HD 12 NM | 2403.53
1FK7064-4CH71-1QA2 | SYNCHRONOUS MOTOR 1FK7-HD 12 NM | 2403.53
1FK7064-4CH71-1QG1 | SYNCHRONOUS MOTOR 1FK7-HD 12 NM | 2307.87
1FK7064-4CH71-1QG2 | SYNCHRONOUS MOTOR 1FK7-HD 12 NM | 2307.87
1FK7064-4CH71-1RB1 | SYNCHRONOUS MOTOR 1FK7-HD 12 NM | 3154.33
1FK7080-2AH71-1RH1 | SYNCHRONOUS MOTOR 1FK7-CT 8 NM | 2636.24
1FK7081-2AC71-1CG0 | SYNCHRONOUS MOTOR 1FK7-CT 12 NM | 2825.52
1FK7083-2AH71-1RB0 | SYNCHRONOUS MOTOR 1FK7-CT 16 NM | 2951.64
1FK7081-2AC71-1PG2 | SYNCHRONOUS MOTOR 1FK7-CT 12 NM | 1970.19
1FK7060-2AF71-1FA1 | SYNCHRONOUS MOTOR 1FK7-CT 6 NM | 3013.27
1FK7062-3BF71-1FB1 | SYNCHRONOUS MOTOR 1FK7-HI 8.5 NM | 3493.1
1FK7044-4CH71-1UG1 | SYNCHRONOUS MOTOR 1FK7-HD 4,5 NM | 1659
1FK7061-4CF71-1DA0 | SYNCHRONOUS MOTOR 1FK7-HD 6,4 NM | 2624.75
1FK7061-4CH71-1PB1 | SYNCHRONOUS MOTOR 1FK7-HD 6,4 NM | 2323.63
1FK7043-4CH71-1PH2 | SYNCHRONOUS MOTOR 1FK7-HD 3,5 NM | 1867.41
1FK7044-4CH71-1BA2 | SYNCHRONOUS MOTOR 1FK7-HD 4,5 NM | 2404.53
1FK7061-4CH71-1QG2 | SYNCHRONOUS MOTOR 1FK7-HD 6,4 NM | 2006.31
1FK7061-4CH71-1RG2 | SYNCHRONOUS MOTOR 1FK7-HD 6,4 NM | 2421.17
1FK7044-4CH71-1CG2 | SYNCHRONOUS MOTOR 1FK7-HD 4,5 NM | 2718.41
1FK7043-4CH71-1UB0 | SYNCHRONOUS MOTOR 1FK7-HD 3,5 NM | 1863.87
1FK7060-2AH71-1BA1 | SYNCHRONOUS MOTOR 1FK7-CT 6 NM | 2252.59
1FK7061-4CH71-1UG2 | SYNCHRONOUS MOTOR 1FK7-HD 6,4 NM | 1892.02
1FK7061-4CH71-1UH2 | SYNCHRONOUS MOTOR 1FK7-HD 6,4 NM | 2230.45
1FK7060-2AH71-1CA2 | SYNCHRONOUS MOTOR 1FK7-CT 6 NM | 2619.12
1FK7060-2AH71-1CB2 | SYNCHRONOUS MOTOR 1FK7-CT 6 NM | 2919.74
1FK7043-4CH71-1CH0 | SYNCHRONOUS MOTOR 1FK7-HD 3,5 NM | 2825.16
1FK7043-4CH71-1PB2 | SYNCHRONOUS MOTOR 1FK7-HD 3,5 NM | 1965.54
1FK7061-4CH71-1PG2 | SYNCHRONOUS MOTOR 1FK7-HD 6,4 NM | 1892.02
1FK7061-4CH71-1RA0 | SYNCHRONOUS MOTOR 1FK7-HD 6,4 NM | 2415.16
1FK7061-4CH71-1RB2 | SYNCHRONOUS MOTOR 1FK7-HD 6,4 NM | 2852.78
1FK7044-4CH71-1CA1 | SYNCHRONOUS MOTOR 1FK7-HD 4,5 NM | 2814.03
1FK7043-4CH71-1RG2 | SYNCHRONOUS MOTOR 1FK7-HD 3,5 NM | 2109.63
1FK7060-2AH71-1CA0 | SYNCHRONOUS MOTOR 1FK7-CT 6 NM | 2526.29
1FK7060-2AH71-1FG0 | SYNCHRONOUS MOTOR 1FK7-CT 6 NM | 2815.97
1FK7060-2AH71-1PA1 | SYNCHRONOUS MOTOR 1FK7-CT 6 NM | 1670.93
1FK7044-4CH71-1PB1 | SYNCHRONOUS MOTOR 1FK7-HD 4,5 NM | 2044.03
1FK7044-4CH71-1QB2 | SYNCHRONOUS MOTOR 1FK7-HD 4,5 NM | 2158.33
1FK7060-2AH71-1RB0 | SYNCHRONOUS MOTOR 1FK7-CT 6 NM | 2352.41
1FK7044-4CF71-1BG1 | SYNCHRONOUS MOTOR 1FK7-HD 4,5 NM | 2308.88
1FK7060-2AH71-1UA0 | SYNCHRONOUS MOTOR 1FK7-CT 6 NM | 1578.13
1FK7080-2AF71-1BH2 | SYNCHRONOUS MOTOR 1FK7-CT 8 NM | 2744.29
1FK7081-2AF71-1UG2 | SYNCHRONOUS MOTOR 1FK7-CT 12 NM | 1970.19
1FK7064-4CF71-1CA0 | SYNCHRONOUS MOTOR 1FK7-HD 12 NM | 3246.97
1FK7064-4CF71-1CB0 | SYNCHRONOUS MOTOR 1FK7-HD 12 NM | 3582.94
1FK7064-4CF71-1CG0 | SYNCHRONOUS MOTOR 1FK7-HD 12 NM | 3151.34
1FK7064-4CF71-1DA2 | SYNCHRONOUS MOTOR 1FK7-HD 12 NM | 3028
1FK7080-2AF71-1PH2 | SYNCHRONOUS MOTOR 1FK7-CT 8 NM | 2162.66
1FK7064-4CF71-1QB1 | SYNCHRONOUS MOTOR 1FK7-HD 12 NM | 2739.47
1FK7080-2AF71-1QG1 | SYNCHRONOUS MOTOR 1FK7-CT 8 NM | 1856.68
1FK7064-4CF71-1UA1 | SYNCHRONOUS MOTOR 1FK7-HD 12 NM | 2289.22
1FK7064-4CH71-1BG2 | SYNCHRONOUS MOTOR 1FK7-HD 12 NM | 2843.47
1FK7064-4CH71-1BH2 | SYNCHRONOUS MOTOR 1FK7-HD 12 NM | 3181.9
1FK7080-2AH71-1BG0 | SYNCHRONOUS MOTOR 1FK7-CT 8 NM | 2243.22
1FK7080-2AH71-1BH0 | SYNCHRONOUS MOTOR 1FK7-CT 8 NM | 2651.47
1FK7081-2AH71-1CA2 | SYNCHRONOUS MOTOR 1FK7-CT 12 NM | 3003.94
1FK7083-2AH71-1CB1 | SYNCHRONOUS MOTOR 1FK7-CT 16 NM | 3519.02
1FK7080-2AH71-1CH2 | SYNCHRONOUS MOTOR 1FK7-CT 8 NM | 3110.8
1FK7080-2AH71-1QA2 | SYNCHRONOUS MOTOR 1FK7-CT 8 NM | 1942.28
1FK7080-2AH71-1QG1 | SYNCHRONOUS MOTOR 1FK7-CT 8 NM | 1856.68
1FK7080-2AH71-1RA2 | SYNCHRONOUS MOTOR 1FK7-CT 8 NM | 2313.58
1FK7064-4CH71-1PB0 | SYNCHRONOUS MOTOR 1FK7-HD 12 NM | 2523.5
1FK7080-2AH71-1RB2 | SYNCHRONOUS MOTOR 1FK7-CT 8 NM | 2721.83
1FK7083-2AH71-1DB0 | SYNCHRONOUS MOTOR 1FK7-CT 16 NM | 3507.59
1FK7081-2AH71-1QG1 | SYNCHRONOUS MOTOR 1FK7-CT 12 NM | 2072.47
1FK7064-4CH71-1RB2 | SYNCHRONOUS MOTOR 1FK7-HD 12 NM | 3154.33
1FK7080-2AH71-1UG2 | SYNCHRONOUS MOTOR 1FK7-CT 8 NM | 1754.4
1FK7083-2AH71-1PB2 | SYNCHRONOUS MOTOR 1FK7-CT 16 NM | 2570.86
1FK7060-2AH71-1BB1 | SYNCHRONOUS MOTOR 1FK7-CT 6 NM | 2553.29
1FK7043-4CH71-1UG2 | SYNCHRONOUS MOTOR 1FK7-HD 3,5 NM | 1580.5
1FK7060-2AH71-1CG0 | SYNCHRONOUS MOTOR 1FK7-CT 6 NM | 2440.69
1FK7061-4CH71-1QA2 | SYNCHRONOUS MOTOR 1FK7-HD 6,4 NM | 2101.95
1FK7061-4CH71-1QH1 | SYNCHRONOUS MOTOR 1FK7-HD 6,4 NM | 2344.76
1FK7061-4CH71-1RB0 | SYNCHRONOUS MOTOR 1FK7-HD 6,4 NM | 2751.11
1FK7043-4CH71-1QH1 | SYNCHRONOUS MOTOR 1FK7-HD 3,5 NM | 1981.71
1FK7060-2AF71-1UH2 | SYNCHRONOUS MOTOR 1FK7-CT 6 NM | 1888.28
1FK7044-4CH71-1BH2 | SYNCHRONOUS MOTOR 1FK7-HD 4,5 NM | 2595.8
1FK7044-4CH71-1CA2 | SYNCHRONOUS MOTOR 1FK7-HD 4,5 NM | 2814.03
1FK7061-4CH71-1UA2 | SYNCHRONOUS MOTOR 1FK7-HD 6,4 NM | 1987.66
1FK7060-2AH71-1BH2 | SYNCHRONOUS MOTOR 1FK7-CT 6 NM | 2469.91
1FK7061-4CH71-1UG1 | SYNCHRONOUS MOTOR 1FK7-HD 6,4 NM | 1892.02
1FK7044-4CH71-1FH0 | SYNCHRONOUS MOTOR 1FK7-HD 4,5 NM | 2992.54
1FK7060-2AH71-1PA0 | SYNCHRONOUS MOTOR 1FK7-CT 6 NM | 1578.13
1FK7044-4CF71-1CA1 | SYNCHRONOUS MOTOR 1FK7-HD 4,5 NM | 2814.03
1FK7081-2AF71-1UG1 | SYNCHRONOUS MOTOR 1FK7-CT 12 NM | 1970.19
1FK7064-4CF71-1CA1 | SYNCHRONOUS MOTOR 1FK7-HD 12 NM | 3348.64
1FK7064-4CF71-1CB1 | SYNCHRONOUS MOTOR 1FK7-HD 12 NM | 3684.6
1FK7064-4CF71-1CG1 | SYNCHRONOUS MOTOR 1FK7-HD 12 NM | 3253
1FK7080-2AF71-1FG2 | SYNCHRONOUS MOTOR 1FK7-CT 8 NM | 3106.51
1FK7064-4CF71-1FH0 | SYNCHRONOUS MOTOR 1FK7-HD 12 NM | 3578.66
1FK7080-2AF71-1QA0 | SYNCHRONOUS MOTOR 1FK7-CT 8 NM | 1849.48
1FK7064-4CF71-1QG1 | SYNCHRONOUS MOTOR 1FK7-HD 12 NM | 2307.87
1FK7080-2AF71-1QH1 | SYNCHRONOUS MOTOR 1FK7-CT 8 NM | 2264.94
1FK7064-4CF71-1UB1 | SYNCHRONOUS MOTOR 1FK7-HD 12 NM | 2625.2
1FK7083-2AF71-1UA2 | SYNCHRONOUS MOTOR 1FK7-CT 16 NM | 2162.61
1FK7064-4CF71-1UG1 | SYNCHRONOUS MOTOR 1FK7-HD 12 NM | 2193.6
1FK7080-2AF71-1UH1 | SYNCHRONOUS MOTOR 1FK7-CT 8 NM | 2162.66
1FK7064-4CH71-1BG1 | SYNCHRONOUS MOTOR 1FK7-HD 12 NM | 2843.47
1FK7080-2AH71-1BG2 | SYNCHRONOUS MOTOR 1FK7-CT 8 NM | 2336.02
1FK7080-2AH71-1BH1 | SYNCHRONOUS MOTOR 1FK7-CT 8 NM | 2744.29
1FK7080-2AH71-1DG1 | SYNCHRONOUS MOTOR 1FK7-CT 8 NM | 2696.98
1FK7080-2AH71-1DH1 | SYNCHRONOUS MOTOR 1FK7-CT 8 NM | 3153.14
1FK7083-2AH71-1BB1 | SYNCHRONOUS MOTOR 1FK7-CT 16 NM | 3152.49
1FK7080-2AH71-1CH0 | SYNCHRONOUS MOTOR 1FK7-CT 8 NM | 3017.97
1FK7080-2AH71-1PA0 | SYNCHRONOUS MOTOR 1FK7-CT 8 NM | 1747.18
1FK7080-2AH71-1PG1 | SYNCHRONOUS MOTOR 1FK7-CT 8 NM | 1754.4
1FK7080-2AH71-1QB2 | SYNCHRONOUS MOTOR 1FK7-CT 8 NM | 2350.55
1FK7064-4CH71-1PH2 | SYNCHRONOUS MOTOR 1FK7-HD 12 NM | 2532.03
1FK7080-2AH71-1RG1 | SYNCHRONOUS MOTOR 1FK7-CT 8 NM | 2227.99
1FK7081-2AH71-1QB1 | SYNCHRONOUS MOTOR 1FK7-CT 12 NM | 2566.32
1FK7064-4CH71-1RH1 | SYNCHRONOUS MOTOR 1FK7-HD 12 NM | 3061.16
1FK7083-2AH71-1PA1 | SYNCHRONOUS MOTOR 1FK7-CT 16 NM | 2162.61
1FK7081-2AC71-1BB0 | SYNCHRONOUS MOTOR 1FK7-CT 12 NM | 2952.89
1FK7081-2AC71-1CA1 | SYNCHRONOUS MOTOR 1FK7-CT 12 NM | 3003.94
1FK7081-2AH71-1UB0 | SYNCHRONOUS MOTOR 1FK7-CT 12 NM | 2371.24
1FK7064-4CH71-1UB0 | SYNCHRONOUS MOTOR 1FK7-HD 12 NM | 2523.5
1FK7064-4CC71-1QG1 | SYNCHRONOUS MOTOR 1FK7-HD 12 NM | 2307.87
1FK7060-2AF71-1FH2 | SYNCHRONOUS MOTOR 1FK7-CT 6 NM | 3256.08
1FK7064-4CF71-1BB2 | SYNCHRONOUS MOTOR 1FK7-HD 12 NM | 3275.08
1FK7064-4CF71-1BH0 | SYNCHRONOUS MOTOR 1FK7-HD 12 NM | 3080.24
1FK7083-2AF71-1PB2 | SYNCHRONOUS MOTOR 1FK7-CT 16 NM | 2570.86
1FK7080-2AF71-1CB1 | SYNCHRONOUS MOTOR 1FK7-CT 8 NM | 3196.41
1FK7064-4CF71-1PH2 | SYNCHRONOUS MOTOR 1FK7-HD 12 NM | 2532.03
1FK7083-2AF71-1PH2 | SYNCHRONOUS MOTOR 1FK7-CT 16 NM | 2485.26
1FK7064-4CF71-1PB1 | SYNCHRONOUS MOTOR 1FK7-HD 12 NM | 2625.2
1FK7060-2AH71-1CH1 | SYNCHRONOUS MOTOR 1FK7-CT 6 NM | 2836.42
1FK7060-2AH71-1QG2 | SYNCHRONOUS MOTOR 1FK7-CT 6 NM | 1687.66
1FK7060-2AH71-1QH2 | SYNCHRONOUS MOTOR 1FK7-CT 6 NM | 1990.56
1FK7060-2AH71-1RA0 | SYNCHRONOUS MOTOR 1FK7-CT 6 NM | 2051.73
1FK7044-4CH71-1PB2 | SYNCHRONOUS MOTOR 1FK7-HD 4,5 NM | 2044.03
1FK7044-4CH71-1QB1 | SYNCHRONOUS MOTOR 1FK7-HD 4,5 NM | 2158.33
1FK7064-4CF71-1BG1 | SYNCHRONOUS MOTOR 1FK7-HD 12 NM | 2843.47
1FK7083-2AF71-1PA0 | SYNCHRONOUS MOTOR 1FK7-CT 16 NM | 2069.81
1FK7083-2AF71-1PB1 | SYNCHRONOUS MOTOR 1FK7-CT 16 NM | 2570.86
1FK7064-4CF71-1FG0 | SYNCHRONOUS MOTOR 1FK7-HD 12 NM | 3240.21
1FK7080-2AF71-1CH1 | SYNCHRONOUS MOTOR 1FK7-CT 8 NM | 3110.8
1FK7080-2AF71-1QB0 | SYNCHRONOUS MOTOR 1FK7-CT 8 NM | 2257.75
1FK7080-2AF71-1RA2 | SYNCHRONOUS MOTOR 1FK7-CT 8 NM | 2313.58
1FK7080-2AF71-1RB2 | SYNCHRONOUS MOTOR 1FK7-CT 8 NM | 2721.83
1FK7083-2AF71-1UA0 | SYNCHRONOUS MOTOR 1FK7-CT 16 NM | 2069.81
1FK7064-4CH71-1CH1 | SYNCHRONOUS MOTOR 1FK7-HD 12 NM | 3591.45
1FK7081-2AH71-1BH2 | SYNCHRONOUS MOTOR 1FK7-CT 12 NM | 2960.08
1FK7081-2AH71-1CA0 | SYNCHRONOUS MOTOR 1FK7-CT 12 NM | 2911.1
1FK7083-2AH71-1CA2 | SYNCHRONOUS MOTOR 1FK7-CT 16 NM | 3110.77
1FK7083-2AH71-1CB0 | SYNCHRONOUS MOTOR 1FK7-CT 16 NM | 3426.2
1FK7080-2AH71-1QH1 | SYNCHRONOUS MOTOR 1FK7-CT 8 NM | 2264.94
1FK7081-2AH71-1PH2 | SYNCHRONOUS MOTOR 1FK7-CT 12 NM | 2378.42
1FK7080-2AH71-1UH2 | SYNCHRONOUS MOTOR 1FK7-CT 8 NM | 2162.66
1FK7083-2AH71-1QB1 | SYNCHRONOUS MOTOR 1FK7-CT 16 NM | 2673.16
1FK7081-2AH71-1RA2 | SYNCHRONOUS MOTOR 1FK7-CT 12 NM | 2529.37
1FK7081-2AH71-1RH2 | SYNCHRONOUS MOTOR 1FK7-CT 12 NM | 2852.01
1FK7081-2AC71-1PA0 | SYNCHRONOUS MOTOR 1FK7-CT 12 NM | 1962.98
1FK7081-2AC71-1PA1 | SYNCHRONOUS MOTOR 1FK7-CT 12 NM | 2055.76
1FK7081-2AC71-1PA2 | SYNCHRONOUS MOTOR 1FK7-CT 12 NM | 2055.76
1FK7064-4CC71-1RA2 | SYNCHRONOUS MOTOR 1FK7-HD 12 NM | 2818.39
1FK7060-2AF71-1FB0 | SYNCHRONOUS MOTOR 1FK7-CT 6 NM | 3247.57
1FK7060-2AF71-1FG2 | SYNCHRONOUS MOTOR 1FK7-CT 6 NM | 2917.64
1FK7064-4CC71-1UG0 | SYNCHRONOUS MOTOR 1FK7-HD 12 NM | 2091.9
1FK7080-2AF71-1CA1 | SYNCHRONOUS MOTOR 1FK7-CT 8 NM | 2788.16
1FK7083-2AF71-1PA1 | SYNCHRONOUS MOTOR 1FK7-CT 16 NM | 2162.61
1FK7080-2AF71-1FA0 | SYNCHRONOUS MOTOR 1FK7-CT 8 NM | 3100.48
1FK7080-2AF71-1FA1 | SYNCHRONOUS MOTOR 1FK7-CT 8 NM | 3202.14
1FK7080-2AF71-1FB0 | SYNCHRONOUS MOTOR 1FK7-CT 8 NM | 3556.65
1FK7080-2AF71-1PA1 | SYNCHRONOUS MOTOR 1FK7-CT 8 NM | 1840
1FK7080-2AF71-1PB1 | SYNCHRONOUS MOTOR 1FK7-CT 8 NM | 2248.28
1FK7064-4CF71-1QA2 | SYNCHRONOUS MOTOR 1FK7-HD 12 NM | 2403.53
1FK7064-4CF71-1QB2 | SYNCHRONOUS MOTOR 1FK7-HD 12 NM | 2739.47
1FK7083-2AF71-1UH1 | SYNCHRONOUS MOTOR 1FK7-CT 16 NM | 2485.26
1FK7080-2AF71-1UA2 | SYNCHRONOUS MOTOR 1FK7-CT 8 NM | 1840
1FK7080-2AF71-1UB2 | SYNCHRONOUS MOTOR 1FK7-CT 8 NM | 2248.28
1FK7080-2AF71-1UG2 | SYNCHRONOUS MOTOR 1FK7-CT 8 NM | 1754.4
1FK7064-4CH71-1BH1 | SYNCHRONOUS MOTOR 1FK7-HD 12 NM | 3181.9
1FK7064-4CH71-1CB0 | SYNCHRONOUS MOTOR 1FK7-HD 12 NM | 3582.94
1FK7081-2AH71-1CG2 | SYNCHRONOUS MOTOR 1FK7-CT 12 NM | 2918.33
1FK7083-2AH71-1BA0 | SYNCHRONOUS MOTOR 1FK7-CT 16 NM | 2651.46
1FK7083-2AF71-1FB0 | SYNCHRONOUS MOTOR 1FK7-CT 16 NM | 3917.12
1FK7085-4CF71-1QB2 | SYNCHRONOUS MOTOR 1FK7-HD 22 NM | 3470.4
1FK7086-4CF71-1PG2 | SYNCHRONOUS MOTOR 1FK7-HD 28 NM | 3245.74
1FK7085-4CF71-1UG0 | SYNCHRONOUS MOTOR 1FK7-HD 22 NM | 2702.64
1FK7101-2AC71-1DG1 | SYNCHRONOUS MOTOR 1FK7-CT 27 NM | 3687.7
1FK7101-2AC71-1FB0 | SYNCHRONOUS MOTOR 1FK7-CT 27 NM | 4547.37
1FK7086-4CF71-1UG2 | SYNCHRONOUS MOTOR 1FK7-HD 28 NM | 3245.74
1FK7083-2AH71-1QB0 | SYNCHRONOUS MOTOR 1FK7-CT 16 NM | 2580.34
1FK7084-2AF71-1PB2 | SYNCHRONOUS MOTOR 1FK7-CT 20 NM | 2866.47
1FK7081-2AC71-1BH2 | SYNCHRONOUS MOTOR 1FK7-CT 12 NM | 2960.08
1FK7081-2AC71-1CB0 | SYNCHRONOUS MOTOR 1FK7-CT 12 NM | 3319.4
1FK7083-2AH71-1RB1 | SYNCHRONOUS MOTOR 1FK7-CT 16 NM | 3044.49
1FK7083-2AH71-1RH1 | SYNCHRONOUS MOTOR 1FK7-CT 16 NM | 2958.85
1FK7081-2AC71-1PG1 | SYNCHRONOUS MOTOR 1FK7-CT 12 NM | 1970.19
1FK7064-4CC71-1QG0 | SYNCHRONOUS MOTOR 1FK7-HD 12 NM | 2206.21
1FK7064-4CF71-1BG2 | SYNCHRONOUS MOTOR 1FK7-HD 12 NM | 2843.47
1FK7064-4CF71-1PA0 | SYNCHRONOUS MOTOR 1FK7-HD 12 NM | 2187.55
1FK7064-4CF71-1CH0 | SYNCHRONOUS MOTOR 1FK7-HD 12 NM | 3489.78
1FK7064-4CF71-1CH1 | SYNCHRONOUS MOTOR 1FK7-HD 12 NM | 3591.45
1FK7064-4CF71-1PA1 | SYNCHRONOUS MOTOR 1FK7-HD 12 NM | 2289.22
1FK7064-4CF71-1UH2 | SYNCHRONOUS MOTOR 1FK7-HD 12 NM | 2532.03
1FK7083-2AF71-1UG1 | SYNCHRONOUS MOTOR 1FK7-CT 16 NM | 2077.01
1FK7081-2AF71-1UB2 | SYNCHRONOUS MOTOR 1FK7-CT 12 NM | 2464.04
1FK7064-4CH71-1BA2 | SYNCHRONOUS MOTOR 1FK7-HD 12 NM | 2939.13
1FK7064-4CH71-1BG0 | SYNCHRONOUS MOTOR 1FK7-HD 12 NM | 2741.81
1FK7064-4CH71-1CG0 | SYNCHRONOUS MOTOR 1FK7-HD 12 NM | 3151.34
1FK7081-2AH71-1BA2 | SYNCHRONOUS MOTOR 1FK7-CT 12 NM | 2637.42
1FK7064-4CH71-1CH2 | SYNCHRONOUS MOTOR 1FK7-HD 12 NM | 3591.45
1FK7081-2AH71-1CA1 | SYNCHRONOUS MOTOR 1FK7-CT 12 NM | 3003.94
1FK7081-2AH71-1CB2 | SYNCHRONOUS MOTOR 1FK7-CT 12 NM | 3412.22
1FK7086-4CF71-1CH2 | SYNCHRONOUS MOTOR 1FK7-HD 28 NM | 4761.3
1FK7083-2AF71-1FA2 | SYNCHRONOUS MOTOR 1FK7-CT 16 NM | 3562.62
1FK7085-4CF71-1QG0 | SYNCHRONOUS MOTOR 1FK7-HD 22 NM | 2816.93
1FK7086-4CF71-1QB0 | SYNCHRONOUS MOTOR 1FK7-HD 28 NM | 3810.17
1FK7086-4CF71-1QH2 | SYNCHRONOUS MOTOR 1FK7-HD 28 NM | 3816.19
1FK7083-2AF71-1FG1 | SYNCHRONOUS MOTOR 1FK7-CT 16 NM | 3467
1FK7085-4CF71-1UH1 | SYNCHRONOUS MOTOR 1FK7-HD 22 NM | 3260.46
1FK7101-2AC71-1DA2 | SYNCHRONOUS MOTOR 1FK7-CT 27 NM | 3783.33
1FK7101-2AC71-1DB1 | SYNCHRONOUS MOTOR 1FK7-CT 27 NM | 4239.51
1FK7086-4CF71-1UA1 | SYNCHRONOUS MOTOR 1FK7-HD 28 NM | 3341.38
1FK7086-4CF71-1UG0 | SYNCHRONOUS MOTOR 1FK7-HD 28 NM | 3144.08
1FK7105-2AC71-1PB1 | SYNCHRONOUS MOTOR 1FK7-CT 48 NM | 4607.72
1FK7105-2AC71-1PG1 | SYNCHRONOUS MOTOR 1FK7-CT 48 NM | 4113.84
1FK7103-2AC71-1DA0 | SYNCHRONOUS MOTOR 1FK7-CT 36 NM | 4150.14
1FK7103-2AC71-1DG1 | SYNCHRONOUS MOTOR 1FK7-CT 36 NM | 4156.15
1FK7103-2AC71-1PA1 | SYNCHRONOUS MOTOR 1FK7-CT 36 NM | 3145.96
1FK7086-4SF71-1BG0 | SYNCHRONOUS MOTOR 1FK7-HD 38 NM | 5315.05
1FK7081-2AF71-1PB0 | SYNCHRONOUS MOTOR 1FK7-CT 12 NM | 2371.24
1FK7084-3BF71-1DG1 | SYNCHRONOUS MOTOR 1FK7-HI 20 NM | 3389.74
1FK7084-3BF71-1QA0 | SYNCHRONOUS MOTOR 1FK7-HI 20 NM | 2467.67
1FK7084-3BF71-1QG1 | SYNCHRONOUS MOTOR 1FK7-HI 20 NM | 2474.87
1FK7081-2AF71-1QG2 | SYNCHRONOUS MOTOR 1FK7-CT 12 NM | 2072.47
1FK7084-3BF71-1RG0 | SYNCHRONOUS MOTOR 1FK7-HI 20 NM | 2753.35
1FK7084-3BF71-1RG1 | SYNCHRONOUS MOTOR 1FK7-HI 20 NM | 2846.16
1FK7084-3BF71-1RH2 | SYNCHRONOUS MOTOR 1FK7-HI 20 NM | 3254.41
1FK7085-4CC71-1BB1 | SYNCHRONOUS MOTOR 1FK7-HD 22 NM | 4006
1FK7083-2AC71-1PA0 | SYNCHRONOUS MOTOR 1FK7-CT 16 NM | 2069.81
1FK7086-4CC71-1CA1 | SYNCHRONOUS MOTOR 1FK7-HD 28 NM | 4400.8
1FK7085-4CC71-1CB0 | SYNCHRONOUS MOTOR 1FK7-HD 22 NM | 4313.85
1FK7086-4CC71-1DG0 | SYNCHRONOUS MOTOR 1FK7-HD 28 NM | 3882.83
1FK7085-4CC71-1PG2 | SYNCHRONOUS MOTOR 1FK7-HD 22 NM | 2804.3
1FK7085-4CC71-1QB1 | SYNCHRONOUS MOTOR 1FK7-HD 22 NM | 3470.4
1FK7085-4CC71-1RA2 | SYNCHRONOUS MOTOR 1FK7-HD 22 NM | 3429.09
1FK7085-4CC71-1RH2 | SYNCHRONOUS MOTOR 1FK7-HD 22 NM | 3789.61
1FK7064-4CH71-1UA2 | SYNCHRONOUS MOTOR 1FK7-HD 12 NM | 2289.22
1FK7064-4CC71-1RB2 | SYNCHRONOUS MOTOR 1FK7-HD 12 NM | 3154.33
1FK7064-4CC71-1RH2 | SYNCHRONOUS MOTOR 1FK7-HD 12 NM | 3061.16
1FK7064-4CH71-1UH2 | SYNCHRONOUS MOTOR 1FK7-HD 12 NM | 2532.03
1FK7064-4CF71-1BA0 | SYNCHRONOUS MOTOR 1FK7-HD 12 NM | 2837.46
1FK7064-4CF71-1BA2 | SYNCHRONOUS MOTOR 1FK7-HD 12 NM | 2939.13
1FK7080-2AF71-1DG2 | SYNCHRONOUS MOTOR 1FK7-CT 8 NM | 2696.98
1FK7064-4CF71-1PB0 | SYNCHRONOUS MOTOR 1FK7-HD 12 NM | 2523.5
1FK7064-4CF71-1PG0 | SYNCHRONOUS MOTOR 1FK7-HD 12 NM | 2091.9
1FK7064-4CF71-1PG1 | SYNCHRONOUS MOTOR 1FK7-HD 12 NM | 2193.6
1FK7064-4CF71-1PH0 | SYNCHRONOUS MOTOR 1FK7-HD 12 NM | 2430.36
1FK7080-2AF71-1QA2 | SYNCHRONOUS MOTOR 1FK7-CT 8 NM | 1942.28
1FK7080-2AF71-1RB0 | SYNCHRONOUS MOTOR 1FK7-CT 8 NM | 2629.04
1FK7064-4CF71-1QH2 | SYNCHRONOUS MOTOR 1FK7-HD 12 NM | 2646.32
1FK7064-4CF71-1UA2 | SYNCHRONOUS MOTOR 1FK7-HD 12 NM | 2289.22
1FK7064-4CF71-1UB2 | SYNCHRONOUS MOTOR 1FK7-HD 12 NM | 2625.2
1FK7080-2AH71-1CA1 | SYNCHRONOUS MOTOR 1FK7-CT 8 NM | 2788.16
1FK7080-2AH71-1CB1 | SYNCHRONOUS MOTOR 1FK7-CT 8 NM | 3196.41
1FK7081-2AH71-1BG2 | SYNCHRONOUS MOTOR 1FK7-CT 12 NM | 2551.83
1FK7081-2AH71-1BH1 | SYNCHRONOUS MOTOR 1FK7-CT 12 NM | 2960.08
1FK7086-4CF71-1RB2 | SYNCHRONOUS MOTOR 1FK7-HD 28 NM | 4326.7
1FK7086-4CF71-1RG1 | SYNCHRONOUS MOTOR 1FK7-HD 28 NM | 3774.89
1FK7101-2AC71-1PH1 | SYNCHRONOUS MOTOR 1FK7-CT 27 NM | 3049.32
1FK7105-2AC71-1PA2 | SYNCHRONOUS MOTOR 1FK7-CT 48 NM | 4199.43
1FK7103-2AC71-1PB0 | SYNCHRONOUS MOTOR 1FK7-CT 36 NM | 3461.36
1FK7081-2AF71-1QA2 | SYNCHRONOUS MOTOR 1FK7-CT 12 NM | 2158.07
1FK7083-2AC71-1DA0 | SYNCHRONOUS MOTOR 1FK7-CT 16 NM | 3051.42
1FK7083-2AC71-1DA1 | SYNCHRONOUS MOTOR 1FK7-CT 16 NM | 3153.09
1FK7081-2AF71-1RH2 | SYNCHRONOUS MOTOR 1FK7-CT 12 NM | 2852.01
1FK7084-2AC71-1UB0 | SYNCHRONOUS MOTOR 1FK7-CT 20 NM | 2773.64
1FK7086-4CC71-1BA2 | SYNCHRONOUS MOTOR 1FK7-HD 28 NM | 3991.27
1FK7086-4CC71-1BB2 | SYNCHRONOUS MOTOR 1FK7-HD 28 NM | 4447.44
1FK7085-4CC71-1BA2 | SYNCHRONOUS MOTOR 1FK7-HD 22 NM | 3549.83
1FK7083-2AC71-1PG2 | SYNCHRONOUS MOTOR 1FK7-CT 16 NM | 2077.01
1FK7083-2AC71-1PH2 | SYNCHRONOUS MOTOR 1FK7-CT 16 NM | 2485.26
1FK7085-4CC71-1PA0 | SYNCHRONOUS MOTOR 1FK7-HD 22 NM | 2798.27
1FK7085-4CC71-1PB1 | SYNCHRONOUS MOTOR 1FK7-HD 22 NM | 3356.09
1FK7086-4CC71-1RA2 | SYNCHRONOUS MOTOR 1FK7-HD 28 NM | 3870.53
1FK7086-4CC71-1RB1 | SYNCHRONOUS MOTOR 1FK7-HD 28 NM | 4326.7
1FK7086-4CC71-1RH2 | SYNCHRONOUS MOTOR 1FK7-HD 28 NM | 4231.05
1FK7100-2AF71-1UA1 | SYNCHRONOUS MOTOR 1FK7-CT 18 NM | 2408.48
1FK7100-2AF71-1UA2 | SYNCHRONOUS MOTOR 1FK7-CT 18 NM | 2408.48
1FK7085-4CF71-1QA2 | SYNCHRONOUS MOTOR 1FK7-HD 22 NM | 3014.24
1FT7044-5AF71-1FH1 | SYNCHRONOUS MOTOR 1FT7 | 5702
1FT7044-5AF75-1NG2 | SYNCHRONOUS MOTOR 1FT7 | 3762.28
1FT7036-5AK71-1CA0 | SYNCHRONOUS MOTOR 1FT7 | 4330.86
1FT7036-5AK71-1CA1 | SYNCHRONOUS MOTOR 1FT7 | 4434.98
1FT7036-5AK71-1CB0 | SYNCHRONOUS MOTOR 1FT7 | 5017.96
1FT7036-5AK71-1CB1 | SYNCHRONOUS MOTOR 1FT7 | 5122.08
1FT7036-5AK71-1FA4 | SYNCHRONOUS MOTOR 1FT7 | 4690.59
1FT7036-5AK71-1FG0 | SYNCHRONOUS MOTOR 1FT7 | 4417.67
1FT7036-5AK71-1FG3 | SYNCHRONOUS MOTOR 1FT7 | 4585.24
1FT7062-5AF71-1FD5 | SYNCHRONOUS MOTOR 1FT7 | 5330.07
1FT7062-5AF71-1FG0 | SYNCHRONOUS MOTOR 1FT7 | 4798.33
1FT7066-5AF70-1CA0 | SYNCHRONOUS MOTOR 1FT7 | 5506.31
1FT7044-5AK71-1BH2 | SYNCHRONOUS MOTOR 1FT7 | 4873.06
1FT7044-5AK71-1CA1 | SYNCHRONOUS MOTOR 1FT7 | 4873.06
1FT7066-5AF70-1CB0 | SYNCHRONOUS MOTOR 1FT7 | 6365.73
1FT7066-5AF70-1CB3 | SYNCHRONOUS MOTOR 1FT7 | 6533.33
1FK7064-4CF71-1PH1 | SYNCHRONOUS MOTOR 1FK7-HD 12 NM | 2532.03
1FK7080-2AF71-1QB2 | SYNCHRONOUS MOTOR 1FK7-CT 8 NM | 2350.55
1FK7080-2AF71-1RA0 | SYNCHRONOUS MOTOR 1FK7-CT 8 NM | 2220.78
1FK7080-2AF71-1RH2 | SYNCHRONOUS MOTOR 1FK7-CT 8 NM | 2636.24
1FK7064-4CH71-1BH0 | SYNCHRONOUS MOTOR 1FK7-HD 12 NM | 3080.24
1FK7064-4CH71-1CB2 | SYNCHRONOUS MOTOR 1FK7-HD 12 NM | 3684.6
1FK7081-2AH71-1BA1 | SYNCHRONOUS MOTOR 1FK7-CT 12 NM | 2637.42
1FK7081-2AH71-1CB0 | SYNCHRONOUS MOTOR 1FK7-CT 12 NM | 3319.4
1FK7081-2AH71-1CG0 | SYNCHRONOUS MOTOR 1FK7-CT 12 NM | 2825.52
1FK7085-4CF71-1QH2 | SYNCHRONOUS MOTOR 1FK7-HD 22 NM | 3374.75
1FK7086-4CF71-1QA2 | SYNCHRONOUS MOTOR 1FK7-HD 28 NM | 3455.68
1FK7083-2AF71-1FH1 | SYNCHRONOUS MOTOR 1FK7-CT 16 NM | 3923.13
1FK7085-4CF71-1UH2 | SYNCHRONOUS MOTOR 1FK7-HD 22 NM | 3260.46
1FK7101-2AC71-1DB0 | SYNCHRONOUS MOTOR 1FK7-CT 27 NM | 4137.84
1FK7101-2AC71-1PG1 | SYNCHRONOUS MOTOR 1FK7-CT 27 NM | 2641.08
1FK7105-2AC71-1PB0 | SYNCHRONOUS MOTOR 1FK7-CT 48 NM | 4514.91
1FK7105-2AC71-1PB2 | SYNCHRONOUS MOTOR 1FK7-CT 48 NM | 4607.72
1FK7103-2AC71-1PA2 | SYNCHRONOUS MOTOR 1FK7-CT 36 NM | 3145.96
1FK7086-4SF71-1BA0 | SYNCHRONOUS MOTOR 1FK7-HD 38 NM | 5410.7
1FK7084-3BF71-1DB1 | SYNCHRONOUS MOTOR 1FK7-HI 20 NM | 3941.55
1FK7084-3BF71-1FB0 | SYNCHRONOUS MOTOR 1FK7-HI 20 NM | 4247.4
1FK7084-3BF71-1CH1 | SYNCHRONOUS MOTOR 1FK7-HI 20 NM | 3728.99
1FK7084-3BF71-1QH1 | SYNCHRONOUS MOTOR 1FK7-HI 20 NM | 2883.18
1FK7084-3BF71-1RG2 | SYNCHRONOUS MOTOR 1FK7-HI 20 NM | 2846.16
1FK7084-2AC71-1UA0 | SYNCHRONOUS MOTOR 1FK7-CT 20 NM | 2365.41
1FK7085-4CC71-1BB2 | SYNCHRONOUS MOTOR 1FK7-HD 22 NM | 4006
1FK7086-4CC71-1BH2 | SYNCHRONOUS MOTOR 1FK7-HD 28 NM | 4351.79
1FK7086-4CC71-1CA2 | SYNCHRONOUS MOTOR 1FK7-HD 28 NM | 4400.8
1FK7085-4CC71-1PH1 | SYNCHRONOUS MOTOR 1FK7-HD 22 NM | 3260.46
1FK7085-4CC71-1QA0 | SYNCHRONOUS MOTOR 1FK7-HD 22 NM | 2912.58
1FK7085-4CC71-1QG2 | SYNCHRONOUS MOTOR 1FK7-HD 22 NM | 2918.59
1FK7085-4CC71-1RA1 | SYNCHRONOUS MOTOR 1FK7-HD 22 NM | 3429.09
1FK7086-4CC71-1RB2 | SYNCHRONOUS MOTOR 1FK7-HD 28 NM | 4326.7
1FK7085-4CC71-1UA2 | SYNCHRONOUS MOTOR 1FK7-HD 22 NM | 2899.94
1FK7085-4CF71-1CA0 | SYNCHRONOUS MOTOR 1FK7-HD 22 NM | 3857.68
1FK7085-4CF71-1CH1 | SYNCHRONOUS MOTOR 1FK7-HD 22 NM | 4319.86
1FT7044-5AF71-1FA4 | SYNCHRONOUS MOTOR 1FT7 | 5128.66
1FT7044-5AF71-1FH0 | SYNCHRONOUS MOTOR 1FT7 | 5597.87
1FL6054-2AF21-2LH1 | SERVOMOTOR 1FL6;3AC 230V | 1711.42
1FT7036-5AK70-1DG0 | SYNCHRONOUS MOTOR 1FT7 | 3589.31
1FT7036-5AK70-1FA0 | SYNCHRONOUS MOTOR 1FT7 | 4417.67
1FT7036-5AK70-1CH3 | SYNCHRONOUS MOTOR 1FT7 | 5185.56
1FT7044-5AK70-1BG5 | SYNCHRONOUS MOTOR 1FT7 | 4299.73
1FT7036-5AK71-1BK4 | SYNCHRONOUS MOTOR 1FT7 | 3948.08
1FK7105-2AC71-1DG2 | SYNCHRONOUS MOTOR 1FK7-CT 48 NM | 5333.28
1FT7044-5AK70-1DA1 | SYNCHRONOUS MOTOR 1FT7 | 4131.52
1FT7044-5AK70-1DG2 | SYNCHRONOUS MOTOR 1FT7 | 4217.72
1FT7036-5AK71-1FH0 | SYNCHRONOUS MOTOR 1FT7 | 5104.75
1FT7062-5AF71-1FB0 | SYNCHRONOUS MOTOR 1FT7 | 5657.76
1FT7066-5AF70-1BG2 | SYNCHRONOUS MOTOR 1FT7 | 4868.3
1FT7044-5AK71-1BG2 | SYNCHRONOUS MOTOR 1FT7 | 4130.94
1FT7044-5AK71-1CA2 | SYNCHRONOUS MOTOR 1FT7 | 4959.28
1FT7062-5AF71-1KH2 | SYNCHRONOUS MOTOR 1FT7 | 5257.95
1FT7044-5AK71-1DG2 | SYNCHRONOUS MOTOR 1FT7 | 4217.72
1FT7042-5AF70-1BA0 | SYNCHRONOUS MOTOR 1FT7 | 3547.98
1FT7044-5AK71-1DK0 | SYNCHRONOUS MOTOR 1FT7 | 4200.03
1FT7066-5AF70-1DG3 | SYNCHRONOUS MOTOR 1FT7 | 4932.34
1FT7062-5AF74-1NH1 | SYNCHRONOUS MOTOR 1FT7 | 4478.09
1FT7062-5AF75-1MH3 | SYNCHRONOUS MOTOR 1FT7 | 5357.84
1FT7042-5AF70-1BB5 | SYNCHRONOUS MOTOR 1FT7 | 4649.23
1FK7086-4CF71-1UH1 | SYNCHRONOUS MOTOR 1FK7-HD 28 NM | 3701.88
1FK7086-4SF71-1BG1 | SYNCHRONOUS MOTOR 1FK7-HD 38 NM | 5416.73
1FK7086-4SF71-1CG2 | SYNCHRONOUS MOTOR 1FK7-HD 38 NM | 5826.24
1FK7084-3BF71-1CG0 | SYNCHRONOUS MOTOR 1FK7-HI 20 NM | 3227.93
1FK7084-3BF71-1FG0 | SYNCHRONOUS MOTOR 1FK7-HI 20 NM | 3695.58
1FK7084-3BF71-1CH0 | SYNCHRONOUS MOTOR 1FK7-HI 20 NM | 3636.19
1FK7084-3BF71-1RA0 | SYNCHRONOUS MOTOR 1FK7-HI 20 NM | 2838.97
1FK7084-3BF71-1RB0 | SYNCHRONOUS MOTOR 1FK7-HI 20 NM | 3247.23
1FK7084-3BF71-1RB1 | SYNCHRONOUS MOTOR 1FK7-HI 20 NM | 3340.02
1FK7085-4CC71-1BH0 | SYNCHRONOUS MOTOR 1FK7-HD 22 NM | 3808.68
1FK7085-4CC71-1BH1 | SYNCHRONOUS MOTOR 1FK7-HD 22 NM | 3910.35
1FK7086-4CC71-1CB2 | SYNCHRONOUS MOTOR 1FK7-HD 28 NM | 4856.97
1FK7086-4CC71-1CG0 | SYNCHRONOUS MOTOR 1FK7-HD 28 NM | 4203.48
1FK7085-4CC71-1QA1 | SYNCHRONOUS MOTOR 1FK7-HD 22 NM | 3014.24
1FK7085-4CC71-1QB0 | SYNCHRONOUS MOTOR 1FK7-HD 22 NM | 3368.73
1FK7086-4CC71-1QB0 | SYNCHRONOUS MOTOR 1FK7-HD 28 NM | 3810.17
1FK7085-4CC71-1RH1 | SYNCHRONOUS MOTOR 1FK7-HD 22 NM | 3789.61
1FK7083-2AC71-1UB2 | SYNCHRONOUS MOTOR 1FK7-CT 16 NM | 2570.86
1FK7100-2AF71-1UG1 | SYNCHRONOUS MOTOR 1FK7-CT 18 NM | 2322.88
1FK7085-4CF71-1CB0 | SYNCHRONOUS MOTOR 1FK7-HD 22 NM | 4313.85
1FK7085-4CF71-1DA0 | SYNCHRONOUS MOTOR 1FK7-HD 22 NM | 3537.04
1FK7086-4CF71-1BA2 | SYNCHRONOUS MOTOR 1FK7-HD 28 NM | 3991.27
1FK7086-4CF71-1BG0 | SYNCHRONOUS MOTOR 1FK7-HD 28 NM | 3793.95
1FK7100-3BC71-1CH2 | SYNCHRONOUS MOTOR 1FK7-HI 18 NM | 3670.81
1FK7086-4CF71-1CA1 | SYNCHRONOUS MOTOR 1FK7-HD 28 NM | 4400.8
1FK7085-4CF71-1PA0 | SYNCHRONOUS MOTOR 1FK7-HD 22 NM | 2798.27
1FK7086-4CF71-1CB1 | SYNCHRONOUS MOTOR 1FK7-HD 28 NM | 4856.97
1FT7044-5AF71-1FD5 | SYNCHRONOUS MOTOR 1FT7 | 5387.49
1FT7044-5AF71-1FG0 | SYNCHRONOUS MOTOR 1FT7 | 4855.74
1FT7036-5AK70-1CD5 | SYNCHRONOUS MOTOR 1FT7 | 4862.59
1FT7036-5AK70-1CG0 | SYNCHRONOUS MOTOR 1FT7 | 4330.86
1FT7044-5AF71-1CH3 | SYNCHRONOUS MOTOR 1FT7 | 5678.67
1FT7036-5AK70-1CG3 | SYNCHRONOUS MOTOR 1FT7 | 4498.46
1FT7036-5AK70-1FA1 | SYNCHRONOUS MOTOR 1FT7 | 4521.78
1FT7036-5AK70-1FB0 | SYNCHRONOUS MOTOR 1FT7 | 5104.75
1FT7044-5AK70-1BH5 | SYNCHRONOUS MOTOR 1FT7 | 5041.85
1FT7044-5AK70-1CG2 | SYNCHRONOUS MOTOR 1FT7 | 4959.28
1FT7036-5AK71-1DA0 | SYNCHRONOUS MOTOR 1FT7 | 3589.31
1FK7105-2AC71-1FG1 | SYNCHRONOUS MOTOR 1FK7-CT 48 NM | 5742.81
1FK7105-2AC71-1FH0 | SYNCHRONOUS MOTOR 1FK7-CT 48 NM | 6097.29
1FT7036-5AK71-1CH0 | SYNCHRONOUS MOTOR 1FT7 | 5017.96
1FT7036-5AK71-1CH2 | SYNCHRONOUS MOTOR 1FT7 | 5208.28
1FT7044-5AK70-1CH1 | SYNCHRONOUS MOTOR 1FT7 | 5615.22
1FT7044-5AK70-1CH2 | SYNCHRONOUS MOTOR 1FT7 | 5701.42
1FT7066-5AF70-1BA3 | SYNCHRONOUS MOTOR 1FT7 | 4845.57
1FT7066-5AF70-1BB0 | SYNCHRONOUS MOTOR 1FT7 | 5537.41
1FT7044-5AK71-1CD5 | SYNCHRONOUS MOTOR 1FT7 | 5300.68
1FT7044-5AK71-1CG0 | SYNCHRONOUS MOTOR 1FT7 | 4768.95
1FT7066-5AF70-1DH0 | SYNCHRONOUS MOTOR 1FT7 | 5624.18
1FT7062-5AK70-1DB0 | SYNCHRONOUS MOTOR 1FT7 | 4829.4
1FT7062-5AK70-1DG1 | SYNCHRONOUS MOTOR 1FT7 | 4074.12
1FT7042-5AF70-1CB0 | SYNCHRONOUS MOTOR 1FT7 | 5118.45
1FK7101-2AF71-1UH2 | SYNCHRONOUS MOTOR 1FK7-CT 27 NM | 3049.32
1FK7100-2AF71-1PH2 | SYNCHRONOUS MOTOR 1FK7-CT 18 NM | 2731.11
1FT7034-1AK70-1LH1 | SYNCHRONOUS MOTOR 1FT7 | 4512.22
1FT7034-1AK71-1BG1 | SYNCHRONOUS MOTOR 1FT7 | 2827.36
1FT7034-5AK70-1BA1 | SYNCHRONOUS MOTOR 1FT7 | 3455.8
1FT7034-5AK70-1BG0 | SYNCHRONOUS MOTOR 1FT7 | 3351.68
1FT7034-5AK70-1BH0 | SYNCHRONOUS MOTOR 1FT7 | 4038.79
1FK7103-2AF71-1UB0 | SYNCHRONOUS MOTOR 1FK7-CT 36 NM | 3461.36
1FT7034-5AK71-1BH2 | SYNCHRONOUS MOTOR 1FT7 | 4229.1
1FK7086-4CC71-1QH0 | SYNCHRONOUS MOTOR 1FK7-HD 28 NM | 3714.52
1FK7084-2AF71-1FH0 | SYNCHRONOUS MOTOR 1FK7-CT 20 NM | 4151.75
1FK7085-4CC71-1UG0 | SYNCHRONOUS MOTOR 1FK7-HD 22 NM | 2702.64
1FK7086-4CC71-1UG0 | SYNCHRONOUS MOTOR 1FK7-HD 28 NM | 3144.08
1FK7085-4CF71-1BH1 | SYNCHRONOUS MOTOR 1FK7-HD 22 NM | 3910.35
1FK7083-2AF71-1DA0 | SYNCHRONOUS MOTOR 1FK7-CT 16 NM | 3051.42
1FK7083-2AF71-1DA1 | SYNCHRONOUS MOTOR 1FK7-CT 16 NM | 3153.09
1FK7083-2AF71-1DA2 | SYNCHRONOUS MOTOR 1FK7-CT 16 NM | 3153.09
1FK7085-4CF71-1FH1 | SYNCHRONOUS MOTOR 1FK7-HD 22 NM | 4408.75
1FK7086-4CF71-1BH2 | SYNCHRONOUS MOTOR 1FK7-HD 28 NM | 4351.79
1FK7086-4CF71-1CG2 | SYNCHRONOUS MOTOR 1FK7-HD 28 NM | 4305.14
1FT7044-5AF71-1FB2 | SYNCHRONOUS MOTOR 1FT7 | 5788.21
1FT7044-5AF71-1FG1 | SYNCHRONOUS MOTOR 1FT7 | 4959.88
1FT7036-5AK70-1DD5 | SYNCHRONOUS MOTOR 1FT7 | 4121.03
1FT7036-5AK70-1DG1 | SYNCHRONOUS MOTOR 1FT7 | 3693.42
1FT7036-5AK70-1DH0 | SYNCHRONOUS MOTOR 1FT7 | 4276.41
1FT7044-5AK70-1BA0 | SYNCHRONOUS MOTOR 1FT7 | 3940.62
1FT7044-5AK70-1CG5 | SYNCHRONOUS MOTOR 1FT7 | 5128.06
1FT7044-5AK70-1DB1 | SYNCHRONOUS MOTOR 1FT7 | 4873.66
1FT7062-5AF71-1DK3 | SYNCHRONOUS MOTOR 1FT7 | 4310.18
1FT7062-5AF71-1FB1 | SYNCHRONOUS MOTOR 1FT7 | 5761.87
1FT7062-5AF71-1FG1 | SYNCHRONOUS MOTOR 1FT7 | 4902.46
1FT7044-5AK71-1BD5 | SYNCHRONOUS MOTOR 1FT7 | 4472.35
1FT7066-5AF70-1BK4 | SYNCHRONOUS MOTOR 1FT7 | 5123.54
1FT7044-5AK71-1CB1 | SYNCHRONOUS MOTOR 1FT7 | 5615.22
1FT7044-5AK71-1DH0 | SYNCHRONOUS MOTOR 1FT7 | 4769.52
1FT7044-5AK71-1FD0 | SYNCHRONOUS MOTOR 1FT7 | 5028.37
1FT7062-5AF75-1MD5 | SYNCHRONOUS MOTOR 1FT7 | 4862.56
1FT7066-5AF70-1DH3 | SYNCHRONOUS MOTOR 1FT7 | 5791.77
1FT7062-5AK70-1CB2 | SYNCHRONOUS MOTOR 1FT7 | 5761.27
1FT7042-5AF70-1BH1 | SYNCHRONOUS MOTOR 1FT7 | 4394.23
1FK7105-2AF71-1PB2 | SYNCHRONOUS MOTOR 1FK7-CT 48 NM | 4607.72
1FK7101-2AF71-1UG1 | SYNCHRONOUS MOTOR 1FK7-CT 27 NM | 2641.08
1FK7100-2AF71-1FB1 | SYNCHRONOUS MOTOR 1FK7-CT 18 NM | 4293.51
1FT7034-1AK71-1FH1 | SYNCHRONOUS MOTOR 1FT7 | 4273.99
1FK7103-2AF71-1UH1 | SYNCHRONOUS MOTOR 1FK7-CT 36 NM | 3468.57
1FT7034-5AK70-1DA2 | SYNCHRONOUS MOTOR 1FT7 | 3628.79
1FT7034-5AK71-1BA0 | SYNCHRONOUS MOTOR 1FT7 | 3351.68
1FT7034-5AK71-1CB1 | SYNCHRONOUS MOTOR 1FT7 | 4971.24
1FK7061-4CF71-1QB0 | SYNCHRONOUS MOTOR 1FK7-HD 6,4 NM | 2336.27
1FK7061-4CF71-1QB1 | SYNCHRONOUS MOTOR 1FK7-HD 6,4 NM | 2437.93
1FK7060-2AC71-1DB1 | SYNCHRONOUS MOTOR 1FK7-CT 6 NM | 2939.71
1FK7061-4CF71-1UG2 | SYNCHRONOUS MOTOR 1FK7-HD 6,4 NM | 1892.02
1FK7061-4CF71-1UH1 | SYNCHRONOUS MOTOR 1FK7-HD 6,4 NM | 2230.45
1FK7060-2AC71-1PB2 | SYNCHRONOUS MOTOR 1FK7-CT 6 NM | 1971.65
1FK7062-2AF71-1DG1 | SYNCHRONOUS MOTOR 1FK7-CT 8,5 NM | 2654
1FK7062-2AF71-1CH1 | SYNCHRONOUS MOTOR 1FK7-CT 8,5 NM | 2965.15
1FK7062-2AF71-1PA0 | SYNCHRONOUS MOTOR 1FK7-CT 8,5 NM | 1706.85
1FK7061-4CH71-1BG1 | SYNCHRONOUS MOTOR 1FK7-HD 6,4 NM | 2541.91
1FK7063-2AC71-1UA1 | SYNCHRONOUS MOTOR 1FK7-CT 11 NM | 1892.66
1FK7063-2AC71-1UB1 | SYNCHRONOUS MOTOR 1FK7-CT 11 NM | 2193.32
1FK7062-2AF71-1QB1 | SYNCHRONOUS MOTOR 1FK7-CT 8,5 NM | 2202.64
1FK7062-2AF71-1RA1 | SYNCHRONOUS MOTOR 1FK7-CT 8,5 NM | 2273.29
1FK7081-2AC71-1RG1 | SYNCHRONOUS MOTOR 1FK7-CT 12 NM | 2443.8
1FK7084-2AF71-1UA0 | SYNCHRONOUS MOTOR 1FK7-CT 20 NM | 2365.41
1FK7084-2AF71-1UB0 | SYNCHRONOUS MOTOR 1FK7-CT 20 NM | 2773.64
1FK7081-3BF71-1DB1 | SYNCHRONOUS MOTOR 1FK7-HI 12 NM | 3489.9
1FK7081-3BF71-1FA1 | SYNCHRONOUS MOTOR 1FK7-HI 12 NM | 3443.27
1FK7081-3BF71-1FG0 | SYNCHRONOUS MOTOR 1FK7-HI 12 NM | 3245.97
1FK7081-2AC71-1UG2 | SYNCHRONOUS MOTOR 1FK7-CT 12 NM | 1970.19
1FK7105-2AF71-1PA2 | SYNCHRONOUS MOTOR 1FK7-CT 48 NM | 4199.43
1FK7101-2AF71-1UH1 | SYNCHRONOUS MOTOR 1FK7-CT 27 NM | 3049.32
1FK7103-2AF71-1PH1 | SYNCHRONOUS MOTOR 1FK7-CT 36 NM | 3468.57
1FK7100-2AF71-1FA0 | SYNCHRONOUS MOTOR 1FK7-CT 18 NM | 3735.67
1FK7100-2AF71-1PG2 | SYNCHRONOUS MOTOR 1FK7-CT 18 NM | 2322.88
1FT7034-1AK71-1BH1 | SYNCHRONOUS MOTOR 1FT7 | 3358.88
1FK7103-2AF71-1UA2 | SYNCHRONOUS MOTOR 1FK7-CT 36 NM | 3145.96
1FK7103-2AF71-1UH2 | SYNCHRONOUS MOTOR 1FK7-CT 36 NM | 3468.57
1FT7034-5AK70-1CG3 | SYNCHRONOUS MOTOR 1FT7 | 4347.62
1FT7034-5AK70-1FB0 | SYNCHRONOUS MOTOR 1FT7 | 4953.9
1FT7034-5AK71-1BG2 | SYNCHRONOUS MOTOR 1FT7 | 3542.02
1FT7034-5AK71-1CA1 | SYNCHRONOUS MOTOR 1FT7 | 4284.16
1FK7061-4CF71-1QA0 | SYNCHRONOUS MOTOR 1FK7-HD 6,4 NM | 2000.29
1FK7062-2AC71-1UH2 | SYNCHRONOUS MOTOR 1FK7-CT 8,5 NM | 2017.04
1FK7061-4CF71-1UH0 | SYNCHRONOUS MOTOR 1FK7-HD 6,4 NM | 2128.79
1FK7062-2AF71-1CB0 | SYNCHRONOUS MOTOR 1FK7-CT 8,5 NM | 2955.72
1FK7062-2AF71-1DA0 | SYNCHRONOUS MOTOR 1FK7-CT 8,5 NM | 2645.95
1FK7062-2AF71-1FH0 | SYNCHRONOUS MOTOR 1FK7-CT 8,5 NM | 3298.28
1FK7061-4CH71-1BA1 | SYNCHRONOUS MOTOR 1FK7-HD 6,4 NM | 2637.53
1FK7061-4CH71-1BB1 | SYNCHRONOUS MOTOR 1FK7-HD 6,4 NM | 2973.52
1FK7061-4CH71-1CA1 | SYNCHRONOUS MOTOR 1FK7-HD 6,4 NM | 3047.08
1FK7063-2AC71-1UB0 | SYNCHRONOUS MOTOR 1FK7-CT 11 NM | 2100.54
1FK7062-2AF71-1QB2 | SYNCHRONOUS MOTOR 1FK7-CT 8,5 NM | 2202.64
1FK7061-4CH71-1CH0 | SYNCHRONOUS MOTOR 1FK7-HD 6,4 NM | 3188.19
1FK7062-2AF71-1QG1 | SYNCHRONOUS MOTOR 1FK7-CT 8,5 NM | 1816.4
1FK7081-2AC71-1QH2 | SYNCHRONOUS MOTOR 1FK7-CT 12 NM | 2480.72
1FK7081-2AC71-1RB1 | SYNCHRONOUS MOTOR 1FK7-CT 12 NM | 2937.65
1FK7084-2AF71-1UA2 | SYNCHRONOUS MOTOR 1FK7-CT 20 NM | 2458.22
1FK7081-3BF71-1DH0 | SYNCHRONOUS MOTOR 1FK7-HI 12 NM | 3292.58
1FK7084-2AF71-1UG2 | SYNCHRONOUS MOTOR 1FK7-CT 20 NM | 2372.6
1FK7084-2AC71-1CA2 | SYNCHRONOUS MOTOR 1FK7-CT 20 NM | 3406.32
1FK7081-2AF71-1BB0 | SYNCHRONOUS MOTOR 1FK7-CT 12 NM | 2952.89
1FK7084-2AC71-1DH1 | SYNCHRONOUS MOTOR 1FK7-CT 20 NM | 3845.91
1FK7084-2AC71-1CH1 | SYNCHRONOUS MOTOR 1FK7-CT 20 NM | 3728.99
1FK7081-2AF71-1CA0 | SYNCHRONOUS MOTOR 1FK7-CT 12 NM | 2911.1
1FK7081-2AF71-1FH0 | SYNCHRONOUS MOTOR 1FK7-CT 12 NM | 3702.12
1FK7084-2AC71-1QB0 | SYNCHRONOUS MOTOR 1FK7-CT 20 NM | 2875.94
1FK7084-2AC71-1QB2 | SYNCHRONOUS MOTOR 1FK7-CT 20 NM | 2968.77
1FK7064-4CF71-1QG2 | SYNCHRONOUS MOTOR 1FK7-HD 12 NM | 2307.87
1FK7064-4CF71-1RA2 | SYNCHRONOUS MOTOR 1FK7-HD 12 NM | 2818.39
1FK7064-4CF71-1RH0 | SYNCHRONOUS MOTOR 1FK7-HD 12 NM | 2959.5
1FK7064-4CF71-1RH1 | SYNCHRONOUS MOTOR 1FK7-HD 12 NM | 3061.16
1FK7064-4CF71-1UH0 | SYNCHRONOUS MOTOR 1FK7-HD 12 NM | 2430.36
1FK7083-2AF71-1UG2 | SYNCHRONOUS MOTOR 1FK7-CT 16 NM | 2077.01
1FK7083-2AF71-1UH2 | SYNCHRONOUS MOTOR 1FK7-CT 16 NM | 2485.26
1FK7064-4CH71-1BA1 | SYNCHRONOUS MOTOR 1FK7-HD 12 NM | 2939.13
1FK7064-4CH71-1CG1 | SYNCHRONOUS MOTOR 1FK7-HD 12 NM | 3253
1FK7080-2AH71-1CG1 | SYNCHRONOUS MOTOR 1FK7-CT 8 NM | 2702.57
1FK7081-2AH71-1BB1 | SYNCHRONOUS MOTOR 1FK7-CT 12 NM | 3045.68
1FK7081-2AH71-1BH0 | SYNCHRONOUS MOTOR 1FK7-CT 12 NM | 2867.26
1FK7083-2AH71-1BG0 | SYNCHRONOUS MOTOR 1FK7-CT 16 NM | 2565.87
1FK7083-2AH71-1CG1 | SYNCHRONOUS MOTOR 1FK7-CT 16 NM | 3025.17
1FK7083-2AH71-1BH2 | SYNCHRONOUS MOTOR 1FK7-CT 16 NM | 3066.88
1FK7081-2AH71-1PA0 | SYNCHRONOUS MOTOR 1FK7-CT 12 NM | 1962.98
1FK7080-2AH71-1CH1 | SYNCHRONOUS MOTOR 1FK7-CT 8 NM | 3110.8
1FK7080-2AH71-1PH1 | SYNCHRONOUS MOTOR 1FK7-CT 8 NM | 2162.66
1FK7080-2AH71-1QG2 | SYNCHRONOUS MOTOR 1FK7-CT 8 NM | 1856.68
1FK7080-2AH71-1RB0 | SYNCHRONOUS MOTOR 1FK7-CT 8 NM | 2629.04
1FT7044-5AK71-1DA1 | SYNCHRONOUS MOTOR 1FT7 | 4131.52
1FT7044-5AK71-1DG0 | SYNCHRONOUS MOTOR 1FT7 | 4027.39
1FT7062-5AF71-1KK5 | SYNCHRONOUS MOTOR 1FT7 | 4739.94
1FT7066-5AF70-1CL5 | SYNCHRONOUS MOTOR 1FT7 | 6894.85
1FT7066-5AF70-1DG0 | SYNCHRONOUS MOTOR 1FT7 | 4764.75
1FT7066-5AF70-1FA3 | SYNCHRONOUS MOTOR 1FT7 | 5760.69
1FT7044-5AK71-1CH0 | SYNCHRONOUS MOTOR 1FT7 | 5511.09
1FT7044-5AK71-1KH2 | SYNCHRONOUS MOTOR 1FT7 | 5198.07
1FT7062-5AK70-1BA0 | SYNCHRONOUS MOTOR 1FT7 | 3883.2
1FT7062-5AK70-1BG2 | SYNCHRONOUS MOTOR 1FT7 | 4073.52
1FK7103-2AF71-1FH0 | SYNCHRONOUS MOTOR 1FK7-CT 36 NM | 4920.19
1FK7103-2AF71-1PA1 | SYNCHRONOUS MOTOR 1FK7-CT 36 NM | 3145.96
1FT7034-5AK70-1FA0 | SYNCHRONOUS MOTOR 1FT7 | 4266.83
1FT7034-5AK70-1FA3 | SYNCHRONOUS MOTOR 1FT7 | 4434.41
1FK7101-3BF71-1QA0 | SYNCHRONOUS MOTOR 1FK7-HI 27 NM | 2723.45
1FT7034-5AK70-1FB3 | SYNCHRONOUS MOTOR 1FT7 | 5121.51
1FT7034-5AK70-1CH1 | SYNCHRONOUS MOTOR 1FT7 | 4971.24
1FT7034-5AK70-1CH2 | SYNCHRONOUS MOTOR 1FT7 | 5057.44
1FT7034-5AK71-1BA5 | SYNCHRONOUS MOTOR 1FT7 | 3710.79
1FT7034-5AK71-1BB0 | SYNCHRONOUS MOTOR 1FT7 | 4038.79
1FK7103-3BC71-1DH0 | SYNCHRONOUS MOTOR 1FK7-HI 36 NM | 4491.62
1FK7063-2AC71-1FB1 | SYNCHRONOUS MOTOR 1FK7-CT 11 NM | 3596.97
1FK7061-4CF71-1UA2 | SYNCHRONOUS MOTOR 1FK7-HD 6,4 NM | 1987.66
1FK7060-2AC71-1PA0 | SYNCHRONOUS MOTOR 1FK7-CT 6 NM | 1578.13
1FK7060-2AC71-1PA2 | SYNCHRONOUS MOTOR 1FK7-CT 6 NM | 1670.93
1FK7060-2AC71-1PB0 | SYNCHRONOUS MOTOR 1FK7-CT 6 NM | 1878.83
1FK7062-2AF71-1BB2 | SYNCHRONOUS MOTOR 1FK7-CT 8,5 NM | 2682.01
1FK7062-2AF71-1BG2 | SYNCHRONOUS MOTOR 1FK7-CT 8,5 NM | 2295.78
1FK7062-2AF71-1BH1 | SYNCHRONOUS MOTOR 1FK7-CT 8,5 NM | 2598.67
1FK7062-2AF71-1CA2 | SYNCHRONOUS MOTOR 1FK7-CT 8,5 NM | 2747.85
1FK7063-2AC71-1UA0 | SYNCHRONOUS MOTOR 1FK7-CT 11 NM | 1799.82
1FK7061-4CH71-1CH1 | SYNCHRONOUS MOTOR 1FK7-HD 6,4 NM | 3289.89
1FK7081-3BF71-1DH1 | SYNCHRONOUS MOTOR 1FK7-HI 12 NM | 3394.26
1FK7081-2AC71-1UH1 | SYNCHRONOUS MOTOR 1FK7-CT 12 NM | 2378.42
1FK7084-2AC71-1BG0 | SYNCHRONOUS MOTOR 1FK7-CT 20 NM | 2861.43
1FK7084-2AC71-1BG1 | SYNCHRONOUS MOTOR 1FK7-CT 20 NM | 2954.23
1FK7081-2AF71-1BA0 | SYNCHRONOUS MOTOR 1FK7-CT 12 NM | 2544.59
1FK7084-2AC71-1FG2 | SYNCHRONOUS MOTOR 1FK7-CT 20 NM | 3799.27
1FK7084-2AC71-1FH0 | SYNCHRONOUS MOTOR 1FK7-CT 20 NM | 4151.75
1FK7081-2AF71-1CG0 | SYNCHRONOUS MOTOR 1FK7-CT 12 NM | 2825.52
1FK7081-2AF71-1CG1 | SYNCHRONOUS MOTOR 1FK7-CT 12 NM | 2918.33
1FK7081-2AF71-1CH2 | SYNCHRONOUS MOTOR 1FK7-CT 12 NM | 3326.6
1FK7064-4CF71-1RB2 | SYNCHRONOUS MOTOR 1FK7-HD 12 NM | 3154.33
1FK7080-2AF71-1QG2 | SYNCHRONOUS MOTOR 1FK7-CT 8 NM | 1856.68
1FK7080-2AF71-1QH2 | SYNCHRONOUS MOTOR 1FK7-CT 8 NM | 2264.94
1FK7080-2AH71-1CA2 | SYNCHRONOUS MOTOR 1FK7-CT 8 NM | 2788.16
1FK7083-2AH71-1BA1 | SYNCHRONOUS MOTOR 1FK7-CT 16 NM | 2744.22
1FK7081-2AH71-1CG1 | SYNCHRONOUS MOTOR 1FK7-CT 12 NM | 2918.33
1FK7083-2AH71-1BB2 | SYNCHRONOUS MOTOR 1FK7-CT 16 NM | 3152.49
1FK7083-2AH71-1CA1 | SYNCHRONOUS MOTOR 1FK7-CT 16 NM | 3110.77
1FK7081-2AH71-1CH0 | SYNCHRONOUS MOTOR 1FK7-CT 12 NM | 3233.76
1FK7081-2AH71-1CH1 | SYNCHRONOUS MOTOR 1FK7-CT 12 NM | 3326.6
1FK7083-2AH71-1CG2 | SYNCHRONOUS MOTOR 1FK7-CT 16 NM | 3025.17
1FK7083-2AH71-1DA0 | SYNCHRONOUS MOTOR 1FK7-CT 16 NM | 3051.42
1FK7080-2AH71-1RA0 | SYNCHRONOUS MOTOR 1FK7-CT 8 NM | 2220.78
1FK7080-2AH71-1RG2 | SYNCHRONOUS MOTOR 1FK7-CT 8 NM | 2227.99
1FK7080-2AH71-1RH2 | SYNCHRONOUS MOTOR 1FK7-CT 8 NM | 2636.24
1FK7083-2AH71-1QG2 | SYNCHRONOUS MOTOR 1FK7-CT 16 NM | 2179.3
1FK7081-2AC71-1CB1 | SYNCHRONOUS MOTOR 1FK7-CT 12 NM | 3412.22
1FT7034-5AK71-1BK5 | SYNCHRONOUS MOTOR 1FT7 | 3883.41
1FK7060-2AC71-1DA1 | SYNCHRONOUS MOTOR 1FK7-CT 6 NM | 2603.74
1FK7062-2AF71-1BA2 | SYNCHRONOUS MOTOR 1FK7-CT 8,5 NM | 2381.31
1FK7062-2AF71-1BB0 | SYNCHRONOUS MOTOR 1FK7-CT 8,5 NM | 2589.22
1FK7063-2AC71-1PA1 | SYNCHRONOUS MOTOR 1FK7-CT 11 NM | 1892.66
1FK7063-2AC71-1PB1 | SYNCHRONOUS MOTOR 1FK7-CT 11 NM | 2193.32
1FK7062-2AF71-1CG0 | SYNCHRONOUS MOTOR 1FK7-CT 8,5 NM | 2569.45
1FK7062-2AF71-1PA1 | SYNCHRONOUS MOTOR 1FK7-CT 8,5 NM | 1799.73
1FK7062-2AF71-1PA2 | SYNCHRONOUS MOTOR 1FK7-CT 8,5 NM | 1799.73
1FK7061-4CH71-1CB2 | SYNCHRONOUS MOTOR 1FK7-HD 6,4 NM | 3383.03
1FK7061-4CH71-1CG2 | SYNCHRONOUS MOTOR 1FK7-HD 6,4 NM | 2951.43
1FK7062-2AF71-1QB0 | SYNCHRONOUS MOTOR 1FK7-CT 8,5 NM | 2109.86
1FK7084-2AF71-1UB1 | SYNCHRONOUS MOTOR 1FK7-CT 20 NM | 2866.47
1FK7081-3BF71-1DB0 | SYNCHRONOUS MOTOR 1FK7-HI 12 NM | 3388.23
1FK7084-2AF71-1UB2 | SYNCHRONOUS MOTOR 1FK7-CT 20 NM | 2866.47
1FK7081-2AC71-1UB2 | SYNCHRONOUS MOTOR 1FK7-CT 12 NM | 2464.04
1FK7084-2AC71-1BA0 | SYNCHRONOUS MOTOR 1FK7-CT 20 NM | 2947.03
1FK7084-2AC71-1BA1 | SYNCHRONOUS MOTOR 1FK7-CT 20 NM | 3039.85
1FK7084-3BC71-1DG0 | SYNCHRONOUS MOTOR 1FK7-HI 20 NM | 3286.05
1FK7084-3BC71-1DH0 | SYNCHRONOUS MOTOR 1FK7-HI 20 NM | 3742.2
1FK7084-2AC71-1CG2 | SYNCHRONOUS MOTOR 1FK7-CT 20 NM | 3320.73
1FK7084-2AC71-1DB0 | SYNCHRONOUS MOTOR 1FK7-CT 20 NM | 3837.85
1FK7084-3BC71-1FB1 | SYNCHRONOUS MOTOR 1FK7-HI 20 NM | 4349.06
1FK7080-2AF71-1RB1 | SYNCHRONOUS MOTOR 1FK7-CT 8 NM | 2721.83
1FK7064-4CF71-1RH2 | SYNCHRONOUS MOTOR 1FK7-HD 12 NM | 3061.16
1FK7064-4CF71-1UG2 | SYNCHRONOUS MOTOR 1FK7-HD 12 NM | 2193.6
1FK7064-4CH71-1BB1 | SYNCHRONOUS MOTOR 1FK7-HD 12 NM | 3275.08
1FK7064-4CH71-1CB1 | SYNCHRONOUS MOTOR 1FK7-HD 12 NM | 3684.6
1FK7080-2AH71-1CG2 | SYNCHRONOUS MOTOR 1FK7-CT 8 NM | 2702.57
1FK7081-2AH71-1BG1 | SYNCHRONOUS MOTOR 1FK7-CT 12 NM | 2551.83
1FK7083-2AH71-1BH0 | SYNCHRONOUS MOTOR 1FK7-CT 16 NM | 2974.07
1FK7083-2AH71-1CB2 | SYNCHRONOUS MOTOR 1FK7-CT 16 NM | 3519.02
1FK7080-2AH71-1PB2 | SYNCHRONOUS MOTOR 1FK7-CT 8 NM | 2248.28
1FK7080-2AH71-1PG2 | SYNCHRONOUS MOTOR 1FK7-CT 8 NM | 1754.4
1FK7064-4CH71-1PH1 | SYNCHRONOUS MOTOR 1FK7-HD 12 NM | 2532.03
1FK7081-2AH71-1PA2 | SYNCHRONOUS MOTOR 1FK7-CT 12 NM | 2055.76
1FK7064-4CH71-1QA0 | SYNCHRONOUS MOTOR 1FK7-HD 12 NM | 2301.86
1FK7064-4CH71-1RA0 | SYNCHRONOUS MOTOR 1FK7-HD 12 NM | 2716.72
1FK7064-4CH71-1RA2 | SYNCHRONOUS MOTOR 1FK7-HD 12 NM | 2818.39
1FK7083-2AH71-1PA2 | SYNCHRONOUS MOTOR 1FK7-CT 16 NM | 2162.61
1FK7083-2AH71-1PG1 | SYNCHRONOUS MOTOR 1FK7-CT 16 NM | 2077.01
1FK7084-2AF71-1PG2 | SYNCHRONOUS MOTOR 1FK7-CT 20 NM | 2372.6
1FK7084-2AF71-1PH1 | SYNCHRONOUS MOTOR 1FK7-CT 20 NM | 2780.87
1FK7081-2AH71-1RH1 | SYNCHRONOUS MOTOR 1FK7-CT 12 NM | 2852.01
1FK7081-2AC71-1BA1 | SYNCHRONOUS MOTOR 1FK7-CT 12 NM | 2637.42
1FK7081-2AC71-1BA2 | SYNCHRONOUS MOTOR 1FK7-CT 12 NM | 2637.42
1FK7081-2AC71-1BB2 | SYNCHRONOUS MOTOR 1FK7-CT 12 NM | 3045.68
1FK7081-2AH71-1UH1 | SYNCHRONOUS MOTOR 1FK7-CT 12 NM | 2378.42
1FK7083-2AH71-1RG2 | SYNCHRONOUS MOTOR 1FK7-CT 16 NM | 2550.6
1FK7083-2AH71-1UB0 | SYNCHRONOUS MOTOR 1FK7-CT 16 NM | 2478.04
1FK7081-2AC71-1QA2 | SYNCHRONOUS MOTOR 1FK7-CT 12 NM | 2158.07
1FK7086-4SF71-1CH2 | SYNCHRONOUS MOTOR 1FK7-HD 38 NM | 6282.4
1FK7086-4SF71-1QA0 | SYNCHRONOUS MOTOR 1FK7-HD 38 NM | 4875.12
1FK7100-2AC71-1BG1 | SYNCHRONOUS MOTOR 1FK7-CT 18 NM | 2904.51
1FK7100-2AC71-1BH1 | SYNCHRONOUS MOTOR 1FK7-CT 18 NM | 3312.76
1FK7100-2AC71-1CA0 | SYNCHRONOUS MOTOR 1FK7-CT 18 NM | 3263.83
1FK7100-2AC71-1CA2 | SYNCHRONOUS MOTOR 1FK7-CT 18 NM | 3356.63
1FK7084-2AC71-1CB0 | SYNCHRONOUS MOTOR 1FK7-CT 20 NM | 3721.8
1FK7081-2AF71-1BG0 | SYNCHRONOUS MOTOR 1FK7-CT 12 NM | 2459.03
1FK7084-2AC71-1DH2 | SYNCHRONOUS MOTOR 1FK7-CT 20 NM | 3845.91
1FK7081-2AF71-1BH2 | SYNCHRONOUS MOTOR 1FK7-CT 12 NM | 2960.08
1FK7081-2AF71-1CA1 | SYNCHRONOUS MOTOR 1FK7-CT 12 NM | 3003.94
1FK7084-2AC71-1PH2 | SYNCHRONOUS MOTOR 1FK7-CT 20 NM | 2780.87
1FK7064-4CF71-1QH0 | SYNCHRONOUS MOTOR 1FK7-HD 12 NM | 2544.65
1FK7080-2AF71-1RA1 | SYNCHRONOUS MOTOR 1FK7-CT 8 NM | 2313.58
1FK7083-2AF71-1UB1 | SYNCHRONOUS MOTOR 1FK7-CT 16 NM | 2570.86
1FK7080-2AF71-1UH2 | SYNCHRONOUS MOTOR 1FK7-CT 8 NM | 2162.66
1FK7064-4CH71-1BA0 | SYNCHRONOUS MOTOR 1FK7-HD 12 NM | 2837.46
1FK7064-4CH71-1BB2 | SYNCHRONOUS MOTOR 1FK7-HD 12 NM | 3275.08
1FK7064-4CH71-1CA0 | SYNCHRONOUS MOTOR 1FK7-HD 12 NM | 3246.97
1FK7064-4CH71-1CG2 | SYNCHRONOUS MOTOR 1FK7-HD 12 NM | 3253
1FK7080-2AH71-1CB2 | SYNCHRONOUS MOTOR 1FK7-CT 8 NM | 3196.41
1FK7064-4CH71-1FB0 | SYNCHRONOUS MOTOR 1FK7-HD 12 NM | 3671.82
1FK7081-2AH71-1BA0 | SYNCHRONOUS MOTOR 1FK7-CT 12 NM | 2544.59
1FK7081-2AH71-1BB2 | SYNCHRONOUS MOTOR 1FK7-CT 12 NM | 3045.68
1FK7081-2AH71-1CB1 | SYNCHRONOUS MOTOR 1FK7-CT 12 NM | 3412.22
1FK7083-2AH71-1BG2 | SYNCHRONOUS MOTOR 1FK7-CT 16 NM | 2658.64
1FK7083-2AH71-1CA0 | SYNCHRONOUS MOTOR 1FK7-CT 16 NM | 3017.94
1FK7081-2AH71-1CH2 | SYNCHRONOUS MOTOR 1FK7-CT 12 NM | 3326.6
1FK7080-2AH71-1CG0 | SYNCHRONOUS MOTOR 1FK7-CT 8 NM | 2609.72
1FK7080-2AH71-1PH2 | SYNCHRONOUS MOTOR 1FK7-CT 8 NM | 2162.66
1FK7080-2AH71-1QH2 | SYNCHRONOUS MOTOR 1FK7-CT 8 NM | 2264.94
1FK7064-4CH71-1PH0 | SYNCHRONOUS MOTOR 1FK7-HD 12 NM | 2430.36
1FK7064-4CH71-1QG0 | SYNCHRONOUS MOTOR 1FK7-HD 12 NM | 2206.21
1FK7081-2AH71-1PG2 | SYNCHRONOUS MOTOR 1FK7-CT 12 NM | 1970.19
1FK7064-4CH71-1QH2 | SYNCHRONOUS MOTOR 1FK7-HD 12 NM | 2646.32
1FK7083-2AH71-1FA1 | SYNCHRONOUS MOTOR 1FK7-CT 16 NM | 3564.64
1FK7081-2AH71-1RB2 | SYNCHRONOUS MOTOR 1FK7-CT 12 NM | 2937.65
1FK7084-2AF71-1PA2 | SYNCHRONOUS MOTOR 1FK7-CT 20 NM | 2458.22
1FK7081-2AC71-1BH1 | SYNCHRONOUS MOTOR 1FK7-CT 12 NM | 2960.08
1FK7081-2AC71-1PB1 | SYNCHRONOUS MOTOR 1FK7-CT 12 NM | 2464.04
1FK7083-2AH71-1UG2 | SYNCHRONOUS MOTOR 1FK7-CT 16 NM | 2077.01
1FK7083-2AH71-1UH2 | SYNCHRONOUS MOTOR 1FK7-CT 16 NM | 2485.26
1FK7081-2AC71-1QH1 | SYNCHRONOUS MOTOR 1FK7-CT 12 NM | 2480.72
1FK7101-2AC71-1UB2 | SYNCHRONOUS MOTOR 1FK7-CT 27 NM | 3134.97
1FK7103-2AC71-1PH1 | SYNCHRONOUS MOTOR 1FK7-CT 36 NM | 3468.57
1FK7100-2AC71-1CB0 | SYNCHRONOUS MOTOR 1FK7-CT 18 NM | 3672.04
1FK7100-2AC71-1PA2 | SYNCHRONOUS MOTOR 1FK7-CT 18 NM | 2408.48
1FK7100-2AC71-1RB0 | SYNCHRONOUS MOTOR 1FK7-CT 18 NM | 3197.48
1FK7101-2AF71-1DA1 | SYNCHRONOUS MOTOR 1FK7-CT 27 NM | 3783.33
1FK7105-2AF71-1DA1 | SYNCHRONOUS MOTOR 1FK7-CT 48 NM | 5428.92
1FK7105-2AF71-1DH2 | SYNCHRONOUS MOTOR 1FK7-CT 48 NM | 5789.42
1FK7100-2AC71-1UA0 | SYNCHRONOUS MOTOR 1FK7-CT 18 NM | 2315.67
1FK7101-2AF71-1FG0 | SYNCHRONOUS MOTOR 1FK7-CT 27 NM | 3995.58
1FK7105-2AF71-1FH1 | SYNCHRONOUS MOTOR 1FK7-CT 48 NM | 6198.95
1FK7085-4CC71-1RH0 | SYNCHRONOUS MOTOR 1FK7-HD 22 NM | 3687.94
1FK7086-4CC71-1UH0 | SYNCHRONOUS MOTOR 1FK7-HD 28 NM | 3600.21
1FK7100-2AF71-1UG2 | SYNCHRONOUS MOTOR 1FK7-CT 18 NM | 2322.88
1FK7085-4CF71-1BA1 | SYNCHRONOUS MOTOR 1FK7-HD 22 NM | 3549.83
1FK7085-4CF71-1BB1 | SYNCHRONOUS MOTOR 1FK7-HD 22 NM | 4006
1FK7085-4CF71-1CB1 | SYNCHRONOUS MOTOR 1FK7-HD 22 NM | 4415.51
1FK7085-4CF71-1CG0 | SYNCHRONOUS MOTOR 1FK7-HD 22 NM | 3762.04
1FK7086-4CF71-1BB2 | SYNCHRONOUS MOTOR 1FK7-HD 28 NM | 4447.44
1FK7086-4CF71-1BG1 | SYNCHRONOUS MOTOR 1FK7-HD 28 NM | 3895.63
1FK7083-2AH71-1QH2 | SYNCHRONOUS MOTOR 1FK7-CT 16 NM | 2587.57
1FK7081-2AC71-1DH2 | SYNCHRONOUS MOTOR 1FK7-CT 12 NM | 3394.26
1FK7103-2AC71-1PH2 | SYNCHRONOUS MOTOR 1FK7-CT 36 NM | 3468.57
1FK7086-4SF71-1QG2 | SYNCHRONOUS MOTOR 1FK7-HD 38 NM | 4881.15
1FK7086-4SF71-1RG1 | SYNCHRONOUS MOTOR 1FK7-HD 38 NM | 5295.99
1FK7100-2AC71-1CG2 | SYNCHRONOUS MOTOR 1FK7-CT 18 NM | 3271.01
1FK7100-2AC71-1QB2 | SYNCHRONOUS MOTOR 1FK7-CT 18 NM | 2919.01
1FK7100-2AC71-1UA1 | SYNCHRONOUS MOTOR 1FK7-CT 18 NM | 2408.48
1FK7100-2AC71-1UB2 | SYNCHRONOUS MOTOR 1FK7-CT 18 NM | 2816.72
1FK7101-2AF71-1FA2 | SYNCHRONOUS MOTOR 1FK7-CT 27 NM | 4192.86
1FK7086-4CC71-1PG1 | SYNCHRONOUS MOTOR 1FK7-HD 28 NM | 3245.74
1FK7085-4CC71-1RB1 | SYNCHRONOUS MOTOR 1FK7-HD 22 NM | 3885.26
1FK7086-4CC71-1RG0 | SYNCHRONOUS MOTOR 1FK7-HD 28 NM | 3673.23
1FK7086-4CC71-1RG1 | SYNCHRONOUS MOTOR 1FK7-HD 28 NM | 3774.89
1FK7085-4CC71-1UA1 | SYNCHRONOUS MOTOR 1FK7-HD 22 NM | 2899.94
1FK7085-4CC71-1UB1 | SYNCHRONOUS MOTOR 1FK7-HD 22 NM | 3356.09
1FK7100-2AF71-1UH1 | SYNCHRONOUS MOTOR 1FK7-CT 18 NM | 2731.11
1FK7100-2AF71-1UH2 | SYNCHRONOUS MOTOR 1FK7-CT 18 NM | 2731.11
1FK7085-4CF71-1FB0 | SYNCHRONOUS MOTOR 1FK7-HD 22 NM | 4402.74
1FK7085-4CF71-1FH0 | SYNCHRONOUS MOTOR 1FK7-HD 22 NM | 4307.09
1FK7085-4CF71-1PG0 | SYNCHRONOUS MOTOR 1FK7-HD 22 NM | 2702.64
1FK7085-4CF71-1PH1 | SYNCHRONOUS MOTOR 1FK7-HD 22 NM | 3260.46
1FK7085-4CF71-1RB0 | SYNCHRONOUS MOTOR 1FK7-HD 22 NM | 3783.59
1FK7085-4CF71-1RB1 | SYNCHRONOUS MOTOR 1FK7-HD 22 NM | 3885.26
1FK7085-4CF71-1RB2 | SYNCHRONOUS MOTOR 1FK7-HD 22 NM | 3885.26
1FK7085-4CF71-1RH0 | SYNCHRONOUS MOTOR 1FK7-HD 22 NM | 3687.94
1FK7086-4CF71-1QB2 | SYNCHRONOUS MOTOR 1FK7-HD 28 NM | 3911.84
1FK7086-4CF71-1QG1 | SYNCHRONOUS MOTOR 1FK7-HD 28 NM | 3360.05
1FK7086-4CF71-1RA0 | SYNCHRONOUS MOTOR 1FK7-HD 28 NM | 3768.86
1FK7086-4CF71-1RG2 | SYNCHRONOUS MOTOR 1FK7-HD 28 NM | 3774.89
1FK7101-2AC71-1FH0 | SYNCHRONOUS MOTOR 1FK7-CT 27 NM | 4451.72
1FK7101-2AC71-1PA2 | SYNCHRONOUS MOTOR 1FK7-CT 27 NM | 2726.69
1FK7101-2AC71-1UB0 | SYNCHRONOUS MOTOR 1FK7-CT 27 NM | 3042.15
1FT7042-5AF70-1CG1 | SYNCHRONOUS MOTOR 1FT7 | 4480.44
1FT7042-5AF70-1CK5 | SYNCHRONOUS MOTOR 1FT7 | 4908.05
1FT7062-5AK71-1BB0 | SYNCHRONOUS MOTOR 1FT7 | 4742.64
1FT7046-5AF70-1BA1 | SYNCHRONOUS MOTOR 1FT7 | 4375.14
1FT7066-5AF70-1FK2 | SYNCHRONOUS MOTOR 1FT7 | 5956.06
1FT7062-5AK71-1DK1 | SYNCHRONOUS MOTOR 1FT7 | 4246.73
1FT7046-5AF70-1BB1 | SYNCHRONOUS MOTOR 1FT7 | 5117.26
1FT7062-5AK71-1FK2 | SYNCHRONOUS MOTOR 1FT7 | 5161.28
1FT7066-5AF71-1CB1 | SYNCHRONOUS MOTOR 1FT7 | 6469.86
1FT7066-5AF71-1FB0 | SYNCHRONOUS MOTOR 1FT7 | 6452.54
1FT7066-5AF71-1FB1 | SYNCHRONOUS MOTOR 1FT7 | 6556.65
1FT7066-5AF71-1FG3 | SYNCHRONOUS MOTOR 1FT7 | 5760.69
1FT7062-5WF71-1BG3 | SYNCHRONOUS MOTOR 1FT7 | 4745.04
1FT7062-5WF71-1DG1 | SYNCHRONOUS MOTOR 1FT7 | 4768.36
1FT7062-5WF71-1DG3 | SYNCHRONOUS MOTOR 1FT7 | 4831.83
1FT7062-5WF71-1DH4 | SYNCHRONOUS MOTOR 1FT7 | 5796.59
1FT7042-5AF71-1CA2 | SYNCHRONOUS MOTOR 1FT7 | 4566.64
1FT7062-5WF71-1FG1 | SYNCHRONOUS MOTOR 1FT7 | 5596.71
1FT7062-5WK71-1BG1 | SYNCHRONOUS MOTOR 1FT7 | 4686.33
1FT7062-5WK71-1FH2 | SYNCHRONOUS MOTOR 1FT7 | 6547.09
1FT7066-5AH70-1BA0 | SYNCHRONOUS MOTOR 1FT7 | 4677.98
1FT7066-5AH70-1BA1 | SYNCHRONOUS MOTOR 1FT7 | 4782.09
1FT7046-5AF71-1CG0 | SYNCHRONOUS MOTOR 1FT7 | 5099.35
1FT7046-5AF71-1CG5 | SYNCHRONOUS MOTOR 1FT7 | 5458.45
1FT7042-5AF71-1CG5 | SYNCHRONOUS MOTOR 1FT7 | 4735.42
1FK7080-2AF71-1BA0 | SYNCHRONOUS MOTOR 1FK7-CT 8 NM | 2328.83
1FK7060-2AC71-1PG2 | SYNCHRONOUS MOTOR 1FK7-CT 6 NM | 1585.36
1FK7081-2AH71-1RA1 | SYNCHRONOUS MOTOR 1FK7-CT 12 NM | 2529.37
1FK7081-2AH71-1RG2 | SYNCHRONOUS MOTOR 1FK7-CT 12 NM | 2443.8
1FK7081-2AC71-1BG2 | SYNCHRONOUS MOTOR 1FK7-CT 12 NM | 2551.83
1FK7081-2AC71-1CG1 | SYNCHRONOUS MOTOR 1FK7-CT 12 NM | 2918.33
1FK7081-2AH71-1UA1 | SYNCHRONOUS MOTOR 1FK7-CT 12 NM | 2055.76
1FK7083-2AH71-1RH2 | SYNCHRONOUS MOTOR 1FK7-CT 16 NM | 2958.85
1FK7081-2AC71-1PB0 | SYNCHRONOUS MOTOR 1FK7-CT 12 NM | 2371.24
1FK7081-2AC71-1PB2 | SYNCHRONOUS MOTOR 1FK7-CT 12 NM | 2464.04
1FK7083-2AH71-1UG1 | SYNCHRONOUS MOTOR 1FK7-CT 16 NM | 2077.01
1FK7083-2AH71-1UH1 | SYNCHRONOUS MOTOR 1FK7-CT 16 NM | 2485.26
1FK7081-2AC71-1RA0 | SYNCHRONOUS MOTOR 1FK7-CT 12 NM | 2436.54
1FK7086-4SF71-1CH1 | SYNCHRONOUS MOTOR 1FK7-HD 38 NM | 6282.4
1FK7101-2AC71-1UB1 | SYNCHRONOUS MOTOR 1FK7-CT 27 NM | 3134.97
1FK7086-4SF71-1QG0 | SYNCHRONOUS MOTOR 1FK7-HD 38 NM | 4779.47
1FK7086-4SF71-1UG0 | SYNCHRONOUS MOTOR 1FK7-HD 38 NM | 4665.18
1FK7100-2AC71-1CB1 | SYNCHRONOUS MOTOR 1FK7-CT 18 NM | 3764.86
1FK7100-2AC71-1PA1 | SYNCHRONOUS MOTOR 1FK7-CT 18 NM | 2408.48
1FK7100-2AC71-1RB1 | SYNCHRONOUS MOTOR 1FK7-CT 18 NM | 3290.31
1FK7100-2AC71-1RG2 | SYNCHRONOUS MOTOR 1FK7-CT 18 NM | 2796.46
1FK7103-2AC71-1UB2 | SYNCHRONOUS MOTOR 1FK7-CT 36 NM | 3554.17
1FK7101-2AF71-1FH0 | SYNCHRONOUS MOTOR 1FK7-CT 27 NM | 4451.72
1FK7105-2AF71-1FG0 | SYNCHRONOUS MOTOR 1FK7-CT 48 NM | 5641.15
1FK7101-2AF71-1PA2 | SYNCHRONOUS MOTOR 1FK7-CT 27 NM | 2726.69
1FK7084-2AF71-1FB1 | SYNCHRONOUS MOTOR 1FK7-CT 20 NM | 4349.06
1FK7085-4CC71-1RB2 | SYNCHRONOUS MOTOR 1FK7-HD 22 NM | 3885.26
1FK7086-4CC71-1QG1 | SYNCHRONOUS MOTOR 1FK7-HD 28 NM | 3360.05
1FK7085-4CC71-1UG2 | SYNCHRONOUS MOTOR 1FK7-HD 22 NM | 2804.3
1FK7085-4CF71-1CB2 | SYNCHRONOUS MOTOR 1FK7-HD 22 NM | 4415.51
1FK7086-4CF71-1CA0 | SYNCHRONOUS MOTOR 1FK7-HD 28 NM | 4299.11
1FK7085-4CF71-1PA2 | SYNCHRONOUS MOTOR 1FK7-HD 22 NM | 2899.94
1FK7085-4CF71-1QG1 | SYNCHRONOUS MOTOR 1FK7-HD 22 NM | 2918.59
1FK7085-4CF71-1RH2 | SYNCHRONOUS MOTOR 1FK7-HD 22 NM | 3789.61
1FK7086-4CF71-1PG1 | SYNCHRONOUS MOTOR 1FK7-HD 28 NM | 3245.74
1FK7086-4CF71-1RB0 | SYNCHRONOUS MOTOR 1FK7-HD 28 NM | 4225.03
1FK7083-2AF71-1FB1 | SYNCHRONOUS MOTOR 1FK7-CT 16 NM | 4018.79
1FK7085-4CF71-1UA2 | SYNCHRONOUS MOTOR 1FK7-HD 22 NM | 2899.94
1FK7085-4CF71-1UB2 | SYNCHRONOUS MOTOR 1FK7-HD 22 NM | 3356.09
1FK7101-2AC71-1DH1 | SYNCHRONOUS MOTOR 1FK7-CT 27 NM | 4143.85
1FK7086-4CF71-1RH0 | SYNCHRONOUS MOTOR 1FK7-HD 28 NM | 4129.38
1FK7086-4CF71-1RH1 | SYNCHRONOUS MOTOR 1FK7-HD 28 NM | 4231.05
1FK7103-2AC71-1DB1 | SYNCHRONOUS MOTOR 1FK7-CT 36 NM | 4707.96
1FK7101-2AC71-1UG1 | SYNCHRONOUS MOTOR 1FK7-CT 27 NM | 2641.08
1FT7042-5AF70-1CE3 | SYNCHRONOUS MOTOR 1FT7 | 5456.03
1FT7062-5AK71-1CA0 | SYNCHRONOUS MOTOR 1FT7 | 4711.53
1FT7066-5AF70-1FH0 | SYNCHRONOUS MOTOR 1FT7 | 6452.54
1FT7044-5AK74-1ML0 | SYNCHRONOUS MOTOR 1FT7 | 5300.33
1FT7062-5AK71-1CA1 | SYNCHRONOUS MOTOR 1FT7 | 4815.66
1FT7062-5AK71-1CD4 | SYNCHRONOUS MOTOR 1FT7 | 5157.08
1FT7042-5AF70-1DG1 | SYNCHRONOUS MOTOR 1FT7 | 3738.88
1FT7046-5AF70-1CA1 | SYNCHRONOUS MOTOR 1FT7 | 5203.47
1FT7046-5AF70-1CB1 | SYNCHRONOUS MOTOR 1FT7 | 5945.59
1FT7046-5AF70-1DA3 | SYNCHRONOUS MOTOR 1FT7 | 4525.38
1FT7062-5AK75-1NG0 | SYNCHRONOUS MOTOR 1FT7 | 3514.55
1FT7042-5AF70-1FK2 | SYNCHRONOUS MOTOR 1FT7 | 4826.04
1FT7066-5AF71-1FA1 | SYNCHRONOUS MOTOR 1FT7 | 5697.24
1FT7046-5AF70-1DD2 | SYNCHRONOUS MOTOR 1FT7 | 4720.73
1FT7062-5WF70-1FG2 | SYNCHRONOUS MOTOR 1FT7 | 5682.91
1FT7046-5AF70-1FB1 | SYNCHRONOUS MOTOR 1FT7 | 6032.38
1FT7066-5AF71-1FH3 | SYNCHRONOUS MOTOR 1FT7 | 6620.11
1FK7100-2AC71-1PA0 | SYNCHRONOUS MOTOR 1FK7-CT 18 NM | 2315.67
1FK7100-2AC71-1RA2 | SYNCHRONOUS MOTOR 1FK7-CT 18 NM | 2882.06
1FK7105-2AF71-1DB0 | SYNCHRONOUS MOTOR 1FK7-CT 48 NM | 5783.41
1FK7103-2AC71-1UH1 | SYNCHRONOUS MOTOR 1FK7-CT 36 NM | 3468.57
1FK7105-2AF71-1FB2 | SYNCHRONOUS MOTOR 1FK7-CT 48 NM | 6294.6
1FK7086-4CC71-1QG2 | SYNCHRONOUS MOTOR 1FK7-HD 28 NM | 3360.05
1FK7084-2AF71-1FG1 | SYNCHRONOUS MOTOR 1FK7-CT 20 NM | 3797.26
1FK7086-4CC71-1UA0 | SYNCHRONOUS MOTOR 1FK7-HD 28 NM | 3239.71
1FK7086-4CC71-1UG1 | SYNCHRONOUS MOTOR 1FK7-HD 28 NM | 3245.74
1FK7086-4CC71-1UG2 | SYNCHRONOUS MOTOR 1FK7-HD 28 NM | 3245.74
1FK7085-4CC71-1UH1 | SYNCHRONOUS MOTOR 1FK7-HD 22 NM | 3260.46
1FK7085-4CF71-1BH0 | SYNCHRONOUS MOTOR 1FK7-HD 22 NM | 3808.68
1FK7085-4CF71-1BH2 | SYNCHRONOUS MOTOR 1FK7-HD 22 NM | 3910.35
1FK7086-4CF71-1CA2 | SYNCHRONOUS MOTOR 1FK7-HD 28 NM | 4400.8
1FK7086-4CF71-1CB0 | SYNCHRONOUS MOTOR 1FK7-HD 28 NM | 4755.3
1FK7083-2AF71-1FA0 | SYNCHRONOUS MOTOR 1FK7-CT 16 NM | 3460.95
1FK7086-4CF71-1PA2 | SYNCHRONOUS MOTOR 1FK7-HD 28 NM | 3341.38
1FK7105-2AC71-1PA1 | SYNCHRONOUS MOTOR 1FK7-CT 48 NM | 4199.43
1FK7101-2AC71-1UH1 | SYNCHRONOUS MOTOR 1FK7-CT 27 NM | 3049.32
1FT7042-5AF70-1CB1 | SYNCHRONOUS MOTOR 1FT7 | 5222.56
1FT7062-5AK70-1FG1 | SYNCHRONOUS MOTOR 1FT7 | 4902.46
1FT7066-5AF70-1FG1 | SYNCHRONOUS MOTOR 1FT7 | 5697.24
1FT7042-5AF70-1DB0 | SYNCHRONOUS MOTOR 1FT7 | 4376.89
1FT7042-5AF70-1DB1 | SYNCHRONOUS MOTOR 1FT7 | 4481
1FT7046-5AF70-1CG2 | SYNCHRONOUS MOTOR 1FT7 | 5289.67
1FT7046-5AF70-1CG3 | SYNCHRONOUS MOTOR 1FT7 | 5266.93
1FT7042-5AF70-1FA1 | SYNCHRONOUS MOTOR 1FT7 | 4567.22
1FT7042-5AF70-1FA2 | SYNCHRONOUS MOTOR 1FT7 | 4653.43
1FT7042-5AF70-1FH0 | SYNCHRONOUS MOTOR 1FT7 | 5205.23
1FT7066-5AF71-1CG0 | SYNCHRONOUS MOTOR 1FT7 | 5506.31
1FT7066-5AF71-1DH3 | SYNCHRONOUS MOTOR 1FT7 | 5791.77
1FT7066-5AF71-1DH5 | SYNCHRONOUS MOTOR 1FT7 | 5983.29
1FT7062-5WF70-1CG5 | SYNCHRONOUS MOTOR 1FT7 | 5764.9
1FT7046-5AF70-1DG2 | SYNCHRONOUS MOTOR 1FT7 | 4548.1
1FT7046-5AF70-1FA1 | SYNCHRONOUS MOTOR 1FT7 | 5290.25
1FT7062-5WF70-1DG0 | SYNCHRONOUS MOTOR 1FT7 | 4664.25
1FT7062-5WF70-1DH1 | SYNCHRONOUS MOTOR 1FT7 | 5627.79
1FT7042-5AF71-1BH1 | SYNCHRONOUS MOTOR 1FT7 | 4394.23
1FT7042-5AF71-1BK4 | SYNCHRONOUS MOTOR 1FT7 | 3993.52
1FT7062-5WF75-1MH1 | SYNCHRONOUS MOTOR 1FT7 | 5988.62
1FT7062-5WK70-1CG2 | SYNCHRONOUS MOTOR 1FT7 | 5600.87
1FT7046-5AF70-1LA1 | SYNCHRONOUS MOTOR 1FT7 | 5528.46
1FT7046-5AF71-1BA0 | SYNCHRONOUS MOTOR 1FT7 | 4271.01
1FT7046-5AF71-1BA1 | SYNCHRONOUS MOTOR 1FT7 | 4375.14
1FT7062-5WK71-1BK5 | SYNCHRONOUS MOTOR 1FT7 | 5113.94
1FT7062-5WK71-1CK5 | SYNCHRONOUS MOTOR 1FT7 | 5942.28
1FT7046-5AF71-1BB0 | SYNCHRONOUS MOTOR 1FT7 | 5013.14
1FT7046-5AF71-1BB1 | SYNCHRONOUS MOTOR 1FT7 | 5117.26
1FT7066-5AH70-1CG0 | SYNCHRONOUS MOTOR 1FT7 | 5506.31
1FT7062-5WK74-1NH1 | SYNCHRONOUS MOTOR 1FT7 | 5177.08
1FT7064-1AF70-1BG1 | SYNCHRONOUS MOTOR 1FT7 | 3363.66
1FT7064-1AF70-1BH1 | SYNCHRONOUS MOTOR 1FT7 | 4024.41
1FK7081-2AF71-1UA1 | SYNCHRONOUS MOTOR 1FK7-CT 12 NM | 2055.76
1FK7081-2AF71-1UA2 | SYNCHRONOUS MOTOR 1FK7-CT 12 NM | 2055.76
1FK7081-2AF71-1UB0 | SYNCHRONOUS MOTOR 1FK7-CT 12 NM | 2371.24
1FK7063-2AC71-1PB0 | SYNCHRONOUS MOTOR 1FK7-CT 11 NM | 2100.54
1FK7062-2AF71-1PH1 | SYNCHRONOUS MOTOR 1FK7-CT 8,5 NM | 2017.04
1FK7062-2AF71-1PH2 | SYNCHRONOUS MOTOR 1FK7-CT 8,5 NM | 2017.04
1FK7062-2AF71-1QA0 | SYNCHRONOUS MOTOR 1FK7-CT 8,5 NM | 1809.18
1FK7063-2AH71-1BB1 | SYNCHRONOUS MOTOR 1FK7-CT 11 NM | 2774.95
1FK7063-2AH71-1CG2 | SYNCHRONOUS MOTOR 1FK7-CT 11 NM | 2755.23
1FK7085-4CF71-1PB2 | SYNCHRONOUS MOTOR 1FK7-HD 22 NM | 3356.09
1FK7083-2AF71-1DG1 | SYNCHRONOUS MOTOR 1FK7-CT 16 NM | 3057.43
1FK7085-4CF71-1QG2 | SYNCHRONOUS MOTOR 1FK7-HD 22 NM | 2918.59
1FK7085-4CF71-1RH1 | SYNCHRONOUS MOTOR 1FK7-HD 22 NM | 3789.61
1FK7086-4CF71-1PG0 | SYNCHRONOUS MOTOR 1FK7-HD 28 NM | 3144.08
1FK7086-4CF71-1PH2 | SYNCHRONOUS MOTOR 1FK7-HD 28 NM | 3701.88
1FK7083-2AF71-1FG2 | SYNCHRONOUS MOTOR 1FK7-CT 16 NM | 3467
1FK7085-4CF71-1UA1 | SYNCHRONOUS MOTOR 1FK7-HD 22 NM | 2899.94
1FK7085-4CF71-1UB1 | SYNCHRONOUS MOTOR 1FK7-HD 22 NM | 3356.09
1FK7086-4CF71-1UB1 | SYNCHRONOUS MOTOR 1FK7-HD 28 NM | 3797.56
1FK7105-2AC71-1PA0 | SYNCHRONOUS MOTOR 1FK7-CT 48 NM | 4106.64
1FK7101-2AC71-1UG2 | SYNCHRONOUS MOTOR 1FK7-CT 27 NM | 2641.08
1FT7042-5AF70-1CG0 | SYNCHRONOUS MOTOR 1FT7 | 4376.32
1FT7066-5AF70-1FG0 | SYNCHRONOUS MOTOR 1FT7 | 5593.09
1FT7066-5AF70-1FH1 | SYNCHRONOUS MOTOR 1FT7 | 6556.65
1FT7062-5AK71-1CE5 | SYNCHRONOUS MOTOR 1FT7 | 6100.07
1FT7042-5AF70-1DG0 | SYNCHRONOUS MOTOR 1FT7 | 3634.77
1FT7042-5AF70-1DG3 | SYNCHRONOUS MOTOR 1FT7 | 3802.35
1FT7066-5AF71-1BB2 | SYNCHRONOUS MOTOR 1FT7 | 5727.72
1FT7046-5AF70-1CA0 | SYNCHRONOUS MOTOR 1FT7 | 5099.35
1FT7046-5AF70-1CB0 | SYNCHRONOUS MOTOR 1FT7 | 5841.48
1FT7046-5AF70-1DB0 | SYNCHRONOUS MOTOR 1FT7 | 5099.92
1FT7066-5AF71-1BK4 | SYNCHRONOUS MOTOR 1FT7 | 5123.54
1FT7042-5AF70-1FA3 | SYNCHRONOUS MOTOR 1FT7 | 4630.7
1FT7066-5AF71-1FA0 | SYNCHRONOUS MOTOR 1FT7 | 5593.09
1FT7046-5AF70-1DB4 | SYNCHRONOUS MOTOR 1FT7 | 5372.84
1FT7062-5WF70-1BA2 | SYNCHRONOUS MOTOR 1FT7 | 4767.8
1FT7042-5AF71-1BL5 | SYNCHRONOUS MOTOR 1FT7 | 4819.22
1FT7062-5WK71-1BG2 | SYNCHRONOUS MOTOR 1FT7 | 4772.55
1FT7062-5WK71-1DH1 | SYNCHRONOUS MOTOR 1FT7 | 5632.54
1FT7066-5AH70-1BB0 | SYNCHRONOUS MOTOR 1FT7 | 5537.41
1FT7066-5AH70-1BG1 | SYNCHRONOUS MOTOR 1FT7 | 4782.09
1FT7066-5AH70-1CG4 | SYNCHRONOUS MOTOR 1FT7 | 5779.23
1FT7046-5AF71-1CA4 | SYNCHRONOUS MOTOR 1FT7 | 5372.28
1FT7042-5AF71-1CB5 | SYNCHRONOUS MOTOR 1FT7 | 5477.56
1FT7064-1AF70-1DG1 | SYNCHRONOUS MOTOR 1FT7 | 3450.45
1FT7064-1AF70-1CH1 | SYNCHRONOUS MOTOR 1FT7 | 4852.74
1FK7080-2AF71-1BB0 | SYNCHRONOUS MOTOR 1FK7-CT 8 NM | 2737.08
1FK7062-2AF71-1FB0 | SYNCHRONOUS MOTOR 1FK7-CT 8,5 NM | 3391.44
1FK7060-2AC71-1PH2 | SYNCHRONOUS MOTOR 1FK7-CT 6 NM | 1888.28
1FK7061-4CH71-1BH1 | SYNCHRONOUS MOTOR 1FK7-HD 6,4 NM | 2880.36
1FK7061-4CH71-1CA0 | SYNCHRONOUS MOTOR 1FK7-HD 6,4 NM | 2945.41
1FK7062-2AF71-1QA2 | SYNCHRONOUS MOTOR 1FK7-CT 8,5 NM | 1901.99
1FK7062-2AF71-1QG2 | SYNCHRONOUS MOTOR 1FK7-CT 8,5 NM | 1816.4
1FK7063-2AH71-1BA1 | SYNCHRONOUS MOTOR 1FK7-CT 11 NM | 2474.28
1FK7060-2AC71-1UG2 | SYNCHRONOUS MOTOR 1FK7-CT 6 NM | 1585.36
1FK7062-2AF71-1RH1 | SYNCHRONOUS MOTOR 1FK7-CT 8,5 NM | 2490.62
1FK7062-2AF71-1UA2 | SYNCHRONOUS MOTOR 1FK7-CT 8,5 NM | 1799.73
1FK7063-2AH71-1CB0 | SYNCHRONOUS MOTOR 1FK7-CT 11 NM | 3048.65
1FK7063-2AH71-1PG2 | SYNCHRONOUS MOTOR 1FK7-CT 11 NM | 1807.07
1FK7060-2AC71-1UA1 | SYNCHRONOUS MOTOR 1FK7-CT 6 NM | 1670.93
1FK7062-2AF71-1UG1 | SYNCHRONOUS MOTOR 1FK7-CT 8,5 NM | 1714.11
1FK7063-2AH71-1CG0 | SYNCHRONOUS MOTOR 1FK7-CT 11 NM | 2662.4
1FK7063-2AH71-1FB0 | SYNCHRONOUS MOTOR 1FK7-CT 11 NM | 3495.28
1FK7063-2AH71-1RA2 | SYNCHRONOUS MOTOR 1FK7-CT 11 NM | 2366.27
1FK7063-2AH71-1RB2 | SYNCHRONOUS MOTOR 1FK7-CT 11 NM | 2666.93
1FK7062-2AH71-1BB1 | SYNCHRONOUS MOTOR 1FK7-CT 8,5 NM | 2682.01
1FK7063-2AH71-1UH2 | SYNCHRONOUS MOTOR 1FK7-CT 11 NM | 2109.99
1FK7062-2AH71-1CA2 | SYNCHRONOUS MOTOR 1FK7-CT 8,5 NM | 2747.85
1FK7084-2AC71-1RA2 | SYNCHRONOUS MOTOR 1FK7-CT 20 NM | 2931.78
1FK7063-2AC71-1UG2 | SYNCHRONOUS MOTOR 1FK7-CT 11 NM | 1807.07
1FK7060-2AC71-1UB0 | SYNCHRONOUS MOTOR 1FK7-CT 6 NM | 1878.83
1FK7062-2AF71-1UG2 | SYNCHRONOUS MOTOR 1FK7-CT 8,5 NM | 1714.11
1FK7063-2AH71-1CA0 | SYNCHRONOUS MOTOR 1FK7-CT 11 NM | 2747.98
1FK7060-2AC71-1UH1 | SYNCHRONOUS MOTOR 1FK7-CT 6 NM | 1888.28
1FK7060-2AC71-1UH2 | SYNCHRONOUS MOTOR 1FK7-CT 6 NM | 1888.28
1FK7063-2AH71-1QG2 | SYNCHRONOUS MOTOR 1FK7-CT 11 NM | 1909.37
1FK7063-2AH71-1QH2 | SYNCHRONOUS MOTOR 1FK7-CT 11 NM | 2212.27
1FK7062-2AF71-1UA0 | SYNCHRONOUS MOTOR 1FK7-CT 8,5 NM | 1706.85
1FK7062-2AF71-1UA1 | SYNCHRONOUS MOTOR 1FK7-CT 8,5 NM | 1799.73
1FK7063-2AH71-1BB0 | SYNCHRONOUS MOTOR 1FK7-CT 11 NM | 2682.17
1FK7063-2AH71-1BG1 | SYNCHRONOUS MOTOR 1FK7-CT 11 NM | 2388.68
1FK7063-2AH71-1PA0 | SYNCHRONOUS MOTOR 1FK7-CT 11 NM | 1799.82
1FK7063-2AH71-1PB0 | SYNCHRONOUS MOTOR 1FK7-CT 11 NM | 2100.54
1FK7063-2AH71-1UA1 | SYNCHRONOUS MOTOR 1FK7-CT 11 NM | 1892.66
1FK7063-2AH71-1UB1 | SYNCHRONOUS MOTOR 1FK7-CT 11 NM | 2193.32
1FK7063-2AH71-1UG2 | SYNCHRONOUS MOTOR 1FK7-CT 11 NM | 1807.07
1FK7063-2AF71-1PG1 | SYNCHRONOUS MOTOR 1FK7-CT 11 NM | 1807.07
1FK7062-2AH71-1BH2 | SYNCHRONOUS MOTOR 1FK7-CT 8,5 NM | 2598.67
1FK7084-2AC71-1RA0 | SYNCHRONOUS MOTOR 1FK7-CT 20 NM | 2838.97
1FK7084-2AC71-1RA1 | SYNCHRONOUS MOTOR 1FK7-CT 20 NM | 2931.78
1FK7084-2AC71-1RG1 | SYNCHRONOUS MOTOR 1FK7-CT 20 NM | 2846.16
1FK7084-2AC71-1RG2 | SYNCHRONOUS MOTOR 1FK7-CT 20 NM | 2846.16
1FK7084-3BF71-1CB2 | SYNCHRONOUS MOTOR 1FK7-HI 20 NM | 3814.61
1FK7084-3BF71-1CG2 | SYNCHRONOUS MOTOR 1FK7-HI 20 NM | 3320.73
1FK7081-2AF71-1PG1 | SYNCHRONOUS MOTOR 1FK7-CT 12 NM | 1970.19
1FK7083-2AC71-1DG1 | SYNCHRONOUS MOTOR 1FK7-CT 16 NM | 3057.43
1FK7084-3BF71-1QA2 | SYNCHRONOUS MOTOR 1FK7-HI 20 NM | 2560.45
1FK7084-3BF71-1QB2 | SYNCHRONOUS MOTOR 1FK7-HI 20 NM | 2968.77
1FK7086-4CC71-1BB0 | SYNCHRONOUS MOTOR 1FK7-HD 28 NM | 4345.77
1FK7083-2AC71-1PA2 | SYNCHRONOUS MOTOR 1FK7-CT 16 NM | 2162.61
1FK7083-2AC71-1PB0 | SYNCHRONOUS MOTOR 1FK7-CT 16 NM | 2478.04
1FK7086-4CC71-1CB0 | SYNCHRONOUS MOTOR 1FK7-HD 28 NM | 4755.3
1FK7086-4CC71-1CG2 | SYNCHRONOUS MOTOR 1FK7-HD 28 NM | 4305.14
1FK7086-4CC71-1CH0 | SYNCHRONOUS MOTOR 1FK7-HD 28 NM | 4659.63
1FK7086-4CC71-1CH1 | SYNCHRONOUS MOTOR 1FK7-HD 28 NM | 4761.3
1FK7086-4CC71-1CH2 | SYNCHRONOUS MOTOR 1FK7-HD 28 NM | 4761.3
1FK7081-2AH71-1PB2 | SYNCHRONOUS MOTOR 1FK7-CT 12 NM | 2464.04
1FK7081-2AH71-1PH1 | SYNCHRONOUS MOTOR 1FK7-CT 12 NM | 2378.42
1FK7064-4CH71-1RG2 | SYNCHRONOUS MOTOR 1FK7-HD 12 NM | 2722.73
1FK7083-2AH71-1FG0 | SYNCHRONOUS MOTOR 1FK7-CT 16 NM | 3365.3
1FK7083-2AH71-1FH0 | SYNCHRONOUS MOTOR 1FK7-CT 16 NM | 3821.47
1FK7083-2AH71-1CH1 | SYNCHRONOUS MOTOR 1FK7-CT 16 NM | 3433.43
1FK7083-2AH71-1QB2 | SYNCHRONOUS MOTOR 1FK7-CT 16 NM | 2673.16
1FK7083-2AH71-1RA0 | SYNCHRONOUS MOTOR 1FK7-CT 16 NM | 2543.41
1FK7083-2AH71-1RA1 | SYNCHRONOUS MOTOR 1FK7-CT 16 NM | 2636.17
1FK7081-2AC71-1DA2 | SYNCHRONOUS MOTOR 1FK7-CT 12 NM | 3033.74
1FK7081-2AC71-1QG2 | SYNCHRONOUS MOTOR 1FK7-CT 12 NM | 2072.47
1FK7083-2AH71-1UB2 | SYNCHRONOUS MOTOR 1FK7-CT 16 NM | 2570.86
1FK7081-2AC71-1RH2 | SYNCHRONOUS MOTOR 1FK7-CT 12 NM | 2852.01
1FK7084-2AC71-1BH2 | SYNCHRONOUS MOTOR 1FK7-CT 20 NM | 3362.49
1FK7084-2AC71-1CA0 | SYNCHRONOUS MOTOR 1FK7-CT 20 NM | 3313.52
1FK7081-2AF71-1BA2 | SYNCHRONOUS MOTOR 1FK7-CT 12 NM | 2637.42
1FK7084-3BC71-1FA0 | SYNCHRONOUS MOTOR 1FK7-HI 20 NM | 3791.23
1FK7084-3BC71-1FB2 | SYNCHRONOUS MOTOR 1FK7-HI 20 NM | 4349.06
1FK7081-2AF71-1CB0 | SYNCHRONOUS MOTOR 1FK7-CT 12 NM | 3319.4
1FK7081-2AF71-1FA0 | SYNCHRONOUS MOTOR 1FK7-CT 12 NM | 3341.6
1FT7042-5AF71-1BL2 | SYNCHRONOUS MOTOR 1FT7 | 4650.43
1FT7042-5AF71-1CA1 | SYNCHRONOUS MOTOR 1FT7 | 4480.44
1FT7062-5WF71-1CH2 | SYNCHRONOUS MOTOR 1FT7 | 6455.55
1FT7062-5WK70-1FG2 | SYNCHRONOUS MOTOR 1FT7 | 5687.66
1FT7062-5WK71-1BH0 | SYNCHRONOUS MOTOR 1FT7 | 5441.64
1FT7062-5WK71-1DG3 | SYNCHRONOUS MOTOR 1FT7 | 4836.58
1FT7066-5AH70-1BB1 | SYNCHRONOUS MOTOR 1FT7 | 5641.54
1FT7066-5AH70-1BH1 | SYNCHRONOUS MOTOR 1FT7 | 5641.54
1FT7066-5AH70-1CG1 | SYNCHRONOUS MOTOR 1FT7 | 5610.42
1FT7046-5AF71-1BG2 | SYNCHRONOUS MOTOR 1FT7 | 4461.34
1FT7042-5AF71-1CG0 | SYNCHRONOUS MOTOR 1FT7 | 4376.32
1FK7080-2AF71-1BA1 | SYNCHRONOUS MOTOR 1FK7-CT 8 NM | 2421.61
1FK7062-2AF71-1QA1 | SYNCHRONOUS MOTOR 1FK7-CT 8,5 NM | 1901.99
1FK7063-2AC71-1UH2 | SYNCHRONOUS MOTOR 1FK7-CT 11 NM | 2109.99
1FK7060-2AC71-1UA0 | SYNCHRONOUS MOTOR 1FK7-CT 6 NM | 1578.13
1FK7060-2AC71-1UG1 | SYNCHRONOUS MOTOR 1FK7-CT 6 NM | 1585.36
1FK7062-2AF71-1RH2 | SYNCHRONOUS MOTOR 1FK7-CT 8,5 NM | 2490.62
1FK7063-2AH71-1BG2 | SYNCHRONOUS MOTOR 1FK7-CT 11 NM | 2388.68
1FK7063-2AH71-1BH2 | SYNCHRONOUS MOTOR 1FK7-CT 11 NM | 2691.6
1FK7063-2AH71-1PH2 | SYNCHRONOUS MOTOR 1FK7-CT 11 NM | 2109.99
1FK7060-2AC71-1UA2 | SYNCHRONOUS MOTOR 1FK7-CT 6 NM | 1670.93
1FK7063-2AH71-1BA0 | SYNCHRONOUS MOTOR 1FK7-CT 11 NM | 2381.48
1FK7062-2AF71-1UB2 | SYNCHRONOUS MOTOR 1FK7-CT 8,5 NM | 2100.39
1FK7063-2AH71-1BH1 | SYNCHRONOUS MOTOR 1FK7-CT 11 NM | 2691.6
1FK7063-2AH71-1FA0 | SYNCHRONOUS MOTOR 1FK7-CT 11 NM | 3159.33
1FK7063-2AF71-1FH0 | SYNCHRONOUS MOTOR 1FK7-CT 11 NM | 3402.14
1FK7064-4CC71-1BB1 | SYNCHRONOUS MOTOR 1FK7-HD 12 NM | 3275.08
1FK7084-3BF71-1BA2 | SYNCHRONOUS MOTOR 1FK7-HI 20 NM | 3039.85
1FK7084-3BF71-1CB1 | SYNCHRONOUS MOTOR 1FK7-HI 20 NM | 3814.61
1FK7081-2AF71-1PA2 | SYNCHRONOUS MOTOR 1FK7-CT 12 NM | 2055.76
1FK7084-3BF71-1DB2 | SYNCHRONOUS MOTOR 1FK7-HI 20 NM | 3941.55
1FK7084-3BF71-1DG2 | SYNCHRONOUS MOTOR 1FK7-HI 20 NM | 3389.74
1FK7081-2AF71-1QB0 | SYNCHRONOUS MOTOR 1FK7-CT 12 NM | 2473.52
1FK7081-2AF71-1QG1 | SYNCHRONOUS MOTOR 1FK7-CT 12 NM | 2072.47
1FK7084-3BF71-1QH0 | SYNCHRONOUS MOTOR 1FK7-HI 20 NM | 2790.32
1FK7086-4CC71-1BB1 | SYNCHRONOUS MOTOR 1FK7-HD 28 NM | 4447.44
1FK7085-4CC71-1BG1 | SYNCHRONOUS MOTOR 1FK7-HD 22 NM | 3454.18
1FK7085-4CC71-1CG1 | SYNCHRONOUS MOTOR 1FK7-HD 22 NM | 3863.7
1FK7086-4CC71-1BG2 | SYNCHRONOUS MOTOR 1FK7-HD 28 NM | 3895.63
1FK7064-4CH71-1PG1 | SYNCHRONOUS MOTOR 1FK7-HD 12 NM | 2193.6
1FK7081-2AH71-1PA1 | SYNCHRONOUS MOTOR 1FK7-CT 12 NM | 2055.76
1FK7083-2AH71-1DG1 | SYNCHRONOUS MOTOR 1FK7-CT 16 NM | 3059.46
1FK7081-2AH71-1QA0 | SYNCHRONOUS MOTOR 1FK7-CT 12 NM | 2065.26
1FK7080-2AH71-1UA1 | SYNCHRONOUS MOTOR 1FK7-CT 8 NM | 1840
1FK7081-2AH71-1QH2 | SYNCHRONOUS MOTOR 1FK7-CT 12 NM | 2480.72
1FK7083-2AH71-1QA1 | SYNCHRONOUS MOTOR 1FK7-CT 16 NM | 2264.89
1FK7081-2AH71-1RG1 | SYNCHRONOUS MOTOR 1FK7-CT 12 NM | 2443.8
1FK7081-2AC71-1BH0 | SYNCHRONOUS MOTOR 1FK7-CT 12 NM | 2867.26
1FK7081-2AH71-1UB1 | SYNCHRONOUS MOTOR 1FK7-CT 12 NM | 2464.04
1FK7083-2AH71-1RB2 | SYNCHRONOUS MOTOR 1FK7-CT 16 NM | 3044.49
1FK7081-2AC71-1DG2 | SYNCHRONOUS MOTOR 1FK7-CT 12 NM | 2938.09
1FK7081-2AC71-1CH2 | SYNCHRONOUS MOTOR 1FK7-CT 12 NM | 3326.6
1FK7081-2AC71-1RA2 | SYNCHRONOUS MOTOR 1FK7-CT 12 NM | 2529.37
1FK7084-2AF71-1UA1 | SYNCHRONOUS MOTOR 1FK7-CT 20 NM | 2458.22
1FK7081-3BF71-1FG1 | SYNCHRONOUS MOTOR 1FK7-HI 12 NM | 3347.63
1FK7084-2AC71-1DA0 | SYNCHRONOUS MOTOR 1FK7-CT 20 NM | 3381.7
1FK7084-3BC71-1FG2 | SYNCHRONOUS MOTOR 1FK7-HI 20 NM | 3797.26
1FK7081-2AF71-1CB1 | SYNCHRONOUS MOTOR 1FK7-CT 12 NM | 3412.22
1FK7063-2AH71-1DB0 | SYNCHRONOUS MOTOR 1FK7-CT 11 NM | 3085.75
1FK7060-2AC71-1UB1 | SYNCHRONOUS MOTOR 1FK7-CT 6 NM | 1971.65
1FK7060-2AC71-1UB2 | SYNCHRONOUS MOTOR 1FK7-CT 6 NM | 1971.65
1FK7063-2AH71-1FH0 | SYNCHRONOUS MOTOR 1FK7-CT 11 NM | 3402.14
1FK7063-2AF71-1FA2 | SYNCHRONOUS MOTOR 1FK7-CT 11 NM | 3260.99
1FK7063-2AF71-1FB1 | SYNCHRONOUS MOTOR 1FK7-CT 11 NM | 3596.97
1FK7063-2AF71-1FG0 | SYNCHRONOUS MOTOR 1FK7-CT 11 NM | 3063.67
1FK7084-3BF71-1FG2 | SYNCHRONOUS MOTOR 1FK7-HI 20 NM | 3799.27
1FK7084-3BF71-1FH1 | SYNCHRONOUS MOTOR 1FK7-HI 20 NM | 4255.44
1FK7084-3BF71-1FH2 | SYNCHRONOUS MOTOR 1FK7-HI 20 NM | 4255.44
1FK7081-2AF71-1RB2 | SYNCHRONOUS MOTOR 1FK7-CT 12 NM | 2937.65
1FK7081-2AF71-1RG2 | SYNCHRONOUS MOTOR 1FK7-CT 12 NM | 2443.8
1FK7081-2AF71-1RH1 | SYNCHRONOUS MOTOR 1FK7-CT 12 NM | 2852.01
1FK7084-2AC71-1UB1 | SYNCHRONOUS MOTOR 1FK7-CT 20 NM | 2866.47
1FK7084-2AC71-1UB2 | SYNCHRONOUS MOTOR 1FK7-CT 20 NM | 2866.47
1FK7085-4CC71-1BG0 | SYNCHRONOUS MOTOR 1FK7-HD 22 NM | 3352.51
1FK7085-4CC71-1CH0 | SYNCHRONOUS MOTOR 1FK7-HD 22 NM | 4218.19
1FK7085-4CC71-1CH2 | SYNCHRONOUS MOTOR 1FK7-HD 22 NM | 4319.86
1FK7084-2AF71-1DA2 | SYNCHRONOUS MOTOR 1FK7-CT 20 NM | 3483.36
1FK7084-2AF71-1DG2 | SYNCHRONOUS MOTOR 1FK7-CT 20 NM | 3387.71
1FK7081-2AH71-1PB0 | SYNCHRONOUS MOTOR 1FK7-CT 12 NM | 2371.24
1FK7064-4CH71-1QB2 | SYNCHRONOUS MOTOR 1FK7-HD 12 NM | 2739.47
1FK7064-4CH71-1QH0 | SYNCHRONOUS MOTOR 1FK7-HD 12 NM | 2544.65
1FK7083-2AH71-1DA2 | SYNCHRONOUS MOTOR 1FK7-CT 16 NM | 3155.11
1FK7064-4CH71-1QH1 | SYNCHRONOUS MOTOR 1FK7-HD 12 NM | 2646.32
1FK7064-4CH71-1RA1 | SYNCHRONOUS MOTOR 1FK7-HD 12 NM | 2818.39
1FK7081-2AH71-1RA0 | SYNCHRONOUS MOTOR 1FK7-CT 12 NM | 2436.54
1FK7083-2AH71-1PB1 | SYNCHRONOUS MOTOR 1FK7-CT 16 NM | 2570.86
1FK7083-2AH71-1PH1 | SYNCHRONOUS MOTOR 1FK7-CT 16 NM | 2485.26
1FK7083-2AH71-1QA0 | SYNCHRONOUS MOTOR 1FK7-CT 16 NM | 2172.08
1FK7084-2AF71-1PB1 | SYNCHRONOUS MOTOR 1FK7-CT 20 NM | 2866.47
1FK7084-2AF71-1PG1 | SYNCHRONOUS MOTOR 1FK7-CT 20 NM | 2372.6
1FK7081-2AC71-1BB1 | SYNCHRONOUS MOTOR 1FK7-CT 12 NM | 3045.68
1FK7081-2AC71-1BG1 | SYNCHRONOUS MOTOR 1FK7-CT 12 NM | 2551.83
1FK7081-2AH71-1UH2 | SYNCHRONOUS MOTOR 1FK7-CT 12 NM | 2378.42
1FK7081-2AC71-1FA1 | SYNCHRONOUS MOTOR 1FK7-CT 12 NM | 3443.27
1FK7081-2AC71-1CH0 | SYNCHRONOUS MOTOR 1FK7-CT 12 NM | 3233.76
1FK7081-2AC71-1QA0 | SYNCHRONOUS MOTOR 1FK7-CT 12 NM | 2065.26
1FK7083-2AH71-1UB1 | SYNCHRONOUS MOTOR 1FK7-CT 16 NM | 2570.86
1FK7081-2AC71-1QA1 | SYNCHRONOUS MOTOR 1FK7-CT 12 NM | 2158.07
1FK7081-3BF71-1DA2 | SYNCHRONOUS MOTOR 1FK7-HI 12 NM | 3033.74
1FK7084-2AF71-1UG1 | SYNCHRONOUS MOTOR 1FK7-CT 20 NM | 2372.6
1FK7081-3BF71-1FH0 | SYNCHRONOUS MOTOR 1FK7-HI 12 NM | 3702.12
1FK7081-2AC71-1UA1 | SYNCHRONOUS MOTOR 1FK7-CT 12 NM | 2055.76
1FK7081-2AC71-1UG1 | SYNCHRONOUS MOTOR 1FK7-CT 12 NM | 1970.19
1FK7084-3BC71-1FH1 | SYNCHRONOUS MOTOR 1FK7-HI 20 NM | 4253.41
1FK7084-2AC71-1QG2 | SYNCHRONOUS MOTOR 1FK7-CT 20 NM | 2474.87
1FK7084-2AC71-1QH1 | SYNCHRONOUS MOTOR 1FK7-CT 20 NM | 2883.18
1FK7084-3BF71-1BB1 | SYNCHRONOUS MOTOR 1FK7-HI 20 NM | 3448.1
1FK7084-3BF71-1BG1 | SYNCHRONOUS MOTOR 1FK7-HI 20 NM | 2954.23
1FK7105-2AF71-1PH2 | SYNCHRONOUS MOTOR 1FK7-CT 48 NM | 4522.15
1FK7100-2AF71-1DA2 | SYNCHRONOUS MOTOR 1FK7-CT 18 NM | 3427.81
1FT7034-1AK70-1CH1 | SYNCHRONOUS MOTOR 1FT7 | 4187.21
1FT7034-1AK70-1KG1 | SYNCHRONOUS MOTOR 1FT7 | 3152.37
1FT7034-1AK74-1MH1 | SYNCHRONOUS MOTOR 1FT7 | 3806.51
1FT7034-5AK70-1BD3 | SYNCHRONOUS MOTOR 1FT7 | 3691.91
1FT7034-5AK70-1CB0 | SYNCHRONOUS MOTOR 1FT7 | 4867.11
1FK7084-3BF71-1BB2 | SYNCHRONOUS MOTOR 1FK7-HI 20 NM | 3448.1
1FK7084-3BF71-1CA1 | SYNCHRONOUS MOTOR 1FK7-HI 20 NM | 3406.32
1FK7081-2AF71-1PB1 | SYNCHRONOUS MOTOR 1FK7-CT 12 NM | 2464.04
1FK7084-3BF71-1DG0 | SYNCHRONOUS MOTOR 1FK7-HI 20 NM | 3286.05
1FK7084-3BF71-1FG1 | SYNCHRONOUS MOTOR 1FK7-HI 20 NM | 3799.27
1FK7081-2AF71-1QB1 | SYNCHRONOUS MOTOR 1FK7-CT 12 NM | 2566.32
1FK7086-4CA71-1UA0 | SYNCHRONOUS MOTOR 1FK7-HD 28 NM | 3286.74
1FK7085-4CC71-1CG0 | SYNCHRONOUS MOTOR 1FK7-HD 22 NM | 3762.04
1FK7085-4CC71-1CG2 | SYNCHRONOUS MOTOR 1FK7-HD 22 NM | 3863.7
1FK7083-2AC71-1PB1 | SYNCHRONOUS MOTOR 1FK7-CT 16 NM | 2570.86
1FK7084-2AF71-1DA0 | SYNCHRONOUS MOTOR 1FK7-CT 20 NM | 3381.7
1FK7064-4CH71-1PA2 | SYNCHRONOUS MOTOR 1FK7-HD 12 NM | 2289.22
1FK7064-4CH71-1PG2 | SYNCHRONOUS MOTOR 1FK7-HD 12 NM | 2193.6
1FK7081-2AH71-1QA2 | SYNCHRONOUS MOTOR 1FK7-CT 12 NM | 2158.07
1FK7064-4CH71-1RG0 | SYNCHRONOUS MOTOR 1FK7-HD 12 NM | 2621.07
1FK7080-2AH71-1UB1 | SYNCHRONOUS MOTOR 1FK7-CT 8 NM | 2248.28
1FK7083-2AH71-1PB0 | SYNCHRONOUS MOTOR 1FK7-CT 16 NM | 2478.04
1FK7081-2AH71-1QH1 | SYNCHRONOUS MOTOR 1FK7-CT 12 NM | 2480.72
1FK7081-2AH71-1RB1 | SYNCHRONOUS MOTOR 1FK7-CT 12 NM | 2937.65
1FK7081-2AH71-1UA2 | SYNCHRONOUS MOTOR 1FK7-CT 12 NM | 2055.76
1FK7081-2AH71-1UG1 | SYNCHRONOUS MOTOR 1FK7-CT 12 NM | 1970.19
1FK7081-2AC71-1CH1 | SYNCHRONOUS MOTOR 1FK7-CT 12 NM | 3326.6
1FK7081-2AC71-1QB2 | SYNCHRONOUS MOTOR 1FK7-CT 12 NM | 2566.32
1FK7081-2AC71-1QG1 | SYNCHRONOUS MOTOR 1FK7-CT 12 NM | 2072.47
1FK7081-3BF71-1FB0 | SYNCHRONOUS MOTOR 1FK7-HI 12 NM | 3797.78
1FK7084-2AC71-1CG0 | SYNCHRONOUS MOTOR 1FK7-CT 20 NM | 3227.93
1FK7084-3BC71-1FG1 | SYNCHRONOUS MOTOR 1FK7-HI 20 NM | 3797.26
1FK7084-2AC71-1CH0 | SYNCHRONOUS MOTOR 1FK7-CT 20 NM | 3636.19
1FK7084-2AC71-1CH2 | SYNCHRONOUS MOTOR 1FK7-CT 20 NM | 3728.99
1FK7084-2AC71-1QA0 | SYNCHRONOUS MOTOR 1FK7-CT 20 NM | 2467.67
1FK7084-2AC71-1QA2 | SYNCHRONOUS MOTOR 1FK7-CT 20 NM | 2560.45
1FK7084-3BF71-1BA0 | SYNCHRONOUS MOTOR 1FK7-HI 20 NM | 2947.03
1FK7084-3BF71-1BB0 | SYNCHRONOUS MOTOR 1FK7-HI 20 NM | 3355.25
1FK7103-2AF71-1DA1 | SYNCHRONOUS MOTOR 1FK7-CT 36 NM | 4251.81
1FK7105-2AF71-1PA1 | SYNCHRONOUS MOTOR 1FK7-CT 48 NM | 4199.43
1FK7103-2AF71-1PH2 | SYNCHRONOUS MOTOR 1FK7-CT 36 NM | 3468.57
1FK7100-2AF71-1PA0 | SYNCHRONOUS MOTOR 1FK7-CT 18 NM | 2315.67
1FK7100-2AF71-1PA1 | SYNCHRONOUS MOTOR 1FK7-CT 18 NM | 2408.48
1FK7101-3BC71-1DG2 | SYNCHRONOUS MOTOR 1FK7-HI 27 NM | 3673.49
1FK7105-2AF71-1UB1 | SYNCHRONOUS MOTOR 1FK7-CT 48 NM | 4607.72
1FK7105-2AF71-1UG1 | SYNCHRONOUS MOTOR 1FK7-CT 48 NM | 4113.84
1FK7103-2AF71-1UA0 | SYNCHRONOUS MOTOR 1FK7-CT 36 NM | 3053.11
1FT7034-5AK70-1CA1 | SYNCHRONOUS MOTOR 1FT7 | 4284.16
1FT7034-5AK70-1DA1 | SYNCHRONOUS MOTOR 1FT7 | 3542.6
1FK7085-4CF71-1RA2 | SYNCHRONOUS MOTOR 1FK7-HD 22 NM | 3429.09
1FK7085-4CF71-1UH0 | SYNCHRONOUS MOTOR 1FK7-HD 22 NM | 3158.78
1FK7101-2AC71-1FA0 | SYNCHRONOUS MOTOR 1FK7-CT 27 NM | 4091.2
1FK7086-4CF71-1UH0 | SYNCHRONOUS MOTOR 1FK7-HD 28 NM | 3600.21
1FK7103-2AC71-1DB0 | SYNCHRONOUS MOTOR 1FK7-CT 36 NM | 4606.3
1FK7103-2AC71-1DH2 | SYNCHRONOUS MOTOR 1FK7-CT 36 NM | 4612.31
1FK7103-2AC71-1FH0 | SYNCHRONOUS MOTOR 1FK7-CT 36 NM | 4920.19
1FK7101-2AC71-1UH2 | SYNCHRONOUS MOTOR 1FK7-CT 27 NM | 3049.32
1FK7105-2AC71-1UH2 | SYNCHRONOUS MOTOR 1FK7-CT 48 NM | 4522.15
1FK7100-2AC71-1BB2 | SYNCHRONOUS MOTOR 1FK7-CT 18 NM | 3398.36
1FK7100-2AC71-1PH2 | SYNCHRONOUS MOTOR 1FK7-CT 18 NM | 2731.11
1FK7103-2AC71-1UA1 | SYNCHRONOUS MOTOR 1FK7-CT 36 NM | 3145.96
1FK7100-2AC71-1RA1 | SYNCHRONOUS MOTOR 1FK7-CT 18 NM | 2882.06
1FK7084-2AC71-1PH1 | SYNCHRONOUS MOTOR 1FK7-CT 20 NM | 2780.87
1FK7084-3BF71-1BA1 | SYNCHRONOUS MOTOR 1FK7-HI 20 NM | 3039.85
1FK7103-2AF71-1PB1 | SYNCHRONOUS MOTOR 1FK7-CT 36 NM | 3554.17
1FT7034-1AK70-1BG1 | SYNCHRONOUS MOTOR 1FT7 | 2827.36
1FT7034-1AK70-1BH1 | SYNCHRONOUS MOTOR 1FT7 | 3358.88
1FK7105-2AF71-1UA0 | SYNCHRONOUS MOTOR 1FK7-CT 48 NM | 4106.64
1FK7105-2AF71-1UB2 | SYNCHRONOUS MOTOR 1FK7-CT 48 NM | 4607.72
1FK7105-2AF71-1UG2 | SYNCHRONOUS MOTOR 1FK7-CT 48 NM | 4113.84
1FK7103-2AF71-1UB2 | SYNCHRONOUS MOTOR 1FK7-CT 36 NM | 3554.17
1FT7034-5AK70-1CA2 | SYNCHRONOUS MOTOR 1FT7 | 4370.34
1FT7034-5AK70-1CA5 | SYNCHRONOUS MOTOR 1FT7 | 4539.14
1FT7034-5AK70-1FA2 | SYNCHRONOUS MOTOR 1FT7 | 4457.15
1FK7101-3BF71-1CH1 | SYNCHRONOUS MOTOR 1FK7-HI 27 NM | 3984.77
1FK7085-4CF71-1PH2 | SYNCHRONOUS MOTOR 1FK7-HD 22 NM | 3260.46
1FK7086-4CF71-1QG0 | SYNCHRONOUS MOTOR 1FK7-HD 28 NM | 3258.37
1FK7085-4CF71-1UG2 | SYNCHRONOUS MOTOR 1FK7-HD 22 NM | 2804.3
1FK7101-2AC71-1DA1 | SYNCHRONOUS MOTOR 1FK7-CT 27 NM | 3783.33
1FK7086-4CF71-1UB2 | SYNCHRONOUS MOTOR 1FK7-HD 28 NM | 3797.56
1FK7103-2AC71-1FB1 | SYNCHRONOUS MOTOR 1FK7-CT 36 NM | 5117.51
1FK7086-4SF71-1QH0 | SYNCHRONOUS MOTOR 1FK7-HD 38 NM | 5235.62
1FK7105-2AC71-1UH1 | SYNCHRONOUS MOTOR 1FK7-CT 48 NM | 4522.15
1FK7100-2AC71-1CA1 | SYNCHRONOUS MOTOR 1FK7-CT 18 NM | 3356.63
1FK7100-2AC71-1PG1 | SYNCHRONOUS MOTOR 1FK7-CT 18 NM | 2322.88
1FK7100-2AC71-1QA2 | SYNCHRONOUS MOTOR 1FK7-CT 18 NM | 2510.75
1FK7101-2AF71-1DB0 | SYNCHRONOUS MOTOR 1FK7-CT 27 NM | 4137.84
1FK7103-2AC71-1UB0 | SYNCHRONOUS MOTOR 1FK7-CT 36 NM | 3461.36
1FK7100-2AC71-1UA2 | SYNCHRONOUS MOTOR 1FK7-CT 18 NM | 2408.48
1FK7063-2AH71-1RH1 | SYNCHRONOUS MOTOR 1FK7-CT 11 NM | 2583.55
1FK7063-2AF71-1DB0 | SYNCHRONOUS MOTOR 1FK7-CT 11 NM | 3085.75
1FK7063-2AF71-1FB0 | SYNCHRONOUS MOTOR 1FK7-CT 11 NM | 3495.28
1FK7062-2AH71-1BA1 | SYNCHRONOUS MOTOR 1FK7-CT 8,5 NM | 2381.31
1FK7062-2AH71-1BG0 | SYNCHRONOUS MOTOR 1FK7-CT 8,5 NM | 2202.92
1FK7062-2AH71-1CB0 | SYNCHRONOUS MOTOR 1FK7-CT 8,5 NM | 2955.72
1FK7064-4CC71-1BA0 | SYNCHRONOUS MOTOR 1FK7-HD 12 NM | 2837.46
1FK7064-4CC71-1BB0 | SYNCHRONOUS MOTOR 1FK7-HD 12 NM | 3173.41
1FK7062-2AH71-1PB0 | SYNCHRONOUS MOTOR 1FK7-CT 8,5 NM | 2007.59
1FK7063-2AF71-1UA0 | SYNCHRONOUS MOTOR 1FK7-CT 11 NM | 1799.82
1FK7062-2AH71-1QA1 | SYNCHRONOUS MOTOR 1FK7-CT 8,5 NM | 1901.99
1FK7062-2AH71-1RG1 | SYNCHRONOUS MOTOR 1FK7-CT 8,5 NM | 2187.68
1FK7063-2AF71-1UB0 | SYNCHRONOUS MOTOR 1FK7-CT 11 NM | 2100.54
1FK7063-2AF71-1UB1 | SYNCHRONOUS MOTOR 1FK7-CT 11 NM | 2193.32
1FK7064-4CC71-1PB1 | SYNCHRONOUS MOTOR 1FK7-HD 12 NM | 2625.2
1FK7062-2AH71-1UA0 | SYNCHRONOUS MOTOR 1FK7-CT 8,5 NM | 1706.85
1FK7060-2AF71-1DA2 | SYNCHRONOUS MOTOR 1FK7-CT 6 NM | 2603.74
1FK7064-4CC71-1CH1 | SYNCHRONOUS MOTOR 1FK7-HD 12 NM | 3591.45
1FK7062-2AH71-1UB1 | SYNCHRONOUS MOTOR 1FK7-CT 8,5 NM | 2100.39
1FK7060-2AF71-1FB2 | SYNCHRONOUS MOTOR 1FK7-CT 6 NM | 3349.24
1FK7064-4CC71-1QH1 | SYNCHRONOUS MOTOR 1FK7-HD 12 NM | 2646.32
1FK7064-4CC71-1RB0 | SYNCHRONOUS MOTOR 1FK7-HD 12 NM | 3052.67
1FK7064-4CC71-1UG2 | SYNCHRONOUS MOTOR 1FK7-HD 12 NM | 2193.6
1FK7080-2AF71-1BH0 | SYNCHRONOUS MOTOR 1FK7-CT 8 NM | 2651.47
1FK7085-4CC71-1PH2 | SYNCHRONOUS MOTOR 1FK7-HD 22 NM | 3260.46
1FK7086-4CC71-1PH1 | SYNCHRONOUS MOTOR 1FK7-HD 28 NM | 3701.88
1FK7086-4CC71-1QB1 | SYNCHRONOUS MOTOR 1FK7-HD 28 NM | 3911.84
1FK7086-4CC71-1RA1 | SYNCHRONOUS MOTOR 1FK7-HD 28 NM | 3870.53
1FK7083-2AC71-1UG2 | SYNCHRONOUS MOTOR 1FK7-CT 16 NM | 2077.01
1FK7086-4CC71-1UB2 | SYNCHRONOUS MOTOR 1FK7-HD 28 NM | 3797.56
1FK7085-4CC71-1UH2 | SYNCHRONOUS MOTOR 1FK7-HD 22 NM | 3260.46
1FK7103-2AF71-1FB0 | SYNCHRONOUS MOTOR 1FK7-CT 36 NM | 5015.84
1FK7101-2AF71-1UA1 | SYNCHRONOUS MOTOR 1FK7-CT 27 NM | 2726.69
1FK7100-2AF71-1DB0 | SYNCHRONOUS MOTOR 1FK7-CT 18 NM | 3782.3
1FK7100-2AF71-1PB2 | SYNCHRONOUS MOTOR 1FK7-CT 18 NM | 2816.72
1FT7034-5AK70-1CA0 | SYNCHRONOUS MOTOR 1FT7 | 4180.01
1FK7085-4CF71-1QH0 | SYNCHRONOUS MOTOR 1FK7-HD 22 NM | 3273.08
1FK7085-4CF71-1RA0 | SYNCHRONOUS MOTOR 1FK7-HD 22 NM | 3327.42
1FK7085-4CF71-1RA1 | SYNCHRONOUS MOTOR 1FK7-HD 22 NM | 3429.09
1FK7086-4CF71-1RA1 | SYNCHRONOUS MOTOR 1FK7-HD 28 NM | 3870.53
1FK7086-4CF71-1RB1 | SYNCHRONOUS MOTOR 1FK7-HD 28 NM | 4326.7
1FK7101-2AC71-1DA0 | SYNCHRONOUS MOTOR 1FK7-CT 27 NM | 3681.67
1FK7101-2AC71-1PA0 | SYNCHRONOUS MOTOR 1FK7-CT 27 NM | 2633.87
1FK7101-2AC71-1PA1 | SYNCHRONOUS MOTOR 1FK7-CT 27 NM | 2726.69
1FK7101-2AC71-1PB2 | SYNCHRONOUS MOTOR 1FK7-CT 27 NM | 3134.97
1FK7086-4CF71-1UH2 | SYNCHRONOUS MOTOR 1FK7-HD 28 NM | 3701.88
1FK7103-2AC71-1PA0 | SYNCHRONOUS MOTOR 1FK7-CT 36 NM | 3053.11
1FK7103-2AC71-1PB1 | SYNCHRONOUS MOTOR 1FK7-CT 36 NM | 3554.17
1FK7103-2AC71-1PB2 | SYNCHRONOUS MOTOR 1FK7-CT 36 NM | 3554.17
1FK7086-4SF71-1UG1 | SYNCHRONOUS MOTOR 1FK7-HD 38 NM | 4766.84
1FK7100-2AC71-1CG0 | SYNCHRONOUS MOTOR 1FK7-CT 18 NM | 3178.22
1FK7100-2AC71-1DH1 | SYNCHRONOUS MOTOR 1FK7-CT 18 NM | 3788.31
1FK7100-2AC71-1FH1 | SYNCHRONOUS MOTOR 1FK7-CT 18 NM | 4197.85
1FK7100-2AC71-1QB0 | SYNCHRONOUS MOTOR 1FK7-CT 18 NM | 2826.18
1FK7100-2AC71-1RA0 | SYNCHRONOUS MOTOR 1FK7-CT 18 NM | 2789.25
1FK7100-2AC71-1RH2 | SYNCHRONOUS MOTOR 1FK7-CT 18 NM | 3204.71
1FK7101-2AF71-1DG2 | SYNCHRONOUS MOTOR 1FK7-CT 27 NM | 3687.7
1FK7063-2AF71-1DA0 | SYNCHRONOUS MOTOR 1FK7-CT 11 NM | 2749.8
1FK7063-2AF71-1DH1 | SYNCHRONOUS MOTOR 1FK7-CT 11 NM | 3094.26
1FK7063-2AH71-1UA2 | SYNCHRONOUS MOTOR 1FK7-CT 11 NM | 1892.66
1FK7063-2AF71-1PA0 | SYNCHRONOUS MOTOR 1FK7-CT 11 NM | 1799.82
1FK7063-2AF71-1PA1 | SYNCHRONOUS MOTOR 1FK7-CT 11 NM | 1892.66
1FK7062-2AH71-1CG0 | SYNCHRONOUS MOTOR 1FK7-CT 8,5 NM | 2569.45
1FK7062-2AH71-1CG1 | SYNCHRONOUS MOTOR 1FK7-CT 8,5 NM | 2662.27
1FK7063-2AF71-1UA1 | SYNCHRONOUS MOTOR 1FK7-CT 11 NM | 1892.66
1FK7062-2AH71-1PG1 | SYNCHRONOUS MOTOR 1FK7-CT 8,5 NM | 1714.11
1FK7062-2AH71-1RA0 | SYNCHRONOUS MOTOR 1FK7-CT 8,5 NM | 2180.46
1FK7062-2AH71-1RA1 | SYNCHRONOUS MOTOR 1FK7-CT 8,5 NM | 2273.29
1FK7064-4CC71-1PH0 | SYNCHRONOUS MOTOR 1FK7-HD 12 NM | 2430.36
1FK7064-4CC71-1PH1 | SYNCHRONOUS MOTOR 1FK7-HD 12 NM | 2532.03
1FK7063-2AF71-1UB2 | SYNCHRONOUS MOTOR 1FK7-CT 11 NM | 2193.32
1FK7060-2AF71-1FA0 | SYNCHRONOUS MOTOR 1FK7-CT 6 NM | 2911.61
1FK7060-2AF71-1DB0 | SYNCHRONOUS MOTOR 1FK7-CT 6 NM | 2838.04
1FK7064-4CC71-1CH0 | SYNCHRONOUS MOTOR 1FK7-HD 12 NM | 3489.78
1FK7062-2AH71-1QB0 | SYNCHRONOUS MOTOR 1FK7-CT 8,5 NM | 2109.86
1FK7062-2AH71-1RH2 | SYNCHRONOUS MOTOR 1FK7-CT 8,5 NM | 2490.62
1FK7063-2AF71-1UG1 | SYNCHRONOUS MOTOR 1FK7-CT 11 NM | 1807.07
1FK7063-2AF71-1UG2 | SYNCHRONOUS MOTOR 1FK7-CT 11 NM | 1807.07
1FK7064-4CC71-1QB0 | SYNCHRONOUS MOTOR 1FK7-HD 12 NM | 2637.81
1FK7064-4CC71-1QB1 | SYNCHRONOUS MOTOR 1FK7-HD 12 NM | 2739.47
1FK7064-4CC71-1QG2 | SYNCHRONOUS MOTOR 1FK7-HD 12 NM | 2307.87
1FK7064-4CH71-1UB2 | SYNCHRONOUS MOTOR 1FK7-HD 12 NM | 2625.2
1FK7086-4CC71-1PA0 | SYNCHRONOUS MOTOR 1FK7-HD 28 NM | 3239.71
1FK7086-4CC71-1PA1 | SYNCHRONOUS MOTOR 1FK7-HD 28 NM | 3341.38
1FK7086-4CC71-1QB2 | SYNCHRONOUS MOTOR 1FK7-HD 28 NM | 3911.84
1FK7085-4CC71-1UB2 | SYNCHRONOUS MOTOR 1FK7-HD 22 NM | 3356.09
1FK7086-4CF71-1BA1 | SYNCHRONOUS MOTOR 1FK7-HD 28 NM | 3991.27
1FK7100-3BC71-1CG0 | SYNCHRONOUS MOTOR 1FK7-HI 18 NM | 3169.76
1FT7034-5AK70-1CB1 | SYNCHRONOUS MOTOR 1FT7 | 4971.24
1FT7034-5AK70-1CB2 | SYNCHRONOUS MOTOR 1FT7 | 5057.44
1FK7101-3BF71-1QB0 | SYNCHRONOUS MOTOR 1FK7-HI 27 NM | 3131.69
1FK7086-4CF71-1PB2 | SYNCHRONOUS MOTOR 1FK7-HD 28 NM | 3797.56
1FK7085-4CF71-1UB0 | SYNCHRONOUS MOTOR 1FK7-HD 22 NM | 3254.43
1FK7083-2AF71-1FB2 | SYNCHRONOUS MOTOR 1FK7-CT 16 NM | 4018.79
1FK7085-4CF71-1UG1 | SYNCHRONOUS MOTOR 1FK7-HD 22 NM | 2804.3
1FK7101-2AC71-1DG2 | SYNCHRONOUS MOTOR 1FK7-CT 27 NM | 3687.7
1FK7086-4CF71-1UA0 | SYNCHRONOUS MOTOR 1FK7-HD 28 NM | 3239.71
1FK7086-4CF71-1UA2 | SYNCHRONOUS MOTOR 1FK7-HD 28 NM | 3341.38
1FK7086-4CF71-1UB0 | SYNCHRONOUS MOTOR 1FK7-HD 28 NM | 3695.87
1FK7105-2AC71-1PH2 | SYNCHRONOUS MOTOR 1FK7-CT 48 NM | 4522.15
1FK7086-4SF71-1BH0 | SYNCHRONOUS MOTOR 1FK7-HD 38 NM | 5771.22
1FK7103-2AC71-1PG1 | SYNCHRONOUS MOTOR 1FK7-CT 36 NM | 3060.32
1FK7103-2AC71-1PG2 | SYNCHRONOUS MOTOR 1FK7-CT 36 NM | 3060.32
1FK7086-4SF71-1QG1 | SYNCHRONOUS MOTOR 1FK7-HD 38 NM | 4881.15
1FK7100-2AC71-1BB0 | SYNCHRONOUS MOTOR 1FK7-CT 18 NM | 3305.56
1FK7100-2AC71-1PG2 | SYNCHRONOUS MOTOR 1FK7-CT 18 NM | 2322.88
1FK7100-2AC71-1PH1 | SYNCHRONOUS MOTOR 1FK7-CT 18 NM | 2731.11
1FK7105-2AF71-1DG2 | SYNCHRONOUS MOTOR 1FK7-CT 48 NM | 5333.28
1FK7063-2AH71-1RG1 | SYNCHRONOUS MOTOR 1FK7-CT 11 NM | 2280.63
1FK7062-2AH71-1BA0 | SYNCHRONOUS MOTOR 1FK7-CT 8,5 NM | 2288.52
1FK7063-2AF71-1PH1 | SYNCHRONOUS MOTOR 1FK7-CT 11 NM | 2109.99
1FK7062-2AH71-1DB0 | SYNCHRONOUS MOTOR 1FK7-CT 8,5 NM | 2981.91
1FK7062-2AH71-1QA0 | SYNCHRONOUS MOTOR 1FK7-CT 8,5 NM | 1809.18
1FK7064-4CC71-1PA1 | SYNCHRONOUS MOTOR 1FK7-HD 12 NM | 2289.22
1FK7062-2AH71-1QH2 | SYNCHRONOUS MOTOR 1FK7-CT 8,5 NM | 2119.32
1FK7062-2AH71-1RB0 | SYNCHRONOUS MOTOR 1FK7-CT 8,5 NM | 2481.16
1FK7062-2AH71-1RB1 | SYNCHRONOUS MOTOR 1FK7-CT 8,5 NM | 2573.97
1FK7064-4CC71-1QA1 | SYNCHRONOUS MOTOR 1FK7-HD 12 NM | 2403.53
1FK7062-2AH71-1UB0 | SYNCHRONOUS MOTOR 1FK7-CT 8,5 NM | 2007.59
1FK7064-4CC71-1RG0 | SYNCHRONOUS MOTOR 1FK7-HD 12 NM | 2621.07
1FK7064-4CC71-1RG1 | SYNCHRONOUS MOTOR 1FK7-HD 12 NM | 2722.73
1FK7064-4CC71-1UA0 | SYNCHRONOUS MOTOR 1FK7-HD 12 NM | 2187.55
1FK7064-4CC71-1UA2 | SYNCHRONOUS MOTOR 1FK7-HD 12 NM | 2289.22
1FK7064-4CC71-1UB0 | SYNCHRONOUS MOTOR 1FK7-HD 12 NM | 2523.5
1FK7064-4CC71-1UB2 | SYNCHRONOUS MOTOR 1FK7-HD 12 NM | 2625.2
1FK7080-2AF71-1BG0 | SYNCHRONOUS MOTOR 1FK7-CT 8 NM | 2243.22
1FK7064-4CF71-1BH2 | SYNCHRONOUS MOTOR 1FK7-HD 12 NM | 3181.9
1FK7080-2AF71-1CG2 | SYNCHRONOUS MOTOR 1FK7-CT 8 NM | 2702.57
1FK7080-2AF71-1DA2 | SYNCHRONOUS MOTOR 1FK7-CT 8 NM | 2792.62
1FK7080-2AF71-1DB2 | SYNCHRONOUS MOTOR 1FK7-CT 8 NM | 3248.79
1FK7086-4CC71-1PB1 | SYNCHRONOUS MOTOR 1FK7-HD 28 NM | 3797.56
1FK7086-4CC71-1PH0 | SYNCHRONOUS MOTOR 1FK7-HD 28 NM | 3600.21
1FK7083-2AC71-1UB0 | SYNCHRONOUS MOTOR 1FK7-CT 16 NM | 2478.04
1FK7086-4CC71-1UB1 | SYNCHRONOUS MOTOR 1FK7-HD 28 NM | 3797.56
1FK7100-2AF71-1UB1 | SYNCHRONOUS MOTOR 1FK7-CT 18 NM | 2816.72
1FK7100-2AF71-1UB2 | SYNCHRONOUS MOTOR 1FK7-CT 18 NM | 2816.72
1FK7085-4CF71-1CG2 | SYNCHRONOUS MOTOR 1FK7-HD 22 NM | 3863.7
1FK7085-4CF71-1DH0 | SYNCHRONOUS MOTOR 1FK7-HD 22 NM | 3897.56
1FK7086-4CF71-1BB1 | SYNCHRONOUS MOTOR 1FK7-HD 28 NM | 4447.44
1FK7085-4CF71-1CH0 | SYNCHRONOUS MOTOR 1FK7-HD 22 NM | 4218.19
1FK7100-3BC71-1RH1 | SYNCHRONOUS MOTOR 1FK7-HI 18 NM | 3196.21
1FK7081-2AC71-1UA0 | SYNCHRONOUS MOTOR 1FK7-CT 12 NM | 1962.98
1FK7084-2AC71-1BB2 | SYNCHRONOUS MOTOR 1FK7-CT 20 NM | 3448.1
1FK7084-2AC71-1FB0 | SYNCHRONOUS MOTOR 1FK7-CT 20 NM | 4247.4
1FK7084-2AC71-1FB1 | SYNCHRONOUS MOTOR 1FK7-CT 20 NM | 4351.09
1FK7101-2AF71-1DB2 | SYNCHRONOUS MOTOR 1FK7-CT 27 NM | 4239.51
1FK7105-2AF71-1DA0 | SYNCHRONOUS MOTOR 1FK7-CT 48 NM | 5327.25
1FK7103-2AC71-1UG1 | SYNCHRONOUS MOTOR 1FK7-CT 36 NM | 3060.32
1FK7103-2AC71-1UH2 | SYNCHRONOUS MOTOR 1FK7-CT 36 NM | 3468.57
1FK7100-2AC71-1UG1 | SYNCHRONOUS MOTOR 1FK7-CT 18 NM | 2322.88
1FK7100-2AC71-1UH1 | SYNCHRONOUS MOTOR 1FK7-CT 18 NM | 2731.11
1FK7063-2AH71-1RA0 | SYNCHRONOUS MOTOR 1FK7-CT 11 NM | 2273.42
1FK7063-2AH71-1RB0 | SYNCHRONOUS MOTOR 1FK7-CT 11 NM | 2574.07
1FK7063-2AF71-1DG1 | SYNCHRONOUS MOTOR 1FK7-CT 11 NM | 2755.81
1FK7063-2AF71-1FA0 | SYNCHRONOUS MOTOR 1FK7-CT 11 NM | 3159.33
1FK7062-2AH71-1BB0 | SYNCHRONOUS MOTOR 1FK7-CT 8,5 NM | 2589.22
1FK7062-2AH71-1BG1 | SYNCHRONOUS MOTOR 1FK7-CT 8,5 NM | 2295.78
1FK7063-2AH71-1UB2 | SYNCHRONOUS MOTOR 1FK7-CT 11 NM | 2193.32
1FK7063-2AF71-1PB1 | SYNCHRONOUS MOTOR 1FK7-CT 11 NM | 2193.32
1FK7062-2AH71-1CB1 | SYNCHRONOUS MOTOR 1FK7-CT 8,5 NM | 3048.54
1FK7064-4CC71-1BG0 | SYNCHRONOUS MOTOR 1FK7-HD 12 NM | 2741.81
1FK7064-4CC71-1BH0 | SYNCHRONOUS MOTOR 1FK7-HD 12 NM | 3080.24
1FK7062-2AH71-1PB1 | SYNCHRONOUS MOTOR 1FK7-CT 8,5 NM | 2100.39
1FK7060-2AF71-1DG2 | SYNCHRONOUS MOTOR 1FK7-CT 6 NM | 2508.11
1FK7062-2AH71-1PH2 | SYNCHRONOUS MOTOR 1FK7-CT 8,5 NM | 2017.04
1FK7062-2AH71-1QB2 | SYNCHRONOUS MOTOR 1FK7-CT 8,5 NM | 2202.64
1FK7063-2AF71-1UA2 | SYNCHRONOUS MOTOR 1FK7-CT 11 NM | 1892.66
1FK7064-4CC71-1PG1 | SYNCHRONOUS MOTOR 1FK7-HD 12 NM | 2193.6
1FK7064-4CC71-1PH2 | SYNCHRONOUS MOTOR 1FK7-HD 12 NM | 2532.03
1FK7062-2AH71-1UA1 | SYNCHRONOUS MOTOR 1FK7-CT 8,5 NM | 1799.73
1FK7062-2AH71-1CH1 | SYNCHRONOUS MOTOR 1FK7-CT 8,5 NM | 2965.15
1FK7060-2AF71-1DA0 | SYNCHRONOUS MOTOR 1FK7-CT 6 NM | 2502.08
1FK7064-4CC71-1BG1 | SYNCHRONOUS MOTOR 1FK7-HD 12 NM | 2843.47
1FK7062-2AH71-1QB1 | SYNCHRONOUS MOTOR 1FK7-CT 8,5 NM | 2202.64
1FK7062-2AH71-1QG1 | SYNCHRONOUS MOTOR 1FK7-CT 8,5 NM | 1816.4
1FK7064-4CC71-1QA0 | SYNCHRONOUS MOTOR 1FK7-HD 12 NM | 2301.86
1FK7063-2AF71-1UH1 | SYNCHRONOUS MOTOR 1FK7-CT 11 NM | 2109.99
1FK7063-2AF71-1UH2 | SYNCHRONOUS MOTOR 1FK7-CT 11 NM | 2109.99
1FK7060-2AF71-1FA2 | SYNCHRONOUS MOTOR 1FK7-CT 6 NM | 3013.27
1FK7064-4CC71-1QH0 | SYNCHRONOUS MOTOR 1FK7-HD 12 NM | 2544.65
1FK7064-4CC71-1RA1 | SYNCHRONOUS MOTOR 1FK7-HD 12 NM | 2818.39
1FK7064-4CC71-1RB1 | SYNCHRONOUS MOTOR 1FK7-HD 12 NM | 3154.33
1FK7064-4CC71-1UH0 | SYNCHRONOUS MOTOR 1FK7-HD 12 NM | 2430.36
1FK7081-2AF71-1UB1 | SYNCHRONOUS MOTOR 1FK7-CT 12 NM | 2464.04
1FK7080-2AF71-1BG1 | SYNCHRONOUS MOTOR 1FK7-CT 8 NM | 2336.02
1FK7080-2AF71-1BH1 | SYNCHRONOUS MOTOR 1FK7-CT 8 NM | 2744.29
1FK7083-2AF71-1PG2 | SYNCHRONOUS MOTOR 1FK7-CT 16 NM | 2077.01
1FK7064-4CF71-1DG2 | SYNCHRONOUS MOTOR 1FK7-HD 12 NM | 2932.35
1FK7085-4CC71-1QH2 | SYNCHRONOUS MOTOR 1FK7-HD 22 NM | 3374.75
1FK7085-4CC71-1RG0 | SYNCHRONOUS MOTOR 1FK7-HD 22 NM | 3231.77
1FK7086-4CC71-1RB0 | SYNCHRONOUS MOTOR 1FK7-HD 28 NM | 4225.03
1FK7083-2AC71-1UB1 | SYNCHRONOUS MOTOR 1FK7-CT 16 NM | 2570.86
1FK7083-2AC71-1UH2 | SYNCHRONOUS MOTOR 1FK7-CT 16 NM | 2485.26
1FK7086-4CC71-1RH1 | SYNCHRONOUS MOTOR 1FK7-HD 28 NM | 4231.05
1FK7085-4CC71-1UA0 | SYNCHRONOUS MOTOR 1FK7-HD 22 NM | 2798.27
1FK7085-4CF71-1BG2 | SYNCHRONOUS MOTOR 1FK7-HD 22 NM | 3454.18
1FK7085-4CF71-1CG1 | SYNCHRONOUS MOTOR 1FK7-HD 22 NM | 3863.7
1FK7083-2AF71-1DB2 | SYNCHRONOUS MOTOR 1FK7-CT 16 NM | 3609.26
1FK7085-4CF71-1QA1 | SYNCHRONOUS MOTOR 1FK7-HD 22 NM | 3014.24
1FK7086-4CF71-1FB0 | SYNCHRONOUS MOTOR 1FK7-HD 28 NM | 4844.18
1FK7084-2AC71-1BH1 | SYNCHRONOUS MOTOR 1FK7-CT 20 NM | 3362.49
1FK7084-3BC71-1DA1 | SYNCHRONOUS MOTOR 1FK7-HI 20 NM | 3483.36
1FK7086-4CF71-1CG0 | SYNCHRONOUS MOTOR 1FK7-HD 28 NM | 4203.48
1FK7085-4CF71-1PB0 | SYNCHRONOUS MOTOR 1FK7-HD 22 NM | 3254.43
1FK7085-4CF71-1PG1 | SYNCHRONOUS MOTOR 1FK7-HD 22 NM | 2804.3
1FK7086-4CF71-1CH1 | SYNCHRONOUS MOTOR 1FK7-HD 28 NM | 4761.3
1FK7081-2AC71-1RB0 | SYNCHRONOUS MOTOR 1FK7-CT 12 NM | 2844.82
1FK7084-2AC71-1CB1 | SYNCHRONOUS MOTOR 1FK7-CT 20 NM | 3814.61
1FK7084-2AC71-1CG1 | SYNCHRONOUS MOTOR 1FK7-CT 20 NM | 3320.73
1FK7084-2AC71-1DA2 | SYNCHRONOUS MOTOR 1FK7-CT 20 NM | 3485.39
1FK7084-2AC71-1DB1 | SYNCHRONOUS MOTOR 1FK7-CT 20 NM | 3941.55
1FK7084-3BC71-1FG0 | SYNCHRONOUS MOTOR 1FK7-HI 20 NM | 3695.58
1FK7081-2AF71-1BB2 | SYNCHRONOUS MOTOR 1FK7-CT 12 NM | 3045.68
1FK7081-2AF71-1BG2 | SYNCHRONOUS MOTOR 1FK7-CT 12 NM | 2551.83
1FK7081-2AF71-1BH1 | SYNCHRONOUS MOTOR 1FK7-CT 12 NM | 2960.08
1FK7081-2AF71-1FB0 | SYNCHRONOUS MOTOR 1FK7-CT 12 NM | 3797.78
1FK7084-2AC71-1RH2 | SYNCHRONOUS MOTOR 1FK7-CT 20 NM | 3254.41
1FK7084-3BF71-1BG2 | SYNCHRONOUS MOTOR 1FK7-HI 20 NM | 2954.23
1FK7084-3BF71-1BH2 | SYNCHRONOUS MOTOR 1FK7-HI 20 NM | 3362.49
1FK7084-3BF71-1CA0 | SYNCHRONOUS MOTOR 1FK7-HI 20 NM | 3313.52
1FK7081-2AF71-1PG2 | SYNCHRONOUS MOTOR 1FK7-CT 12 NM | 1970.19
1FK7084-3BF71-1DA1 | SYNCHRONOUS MOTOR 1FK7-HI 20 NM | 3485.39
1FK7084-3BF71-1DH0 | SYNCHRONOUS MOTOR 1FK7-HI 20 NM | 3742.2
1FK7084-3BF71-1QB1 | SYNCHRONOUS MOTOR 1FK7-HI 20 NM | 2968.77
1FK7081-2AF71-1QH2 | SYNCHRONOUS MOTOR 1FK7-CT 12 NM | 2480.72
1FK7084-3BF71-1QG2 | SYNCHRONOUS MOTOR 1FK7-HI 20 NM | 2474.87
1FK7084-3BF71-1RB2 | SYNCHRONOUS MOTOR 1FK7-HI 20 NM | 3340.02
1FK7084-2AC71-1UA2 | SYNCHRONOUS MOTOR 1FK7-CT 20 NM | 2458.22
1FK7084-2AC71-1UG1 | SYNCHRONOUS MOTOR 1FK7-CT 20 NM | 2372.6
1FK7084-2AC71-1UG2 | SYNCHRONOUS MOTOR 1FK7-CT 20 NM | 2372.6
1FK7085-4CC71-1BH2 | SYNCHRONOUS MOTOR 1FK7-HD 22 NM | 3910.35
1FK7086-4CC71-1CG1 | SYNCHRONOUS MOTOR 1FK7-HD 28 NM | 4305.14
1FK7085-4CC71-1PB0 | SYNCHRONOUS MOTOR 1FK7-HD 22 NM | 3254.43
1FK7085-4CC71-1PB2 | SYNCHRONOUS MOTOR 1FK7-HD 22 NM | 3356.09
1FK7085-4CC71-1PH0 | SYNCHRONOUS MOTOR 1FK7-HD 22 NM | 3158.78
1FK7085-4CC71-1QA2 | SYNCHRONOUS MOTOR 1FK7-HD 22 NM | 3014.24
1FT7034-5AK71-1BG1 | SYNCHRONOUS MOTOR 1FT7 | 3455.8
1FT7034-5AK71-1BH1 | SYNCHRONOUS MOTOR 1FT7 | 4142.9
1FT7034-5AK71-1CE1 | SYNCHRONOUS MOTOR 1FT7 | 5143.86
1FT7034-5AK71-1CG0 | SYNCHRONOUS MOTOR 1FT7 | 4180.01
1FT7034-5AK71-1CG2 | SYNCHRONOUS MOTOR 1FT7 | 4370.34
1FT7044-5AF70-1BK5 | SYNCHRONOUS MOTOR 1FT7 | 4472.35
1FT7044-5AF70-1CA0 | SYNCHRONOUS MOTOR 1FT7 | 4768.95
1FL6022-2AF21-1LA1 | SERVOMOTOR 1FL6;3AC 230V | 722.89
1FL6022-2AF21-1LG1 | SERVOMOTOR 1FL6;3AC 230V | 722.89
1FL6024-2AF21-1LG1 | SERVOMOTOR 1FL6;3AC 230V | 732.4
1FT7044-5AF70-1FA1 | SYNCHRONOUS MOTOR 1FT7 | 4959.88
1FT7044-5AF70-1FA2 | SYNCHRONOUS MOTOR 1FT7 | 5046.07
1FT7044-5AF70-1FB1 | SYNCHRONOUS MOTOR 1FT7 | 5702
1FT7044-5AF70-1FB2 | SYNCHRONOUS MOTOR 1FT7 | 5788.21
1FT7044-5AF71-1DE2 | SYNCHRONOUS MOTOR 1FT7 | 5129.82
1FT7044-5AF71-1DG0 | SYNCHRONOUS MOTOR 1FT7 | 4027.39
1FT7044-5AF71-1DG1 | SYNCHRONOUS MOTOR 1FT7 | 4131.52
1FT7044-5AF71-1DH0 | SYNCHRONOUS MOTOR 1FT7 | 4769.52
1FT7044-5AF71-1DH1 | SYNCHRONOUS MOTOR 1FT7 | 4873.66
1FK7100-2AC71-1BA0 | SYNCHRONOUS MOTOR 1FK7-CT 18 NM | 2897.28
1FK7100-2AC71-1BA2 | SYNCHRONOUS MOTOR 1FK7-CT 18 NM | 2990.13
1FK7100-2AC71-1BH0 | SYNCHRONOUS MOTOR 1FK7-CT 18 NM | 3219.94
1FK7103-2AC71-1UA2 | SYNCHRONOUS MOTOR 1FK7-CT 36 NM | 3145.96
1FK7100-2AC71-1UH2 | SYNCHRONOUS MOTOR 1FK7-CT 18 NM | 2731.11
1FK7105-2AF71-1FA0 | SYNCHRONOUS MOTOR 1FK7-CT 48 NM | 5736.78
1FK7100-2AF71-1UA0 | SYNCHRONOUS MOTOR 1FK7-CT 18 NM | 2315.67
1FK7085-4CF71-1BG0 | SYNCHRONOUS MOTOR 1FK7-HD 22 NM | 3352.51
1FK7085-4CF71-1CH2 | SYNCHRONOUS MOTOR 1FK7-HD 22 NM | 4319.86
1FK7085-4CF71-1PH0 | SYNCHRONOUS MOTOR 1FK7-HD 22 NM | 3158.78
1FK7086-4CF71-1CH0 | SYNCHRONOUS MOTOR 1FK7-HD 28 NM | 4659.63
1FK7081-2AC71-1RG2 | SYNCHRONOUS MOTOR 1FK7-CT 12 NM | 2443.8
1FK7084-2AF71-1UH2 | SYNCHRONOUS MOTOR 1FK7-CT 20 NM | 2780.87
1FK7081-2AC71-1UB1 | SYNCHRONOUS MOTOR 1FK7-CT 12 NM | 2464.04
1FK7084-2AC71-1BH0 | SYNCHRONOUS MOTOR 1FK7-CT 20 NM | 3269.65
1FK7084-2AC71-1CA1 | SYNCHRONOUS MOTOR 1FK7-CT 20 NM | 3406.32
1FK7084-3BC71-1DA2 | SYNCHRONOUS MOTOR 1FK7-HI 20 NM | 3483.36
1FK7084-3BC71-1DB1 | SYNCHRONOUS MOTOR 1FK7-HI 20 NM | 3939.52
1FK7084-2AC71-1DB2 | SYNCHRONOUS MOTOR 1FK7-CT 20 NM | 3941.55
1FK7084-3BC71-1FB0 | SYNCHRONOUS MOTOR 1FK7-HI 20 NM | 4247.4
1FK7084-2AC71-1FG0 | SYNCHRONOUS MOTOR 1FK7-CT 20 NM | 3695.58
1FK7081-2AF71-1CA2 | SYNCHRONOUS MOTOR 1FK7-CT 12 NM | 3003.94
1FK7081-2AF71-1FA1 | SYNCHRONOUS MOTOR 1FK7-CT 12 NM | 3445.29
1FK7084-2AC71-1PB2 | SYNCHRONOUS MOTOR 1FK7-CT 20 NM | 2866.47
1FK7084-3BF71-1BG0 | SYNCHRONOUS MOTOR 1FK7-HI 20 NM | 2861.43
1FK7084-3BF71-1CB0 | SYNCHRONOUS MOTOR 1FK7-HI 20 NM | 3721.8
1FK7081-2AF71-1PB2 | SYNCHRONOUS MOTOR 1FK7-CT 12 NM | 2464.04
1FK7081-2AF71-1RA0 | SYNCHRONOUS MOTOR 1FK7-CT 12 NM | 2436.54
1FK7084-3BF71-1RA1 | SYNCHRONOUS MOTOR 1FK7-HI 20 NM | 2931.78
1FK7084-2AC71-1UA1 | SYNCHRONOUS MOTOR 1FK7-CT 20 NM | 2458.22
1FK7086-4CC71-1QA0 | SYNCHRONOUS MOTOR 1FK7-HD 28 NM | 3354.02
1FT7034-5AK70-1FG1 | SYNCHRONOUS MOTOR 1FT7 | 4370.94
1FT7034-5AK71-1BL4 | SYNCHRONOUS MOTOR 1FT7 | 4484.33
1FT7044-1AF71-1CH1 | SYNCHRONOUS MOTOR 1FT7 | 4481.65
1FT7034-5AK71-1DA2 | SYNCHRONOUS MOTOR 1FT7 | 3628.79
1FT7044-5AF70-1BE3 | SYNCHRONOUS MOTOR 1FT7 | 5020.33
1FT7044-5AF70-1CB0 | SYNCHRONOUS MOTOR 1FT7 | 5511.09
1FT7034-5AK71-1FB3 | SYNCHRONOUS MOTOR 1FT7 | 5121.51
1FL6032-2AF21-1LA1 | SERVOMOTOR 1FL6;3AC 230V | 740.37
1FT7044-5AF70-1DD2 | SYNCHRONOUS MOTOR 1FT7 | 4390.36
1FT7034-5AK71-1CH2 | SYNCHRONOUS MOTOR 1FT7 | 5057.44
1FT7044-5AF70-1DG0 | SYNCHRONOUS MOTOR 1FT7 | 4027.39
1FT7044-5AF70-1FG0 | SYNCHRONOUS MOTOR 1FT7 | 4855.74
1FT7044-5AF70-1FG2 | SYNCHRONOUS MOTOR 1FT7 | 5046.07
1FT7044-5AF70-1CH1 | SYNCHRONOUS MOTOR 1FT7 | 5615.22
1FL6042-2AF21-1LH1 | SERVOMOTOR 1FL6;3AC 230V | 1080.65
1FT7044-5AF71-1BD0 | SYNCHRONOUS MOTOR 1FT7 | 4113.26
1FK7103-3BF71-1DB0 | SYNCHRONOUS MOTOR 1FK7-HI 36 NM | 4587.27
1FT7044-5AF71-1CA2 | SYNCHRONOUS MOTOR 1FT7 | 4959.28
1FK7103-3BF71-1QH1 | SYNCHRONOUS MOTOR 1FK7-HI 36 NM | 3553.85
1FT7044-5AF71-1CB5 | SYNCHRONOUS MOTOR 1FT7 | 5870.2
1FT7034-5AK74-1MH0 | SYNCHRONOUS MOTOR 1FT7 | 4486.4
1FT7044-5AF71-1DA5 | SYNCHRONOUS MOTOR 1FT7 | 4386.52
1FT7044-5AF71-1FA2 | SYNCHRONOUS MOTOR 1FT7 | 5046.07
1FT7036-5AK70-1BH2 | SYNCHRONOUS MOTOR 1FT7 | 4379.95
1FK7105-2AC71-1UB0 | SYNCHRONOUS MOTOR 1FK7-CT 48 NM | 4514.91
1FK7105-2AC71-1UG2 | SYNCHRONOUS MOTOR 1FK7-CT 48 NM | 4113.84
1FK7100-2AC71-1BB1 | SYNCHRONOUS MOTOR 1FK7-CT 18 NM | 3398.36
1FK7100-2AC71-1BG2 | SYNCHRONOUS MOTOR 1FK7-CT 18 NM | 2904.51
1FK7100-2AC71-1CG1 | SYNCHRONOUS MOTOR 1FK7-CT 18 NM | 3271.01
1FK7100-2AC71-1QA0 | SYNCHRONOUS MOTOR 1FK7-CT 18 NM | 2417.97
1FK7100-2AC71-1QH2 | SYNCHRONOUS MOTOR 1FK7-CT 18 NM | 2833.41
1FK7103-2AC71-1UG2 | SYNCHRONOUS MOTOR 1FK7-CT 36 NM | 3060.32
1FK7100-2AC71-1UG2 | SYNCHRONOUS MOTOR 1FK7-CT 18 NM | 2322.88
1FK7101-2AF71-1PB2 | SYNCHRONOUS MOTOR 1FK7-CT 27 NM | 3134.97
1FK7105-2AF71-1PB0 | SYNCHRONOUS MOTOR 1FK7-CT 48 NM | 4514.91
1FK7084-2AC71-1DG1 | SYNCHRONOUS MOTOR 1FK7-CT 20 NM | 3389.74
1FK7084-2AC71-1FH2 | SYNCHRONOUS MOTOR 1FK7-CT 20 NM | 4255.44
1FK7084-3BF71-1CG1 | SYNCHRONOUS MOTOR 1FK7-HI 20 NM | 3320.73
1FK7084-3BF71-1CH2 | SYNCHRONOUS MOTOR 1FK7-HI 20 NM | 3728.99
1FK7084-3BF71-1QA1 | SYNCHRONOUS MOTOR 1FK7-HI 20 NM | 2560.45
1FK7084-3BF71-1QH2 | SYNCHRONOUS MOTOR 1FK7-HI 20 NM | 2883.18
1FK7081-2AF71-1RA1 | SYNCHRONOUS MOTOR 1FK7-CT 12 NM | 2529.37
1FK7081-2AF71-1RG1 | SYNCHRONOUS MOTOR 1FK7-CT 12 NM | 2443.8
1FK7083-2AC71-1PA1 | SYNCHRONOUS MOTOR 1FK7-CT 16 NM | 2162.61
1FK7085-4CC71-1PA2 | SYNCHRONOUS MOTOR 1FK7-HD 22 NM | 2899.94
1FK7085-4CC71-1QH1 | SYNCHRONOUS MOTOR 1FK7-HD 22 NM | 3374.75
1FK7083-2AC71-1UA1 | SYNCHRONOUS MOTOR 1FK7-CT 16 NM | 2162.61
1FK7101-3BF71-1QG0 | SYNCHRONOUS MOTOR 1FK7-HI 27 NM | 2637.84
1FK7101-3BF71-1RB0 | SYNCHRONOUS MOTOR 1FK7-HI 27 NM | 3502.96
1FT7034-5AK70-1FH1 | SYNCHRONOUS MOTOR 1FT7 | 5058.04
1FT7044-1AF71-1FG1 | SYNCHRONOUS MOTOR 1FT7 | 4001.06
1FT7044-5AF70-1BA2 | SYNCHRONOUS MOTOR 1FT7 | 4130.94
1FT7044-5AF70-1BG1 | SYNCHRONOUS MOTOR 1FT7 | 4044.73
1FT7044-5AF70-1CA1 | SYNCHRONOUS MOTOR 1FT7 | 4873.06
1FT7044-5AF70-1CB1 | SYNCHRONOUS MOTOR 1FT7 | 5615.22
1FT7034-5AK71-1FD5 | SYNCHRONOUS MOTOR 1FT7 | 4798.56
1FL6034-2AF21-1LA1 | SERVOMOTOR 1FL6;3AC 230V | 772.2
1FT7034-5AK71-1LH2 | SYNCHRONOUS MOTOR 1FT7 | 5382.45
1FT7044-5AF70-1DH0 | SYNCHRONOUS MOTOR 1FT7 | 4769.52
1FT7044-5AF70-1FB4 | SYNCHRONOUS MOTOR 1FT7 | 5870.8
1FT7044-5AF70-1FG1 | SYNCHRONOUS MOTOR 1FT7 | 4959.88
1FT7034-5AK71-1LH5 | SYNCHRONOUS MOTOR 1FT7 | 5551.23
1FT7044-5AF71-1BG1 | SYNCHRONOUS MOTOR 1FT7 | 4044.73
1FT7044-5AF71-1BH1 | SYNCHRONOUS MOTOR 1FT7 | 4786.87
1FK7103-3BF71-1RB0 | SYNCHRONOUS MOTOR 1FK7-HI 36 NM | 3917.95
1FL6052-2AF21-2LG1 | SERVOMOTOR 1FL6;3AC 230V | 1225.52
1FT7044-5AF71-1CB2 | SYNCHRONOUS MOTOR 1FT7 | 5701.42
1FT7044-5AF71-1CB4 | SYNCHRONOUS MOTOR 1FT7 | 5784.01
1FT7034-5AK75-1MB0 | SYNCHRONOUS MOTOR 1FT7 | 4486.4
1FT7044-5AF71-1DD2 | SYNCHRONOUS MOTOR 1FT7 | 4390.36
1FT7036-5AK70-1BB5 | SYNCHRONOUS MOTOR 1FT7 | 4548.75
1FK7086-4SF71-1RH0 | SYNCHRONOUS MOTOR 1FK7-HD 38 NM | 5650.48
1FK7086-4SF74-1EG0 | SYNCHRONOUS MOTOR 1FK7-HD 38 NM | 5459.76
1FK7105-2AC71-1UG1 | SYNCHRONOUS MOTOR 1FK7-CT 48 NM | 4113.84
1FK7100-2AC71-1BG0 | SYNCHRONOUS MOTOR 1FK7-CT 18 NM | 2811.69
1FK7100-2AC71-1CH2 | SYNCHRONOUS MOTOR 1FK7-CT 18 NM | 3679.27
1FK7100-2AC71-1QG2 | SYNCHRONOUS MOTOR 1FK7-CT 18 NM | 2425.16
1FK7100-2AC71-1RG1 | SYNCHRONOUS MOTOR 1FK7-CT 18 NM | 2796.46
1FK7100-2AC71-1RH1 | SYNCHRONOUS MOTOR 1FK7-CT 18 NM | 3204.71
1FK7101-2AF71-1PG2 | SYNCHRONOUS MOTOR 1FK7-CT 27 NM | 2641.08
1FK7103-2AF71-1DB1 | SYNCHRONOUS MOTOR 1FK7-CT 36 NM | 4707.96
1FK7103-2AF71-1FA0 | SYNCHRONOUS MOTOR 1FK7-CT 36 NM | 4559.67
1FK7103-2AF71-1DB0 | SYNCHRONOUS MOTOR 1FK7-CT 36 NM | 4606.3
1FK7103-2AF71-1FH1 | SYNCHRONOUS MOTOR 1FK7-CT 36 NM | 5021.85
1FK7105-2AF71-1PG2 | SYNCHRONOUS MOTOR 1FK7-CT 48 NM | 4113.84
1FK7103-2AF71-1PA2 | SYNCHRONOUS MOTOR 1FK7-CT 36 NM | 3145.96
1FK7101-2AF71-1UB2 | SYNCHRONOUS MOTOR 1FK7-CT 27 NM | 3134.97
1FK7100-2AF71-1DH1 | SYNCHRONOUS MOTOR 1FK7-CT 18 NM | 3788.31
1FK7105-2AF71-1UA1 | SYNCHRONOUS MOTOR 1FK7-CT 48 NM | 4199.43
1FT7034-1AK71-1LG1 | SYNCHRONOUS MOTOR 1FT7 | 3980.72
1FT7034-5AK70-1BB0 | SYNCHRONOUS MOTOR 1FT7 | 4038.79
1FT7034-5AK70-1BB3 | SYNCHRONOUS MOTOR 1FT7 | 4206.38
1FT7034-5AK70-1CA3 | SYNCHRONOUS MOTOR 1FT7 | 4347.62
1FT7034-5AK70-1CG1 | SYNCHRONOUS MOTOR 1FT7 | 4284.16
1FT7034-5AK70-1FG2 | SYNCHRONOUS MOTOR 1FT7 | 4457.15
1FT7034-5AK70-1CH3 | SYNCHRONOUS MOTOR 1FT7 | 5034.72
1FK7081-2AF71-1DG1 | SYNCHRONOUS MOTOR 1FK7-CT 12 NM | 2940.11
1FK7084-2AC71-1PG2 | SYNCHRONOUS MOTOR 1FK7-CT 20 NM | 2372.6
1FK7084-3BF71-1BH0 | SYNCHRONOUS MOTOR 1FK7-HI 20 NM | 3269.65
1FK7084-3BF71-1BH1 | SYNCHRONOUS MOTOR 1FK7-HI 20 NM | 3362.49
1FK7084-2AC71-1RH1 | SYNCHRONOUS MOTOR 1FK7-CT 20 NM | 3254.41
1FK7081-2AF71-1PA0 | SYNCHRONOUS MOTOR 1FK7-CT 12 NM | 1962.98
1FK7083-2AC71-1DB0 | SYNCHRONOUS MOTOR 1FK7-CT 16 NM | 3507.59
1FK7084-3BF71-1FA0 | SYNCHRONOUS MOTOR 1FK7-HI 20 NM | 3791.23
1FK7084-3BF71-1RA2 | SYNCHRONOUS MOTOR 1FK7-HI 20 NM | 2931.78
1FK7081-2AF71-1RB0 | SYNCHRONOUS MOTOR 1FK7-CT 12 NM | 2844.82
1FK7081-2AF71-1RB1 | SYNCHRONOUS MOTOR 1FK7-CT 12 NM | 2937.65
1FK7086-4CC71-1BG0 | SYNCHRONOUS MOTOR 1FK7-HD 28 NM | 3793.95
1FK7086-4CC71-1BG1 | SYNCHRONOUS MOTOR 1FK7-HD 28 NM | 3895.63
1FK7085-4CC71-1CH1 | SYNCHRONOUS MOTOR 1FK7-HD 22 NM | 4319.86
1FK7085-4CC71-1QB2 | SYNCHRONOUS MOTOR 1FK7-HD 22 NM | 3470.4
1FK7085-4CC71-1QH0 | SYNCHRONOUS MOTOR 1FK7-HD 22 NM | 3273.08
1FK7086-4CC71-1PB0 | SYNCHRONOUS MOTOR 1FK7-HD 28 NM | 3695.87
1FK7086-4CC71-1PG2 | SYNCHRONOUS MOTOR 1FK7-HD 28 NM | 3245.74
1FK7083-2AC71-1UA0 | SYNCHRONOUS MOTOR 1FK7-CT 16 NM | 2069.81
1FT7034-5AK70-1FB1 | SYNCHRONOUS MOTOR 1FT7 | 5058.04
1FT7034-5AK70-1FB2 | SYNCHRONOUS MOTOR 1FT7 | 5144.23
1FT7044-1AF71-1FH1 | SYNCHRONOUS MOTOR 1FT7 | 4568.45
1FT7034-5AK71-1DA3 | SYNCHRONOUS MOTOR 1FT7 | 3606.07
1FT7044-1AF74-1NG1 | SYNCHRONOUS MOTOR 1FT7 | 2717.26
1FT7044-1AF74-1NH1 | SYNCHRONOUS MOTOR 1FT7 | 3284.67
1FT7034-5AK71-1DB2 | SYNCHRONOUS MOTOR 1FT7 | 4315.89
1FT7034-5AK71-1DG5 | SYNCHRONOUS MOTOR 1FT7 | 3797.58
1FT7034-5AK71-1FL2 | SYNCHRONOUS MOTOR 1FT7 | 5316.85
1FT7034-5AK71-1CH1 | SYNCHRONOUS MOTOR 1FT7 | 4971.24
1FL6032-2AF21-1LH1 | SERVOMOTOR 1FL6;3AC 230V | 934.38
1FT7044-5AF70-1FG3 | SYNCHRONOUS MOTOR 1FT7 | 5023.33
1FT7044-5AF70-1FH0 | SYNCHRONOUS MOTOR 1FT7 | 5597.87
1FT7044-5AF70-1FK1 | SYNCHRONOUS MOTOR 1FT7 | 5132.48
1FT7034-5AK74-1MG0 | SYNCHRONOUS MOTOR 1FT7 | 3799.31
1FT7044-5AF71-1CG0 | SYNCHRONOUS MOTOR 1FT7 | 4768.95
1FT7044-5AF71-1CK4 | SYNCHRONOUS MOTOR 1FT7 | 5214.5
1FT7044-5AF71-1DA3 | SYNCHRONOUS MOTOR 1FT7 | 4195
1FK7086-4SF71-1UG2 | SYNCHRONOUS MOTOR 1FK7-HD 38 NM | 4766.84
1FK7100-2AC71-1DA0 | SYNCHRONOUS MOTOR 1FK7-CT 18 NM | 3326.14
1FK7100-2AC71-1CH0 | SYNCHRONOUS MOTOR 1FK7-CT 18 NM | 3586.44
1FK7100-2AC71-1CH1 | SYNCHRONOUS MOTOR 1FK7-CT 18 NM | 3679.27
1FK7100-2AC71-1QA1 | SYNCHRONOUS MOTOR 1FK7-CT 18 NM | 2510.75
1FK7100-2AC71-1QB1 | SYNCHRONOUS MOTOR 1FK7-CT 18 NM | 2919.01
1FK7101-2AF71-1DG1 | SYNCHRONOUS MOTOR 1FK7-CT 27 NM | 3687.7
1FK7101-2AF71-1FA0 | SYNCHRONOUS MOTOR 1FK7-CT 27 NM | 4091.2
1FK7101-2AF71-1PB0 | SYNCHRONOUS MOTOR 1FK7-CT 27 NM | 3042.15
1FK7101-2AF71-1PB1 | SYNCHRONOUS MOTOR 1FK7-CT 27 NM | 3134.97
1FK7103-2AF71-1DG1 | SYNCHRONOUS MOTOR 1FK7-CT 36 NM | 4156.15
1FK7105-2AF71-1PA0 | SYNCHRONOUS MOTOR 1FK7-CT 48 NM | 4106.64
1FK7101-2AF71-1UG2 | SYNCHRONOUS MOTOR 1FK7-CT 27 NM | 2641.08
1FK7100-2AF71-1DA0 | SYNCHRONOUS MOTOR 1FK7-CT 18 NM | 3326.14
1FK7100-2AF71-1FB0 | SYNCHRONOUS MOTOR 1FK7-CT 18 NM | 4191.84
1FK7100-2AF71-1PA2 | SYNCHRONOUS MOTOR 1FK7-CT 18 NM | 2408.48
1FT7034-1AK70-1LG1 | SYNCHRONOUS MOTOR 1FT7 | 3980.72
1FT7034-1AK71-1DG1 | SYNCHRONOUS MOTOR 1FT7 | 2914.15
1FT7034-1AK74-1NG1 | SYNCHRONOUS MOTOR 1FT7 | 2458.71
1FK7101-3BF71-1RG0 | SYNCHRONOUS MOTOR 1FK7-HI 27 NM | 3009.15
1FK7101-3BF71-1RG1 | SYNCHRONOUS MOTOR 1FK7-HI 27 NM | 3101.92
1FT7034-5AK70-1CH0 | SYNCHRONOUS MOTOR 1FT7 | 4867.11
1FT7034-5AK71-1CA5 | SYNCHRONOUS MOTOR 1FT7 | 4539.14
1FK7105-2AF71-1FA1 | SYNCHRONOUS MOTOR 1FK7-CT 48 NM | 5838.45
1FK7101-2AF71-1PH1 | SYNCHRONOUS MOTOR 1FK7-CT 27 NM | 3049.32
1FK7101-2AF71-1PH2 | SYNCHRONOUS MOTOR 1FK7-CT 27 NM | 3049.32
1FK7101-2AF71-1PG1 | SYNCHRONOUS MOTOR 1FK7-CT 27 NM | 2641.08
1FK7101-2AF71-1UB0 | SYNCHRONOUS MOTOR 1FK7-CT 27 NM | 3042.15
1FK7100-2AF71-1DG2 | SYNCHRONOUS MOTOR 1FK7-CT 18 NM | 3332.17
1FK7100-2AF71-1PG1 | SYNCHRONOUS MOTOR 1FK7-CT 18 NM | 2322.88
1FK7100-2AF71-1PH1 | SYNCHRONOUS MOTOR 1FK7-CT 18 NM | 2731.11
1FT7034-1AK71-1FG1 | SYNCHRONOUS MOTOR 1FT7 | 3742.51
1FT7034-1AK71-1CH1 | SYNCHRONOUS MOTOR 1FT7 | 4187.21
1FK7103-2AF71-1UB1 | SYNCHRONOUS MOTOR 1FK7-CT 36 NM | 3554.17
1FT7034-5AK70-1CG5 | SYNCHRONOUS MOTOR 1FT7 | 4539.14
1FT7034-5AK70-1DA0 | SYNCHRONOUS MOTOR 1FT7 | 3438.49
1FT7034-5AK70-1DB0 | SYNCHRONOUS MOTOR 1FT7 | 4125.56
1FT7034-5AK70-1DG0 | SYNCHRONOUS MOTOR 1FT7 | 3438.49
1FK7101-3BF71-1QH1 | SYNCHRONOUS MOTOR 1FK7-HI 27 NM | 3138.91
1FT7034-5AK71-1CE2 | SYNCHRONOUS MOTOR 1FT7 | 5230.06
1FT7034-5AK71-1DA0 | SYNCHRONOUS MOTOR 1FT7 | 3438.49
1FT7034-5AK71-1DA1 | SYNCHRONOUS MOTOR 1FT7 | 3542.6
1FT7034-5AK71-1DG2 | SYNCHRONOUS MOTOR 1FT7 | 3628.79
1FT7034-5AK71-1DG3 | SYNCHRONOUS MOTOR 1FT7 | 3606.07
1FT7034-5AK71-1DH2 | SYNCHRONOUS MOTOR 1FT7 | 4315.89
1FT7034-5AK71-1DK1 | SYNCHRONOUS MOTOR 1FT7 | 3715.22
1FT7044-5AF70-1CG1 | SYNCHRONOUS MOTOR 1FT7 | 4873.06
1FT7044-5AF70-1DB4 | SYNCHRONOUS MOTOR 1FT7 | 5042.44
1FL6032-2AF21-1LG1 | SERVOMOTOR 1FL6;3AC 230V | 740.37
1FL6034-2AF21-1LB1 | SERVOMOTOR 1FL6;3AC 230V | 966.18
1FT7044-5AF71-1BG5 | SYNCHRONOUS MOTOR 1FT7 | 4299.73
1FT7044-5AF71-1BH5 | SYNCHRONOUS MOTOR 1FT7 | 5041.85
1FT7044-5AF71-1BK4 | SYNCHRONOUS MOTOR 1FT7 | 4386.18
1FK7103-3BF71-1RH1 | SYNCHRONOUS MOTOR 1FK7-HI 36 NM | 3925.16
1FL6052-2AF21-2LB1 | SERVOMOTOR 1FL6;3AC 230V | 1476.74
1FT7084-5AH70-1CA0 | SYNCHRONOUS MOTOR 1FT7 | 5985.13
1FT7082-1AF70-1FH1 | SYNCHRONOUS MOTOR 1FT7 | 5028.09
1FT7082-5AC70-1BE0 | SYNCHRONOUS MOTOR 1FT7 | 5484.7
1FT7082-5AF70-1DA2 | SYNCHRONOUS MOTOR 1FT7 | 4619.89
1FT7082-5AF70-1DA4 | SYNCHRONOUS MOTOR 1FT7 | 4702.5
1FT7082-5AF71-1BA1 | SYNCHRONOUS MOTOR 1FT7 | 4446.92
1FT7082-5AF71-1BE1 | SYNCHRONOUS MOTOR 1FT7 | 5588.81
1FT7082-5AF71-1BG0 | SYNCHRONOUS MOTOR 1FT7 | 4342.79
1FT7082-5AC70-1DD2 | SYNCHRONOUS MOTOR 1FT7 | 4792.53
1FT7064-5AF71-1CA1 | SYNCHRONOUS MOTOR 1FT7 | 5275.25
1FT7064-5AF71-1CA4 | SYNCHRONOUS MOTOR 1FT7 | 5444.06
1FT7084-5AH71-1CA1 | SYNCHRONOUS MOTOR 1FT7 | 6089.25
1FT7082-5AF71-1CL1 | SYNCHRONOUS MOTOR 1FT7 | 6417.16
1FT7082-5AF71-1CL4 | SYNCHRONOUS MOTOR 1FT7 | 6585.95
1FT7082-5AC71-1BH1 | SYNCHRONOUS MOTOR 1FT7 | 5418.94
1FT7082-5AF71-1DA3 | SYNCHRONOUS MOTOR 1FT7 | 4597.17
1FT7082-5AF71-1DB0 | SYNCHRONOUS MOTOR 1FT7 | 5401.58
1FT7064-5AF71-1DA4 | SYNCHRONOUS MOTOR 1FT7 | 4702.5
1FT7082-5AC71-1DA0 | SYNCHRONOUS MOTOR 1FT7 | 4429.58
1FT7082-5AC71-1DA2 | SYNCHRONOUS MOTOR 1FT7 | 4619.89
1FT7082-5AF71-1CH5 | SYNCHRONOUS MOTOR 1FT7 | 6502.24
1FT7082-5AF71-1LG2 | SYNCHRONOUS MOTOR 1FT7 | 5686.44
1FT7082-5AC71-1DG5 | SYNCHRONOUS MOTOR 1FT7 | 4788.69
1FT7064-5AF71-1FA5 | SYNCHRONOUS MOTOR 1FT7 | 5617.03
1FT7084-5AH71-1FB1 | SYNCHRONOUS MOTOR 1FT7 | 7148.07
1FT7084-5AH74-1NA2 | SYNCHRONOUS MOTOR 1FT7 | 4978.47
1FT7084-5SC70-1CH0 | SYNCHRONOUS MOTOR 1FT7 | 7651.41
1FT7086-5AF70-1CG3 | SYNCHRONOUS MOTOR 1FT7 | 7206.07
1FT7082-5AH70-1DA1 | SYNCHRONOUS MOTOR 1FT7 | 4533.69
1FT7064-5AF71-1FH2 | SYNCHRONOUS MOTOR 1FT7 | 6307.67
1FT7064-5AF71-1FK2 | SYNCHRONOUS MOTOR 1FT7 | 5620.87
1FT7082-5AH70-1DE0 | SYNCHRONOUS MOTOR 1FT7 | 5571.47
1FK7105-2AF71-1PH1 | SYNCHRONOUS MOTOR 1FK7-CT 48 NM | 4522.15
1FK7101-2AF71-1UB1 | SYNCHRONOUS MOTOR 1FK7-CT 27 NM | 3134.97
1FK7103-2AF71-1PB0 | SYNCHRONOUS MOTOR 1FK7-CT 36 NM | 3461.36
1FK7103-2AF71-1PG2 | SYNCHRONOUS MOTOR 1FK7-CT 36 NM | 3060.32
1FK7100-2AF71-1DG1 | SYNCHRONOUS MOTOR 1FK7-CT 18 NM | 3332.17
1FK7105-2AF71-1UA2 | SYNCHRONOUS MOTOR 1FK7-CT 48 NM | 4199.43
1FT7034-1AK71-1DH1 | SYNCHRONOUS MOTOR 1FT7 | 3445.65
1FT7034-1AK71-1LH1 | SYNCHRONOUS MOTOR 1FT7 | 4512.22
1FT7034-5AK70-1BA0 | SYNCHRONOUS MOTOR 1FT7 | 3351.68
1FT7034-5AK70-1BB2 | SYNCHRONOUS MOTOR 1FT7 | 4229.1
1FT7034-5AK70-1BK4 | SYNCHRONOUS MOTOR 1FT7 | 3797.24
1FT7034-5AK70-1CG0 | SYNCHRONOUS MOTOR 1FT7 | 4180.01
1FT7034-5AK70-1CG2 | SYNCHRONOUS MOTOR 1FT7 | 4370.34
1FK7101-3BF71-1CB0 | SYNCHRONOUS MOTOR 1FK7-HI 27 NM | 3977.52
1FK7101-3BF71-1CG0 | SYNCHRONOUS MOTOR 1FK7-HI 27 NM | 3483.7
1FK7101-3BF71-1RH1 | SYNCHRONOUS MOTOR 1FK7-HI 27 NM | 3510.15
1FT7034-5AK70-1DG1 | SYNCHRONOUS MOTOR 1FT7 | 3542.6
1FT7034-5AK71-1DB1 | SYNCHRONOUS MOTOR 1FT7 | 4229.68
1FT7034-5AK71-1DK2 | SYNCHRONOUS MOTOR 1FT7 | 3801.42
1FT7044-5AF70-1FH2 | SYNCHRONOUS MOTOR 1FT7 | 5788.21
1FL6042-2AF21-1LG1 | SERVOMOTOR 1FL6;3AC 230V | 853.29
1FT7034-5AK71-1FK3 | SYNCHRONOUS MOTOR 1FT7 | 4607.04
1FT7044-5AF71-1BA0 | SYNCHRONOUS MOTOR 1FT7 | 3940.62
1FT7044-5AF71-1BE1 | SYNCHRONOUS MOTOR 1FT7 | 4956.87
1FL6052-2AF21-2LH1 | SERVOMOTOR 1FL6;3AC 230V | 1476.74
1FT7068-5WF75-1NH0 | SYNCHRONOUS MOTOR 1FT7 | 6198.24
1FT7082-5AF70-1BG2 | SYNCHRONOUS MOTOR 1FT7 | 4533.12
1FT7084-5AH70-1DL1 | SYNCHRONOUS MOTOR 1FT7 | 6489.6
1FT7082-5AF70-1DB0 | SYNCHRONOUS MOTOR 1FT7 | 5401.58
1FT7082-5AF70-1DG1 | SYNCHRONOUS MOTOR 1FT7 | 4533.69
1FT7064-5AF71-1BB5 | SYNCHRONOUS MOTOR 1FT7 | 5561.34
1FT7082-5AC70-1DK0 | SYNCHRONOUS MOTOR 1FT7 | 4602.21
1FT7082-5AC70-1FL3 | SYNCHRONOUS MOTOR 1FT7 | 6567.43
1FT7064-5AF71-1CA0 | SYNCHRONOUS MOTOR 1FT7 | 5171.13
1FT7082-5AF71-1CA2 | SYNCHRONOUS MOTOR 1FT7 | 5361.45
1FT7084-5AH71-1BH3 | SYNCHRONOUS MOTOR 1FT7 | 6296.4
1FT7082-5AF71-1CG1 | SYNCHRONOUS MOTOR 1FT7 | 5275.25
1FT7084-5AH71-1CB1 | SYNCHRONOUS MOTOR 1FT7 | 7061.26
1FT7082-5AC71-1BA2 | SYNCHRONOUS MOTOR 1FT7 | 4533.12
1FT7082-5AC71-1BG5 | SYNCHRONOUS MOTOR 1FT7 | 4701.92
1FT7082-5AF71-1DG1 | SYNCHRONOUS MOTOR 1FT7 | 4533.69
1FT7082-5AF71-1FB1 | SYNCHRONOUS MOTOR 1FT7 | 6334.05
1FT7082-5AC71-1CG0 | SYNCHRONOUS MOTOR 1FT7 | 5171.13
1FT7082-5AC71-1DB1 | SYNCHRONOUS MOTOR 1FT7 | 5505.71
1FT7082-5AC71-1DG1 | SYNCHRONOUS MOTOR 1FT7 | 4533.69
1FT7084-5AH71-1DK2 | SYNCHRONOUS MOTOR 1FT7 | 5606.55
1FT7082-5AF71-1FH1 | SYNCHRONOUS MOTOR 1FT7 | 6334.05
1FT7082-5AC71-1FB3 | SYNCHRONOUS MOTOR 1FT7 | 6397.52
1FT7082-5AC71-1FH3 | SYNCHRONOUS MOTOR 1FT7 | 6397.52
1FT7084-5AH71-1FG0 | SYNCHRONOUS MOTOR 1FT7 | 6071.92
1FT7082-5AC71-1CH1 | SYNCHRONOUS MOTOR 1FT7 | 6247.26
1FT7084-5AH74-1NA0 | SYNCHRONOUS MOTOR 1FT7 | 4788.14
1FT7086-5AF70-1DA4 | SYNCHRONOUS MOTOR 1FT7 | 6569.83
1FT7082-5AH70-1BH0 | SYNCHRONOUS MOTOR 1FT7 | 5314.82
1FT7086-5AF70-1DK1 | SYNCHRONOUS MOTOR 1FT7 | 6573.67
1FT7046-5AH71-1BG1 | SYNCHRONOUS MOTOR 1FT7 | 4375.14
1FT7066-5WH70-1DB0 | SYNCHRONOUS MOTOR 1FT7 | 6318.46
1FT7046-5AH71-1DA0 | SYNCHRONOUS MOTOR 1FT7 | 4357.8
1FT7042-5AK70-1BG3 | SYNCHRONOUS MOTOR 1FT7 | 3715.57
1FT7042-5AK70-1CA2 | SYNCHRONOUS MOTOR 1FT7 | 4566.64
1FT7064-1AK70-1BH1 | SYNCHRONOUS MOTOR 1FT7 | 4024.41
1FT7046-5AH71-1DD2 | SYNCHRONOUS MOTOR 1FT7 | 4720.73
1FT7046-5AH71-1CH1 | SYNCHRONOUS MOTOR 1FT7 | 5945.59
1FT7042-5AK70-1DG0 | SYNCHRONOUS MOTOR 1FT7 | 3634.77
1FT7042-5AK70-1FH0 | SYNCHRONOUS MOTOR 1FT7 | 5205.23
1FT7034-5AK71-1BA2 | SYNCHRONOUS MOTOR 1FT7 | 3542.02
1FT7044-1AF71-1DH1 | SYNCHRONOUS MOTOR 1FT7 | 3740.1
1FT7034-5AK71-1CB4 | SYNCHRONOUS MOTOR 1FT7 | 5140.03
1FT7034-5AK71-1CB5 | SYNCHRONOUS MOTOR 1FT7 | 5226.24
1FT7034-5AK71-1DA4 | SYNCHRONOUS MOTOR 1FT7 | 3711.41
1FT7034-5AK71-1FA1 | SYNCHRONOUS MOTOR 1FT7 | 4370.94
1FT7034-5AK71-1FD2 | SYNCHRONOUS MOTOR 1FT7 | 4629.76
1FL6024-2AF21-1LH1 | SERVOMOTOR 1FL6;3AC 230V | 894.63
1FT7044-5AF70-1FH1 | SYNCHRONOUS MOTOR 1FT7 | 5702
1FL6042-2AF21-1LA1 | SERVOMOTOR 1FL6;3AC 230V | 853.29
1FK7103-3BF71-1BH0 | SYNCHRONOUS MOTOR 1FK7-HI 36 NM | 3940.38
1FT7044-5AF71-1BD1 | SYNCHRONOUS MOTOR 1FT7 | 4217.37
1FL6044-2AF21-1LB1 | SERVOMOTOR 1FL6;3AC 230V | 1298.01
1FT7082-5AF70-1CA0 | SYNCHRONOUS MOTOR 1FT7 | 5171.13
1FT7084-5AH70-1DG3 | SYNCHRONOUS MOTOR 1FT7 | 5411.17
1FT7082-5AF70-1DG0 | SYNCHRONOUS MOTOR 1FT7 | 4429.58
1FT7082-5AF70-1FG0 | SYNCHRONOUS MOTOR 1FT7 | 5257.92
1FT7064-5AF71-1BG5 | SYNCHRONOUS MOTOR 1FT7 | 4701.92
1FT7064-5AF71-1BK5 | SYNCHRONOUS MOTOR 1FT7 | 4874.54
1FT7082-5AF71-1CA5 | SYNCHRONOUS MOTOR 1FT7 | 5530.24
1FT7084-5AH71-1BG3 | SYNCHRONOUS MOTOR 1FT7 | 5324.4
1FT7082-5AF71-1CG0 | SYNCHRONOUS MOTOR 1FT7 | 5171.13
1FT7084-5AH71-1CB3 | SYNCHRONOUS MOTOR 1FT7 | 7124.73
1FT7084-5AH71-1CG2 | SYNCHRONOUS MOTOR 1FT7 | 6175.47
1FT7082-5AC71-1BH0 | SYNCHRONOUS MOTOR 1FT7 | 5314.82
1FT7082-5AF71-1DG0 | SYNCHRONOUS MOTOR 1FT7 | 4429.58
1FT7082-5AF71-1FA2 | SYNCHRONOUS MOTOR 1FT7 | 5448.24
1FT7082-5AC71-1CB0 | SYNCHRONOUS MOTOR 1FT7 | 6143.15
1FT7082-5AC71-1DD3 | SYNCHRONOUS MOTOR 1FT7 | 4769.79
1FT7082-5AC71-1DG3 | SYNCHRONOUS MOTOR 1FT7 | 4597.17
1FT7084-5AH71-1DH5 | SYNCHRONOUS MOTOR 1FT7 | 6574.7
1FT7082-5AC71-1FD2 | SYNCHRONOUS MOTOR 1FT7 | 5620.87
1FT7082-5AC71-1FH5 | SYNCHRONOUS MOTOR 1FT7 | 6589.06
1FT7084-5AH71-1FG1 | SYNCHRONOUS MOTOR 1FT7 | 6176.07
1FT7084-5AH71-1CH5 | SYNCHRONOUS MOTOR 1FT7 | 7316.26
1FT7086-5AF70-1DA1 | SYNCHRONOUS MOTOR 1FT7 | 6401.05
1FT7086-5AF70-1DB1 | SYNCHRONOUS MOTOR 1FT7 | 7373.05
1FT7082-5AH70-1BG1 | SYNCHRONOUS MOTOR 1FT7 | 4446.92
1FT7086-5AF70-1DH0 | SYNCHRONOUS MOTOR 1FT7 | 7268.94
1FT7082-5AH70-1CA1 | SYNCHRONOUS MOTOR 1FT7 | 5275.25
1FT7082-5AH70-1FA4 | SYNCHRONOUS MOTOR 1FT7 | 5530.86
1FT7046-5AH71-1BG0 | SYNCHRONOUS MOTOR 1FT7 | 4271.01
1FT7046-5AH71-1CB1 | SYNCHRONOUS MOTOR 1FT7 | 5945.59
1FT7046-5AH71-1DA1 | SYNCHRONOUS MOTOR 1FT7 | 4461.91
1FT7042-5AK70-1BA0 | SYNCHRONOUS MOTOR 1FT7 | 3547.98
1FT7064-1AF74-1MH1 | SYNCHRONOUS MOTOR 1FT7 | 4472.04
1FT7042-5AK70-1CA0 | SYNCHRONOUS MOTOR 1FT7 | 4376.32
1FT7042-5AK70-1CA1 | SYNCHRONOUS MOTOR 1FT7 | 4480.44
1FT7064-1AK70-1BG1 | SYNCHRONOUS MOTOR 1FT7 | 3363.66
1FT7067-7SF71-1BG0 | SYNCHRONOUS MOTOR 1FT7 | 5758.95
1FT7042-5AK70-1DE2 | SYNCHRONOUS MOTOR 1FT7 | 4737.2
1FT7042-5AK70-1FB0 | SYNCHRONOUS MOTOR 1FT7 | 5205.23
1FT7067-7SH70-1CB0 | SYNCHRONOUS MOTOR 1FT7 | 7446.71
1FT7062-1AF70-1DG1 | SYNCHRONOUS MOTOR 1FT7 | 3124.84
1FT7064-1AK70-1CG1 | SYNCHRONOUS MOTOR 1FT7 | 4191.99
1FT7068-5AF70-1CA3 | SYNCHRONOUS MOTOR 1FT7 | 6009.09
1FT7062-1AK70-1CH1 | SYNCHRONOUS MOTOR 1FT7 | 4527.13
1FT7042-5AK71-1CG3 | SYNCHRONOUS MOTOR 1FT7 | 4543.9
1FT7068-5AF70-1FH3 | SYNCHRONOUS MOTOR 1FT7 | 6955.3
1FT7064-5AF70-1BG2 | SYNCHRONOUS MOTOR 1FT7 | 4533.12
1FT7064-5AF70-1BL4 | SYNCHRONOUS MOTOR 1FT7 | 5645.13
1FT7068-5AF71-1BA0 | SYNCHRONOUS MOTOR 1FT7 | 5013.15
1FT7042-5AK71-1DG1 | SYNCHRONOUS MOTOR 1FT7 | 3738.88
1FT7042-5AK71-1FA0 | SYNCHRONOUS MOTOR 1FT7 | 4463.11
1FT7068-5AF71-1BG2 | SYNCHRONOUS MOTOR 1FT7 | 5203.48
1FT7068-5AF71-1CA2 | SYNCHRONOUS MOTOR 1FT7 | 6031.81
1FT7044-5AF70-1BE5 | SYNCHRONOUS MOTOR 1FT7 | 5211.85
1FT7044-5AF70-1CA3 | SYNCHRONOUS MOTOR 1FT7 | 4936.54
1FT7044-5AF70-1CG0 | SYNCHRONOUS MOTOR 1FT7 | 4768.95
1FT7034-5AK71-1FB1 | SYNCHRONOUS MOTOR 1FT7 | 5058.04
1FT7034-5AK71-1FB5 | SYNCHRONOUS MOTOR 1FT7 | 5313.02
1FT7044-5AF70-1FH4 | SYNCHRONOUS MOTOR 1FT7 | 5870.8
1FK7103-3BF71-1CG0 | SYNCHRONOUS MOTOR 1FK7-HI 36 NM | 3898.63
1FT7044-5AF71-1BB0 | SYNCHRONOUS MOTOR 1FT7 | 4682.76
1FL6044-2AF21-1LA1 | SERVOMOTOR 1FL6;3AC 230V | 1070.67
1FT7068-5WF71-1FG2 | SYNCHRONOUS MOTOR 1FT7 | 6812.91
1FT7082-5AF70-1CA1 | SYNCHRONOUS MOTOR 1FT7 | 5275.25
1FT7082-5AF70-1CE1 | SYNCHRONOUS MOTOR 1FT7 | 6417.16
1FT7082-1AF71-1FH1 | SYNCHRONOUS MOTOR 1FT7 | 5028.09
1FT7082-5AF70-1FB0 | SYNCHRONOUS MOTOR 1FT7 | 6229.94
1FT7084-5AH70-1FA3 | SYNCHRONOUS MOTOR 1FT7 | 6239.52
1FT7084-5AH70-1FB3 | SYNCHRONOUS MOTOR 1FT7 | 7211.55
1FT7084-5AH71-1BA2 | SYNCHRONOUS MOTOR 1FT7 | 5347.12
1FT7082-5AC70-1FD3 | SYNCHRONOUS MOTOR 1FT7 | 5598.15
1FT7064-5AF71-1BH5 | SYNCHRONOUS MOTOR 1FT7 | 5561.34
1FT7082-5AC70-1FH1 | SYNCHRONOUS MOTOR 1FT7 | 6334.05
1FT7084-5AH71-1BB2 | SYNCHRONOUS MOTOR 1FT7 | 6319.12
1FT7082-5AF71-1CB0 | SYNCHRONOUS MOTOR 1FT7 | 6143.15
1FT7082-5AC71-1BB1 | SYNCHRONOUS MOTOR 1FT7 | 5418.94
1FT7064-5AF71-1CE1 | SYNCHRONOUS MOTOR 1FT7 | 6304.67
1FT7082-5AC71-1BG1 | SYNCHRONOUS MOTOR 1FT7 | 4446.92
1FT7082-5AF71-1DH2 | SYNCHRONOUS MOTOR 1FT7 | 5591.93
1FT7082-5AC71-1CA1 | SYNCHRONOUS MOTOR 1FT7 | 5275.25
1FT7082-5AF71-1FA0 | SYNCHRONOUS MOTOR 1FT7 | 5257.92
1FT7084-5AH71-1DG2 | SYNCHRONOUS MOTOR 1FT7 | 5433.91
1FT7084-5AH71-1DG5 | SYNCHRONOUS MOTOR 1FT7 | 5602.7
1FT7082-5AC71-1FH0 | SYNCHRONOUS MOTOR 1FT7 | 6229.94
1FT7082-5AC71-1FH1 | SYNCHRONOUS MOTOR 1FT7 | 6334.05
1FT7082-5AC71-1CH2 | SYNCHRONOUS MOTOR 1FT7 | 6333.45
1FT7084-5AH71-1FG2 | SYNCHRONOUS MOTOR 1FT7 | 6262.25
1FT7084-5AH71-1FH0 | SYNCHRONOUS MOTOR 1FT7 | 7043.94
1FT7084-5AH71-1FH1 | SYNCHRONOUS MOTOR 1FT7 | 7148.07
1FT7084-5AH71-1FH2 | SYNCHRONOUS MOTOR 1FT7 | 7234.27
1FT7064-5AF71-1FG2 | SYNCHRONOUS MOTOR 1FT7 | 5448.24
1FT7082-5AF74-1NH2 | SYNCHRONOUS MOTOR 1FT7 | 5136.47
1FT7082-5AH70-1BA3 | SYNCHRONOUS MOTOR 1FT7 | 4510.4
1FT7046-5AH71-1CA1 | SYNCHRONOUS MOTOR 1FT7 | 5203.47
1FT7046-5AH71-1CA2 | SYNCHRONOUS MOTOR 1FT7 | 5289.67
1FT7046-5AH71-1CB0 | SYNCHRONOUS MOTOR 1FT7 | 5841.48
1FT7066-5WH70-1CG2 | SYNCHRONOUS MOTOR 1FT7 | 6390.92
1FT7064-1AF74-1NG1 | SYNCHRONOUS MOTOR 1FT7 | 2994.99
1FT7064-1AF74-1NH1 | SYNCHRONOUS MOTOR 1FT7 | 3655.76
1FT7066-5WH71-1CH1 | SYNCHRONOUS MOTOR 1FT7 | 7164.13
1FT7046-5AH71-1FG1 | SYNCHRONOUS MOTOR 1FT7 | 5290.25
1FT7046-5AH71-1FH1 | SYNCHRONOUS MOTOR 1FT7 | 6032.38
1FT7067-7SF71-1BH0 | SYNCHRONOUS MOTOR 1FT7 | 6618.38
1FT7067-7SF71-1CA1 | SYNCHRONOUS MOTOR 1FT7 | 6691.39
1FT7067-7SH70-1CB1 | SYNCHRONOUS MOTOR 1FT7 | 7550.82
1FT7067-7WF71-1CG1 | SYNCHRONOUS MOTOR 1FT7 | 6691.39
1FT7067-7WF71-1CL3 | SYNCHRONOUS MOTOR 1FT7 | 7784.29
1FT7067-7WF71-1CH0 | SYNCHRONOUS MOTOR 1FT7 | 7446.71
1FT7064-5AF70-1BA1 | SYNCHRONOUS MOTOR 1FT7 | 4446.92
1FT7062-1AF70-1CH1 | SYNCHRONOUS MOTOR 1FT7 | 4527.13
1FT7068-5AF70-1BA2 | SYNCHRONOUS MOTOR 1FT7 | 5203.48
1FT7068-5AF70-1DA2 | SYNCHRONOUS MOTOR 1FT7 | 5290.25
1FT7042-5AK71-1BA1 | SYNCHRONOUS MOTOR 1FT7 | 3652.11
1FT7042-5AK71-1BE2 | SYNCHRONOUS MOTOR 1FT7 | 4650.43
1FT7042-5AK71-1BH0 | SYNCHRONOUS MOTOR 1FT7 | 4290.1
1FT7068-5AF70-1CH2 | SYNCHRONOUS MOTOR 1FT7 | 6891.24
1FT7064-5AF70-1BB3 | SYNCHRONOUS MOTOR 1FT7 | 5369.81
1FT7068-5AF71-1BB0 | SYNCHRONOUS MOTOR 1FT7 | 5872.58
1FT7062-1AK74-1NG1 | SYNCHRONOUS MOTOR 1FT7 | 2669.38
1FT7046-5AH71-1DB0 | SYNCHRONOUS MOTOR 1FT7 | 5099.92
1FT7066-5WH71-1DH1 | SYNCHRONOUS MOTOR 1FT7 | 6422.57
1FT7042-5AF74-1MH1 | SYNCHRONOUS MOTOR 1FT7 | 4841.86
1FT7042-5AK70-1CG5 | SYNCHRONOUS MOTOR 1FT7 | 4735.42
1FT7042-5AK70-1DA3 | SYNCHRONOUS MOTOR 1FT7 | 3802.35
1FT7067-7SF70-1CG1 | SYNCHRONOUS MOTOR 1FT7 | 6691.39
1FT7042-5AK70-1FB3 | SYNCHRONOUS MOTOR 1FT7 | 5372.83
1FT7067-7SH70-1BG0 | SYNCHRONOUS MOTOR 1FT7 | 5758.95
1FT7067-7SH71-1BB0 | SYNCHRONOUS MOTOR 1FT7 | 6618.38
1FT7067-7SH71-1CA0 | SYNCHRONOUS MOTOR 1FT7 | 6587.28
1FT7064-1AK71-1DG1 | SYNCHRONOUS MOTOR 1FT7 | 3450.45
1FT7064-1AK71-1DH1 | SYNCHRONOUS MOTOR 1FT7 | 4111.18
1FT7067-7WH70-1DG1 | SYNCHRONOUS MOTOR 1FT7 | 5949.85
1FT7068-5AF70-1CA0 | SYNCHRONOUS MOTOR 1FT7 | 5841.48
1FT7062-1AF71-1BH1 | SYNCHRONOUS MOTOR 1FT7 | 3698.8
1FT7062-1AF71-1DH1 | SYNCHRONOUS MOTOR 1FT7 | 3785.59
1FT7068-5AF70-1CA2 | SYNCHRONOUS MOTOR 1FT7 | 6031.81
1FT7068-5AF70-1DK2 | SYNCHRONOUS MOTOR 1FT7 | 5462.89
1FT7068-5AF70-1FG0 | SYNCHRONOUS MOTOR 1FT7 | 5928.3
1FT7064-5AF70-1CA3 | SYNCHRONOUS MOTOR 1FT7 | 5338.73
1FT7064-5AF70-1CB1 | SYNCHRONOUS MOTOR 1FT7 | 6134.69
1FT7042-5AK71-1CL1 | SYNCHRONOUS MOTOR 1FT7 | 5392.55
1FT7042-5AK71-1CL2 | SYNCHRONOUS MOTOR 1FT7 | 5478.75
1FT7042-5AK71-1FB2 | SYNCHRONOUS MOTOR 1FT7 | 5395.55
1FT7068-5AF71-1BH1 | SYNCHRONOUS MOTOR 1FT7 | 5976.69
1FT7042-5AK71-1KG5 | SYNCHRONOUS MOTOR 1FT7 | 4232.07
1FT7042-5AK71-1LH1 | SYNCHRONOUS MOTOR 1FT7 | 5547.57
1FT7068-5AF71-1DA3 | SYNCHRONOUS MOTOR 1FT7 | 5267.53
1FT7068-5AF71-1DD4 | SYNCHRONOUS MOTOR 1FT7 | 5545.48
1FT7064-5AF70-1FA5 | SYNCHRONOUS MOTOR 1FT7 | 5617.03
1FT7064-5AF70-1BH1 | SYNCHRONOUS MOTOR 1FT7 | 5306.33
1FT7064-5AF70-1BK4 | SYNCHRONOUS MOTOR 1FT7 | 4788.35
1FT7064-5AF70-1BK5 | SYNCHRONOUS MOTOR 1FT7 | 4874.54
1FT7064-5AF70-1CB0 | SYNCHRONOUS MOTOR 1FT7 | 6030.55
1FT7042-5AK71-1DG3 | SYNCHRONOUS MOTOR 1FT7 | 3802.35
1FT7042-5AK71-1FL1 | SYNCHRONOUS MOTOR 1FT7 | 5479.34
1FT7068-5AF71-1CD1 | SYNCHRONOUS MOTOR 1FT7 | 6118.24
1FT7068-5AF71-1CG5 | SYNCHRONOUS MOTOR 1FT7 | 6200.6
1FT7068-5AF71-1DE0 | SYNCHRONOUS MOTOR 1FT7 | 6129.36
1FT7062-5AF70-1FH2 | SYNCHRONOUS MOTOR 1FT7 | 5848.09
1FT7062-5AF70-1CH4 | SYNCHRONOUS MOTOR 1FT7 | 5843.89
1FT7042-5AK71-1LB0 | SYNCHRONOUS MOTOR 1FT7 | 5443.46
1FT7062-5AF70-1CH5 | SYNCHRONOUS MOTOR 1FT7 | 5930.06
1FT7062-5AF71-1BH1 | SYNCHRONOUS MOTOR 1FT7 | 4846.76
1FT7062-5AF71-1BL2 | SYNCHRONOUS MOTOR 1FT7 | 5102.94
1FT7064-5AF71-1BA5 | SYNCHRONOUS MOTOR 1FT7 | 4701.92
1FT7044-1AF70-1CG1 | SYNCHRONOUS MOTOR 1FT7 | 3914.27
1FT7044-1AF70-1DH1 | SYNCHRONOUS MOTOR 1FT7 | 3740.1
1FT7062-5AF71-1DG0 | SYNCHRONOUS MOTOR 1FT7 | 3969.97
1FT7068-5WF71-1BG5 | SYNCHRONOUS MOTOR 1FT7 | 6066.59
1FT7068-5WF71-1CA2 | SYNCHRONOUS MOTOR 1FT7 | 6726.12
1FT7082-5AF70-1BA1 | SYNCHRONOUS MOTOR 1FT7 | 4446.92
1FT7082-5AF70-1BG3 | SYNCHRONOUS MOTOR 1FT7 | 4510.4
1FT7082-5AC70-1BG2 | SYNCHRONOUS MOTOR 1FT7 | 4533.12
1FT7082-5AC70-1CB0 | SYNCHRONOUS MOTOR 1FT7 | 6143.15
1FT7082-5AC70-1CB1 | SYNCHRONOUS MOTOR 1FT7 | 6247.26
1FT7082-5AF70-1DA1 | SYNCHRONOUS MOTOR 1FT7 | 4533.69
1FT7082-5AF71-1BB5 | SYNCHRONOUS MOTOR 1FT7 | 5673.92
1FT7082-5AC70-1DG3 | SYNCHRONOUS MOTOR 1FT7 | 4597.17
1FT7082-5AC70-1DH0 | SYNCHRONOUS MOTOR 1FT7 | 5401.58
1FT7086-5AC71-1BB1 | SYNCHRONOUS MOTOR 1FT7 | 7286.28
1FT7086-5WC74-1NH1 | SYNCHRONOUS MOTOR 1FT7 | 7611.89
1FT7102-5AB71-1DG0 | SYNCHRONOUS MOTOR 1FT7 | 5961.76
1FT7102-5AB71-1DG1 | SYNCHRONOUS MOTOR 1FT7 | 6065.88
1FT7086-5WF71-1BG0 | SYNCHRONOUS MOTOR 1FT7 | 6904.43
1FT7086-5WF71-1DA1 | SYNCHRONOUS MOTOR 1FT7 | 7095.33
1FT7046-5AH74-1MH0 | SYNCHRONOUS MOTOR 1FT7 | 5460.75
1FT7062-1AF70-1BH1 | SYNCHRONOUS MOTOR 1FT7 | 3698.8
1FT7067-7SH71-1CH1 | SYNCHRONOUS MOTOR 1FT7 | 7550.82
1FT7064-1AK70-1CH1 | SYNCHRONOUS MOTOR 1FT7 | 4852.74
1FT7067-7WH70-1FG0 | SYNCHRONOUS MOTOR 1FT7 | 6674.07
1FT7068-5AF70-1BD5 | SYNCHRONOUS MOTOR 1FT7 | 5544.88
1FT7062-1AF71-1FG1 | SYNCHRONOUS MOTOR 1FT7 | 3953.18
1FT7068-5AF70-1CD5 | SYNCHRONOUS MOTOR 1FT7 | 6373.24
1FT7042-5AK71-1CA0 | SYNCHRONOUS MOTOR 1FT7 | 4376.32
1FT7062-1AK71-1BH1 | SYNCHRONOUS MOTOR 1FT7 | 3698.8
1FT7068-5AF70-1FG1 | SYNCHRONOUS MOTOR 1FT7 | 6032.41
1FT7064-5AF70-1BK3 | SYNCHRONOUS MOTOR 1FT7 | 4683
1FT7064-5AF70-1CA0 | SYNCHRONOUS MOTOR 1FT7 | 5171.13
1FT7042-5AK71-1DA2 | SYNCHRONOUS MOTOR 1FT7 | 3825.07
1FT7068-5AF71-1BA1 | SYNCHRONOUS MOTOR 1FT7 | 5117.26
1FT7042-5AK71-1DL0 | SYNCHRONOUS MOTOR 1FT7 | 4546.88
1FT7042-5AK71-1FA1 | SYNCHRONOUS MOTOR 1FT7 | 4567.22
1FT7068-5AF71-1CG1 | SYNCHRONOUS MOTOR 1FT7 | 5945.62
1FT7042-5AK71-1CH5 | SYNCHRONOUS MOTOR 1FT7 | 5477.56
1FT7062-5AF70-1FG1 | SYNCHRONOUS MOTOR 1FT7 | 4902.46
1FT7062-5AF70-1CH0 | SYNCHRONOUS MOTOR 1FT7 | 5570.97
1FT7064-5AF70-1DG1 | SYNCHRONOUS MOTOR 1FT7 | 4533.69
1FT7064-5AF70-1DH5 | SYNCHRONOUS MOTOR 1FT7 | 5648.12
1FT7064-5AF70-1CB3 | SYNCHRONOUS MOTOR 1FT7 | 6198.16
1FT7062-5AF70-1BB1 | SYNCHRONOUS MOTOR 1FT7 | 4846.76
1FT7042-5AK71-1DE2 | SYNCHRONOUS MOTOR 1FT7 | 4737.2
1FT7062-5AF70-1CB1 | SYNCHRONOUS MOTOR 1FT7 | 5675.08
1FT7062-5AF70-1CG1 | SYNCHRONOUS MOTOR 1FT7 | 4815.66
1FT7068-5AF71-1CB4 | SYNCHRONOUS MOTOR 1FT7 | 6973.83
1FT7062-5AF70-1DB5 | SYNCHRONOUS MOTOR 1FT7 | 5188.52
1FT7062-5AF70-1DG0 | SYNCHRONOUS MOTOR 1FT7 | 3969.97
1FT7068-5AF71-1DA4 | SYNCHRONOUS MOTOR 1FT7 | 5372.86
1FT7068-5AF71-1DB1 | SYNCHRONOUS MOTOR 1FT7 | 6063.49
1FT7064-5AF70-1CK4 | SYNCHRONOUS MOTOR 1FT7 | 5616.67
1FT7068-5AF71-1FG1 | SYNCHRONOUS MOTOR 1FT7 | 6032.41
1FT7068-5AF71-1FK3 | SYNCHRONOUS MOTOR 1FT7 | 6268.51
1FT7062-5AF71-1CA2 | SYNCHRONOUS MOTOR 1FT7 | 4901.88
1FT7062-5AF71-1CK5 | SYNCHRONOUS MOTOR 1FT7 | 5243.27
1FT7044-1AF70-1BH1 | SYNCHRONOUS MOTOR 1FT7 | 3653.32
1FT7044-1AF70-1CH1 | SYNCHRONOUS MOTOR 1FT7 | 4481.65
1FT7068-5AF75-1MA0 | SYNCHRONOUS MOTOR 1FT7 | 5460.78
1FT7068-5WF71-1BG2 | SYNCHRONOUS MOTOR 1FT7 | 5897.8
1FT7062-5AF71-1DB1 | SYNCHRONOUS MOTOR 1FT7 | 4933.53
1FT7068-5WF71-1CH0 | SYNCHRONOUS MOTOR 1FT7 | 7395.22
1FT7082-1AF70-1FG1 | SYNCHRONOUS MOTOR 1FT7 | 4278.79
1FT7084-5AH70-1CG0 | SYNCHRONOUS MOTOR 1FT7 | 5985.13
1FT7082-1AF75-1NH1 | SYNCHRONOUS MOTOR 1FT7 | 3744.29
1FT7082-5AC70-1BA3 | SYNCHRONOUS MOTOR 1FT7 | 4510.4
1FT7082-5AC70-1CB2 | SYNCHRONOUS MOTOR 1FT7 | 6333.45
1FT7082-5AC70-1DA2 | SYNCHRONOUS MOTOR 1FT7 | 4619.89
1FT7082-5AC70-1DB3 | SYNCHRONOUS MOTOR 1FT7 | 5569.17
1FT7084-5AH71-1BD3 | SYNCHRONOUS MOTOR 1FT7 | 5497.02
1FT7064-5AF71-1BG2 | SYNCHRONOUS MOTOR 1FT7 | 4533.12
1FT7082-5AC70-1FB1 | SYNCHRONOUS MOTOR 1FT7 | 6334.05
1FT7084-5AF70-1DD3 | SYNCHRONOUS MOTOR 1FT7 | 5583.79
1FT7086-5WC71-1FG1 | SYNCHRONOUS MOTOR 1FT7 | 7923.69
1FT7086-5WF70-1DH2 | SYNCHRONOUS MOTOR 1FT7 | 8153.53
1FT7086-5AC71-1CE3 | SYNCHRONOUS MOTOR 1FT7 | 8347.96
1FT7102-5AB71-1DB0 | SYNCHRONOUS MOTOR 1FT7 | 7058.22
1FT7102-5AB71-1FB2 | SYNCHRONOUS MOTOR 1FT7 | 8076.91
1FT7086-5AC71-1DE5 | SYNCHRONOUS MOTOR 1FT7 | 7797.94
1FT7086-5AC71-1DG1 | SYNCHRONOUS MOTOR 1FT7 | 6401.05
1FT7086-5WF71-1BH2 | SYNCHRONOUS MOTOR 1FT7 | 8066.78
1FT7102-5AB71-1FH1 | SYNCHRONOUS MOTOR 1FT7 | 7990.7
1FT7086-5WF71-1FG2 | SYNCHRONOUS MOTOR 1FT7 | 8009.88
1FT7102-5AB71-1CH2 | SYNCHRONOUS MOTOR 1FT7 | 7990.1
1FT7068-5AF71-1CG0 | SYNCHRONOUS MOTOR 1FT7 | 5841.48
1FT7062-5AF70-1DG2 | SYNCHRONOUS MOTOR 1FT7 | 4160.3
1FT7062-5AF70-1CH1 | SYNCHRONOUS MOTOR 1FT7 | 5675.08
1FT7064-5AF70-1DB0 | SYNCHRONOUS MOTOR 1FT7 | 5289.01
1FT7064-5AF70-1DH1 | SYNCHRONOUS MOTOR 1FT7 | 5393.12
1FT7064-5AF70-1CG0 | SYNCHRONOUS MOTOR 1FT7 | 5171.13
1FT7062-5AF70-1CA0 | SYNCHRONOUS MOTOR 1FT7 | 4711.53
1FT7042-5AK71-1DG0 | SYNCHRONOUS MOTOR 1FT7 | 3634.77
1FT7062-5AF70-1CB3 | SYNCHRONOUS MOTOR 1FT7 | 5738.55
1FT7068-5AF71-1CB1 | SYNCHRONOUS MOTOR 1FT7 | 6805.05
1FT7062-5AF70-1DB0 | SYNCHRONOUS MOTOR 1FT7 | 4829.4
1FT7062-5AF70-1DH3 | SYNCHRONOUS MOTOR 1FT7 | 4996.99
1FT7042-5AK71-1CH1 | SYNCHRONOUS MOTOR 1FT7 | 5222.56
1FT7068-5AF71-1CL5 | SYNCHRONOUS MOTOR 1FT7 | 7230.02
1FT7068-5AF71-1DB0 | SYNCHRONOUS MOTOR 1FT7 | 5959.35
1FT7068-5AF71-1DB2 | SYNCHRONOUS MOTOR 1FT7 | 6149.68
1FT7064-5AF70-1DB1 | SYNCHRONOUS MOTOR 1FT7 | 5393.12
1FT7068-5AF71-1FG0 | SYNCHRONOUS MOTOR 1FT7 | 5928.3
1FT7062-5AF71-1BA0 | SYNCHRONOUS MOTOR 1FT7 | 3883.2
1FT7062-5AF71-1BA1 | SYNCHRONOUS MOTOR 1FT7 | 3987.33
1FT7068-5AF71-1CH5 | SYNCHRONOUS MOTOR 1FT7 | 7060.03
1FT7062-5AF71-1BH0 | SYNCHRONOUS MOTOR 1FT7 | 4742.64
1FT7064-5AF71-1BD0 | SYNCHRONOUS MOTOR 1FT7 | 4515.43
1FT7062-5AF71-1CG1 | SYNCHRONOUS MOTOR 1FT7 | 4815.66
1FT7044-1AF70-1BG1 | SYNCHRONOUS MOTOR 1FT7 | 3085.94
1FT7068-5AF74-1MG0 | SYNCHRONOUS MOTOR 1FT7 | 5460.78
1FT7062-5AF71-1CL4 | SYNCHRONOUS MOTOR 1FT7 | 6013.89
1FT7062-5AF71-1DD0 | SYNCHRONOUS MOTOR 1FT7 | 4142.61
1FT7068-5WF71-1CH1 | SYNCHRONOUS MOTOR 1FT7 | 7499.36
1FT7082-1AF70-1BH1 | SYNCHRONOUS MOTOR 1FT7 | 4112.96
1FT7082-1AF70-1DH1 | SYNCHRONOUS MOTOR 1FT7 | 4199.75
1FT7082-1AF71-1BH1 | SYNCHRONOUS MOTOR 1FT7 | 4112.96
1FT7084-5AH70-1DA2 | SYNCHRONOUS MOTOR 1FT7 | 5433.91
1FT7082-5AC70-1BA0 | SYNCHRONOUS MOTOR 1FT7 | 4342.79
1FT7082-5AC70-1BD4 | SYNCHRONOUS MOTOR 1FT7 | 4788.35
1FT7082-5AF70-1FA1 | SYNCHRONOUS MOTOR 1FT7 | 5362.05
1FT7082-5AC70-1DA1 | SYNCHRONOUS MOTOR 1FT7 | 4533.69
1FT7084-5AH71-1BA1 | SYNCHRONOUS MOTOR 1FT7 | 5260.92
1FT7082-5AC70-1FG1 | SYNCHRONOUS MOTOR 1FT7 | 5362.05
1FT7084-5AF70-1DB2 | SYNCHRONOUS MOTOR 1FT7 | 6405.91
1FT7084-5AF70-1DG1 | SYNCHRONOUS MOTOR 1FT7 | 5347.69
1FT7086-5AC71-1CD3 | SYNCHRONOUS MOTOR 1FT7 | 7378.69
1FT7086-5AC71-1CG1 | SYNCHRONOUS MOTOR 1FT7 | 7142.6
1FT7102-5AB71-1DA5 | SYNCHRONOUS MOTOR 1FT7 | 6320.86
1FT7102-5AB71-1DB1 | SYNCHRONOUS MOTOR 1FT7 | 7162.36
1FT7086-5AC71-1CL5 | SYNCHRONOUS MOTOR 1FT7 | 8539.48
1FT7086-5AC71-1DG0 | SYNCHRONOUS MOTOR 1FT7 | 6296.94
1FT7086-5AC71-1DH0 | SYNCHRONOUS MOTOR 1FT7 | 7268.94
1FT7086-5WF71-1DH2 | SYNCHRONOUS MOTOR 1FT7 | 8153.53
1FT7084-5AF70-1CH0 | SYNCHRONOUS MOTOR 1FT7 | 6957.15
1FT7086-5WF71-1KH2 | SYNCHRONOUS MOTOR 1FT7 | 8391.76
1FT7086-5WF71-1LH2 | SYNCHRONOUS MOTOR 1FT7 | 9220.1
1FT7086-5WH70-1CL3 | SYNCHRONOUS MOTOR 1FT7 | 9042.26
1FT7084-5AF71-1BD3 | SYNCHRONOUS MOTOR 1FT7 | 5497.02
1FT7084-5AF71-1CB1 | SYNCHRONOUS MOTOR 1FT7 | 7061.26
1FT7102-5AC70-1BA1 | SYNCHRONOUS MOTOR 1FT7 | 5979.11
1FT7087-7SF70-1BA0 | SYNCHRONOUS MOTOR 1FT7 | 7766.27
1FT7102-5AC70-1CA0 | SYNCHRONOUS MOTOR 1FT7 | 6703.32
1FT7087-7SF70-1CG0 | SYNCHRONOUS MOTOR 1FT7 | 8594.6
1FT7084-5AF71-1DB4 | SYNCHRONOUS MOTOR 1FT7 | 6488.5
1FT7084-5AF71-1DD3 | SYNCHRONOUS MOTOR 1FT7 | 5583.79
1FT7084-5AF71-1DG5 | SYNCHRONOUS MOTOR 1FT7 | 5602.7
1FT7087-7SF71-1BA0 | SYNCHRONOUS MOTOR 1FT7 | 7766.27
1FT7084-5AF71-1DL5 | SYNCHRONOUS MOTOR 1FT7 | 6744.6
1FT7102-5AC70-1FA3 | SYNCHRONOUS MOTOR 1FT7 | 6957.69
1FT7084-5AF71-1FG1 | SYNCHRONOUS MOTOR 1FT7 | 6176.07
1FT7062-5AF70-1CB2 | SYNCHRONOUS MOTOR 1FT7 | 5761.27
1FT7042-5AK71-1DK2 | SYNCHRONOUS MOTOR 1FT7 | 3997.7
1FT7042-5AK71-1FH2 | SYNCHRONOUS MOTOR 1FT7 | 5395.55
1FT7042-5AK71-1FK1 | SYNCHRONOUS MOTOR 1FT7 | 4739.86
1FT7062-5AF70-1CG2 | SYNCHRONOUS MOTOR 1FT7 | 4901.88
1FT7068-5AF71-1DE4 | SYNCHRONOUS MOTOR 1FT7 | 6402.3
1FT7068-5AF71-1DG0 | SYNCHRONOUS MOTOR 1FT7 | 5099.94
1FT7064-5AF70-1CG3 | SYNCHRONOUS MOTOR 1FT7 | 5338.73
1FT7064-5AF70-1DA5 | SYNCHRONOUS MOTOR 1FT7 | 4788.69
1FT7062-5AF70-1BH5 | SYNCHRONOUS MOTOR 1FT7 | 5101.74
1FT7042-5AK71-1DB0 | SYNCHRONOUS MOTOR 1FT7 | 4376.89
1FT7062-5AF70-1DA3 | SYNCHRONOUS MOTOR 1FT7 | 4137.58
1FT7068-5AF71-1BH0 | SYNCHRONOUS MOTOR 1FT7 | 5872.58
1FT7068-5AF71-1CB0 | SYNCHRONOUS MOTOR 1FT7 | 6700.91
1FT7042-5AK71-1DH1 | SYNCHRONOUS MOTOR 1FT7 | 4481
1FT7042-5AK71-1FG3 | SYNCHRONOUS MOTOR 1FT7 | 4630.7
1FT7062-5AF70-1FA2 | SYNCHRONOUS MOTOR 1FT7 | 4988.66
1FT7062-5AF70-1FB0 | SYNCHRONOUS MOTOR 1FT7 | 5657.76
1FT7042-5AK71-1CH2 | SYNCHRONOUS MOTOR 1FT7 | 5308.76
1FT7042-5AK71-1KK5 | SYNCHRONOUS MOTOR 1FT7 | 4404.7
1FT7064-5AF70-1FL1 | SYNCHRONOUS MOTOR 1FT7 | 6391.47
1FT7062-5AF71-1CA3 | SYNCHRONOUS MOTOR 1FT7 | 4879.12
1FT7062-5AF71-1CB1 | SYNCHRONOUS MOTOR 1FT7 | 5675.08
1FT7062-5AF71-1CG0 | SYNCHRONOUS MOTOR 1FT7 | 4711.53
1FT7068-5AF75-1NB0 | SYNCHRONOUS MOTOR 1FT7 | 5503.92
1FT7044-1AF71-1CG1 | SYNCHRONOUS MOTOR 1FT7 | 3914.27
1FT7068-5WF70-1CG1 | SYNCHRONOUS MOTOR 1FT7 | 6639.94
1FT7084-5AF74-1NG1 | SYNCHRONOUS MOTOR 1FT7 | 4892.27
1FT7068-5WF75-1NH1 | SYNCHRONOUS MOTOR 1FT7 | 6302.35
1FT7082-1AF71-1CG1 | SYNCHRONOUS MOTOR 1FT7 | 4191.99
1FT7082-1AF71-1FG1 | SYNCHRONOUS MOTOR 1FT7 | 4278.79
1FT7082-5AC70-1DB0 | SYNCHRONOUS MOTOR 1FT7 | 5401.58
1FT7084-5AH70-1DH5 | SYNCHRONOUS MOTOR 1FT7 | 6574.7
1FT7064-5AF71-1BK2 | SYNCHRONOUS MOTOR 1FT7 | 4705.76
1FT7064-5AF71-1BK4 | SYNCHRONOUS MOTOR 1FT7 | 4788.35
1FT7084-5AF70-1DA2 | SYNCHRONOUS MOTOR 1FT7 | 5433.91
1FT7084-5AF70-1DH1 | SYNCHRONOUS MOTOR 1FT7 | 6319.72
1FT7102-5AB71-1CE0 | SYNCHRONOUS MOTOR 1FT7 | 7972.13
1FT7086-5AC71-1DA4 | SYNCHRONOUS MOTOR 1FT7 | 6569.83
1FT7086-5AC71-1DD3 | SYNCHRONOUS MOTOR 1FT7 | 6637.15
1FT7086-5AC71-1DD5 | SYNCHRONOUS MOTOR 1FT7 | 6828.66
1FT7086-5AC71-1DE1 | SYNCHRONOUS MOTOR 1FT7 | 7542.93
1FT7084-5AF70-1CH2 | SYNCHRONOUS MOTOR 1FT7 | 7147.48
1FT7102-5AB71-1FH3 | SYNCHRONOUS MOTOR 1FT7 | 8054.15
1FT7102-5AB71-1CH1 | SYNCHRONOUS MOTOR 1FT7 | 7903.88
1FT7086-5WF71-1FH1 | SYNCHRONOUS MOTOR 1FT7 | 8895.69
1FT7086-5WF74-1NH1 | SYNCHRONOUS MOTOR 1FT7 | 7611.89
1FT7086-5WH71-1FB0 | SYNCHRONOUS MOTOR 1FT7 | 8791.58
1FT7086-5WH71-1FG2 | SYNCHRONOUS MOTOR 1FT7 | 8009.88
1FT7084-5AF71-1CA1 | SYNCHRONOUS MOTOR 1FT7 | 6089.25
1FT7087-7SF70-1CG4 | SYNCHRONOUS MOTOR 1FT7 | 8867.52
1FT7084-5AF71-1FA0 | SYNCHRONOUS MOTOR 1FT7 | 6071.92
1FT7102-5AC70-1DH0 | SYNCHRONOUS MOTOR 1FT7 | 7058.22
1FT7102-5AC70-1FA0 | SYNCHRONOUS MOTOR 1FT7 | 6790.11
1FT7102-5AC70-1FA1 | SYNCHRONOUS MOTOR 1FT7 | 6894.22
1FT7084-5AF71-1FH5 | SYNCHRONOUS MOTOR 1FT7 | 7403.05
1FT7086-5AF70-1BD0 | SYNCHRONOUS MOTOR 1FT7 | 6382.77
1FT7087-7SF71-1CB3 | SYNCHRONOUS MOTOR 1FT7 | 9734.19
1FT7105-5AB71-1CA2 | SYNCHRONOUS MOTOR 1FT7 | 8545.51
1FT7105-5AB71-1CB0 | SYNCHRONOUS MOTOR 1FT7 | 9451.66
1FT7105-5AB71-1CE4 | SYNCHRONOUS MOTOR 1FT7 | 9896.94
1FT7086-5AH70-1FH2 | SYNCHRONOUS MOTOR 1FT7 | 8287.59
1FT7086-5AH70-1CH0 | SYNCHRONOUS MOTOR 1FT7 | 8010.49
1FT7086-5AH70-1CH2 | SYNCHRONOUS MOTOR 1FT7 | 8200.81
1FT7065-7SF74-1NA0 | SYNCHRONOUS MOTOR 1FT7 | 5058.84
1FT7084-5AC70-1BB0 | SYNCHRONOUS MOTOR 1FT7 | 6128.82
1FT7084-5AF70-1FG2 | SYNCHRONOUS MOTOR 1FT7 | 6262.25
1FT7084-5AF70-1FH2 | SYNCHRONOUS MOTOR 1FT7 | 7234.27
1FT7102-5AB71-1FH0 | SYNCHRONOUS MOTOR 1FT7 | 7886.57
1FT7086-5AC71-1FG0 | SYNCHRONOUS MOTOR 1FT7 | 7125.28
1FT7086-5AC71-1FH0 | SYNCHRONOUS MOTOR 1FT7 | 8097.28
1FT7086-5WH70-1CH0 | SYNCHRONOUS MOTOR 1FT7 | 8704.77
1FT7086-5WH71-1BK5 | SYNCHRONOUS MOTOR 1FT7 | 7436.16
1FT7084-5AF71-1CG0 | SYNCHRONOUS MOTOR 1FT7 | 5985.13
1FT7102-5AC70-1CG0 | SYNCHRONOUS MOTOR 1FT7 | 6703.32
1FT7102-5AC70-1DB1 | SYNCHRONOUS MOTOR 1FT7 | 7162.36
1FT7084-5AF71-1FA3 | SYNCHRONOUS MOTOR 1FT7 | 6239.52
1FT7105-5AB71-1DA0 | SYNCHRONOUS MOTOR 1FT7 | 7613.64
1FT7105-5AB71-1DA2 | SYNCHRONOUS MOTOR 1FT7 | 7803.95
1FT7084-5WH70-1DG1 | SYNCHRONOUS MOTOR 1FT7 | 6041.99
1FT7065-7SF70-1CH1 | SYNCHRONOUS MOTOR 1FT7 | 7219.38
1FT7084-1AH71-1FH1 | SYNCHRONOUS MOTOR 1FT7 | 5617.03
1FT7084-1AH71-1CH1 | SYNCHRONOUS MOTOR 1FT7 | 5530.21
1FT7086-5AH71-1BA2 | SYNCHRONOUS MOTOR 1FT7 | 6400.48
1FT7084-5WH71-1DA1 | SYNCHRONOUS MOTOR 1FT7 | 6041.99
1FT7084-5WH71-1DG1 | SYNCHRONOUS MOTOR 1FT7 | 6041.99
1FT7084-5AC70-1BH0 | SYNCHRONOUS MOTOR 1FT7 | 6128.82
1FT7084-5AC70-1CG0 | SYNCHRONOUS MOTOR 1FT7 | 5985.13
1FT7084-5AC70-1DG0 | SYNCHRONOUS MOTOR 1FT7 | 5243.58
1FT7065-7WF70-1BG0 | SYNCHRONOUS MOTOR 1FT7 | 5427.49
1FT7065-7WF70-1DA3 | SYNCHRONOUS MOTOR 1FT7 | 5681.87
1FT7065-7WF70-1DG1 | SYNCHRONOUS MOTOR 1FT7 | 5618.41
1FT7087-7SH70-3BG0 | SYNCHRONOUS MOTOR 1FT7 | 7766.27
1FT7085-7SF70-1BB0 | SYNCHRONOUS MOTOR 1FT7 | 7872.72
1FT7086-5AH71-1DB0 | SYNCHRONOUS MOTOR 1FT7 | 7268.94
1FT7085-7SF74-1NH0 | SYNCHRONOUS MOTOR 1FT7 | 7504.06
1FT7085-7SF75-1NG0 | SYNCHRONOUS MOTOR 1FT7 | 6532.06
1FT7087-7SH70-3CA0 | SYNCHRONOUS MOTOR 1FT7 | 8594.6
1FT7084-5AC71-1BH1 | SYNCHRONOUS MOTOR 1FT7 | 6232.94
1FT7084-5AC71-1CA1 | SYNCHRONOUS MOTOR 1FT7 | 6089.25
1FT7085-7SH71-1BA1 | SYNCHRONOUS MOTOR 1FT7 | 7004.83
1FT7087-7SH71-4CG3 | SYNCHRONOUS MOTOR 1FT7 | 8762.18
1FT7087-7WF70-2DG0 | SYNCHRONOUS MOTOR 1FT7 | 7853.04
1FT7087-7WF70-3CB5 | SYNCHRONOUS MOTOR 1FT7 | 9925.72
1FT7087-7WF70-3CK5 | SYNCHRONOUS MOTOR 1FT7 | 9126.33
1FT7085-7WH70-4CG3 | SYNCHRONOUS MOTOR 1FT7 | 7896.66
1FT7086-1AF70-1DG1 | SYNCHRONOUS MOTOR 1FT7 | 4836.58
1FT7086-1AF70-1DH1 | SYNCHRONOUS MOTOR 1FT7 | 5585.9
1FT7087-7WH71-1CA0 | SYNCHRONOUS MOTOR 1FT7 | 8594.6
1FT7086-5SF70-1BB3 | SYNCHRONOUS MOTOR 1FT7 | 8044.02
1FT7086-5SF70-1BG1 | SYNCHRONOUS MOTOR 1FT7 | 7008.54
1FT7086-5SF70-1BL3 | SYNCHRONOUS MOTOR 1FT7 | 8213.93
1FT7084-5AC71-1DL0 | SYNCHRONOUS MOTOR 1FT7 | 6385.49
1FT7087-7WH71-1CH1 | SYNCHRONOUS MOTOR 1FT7 | 9670.74
1FT7087-7WH71-3BG2 | SYNCHRONOUS MOTOR 1FT7 | 7956.59
1FT7086-1AH70-1FG1 | SYNCHRONOUS MOTOR 1FT7 | 5664.92
1FT7086-1AH70-1FH1 | SYNCHRONOUS MOTOR 1FT7 | 6414.26
1FT7086-5AC70-1CG1 | SYNCHRONOUS MOTOR 1FT7 | 7142.6
1FT7086-5AC70-1CG2 | SYNCHRONOUS MOTOR 1FT7 | 7228.81
1FT7086-5AC70-1DA4 | SYNCHRONOUS MOTOR 1FT7 | 6569.83
1FT7102-5AB70-1BG3 | SYNCHRONOUS MOTOR 1FT7 | 6042.57
1FT7102-5AB70-1CG3 | SYNCHRONOUS MOTOR 1FT7 | 6870.9
1FT7102-5AB70-1CK0 | SYNCHRONOUS MOTOR 1FT7 | 6875.95
1FT7102-5AB70-1FG4 | SYNCHRONOUS MOTOR 1FT7 | 7063.03
1FT7102-5AB70-1FH0 | SYNCHRONOUS MOTOR 1FT7 | 7886.57
1FT7086-5AC70-1FH2 | SYNCHRONOUS MOTOR 1FT7 | 8287.59
1FT7086-5AC70-1FH4 | SYNCHRONOUS MOTOR 1FT7 | 8370.2
1FT7086-5AC70-1CH4 | SYNCHRONOUS MOTOR 1FT7 | 8283.4
1FT7084-5AF70-1BH1 | SYNCHRONOUS MOTOR 1FT7 | 6232.94
1FT7086-5AC71-1BE2 | SYNCHRONOUS MOTOR 1FT7 | 7542.36
1FT7086-5AC71-1BG3 | SYNCHRONOUS MOTOR 1FT7 | 6377.73
1FT7102-5AB71-1BD1 | SYNCHRONOUS MOTOR 1FT7 | 6151.74
1FT7086-5AC71-1DH1 | SYNCHRONOUS MOTOR 1FT7 | 7373.05
1FT7086-5WH70-1BA0 | SYNCHRONOUS MOTOR 1FT7 | 6904.43
1FT7084-5AF71-1BH1 | SYNCHRONOUS MOTOR 1FT7 | 6232.94
1FT7086-5WH71-1FL3 | SYNCHRONOUS MOTOR 1FT7 | 9129.05
1FT7102-5AC70-1BH0 | SYNCHRONOUS MOTOR 1FT7 | 6971.44
1FT7087-7SF70-1CG1 | SYNCHRONOUS MOTOR 1FT7 | 8698.71
1FT7102-5AC70-1DG3 | SYNCHRONOUS MOTOR 1FT7 | 6129.34
1FT7084-5AF71-1DD1 | SYNCHRONOUS MOTOR 1FT7 | 5520.33
1FT7084-5AF71-1DL2 | SYNCHRONOUS MOTOR 1FT7 | 6575.81
1FT7087-7SF71-1BA3 | SYNCHRONOUS MOTOR 1FT7 | 7933.85
1FT7102-5AC70-1FG4 | SYNCHRONOUS MOTOR 1FT7 | 7063.03
1FT7086-5AF70-1BA3 | SYNCHRONOUS MOTOR 1FT7 | 6377.73
1FT7084-5AF71-1FB0 | SYNCHRONOUS MOTOR 1FT7 | 7043.94
1FT7084-5AF71-1FG5 | SYNCHRONOUS MOTOR 1FT7 | 6431.05
1FT7105-5AB71-1CG1 | SYNCHRONOUS MOTOR 1FT7 | 8459.32
1FT7105-5AB71-1CG2 | SYNCHRONOUS MOTOR 1FT7 | 8545.51
1FT7084-5WH70-1FH3 | SYNCHRONOUS MOTOR 1FT7 | 7905.81
1FT7084-5WH71-1BB0 | SYNCHRONOUS MOTOR 1FT7 | 6823.09
1FT7084-5WH71-1BK1 | SYNCHRONOUS MOTOR 1FT7 | 6127.82
1FT7065-7SF70-1CB0 | SYNCHRONOUS MOTOR 1FT7 | 7115.25
1FT7086-5AH71-1BD0 | SYNCHRONOUS MOTOR 1FT7 | 6382.77
1FT7084-5AC70-1BA1 | SYNCHRONOUS MOTOR 1FT7 | 5260.92
1FT7084-5AC70-1CG3 | SYNCHRONOUS MOTOR 1FT7 | 6152.73
1FT7084-5AC70-1DB1 | SYNCHRONOUS MOTOR 1FT7 | 6319.72
1FT7084-5WH74-1NG4 | SYNCHRONOUS MOTOR 1FT7 | 5755.32
1FT7065-7WF71-1DH3 | SYNCHRONOUS MOTOR 1FT7 | 6541.29
1FT7084-5AC70-1FG0 | SYNCHRONOUS MOTOR 1FT7 | 6071.92
1FT7087-7SH70-1CH0 | SYNCHRONOUS MOTOR 1FT7 | 9566.6
1FT7086-5AH71-1FA0 | SYNCHRONOUS MOTOR 1FT7 | 7125.28
1FT7086-5AH71-1FB1 | SYNCHRONOUS MOTOR 1FT7 | 8201.39
1FT7085-7SF71-1CB0 | SYNCHRONOUS MOTOR 1FT7 | 8701.08
1FT7084-5AC71-1BA2 | SYNCHRONOUS MOTOR 1FT7 | 5347.12
1FT7084-5AC71-1BH0 | SYNCHRONOUS MOTOR 1FT7 | 6128.82
1FT7085-7SH71-1CG0 | SYNCHRONOUS MOTOR 1FT7 | 7729.05
1FT7086-5SC70-1BA0 | SYNCHRONOUS MOTOR 1FT7 | 6904.43
1FT7086-5SC70-1CG0 | SYNCHRONOUS MOTOR 1FT7 | 7732.76
1FT7085-7WH70-1DA1 | SYNCHRONOUS MOTOR 1FT7 | 7091.62
1FT7086-5SC71-1BA4 | SYNCHRONOUS MOTOR 1FT7 | 7177.35
1FT7086-5SC71-1CH1 | SYNCHRONOUS MOTOR 1FT7 | 8808.9
1FT7086-1AF71-1BG1 | SYNCHRONOUS MOTOR 1FT7 | 4749.81
1FT7086-1AF71-1CH1 | SYNCHRONOUS MOTOR 1FT7 | 6327.47
1FT7087-7WH70-4CB0 | SYNCHRONOUS MOTOR 1FT7 | 9566.6
1FT7086-5SF70-1CA0 | SYNCHRONOUS MOTOR 1FT7 | 7732.76
1FT7084-5AC71-1DG3 | SYNCHRONOUS MOTOR 1FT7 | 5411.17
1FT7084-5AC71-1DK2 | SYNCHRONOUS MOTOR 1FT7 | 5606.55
1FT7102-1AC70-1CH1 | SYNCHRONOUS MOTOR 1FT7 | 6188.66
1FT7086-5SF71-1BB0 | SYNCHRONOUS MOTOR 1FT7 | 7876.45
1FT7102-1AC71-1CG1 | SYNCHRONOUS MOTOR 1FT7 | 5314.82
1FT7086-5AC70-1DB4 | SYNCHRONOUS MOTOR 1FT7 | 7541.86
1FT7086-5SH70-1BG0 | SYNCHRONOUS MOTOR 1FT7 | 6904.43
1FT7086-5SH70-1CB1 | SYNCHRONOUS MOTOR 1FT7 | 8808.9
1FT7102-5AB70-1DA0 | SYNCHRONOUS MOTOR 1FT7 | 5961.76
1FT7102-5AB70-1DG1 | SYNCHRONOUS MOTOR 1FT7 | 6065.88
1FT7086-5AC70-1FG4 | SYNCHRONOUS MOTOR 1FT7 | 7398.18
1FT7102-5AB70-1FD0 | SYNCHRONOUS MOTOR 1FT7 | 6962.74
1FT7086-5AC70-1CH1 | SYNCHRONOUS MOTOR 1FT7 | 8114.6
1FT7102-5AB70-1FK0 | SYNCHRONOUS MOTOR 1FT7 | 6962.74
1FT7102-5AB71-1BA3 | SYNCHRONOUS MOTOR 1FT7 | 6042.57
1FT7102-5AB71-1BB0 | SYNCHRONOUS MOTOR 1FT7 | 6971.44
1FT7084-5AF70-1BG1 | SYNCHRONOUS MOTOR 1FT7 | 5260.92
1FT7102-5AB71-1BG0 | SYNCHRONOUS MOTOR 1FT7 | 5874.98
1FT7084-5AF70-1DB3 | SYNCHRONOUS MOTOR 1FT7 | 6383.19
1FT7086-5AC71-1CB0 | SYNCHRONOUS MOTOR 1FT7 | 8010.49
1FT7086-5WF70-1DG2 | SYNCHRONOUS MOTOR 1FT7 | 7181.53
1FT7102-5AB71-1BG2 | SYNCHRONOUS MOTOR 1FT7 | 6065.31
1FT7086-5WF71-1BG2 | SYNCHRONOUS MOTOR 1FT7 | 7094.75
1FT7084-5AF71-1FH1 | SYNCHRONOUS MOTOR 1FT7 | 7148.07
1FT7087-7SF71-1CL4 | SYNCHRONOUS MOTOR 1FT7 | 10009.43
1FT7084-5AF71-1LG0 | SYNCHRONOUS MOTOR 1FT7 | 6310.14
1FT7105-5AB71-1CA1 | SYNCHRONOUS MOTOR 1FT7 | 8459.32
1FT7105-5AB71-1CK0 | SYNCHRONOUS MOTOR 1FT7 | 8527.81
1FT7084-5WH71-1BA0 | SYNCHRONOUS MOTOR 1FT7 | 5851.09
1FT7086-5AH70-1DK3 | SYNCHRONOUS MOTOR 1FT7 | 6637.15
1FT7084-1AH71-1FG1 | SYNCHRONOUS MOTOR 1FT7 | 4867.71
1FT7084-5WH71-1CL3 | SYNCHRONOUS MOTOR 1FT7 | 7988.9
1FT7084-1AH74-1NG1 | SYNCHRONOUS MOTOR 1FT7 | 3583.91
1FT7065-7SF71-1CG0 | SYNCHRONOUS MOTOR 1FT7 | 6255.82
1FT7086-5AH71-1CA2 | SYNCHRONOUS MOTOR 1FT7 | 7228.81
1FT7084-5WH71-1FA2 | SYNCHRONOUS MOTOR 1FT7 | 6956.53
1FT7084-5AC70-1DB3 | SYNCHRONOUS MOTOR 1FT7 | 6383.19
1FT7085-7SF70-1BA0 | SYNCHRONOUS MOTOR 1FT7 | 6900.72
1FT7065-7WF71-1DK4 | SYNCHRONOUS MOTOR 1FT7 | 5959.82
1FT7084-5AC70-1DK0 | SYNCHRONOUS MOTOR 1FT7 | 5416.21
1FT7084-5AC70-1FH0 | SYNCHRONOUS MOTOR 1FT7 | 7043.94
1FT7086-5AH71-1FA1 | SYNCHRONOUS MOTOR 1FT7 | 7229.39
1FT7085-7SH70-1BA1 | SYNCHRONOUS MOTOR 1FT7 | 7004.83
1FT7086-5AH71-1CH5 | SYNCHRONOUS MOTOR 1FT7 | 8369.6
1FT7087-7SH71-3CH1 | SYNCHRONOUS MOTOR 1FT7 | 9670.74
1FT7085-7WF71-1BH4 | SYNCHRONOUS MOTOR 1FT7 | 8145.64
1FT7086-5SC70-1BG1 | SYNCHRONOUS MOTOR 1FT7 | 7008.54
1FT7085-7WF71-1CH0 | SYNCHRONOUS MOTOR 1FT7 | 8701.08
1FT7086-5SC71-1CA0 | SYNCHRONOUS MOTOR 1FT7 | 7732.76
1FT7086-5SF70-1CH1 | SYNCHRONOUS MOTOR 1FT7 | 8808.9
1FT7084-5AC71-1DH2 | SYNCHRONOUS MOTOR 1FT7 | 6405.91
1FT7087-7WH75-3NH0 | SYNCHRONOUS MOTOR 1FT7 | 8369.62
1FT7086-5SF71-1BB4 | SYNCHRONOUS MOTOR 1FT7 | 8149.37
1FT7102-1AC71-1DG1 | SYNCHRONOUS MOTOR 1FT7 | 4573.25
1FT7086-5AC70-1DB3 | SYNCHRONOUS MOTOR 1FT7 | 7436.51
1FT7084-5AC71-1CH5 | SYNCHRONOUS MOTOR 1FT7 | 7316.26
1FT7086-5SH70-1BH0 | SYNCHRONOUS MOTOR 1FT7 | 7876.45
1FT7102-5AB70-1DE0 | SYNCHRONOUS MOTOR 1FT7 | 7230.59
1FT7086-5SH71-1BG0 | SYNCHRONOUS MOTOR 1FT7 | 6904.43
1FT7102-5AB70-1FB1 | SYNCHRONOUS MOTOR 1FT7 | 7990.7
1FT7086-5AC70-1FH0 | SYNCHRONOUS MOTOR 1FT7 | 8097.28
1FT7102-5AB70-1FG1 | SYNCHRONOUS MOTOR 1FT7 | 6894.22
1FT7086-5AC70-1FK1 | SYNCHRONOUS MOTOR 1FT7 | 7402.03
1FT7086-5SH71-1CH1 | SYNCHRONOUS MOTOR 1FT7 | 8808.9
1FT7086-5WC70-1BH0 | SYNCHRONOUS MOTOR 1FT7 | 7876.45
1FT7086-5WC70-1CH1 | SYNCHRONOUS MOTOR 1FT7 | 8808.9
1FT7084-5AF70-1DG2 | SYNCHRONOUS MOTOR 1FT7 | 5433.91
1FT7086-5AC71-1BK1 | SYNCHRONOUS MOTOR 1FT7 | 6486.88
1FT7086-5AC71-1CA2 | SYNCHRONOUS MOTOR 1FT7 | 7228.81
1FT7086-5WC75-1NH1 | SYNCHRONOUS MOTOR 1FT7 | 7611.89
1FT7084-5AF70-1FA0 | SYNCHRONOUS MOTOR 1FT7 | 6071.92
1FT7102-5AB71-1CK2 | SYNCHRONOUS MOTOR 1FT7 | 7066.25
1FT7086-5WF71-0BL0 | SYNCHRONOUS MOTOR 1FT7 | 8046.32
1FT7086-5WF71-1DH1 | SYNCHRONOUS MOTOR 1FT7 | 8067.34
1FT7102-5AB71-1FG2 | SYNCHRONOUS MOTOR 1FT7 | 6980.42
1FT7084-5AF70-1CH1 | SYNCHRONOUS MOTOR 1FT7 | 7061.26
1FT7086-5AC71-1DL1 | SYNCHRONOUS MOTOR 1FT7 | 7542.93
1FT7084-5AF71-1BA2 | SYNCHRONOUS MOTOR 1FT7 | 5347.12
1FT7086-5AC71-1CH2 | SYNCHRONOUS MOTOR 1FT7 | 8200.81
1FT7086-5WH71-1CG1 | SYNCHRONOUS MOTOR 1FT7 | 7836.87
1FT7086-5WH71-1DG2 | SYNCHRONOUS MOTOR 1FT7 | 7181.53
1FT7086-5AC71-1LH1 | SYNCHRONOUS MOTOR 1FT7 | 8439.61
1FT7087-7SF70-1BG1 | SYNCHRONOUS MOTOR 1FT7 | 7870.38
1FT7102-5AC70-1CB1 | SYNCHRONOUS MOTOR 1FT7 | 7903.88
1FT7105-5AC70-1CA5 | SYNCHRONOUS MOTOR 1FT7 | 8714.3
1FT7105-5SF71-3BB1 | SYNCHRONOUS MOTOR 1FT7 | 9421.74
1FT7108-5AF71-1CG3 | SYNCHRONOUS MOTOR 1FT7 | 10701.33
1FT7105-5AC70-1CG2 | SYNCHRONOUS MOTOR 1FT7 | 8545.51
1FT7108-5AF71-1FA3 | SYNCHRONOUS MOTOR 1FT7 | 10788.15
1FT7084-5AC70-1BG0 | SYNCHRONOUS MOTOR 1FT7 | 5156.81
1FT7065-7SH70-1BG0 | SYNCHRONOUS MOTOR 1FT7 | 5427.49
1FT7065-7SH70-1CH0 | SYNCHRONOUS MOTOR 1FT7 | 7115.25
1FT7084-5WH71-1FL3 | SYNCHRONOUS MOTOR 1FT7 | 8075.69
1FT7084-5WH71-1CH1 | SYNCHRONOUS MOTOR 1FT7 | 7755.54
1FT7084-5AC70-1DA1 | SYNCHRONOUS MOTOR 1FT7 | 5347.69
1FT7084-5AC70-1DA3 | SYNCHRONOUS MOTOR 1FT7 | 5411.17
1FT7084-5AC70-1DG3 | SYNCHRONOUS MOTOR 1FT7 | 5411.17
1FT7086-5AH71-1DA0 | SYNCHRONOUS MOTOR 1FT7 | 6296.94
1FT7086-5AH71-1DA2 | SYNCHRONOUS MOTOR 1FT7 | 6487.24
1FT7084-5AC70-1DH0 | SYNCHRONOUS MOTOR 1FT7 | 6215.58
1FT7085-7SF71-1CH0 | SYNCHRONOUS MOTOR 1FT7 | 8701.08
1FT7084-5AC70-1CH1 | SYNCHRONOUS MOTOR 1FT7 | 7061.26
1FT7087-7SH71-1CH0 | SYNCHRONOUS MOTOR 1FT7 | 9566.6
1FT7084-5AC71-1BG0 | SYNCHRONOUS MOTOR 1FT7 | 5156.81
1FT7084-5AC71-1BG1 | SYNCHRONOUS MOTOR 1FT7 | 5260.92
1FT7084-5AC71-1CB1 | SYNCHRONOUS MOTOR 1FT7 | 7061.26
1FT7087-7SH71-3CH0 | SYNCHRONOUS MOTOR 1FT7 | 9566.6
1FT7086-5SC70-1CL1 | SYNCHRONOUS MOTOR 1FT7 | 8978.78
1FT7087-7WF70-3DA0 | SYNCHRONOUS MOTOR 1FT7 | 7853.04
1FT7087-7WF71-4BA0 | SYNCHRONOUS MOTOR 1FT7 | 7766.27
1FT7087-7WF71-4CG1 | SYNCHRONOUS MOTOR 1FT7 | 8698.71
1FT7087-7WH70-1FH0 | SYNCHRONOUS MOTOR 1FT7 | 9653.39
1FT7087-7WH70-1CH0 | SYNCHRONOUS MOTOR 1FT7 | 9566.6
1FT7084-5AC71-1DG2 | SYNCHRONOUS MOTOR 1FT7 | 5433.91
1FT7086-5SF70-1CD3 | SYNCHRONOUS MOTOR 1FT7 | 8072.97
1FT7102-1AC71-1BG1 | SYNCHRONOUS MOTOR 1FT7 | 4486.46
1FT7086-5SF71-1BA1 | SYNCHRONOUS MOTOR 1FT7 | 7008.54
1FT7086-5SH71-1CB0 | SYNCHRONOUS MOTOR 1FT7 | 8704.77
1FT7086-5AC70-1DH1 | SYNCHRONOUS MOTOR 1FT7 | 7373.05
1FT7086-5AC70-1FG0 | SYNCHRONOUS MOTOR 1FT7 | 7125.28
1FT7102-5AB70-1DH2 | SYNCHRONOUS MOTOR 1FT7 | 7248.55
1FT7084-5AC74-1MB0 | SYNCHRONOUS MOTOR 1FT7 | 6576.44
1FT7084-5AC74-1NG0 | SYNCHRONOUS MOTOR 1FT7 | 4788.14
1FT7084-5AC74-1NH0 | SYNCHRONOUS MOTOR 1FT7 | 5760.15
1FT7086-5WC70-1DA1 | SYNCHRONOUS MOTOR 1FT7 | 7095.33
1FT7086-5WC70-1DL0 | SYNCHRONOUS MOTOR 1FT7 | 8133.11
1FT7086-5WC71-1DH4 | SYNCHRONOUS MOTOR 1FT7 | 8236.12
1FT7084-5AF70-1DA3 | SYNCHRONOUS MOTOR 1FT7 | 5411.17
1FT7086-5WC71-1FA1 | SYNCHRONOUS MOTOR 1FT7 | 7923.69
1FT7086-5AC71-1CB2 | SYNCHRONOUS MOTOR 1FT7 | 8200.81
1FT7086-5AC71-1CB3 | SYNCHRONOUS MOTOR 1FT7 | 8178.09
1FT7086-5AC71-1DG2 | SYNCHRONOUS MOTOR 1FT7 | 6487.24
1FT7086-5WF71-1CB1 | SYNCHRONOUS MOTOR 1FT7 | 8808.9
1FT7086-5WF71-1CG1 | SYNCHRONOUS MOTOR 1FT7 | 7836.87
1FT7086-5WF71-1CL3 | SYNCHRONOUS MOTOR 1FT7 | 9042.26
1FT7086-5AC71-1FE0 | SYNCHRONOUS MOTOR 1FT7 | 8267.17
1FT7086-5AC71-1FG1 | SYNCHRONOUS MOTOR 1FT7 | 7229.39
1FT7086-5WH70-1FG0 | SYNCHRONOUS MOTOR 1FT7 | 7819.54
1FT7086-5WH70-1CH1 | SYNCHRONOUS MOTOR 1FT7 | 8808.9
1FT7086-5WH71-1BG0 | SYNCHRONOUS MOTOR 1FT7 | 6904.43
1FT7086-5WH71-1BH0 | SYNCHRONOUS MOTOR 1FT7 | 7876.45
1FT7102-5AC70-1DA1 | SYNCHRONOUS MOTOR 1FT7 | 6065.88
1FT7102-5AC70-1DA3 | SYNCHRONOUS MOTOR 1FT7 | 6129.34
1FT7105-5AC70-1BH3 | SYNCHRONOUS MOTOR 1FT7 | 8790.93
1FT7105-5AC70-1CA1 | SYNCHRONOUS MOTOR 1FT7 | 8459.32
1FT7105-5SF71-3BL3 | SYNCHRONOUS MOTOR 1FT7 | 9657.57
1FT7105-5SF71-3CB1 | SYNCHRONOUS MOTOR 1FT7 | 10250.07
1FT7105-5SF71-3CL1 | SYNCHRONOUS MOTOR 1FT7 | 10422.43
1FT7105-5SF71-4CA4 | SYNCHRONOUS MOTOR 1FT7 | 9322.4
1FT7105-5SF71-4CG1 | SYNCHRONOUS MOTOR 1FT7 | 9153.6
1FT7105-5AC70-1FA1 | SYNCHRONOUS MOTOR 1FT7 | 8546.11
1FT7105-5AC70-1FA2 | SYNCHRONOUS MOTOR 1FT7 | 8632.3
1FT7105-5AC70-1FD3 | SYNCHRONOUS MOTOR 1FT7 | 8782.21
1FT7108-5AF71-1CH1 | SYNCHRONOUS MOTOR 1FT7 | 11734.35
1FT7105-5SF71-7CB1 | SYNCHRONOUS MOTOR 1FT7 | 10250.07
1FT7102-5AB71-1FA2 | SYNCHRONOUS MOTOR 1FT7 | 6980.42
1FT7084-5AF70-1FB0 | SYNCHRONOUS MOTOR 1FT7 | 7043.94
1FT7086-5WF71-1FH0 | SYNCHRONOUS MOTOR 1FT7 | 8791.58
1FT7086-5AC71-1FG2 | SYNCHRONOUS MOTOR 1FT7 | 7315.59
1FT7086-5AC71-1CH5 | SYNCHRONOUS MOTOR 1FT7 | 8369.6
1FT7086-5WH71-1CA2 | SYNCHRONOUS MOTOR 1FT7 | 7923.09
1FT7086-5WH71-1DA0 | SYNCHRONOUS MOTOR 1FT7 | 6991.2
1FT7086-5WH71-1DG4 | SYNCHRONOUS MOTOR 1FT7 | 7264.12
1FT7087-7SF70-1BH1 | SYNCHRONOUS MOTOR 1FT7 | 8842.38
1FT7102-5AC70-1CL1 | SYNCHRONOUS MOTOR 1FT7 | 8076.26
1FT7105-5AC70-1CA2 | SYNCHRONOUS MOTOR 1FT7 | 8545.51
1FT7105-5AC70-1CG1 | SYNCHRONOUS MOTOR 1FT7 | 8459.32
1FT7105-5SF71-3BH1 | SYNCHRONOUS MOTOR 1FT7 | 9421.74
1FT7108-5AF71-1FH0 | SYNCHRONOUS MOTOR 1FT7 | 11717.02
1FT7102-5AF70-1BB0 | SYNCHRONOUS MOTOR 1FT7 | 6971.44
1FT7105-5AC70-1DL3 | SYNCHRONOUS MOTOR 1FT7 | 9050.06
1FT7108-5AF71-1CH5 | SYNCHRONOUS MOTOR 1FT7 | 11989.33
1FT7105-5SF71-5CG1 | SYNCHRONOUS MOTOR 1FT7 | 9153.6
1FT7105-5SF71-7BH0 | SYNCHRONOUS MOTOR 1FT7 | 9317.61
1FT7108-5AF75-1NG2 | SYNCHRONOUS MOTOR 1FT7 | 9527.07
1FT7102-5AF70-1CB0 | SYNCHRONOUS MOTOR 1FT7 | 7799.77
1FT7108-5SC70-1CA1 | SYNCHRONOUS MOTOR 1FT7 | 11332.18
1FT7108-5SC70-1CH4 | SYNCHRONOUS MOTOR 1FT7 | 12597.45
1FT7105-5WB71-1DG1 | SYNCHRONOUS MOTOR 1FT7 | 8412.05
1FT7105-5WB71-1CH1 | SYNCHRONOUS MOTOR 1FT7 | 10250.07
1FT7102-5AF70-1DK3 | SYNCHRONOUS MOTOR 1FT7 | 6301.98
1FT7105-5WC70-1CG0 | SYNCHRONOUS MOTOR 1FT7 | 9049.47
1FT7102-5AF70-1FB3 | SYNCHRONOUS MOTOR 1FT7 | 8054.15
1FT7102-5AF70-1CH0 | SYNCHRONOUS MOTOR 1FT7 | 7799.77
1FT7102-5AF71-1BA1 | SYNCHRONOUS MOTOR 1FT7 | 5979.11
1FT7105-5WC71-1CG2 | SYNCHRONOUS MOTOR 1FT7 | 9239.81
1FT7105-5WC71-1DH1 | SYNCHRONOUS MOTOR 1FT7 | 9508.51
1FT7105-5AC71-1DA0 | SYNCHRONOUS MOTOR 1FT7 | 7613.64
1FT7105-5WF70-4BG3 | SYNCHRONOUS MOTOR 1FT7 | 8388.72
1FT7108-5SC71-1BE1 | SYNCHRONOUS MOTOR 1FT7 | 11772.66
1FT7105-5WF71-1FH1 | SYNCHRONOUS MOTOR 1FT7 | 10336.86
1FT7108-5SC71-1CL4 | SYNCHRONOUS MOTOR 1FT7 | 12769.8
1FT7105-5AC71-1DG3 | SYNCHRONOUS MOTOR 1FT7 | 7781.23
1FT7105-5AC71-1DK1 | SYNCHRONOUS MOTOR 1FT7 | 7890.38
1FT7044-1AF71-1LG1 | SYNCHRONOUS MOTOR 1FT7 | 4239.26
1FT7044-5AF70-1BB0 | SYNCHRONOUS MOTOR 1FT7 | 4682.76
1FT7034-5AK71-1DE2 | SYNCHRONOUS MOTOR 1FT7 | 4488.49
1FT7034-5AK71-1DG1 | SYNCHRONOUS MOTOR 1FT7 | 3542.6
1FT7034-5AK71-1FA0 | SYNCHRONOUS MOTOR 1FT7 | 4266.83
1FT7034-5AK71-1FG0 | SYNCHRONOUS MOTOR 1FT7 | 4266.83
1FL6022-2AF21-1LB1 | SERVOMOTOR 1FL6;3AC 230V | 885.08
1FT7034-5AK71-1FH1 | SYNCHRONOUS MOTOR 1FT7 | 5058.04
1FT7034-5AK71-1FK5 | SYNCHRONOUS MOTOR 1FT7 | 4798.56
1FT7044-5AF71-1BG3 | SYNCHRONOUS MOTOR 1FT7 | 4108.22
1FT7044-5AF71-1CA1 | SYNCHRONOUS MOTOR 1FT7 | 4873.06
1FT7044-5AF71-1DA2 | SYNCHRONOUS MOTOR 1FT7 | 4217.72
1FT7036-5AK70-1CA0 | SYNCHRONOUS MOTOR 1FT7 | 4330.86
1FT7044-5AF71-1FL3 | SYNCHRONOUS MOTOR 1FT7 | 5935.44
1FT7036-5AK70-1DB0 | SYNCHRONOUS MOTOR 1FT7 | 4276.41
1FT7044-5AF71-1CH5 | SYNCHRONOUS MOTOR 1FT7 | 5870.2
1FT7036-5AK71-1BL4 | SYNCHRONOUS MOTOR 1FT7 | 4635.15
1FK7105-2AC71-1DA2 | SYNCHRONOUS MOTOR 1FK7-CT 48 NM | 5428.92
1FT7036-5AK71-1CB3 | SYNCHRONOUS MOTOR 1FT7 | 5185.56
1FT7036-5AK71-1CL2 | SYNCHRONOUS MOTOR 1FT7 | 5380.88
1FT7044-5AF71-1CG2 | SYNCHRONOUS MOTOR 1FT7 | 4959.28
1FT7044-5AF71-1CL0 | SYNCHRONOUS MOTOR 1FT7 | 5681.06
1FT7036-5AK70-1BA1 | SYNCHRONOUS MOTOR 1FT7 | 3606.65
1FT7036-5AK70-1BG0 | SYNCHRONOUS MOTOR 1FT7 | 3502.54
1FT7044-5AF71-1FD0 | SYNCHRONOUS MOTOR 1FT7 | 5028.37
1FL6054-2AF21-2LA1 | SERVOMOTOR 1FL6;3AC 230V | 1460.16
1FT7036-5AK70-1DA3 | SYNCHRONOUS MOTOR 1FT7 | 3756.9
1FT7086-5AC71-1CA0 | SYNCHRONOUS MOTOR 1FT7 | 7038.48
1FT7102-5AB71-1DA0 | SYNCHRONOUS MOTOR 1FT7 | 5961.76
1FT7102-5AB71-1DA1 | SYNCHRONOUS MOTOR 1FT7 | 6065.88
1FT7102-5AB71-1DB3 | SYNCHRONOUS MOTOR 1FT7 | 7225.81
1FT7086-5AC71-1DA3 | SYNCHRONOUS MOTOR 1FT7 | 6464.51
1FT7084-5AF70-1FH5 | SYNCHRONOUS MOTOR 1FT7 | 7403.05
1FT7086-5WF71-1FB0 | SYNCHRONOUS MOTOR 1FT7 | 8791.58
1FT7086-5WF71-1FB1 | SYNCHRONOUS MOTOR 1FT7 | 8895.69
1FT7086-5WF71-1FG1 | SYNCHRONOUS MOTOR 1FT7 | 7923.69
1FT7086-5AC71-1FH1 | SYNCHRONOUS MOTOR 1FT7 | 8201.39
1FT7086-5AC71-1CH0 | SYNCHRONOUS MOTOR 1FT7 | 8010.49
1FT7086-5WH71-1FG1 | SYNCHRONOUS MOTOR 1FT7 | 7923.69
1FT7084-5AF71-1BB2 | SYNCHRONOUS MOTOR 1FT7 | 6319.12
1FT7086-5WH71-1FG5 | SYNCHRONOUS MOTOR 1FT7 | 8178.67
1FT7087-7AF71-1CB3 | SYNCHRONOUS MOTOR 1FT7 | 9099.44
1FT7087-7SF70-1BB0 | SYNCHRONOUS MOTOR 1FT7 | 8738.27
1FT7108-5AF71-1CD2 | SYNCHRONOUS MOTOR 1FT7 | 10896.72
1FT7105-5SF71-2CH1 | SYNCHRONOUS MOTOR 1FT7 | 10250.07
1FT7105-5SF71-3CH1 | SYNCHRONOUS MOTOR 1FT7 | 10250.07
1FT7108-5AF71-1DL4 | SYNCHRONOUS MOTOR 1FT7 | 11333.94
1FT7108-5AF71-1FA0 | SYNCHRONOUS MOTOR 1FT7 | 10620.54
1FT7102-5AF70-1BB3 | SYNCHRONOUS MOTOR 1FT7 | 7139.04
1FT7102-5AF70-1BG0 | SYNCHRONOUS MOTOR 1FT7 | 5874.98
1FT7108-5AF71-1FH3 | SYNCHRONOUS MOTOR 1FT7 | 11884.6
1FT7102-5AF70-1BG1 | SYNCHRONOUS MOTOR 1FT7 | 5979.11
1FT7105-5SF71-4CL1 | SYNCHRONOUS MOTOR 1FT7 | 10422.43
1FT7105-5SF71-5BA0 | SYNCHRONOUS MOTOR 1FT7 | 8221.15
1FT7102-5AF70-1CG0 | SYNCHRONOUS MOTOR 1FT7 | 6703.32
1FT7102-5AF70-1DA0 | SYNCHRONOUS MOTOR 1FT7 | 5961.76
1FT7108-5SC70-1CA0 | SYNCHRONOUS MOTOR 1FT7 | 11228.07
1FT7102-5AF70-1DA1 | SYNCHRONOUS MOTOR 1FT7 | 6065.88
1FT7102-5AF70-1DG0 | SYNCHRONOUS MOTOR 1FT7 | 5961.76
1FT7105-5AC71-1BB0 | SYNCHRONOUS MOTOR 1FT7 | 8623.33
1FT7105-5AC71-1BH0 | SYNCHRONOUS MOTOR 1FT7 | 8623.33
1FT7105-5WC71-1CH0 | SYNCHRONOUS MOTOR 1FT7 | 10145.96
1FT7105-5AC71-1BK1 | SYNCHRONOUS MOTOR 1FT7 | 7803.6
1FT7108-5SC71-1BA0 | SYNCHRONOUS MOTOR 1FT7 | 10399.72
1FT7105-5WF70-2FA0 | SYNCHRONOUS MOTOR 1FT7 | 9136.26
1FT7105-5AC71-1DB2 | SYNCHRONOUS MOTOR 1FT7 | 8900.44
1FT7105-5WF71-3CG1 | SYNCHRONOUS MOTOR 1FT7 | 9153.6
1FT7105-5AC71-1DD4 | SYNCHRONOUS MOTOR 1FT7 | 8059.18
1FT7105-5AC71-1DH2 | SYNCHRONOUS MOTOR 1FT7 | 8900.44
1FT7105-5WF71-4BL4 | SYNCHRONOUS MOTOR 1FT7 | 9762.91
1FT7105-5WF71-4DH0 | SYNCHRONOUS MOTOR 1FT7 | 9404.4
1FT7105-5AC71-1DH4 | SYNCHRONOUS MOTOR 1FT7 | 8983.03
1FT7044-5AF70-1BA0 | SYNCHRONOUS MOTOR 1FT7 | 3940.62
1FT7034-5AK71-1DH0 | SYNCHRONOUS MOTOR 1FT7 | 4125.56
1FT7034-5AK71-1DH1 | SYNCHRONOUS MOTOR 1FT7 | 4229.68
1FT7034-5AK71-1DK4 | SYNCHRONOUS MOTOR 1FT7 | 3884.01
1FT7034-5AK71-1DL2 | SYNCHRONOUS MOTOR 1FT7 | 4488.49
1FT7044-5AF70-1CG3 | SYNCHRONOUS MOTOR 1FT7 | 4936.54
1FT7044-5AF70-1CG4 | SYNCHRONOUS MOTOR 1FT7 | 5041.87
1FT7044-5AF70-1CL0 | SYNCHRONOUS MOTOR 1FT7 | 5681.06
1FT7044-5AF70-1DA1 | SYNCHRONOUS MOTOR 1FT7 | 4131.52
1FT7034-5AK71-1LG0 | SYNCHRONOUS MOTOR 1FT7 | 4505.02
1FT7034-5AK71-1LH1 | SYNCHRONOUS MOTOR 1FT7 | 5296.25
1FT7044-5AF70-1DA2 | SYNCHRONOUS MOTOR 1FT7 | 4217.72
1FT7044-5AF71-1BH0 | SYNCHRONOUS MOTOR 1FT7 | 4682.76
1FK7103-3BF71-1QA0 | SYNCHRONOUS MOTOR 1FK7-HI 36 NM | 3138.37
1FT7044-5AF71-1BK3 | SYNCHRONOUS MOTOR 1FT7 | 4280.83
1FL6052-2AF21-2LA1 | SERVOMOTOR 1FL6;3AC 230V | 1225.52
1FT7044-5AF71-1CB1 | SYNCHRONOUS MOTOR 1FT7 | 5615.22
1FT7044-5AF71-1CD5 | SYNCHRONOUS MOTOR 1FT7 | 5300.68
1FT7044-5AF71-1FG5 | SYNCHRONOUS MOTOR 1FT7 | 5214.86
1FT7044-5AF71-1FH5 | SYNCHRONOUS MOTOR 1FT7 | 5956.98
1FT7044-5AF71-1LB2 | SYNCHRONOUS MOTOR 1FT7 | 6026.41
1FT7108-5AF71-1FG3 | SYNCHRONOUS MOTOR 1FT7 | 10788.15
1FT7102-5AC71-7DE0 | SYNCHRONOUS MOTOR 1FT7 | 7230.59
1FT7102-5AF70-1BG3 | SYNCHRONOUS MOTOR 1FT7 | 6042.57
1FT7105-5AC70-1DH4 | SYNCHRONOUS MOTOR 1FT7 | 8983.03
1FT7108-5AF71-1CH4 | SYNCHRONOUS MOTOR 1FT7 | 11903.14
1FT7105-5AC70-1FH3 | SYNCHRONOUS MOTOR 1FT7 | 9706.04
1FT7105-5SF71-5CA0 | SYNCHRONOUS MOTOR 1FT7 | 9049.47
1FT7105-5SF71-7CA1 | SYNCHRONOUS MOTOR 1FT7 | 9153.6
1FT7108-5AF74-1NH1 | SYNCHRONOUS MOTOR 1FT7 | 10537.33
1FT7108-5SC70-1BG0 | SYNCHRONOUS MOTOR 1FT7 | 10399.72
1FT7108-5SC70-1CB1 | SYNCHRONOUS MOTOR 1FT7 | 12428.64
1FT7105-5WB71-1BL5 | SYNCHRONOUS MOTOR 1FT7 | 9849.08
1FT7105-5WB71-1DL5 | SYNCHRONOUS MOTOR 1FT7 | 9935.87
1FT7102-5AF70-1DG1 | SYNCHRONOUS MOTOR 1FT7 | 6065.88
1FT7102-5AF70-1FG3 | SYNCHRONOUS MOTOR 1FT7 | 6957.69
1FT7105-5WC71-1CG0 | SYNCHRONOUS MOTOR 1FT7 | 9049.47
1FT7105-5WC71-1DA0 | SYNCHRONOUS MOTOR 1FT7 | 8307.92
1FT7108-5SC70-5CA0 | SYNCHRONOUS MOTOR 1FT7 | 11228.07
1FT7108-5SC71-1BB0 | SYNCHRONOUS MOTOR 1FT7 | 11496.21
1FT7105-5WF71-1CH0 | SYNCHRONOUS MOTOR 1FT7 | 10145.96
1FT7105-5AC71-1DG0 | SYNCHRONOUS MOTOR 1FT7 | 7613.64
1FT7105-5WF71-3FH1 | SYNCHRONOUS MOTOR 1FT7 | 10336.86
1FT7105-5WF71-4BH0 | SYNCHRONOUS MOTOR 1FT7 | 9317.61
1FT7108-5SC71-1CH4 | SYNCHRONOUS MOTOR 1FT7 | 12597.45
1FT7044-1AF71-1LH1 | SYNCHRONOUS MOTOR 1FT7 | 4806.66
1FT7044-5AF70-1CA2 | SYNCHRONOUS MOTOR 1FT7 | 4959.28
1FT7034-5AK71-1DG0 | SYNCHRONOUS MOTOR 1FT7 | 3438.49
1FT7034-5AK71-1FA2 | SYNCHRONOUS MOTOR 1FT7 | 4457.15
1FT7034-5AK71-1FB4 | SYNCHRONOUS MOTOR 1FT7 | 5226.82
1FT7034-5AK71-1FG1 | SYNCHRONOUS MOTOR 1FT7 | 4370.94
1FT7034-5AK71-1FG5 | SYNCHRONOUS MOTOR 1FT7 | 4625.92
1FT7034-5AK71-1CH5 | SYNCHRONOUS MOTOR 1FT7 | 5226.24
1FT7044-5AF71-1BG0 | SYNCHRONOUS MOTOR 1FT7 | 3940.62
1FK7103-3BF71-1RA0 | SYNCHRONOUS MOTOR 1FK7-HI 36 NM | 3509.7
1FK7103-3BF71-1RG0 | SYNCHRONOUS MOTOR 1FK7-HI 36 NM | 3424.1
1FT7044-5AF71-1CE5 | SYNCHRONOUS MOTOR 1FT7 | 6040.17
1FT7034-5AK74-1NG1 | SYNCHRONOUS MOTOR 1FT7 | 3087.14
1FT7044-5AF71-1FK5 | SYNCHRONOUS MOTOR 1FT7 | 5387.49
1FT7036-5AK70-1DB1 | SYNCHRONOUS MOTOR 1FT7 | 4380.52
1FT7036-5AK70-1FG1 | SYNCHRONOUS MOTOR 1FT7 | 4521.78
1FT7036-5AK71-1BG2 | SYNCHRONOUS MOTOR 1FT7 | 3692.85
1FT7036-5AK71-1CD1 | SYNCHRONOUS MOTOR 1FT7 | 4607.61
1FT7036-5AK71-1CK4 | SYNCHRONOUS MOTOR 1FT7 | 4776.42
1FT7044-5AK70-1DH0 | SYNCHRONOUS MOTOR 1FT7 | 4769.52
1FT7044-5AF71-1CB3 | SYNCHRONOUS MOTOR 1FT7 | 5678.67
1FT7044-5AF71-1CG5 | SYNCHRONOUS MOTOR 1FT7 | 5128.06
1FT7036-5AK70-1BB1 | SYNCHRONOUS MOTOR 1FT7 | 4293.75
1FT7036-5AK70-1BH0 | SYNCHRONOUS MOTOR 1FT7 | 4189.62
1FT7044-5AF71-1FG2 | SYNCHRONOUS MOTOR 1FT7 | 5046.07
1FT7036-5AK70-1CB2 | SYNCHRONOUS MOTOR 1FT7 | 5208.28
1FT7044-5AF71-1KH2 | SYNCHRONOUS MOTOR 1FT7 | 5198.07
1FT7036-5AK70-1FA4 | SYNCHRONOUS MOTOR 1FT7 | 4690.59
1FT7044-5AF75-1MG5 | SYNCHRONOUS MOTOR 1FT7 | 4747.34
1FT7044-5AK70-1BH0 | SYNCHRONOUS MOTOR 1FT7 | 4682.76
1FT7036-5AK71-1BG1 | SYNCHRONOUS MOTOR 1FT7 | 3606.65
1FT7036-5AK71-1BK5 | SYNCHRONOUS MOTOR 1FT7 | 4034.26
1FK7105-2AC71-1FG0 | SYNCHRONOUS MOTOR 1FK7-CT 48 NM | 5641.15
1FT7036-5AK71-1DB0 | SYNCHRONOUS MOTOR 1FT7 | 4276.41
1FT7036-5AK71-1FA5 | SYNCHRONOUS MOTOR 1FT7 | 4776.76
1FT7036-5AK71-1FH1 | SYNCHRONOUS MOTOR 1FT7 | 5208.86
1FT7044-5AK70-1FB0 | SYNCHRONOUS MOTOR 1FT7 | 5597.87
1FT7066-5AF70-1BB1 | SYNCHRONOUS MOTOR 1FT7 | 5641.54
1FT7066-5AF70-1BG3 | SYNCHRONOUS MOTOR 1FT7 | 4845.57
1FT7066-5AF70-1CA1 | SYNCHRONOUS MOTOR 1FT7 | 5610.42
1FT7066-5AF70-1CA5 | SYNCHRONOUS MOTOR 1FT7 | 5865.42
1FT7044-5AK71-1CB2 | SYNCHRONOUS MOTOR 1FT7 | 5701.42
1FT7044-5AF74-1MG0 | SYNCHRONOUS MOTOR 1FT7 | 4388.25
1FT7044-5AK70-1BG2 | SYNCHRONOUS MOTOR 1FT7 | 4130.94
1FT7044-5AK70-1CA0 | SYNCHRONOUS MOTOR 1FT7 | 4768.95
1FT7044-5AK70-1CA1 | SYNCHRONOUS MOTOR 1FT7 | 4873.06
1FT7044-5AK70-1CB1 | SYNCHRONOUS MOTOR 1FT7 | 5615.22
1FT7044-5AK70-1DG0 | SYNCHRONOUS MOTOR 1FT7 | 4027.39
1FT7036-5AK71-1CG0 | SYNCHRONOUS MOTOR 1FT7 | 4330.86
1FT7036-5AK71-1CG1 | SYNCHRONOUS MOTOR 1FT7 | 4434.98
1FT7044-5AF71-1DA4 | SYNCHRONOUS MOTOR 1FT7 | 4300.31
1FT7044-5AF71-1DB3 | SYNCHRONOUS MOTOR 1FT7 | 4937.13
1FT7044-5AF71-1DB4 | SYNCHRONOUS MOTOR 1FT7 | 5042.44
1FT7044-5AF71-1FG3 | SYNCHRONOUS MOTOR 1FT7 | 5023.33
1FT7044-5AF71-1FG4 | SYNCHRONOUS MOTOR 1FT7 | 5128.66
1FT7044-5AF71-1FH2 | SYNCHRONOUS MOTOR 1FT7 | 5788.21
1FT7036-5AK70-1DD4 | SYNCHRONOUS MOTOR 1FT7 | 4034.86
1FT7036-5AK70-1DG2 | SYNCHRONOUS MOTOR 1FT7 | 3779.62
1FT7036-5AK70-1FK5 | SYNCHRONOUS MOTOR 1FT7 | 4949.39
1FT7036-5AK70-1CH0 | SYNCHRONOUS MOTOR 1FT7 | 5017.96
1FT7036-5AK70-1CH2 | SYNCHRONOUS MOTOR 1FT7 | 5208.28
1FT7044-5AK70-1BH3 | SYNCHRONOUS MOTOR 1FT7 | 4850.34
1FT7044-5AK70-1CA3 | SYNCHRONOUS MOTOR 1FT7 | 4936.54
1FT7036-5AK71-1BB2 | SYNCHRONOUS MOTOR 1FT7 | 4379.95
1FT7036-5AK71-1BG0 | SYNCHRONOUS MOTOR 1FT7 | 3502.54
1FT7044-5AK70-1DG1 | SYNCHRONOUS MOTOR 1FT7 | 4131.52
1FT7044-5AK70-1FA0 | SYNCHRONOUS MOTOR 1FT7 | 4855.74
1FK7105-2AC71-1FB0 | SYNCHRONOUS MOTOR 1FK7-CT 48 NM | 6192.94
1FT7036-5AK71-1FE2 | SYNCHRONOUS MOTOR 1FT7 | 5467.7
1FT7036-5AK71-1FG1 | SYNCHRONOUS MOTOR 1FT7 | 4521.78
1FT7044-5AK71-1BA0 | SYNCHRONOUS MOTOR 1FT7 | 3940.62
1FT7044-5AK71-1BG4 | SYNCHRONOUS MOTOR 1FT7 | 4213.54
1FT7066-5AF70-1BH0 | SYNCHRONOUS MOTOR 1FT7 | 5537.41
1FT7066-5AF70-1BK1 | SYNCHRONOUS MOTOR 1FT7 | 4954.73
1FT7044-5AK71-1CG1 | SYNCHRONOUS MOTOR 1FT7 | 4873.06
1FT7036-5AK71-1LH1 | SYNCHRONOUS MOTOR 1FT7 | 5447.09
1FT7044-5AK71-1CG2 | SYNCHRONOUS MOTOR 1FT7 | 4959.28
1FT7044-5AK71-1FA1 | SYNCHRONOUS MOTOR 1FT7 | 4959.88
1FT7044-5AK71-1FA3 | SYNCHRONOUS MOTOR 1FT7 | 5023.33
1FT7044-5AK71-1FA5 | SYNCHRONOUS MOTOR 1FT7 | 5214.86
1FT7066-5AF70-1DG1 | SYNCHRONOUS MOTOR 1FT7 | 4868.88
1FT7066-5AF70-1DG5 | SYNCHRONOUS MOTOR 1FT7 | 5123.88
1FT7064-5AF71-1KH2 | SYNCHRONOUS MOTOR 1FT7 | 5717.53
1FT7086-5AF70-1CH0 | SYNCHRONOUS MOTOR 1FT7 | 8010.49
1FT7086-5AF70-1CH4 | SYNCHRONOUS MOTOR 1FT7 | 8283.4
1FT7064-5AF71-1LB1 | SYNCHRONOUS MOTOR 1FT7 | 6459.68
1FT7084-5SF70-1CB1 | SYNCHRONOUS MOTOR 1FT7 | 7755.54
1FT7064-5AF75-1NG0 | SYNCHRONOUS MOTOR 1FT7 | 3974.14
1FT7064-5AK70-1BA2 | SYNCHRONOUS MOTOR 1FT7 | 4533.12
1FT7082-5AH70-1FH1 | SYNCHRONOUS MOTOR 1FT7 | 6334.05
1FT7082-5AH70-1CH0 | SYNCHRONOUS MOTOR 1FT7 | 6143.15
1FT7082-5AH70-1CH1 | SYNCHRONOUS MOTOR 1FT7 | 6247.26
1FT7084-5SF71-1BH0 | SYNCHRONOUS MOTOR 1FT7 | 6823.09
1FT7086-5AF71-1BH2 | SYNCHRONOUS MOTOR 1FT7 | 7372.48
1FT7084-5SH70-1BA0 | SYNCHRONOUS MOTOR 1FT7 | 5851.09
1FT7082-5AH71-1CB0 | SYNCHRONOUS MOTOR 1FT7 | 6143.15
1FT7082-5AH71-1CB1 | SYNCHRONOUS MOTOR 1FT7 | 6247.26
1FT7086-5AF71-1CD5 | SYNCHRONOUS MOTOR 1FT7 | 7570.22
1FT7086-5AF71-1CE1 | SYNCHRONOUS MOTOR 1FT7 | 8284.5
1FT7084-5SH70-1CG1 | SYNCHRONOUS MOTOR 1FT7 | 6783.53
1FT7084-5SH71-1BG1 | SYNCHRONOUS MOTOR 1FT7 | 5955.2
1FT7082-5AH71-1DK1 | SYNCHRONOUS MOTOR 1FT7 | 4706.33
1FT7086-5AF71-1CK4 | SYNCHRONOUS MOTOR 1FT7 | 7484.02
1FT7086-5AF71-1CL1 | SYNCHRONOUS MOTOR 1FT7 | 8284.5
1FT7086-5AF71-1DG0 | SYNCHRONOUS MOTOR 1FT7 | 6296.94
1FT7086-5AF71-1DH0 | SYNCHRONOUS MOTOR 1FT7 | 7268.94
1FT7086-5AF71-1DK4 | SYNCHRONOUS MOTOR 1FT7 | 6742.46
1FT7086-5AF71-1FA1 | SYNCHRONOUS MOTOR 1FT7 | 7229.39
1FT7105-5SF71-7CG0 | SYNCHRONOUS MOTOR 1FT7 | 9049.47
1FT7108-5AF74-1MD4 | SYNCHRONOUS MOTOR 1FT7 | 10598.58
1FT7105-5WB70-1BG1 | SYNCHRONOUS MOTOR 1FT7 | 8325.26
1FT7102-5AF70-1FA0 | SYNCHRONOUS MOTOR 1FT7 | 6790.11
1FT7102-5AF70-1FB1 | SYNCHRONOUS MOTOR 1FT7 | 7990.7
1FT7105-5WC70-1DA0 | SYNCHRONOUS MOTOR 1FT7 | 8307.92
1FT7105-5WC70-1FA1 | SYNCHRONOUS MOTOR 1FT7 | 9240.41
1FT7102-5AF71-1BA2 | SYNCHRONOUS MOTOR 1FT7 | 6065.31
1FT7102-5AF71-1BD3 | SYNCHRONOUS MOTOR 1FT7 | 6215.19
1FT7102-5AF71-1BD5 | SYNCHRONOUS MOTOR 1FT7 | 6406.72
1FT7105-5WC71-1BB1 | SYNCHRONOUS MOTOR 1FT7 | 9421.74
1FT7105-5AC71-1CD1 | SYNCHRONOUS MOTOR 1FT7 | 8631.94
1FT7105-5AC71-1CG5 | SYNCHRONOUS MOTOR 1FT7 | 8714.3
1FT7105-5AC71-1CL0 | SYNCHRONOUS MOTOR 1FT7 | 9624.02
1FT7105-5AC71-1CL1 | SYNCHRONOUS MOTOR 1FT7 | 9728.13
1FT7105-5WF70-4BH4 | SYNCHRONOUS MOTOR 1FT7 | 9590.54
1FT7105-5WF71-1BH0 | SYNCHRONOUS MOTOR 1FT7 | 9317.61
1FT7105-5WF71-1DG1 | SYNCHRONOUS MOTOR 1FT7 | 8412.05
1FT7105-5WF71-1DH0 | SYNCHRONOUS MOTOR 1FT7 | 9404.4
1FT7108-5SC71-1BG1 | SYNCHRONOUS MOTOR 1FT7 | 10503.85
1FT7108-5SC71-1CG0 | SYNCHRONOUS MOTOR 1FT7 | 11228.07
1FT7105-5WF71-4BB3 | SYNCHRONOUS MOTOR 1FT7 | 9485.21
1FT7034-5AK71-1CD2 | SYNCHRONOUS MOTOR 1FT7 | 4542.98
1FT7034-5AK71-1CG5 | SYNCHRONOUS MOTOR 1FT7 | 4539.14
1FT7034-5AK71-1CK5 | SYNCHRONOUS MOTOR 1FT7 | 4711.77
1FT7034-5AK71-1DB0 | SYNCHRONOUS MOTOR 1FT7 | 4125.56
1FT7044-5AF70-1CB2 | SYNCHRONOUS MOTOR 1FT7 | 5701.42
1FT7034-5AK71-1FB0 | SYNCHRONOUS MOTOR 1FT7 | 4953.9
1FT7034-5AK71-1FB2 | SYNCHRONOUS MOTOR 1FT7 | 5144.23
1FL6024-2AF21-1LA1 | SERVOMOTOR 1FL6;3AC 230V | 732.4
1FT7034-5AK71-1FH5 | SYNCHRONOUS MOTOR 1FT7 | 5313.02
1FL6032-2AF21-1LB1 | SERVOMOTOR 1FL6;3AC 230V | 934.38
1FT7044-5AF71-1BA2 | SYNCHRONOUS MOTOR 1FT7 | 4130.94
1FT7044-5AF71-1BB2 | SYNCHRONOUS MOTOR 1FT7 | 4873.06
1FL6044-2AF21-1LG1 | SERVOMOTOR 1FL6;3AC 230V | 1070.67
1FT7036-5AK70-1CA3 | SYNCHRONOUS MOTOR 1FT7 | 4498.46
1FT7036-5AK70-1CB0 | SYNCHRONOUS MOTOR 1FT7 | 5017.96
1FT7044-5AF71-1FB5 | SYNCHRONOUS MOTOR 1FT7 | 5956.98
1FT7036-5AK70-1CB3 | SYNCHRONOUS MOTOR 1FT7 | 5185.56
1FT7036-5AK70-1DA0 | SYNCHRONOUS MOTOR 1FT7 | 3589.31
1FT7036-5AK70-1FH0 | SYNCHRONOUS MOTOR 1FT7 | 5104.75
1FK7105-2AC71-1DB0 | SYNCHRONOUS MOTOR 1FK7-CT 48 NM | 5783.41
1FK7105-2AC71-1DB1 | SYNCHRONOUS MOTOR 1FK7-CT 48 NM | 5885.07
1FK7105-2AC71-1DG1 | SYNCHRONOUS MOTOR 1FK7-CT 48 NM | 5333.28
1FT7044-5AK70-1FB2 | SYNCHRONOUS MOTOR 1FT7 | 5788.21
1FT7044-5AK70-1FG0 | SYNCHRONOUS MOTOR 1FT7 | 4855.74
1FT7044-5AK70-1FG1 | SYNCHRONOUS MOTOR 1FT7 | 4959.88
1FK7105-2AC71-1FA0 | SYNCHRONOUS MOTOR 1FK7-CT 48 NM | 5736.78
1FT7036-5AK70-1CA1 | SYNCHRONOUS MOTOR 1FT7 | 4434.98
1FT7036-5AK70-1CA2 | SYNCHRONOUS MOTOR 1FT7 | 4521.18
1FT7044-5AF71-1FA5 | SYNCHRONOUS MOTOR 1FT7 | 5214.86
1FT7036-5AK70-1FB2 | SYNCHRONOUS MOTOR 1FT7 | 5295.07
1FT7036-5AK70-1FG0 | SYNCHRONOUS MOTOR 1FT7 | 4417.67
1FT7044-5AK70-1BG0 | SYNCHRONOUS MOTOR 1FT7 | 3940.62
1FK7105-2AC71-1DH1 | SYNCHRONOUS MOTOR 1FK7-CT 48 NM | 5789.42
1FT7044-5AK70-1CG3 | SYNCHRONOUS MOTOR 1FT7 | 4936.54
1FT7036-5AK71-1DD1 | SYNCHRONOUS MOTOR 1FT7 | 3866.05
1FT7036-5AK71-1DG1 | SYNCHRONOUS MOTOR 1FT7 | 3693.42
1FT7036-5AK71-1DG3 | SYNCHRONOUS MOTOR 1FT7 | 3756.9
1FT7036-5AK71-1DH1 | SYNCHRONOUS MOTOR 1FT7 | 4380.52
1FT7062-5AF71-1FG2 | SYNCHRONOUS MOTOR 1FT7 | 4988.66
1FT7062-5AF71-1FH0 | SYNCHRONOUS MOTOR 1FT7 | 5657.76
1FT7044-5AK71-1DD0 | SYNCHRONOUS MOTOR 1FT7 | 4200.03
1FT7062-5AF71-1CH5 | SYNCHRONOUS MOTOR 1FT7 | 5930.06
1FT7062-5AF71-1LH1 | SYNCHRONOUS MOTOR 1FT7 | 6000.08
1FT7036-5AK70-1KG1 | SYNCHRONOUS MOTOR 1FT7 | 3931.64
1FT7044-5AF74-1MA0 | SYNCHRONOUS MOTOR 1FT7 | 4388.25
1FT7044-5AK70-1BG3 | SYNCHRONOUS MOTOR 1FT7 | 4108.22
1FT7036-5AK71-1BH0 | SYNCHRONOUS MOTOR 1FT7 | 4189.62
1FK7105-2AC71-1DB2 | SYNCHRONOUS MOTOR 1FK7-CT 48 NM | 5885.07
1FT7044-5AK70-1DA0 | SYNCHRONOUS MOTOR 1FT7 | 4027.39
1FK7105-2AC71-1FB1 | SYNCHRONOUS MOTOR 1FK7-CT 48 NM | 6294.6
1FT7036-5AK71-1CG2 | SYNCHRONOUS MOTOR 1FT7 | 4521.18
1FT7036-5AK71-1FD1 | SYNCHRONOUS MOTOR 1FT7 | 4694.4
1FT7044-5AK70-1CH5 | SYNCHRONOUS MOTOR 1FT7 | 5870.2
1FT7066-5AF70-1BG0 | SYNCHRONOUS MOTOR 1FT7 | 4677.98
1FT7066-5AF70-1CA4 | SYNCHRONOUS MOTOR 1FT7 | 5779.23
1FT7066-5AF70-1CB1 | SYNCHRONOUS MOTOR 1FT7 | 6469.86
1FT7062-5AF71-1FH1 | SYNCHRONOUS MOTOR 1FT7 | 5761.87
1FT7044-5AK71-1CE0 | SYNCHRONOUS MOTOR 1FT7 | 5681.06
1FT7062-5AF71-1CH0 | SYNCHRONOUS MOTOR 1FT7 | 5570.97
1FT7044-5AK71-1DH1 | SYNCHRONOUS MOTOR 1FT7 | 4873.66
1FT7044-5AK71-1FA0 | SYNCHRONOUS MOTOR 1FT7 | 4855.74
1FT7066-5AF70-1CG3 | SYNCHRONOUS MOTOR 1FT7 | 5673.9
1FT7042-5AF70-1BA4 | SYNCHRONOUS MOTOR 1FT7 | 3820.9
1FT7082-5AH70-1FB1 | SYNCHRONOUS MOTOR 1FT7 | 6334.05
1FT7064-5AF71-1KG2 | SYNCHRONOUS MOTOR 1FT7 | 4858.1
1FT7084-5SF70-1CA1 | SYNCHRONOUS MOTOR 1FT7 | 6783.53
1FT7084-5SF71-1BG1 | SYNCHRONOUS MOTOR 1FT7 | 5955.2
1FT7086-5AF71-1BB0 | SYNCHRONOUS MOTOR 1FT7 | 7182.15
1FT7064-5AK70-1DA1 | SYNCHRONOUS MOTOR 1FT7 | 4533.69
1FT7086-5AF71-1BG2 | SYNCHRONOUS MOTOR 1FT7 | 6400.48
1FT7086-5AF71-1BH3 | SYNCHRONOUS MOTOR 1FT7 | 7349.76
1FT7086-5AF71-1CA0 | SYNCHRONOUS MOTOR 1FT7 | 7038.48
1FT7082-5AH71-1BA4 | SYNCHRONOUS MOTOR 1FT7 | 4615.71
1FT7082-5AH71-1BH1 | SYNCHRONOUS MOTOR 1FT7 | 5418.94
1FT7082-5AH71-1CG1 | SYNCHRONOUS MOTOR 1FT7 | 5275.25
1FT7064-5AK71-1CA2 | SYNCHRONOUS MOTOR 1FT7 | 5361.45
1FT7082-5AH71-1DA1 | SYNCHRONOUS MOTOR 1FT7 | 4533.69
1FT7082-5AH71-1DK4 | SYNCHRONOUS MOTOR 1FT7 | 4875.13
1FT7084-5SH71-1BK4 | SYNCHRONOUS MOTOR 1FT7 | 6296.63
1FT7064-5AK71-1FH4 | SYNCHRONOUS MOTOR 1FT7 | 6390.29
1FT7064-5AK71-1CH2 | SYNCHRONOUS MOTOR 1FT7 | 6220.88
1FT7086-5AF71-1DA2 | SYNCHRONOUS MOTOR 1FT7 | 6487.24
1FT7064-5AK74-1ND1 | SYNCHRONOUS MOTOR 1FT7 | 4250.88
1FT7064-5WF70-1CB0 | SYNCHRONOUS MOTOR 1FT7 | 6724.88
1FT7086-5AF71-1DK3 | SYNCHRONOUS MOTOR 1FT7 | 6637.15
1FT7086-5AF71-1FB3 | SYNCHRONOUS MOTOR 1FT7 | 8264.87
1FT7086-5AF71-1FG2 | SYNCHRONOUS MOTOR 1FT7 | 7315.59
1FT7084-5WF70-1BB0 | SYNCHRONOUS MOTOR 1FT7 | 6823.09
1FT7084-5WF70-1DB0 | SYNCHRONOUS MOTOR 1FT7 | 6909.86
1FT7086-5AF71-1FK4 | SYNCHRONOUS MOTOR 1FT7 | 7570.8
1FT7084-5WF70-1FG1 | SYNCHRONOUS MOTOR 1FT7 | 6870.33
1FT7064-5WF71-1FG2 | SYNCHRONOUS MOTOR 1FT7 | 6142.58
1FT7064-5WF71-1FL4 | SYNCHRONOUS MOTOR 1FT7 | 7254.59
1FT7068-5AF71-1DK3 | SYNCHRONOUS MOTOR 1FT7 | 5440.17
1FT7062-5AF71-1BG2 | SYNCHRONOUS MOTOR 1FT7 | 4073.52
1FT7064-5AF71-1BB0 | SYNCHRONOUS MOTOR 1FT7 | 5202.22
1FT7062-5AF71-1DA0 | SYNCHRONOUS MOTOR 1FT7 | 3969.97
1FT7082-1AF70-1BG1 | SYNCHRONOUS MOTOR 1FT7 | 3363.66
1FT7084-5AH70-1CB4 | SYNCHRONOUS MOTOR 1FT7 | 7230.07
1FT7082-1AF71-1BG1 | SYNCHRONOUS MOTOR 1FT7 | 3363.66
1FT7082-1AF71-1DH1 | SYNCHRONOUS MOTOR 1FT7 | 4199.75
1FT7082-5AF70-1CG3 | SYNCHRONOUS MOTOR 1FT7 | 5338.73
1FT7082-1AF75-1NG1 | SYNCHRONOUS MOTOR 1FT7 | 2994.99
1FT7082-5AC70-1BA4 | SYNCHRONOUS MOTOR 1FT7 | 4615.71
1FT7082-5AC70-1CG0 | SYNCHRONOUS MOTOR 1FT7 | 5171.13
1FT7082-5AF70-1CH0 | SYNCHRONOUS MOTOR 1FT7 | 6143.15
1FT7082-5AF71-1BA0 | SYNCHRONOUS MOTOR 1FT7 | 4342.79
1FT7082-5AF71-1BH1 | SYNCHRONOUS MOTOR 1FT7 | 5418.94
1FT7082-5AC70-1DH1 | SYNCHRONOUS MOTOR 1FT7 | 5505.71
1FT7062-5AF71-1FH5 | SYNCHRONOUS MOTOR 1FT7 | 6016.87
1FT7062-5AF71-1FL2 | SYNCHRONOUS MOTOR 1FT7 | 6018.08
1FT7044-5AK71-1CL0 | SYNCHRONOUS MOTOR 1FT7 | 5681.06
1FT7044-5AK71-1DG1 | SYNCHRONOUS MOTOR 1FT7 | 4131.52
1FT7044-5AK71-1DL0 | SYNCHRONOUS MOTOR 1FT7 | 4939.51
1FT7066-5AF70-1CB4 | SYNCHRONOUS MOTOR 1FT7 | 6638.67
1FT7084-5SC71-1CG1 | SYNCHRONOUS MOTOR 1FT7 | 6783.53
1FT7082-5AH70-1FB0 | SYNCHRONOUS MOTOR 1FT7 | 6229.94
1FT7084-5SF70-1CB0 | SYNCHRONOUS MOTOR 1FT7 | 7651.41
1FT7064-5AF74-1MG1 | SYNCHRONOUS MOTOR 1FT7 | 4894.52
1FT7084-5SF71-1BA4 | SYNCHRONOUS MOTOR 1FT7 | 6124.01
1FT7064-5AK70-1CB1 | SYNCHRONOUS MOTOR 1FT7 | 6134.69
1FT7086-5AF71-1BA0 | SYNCHRONOUS MOTOR 1FT7 | 6210.15
1FT7064-5AK70-1CG2 | SYNCHRONOUS MOTOR 1FT7 | 5361.45
1FT7064-5AK70-1DG0 | SYNCHRONOUS MOTOR 1FT7 | 4429.58
1FT7082-5AH71-1BA2 | SYNCHRONOUS MOTOR 1FT7 | 4533.12
1FT7086-5AF71-1BG5 | SYNCHRONOUS MOTOR 1FT7 | 6569.24
1FT7086-5AF71-1BH5 | SYNCHRONOUS MOTOR 1FT7 | 7541.27
1FT7064-5AK70-1FG2 | SYNCHRONOUS MOTOR 1FT7 | 5448.24
1FT7082-5AH71-1BH0 | SYNCHRONOUS MOTOR 1FT7 | 5314.82
1FT7082-5AH71-1CA2 | SYNCHRONOUS MOTOR 1FT7 | 5361.45
1FT7082-5AH71-1CG0 | SYNCHRONOUS MOTOR 1FT7 | 5171.13
1FT7064-5AK71-1BB1 | SYNCHRONOUS MOTOR 1FT7 | 5306.33
1FT7082-5AH71-1DA2 | SYNCHRONOUS MOTOR 1FT7 | 4619.89
1FT7086-5AF71-1CB3 | SYNCHRONOUS MOTOR 1FT7 | 8178.09
1FT7084-5SH71-1BG3 | SYNCHRONOUS MOTOR 1FT7 | 6018.67
1FT7064-5AK71-1DD3 | SYNCHRONOUS MOTOR 1FT7 | 4769.79
1FT7084-5SH71-1CK3 | SYNCHRONOUS MOTOR 1FT7 | 7019.63
1FT7064-5AK71-1CH1 | SYNCHRONOUS MOTOR 1FT7 | 6134.69
1FT7082-5AH71-1FA0 | SYNCHRONOUS MOTOR 1FT7 | 5257.92
1FT7086-5AF71-1DB1 | SYNCHRONOUS MOTOR 1FT7 | 7373.05
1FT7064-5WF70-1BH0 | SYNCHRONOUS MOTOR 1FT7 | 5896.53
1FT7086-5AF71-1DK1 | SYNCHRONOUS MOTOR 1FT7 | 6573.67
1FT7084-5WC74-1NH1 | SYNCHRONOUS MOTOR 1FT7 | 6558.55
1FT7086-5AF71-1FH2 | SYNCHRONOUS MOTOR 1FT7 | 8287.59
1FT7084-5WF70-1DD0 | SYNCHRONOUS MOTOR 1FT7 | 6110.48
1FT7064-5WF71-1FH1 | SYNCHRONOUS MOTOR 1FT7 | 6915.79
1FT7064-5AF70-1FG3 | SYNCHRONOUS MOTOR 1FT7 | 5425.52
1FT7068-5AF71-1DG2 | SYNCHRONOUS MOTOR 1FT7 | 5290.25
1FT7068-5AF71-1FH2 | SYNCHRONOUS MOTOR 1FT7 | 6978.04
1FT7062-5AF71-1BB2 | SYNCHRONOUS MOTOR 1FT7 | 4932.94
1FT7062-5AF71-1BK5 | SYNCHRONOUS MOTOR 1FT7 | 4414.94
1FT7064-5AF71-1BB1 | SYNCHRONOUS MOTOR 1FT7 | 5306.33
1FT7068-5WF71-1BG1 | SYNCHRONOUS MOTOR 1FT7 | 5811.61
1FT7068-5WF74-1NH1 | SYNCHRONOUS MOTOR 1FT7 | 6302.35
1FT7082-1AF70-1DG1 | SYNCHRONOUS MOTOR 1FT7 | 3450.45
1FT7082-5AF70-1BH1 | SYNCHRONOUS MOTOR 1FT7 | 5418.94
1FT7082-5AF70-1CB2 | SYNCHRONOUS MOTOR 1FT7 | 6333.45
1FT7082-1AF71-1CH1 | SYNCHRONOUS MOTOR 1FT7 | 4941.31
1FT7082-5AF70-1DA0 | SYNCHRONOUS MOTOR 1FT7 | 4429.58
1FT7082-1AF74-1NH1 | SYNCHRONOUS MOTOR 1FT7 | 3744.29
1FT7082-5AC70-1CG1 | SYNCHRONOUS MOTOR 1FT7 | 5275.25
1FT7082-5AF70-1FA3 | SYNCHRONOUS MOTOR 1FT7 | 5425.52
1FT7082-5AC70-1DD0 | SYNCHRONOUS MOTOR 1FT7 | 4602.21
1FT7082-5AC70-1DG0 | SYNCHRONOUS MOTOR 1FT7 | 4429.58
1FT7064-5AF71-1BG1 | SYNCHRONOUS MOTOR 1FT7 | 4446.92
1FT7064-5AF71-1BH2 | SYNCHRONOUS MOTOR 1FT7 | 5392.55
1FT7082-5AC70-1CH0 | SYNCHRONOUS MOTOR 1FT7 | 6143.15
1FT7064-5AF71-1CA2 | SYNCHRONOUS MOTOR 1FT7 | 5361.45
1FT7064-5AF71-1CB1 | SYNCHRONOUS MOTOR 1FT7 | 6134.69
1FT7082-5AC71-1BA1 | SYNCHRONOUS MOTOR 1FT7 | 4446.92
1FT7082-5AC71-1BG2 | SYNCHRONOUS MOTOR 1FT7 | 4533.12
1FT7064-5AF71-1CG5 | SYNCHRONOUS MOTOR 1FT7 | 5530.24
1FT7082-5AF71-1DA0 | SYNCHRONOUS MOTOR 1FT7 | 4429.58
1FT7082-5AF71-1BK1 | SYNCHRONOUS MOTOR 1FT7 | 4619.55
1FT7084-5AH71-1BD4 | SYNCHRONOUS MOTOR 1FT7 | 5602.35
1FT7044-5AK71-1DE0 | SYNCHRONOUS MOTOR 1FT7 | 4939.51
1FT7066-5AF70-1CK5 | SYNCHRONOUS MOTOR 1FT7 | 6038.03
1FT7042-5AF70-1BA3 | SYNCHRONOUS MOTOR 1FT7 | 3715.57
1FT7082-5AH70-1FB3 | SYNCHRONOUS MOTOR 1FT7 | 6397.52
1FT7082-5AH70-1FG0 | SYNCHRONOUS MOTOR 1FT7 | 5257.92
1FT7082-5AH70-1FG3 | SYNCHRONOUS MOTOR 1FT7 | 5425.52
1FT7082-5AH70-1FG5 | SYNCHRONOUS MOTOR 1FT7 | 5617.03
1FT7084-5SF70-1BG0 | SYNCHRONOUS MOTOR 1FT7 | 5851.09
1FT7084-5SF70-1CA0 | SYNCHRONOUS MOTOR 1FT7 | 6679.42
1FT7064-5AK70-1BA5 | SYNCHRONOUS MOTOR 1FT7 | 4701.92
1FT7064-5AK70-1BG2 | SYNCHRONOUS MOTOR 1FT7 | 4533.12
1FT7064-5AK70-1DG1 | SYNCHRONOUS MOTOR 1FT7 | 4533.69
1FT7064-5AK70-1DG2 | SYNCHRONOUS MOTOR 1FT7 | 4619.89
1FT7064-5AK70-1DH1 | SYNCHRONOUS MOTOR 1FT7 | 5393.12
1FT7064-5AK70-1CH0 | SYNCHRONOUS MOTOR 1FT7 | 6030.55
1FT7064-5AK70-1CH1 | SYNCHRONOUS MOTOR 1FT7 | 6134.69
1FT7064-5AK71-1BA3 | SYNCHRONOUS MOTOR 1FT7 | 4510.4
1FT7064-5AK71-1BB0 | SYNCHRONOUS MOTOR 1FT7 | 5202.22
1FT7086-5AF71-1CB0 | SYNCHRONOUS MOTOR 1FT7 | 8010.49
1FT7064-5AK71-1CG2 | SYNCHRONOUS MOTOR 1FT7 | 5361.45
1FT7064-5AK71-1FB1 | SYNCHRONOUS MOTOR 1FT7 | 6221.48
1FT7084-5SH71-1CG0 | SYNCHRONOUS MOTOR 1FT7 | 6679.42
1FT7086-5AF71-1DB2 | SYNCHRONOUS MOTOR 1FT7 | 7459.25
1FT7086-5AF71-1DD0 | SYNCHRONOUS MOTOR 1FT7 | 6469.54
1FT7084-5WC70-1CH2 | SYNCHRONOUS MOTOR 1FT7 | 7841.75
1FT7064-5WF70-1CG1 | SYNCHRONOUS MOTOR 1FT7 | 5969.56
1FT7064-5WF70-1FG2 | SYNCHRONOUS MOTOR 1FT7 | 6142.58
1FT7084-5WC71-1DG1 | SYNCHRONOUS MOTOR 1FT7 | 6041.99
1FT7084-5WC71-1DH4 | SYNCHRONOUS MOTOR 1FT7 | 7182.78
1FT7064-5WF71-1BH1 | SYNCHRONOUS MOTOR 1FT7 | 6000.68
1FT7064-5WF71-1CL4 | SYNCHRONOUS MOTOR 1FT7 | 7167.79
1FT7084-5WF71-1BH2 | SYNCHRONOUS MOTOR 1FT7 | 7013.4
1FT7084-5WF71-1CB3 | SYNCHRONOUS MOTOR 1FT7 | 7818.99
1FT7068-5AF71-1FA2 | SYNCHRONOUS MOTOR 1FT7 | 6118.6
1FT7068-5AF71-1FD2 | SYNCHRONOUS MOTOR 1FT7 | 6291.23
1FT7062-5AF70-1CH2 | SYNCHRONOUS MOTOR 1FT7 | 5761.27
1FT7064-5AF71-1BA2 | SYNCHRONOUS MOTOR 1FT7 | 4533.12
1FT7062-5AF71-1BG5 | SYNCHRONOUS MOTOR 1FT7 | 4242.31
1FT7042-5AK74-1NG2 | SYNCHRONOUS MOTOR 1FT7 | 3369.64
1FT7068-5WF70-1DG0 | SYNCHRONOUS MOTOR 1FT7 | 5794.25
1FT7084-5AF74-1MB0 | SYNCHRONOUS MOTOR 1FT7 | 6576.44
1FT7068-5WF71-1CA1 | SYNCHRONOUS MOTOR 1FT7 | 6639.94
1FT7068-5WF71-1DH1 | SYNCHRONOUS MOTOR 1FT7 | 6757.81
1FT7082-5AF70-1BA0 | SYNCHRONOUS MOTOR 1FT7 | 4342.79
1FT7082-5AF70-1BL5 | SYNCHRONOUS MOTOR 1FT7 | 5843.8
1FT7084-5AH70-1DA0 | SYNCHRONOUS MOTOR 1FT7 | 5243.58
1FT7084-5AH70-1DG2 | SYNCHRONOUS MOTOR 1FT7 | 5433.91
1FT7082-5AF70-1CB1 | SYNCHRONOUS MOTOR 1FT7 | 6247.26
1FT7082-5AC70-1BH1 | SYNCHRONOUS MOTOR 1FT7 | 5418.94
1FT7082-5AC70-1BH3 | SYNCHRONOUS MOTOR 1FT7 | 5482.4
1FT7082-5AC70-1BK4 | SYNCHRONOUS MOTOR 1FT7 | 4788.35
1FT7082-5AC70-1BK5 | SYNCHRONOUS MOTOR 1FT7 | 4874.54
1FT7084-5AH71-1BA0 | SYNCHRONOUS MOTOR 1FT7 | 5156.81
1FT7084-5AH71-1BB0 | SYNCHRONOUS MOTOR 1FT7 | 6128.82
1FT7082-5AC70-1CG2 | SYNCHRONOUS MOTOR 1FT7 | 5361.45
1FT7082-5AC70-1FB0 | SYNCHRONOUS MOTOR 1FT7 | 6229.94
1FT7064-5AF71-1BH1 | SYNCHRONOUS MOTOR 1FT7 | 5306.33
1FT7064-5AF71-1CA5 | SYNCHRONOUS MOTOR 1FT7 | 5530.24
1FT7064-5AF71-1CB0 | SYNCHRONOUS MOTOR 1FT7 | 6030.55
1FT7084-5AH71-1CD1 | SYNCHRONOUS MOTOR 1FT7 | 6261.88
1FT7082-5AC70-1FH0 | SYNCHRONOUS MOTOR 1FT7 | 6229.94
1FT7064-5AF71-1CB2 | SYNCHRONOUS MOTOR 1FT7 | 6220.88
1FT7084-5AH71-1CA0 | SYNCHRONOUS MOTOR 1FT7 | 5985.13
1FT7084-5AH71-1CB0 | SYNCHRONOUS MOTOR 1FT7 | 6957.15
1FT7082-5AF71-1CK5 | SYNCHRONOUS MOTOR 1FT7 | 5702.86
1FT7082-5AF71-1DB2 | SYNCHRONOUS MOTOR 1FT7 | 5591.93
1FT7086-5AF71-1FB1 | SYNCHRONOUS MOTOR 1FT7 | 8201.39
1FT7084-5WF70-1CG0 | SYNCHRONOUS MOTOR 1FT7 | 6679.42
1FT7064-5WF71-1BG5 | SYNCHRONOUS MOTOR 1FT7 | 5396.23
1FT7084-5WF70-1DA2 | SYNCHRONOUS MOTOR 1FT7 | 6128.19
1FT7068-5AF71-1DG1 | SYNCHRONOUS MOTOR 1FT7 | 5204.05
1FT7064-5AF70-1FH3 | SYNCHRONOUS MOTOR 1FT7 | 6284.94
1FT7068-5AF71-1FH5 | SYNCHRONOUS MOTOR 1FT7 | 7146.82
1FT7064-5AF71-1BE4 | SYNCHRONOUS MOTOR 1FT7 | 5645.13
1FT7062-5AF71-1DG1 | SYNCHRONOUS MOTOR 1FT7 | 4074.12
1FT7062-5AF71-1DG2 | SYNCHRONOUS MOTOR 1FT7 | 4160.3
1FT7062-5AF71-1DK0 | SYNCHRONOUS MOTOR 1FT7 | 4142.61
1FT7062-5AF71-1DK1 | SYNCHRONOUS MOTOR 1FT7 | 4246.73
1FT7082-1AF70-1CG1 | SYNCHRONOUS MOTOR 1FT7 | 4191.99
1FT7084-5AH70-1BA1 | SYNCHRONOUS MOTOR 1FT7 | 5260.92
1FT7084-5AH70-1BB1 | SYNCHRONOUS MOTOR 1FT7 | 6232.94
1FT7084-5AH70-1BG2 | SYNCHRONOUS MOTOR 1FT7 | 5347.12
1FT7084-5AH70-1DH2 | SYNCHRONOUS MOTOR 1FT7 | 6405.91
1FT7084-5AH70-1FA5 | SYNCHRONOUS MOTOR 1FT7 | 6431.05
1FT7082-5AF70-1DA3 | SYNCHRONOUS MOTOR 1FT7 | 4597.17
1FT7082-5AF70-1FA0 | SYNCHRONOUS MOTOR 1FT7 | 5257.92
1FT7084-5AH70-1FB0 | SYNCHRONOUS MOTOR 1FT7 | 7043.94
1FT7082-5AF71-1BB1 | SYNCHRONOUS MOTOR 1FT7 | 5418.94
1FT7082-5AF71-1BB2 | SYNCHRONOUS MOTOR 1FT7 | 5505.12
1FT7082-5AF71-1BG5 | SYNCHRONOUS MOTOR 1FT7 | 4701.92
1FT7064-5AF71-1BL2 | SYNCHRONOUS MOTOR 1FT7 | 5562.54
1FT7082-5AF71-1CB2 | SYNCHRONOUS MOTOR 1FT7 | 6333.45
1FT7082-5AF71-1CB5 | SYNCHRONOUS MOTOR 1FT7 | 6502.24
1FT7084-5AH71-1BG1 | SYNCHRONOUS MOTOR 1FT7 | 5260.92
1FT7084-5AH71-1DA0 | SYNCHRONOUS MOTOR 1FT7 | 5243.58
1FT7082-5AF71-1CA1 | SYNCHRONOUS MOTOR 1FT7 | 5275.25
1FT7084-5AH71-1BG2 | SYNCHRONOUS MOTOR 1FT7 | 5347.12
1FT7064-5AF71-1CB5 | SYNCHRONOUS MOTOR 1FT7 | 6389.67
1FT7084-5AH71-1CG0 | SYNCHRONOUS MOTOR 1FT7 | 5985.13
1FT7084-5AH71-1CG1 | SYNCHRONOUS MOTOR 1FT7 | 6089.25
1FT7064-5AF71-1DA3 | SYNCHRONOUS MOTOR 1FT7 | 4597.17
1FT7082-5AC71-1CG5 | SYNCHRONOUS MOTOR 1FT7 | 5530.24
1FT7082-5AF71-1FH3 | SYNCHRONOUS MOTOR 1FT7 | 6397.52
1FT7064-5AF71-1FA2 | SYNCHRONOUS MOTOR 1FT7 | 5448.24
1FT7082-5AC71-1DH4 | SYNCHRONOUS MOTOR 1FT7 | 5674.52
1FT7064-5AF71-1FB0 | SYNCHRONOUS MOTOR 1FT7 | 6117.37
1FT7084-5AH71-1FD2 | SYNCHRONOUS MOTOR 1FT7 | 6434.89
1FT7084-5AH71-1FG5 | SYNCHRONOUS MOTOR 1FT7 | 6431.05
1FT7086-5AF70-1CG1 | SYNCHRONOUS MOTOR 1FT7 | 7142.6
1FT7086-5AF70-1CG5 | SYNCHRONOUS MOTOR 1FT7 | 7397.58
1FT7082-5AF74-1NA1 | SYNCHRONOUS MOTOR 1FT7 | 4078.25
1FT7082-5AH70-1BD0 | SYNCHRONOUS MOTOR 1FT7 | 4515.43
1FT7082-5AH70-1BD2 | SYNCHRONOUS MOTOR 1FT7 | 4705.76
1FT7082-5AH70-1FA5 | SYNCHRONOUS MOTOR 1FT7 | 5617.03
1FT7064-5AK70-1BA1 | SYNCHRONOUS MOTOR 1FT7 | 4446.92
1FT7064-5AK70-1BG0 | SYNCHRONOUS MOTOR 1FT7 | 4342.79
1FT7086-5AF71-1BH1 | SYNCHRONOUS MOTOR 1FT7 | 7286.28
1FT7084-5SF71-1CB1 | SYNCHRONOUS MOTOR 1FT7 | 7755.54
1FT7084-5SF71-1CK0 | SYNCHRONOUS MOTOR 1FT7 | 6852.03
1FT7084-5SF71-1CH0 | SYNCHRONOUS MOTOR 1FT7 | 7651.41
1FT7082-5AH71-1BG0 | SYNCHRONOUS MOTOR 1FT7 | 4342.79
1FT7105-5AB71-1DL1 | SYNCHRONOUS MOTOR 1FT7 | 8986.59
1FT7105-5AB71-1FB1 | SYNCHRONOUS MOTOR 1FT7 | 9642.56
1FT7102-5AC71-1BG1 | SYNCHRONOUS MOTOR 1FT7 | 5979.11
1FT7108-5AC74-1NG1 | SYNCHRONOUS MOTOR 1FT7 | 9440.88
1FT7108-5AF70-1BA0 | SYNCHRONOUS MOTOR 1FT7 | 9705.43
1FT7102-5AC71-1BG2 | SYNCHRONOUS MOTOR 1FT7 | 6065.31
1FT7105-5SF71-1CH0 | SYNCHRONOUS MOTOR 1FT7 | 10145.96
1FT7108-5AF70-1CH3 | SYNCHRONOUS MOTOR 1FT7 | 11797.81
1FT7108-5AF70-1LG1 | SYNCHRONOUS MOTOR 1FT7 | 10962.89
1FT7102-5AC71-1FA2 | SYNCHRONOUS MOTOR 1FT7 | 6980.42
1FT7105-5AC70-1BB0 | SYNCHRONOUS MOTOR 1FT7 | 8623.33
1FT7082-5AC70-1FG0 | SYNCHRONOUS MOTOR 1FT7 | 5257.92
1FT7064-5AF71-1BK3 | SYNCHRONOUS MOTOR 1FT7 | 4683
1FT7082-5AF71-1CA0 | SYNCHRONOUS MOTOR 1FT7 | 5171.13
1FT7084-5AH71-1BG5 | SYNCHRONOUS MOTOR 1FT7 | 5515.92
1FT7082-5AF71-1CG5 | SYNCHRONOUS MOTOR 1FT7 | 5530.24
1FT7082-5AC71-1BB2 | SYNCHRONOUS MOTOR 1FT7 | 5505.12
1FT7084-5AH71-1CD2 | SYNCHRONOUS MOTOR 1FT7 | 6348.08
1FT7082-5AF71-1BH5 | SYNCHRONOUS MOTOR 1FT7 | 5673.92
1FT7082-5AF71-1BK2 | SYNCHRONOUS MOTOR 1FT7 | 4705.76
1FT7082-5AF71-1CE1 | SYNCHRONOUS MOTOR 1FT7 | 6417.16
1FT7082-5AF71-1DA1 | SYNCHRONOUS MOTOR 1FT7 | 4533.69
1FT7082-5AC71-1BA3 | SYNCHRONOUS MOTOR 1FT7 | 4510.4
1FT7064-5AF71-1CG2 | SYNCHRONOUS MOTOR 1FT7 | 5361.45
1FT7082-5AC71-1BG0 | SYNCHRONOUS MOTOR 1FT7 | 4342.79
1FT7082-5AC71-1CB3 | SYNCHRONOUS MOTOR 1FT7 | 6310.73
1FT7082-5AC71-1CG3 | SYNCHRONOUS MOTOR 1FT7 | 5338.73
1FT7064-5AF71-1DB0 | SYNCHRONOUS MOTOR 1FT7 | 5289.01
1FT7064-5AF71-1DB1 | SYNCHRONOUS MOTOR 1FT7 | 5393.12
1FT7084-5AH71-1DA1 | SYNCHRONOUS MOTOR 1FT7 | 5347.69
1FT7082-5AF71-1FH0 | SYNCHRONOUS MOTOR 1FT7 | 6229.94
1FT7082-5AC71-1FB0 | SYNCHRONOUS MOTOR 1FT7 | 6229.94
1FT7082-5AC71-1FG3 | SYNCHRONOUS MOTOR 1FT7 | 5425.52
1FT7082-5AF74-1MG1 | SYNCHRONOUS MOTOR 1FT7 | 4894.52
1FT7084-5AH71-1CH0 | SYNCHRONOUS MOTOR 1FT7 | 6957.15
1FT7084-5AH74-1NH0 | SYNCHRONOUS MOTOR 1FT7 | 5760.15
1FT7084-5SC70-1BB0 | SYNCHRONOUS MOTOR 1FT7 | 6823.09
1FT7086-5AF70-1DA0 | SYNCHRONOUS MOTOR 1FT7 | 6296.94
1FT7086-5AF70-1DH2 | SYNCHRONOUS MOTOR 1FT7 | 7459.25
1FT7086-5AF70-1FD0 | SYNCHRONOUS MOTOR 1FT7 | 7297.88
1FT7086-5AF70-1FG0 | SYNCHRONOUS MOTOR 1FT7 | 7125.28
1FT7064-5AF74-1ML1 | SYNCHRONOUS MOTOR 1FT7 | 5923.97
1FT7084-5SF71-1BB0 | SYNCHRONOUS MOTOR 1FT7 | 6823.09
1FT7064-5AK70-1BG1 | SYNCHRONOUS MOTOR 1FT7 | 4446.92
1FT7082-5AH70-1FG1 | SYNCHRONOUS MOTOR 1FT7 | 5362.05
1FT7064-5AK70-1FA3 | SYNCHRONOUS MOTOR 1FT7 | 5425.52
1FT7084-5SF71-1CA4 | SYNCHRONOUS MOTOR 1FT7 | 6952.34
1FT7086-5AF71-1BL2 | SYNCHRONOUS MOTOR 1FT7 | 7542.36
1FT7082-5AH71-1BB0 | SYNCHRONOUS MOTOR 1FT7 | 5314.82
1FT7064-5AK71-1BA1 | SYNCHRONOUS MOTOR 1FT7 | 4446.92
1FT7105-5SF70-4CH0 | SYNCHRONOUS MOTOR 1FT7 | 10145.96
1FT7108-5AC74-1MH0 | SYNCHRONOUS MOTOR 1FT7 | 11249.51
1FT7105-5SF71-1BA1 | SYNCHRONOUS MOTOR 1FT7 | 8325.26
1FT7105-5SF71-1BB1 | SYNCHRONOUS MOTOR 1FT7 | 9421.74
1FT7108-5AF70-1CA1 | SYNCHRONOUS MOTOR 1FT7 | 10637.86
1FT7108-5AF70-1CA4 | SYNCHRONOUS MOTOR 1FT7 | 10806.67
1FT7108-5AF70-1CB0 | SYNCHRONOUS MOTOR 1FT7 | 11630.24
1FT7105-5AC70-1BA2 | SYNCHRONOUS MOTOR 1FT7 | 7717.18
1FT7108-5AF70-1DG0 | SYNCHRONOUS MOTOR 1FT7 | 9792.2
1FT7108-5AF70-1DG3 | SYNCHRONOUS MOTOR 1FT7 | 9959.81
1FT7105-5SF71-2BA1 | SYNCHRONOUS MOTOR 1FT7 | 8325.26
1FT7102-5AC71-1DH0 | SYNCHRONOUS MOTOR 1FT7 | 7058.22
1FT7102-5AC71-1FB0 | SYNCHRONOUS MOTOR 1FT7 | 7886.57
1FT7108-5AF71-1BA0 | SYNCHRONOUS MOTOR 1FT7 | 9705.43
1FT7105-5AC70-1BH0 | SYNCHRONOUS MOTOR 1FT7 | 8623.33
1FT7105-5AC70-1CB0 | SYNCHRONOUS MOTOR 1FT7 | 9451.66
1FT7108-5AF71-1BL4 | SYNCHRONOUS MOTOR 1FT7 | 11247.16
1FT7108-5AF71-1CB1 | SYNCHRONOUS MOTOR 1FT7 | 11734.35
1FT7108-5AF71-1CG0 | SYNCHRONOUS MOTOR 1FT7 | 10533.75
1FT7108-5AF71-1DA2 | SYNCHRONOUS MOTOR 1FT7 | 9982.53
1FT7108-5AF71-1DH2 | SYNCHRONOUS MOTOR 1FT7 | 11078.98
1FT7105-5SF71-4BH1 | SYNCHRONOUS MOTOR 1FT7 | 9421.74
1FT7102-5AF70-1BB1 | SYNCHRONOUS MOTOR 1FT7 | 7075.56
1FT7108-5AF74-1NH0 | SYNCHRONOUS MOTOR 1FT7 | 10433.22
1FT7102-5AF70-1BH3 | SYNCHRONOUS MOTOR 1FT7 | 7139.04
1FT7084-5AC71-1FG0 | SYNCHRONOUS MOTOR 1FT7 | 6071.92
1FT7086-5AC70-1BG0 | SYNCHRONOUS MOTOR 1FT7 | 6210.15
1FT7082-5AC71-1BB0 | SYNCHRONOUS MOTOR 1FT7 | 5314.82
1FT7082-5AC71-1BH2 | SYNCHRONOUS MOTOR 1FT7 | 5505.12
1FT7064-5AF71-1DD4 | SYNCHRONOUS MOTOR 1FT7 | 4875.13
1FT7082-5AF71-1FG1 | SYNCHRONOUS MOTOR 1FT7 | 5362.05
1FT7082-5AF71-1FH2 | SYNCHRONOUS MOTOR 1FT7 | 6420.27
1FT7082-5AC71-1FA2 | SYNCHRONOUS MOTOR 1FT7 | 5448.24
1FT7082-5AC71-1FB1 | SYNCHRONOUS MOTOR 1FT7 | 6334.05
1FT7082-5AC71-1FG1 | SYNCHRONOUS MOTOR 1FT7 | 5362.05
1FT7064-5AF71-1FD5 | SYNCHRONOUS MOTOR 1FT7 | 5789.67
1FT7084-5AH71-1CH1 | SYNCHRONOUS MOTOR 1FT7 | 7061.26
1FT7084-5SC70-1BA0 | SYNCHRONOUS MOTOR 1FT7 | 5851.09
1FT7082-5AH70-1BG0 | SYNCHRONOUS MOTOR 1FT7 | 4342.79
1FT7086-5AF70-1DG2 | SYNCHRONOUS MOTOR 1FT7 | 6487.24
1FT7064-5AF71-1FH4 | SYNCHRONOUS MOTOR 1FT7 | 6390.29
1FT7082-5AH70-1DA0 | SYNCHRONOUS MOTOR 1FT7 | 4429.58
1FT7064-5AF71-1KA0 | SYNCHRONOUS MOTOR 1FT7 | 4667.79
1FT7086-5AF70-1FH3 | SYNCHRONOUS MOTOR 1FT7 | 8264.87
1FT7084-5SF71-1BA0 | SYNCHRONOUS MOTOR 1FT7 | 5851.09
1FT7064-5AK70-1CG1 | SYNCHRONOUS MOTOR 1FT7 | 5275.25
1FT7084-5SF71-1BG4 | SYNCHRONOUS MOTOR 1FT7 | 6124.01
1FT7086-5AF71-1BG1 | SYNCHRONOUS MOTOR 1FT7 | 6314.26
1FT7084-5SF71-1CH1 | SYNCHRONOUS MOTOR 1FT7 | 7755.54
1FT7086-5AF71-1CA1 | SYNCHRONOUS MOTOR 1FT7 | 7142.6
1FT7064-5AK71-1BA0 | SYNCHRONOUS MOTOR 1FT7 | 4342.79
1FT7105-5AB71-1DB4 | SYNCHRONOUS MOTOR 1FT7 | 8983.03
1FT7108-5AC74-1MG1 | SYNCHRONOUS MOTOR 1FT7 | 10257.15
1FT7105-5AB71-1FH1 | SYNCHRONOUS MOTOR 1FT7 | 9642.56
1FT7102-5AC71-1BB2 | SYNCHRONOUS MOTOR 1FT7 | 7161.76
1FT7105-5SF71-1BG0 | SYNCHRONOUS MOTOR 1FT7 | 8221.15
1FT7108-5AF70-1BG0 | SYNCHRONOUS MOTOR 1FT7 | 9705.43
1FT7108-5AF70-1CA0 | SYNCHRONOUS MOTOR 1FT7 | 10533.75
1FT7108-5AF70-1CG0 | SYNCHRONOUS MOTOR 1FT7 | 10533.75
1FT7108-5AF70-1DB0 | SYNCHRONOUS MOTOR 1FT7 | 10888.68
1FT7105-5SF71-1CB0 | SYNCHRONOUS MOTOR 1FT7 | 10145.96
1FT7108-5AF70-1FH1 | SYNCHRONOUS MOTOR 1FT7 | 11821.13
1FT7102-5AC71-1FB1 | SYNCHRONOUS MOTOR 1FT7 | 7990.7
1FT7102-5AC71-1FG4 | SYNCHRONOUS MOTOR 1FT7 | 7063.03
1FT7105-5AC70-1CA4 | SYNCHRONOUS MOTOR 1FT7 | 8628.1
1FT7108-5AF71-1CB2 | SYNCHRONOUS MOTOR 1FT7 | 11820.55
1FT7108-5AF71-1CG1 | SYNCHRONOUS MOTOR 1FT7 | 10637.86
1FT7108-5AF71-1CL1 | SYNCHRONOUS MOTOR 1FT7 | 11906.71
1FT7108-5AF71-1DG2 | SYNCHRONOUS MOTOR 1FT7 | 9982.53
1FT7105-5SF71-4BB0 | SYNCHRONOUS MOTOR 1FT7 | 9317.61
1FT7108-5AF71-1FB2 | SYNCHRONOUS MOTOR 1FT7 | 11907.34
1FT7105-5SF71-4CH3 | SYNCHRONOUS MOTOR 1FT7 | 10313.53
1FT7102-5AF70-1BH0 | SYNCHRONOUS MOTOR 1FT7 | 6971.44
1FT7102-5AF70-1BK4 | SYNCHRONOUS MOTOR 1FT7 | 6320.52
1FT7086-5SF71-1CE1 | SYNCHRONOUS MOTOR 1FT7 | 8978.78
1FT7084-5AC71-1CH3 | SYNCHRONOUS MOTOR 1FT7 | 7124.73
1FT7086-1AH74-1MH1 | SYNCHRONOUS MOTOR 1FT7 | 5946.74
1FT7102-1AC71-1LG1 | SYNCHRONOUS MOTOR 1FT7 | 5639.82
1FT7086-5AC70-1DB2 | SYNCHRONOUS MOTOR 1FT7 | 7459.25
1FT7086-5SH70-1CG1 | SYNCHRONOUS MOTOR 1FT7 | 7836.87
1FT7102-5AB70-1CB0 | SYNCHRONOUS MOTOR 1FT7 | 7799.77
1FT7086-5SH71-1BA1 | SYNCHRONOUS MOTOR 1FT7 | 7008.54
1FT7102-5AB70-1DA1 | SYNCHRONOUS MOTOR 1FT7 | 6065.88
1FT7102-5AB70-1DD0 | SYNCHRONOUS MOTOR 1FT7 | 6134.38
1FT7102-5AB70-1DH0 | SYNCHRONOUS MOTOR 1FT7 | 7058.22
1FT7102-5AB70-1FA1 | SYNCHRONOUS MOTOR 1FT7 | 6894.22
1FT7086-5AC70-1CH3 | SYNCHRONOUS MOTOR 1FT7 | 8178.09
1FT7084-5AC74-1NA1 | SYNCHRONOUS MOTOR 1FT7 | 4892.27
1FT7084-5AF70-1BA0 | SYNCHRONOUS MOTOR 1FT7 | 5156.81
1FT7102-5AB71-1BA0 | SYNCHRONOUS MOTOR 1FT7 | 5874.98
1FT7086-5AC71-1BD1 | SYNCHRONOUS MOTOR 1FT7 | 6486.88
1FT7086-5WC71-1CD3 | SYNCHRONOUS MOTOR 1FT7 | 8072.97
1FT7086-5WC71-1CG1 | SYNCHRONOUS MOTOR 1FT7 | 7836.87
1FT7105-5AC70-1BG3 | SYNCHRONOUS MOTOR 1FT7 | 7694.44
1FT7108-5AF71-1CG2 | SYNCHRONOUS MOTOR 1FT7 | 10724.08
1FT7105-5SF71-3BD3 | SYNCHRONOUS MOTOR 1FT7 | 8561.36
1FT7105-5SF71-3BG0 | SYNCHRONOUS MOTOR 1FT7 | 8221.15
1FT7108-5AF71-1CK5 | SYNCHRONOUS MOTOR 1FT7 | 11065.48
1FT7105-5AC70-1DB2 | SYNCHRONOUS MOTOR 1FT7 | 8900.44
1FT7108-5AF71-1FA2 | SYNCHRONOUS MOTOR 1FT7 | 10810.87
1FT7105-5AC70-1DH0 | SYNCHRONOUS MOTOR 1FT7 | 8710.1
1FT7105-5AC70-1DH1 | SYNCHRONOUS MOTOR 1FT7 | 8814.22
1FT7105-5AC70-1DH2 | SYNCHRONOUS MOTOR 1FT7 | 8900.44
1FT7105-5AC70-1FB0 | SYNCHRONOUS MOTOR 1FT7 | 9538.45
1FT7105-5AC70-1FH0 | SYNCHRONOUS MOTOR 1FT7 | 9538.45
1FT7102-5AF70-1CA2 | SYNCHRONOUS MOTOR 1FT7 | 6893.64
1FT7108-5SC70-1BG1 | SYNCHRONOUS MOTOR 1FT7 | 10503.85
1FT7108-5SC70-1BG4 | SYNCHRONOUS MOTOR 1FT7 | 10672.64
1FT7108-5SC70-1BH0 | SYNCHRONOUS MOTOR 1FT7 | 11496.21
1FT7084-5AC71-1FG1 | SYNCHRONOUS MOTOR 1FT7 | 6176.07
1FT7084-5AC71-1FG4 | SYNCHRONOUS MOTOR 1FT7 | 6344.84
1FT7084-5AC71-1FH0 | SYNCHRONOUS MOTOR 1FT7 | 7043.94
1FT7084-5AC71-1FH1 | SYNCHRONOUS MOTOR 1FT7 | 7148.07
1FT7086-5AC70-1BH0 | SYNCHRONOUS MOTOR 1FT7 | 7182.15
1FT7086-5AC70-1CG0 | SYNCHRONOUS MOTOR 1FT7 | 7038.48
1FT7086-5AC70-1CG4 | SYNCHRONOUS MOTOR 1FT7 | 7311.4
1FT7086-5AC70-1DA1 | SYNCHRONOUS MOTOR 1FT7 | 6401.05
1FT7086-5AC70-1DA2 | SYNCHRONOUS MOTOR 1FT7 | 6487.24
1FT7102-5AB70-1CB1 | SYNCHRONOUS MOTOR 1FT7 | 7903.88
1FT7102-5AB70-1CG0 | SYNCHRONOUS MOTOR 1FT7 | 6703.32
1FT7102-5AB70-1CG1 | SYNCHRONOUS MOTOR 1FT7 | 6807.43
1FT7086-5SH70-1CH0 | SYNCHRONOUS MOTOR 1FT7 | 8704.77
1FT7086-5SH71-1CA1 | SYNCHRONOUS MOTOR 1FT7 | 7836.87
1FT7086-5SH71-1CG0 | SYNCHRONOUS MOTOR 1FT7 | 7732.76
1FT7086-5AC70-1FG1 | SYNCHRONOUS MOTOR 1FT7 | 7229.39
1FT7086-5AC70-1FG3 | SYNCHRONOUS MOTOR 1FT7 | 7292.86
1FT7084-5AF70-1CA0 | SYNCHRONOUS MOTOR 1FT7 | 5985.13
1FT7084-5AF70-1CB0 | SYNCHRONOUS MOTOR 1FT7 | 6957.15
1FT7086-5WC71-1DH0 | SYNCHRONOUS MOTOR 1FT7 | 7963.23
1FT7086-5WC71-1FG0 | SYNCHRONOUS MOTOR 1FT7 | 7819.54
1FT7102-5AB71-1BH1 | SYNCHRONOUS MOTOR 1FT7 | 7075.56
1FT7102-5AB71-1CA5 | SYNCHRONOUS MOTOR 1FT7 | 7062.41
1FT7084-5AF70-1DA0 | SYNCHRONOUS MOTOR 1FT7 | 5243.58
1FT7084-5AF70-1FA1 | SYNCHRONOUS MOTOR 1FT7 | 6176.07
1FT7086-5AC71-1DB0 | SYNCHRONOUS MOTOR 1FT7 | 7268.94
1FT7086-5AC71-1DB1 | SYNCHRONOUS MOTOR 1FT7 | 7373.05
1FT7086-5AC71-1DD2 | SYNCHRONOUS MOTOR 1FT7 | 6659.87
1FT7086-5AC71-1DE2 | SYNCHRONOUS MOTOR 1FT7 | 7629.15
1FT7102-5AB71-1FG0 | SYNCHRONOUS MOTOR 1FT7 | 6790.11
1FT7102-5AB71-1FG1 | SYNCHRONOUS MOTOR 1FT7 | 6894.22
1FT7086-5WF71-1DH0 | SYNCHRONOUS MOTOR 1FT7 | 7963.23
1FT7086-5WF71-1DH4 | SYNCHRONOUS MOTOR 1FT7 | 8236.12
1FT7086-5AC71-1FH5 | SYNCHRONOUS MOTOR 1FT7 | 8456.39
1FT7086-5AC71-1FL2 | SYNCHRONOUS MOTOR 1FT7 | 8457.51
1FT7086-5WH70-1BG3 | SYNCHRONOUS MOTOR 1FT7 | 7072.02
1FT7102-5AC71-1DH2 | SYNCHRONOUS MOTOR 1FT7 | 7248.55
1FT7102-5AC71-1DL1 | SYNCHRONOUS MOTOR 1FT7 | 7334.7
1FT7105-5AC70-1BG0 | SYNCHRONOUS MOTOR 1FT7 | 7526.85
1FT7105-5AC70-1BH2 | SYNCHRONOUS MOTOR 1FT7 | 8813.65
1FT7105-5AC70-1CA0 | SYNCHRONOUS MOTOR 1FT7 | 8355.21
1FT7105-5SF71-3CB0 | SYNCHRONOUS MOTOR 1FT7 | 10145.96
1FT7105-5SF71-3CG1 | SYNCHRONOUS MOTOR 1FT7 | 9153.6
1FT7105-5SF71-4BK4 | SYNCHRONOUS MOTOR 1FT7 | 8666.7
1FT7105-5SF71-4CA1 | SYNCHRONOUS MOTOR 1FT7 | 9153.6
1FT7105-5AC70-1DA3 | SYNCHRONOUS MOTOR 1FT7 | 7781.23
1FT7105-5AC70-1DG1 | SYNCHRONOUS MOTOR 1FT7 | 7717.77
1FT7108-5AF71-1FH5 | SYNCHRONOUS MOTOR 1FT7 | 12076.12
1FT7108-5AF71-1FK3 | SYNCHRONOUS MOTOR 1FT7 | 10960.78
1FT7102-5AF70-1BA3 | SYNCHRONOUS MOTOR 1FT7 | 6042.57
1FT7082-5AF71-1DD0 | SYNCHRONOUS MOTOR 1FT7 | 4602.21
1FT7082-5AF71-1DG2 | SYNCHRONOUS MOTOR 1FT7 | 4619.89
1FT7082-5AF71-1DG5 | SYNCHRONOUS MOTOR 1FT7 | 4788.69
1FT7084-5AH71-1DD0 | SYNCHRONOUS MOTOR 1FT7 | 5416.21
1FT7082-5AF71-1FB3 | SYNCHRONOUS MOTOR 1FT7 | 6397.52
1FT7082-5AC71-1FG0 | SYNCHRONOUS MOTOR 1FT7 | 5257.92
1FT7084-5AH71-1CH2 | SYNCHRONOUS MOTOR 1FT7 | 7147.48
1FT7086-5AF70-1DH3 | SYNCHRONOUS MOTOR 1FT7 | 7436.51
1FT7084-5SC70-1CE1 | SYNCHRONOUS MOTOR 1FT7 | 7925.44
1FT7086-5AF70-1FG2 | SYNCHRONOUS MOTOR 1FT7 | 7315.59
1FT7086-5AF70-1FG3 | SYNCHRONOUS MOTOR 1FT7 | 7292.86
1FT7086-5AF70-1FH0 | SYNCHRONOUS MOTOR 1FT7 | 8097.28
1FT7086-5AF70-1FH1 | SYNCHRONOUS MOTOR 1FT7 | 8201.39
1FT7086-5AF70-1FH2 | SYNCHRONOUS MOTOR 1FT7 | 8287.59
1FT7084-5SC74-1NA0 | SYNCHRONOUS MOTOR 1FT7 | 5482.4
1FT7084-5SF70-1CG0 | SYNCHRONOUS MOTOR 1FT7 | 6679.42
1FT7084-5SF70-1CG1 | SYNCHRONOUS MOTOR 1FT7 | 6783.53
1FT7086-5AF71-1BE2 | SYNCHRONOUS MOTOR 1FT7 | 7542.36
1FT7064-5AK70-1DA0 | SYNCHRONOUS MOTOR 1FT7 | 4429.58
1FT7105-5AB71-1DG0 | SYNCHRONOUS MOTOR 1FT7 | 7613.64
1FT7105-5AB71-1DG2 | SYNCHRONOUS MOTOR 1FT7 | 7803.95
1FT7102-5AC71-1BB1 | SYNCHRONOUS MOTOR 1FT7 | 7075.56
1FT7108-5AC74-1NB1 | SYNCHRONOUS MOTOR 1FT7 | 10537.33
1FT7105-5SF70-4CH1 | SYNCHRONOUS MOTOR 1FT7 | 10250.07
1FT7108-5AF70-1BH0 | SYNCHRONOUS MOTOR 1FT7 | 10801.89
1FT7108-5AF70-1BH3 | SYNCHRONOUS MOTOR 1FT7 | 10969.47
1FT7108-5AF70-1DA0 | SYNCHRONOUS MOTOR 1FT7 | 9792.2
1FT7108-5AF70-1DA1 | SYNCHRONOUS MOTOR 1FT7 | 9896.32
1FT7102-5AC71-1DA2 | SYNCHRONOUS MOTOR 1FT7 | 6152.06
1FT7108-5AF70-1DH0 | SYNCHRONOUS MOTOR 1FT7 | 10888.68
1FT7108-5AF70-1DH1 | SYNCHRONOUS MOTOR 1FT7 | 10992.79
1FT7108-5AF70-1FA1 | SYNCHRONOUS MOTOR 1FT7 | 10724.68
1FT7102-5AC71-1FG0 | SYNCHRONOUS MOTOR 1FT7 | 6790.11
1FT7102-5AC71-1FG1 | SYNCHRONOUS MOTOR 1FT7 | 6894.22
1FT7108-5AF71-1BG3 | SYNCHRONOUS MOTOR 1FT7 | 9873
1FT7108-5AF71-1BH0 | SYNCHRONOUS MOTOR 1FT7 | 10801.89
1FT7108-5AF71-1CA0 | SYNCHRONOUS MOTOR 1FT7 | 10533.75
1FT7108-5AF71-1CA1 | SYNCHRONOUS MOTOR 1FT7 | 10637.86
1FT7108-5AF71-1CA2 | SYNCHRONOUS MOTOR 1FT7 | 10724.08
1FT7108-5AF71-1CB0 | SYNCHRONOUS MOTOR 1FT7 | 11630.24
1FT7105-5AC70-1DB0 | SYNCHRONOUS MOTOR 1FT7 | 8710.1
1FT7102-5AF70-1BA5 | SYNCHRONOUS MOTOR 1FT7 | 6234.09
1FT7108-5AF71-1FG2 | SYNCHRONOUS MOTOR 1FT7 | 10810.87
1FT7108-5AF71-1FH2 | SYNCHRONOUS MOTOR 1FT7 | 11907.34
1FT7105-5SF71-8BA0 | SYNCHRONOUS MOTOR 1FT7 | 8221.15
1FT7105-5SF71-8BB0 | SYNCHRONOUS MOTOR 1FT7 | 9317.61
1FT7105-5SF71-8BG0 | SYNCHRONOUS MOTOR 1FT7 | 8221.15
1FT7086-5SF71-1BD1 | SYNCHRONOUS MOTOR 1FT7 | 7181.18
1FT7086-5SF71-1CB0 | SYNCHRONOUS MOTOR 1FT7 | 8704.77
1FT7086-5SF71-1CB1 | SYNCHRONOUS MOTOR 1FT7 | 8808.9
1FT7086-1AH71-1FG1 | SYNCHRONOUS MOTOR 1FT7 | 5664.92
1FT7086-1AH71-1FH1 | SYNCHRONOUS MOTOR 1FT7 | 6414.26
1FT7102-1AC71-1FG1 | SYNCHRONOUS MOTOR 1FT7 | 5401.61
1FT7086-5AC70-1DG0 | SYNCHRONOUS MOTOR 1FT7 | 6296.94
1FT7086-5AC70-1DG3 | SYNCHRONOUS MOTOR 1FT7 | 6464.51
1FT7102-5AB70-1CA3 | SYNCHRONOUS MOTOR 1FT7 | 6870.9
1FT7086-5SH71-1BG3 | SYNCHRONOUS MOTOR 1FT7 | 7072.02
1FT7086-5AC70-1DH0 | SYNCHRONOUS MOTOR 1FT7 | 7268.94
1FT7086-5AC70-1FA5 | SYNCHRONOUS MOTOR 1FT7 | 7484.37
1FT7084-5AC74-1MG0 | SYNCHRONOUS MOTOR 1FT7 | 5604.41
1FT7086-5WC70-1BG0 | SYNCHRONOUS MOTOR 1FT7 | 6904.43
1FT7086-5WC70-1BH1 | SYNCHRONOUS MOTOR 1FT7 | 7980.56
1FT7086-5WC70-1CB1 | SYNCHRONOUS MOTOR 1FT7 | 8808.9
1FT7086-5AC71-1BG0 | SYNCHRONOUS MOTOR 1FT7 | 6210.15
1FT7086-5AC71-1BG1 | SYNCHRONOUS MOTOR 1FT7 | 6314.26
1FT7086-5AC71-1BH0 | SYNCHRONOUS MOTOR 1FT7 | 7182.15
1FT7102-5AB70-1BH0 | SYNCHRONOUS MOTOR 1FT7 | 6971.44
1FT7102-5AB70-1CA4 | SYNCHRONOUS MOTOR 1FT7 | 6976.24
1FT7086-5SH70-1CK3 | SYNCHRONOUS MOTOR 1FT7 | 8072.97
1FT7102-5AB70-1DH3 | SYNCHRONOUS MOTOR 1FT7 | 7225.81
1FT7102-5AB70-1FA5 | SYNCHRONOUS MOTOR 1FT7 | 7149.2
1FT7086-5SH71-1CK4 | SYNCHRONOUS MOTOR 1FT7 | 8178.31
1FT7086-5AC70-1FH1 | SYNCHRONOUS MOTOR 1FT7 | 8201.39
1FT7084-5AC75-1MH0 | SYNCHRONOUS MOTOR 1FT7 | 6576.44
1FT7084-5AF70-1BB0 | SYNCHRONOUS MOTOR 1FT7 | 6128.82
1FT7086-5WC70-1CH5 | SYNCHRONOUS MOTOR 1FT7 | 9063.88
1FT7086-5AC71-1BA2 | SYNCHRONOUS MOTOR 1FT7 | 6400.48
1FT7086-5WC71-1BD5 | SYNCHRONOUS MOTOR 1FT7 | 7436.16
1FT7086-5WC71-1CK3 | SYNCHRONOUS MOTOR 1FT7 | 8072.97
1FT7084-5AF70-1CG2 | SYNCHRONOUS MOTOR 1FT7 | 6175.47
1FT7086-5WC71-1CH1 | SYNCHRONOUS MOTOR 1FT7 | 8808.9
1FT7102-5AB71-1CB0 | SYNCHRONOUS MOTOR 1FT7 | 7799.77
1FT7086-5AC71-1CK4 | SYNCHRONOUS MOTOR 1FT7 | 7484.02
1FT7102-5AB71-1FB1 | SYNCHRONOUS MOTOR 1FT7 | 7990.7
1FT7086-5AC71-1DA1 | SYNCHRONOUS MOTOR 1FT7 | 6401.05
1FT7086-5WF71-1CB0 | SYNCHRONOUS MOTOR 1FT7 | 8704.77
1FT7084-5AF70-1FG0 | SYNCHRONOUS MOTOR 1FT7 | 6071.92
1FT7084-5AF70-1FH0 | SYNCHRONOUS MOTOR 1FT7 | 7043.94
1FT7086-5WF71-1FL3 | SYNCHRONOUS MOTOR 1FT7 | 9129.05
1FT7086-5AC71-1DL2 | SYNCHRONOUS MOTOR 1FT7 | 7629.15
1FT7086-5AC71-1FB0 | SYNCHRONOUS MOTOR 1FT7 | 8097.28
1FT7084-5AF71-1BA0 | SYNCHRONOUS MOTOR 1FT7 | 5156.81
1FT7108-5AF70-1FH0 | SYNCHRONOUS MOTOR 1FT7 | 11717.02
1FT7108-5AF70-1CH5 | SYNCHRONOUS MOTOR 1FT7 | 11989.33
1FT7102-5AC71-1FG3 | SYNCHRONOUS MOTOR 1FT7 | 6957.69
1FT7105-5AC70-1CB4 | SYNCHRONOUS MOTOR 1FT7 | 9724.58
1FT7108-5AF71-1DA1 | SYNCHRONOUS MOTOR 1FT7 | 9896.32
1FT7108-5AF71-1DA3 | SYNCHRONOUS MOTOR 1FT7 | 9959.81
1FT7105-5AC70-1DA0 | SYNCHRONOUS MOTOR 1FT7 | 7613.64
1FT7108-5AF71-1DH1 | SYNCHRONOUS MOTOR 1FT7 | 10992.79
1FT7105-5SF71-4BG0 | SYNCHRONOUS MOTOR 1FT7 | 8221.15
1FT7108-5AF71-1DH3 | SYNCHRONOUS MOTOR 1FT7 | 11056.26
1FT7105-5SF71-4CG0 | SYNCHRONOUS MOTOR 1FT7 | 9049.47
1FT7102-5AF70-1BA0 | SYNCHRONOUS MOTOR 1FT7 | 5874.98
1FT7102-5AF70-1BA2 | SYNCHRONOUS MOTOR 1FT7 | 6065.31
1FT7105-5AC70-1FA5 | SYNCHRONOUS MOTOR 1FT7 | 8801.09
1FT7105-5AC70-1FG1 | SYNCHRONOUS MOTOR 1FT7 | 8546.11
1FT7102-5AF70-1CA0 | SYNCHRONOUS MOTOR 1FT7 | 6703.32
1FT7108-5SC70-1BA1 | SYNCHRONOUS MOTOR 1FT7 | 10503.85
1FT7108-5SC70-1CH1 | SYNCHRONOUS MOTOR 1FT7 | 12428.64
1FT7105-5WB74-1NH1 | SYNCHRONOUS MOTOR 1FT7 | 9053.06
1FT7102-5AF70-1FA1 | SYNCHRONOUS MOTOR 1FT7 | 6894.22
1FT7105-5AC71-1BB1 | SYNCHRONOUS MOTOR 1FT7 | 8727.45
1FT7105-5AC71-1BD0 | SYNCHRONOUS MOTOR 1FT7 | 7699.48
1FT7102-5AF70-1CH2 | SYNCHRONOUS MOTOR 1FT7 | 7990.1
1FT7105-5WC71-1DH0 | SYNCHRONOUS MOTOR 1FT7 | 9404.4
1FT7105-5AC71-1CA1 | SYNCHRONOUS MOTOR 1FT7 | 8459.32
1FK7105-2AF71-1FB0 | SYNCHRONOUS MOTOR 1FK7-CT 48 NM | 6192.94
1FT7066-5AH70-1FB1 | SYNCHRONOUS MOTOR 1FT7 | 6556.65
1FT7042-5AF71-1DB0 | SYNCHRONOUS MOTOR 1FT7 | 4376.89
1FT7046-5AF71-1DA1 | SYNCHRONOUS MOTOR 1FT7 | 4461.91
1FT7046-5AF71-1DG0 | SYNCHRONOUS MOTOR 1FT7 | 4357.8
1FT7046-5AF71-1FA2 | SYNCHRONOUS MOTOR 1FT7 | 5376.46
1FT7066-5AH70-1FH2 | SYNCHRONOUS MOTOR 1FT7 | 6642.87
1FT7046-5AF71-1FB0 | SYNCHRONOUS MOTOR 1FT7 | 5928.27
1FT7046-5AF71-1FB2 | SYNCHRONOUS MOTOR 1FT7 | 6118.58
1FT7066-5AH71-1BG2 | SYNCHRONOUS MOTOR 1FT7 | 4868.3
1FT7066-5AH71-1CB2 | SYNCHRONOUS MOTOR 1FT7 | 6556.05
1FT7066-5AH71-1CG1 | SYNCHRONOUS MOTOR 1FT7 | 5610.42
1FT7042-5AF71-1FD5 | SYNCHRONOUS MOTOR 1FT7 | 4994.84
1FT7046-5AF74-1MH1 | SYNCHRONOUS MOTOR 1FT7 | 5564.89
1FT7042-5AF71-1FH0 | SYNCHRONOUS MOTOR 1FT7 | 5205.23
1FT7084-5AF70-1CB2 | SYNCHRONOUS MOTOR 1FT7 | 7147.48
1FT7086-5WC71-1LG0 | SYNCHRONOUS MOTOR 1FT7 | 8057.77
1FT7102-5AB71-1CB1 | SYNCHRONOUS MOTOR 1FT7 | 7903.88
1FT7086-5WF70-1CH1 | SYNCHRONOUS MOTOR 1FT7 | 8808.9
1FT7086-5AC71-1CA1 | SYNCHRONOUS MOTOR 1FT7 | 7142.6
1FT7086-5AC71-1CK2 | SYNCHRONOUS MOTOR 1FT7 | 7401.43
1FT7086-5AC71-1DA0 | SYNCHRONOUS MOTOR 1FT7 | 6296.94
1FT7086-5WF71-1BH1 | SYNCHRONOUS MOTOR 1FT7 | 7980.56
1FT7086-5WF71-1CG2 | SYNCHRONOUS MOTOR 1FT7 | 7923.09
1FT7084-5AF70-1FB1 | SYNCHRONOUS MOTOR 1FT7 | 7148.07
1FT7084-5AF70-1FG1 | SYNCHRONOUS MOTOR 1FT7 | 6176.07
1FT7086-5WF71-1CH0 | SYNCHRONOUS MOTOR 1FT7 | 8704.77
1FT7086-5AC71-1FA0 | SYNCHRONOUS MOTOR 1FT7 | 7125.28
1FT7084-5AF70-1CH3 | SYNCHRONOUS MOTOR 1FT7 | 7124.73
1FT7086-5WH70-1CG2 | SYNCHRONOUS MOTOR 1FT7 | 7923.09
1FT7102-5AC71-1DG0 | SYNCHRONOUS MOTOR 1FT7 | 5961.76
1FT7108-5AF70-1CH0 | SYNCHRONOUS MOTOR 1FT7 | 11630.24
1FT7108-5AF71-1BG2 | SYNCHRONOUS MOTOR 1FT7 | 9895.74
1FT7102-5AC71-1FH2 | SYNCHRONOUS MOTOR 1FT7 | 8076.91
1FT7102-5AC71-1CH2 | SYNCHRONOUS MOTOR 1FT7 | 7990.1
1FT7105-5AC70-1CG3 | SYNCHRONOUS MOTOR 1FT7 | 8522.79
1FT7105-5SF71-3CH0 | SYNCHRONOUS MOTOR 1FT7 | 10145.96
1FT7108-5AF71-1DH0 | SYNCHRONOUS MOTOR 1FT7 | 10888.68
1FT7108-5AF71-1FB0 | SYNCHRONOUS MOTOR 1FT7 | 11717.02
1FT7102-5AF70-1BA1 | SYNCHRONOUS MOTOR 1FT7 | 5979.11
1FT7105-5AC70-1FA0 | SYNCHRONOUS MOTOR 1FT7 | 8442
1FT7105-5AC70-1FB2 | SYNCHRONOUS MOTOR 1FT7 | 9728.78
1FT7108-5AF74-1MA0 | SYNCHRONOUS MOTOR 1FT7 | 10153.04
1FT7105-5WB70-1BG0 | SYNCHRONOUS MOTOR 1FT7 | 8221.15
1FT7102-5AF70-1DB3 | SYNCHRONOUS MOTOR 1FT7 | 7225.81
1FT7105-5WC70-1BA1 | SYNCHRONOUS MOTOR 1FT7 | 8325.26
1FT7105-5AC71-1BB2 | SYNCHRONOUS MOTOR 1FT7 | 8813.65
1FT7105-5WC70-1DG3 | SYNCHRONOUS MOTOR 1FT7 | 8475.53
1FT7102-5AF70-1CH1 | SYNCHRONOUS MOTOR 1FT7 | 7903.88
1FT7105-5AC71-1BG5 | SYNCHRONOUS MOTOR 1FT7 | 7885.98
1FT7105-5AC71-1BH1 | SYNCHRONOUS MOTOR 1FT7 | 8727.45
1FK7105-2AF71-1FG1 | SYNCHRONOUS MOTOR 1FK7-CT 48 NM | 5742.81
1FT7042-5AF71-1DA2 | SYNCHRONOUS MOTOR 1FT7 | 3825.07
1FT7042-5AF71-1DB1 | SYNCHRONOUS MOTOR 1FT7 | 4481
1FT7042-5AF71-1DB5 | SYNCHRONOUS MOTOR 1FT7 | 4735.98
1FT7046-5AF71-1DB1 | SYNCHRONOUS MOTOR 1FT7 | 5204.03
1FT7066-5AH70-1FG5 | SYNCHRONOUS MOTOR 1FT7 | 5952.22
1FT7046-5AF71-1FA5 | SYNCHRONOUS MOTOR 1FT7 | 5545.23
1FT7066-5AH71-1BH2 | SYNCHRONOUS MOTOR 1FT7 | 5727.72
1FT7066-5AH71-1CA2 | SYNCHRONOUS MOTOR 1FT7 | 5696.64
1FT7066-5AH71-1DB2 | SYNCHRONOUS MOTOR 1FT7 | 5814.51
1FT7042-5AF71-1FH1 | SYNCHRONOUS MOTOR 1FT7 | 5309.35
1FT7042-5AF71-1CH1 | SYNCHRONOUS MOTOR 1FT7 | 5222.56
1FT7066-5AH71-1FG3 | SYNCHRONOUS MOTOR 1FT7 | 5760.69
1FT7066-5AH71-1FH1 | SYNCHRONOUS MOTOR 1FT7 | 6556.65
1FT7046-5AH70-1DB0 | SYNCHRONOUS MOTOR 1FT7 | 5099.92
1FT7066-5WF70-1DG0 | SYNCHRONOUS MOTOR 1FT7 | 5459.03
1FT7066-5WF74-1NG1 | SYNCHRONOUS MOTOR 1FT7 | 5107.72
1FT7046-5AH71-1BA0 | SYNCHRONOUS MOTOR 1FT7 | 4271.01
1FT7046-5AH71-1CG0 | SYNCHRONOUS MOTOR 1FT7 | 5099.35
1FT7046-5AH71-1CG2 | SYNCHRONOUS MOTOR 1FT7 | 5289.67
1FT7042-5AK70-1BA4 | SYNCHRONOUS MOTOR 1FT7 | 3820.9
1FT7042-5AK70-1BH0 | SYNCHRONOUS MOTOR 1FT7 | 4290.1
1FT7042-5AK70-1CG0 | SYNCHRONOUS MOTOR 1FT7 | 4376.32
1FT7042-5AK70-1CG3 | SYNCHRONOUS MOTOR 1FT7 | 4543.9
1FT7046-5AH71-1DG0 | SYNCHRONOUS MOTOR 1FT7 | 4357.8
1FT7067-7SF70-1CA0 | SYNCHRONOUS MOTOR 1FT7 | 6587.28
1FT7067-7SF71-1CG1 | SYNCHRONOUS MOTOR 1FT7 | 6691.39
1FT7067-7SF71-1CH1 | SYNCHRONOUS MOTOR 1FT7 | 7550.82
1FT7042-5AK70-1FA2 | SYNCHRONOUS MOTOR 1FT7 | 4653.43
1FT7067-7SH70-1CH0 | SYNCHRONOUS MOTOR 1FT7 | 7446.71
1FT7042-5AF71-1FK0 | SYNCHRONOUS MOTOR 1FT7 | 4635.74
1FT7046-5AH70-1CG3 | SYNCHRONOUS MOTOR 1FT7 | 5266.93
1FT7046-5AH70-1DA0 | SYNCHRONOUS MOTOR 1FT7 | 4357.8
1FT7066-5AH71-1FH3 | SYNCHRONOUS MOTOR 1FT7 | 6620.11
1FT7046-5AH70-1DB4 | SYNCHRONOUS MOTOR 1FT7 | 5372.84
1FT7064-1AF71-1FG1 | SYNCHRONOUS MOTOR 1FT7 | 4278.79
1FT7066-5WF70-1DG1 | SYNCHRONOUS MOTOR 1FT7 | 5563.16
1FT7066-5WF74-1MH1 | SYNCHRONOUS MOTOR 1FT7 | 6783.41
1FT7066-5WF74-1NH1 | SYNCHRONOUS MOTOR 1FT7 | 5967.15
1FT7046-5AH71-1CG1 | SYNCHRONOUS MOTOR 1FT7 | 5203.47
1FT7046-5AH71-1CG3 | SYNCHRONOUS MOTOR 1FT7 | 5266.93
1FT7042-5AK70-1BB0 | SYNCHRONOUS MOTOR 1FT7 | 4290.1
1FT7042-5AK70-1BH2 | SYNCHRONOUS MOTOR 1FT7 | 4480.44
1FT7042-5AK70-1CB2 | SYNCHRONOUS MOTOR 1FT7 | 5308.76
1FT7042-5AK70-1CG1 | SYNCHRONOUS MOTOR 1FT7 | 4480.44
1FT7046-5AH71-1DG1 | SYNCHRONOUS MOTOR 1FT7 | 4461.91
1FT7067-7SF70-1CH0 | SYNCHRONOUS MOTOR 1FT7 | 7446.71
1FT7067-7SF71-1CH0 | SYNCHRONOUS MOTOR 1FT7 | 7446.71
1FT7042-5AK70-1DB3 | SYNCHRONOUS MOTOR 1FT7 | 4544.48
1FT7067-7SH70-1BA0 | SYNCHRONOUS MOTOR 1FT7 | 5758.95
1FT7042-5AK70-1CH1 | SYNCHRONOUS MOTOR 1FT7 | 5222.56
1FT7062-1AF70-1BG1 | SYNCHRONOUS MOTOR 1FT7 | 3038.04
1FT7067-7WF71-1DL4 | SYNCHRONOUS MOTOR 1FT7 | 7148.07
1FT7064-1AK71-1KG1 | SYNCHRONOUS MOTOR 1FT7 | 3688.64
1FT7036-5AK71-1FA0 | SYNCHRONOUS MOTOR 1FT7 | 4417.67
1FT7036-5AK71-1FG4 | SYNCHRONOUS MOTOR 1FT7 | 4690.59
1FT7062-5AF71-1FB3 | SYNCHRONOUS MOTOR 1FT7 | 5825.34
1FT7044-5AK71-1BG0 | SYNCHRONOUS MOTOR 1FT7 | 3940.62
1FT7044-5AK71-1DA3 | SYNCHRONOUS MOTOR 1FT7 | 4195
1FT7066-5AF70-1CG0 | SYNCHRONOUS MOTOR 1FT7 | 5506.31
1FT7066-5AF70-1DA3 | SYNCHRONOUS MOTOR 1FT7 | 4932.34
1FT7044-5AK71-1FG1 | SYNCHRONOUS MOTOR 1FT7 | 4959.88
1FT7044-5AK71-1FG3 | SYNCHRONOUS MOTOR 1FT7 | 5023.33
1FT7044-5AK71-1FH2 | SYNCHRONOUS MOTOR 1FT7 | 5788.21
1FT7066-5AF70-1FA0 | SYNCHRONOUS MOTOR 1FT7 | 5593.09
1FT7062-5AK70-1DA0 | SYNCHRONOUS MOTOR 1FT7 | 3969.97
1FT7042-5AF70-1BG2 | SYNCHRONOUS MOTOR 1FT7 | 3738.31
1FT7042-5AF70-1CB3 | SYNCHRONOUS MOTOR 1FT7 | 5286.04
1FT7066-5AF70-1FB0 | SYNCHRONOUS MOTOR 1FT7 | 6452.54
1FT7066-5AF70-1FG5 | SYNCHRONOUS MOTOR 1FT7 | 5952.22
1FT7044-5AK74-1NG1 | SYNCHRONOUS MOTOR 1FT7 | 3676.08
1FT7042-5AF70-1DD4 | SYNCHRONOUS MOTOR 1FT7 | 4080.31
1FT7062-5AK71-1CL5 | SYNCHRONOUS MOTOR 1FT7 | 6100.07
1FT7066-5AF71-1BD4 | SYNCHRONOUS MOTOR 1FT7 | 5123.54
1FT7046-5AF70-1BH1 | SYNCHRONOUS MOTOR 1FT7 | 5117.26
1FT7046-5AF70-1CA3 | SYNCHRONOUS MOTOR 1FT7 | 5266.93
1FT7062-5AK71-1FG1 | SYNCHRONOUS MOTOR 1FT7 | 4902.46
1FT7066-5AF71-1CL5 | SYNCHRONOUS MOTOR 1FT7 | 6894.85
1FT7066-5AF71-1DA1 | SYNCHRONOUS MOTOR 1FT7 | 4868.88
1FT7066-5AF71-1DB1 | SYNCHRONOUS MOTOR 1FT7 | 5728.29
1FT7042-5AF70-1FH4 | SYNCHRONOUS MOTOR 1FT7 | 5478.16
1FT7066-5AF71-1DK2 | SYNCHRONOUS MOTOR 1FT7 | 5127.72
1FT7062-5AK74-1NH0 | SYNCHRONOUS MOTOR 1FT7 | 4373.96
1FT7044-5AK71-1FB1 | SYNCHRONOUS MOTOR 1FT7 | 5702
1FT7062-5AF74-1NH2 | SYNCHRONOUS MOTOR 1FT7 | 4564.29
1FT7044-5AK71-1CH2 | SYNCHRONOUS MOTOR 1FT7 | 5701.42
1FT7042-5AF70-1BG1 | SYNCHRONOUS MOTOR 1FT7 | 3652.11
1FT7062-5AK70-1DD0 | SYNCHRONOUS MOTOR 1FT7 | 4142.61
1FT7042-5AF70-1CB4 | SYNCHRONOUS MOTOR 1FT7 | 5391.37
1FT7062-5AK71-1BG5 | SYNCHRONOUS MOTOR 1FT7 | 4242.31
1FT7044-5AK71-1CH5 | SYNCHRONOUS MOTOR 1FT7 | 5870.2
1FT7066-5AF70-1CH0 | SYNCHRONOUS MOTOR 1FT7 | 6365.73
1FT7042-5AF70-1DA3 | SYNCHRONOUS MOTOR 1FT7 | 3802.35
1FT7062-5AK71-1DA2 | SYNCHRONOUS MOTOR 1FT7 | 4160.3
1FT7062-5AK71-1DG3 | SYNCHRONOUS MOTOR 1FT7 | 4137.58
1FT7062-5AK71-1FB1 | SYNCHRONOUS MOTOR 1FT7 | 5761.87
1FT7102-5AF70-1BB4 | SYNCHRONOUS MOTOR 1FT7 | 7244.37
1FT7105-5AC70-1DG3 | SYNCHRONOUS MOTOR 1FT7 | 7781.23
1FT7105-5SF71-4CK1 | SYNCHRONOUS MOTOR 1FT7 | 9326.22
1FT7102-5AF70-1CA5 | SYNCHRONOUS MOTOR 1FT7 | 7062.41
1FT7108-5SC70-1BB1 | SYNCHRONOUS MOTOR 1FT7 | 11600.32
1FT7108-5SC70-1CB0 | SYNCHRONOUS MOTOR 1FT7 | 12324.53
1FT7105-5WB70-1CB2 | SYNCHRONOUS MOTOR 1FT7 | 10336.27
1FT7105-5WB71-1BH1 | SYNCHRONOUS MOTOR 1FT7 | 9421.74
1FT7102-5AF70-1CG1 | SYNCHRONOUS MOTOR 1FT7 | 6807.43
1FT7102-5AF70-1FB2 | SYNCHRONOUS MOTOR 1FT7 | 8076.91
1FT7102-5AF70-1FG2 | SYNCHRONOUS MOTOR 1FT7 | 6980.42
1FT7102-5AF70-1FH0 | SYNCHRONOUS MOTOR 1FT7 | 7886.57
1FT7105-5AC71-1BH2 | SYNCHRONOUS MOTOR 1FT7 | 8813.65
1FT7105-5AC71-1CA0 | SYNCHRONOUS MOTOR 1FT7 | 8355.21
1FT7105-5WC71-1FA0 | SYNCHRONOUS MOTOR 1FT7 | 9136.26
1FT7105-5WC71-1CH2 | SYNCHRONOUS MOTOR 1FT7 | 10336.27
1FT7066-5AH70-1DG0 | SYNCHRONOUS MOTOR 1FT7 | 4764.75
1FT7066-5AH70-1FA0 | SYNCHRONOUS MOTOR 1FT7 | 5593.09
1FT7066-5AH70-1FB0 | SYNCHRONOUS MOTOR 1FT7 | 6452.54
1FT7046-5AF71-1DH0 | SYNCHRONOUS MOTOR 1FT7 | 5099.92
1FT7064-1AF71-1DG1 | SYNCHRONOUS MOTOR 1FT7 | 3450.45
1FT7064-1AF71-1DH1 | SYNCHRONOUS MOTOR 1FT7 | 4111.18
1FT7046-5AF71-1FA0 | SYNCHRONOUS MOTOR 1FT7 | 5186.14
1FT7042-5AF71-1DG0 | SYNCHRONOUS MOTOR 1FT7 | 3634.77
1FT7042-5AF71-1DG1 | SYNCHRONOUS MOTOR 1FT7 | 3738.88
1FT7046-5AF71-1CH3 | SYNCHRONOUS MOTOR 1FT7 | 6009.07
1FT7046-5AH70-1BA0 | SYNCHRONOUS MOTOR 1FT7 | 4271.01
1FT7042-5AF71-1FG2 | SYNCHRONOUS MOTOR 1FT7 | 4653.43
1FT7042-5AF71-1FG3 | SYNCHRONOUS MOTOR 1FT7 | 4630.7
1FT7042-5AF71-1FG5 | SYNCHRONOUS MOTOR 1FT7 | 4822.2
1FT7046-5AH70-1CG4 | SYNCHRONOUS MOTOR 1FT7 | 5372.28
1FT7046-5AH70-1CL1 | SYNCHRONOUS MOTOR 1FT7 | 6115.58
1FT7046-5AH70-1FK1 | SYNCHRONOUS MOTOR 1FT7 | 5462.89
1FT7046-5AH70-1CH1 | SYNCHRONOUS MOTOR 1FT7 | 5945.59
1FT7066-5WF71-1BG1 | SYNCHRONOUS MOTOR 1FT7 | 5476.37
1FT7046-5AH71-1CG4 | SYNCHRONOUS MOTOR 1FT7 | 5372.28
1FT7064-1AF71-1LG1 | SYNCHRONOUS MOTOR 1FT7 | 4517
1FT7064-1AF71-1LH1 | SYNCHRONOUS MOTOR 1FT7 | 5177.75
1FT7042-5AF74-1ND5 | SYNCHRONOUS MOTOR 1FT7 | 3711.04
1FT7042-5AF75-1MA2 | SYNCHRONOUS MOTOR 1FT7 | 4185.93
1FT7066-5WH74-1NH1 | SYNCHRONOUS MOTOR 1FT7 | 5967.15
1FT7067-7SF70-1BB1 | SYNCHRONOUS MOTOR 1FT7 | 6722.49
1FT7042-5AK70-1CG4 | SYNCHRONOUS MOTOR 1FT7 | 4649.25
1FT7042-5AK70-1DA0 | SYNCHRONOUS MOTOR 1FT7 | 3634.77
1FT7042-5AK70-1FA0 | SYNCHRONOUS MOTOR 1FT7 | 4463.11
1FT7067-7SF74-1NB0 | SYNCHRONOUS MOTOR 1FT7 | 6249.71
1FT7067-7SH71-1CG1 | SYNCHRONOUS MOTOR 1FT7 | 6691.39
1FT7064-1AK70-1DG1 | SYNCHRONOUS MOTOR 1FT7 | 3450.45
1FT7064-1AK70-1DH1 | SYNCHRONOUS MOTOR 1FT7 | 4111.18
1FT7036-5AK71-1FB3 | SYNCHRONOUS MOTOR 1FT7 | 5272.35
1FT7036-5AK71-1FB5 | SYNCHRONOUS MOTOR 1FT7 | 5463.86
1FT7044-5AK71-1BA1 | SYNCHRONOUS MOTOR 1FT7 | 4044.73
1FT7044-5AK71-1BA3 | SYNCHRONOUS MOTOR 1FT7 | 4108.22
1FT7044-5AK71-1BB1 | SYNCHRONOUS MOTOR 1FT7 | 4786.87
1FT7044-5AK71-1CK5 | SYNCHRONOUS MOTOR 1FT7 | 5300.68
1FT7044-5AK71-1CL2 | SYNCHRONOUS MOTOR 1FT7 | 5871.38
1FT7062-5AF71-1FK2 | SYNCHRONOUS MOTOR 1FT7 | 5161.28
1FT7036-5AK74-1MH2 | SYNCHRONOUS MOTOR 1FT7 | 4827.57
1FT7066-5AF70-1CG1 | SYNCHRONOUS MOTOR 1FT7 | 5610.42
1FT7066-5AF70-1DA0 | SYNCHRONOUS MOTOR 1FT7 | 4764.75
1FT7044-5AK71-1FG5 | SYNCHRONOUS MOTOR 1FT7 | 5214.86
1FT7044-5AK71-1FH0 | SYNCHRONOUS MOTOR 1FT7 | 5597.87
1FT7044-5AK71-1FH1 | SYNCHRONOUS MOTOR 1FT7 | 5702
1FT7042-5AF70-1CA0 | SYNCHRONOUS MOTOR 1FT7 | 4376.32
1FT7062-5AK70-1DD5 | SYNCHRONOUS MOTOR 1FT7 | 4501.73
1FT7044-5AK74-1NG0 | SYNCHRONOUS MOTOR 1FT7 | 3571.95
1FT7102-5AB71-1CB2 | SYNCHRONOUS MOTOR 1FT7 | 7990.1
1FT7086-5AC71-1BH1 | SYNCHRONOUS MOTOR 1FT7 | 7286.28
1FT7086-5AC71-1BK5 | SYNCHRONOUS MOTOR 1FT7 | 6741.88
1FT7102-5AB71-1DA3 | SYNCHRONOUS MOTOR 1FT7 | 6129.34
1FT7102-5AB71-1FB0 | SYNCHRONOUS MOTOR 1FT7 | 7886.57
1FT7086-5AC71-1DK1 | SYNCHRONOUS MOTOR 1FT7 | 6573.67
1FT7086-5WF71-1CL4 | SYNCHRONOUS MOTOR 1FT7 | 9147.59
1FT7086-5WF71-1DG1 | SYNCHRONOUS MOTOR 1FT7 | 7095.33
1FT7086-5AC71-1FD2 | SYNCHRONOUS MOTOR 1FT7 | 7488.21
1FT7086-5AC71-1FE2 | SYNCHRONOUS MOTOR 1FT7 | 8457.51
1FT7102-5AC71-1DG3 | SYNCHRONOUS MOTOR 1FT7 | 6129.34
1FT7108-5AF70-1FA0 | SYNCHRONOUS MOTOR 1FT7 | 10620.54
1FT7102-5AC71-1FH5 | SYNCHRONOUS MOTOR 1FT7 | 8245.68
1FT7102-5AC71-1CH1 | SYNCHRONOUS MOTOR 1FT7 | 7903.88
1FT7105-5SF71-2CG1 | SYNCHRONOUS MOTOR 1FT7 | 9153.6
1FT7108-5AF71-1CK3 | SYNCHRONOUS MOTOR 1FT7 | 10873.96
1FT7105-5SF71-3BA1 | SYNCHRONOUS MOTOR 1FT7 | 8325.26
1FT7105-5SF71-3BG1 | SYNCHRONOUS MOTOR 1FT7 | 8325.26
1FT7108-5AF71-1DA0 | SYNCHRONOUS MOTOR 1FT7 | 9792.2
1FT7105-5AC70-1DA1 | SYNCHRONOUS MOTOR 1FT7 | 7717.77
1FT7105-5AC70-1DA2 | SYNCHRONOUS MOTOR 1FT7 | 7803.95
1FT7108-5AF71-1FG0 | SYNCHRONOUS MOTOR 1FT7 | 10620.54
1FT7105-5AC70-1CH0 | SYNCHRONOUS MOTOR 1FT7 | 9451.66
1FT7108-5AF71-1CH2 | SYNCHRONOUS MOTOR 1FT7 | 11820.55
1FT7108-5AF71-1CH3 | SYNCHRONOUS MOTOR 1FT7 | 11797.81
1FT7105-5SF71-8CB0 | SYNCHRONOUS MOTOR 1FT7 | 10145.96
1FT7105-5SF71-8CG1 | SYNCHRONOUS MOTOR 1FT7 | 9153.6
1FT7105-5SF74-1MA0 | SYNCHRONOUS MOTOR 1FT7 | 8668.76
1FT7102-5AF70-1FA3 | SYNCHRONOUS MOTOR 1FT7 | 6957.69
1FT7105-5WC70-1BH4 | SYNCHRONOUS MOTOR 1FT7 | 9590.54
1FT7105-5WC70-1CB2 | SYNCHRONOUS MOTOR 1FT7 | 10336.27
1FT7102-5AF71-1BB0 | SYNCHRONOUS MOTOR 1FT7 | 6971.44
1FT7102-5AF71-1BG0 | SYNCHRONOUS MOTOR 1FT7 | 5874.98
1FT7105-5AC71-1CB2 | SYNCHRONOUS MOTOR 1FT7 | 9641.98
1FT7105-5AC71-1CE3 | SYNCHRONOUS MOTOR 1FT7 | 9791.6
1FT7066-5AH70-1FG2 | SYNCHRONOUS MOTOR 1FT7 | 5783.43
1FT7066-5AH70-1FG3 | SYNCHRONOUS MOTOR 1FT7 | 5760.69
1FT7042-5AF71-1DB3 | SYNCHRONOUS MOTOR 1FT7 | 4544.48
1FT7066-5AH70-1CH0 | SYNCHRONOUS MOTOR 1FT7 | 6365.73
1FT7066-5AH70-1CH4 | SYNCHRONOUS MOTOR 1FT7 | 6638.67
1FT7042-5AF71-1DK2 | SYNCHRONOUS MOTOR 1FT7 | 3997.7
1FT7042-5AF71-1FB2 | SYNCHRONOUS MOTOR 1FT7 | 5395.55
1FT7042-5AF71-1CH2 | SYNCHRONOUS MOTOR 1FT7 | 5308.76
1FT7066-5AH71-1FG1 | SYNCHRONOUS MOTOR 1FT7 | 5697.24
1FT7066-5AH71-1CH1 | SYNCHRONOUS MOTOR 1FT7 | 6469.86
1FT7046-5AH70-1DG3 | SYNCHRONOUS MOTOR 1FT7 | 4525.38
1FT7046-5AH70-1FB3 | SYNCHRONOUS MOTOR 1FT7 | 6095.86
1FT7046-5AH71-1BA2 | SYNCHRONOUS MOTOR 1FT7 | 4461.34
1FT7064-1AF71-1FH1 | SYNCHRONOUS MOTOR 1FT7 | 4939.54
1FT7046-5AH71-1BK3 | SYNCHRONOUS MOTOR 1FT7 | 4611.22
1FT7042-5AK70-1CB0 | SYNCHRONOUS MOTOR 1FT7 | 5118.45
1FT7042-5AK70-1CB1 | SYNCHRONOUS MOTOR 1FT7 | 5222.56
1FT7066-5WH70-1DA0 | SYNCHRONOUS MOTOR 1FT7 | 5459.03
1FT7066-5WH74-1MH1 | SYNCHRONOUS MOTOR 1FT7 | 6783.41
1FT7067-7SF70-1CH1 | SYNCHRONOUS MOTOR 1FT7 | 7550.82
1FT7046-5AH71-1FA1 | SYNCHRONOUS MOTOR 1FT7 | 5290.25
1FT7067-7SF71-1CB0 | SYNCHRONOUS MOTOR 1FT7 | 7446.71
1FT7042-5AK70-1CH2 | SYNCHRONOUS MOTOR 1FT7 | 5308.76
1FT7067-7SH70-1CG0 | SYNCHRONOUS MOTOR 1FT7 | 6587.28
1FT7064-1AK71-1BG1 | SYNCHRONOUS MOTOR 1FT7 | 3363.66
1FT7064-1AK71-1CG1 | SYNCHRONOUS MOTOR 1FT7 | 4191.99
1FT7067-7WH70-1CG1 | SYNCHRONOUS MOTOR 1FT7 | 6691.39
1FT7067-7WH71-1DA2 | SYNCHRONOUS MOTOR 1FT7 | 6036.06
1FT7044-5AK70-1FH0 | SYNCHRONOUS MOTOR 1FT7 | 5597.87
1FT7044-5AK70-1FH1 | SYNCHRONOUS MOTOR 1FT7 | 5702
1FT7062-5AF71-1DL2 | SYNCHRONOUS MOTOR 1FT7 | 5189.72
1FT7067-7SH71-1CG0 | SYNCHRONOUS MOTOR 1FT7 | 6587.28
1FT7062-1AF70-1DH1 | SYNCHRONOUS MOTOR 1FT7 | 3785.59
1FT7067-7WF70-1CG1 | SYNCHRONOUS MOTOR 1FT7 | 6691.39
1FT7036-5AK71-1FB0 | SYNCHRONOUS MOTOR 1FT7 | 5104.75
1FT7036-5AK71-1FL1 | SYNCHRONOUS MOTOR 1FT7 | 5381.48
1FT7044-5AK70-1LK4 | SYNCHRONOUS MOTOR 1FT7 | 5539.5
1FT7062-5AF71-1FA1 | SYNCHRONOUS MOTOR 1FT7 | 4902.46
1FT7066-5AF70-1BG1 | SYNCHRONOUS MOTOR 1FT7 | 4782.09
1FT7044-5AK71-1BG1 | SYNCHRONOUS MOTOR 1FT7 | 4044.73
1FT7036-5AK71-1CH1 | SYNCHRONOUS MOTOR 1FT7 | 5122.08
1FT7062-5AF71-1CH1 | SYNCHRONOUS MOTOR 1FT7 | 5675.08
1FT7066-5AF70-1DB3 | SYNCHRONOUS MOTOR 1FT7 | 5791.77
1FT7044-5AK71-1FG0 | SYNCHRONOUS MOTOR 1FT7 | 4855.74
1FT7044-5AK71-1FG2 | SYNCHRONOUS MOTOR 1FT7 | 5046.07
1FT7044-5AK71-1FK0 | SYNCHRONOUS MOTOR 1FT7 | 5028.37
1FT7066-5AF70-1FA1 | SYNCHRONOUS MOTOR 1FT7 | 5697.24
1FT7042-5AF70-1BG0 | SYNCHRONOUS MOTOR 1FT7 | 3547.98
1FT7062-5AK70-1DA1 | SYNCHRONOUS MOTOR 1FT7 | 4074.12
1FT7062-5AK70-1FB0 | SYNCHRONOUS MOTOR 1FT7 | 5657.76
1FT7042-5AF70-1DA0 | SYNCHRONOUS MOTOR 1FT7 | 3634.77
1FT7066-5AF70-1FA4 | SYNCHRONOUS MOTOR 1FT7 | 5866.02
1FT7066-5AF70-1FB4 | SYNCHRONOUS MOTOR 1FT7 | 6725.46
1FT7046-5AF70-1BG1 | SYNCHRONOUS MOTOR 1FT7 | 4375.14
1FT7062-5AK71-1CB0 | SYNCHRONOUS MOTOR 1FT7 | 5570.97
1FT7042-5AF70-1DD2 | SYNCHRONOUS MOTOR 1FT7 | 3997.7
1FT7062-5AK71-1CG2 | SYNCHRONOUS MOTOR 1FT7 | 4901.88
1FT7066-5AF71-1BG1 | SYNCHRONOUS MOTOR 1FT7 | 4782.09
1FT7046-5AF70-1CA2 | SYNCHRONOUS MOTOR 1FT7 | 5289.67
1FT7046-5AF70-1CG1 | SYNCHRONOUS MOTOR 1FT7 | 5203.47
1FT7066-5AF71-1CA0 | SYNCHRONOUS MOTOR 1FT7 | 5506.31
1FT7042-5AF70-1FB1 | SYNCHRONOUS MOTOR 1FT7 | 5309.35
1FT7066-5AF71-1CL2 | SYNCHRONOUS MOTOR 1FT7 | 6726.06
1FT7066-5AF71-1DA0 | SYNCHRONOUS MOTOR 1FT7 | 4764.75
1FT7066-5AF71-1DB4 | SYNCHRONOUS MOTOR 1FT7 | 5897.1
1FT7042-5AF70-1CH0 | SYNCHRONOUS MOTOR 1FT7 | 5118.45
1FT7066-5AF71-1DK0 | SYNCHRONOUS MOTOR 1FT7 | 4937.38
1FT7046-5AF70-1DG4 | SYNCHRONOUS MOTOR 1FT7 | 4630.72
1FT7062-5WF70-1FB2 | SYNCHRONOUS MOTOR 1FT7 | 6542.34
1FT7044-5AK71-1CH1 | SYNCHRONOUS MOTOR 1FT7 | 5615.22
1FT7066-5AF70-1DK4 | SYNCHRONOUS MOTOR 1FT7 | 5210.31
1FT7062-5AK70-1DA3 | SYNCHRONOUS MOTOR 1FT7 | 4137.58
1FT7042-5AF70-1BG5 | SYNCHRONOUS MOTOR 1FT7 | 3907.09
1FT7062-5AK70-1DK0 | SYNCHRONOUS MOTOR 1FT7 | 4142.61
1FT7062-5AK71-1BH1 | SYNCHRONOUS MOTOR 1FT7 | 4846.76
1FT7066-5AF70-1FG2 | SYNCHRONOUS MOTOR 1FT7 | 5783.43
1FT7066-5AF70-1CH5 | SYNCHRONOUS MOTOR 1FT7 | 6724.84
1FT7046-5AF70-1BA2 | SYNCHRONOUS MOTOR 1FT7 | 4461.34
1FT7062-5AK71-1DA1 | SYNCHRONOUS MOTOR 1FT7 | 4074.12
1FT7062-5AK71-1DA5 | SYNCHRONOUS MOTOR 1FT7 | 4329.1
1FT7062-5AK71-1DG0 | SYNCHRONOUS MOTOR 1FT7 | 3969.97
1FT7062-5AK71-1FA0 | SYNCHRONOUS MOTOR 1FT7 | 4798.33
1FT7062-5AK71-1FE0 | SYNCHRONOUS MOTOR 1FT7 | 5827.75
1FT7042-5AF70-1FA4 | SYNCHRONOUS MOTOR 1FT7 | 4736.03
1FT7062-5AK71-1CH1 | SYNCHRONOUS MOTOR 1FT7 | 5675.08
1FT7042-5AF70-1CH4 | SYNCHRONOUS MOTOR 1FT7 | 5391.37
1FT7066-5AF71-1FG0 | SYNCHRONOUS MOTOR 1FT7 | 5593.09
1FT7062-5AK75-1MH2 | SYNCHRONOUS MOTOR 1FT7 | 5380.57
1FT7046-5AF70-1FA0 | SYNCHRONOUS MOTOR 1FT7 | 5186.14
1FT7046-5AF70-1FA4 | SYNCHRONOUS MOTOR 1FT7 | 5459.06
1FT7042-5AF71-1BA0 | SYNCHRONOUS MOTOR 1FT7 | 3547.98
1FT7066-5AF71-1FG5 | SYNCHRONOUS MOTOR 1FT7 | 5952.22
1FT7062-5WF71-1FH0 | SYNCHRONOUS MOTOR 1FT7 | 6352.02
1FT7062-5WF71-1KH2 | SYNCHRONOUS MOTOR 1FT7 | 5952.2
1FT7062-5WK70-1FH0 | SYNCHRONOUS MOTOR 1FT7 | 6356.76
1FT7066-5AH70-1CA1 | SYNCHRONOUS MOTOR 1FT7 | 5610.42
1FT7066-5AH70-1CG3 | SYNCHRONOUS MOTOR 1FT7 | 5673.9
1FT7062-5AF71-1FA0 | SYNCHRONOUS MOTOR 1FT7 | 4798.33
1FT7044-5AK71-1BG5 | SYNCHRONOUS MOTOR 1FT7 | 4299.73
1FT7044-5AK71-1BH0 | SYNCHRONOUS MOTOR 1FT7 | 4682.76
1FT7062-5AF71-1FD2 | SYNCHRONOUS MOTOR 1FT7 | 5161.28
1FT7044-5AK71-1BK5 | SYNCHRONOUS MOTOR 1FT7 | 4472.35
1FT7044-5AK71-1DD4 | SYNCHRONOUS MOTOR 1FT7 | 4472.95
1FT7062-5AF71-1CH2 | SYNCHRONOUS MOTOR 1FT7 | 5761.27
1FT7066-5AF70-1CA2 | SYNCHRONOUS MOTOR 1FT7 | 5696.64
1FT7044-5AK71-1FB0 | SYNCHRONOUS MOTOR 1FT7 | 5597.87
1FT7044-5AK71-1FB2 | SYNCHRONOUS MOTOR 1FT7 | 5788.21
1FT7062-5AK70-1CD3 | SYNCHRONOUS MOTOR 1FT7 | 5051.76
1FT7062-5AK70-1CG1 | SYNCHRONOUS MOTOR 1FT7 | 4815.66
1FT7062-5AK71-1CB1 | SYNCHRONOUS MOTOR 1FT7 | 5675.08
1FT7046-5AF70-1CB2 | SYNCHRONOUS MOTOR 1FT7 | 6031.79
1FT7046-5AF70-1CB3 | SYNCHRONOUS MOTOR 1FT7 | 6009.07
1FT7046-5AF70-1CG0 | SYNCHRONOUS MOTOR 1FT7 | 5099.35
1FT7042-5AF70-1FB3 | SYNCHRONOUS MOTOR 1FT7 | 5372.83
1FT7042-5AF70-1FD2 | SYNCHRONOUS MOTOR 1FT7 | 4826.04
1FT7042-5AF70-1FG2 | SYNCHRONOUS MOTOR 1FT7 | 4653.43
1FT7042-5AF70-1FG3 | SYNCHRONOUS MOTOR 1FT7 | 4630.7
1FT7042-5AF70-1CH1 | SYNCHRONOUS MOTOR 1FT7 | 5222.56
1FT7042-5AF70-1CH2 | SYNCHRONOUS MOTOR 1FT7 | 5308.76
1FT7042-5AF70-1KK4 | SYNCHRONOUS MOTOR 1FT7 | 4318.53
1FT7066-5AF70-1DH1 | SYNCHRONOUS MOTOR 1FT7 | 5728.29
1FT7066-5AF70-1DH5 | SYNCHRONOUS MOTOR 1FT7 | 5983.29
1FT7062-5AK70-1DG0 | SYNCHRONOUS MOTOR 1FT7 | 3969.97
1FT7042-5AF70-1BH0 | SYNCHRONOUS MOTOR 1FT7 | 4290.1
1FT7042-5AF70-1CA2 | SYNCHRONOUS MOTOR 1FT7 | 4566.64
1FT7062-5AK70-1DG2 | SYNCHRONOUS MOTOR 1FT7 | 4160.3
1FT7062-5AK70-1DH1 | SYNCHRONOUS MOTOR 1FT7 | 4933.53
1FT7042-5AF70-1DA5 | SYNCHRONOUS MOTOR 1FT7 | 3993.86
1FT7062-5AK71-1CK4 | SYNCHRONOUS MOTOR 1FT7 | 5157.08
1FT7042-5AF70-1DB2 | SYNCHRONOUS MOTOR 1FT7 | 4567.21
1FT7062-5AK71-1FH0 | SYNCHRONOUS MOTOR 1FT7 | 5657.76
1FT7062-5AK71-1CH0 | SYNCHRONOUS MOTOR 1FT7 | 5570.97
1FT7066-5AF71-1BH0 | SYNCHRONOUS MOTOR 1FT7 | 5537.41
1FT7066-5AF71-1BK5 | SYNCHRONOUS MOTOR 1FT7 | 5209.71
1FT7042-5AF70-1LH1 | SYNCHRONOUS MOTOR 1FT7 | 5547.57
1FT7066-5AF71-1FA2 | SYNCHRONOUS MOTOR 1FT7 | 5783.43
1FT7066-5AF71-1FB2 | SYNCHRONOUS MOTOR 1FT7 | 6642.87
1FT7046-5AF70-1FB4 | SYNCHRONOUS MOTOR 1FT7 | 6201.19
1FT7062-5WF70-1DG1 | SYNCHRONOUS MOTOR 1FT7 | 4768.36
1FT7062-5WF71-1BG5 | SYNCHRONOUS MOTOR 1FT7 | 4936.57
1FT7062-5WF71-1BH1 | SYNCHRONOUS MOTOR 1FT7 | 5541
1FT7062-5WK71-1BG0 | SYNCHRONOUS MOTOR 1FT7 | 4582.21
1FT7062-5WK71-1CG2 | SYNCHRONOUS MOTOR 1FT7 | 5600.87
1FT7062-5WK71-1CG5 | SYNCHRONOUS MOTOR 1FT7 | 5769.65
1FT7062-5WK71-1DG4 | SYNCHRONOUS MOTOR 1FT7 | 4941.89
1FT7062-5WK71-1DK5 | SYNCHRONOUS MOTOR 1FT7 | 5200.73
1FT7046-5AF71-1CG1 | SYNCHRONOUS MOTOR 1FT7 | 5203.47
1FT7062-5WK71-1FG2 | SYNCHRONOUS MOTOR 1FT7 | 5687.66
1FT7046-5AF71-1CG2 | SYNCHRONOUS MOTOR 1FT7 | 5289.67
1FT7042-5AF71-1CE5 | SYNCHRONOUS MOTOR 1FT7 | 5647.55
1FT7042-5AF71-1CK1 | SYNCHRONOUS MOTOR 1FT7 | 4653.07
1FT7066-5AH70-1DB3 | SYNCHRONOUS MOTOR 1FT7 | 5791.77
1FT7066-5AH70-1DG1 | SYNCHRONOUS MOTOR 1FT7 | 4868.88
1FT7082-5WH71-1DB1 | SYNCHRONOUS MOTOR 1FT7 | 6200.04
1FT7084-1AF70-1BG1 | SYNCHRONOUS MOTOR 1FT7 | 3952.58
1FT7084-1AF70-1BH1 | SYNCHRONOUS MOTOR 1FT7 | 4701.88
1FT7084-5WF71-1FB0 | SYNCHRONOUS MOTOR 1FT7 | 7738.22
1FT7086-5AH70-1BA0 | SYNCHRONOUS MOTOR 1FT7 | 6210.15
1FT7086-5AH70-1BA1 | SYNCHRONOUS MOTOR 1FT7 | 6314.26
1FT7084-5WF71-1FG1 | SYNCHRONOUS MOTOR 1FT7 | 6870.33
1FT7084-1AF70-1DH1 | SYNCHRONOUS MOTOR 1FT7 | 4788.69
1FT7084-1AF71-1DG1 | SYNCHRONOUS MOTOR 1FT7 | 4039.35
1FT7084-1AF71-1DH1 | SYNCHRONOUS MOTOR 1FT7 | 4788.69
1FT7046-5AF71-1CB3 | SYNCHRONOUS MOTOR 1FT7 | 6009.07
1FT7046-5AF71-1CL5 | SYNCHRONOUS MOTOR 1FT7 | 6370.58
1FT7066-5AH70-1DB0 | SYNCHRONOUS MOTOR 1FT7 | 5624.18
1FT7042-5AF71-1DA4 | SYNCHRONOUS MOTOR 1FT7 | 3907.69
1FT7086-5AF71-1KG2 | SYNCHRONOUS MOTOR 1FT7 | 6725.46
1FT7082-5WF74-1NG1 | SYNCHRONOUS MOTOR 1FT7 | 4772.58
1FT7082-5WH71-1CB2 | SYNCHRONOUS MOTOR 1FT7 | 7027.8
1FT7064-5WF74-1MH1 | SYNCHRONOUS MOTOR 1FT7 | 6448.27
1FT7064-5WK70-1DK1 | SYNCHRONOUS MOTOR 1FT7 | 5400.64
1FT7084-1AF70-1DG1 | SYNCHRONOUS MOTOR 1FT7 | 4039.35
1FT7084-5WF71-1FL4 | SYNCHRONOUS MOTOR 1FT7 | 8181.04
1FT7086-5AH70-1BD3 | SYNCHRONOUS MOTOR 1FT7 | 6550.36
1FT7086-5AH70-1CB2 | SYNCHRONOUS MOTOR 1FT7 | 8200.81
1FT7086-5AH70-1CG1 | SYNCHRONOUS MOTOR 1FT7 | 7142.6
1FT7084-5WH70-1CG2 | SYNCHRONOUS MOTOR 1FT7 | 6869.75
1FT7084-5WH70-1DH1 | SYNCHRONOUS MOTOR 1FT7 | 7013.99
1FT7084-5WH71-1CA2 | SYNCHRONOUS MOTOR 1FT7 | 6869.75
1FT7084-5WH71-1CG1 | SYNCHRONOUS MOTOR 1FT7 | 6783.53
1FT7065-7SH71-1BG0 | SYNCHRONOUS MOTOR 1FT7 | 5427.49
1FT7084-5WH71-1DK4 | SYNCHRONOUS MOTOR 1FT7 | 6383.4
1FT7065-7SH71-1BG1 | SYNCHRONOUS MOTOR 1FT7 | 5531.61
1FT7065-7WF71-1DB1 | SYNCHRONOUS MOTOR 1FT7 | 6477.8
1FT7084-5AC70-1FG3 | SYNCHRONOUS MOTOR 1FT7 | 6239.52
1FT7084-5AC70-1FG5 | SYNCHRONOUS MOTOR 1FT7 | 6431.05
1FT7086-5AH71-1DG2 | SYNCHRONOUS MOTOR 1FT7 | 6487.24
1FT7084-5AC70-1FH3 | SYNCHRONOUS MOTOR 1FT7 | 7211.55
1FT7086-5AH71-1FG1 | SYNCHRONOUS MOTOR 1FT7 | 7229.39
1FT7084-5AC71-1CA0 | SYNCHRONOUS MOTOR 1FT7 | 5985.13
1FT7085-7SH71-1CA1 | SYNCHRONOUS MOTOR 1FT7 | 7833.17
1FT7086-5AH74-1MG1 | SYNCHRONOUS MOTOR 1FT7 | 6761.88
1FT7085-7WF70-1DH4 | SYNCHRONOUS MOTOR 1FT7 | 8232.44
1FT7087-7SH71-3CG4 | SYNCHRONOUS MOTOR 1FT7 | 8867.52
1FT7087-7WF70-3BB0 | SYNCHRONOUS MOTOR 1FT7 | 8738.27
1FT7086-5SC70-1CA0 | SYNCHRONOUS MOTOR 1FT7 | 7732.76
1FT7082-5AF71-1DA5 | SYNCHRONOUS MOTOR 1FT7 | 4788.69
1FT7082-5AF71-1DD2 | SYNCHRONOUS MOTOR 1FT7 | 4792.53
1FT7082-5AC71-1CB1 | SYNCHRONOUS MOTOR 1FT7 | 6247.26
1FT7082-5AF71-1FB0 | SYNCHRONOUS MOTOR 1FT7 | 6229.94
1FT7082-5AC71-1DB0 | SYNCHRONOUS MOTOR 1FT7 | 5401.58
1FT7064-5AF71-1DG0 | SYNCHRONOUS MOTOR 1FT7 | 4429.58
1FT7084-5AH71-1DB0 | SYNCHRONOUS MOTOR 1FT7 | 6215.58
1FT7084-5AH71-1DG3 | SYNCHRONOUS MOTOR 1FT7 | 5411.17
1FT7064-5AF71-1DH2 | SYNCHRONOUS MOTOR 1FT7 | 5479.32
1FT7082-5AF71-1FH5 | SYNCHRONOUS MOTOR 1FT7 | 6589.06
1FT7082-5AC71-1FH2 | SYNCHRONOUS MOTOR 1FT7 | 6420.27
1FT7084-5SC70-1BH3 | SYNCHRONOUS MOTOR 1FT7 | 6990.67
1FT7086-5AF70-1DB0 | SYNCHRONOUS MOTOR 1FT7 | 7268.94
1FT7086-5AF70-1DH5 | SYNCHRONOUS MOTOR 1FT7 | 7628.03
1FT7082-5AH70-1CB1 | SYNCHRONOUS MOTOR 1FT7 | 6247.26
1FT7084-5SC71-1BA0 | SYNCHRONOUS MOTOR 1FT7 | 5851.09
1FT7082-5AH70-1FA1 | SYNCHRONOUS MOTOR 1FT7 | 5362.05
1FT7084-5SF70-1BA1 | SYNCHRONOUS MOTOR 1FT7 | 5955.2
1FT7084-5SF71-1BB1 | SYNCHRONOUS MOTOR 1FT7 | 6927.2
1FT7084-5SF71-1BH1 | SYNCHRONOUS MOTOR 1FT7 | 6927.2
1FT7086-5AF71-1BA2 | SYNCHRONOUS MOTOR 1FT7 | 6400.48
1FT7086-5AF71-1BG0 | SYNCHRONOUS MOTOR 1FT7 | 6210.15
1FT7064-5AK70-1FH1 | SYNCHRONOUS MOTOR 1FT7 | 6221.48
1FT7084-5SF71-1CG1 | SYNCHRONOUS MOTOR 1FT7 | 6783.53
1FT7064-5AK71-1BG2 | SYNCHRONOUS MOTOR 1FT7 | 4533.12
1FT7084-5SF75-1NG1 | SYNCHRONOUS MOTOR 1FT7 | 5586.55
1FT7082-5AH71-1BG1 | SYNCHRONOUS MOTOR 1FT7 | 4446.92
1FT7082-5AH71-1BK4 | SYNCHRONOUS MOTOR 1FT7 | 4788.35
1FT7064-5AK71-1BD5 | SYNCHRONOUS MOTOR 1FT7 | 4874.54
1FT7064-5AK71-1BK4 | SYNCHRONOUS MOTOR 1FT7 | 4788.35
1FT7064-5AK71-1CK5 | SYNCHRONOUS MOTOR 1FT7 | 5702.86
1FT7086-5AF71-1CB1 | SYNCHRONOUS MOTOR 1FT7 | 8114.6
1FT7042-5AF70-1FB0 | SYNCHRONOUS MOTOR 1FT7 | 5205.23
1FT7066-5AF71-1CG5 | SYNCHRONOUS MOTOR 1FT7 | 5865.42
1FT7042-5AF70-1FH3 | SYNCHRONOUS MOTOR 1FT7 | 5372.83
1FT7066-5AF71-1FG1 | SYNCHRONOUS MOTOR 1FT7 | 5697.24
1FT7046-5AF70-1FA2 | SYNCHRONOUS MOTOR 1FT7 | 5376.46
1FT7046-5AF70-1FB0 | SYNCHRONOUS MOTOR 1FT7 | 5928.27
1FT7062-5WF71-1CA2 | SYNCHRONOUS MOTOR 1FT7 | 5596.12
1FT7042-5AF71-1BA2 | SYNCHRONOUS MOTOR 1FT7 | 3738.31
1FT7066-5AF71-1CH1 | SYNCHRONOUS MOTOR 1FT7 | 6469.86
1FT7042-5AF71-1CA0 | SYNCHRONOUS MOTOR 1FT7 | 4376.32
1FT7062-5WF71-1CH1 | SYNCHRONOUS MOTOR 1FT7 | 6369.35
1FT7062-5WK70-1BG3 | SYNCHRONOUS MOTOR 1FT7 | 4749.79
1FT7046-5AF70-1CH4 | SYNCHRONOUS MOTOR 1FT7 | 6114.4
1FT7062-5WK71-1FG1 | SYNCHRONOUS MOTOR 1FT7 | 5601.46
1FT7046-5AF71-1CD1 | SYNCHRONOUS MOTOR 1FT7 | 5376.1
1FT7046-5AF71-1CL1 | SYNCHRONOUS MOTOR 1FT7 | 6115.58
1FT7046-5AF71-1DA2 | SYNCHRONOUS MOTOR 1FT7 | 4548.1
1FT7066-5AH70-1DA0 | SYNCHRONOUS MOTOR 1FT7 | 4764.75
1FT7042-5AF71-1DD3 | SYNCHRONOUS MOTOR 1FT7 | 3974.98
1FT7064-5WF71-1CH0 | SYNCHRONOUS MOTOR 1FT7 | 6724.88
1FT7086-5AF71-1CH5 | SYNCHRONOUS MOTOR 1FT7 | 8369.6
1FT7086-5AF71-1KH2 | SYNCHRONOUS MOTOR 1FT7 | 7697.46
1FT7082-5WF70-1BG2 | SYNCHRONOUS MOTOR 1FT7 | 5227.44
1FT7082-5WH70-1BG1 | SYNCHRONOUS MOTOR 1FT7 | 5141.23
1FT7064-5WF74-1NB5 | SYNCHRONOUS MOTOR 1FT7 | 5886.97
1FT7084-1AF70-1CG1 | SYNCHRONOUS MOTOR 1FT7 | 4780.91
1FT7086-5AH70-1BB1 | SYNCHRONOUS MOTOR 1FT7 | 7286.28
1FT7084-5WF71-1CH0 | SYNCHRONOUS MOTOR 1FT7 | 7651.41
1FT7086-5AH70-1CG0 | SYNCHRONOUS MOTOR 1FT7 | 7038.48
1FT7086-5AH70-1DG1 | SYNCHRONOUS MOTOR 1FT7 | 6401.05
1FT7064-5WK71-1FH1 | SYNCHRONOUS MOTOR 1FT7 | 6915.79
1FT7084-5WH70-1DG0 | SYNCHRONOUS MOTOR 1FT7 | 5937.84
1FT7084-5WH70-1FG3 | SYNCHRONOUS MOTOR 1FT7 | 6933.78
1FT7084-5WH71-1CB0 | SYNCHRONOUS MOTOR 1FT7 | 7651.41
1FT7065-7SF70-1CG0 | SYNCHRONOUS MOTOR 1FT7 | 6255.82
1FT7084-5WH71-1CL4 | SYNCHRONOUS MOTOR 1FT7 | 8094.25
1FT7065-7WF71-1CH1 | SYNCHRONOUS MOTOR 1FT7 | 7219.38
1FT7084-5AC70-1FB4 | SYNCHRONOUS MOTOR 1FT7 | 7316.86
1FT7084-5AC70-1FG4 | SYNCHRONOUS MOTOR 1FT7 | 6344.84
1FT7086-5AH71-1FG0 | SYNCHRONOUS MOTOR 1FT7 | 7125.28
1FT7084-5AC70-1FH5 | SYNCHRONOUS MOTOR 1FT7 | 7403.05
1FT7085-7SF71-1CH1 | SYNCHRONOUS MOTOR 1FT7 | 8805.19
1FT7085-7SH71-1CH0 | SYNCHRONOUS MOTOR 1FT7 | 8701.08
1FT7087-7SH71-3BA0 | SYNCHRONOUS MOTOR 1FT7 | 7766.27
1FT7087-7WF70-3DA2 | SYNCHRONOUS MOTOR 1FT7 | 8043.37
1FT7082-5AF71-1DB3 | SYNCHRONOUS MOTOR 1FT7 | 5569.17
1FT7082-5AF71-1DG3 | SYNCHRONOUS MOTOR 1FT7 | 4597.17
1FT7082-5AC71-1CB2 | SYNCHRONOUS MOTOR 1FT7 | 6333.45
1FT7082-5AC71-1DA5 | SYNCHRONOUS MOTOR 1FT7 | 4788.69
1FT7082-5AC71-1DH0 | SYNCHRONOUS MOTOR 1FT7 | 5401.58
1FT7084-5AH71-1DG1 | SYNCHRONOUS MOTOR 1FT7 | 5347.69
1FT7064-5AF71-1FA0 | SYNCHRONOUS MOTOR 1FT7 | 5257.92
1FT7082-5AF71-1CH0 | SYNCHRONOUS MOTOR 1FT7 | 6143.15
1FT7082-5AC71-1FD5 | SYNCHRONOUS MOTOR 1FT7 | 5789.67
1FT7082-5AF74-1MG0 | SYNCHRONOUS MOTOR 1FT7 | 4790.41
1FT7064-5AF71-1FB1 | SYNCHRONOUS MOTOR 1FT7 | 6221.48
1FT7084-5SC70-1CG0 | SYNCHRONOUS MOTOR 1FT7 | 6679.42
1FT7086-5AF70-1DG1 | SYNCHRONOUS MOTOR 1FT7 | 6401.05
1FT7086-5AF70-1DH1 | SYNCHRONOUS MOTOR 1FT7 | 7373.05
1FT7082-5AH70-1CA0 | SYNCHRONOUS MOTOR 1FT7 | 5171.13
1FT7082-5AH70-1FA0 | SYNCHRONOUS MOTOR 1FT7 | 5257.92
1FT7084-5SC71-1BG1 | SYNCHRONOUS MOTOR 1FT7 | 5955.2
1FT7086-5AF70-1FD1 | SYNCHRONOUS MOTOR 1FT7 | 7402.03
1FT7084-5SF70-1BH1 | SYNCHRONOUS MOTOR 1FT7 | 6927.2
1FT7084-5SF71-1BG0 | SYNCHRONOUS MOTOR 1FT7 | 5851.09
1FT7084-5SF71-1BH3 | SYNCHRONOUS MOTOR 1FT7 | 6990.67
1FT7066-5AF70-1FH5 | SYNCHRONOUS MOTOR 1FT7 | 6811.65
1FT7066-5AF71-1BB0 | SYNCHRONOUS MOTOR 1FT7 | 5537.41
1FT7042-5AF70-1DK0 | SYNCHRONOUS MOTOR 1FT7 | 3807.39
1FT7046-5AF70-1DA2 | SYNCHRONOUS MOTOR 1FT7 | 4548.1
1FT7066-5AF71-1BH1 | SYNCHRONOUS MOTOR 1FT7 | 5641.54
1FT7066-5AF71-1BK2 | SYNCHRONOUS MOTOR 1FT7 | 5040.93
1FT7066-5AF71-1BK3 | SYNCHRONOUS MOTOR 1FT7 | 5018.19
1FT7066-5AF71-1DA2 | SYNCHRONOUS MOTOR 1FT7 | 4955.08
1FT7066-5AF71-1DB0 | SYNCHRONOUS MOTOR 1FT7 | 5624.18
1FT7042-5AF70-1FH1 | SYNCHRONOUS MOTOR 1FT7 | 5309.35
1FT7046-5AF70-1DB2 | SYNCHRONOUS MOTOR 1FT7 | 5290.25
1FT7046-5AF70-1DD4 | SYNCHRONOUS MOTOR 1FT7 | 4803.34
1FT7046-5AF70-1DE4 | SYNCHRONOUS MOTOR 1FT7 | 5542.82
1FT7062-5AF75-1ME5 | SYNCHRONOUS MOTOR 1FT7 | 5719.34
1FT7062-5AK70-1BA1 | SYNCHRONOUS MOTOR 1FT7 | 3987.33
1FT7062-5AK70-1CG2 | SYNCHRONOUS MOTOR 1FT7 | 4901.88
1FT7042-5AF70-1CG5 | SYNCHRONOUS MOTOR 1FT7 | 4735.42
1FT7062-5AK71-1BA1 | SYNCHRONOUS MOTOR 1FT7 | 3987.33
1FT7062-5AK71-1BG2 | SYNCHRONOUS MOTOR 1FT7 | 4073.52
1FT7046-5AF70-1BB2 | SYNCHRONOUS MOTOR 1FT7 | 5203.47
1FT7046-5AF70-1BG0 | SYNCHRONOUS MOTOR 1FT7 | 4271.01
1FT7046-5AF70-1BH0 | SYNCHRONOUS MOTOR 1FT7 | 5013.14
1FT7062-5AK71-1DB0 | SYNCHRONOUS MOTOR 1FT7 | 4829.4
1FT7066-5AF71-1BA0 | SYNCHRONOUS MOTOR 1FT7 | 4677.98
1FT7066-5AF71-1BG0 | SYNCHRONOUS MOTOR 1FT7 | 4677.98
1FT7066-5AF71-1CG1 | SYNCHRONOUS MOTOR 1FT7 | 5610.42
1FT7066-5AF71-1CG2 | SYNCHRONOUS MOTOR 1FT7 | 5696.64
1FT7042-5AF70-1FG0 | SYNCHRONOUS MOTOR 1FT7 | 4463.11
1FT7042-5AF70-1FH2 | SYNCHRONOUS MOTOR 1FT7 | 5395.55
1FT7062-5WF70-1BG5 | SYNCHRONOUS MOTOR 1FT7 | 4936.57
1FT7062-5WF70-1CG0 | SYNCHRONOUS MOTOR 1FT7 | 5405.81
1FT7062-5WF70-1CG1 | SYNCHRONOUS MOTOR 1FT7 | 5509.92
1FT7046-5AF70-1DG0 | SYNCHRONOUS MOTOR 1FT7 | 4357.8
1FT7066-5AF71-1FH0 | SYNCHRONOUS MOTOR 1FT7 | 6452.54
1FT7066-5AF71-1FH1 | SYNCHRONOUS MOTOR 1FT7 | 6556.65
1FT7042-5AF71-1BG1 | SYNCHRONOUS MOTOR 1FT7 | 3652.11
1FT7042-5AF71-1BK5 | SYNCHRONOUS MOTOR 1FT7 | 4079.72
1FT7046-5AF70-1CH1 | SYNCHRONOUS MOTOR 1FT7 | 5945.59
1FT7062-5WF75-1MG1 | SYNCHRONOUS MOTOR 1FT7 | 5129.19
1FT7066-5AH70-1CA4 | SYNCHRONOUS MOTOR 1FT7 | 5779.23
1FT7066-5AH70-1CB0 | SYNCHRONOUS MOTOR 1FT7 | 6365.73
1FT7066-5AH70-1CB1 | SYNCHRONOUS MOTOR 1FT7 | 6469.86
1FT7066-5AH70-1CB4 | SYNCHRONOUS MOTOR 1FT7 | 6638.67
1FT7064-1AF70-1DH1 | SYNCHRONOUS MOTOR 1FT7 | 4111.18
1FT7046-5AF71-1DA3 | SYNCHRONOUS MOTOR 1FT7 | 4525.38
1FT7046-5AF71-1DB2 | SYNCHRONOUS MOTOR 1FT7 | 5290.25
1FT7046-5AF71-1FA3 | SYNCHRONOUS MOTOR 1FT7 | 5353.74
1FT7046-5AF71-1FG1 | SYNCHRONOUS MOTOR 1FT7 | 5290.25
1FT7064-5WF71-1CH2 | SYNCHRONOUS MOTOR 1FT7 | 6915.19
1FT7064-5WK71-1CG1 | SYNCHRONOUS MOTOR 1FT7 | 5969.56
1FT7064-5WK71-1DE3 | SYNCHRONOUS MOTOR 1FT7 | 6320.91
1FT7064-5WK71-1DG1 | SYNCHRONOUS MOTOR 1FT7 | 5228
1FT7064-5WK71-1DG4 | SYNCHRONOUS MOTOR 1FT7 | 5396.81
1FT7065-7SF70-1BH0 | SYNCHRONOUS MOTOR 1FT7 | 6286.92
1FT7065-7SF70-1CH0 | SYNCHRONOUS MOTOR 1FT7 | 7115.25
1FT7065-7SF71-1CA0 | SYNCHRONOUS MOTOR 1FT7 | 6255.82
1FT7084-5AC70-1CE5 | SYNCHRONOUS MOTOR 1FT7 | 7486.15
1FT7084-5AC70-1CG1 | SYNCHRONOUS MOTOR 1FT7 | 6089.25
1FT7084-5AC70-1DB5 | SYNCHRONOUS MOTOR 1FT7 | 6574.7
1FT7086-5AH71-1CG2 | SYNCHRONOUS MOTOR 1FT7 | 7228.81
1FT7086-5AH71-1DG0 | SYNCHRONOUS MOTOR 1FT7 | 6296.94
1FT7085-7SF70-1BB1 | SYNCHRONOUS MOTOR 1FT7 | 7976.86
1FT7084-5AC71-1CA3 | SYNCHRONOUS MOTOR 1FT7 | 6152.73
1FT7084-5AC71-1CB0 | SYNCHRONOUS MOTOR 1FT7 | 6957.15
1FT7087-7SH74-4MH0 | SYNCHRONOUS MOTOR 1FT7 | 9185.89
1FT7087-7WF70-2CK4 | SYNCHRONOUS MOTOR 1FT7 | 9040.15
1FT7085-7WF71-1DL4 | SYNCHRONOUS MOTOR 1FT7 | 8402.32
1FT7082-5AF71-1DK1 | SYNCHRONOUS MOTOR 1FT7 | 4706.33
1FT7082-5AC71-1CA0 | SYNCHRONOUS MOTOR 1FT7 | 5171.13
1FT7082-5AF71-1FA1 | SYNCHRONOUS MOTOR 1FT7 | 5362.05
1FT7064-5AF71-1DG1 | SYNCHRONOUS MOTOR 1FT7 | 4533.69
1FT7082-5AF71-1FG2 | SYNCHRONOUS MOTOR 1FT7 | 5448.24
1FT7082-5AF71-1FG3 | SYNCHRONOUS MOTOR 1FT7 | 5425.52
1FT7084-5AH71-1DH1 | SYNCHRONOUS MOTOR 1FT7 | 6319.72
1FT7064-5AF71-1DK2 | SYNCHRONOUS MOTOR 1FT7 | 4792.53
1FT7082-5AC71-1FE0 | SYNCHRONOUS MOTOR 1FT7 | 6399.82
1FT7084-5SC70-1BG0 | SYNCHRONOUS MOTOR 1FT7 | 5851.09
1FT7082-5AH70-1CG1 | SYNCHRONOUS MOTOR 1FT7 | 5275.25
1FT7082-5AH70-1DG1 | SYNCHRONOUS MOTOR 1FT7 | 4533.69
1FT7082-5AH70-1DH0 | SYNCHRONOUS MOTOR 1FT7 | 5401.58
1FT7086-5AF70-1FD2 | SYNCHRONOUS MOTOR 1FT7 | 7488.21
1FT7086-5AF70-1FH5 | SYNCHRONOUS MOTOR 1FT7 | 8456.39
1FT7086-5AF70-1CH1 | SYNCHRONOUS MOTOR 1FT7 | 8114.6
1FT7064-5AF71-1CH5 | SYNCHRONOUS MOTOR 1FT7 | 6389.67
1FT7064-5AF74-1NA0 | SYNCHRONOUS MOTOR 1FT7 | 3974.14
1FT7064-5AK70-1BA0 | SYNCHRONOUS MOTOR 1FT7 | 4342.79
1FT7064-5AK70-1BD1 | SYNCHRONOUS MOTOR 1FT7 | 4619.55
1FT7064-5AK70-1CA0 | SYNCHRONOUS MOTOR 1FT7 | 5171.13
1FT7084-5SF71-1CG0 | SYNCHRONOUS MOTOR 1FT7 | 6679.42
1FT7064-5AK70-1FG1 | SYNCHRONOUS MOTOR 1FT7 | 5362.05
1FT7064-5AK70-1FH0 | SYNCHRONOUS MOTOR 1FT7 | 6117.37
1FT7086-5AF71-1BH0 | SYNCHRONOUS MOTOR 1FT7 | 7182.15
1FT7064-5AK71-1CA1 | SYNCHRONOUS MOTOR 1FT7 | 5275.25
1FT7082-5AH71-1CB2 | SYNCHRONOUS MOTOR 1FT7 | 6333.45
1FT7082-5AH71-1CG3 | SYNCHRONOUS MOTOR 1FT7 | 5338.73
1FT7084-5SH70-1CH0 | SYNCHRONOUS MOTOR 1FT7 | 7651.41
1FT7084-5SH70-1CH1 | SYNCHRONOUS MOTOR 1FT7 | 7755.54
1FT7064-5AK71-1CB1 | SYNCHRONOUS MOTOR 1FT7 | 6134.69
1FT7064-5AK71-1CG1 | SYNCHRONOUS MOTOR 1FT7 | 5275.25
1FT7082-5AH71-1DH1 | SYNCHRONOUS MOTOR 1FT7 | 5505.71
1FT7064-5AK71-1DK5 | SYNCHRONOUS MOTOR 1FT7 | 4961.31
1FT7064-5AK71-1FG1 | SYNCHRONOUS MOTOR 1FT7 | 5362.05
1FT7082-5AH71-1CH4 | SYNCHRONOUS MOTOR 1FT7 | 6416.07
1FT7086-5AF71-1DG1 | SYNCHRONOUS MOTOR 1FT7 | 6401.05
1FT7086-5AF71-1DG3 | SYNCHRONOUS MOTOR 1FT7 | 6464.51
1FT7084-5WC70-1FA2 | SYNCHRONOUS MOTOR 1FT7 | 6956.53
1FT7084-5WC71-1DA0 | SYNCHRONOUS MOTOR 1FT7 | 5937.84
1FT7086-5AF71-1FL2 | SYNCHRONOUS MOTOR 1FT7 | 8457.51
1FT7084-5WF70-1FH1 | SYNCHRONOUS MOTOR 1FT7 | 7842.35
1FT7084-5WF71-1BG1 | SYNCHRONOUS MOTOR 1FT7 | 5955.2
1FT7064-5WF71-1DH0 | SYNCHRONOUS MOTOR 1FT7 | 5983.32
1FT7082-5WF71-1CK1 | SYNCHRONOUS MOTOR 1FT7 | 6142.19
1FT7082-5WF71-1CH2 | SYNCHRONOUS MOTOR 1FT7 | 7027.8
1FT7082-5WH71-1DH0 | SYNCHRONOUS MOTOR 1FT7 | 6095.89
1FT7084-1AF70-1FH1 | SYNCHRONOUS MOTOR 1FT7 | 5617.03
1FT7084-1AF70-1CH1 | SYNCHRONOUS MOTOR 1FT7 | 5530.21
1FT7086-5AH70-1DA3 | SYNCHRONOUS MOTOR 1FT7 | 6464.51
1FT7086-5AH70-1DB3 | SYNCHRONOUS MOTOR 1FT7 | 7436.51
1FT7086-5AH70-1DG0 | SYNCHRONOUS MOTOR 1FT7 | 6296.94
1FT7084-1AF74-1NH1 | SYNCHRONOUS MOTOR 1FT7 | 4333.23
1FT7084-1AH70-1FG1 | SYNCHRONOUS MOTOR 1FT7 | 4867.71
1FT7065-7SF70-1BG0 | SYNCHRONOUS MOTOR 1FT7 | 5427.49
1FT7065-7SF70-1BG1 | SYNCHRONOUS MOTOR 1FT7 | 5531.61
1FT7084-5WH71-1BG0 | SYNCHRONOUS MOTOR 1FT7 | 5851.09
1FT7084-5WH71-1BG1 | SYNCHRONOUS MOTOR 1FT7 | 5955.2
1FT7084-1AH70-1CH1 | SYNCHRONOUS MOTOR 1FT7 | 5530.21
1FT7084-1AH71-1CG1 | SYNCHRONOUS MOTOR 1FT7 | 4780.91
1FT7105-5SF74-4NL4 | SYNCHRONOUS MOTOR 1FT7 | 9394.22
1FT7105-5SF75-5ND0 | SYNCHRONOUS MOTOR 1FT7 | 8025.11
1FT7105-5WC70-1BH0 | SYNCHRONOUS MOTOR 1FT7 | 9317.61
1FT7105-5AC71-1BA1 | SYNCHRONOUS MOTOR 1FT7 | 7630.96
1FT7105-5AC71-1BA2 | SYNCHRONOUS MOTOR 1FT7 | 7717.18
1FT7084-1AH70-1CG1 | SYNCHRONOUS MOTOR 1FT7 | 4780.91
1FT7084-1AH71-1DG1 | SYNCHRONOUS MOTOR 1FT7 | 4039.35
1FT7086-5AH70-1DG2 | SYNCHRONOUS MOTOR 1FT7 | 6487.24
1FT7084-5WH71-1BH5 | SYNCHRONOUS MOTOR 1FT7 | 7182.18
1FT7086-5AH71-1BG2 | SYNCHRONOUS MOTOR 1FT7 | 6400.48
1FT7084-5AC70-1BG3 | SYNCHRONOUS MOTOR 1FT7 | 5324.4
1FT7065-7SH70-1BA0 | SYNCHRONOUS MOTOR 1FT7 | 5427.49
1FT7084-5AC70-1DE1 | SYNCHRONOUS MOTOR 1FT7 | 6489.6
1FT7084-5AC70-1FA1 | SYNCHRONOUS MOTOR 1FT7 | 6176.07
1FT7084-5AC70-1FB1 | SYNCHRONOUS MOTOR 1FT7 | 7148.07
1FT7086-5AH71-1FG2 | SYNCHRONOUS MOTOR 1FT7 | 7315.59
1FT7085-7SF70-1BG0 | SYNCHRONOUS MOTOR 1FT7 | 6900.72
1FT7085-7SF71-1CB1 | SYNCHRONOUS MOTOR 1FT7 | 8805.19
1FT7086-5AH71-1FH1 | SYNCHRONOUS MOTOR 1FT7 | 8201.39
1FT7084-5AC71-1BA3 | SYNCHRONOUS MOTOR 1FT7 | 5324.4
1FT7085-7SH70-1CA0 | SYNCHRONOUS MOTOR 1FT7 | 7729.05
1FT7086-5AH71-1CH2 | SYNCHRONOUS MOTOR 1FT7 | 8200.81
1FT7086-5SC70-1BG0 | SYNCHRONOUS MOTOR 1FT7 | 6904.43
1FT7084-5AC71-1CB3 | SYNCHRONOUS MOTOR 1FT7 | 7124.73
1FT7084-5AC71-1CE1 | SYNCHRONOUS MOTOR 1FT7 | 7231.16
1FT7087-7WF71-1CB3 | SYNCHRONOUS MOTOR 1FT7 | 9734.19
1FT7087-7WF71-1DG0 | SYNCHRONOUS MOTOR 1FT7 | 7853.04
1FT7082-5AC71-1DA1 | SYNCHRONOUS MOTOR 1FT7 | 4533.69
1FT7082-5AC71-1DA3 | SYNCHRONOUS MOTOR 1FT7 | 4597.17
1FT7064-5AF71-1DG2 | SYNCHRONOUS MOTOR 1FT7 | 4619.89
1FT7064-5AF71-1DH1 | SYNCHRONOUS MOTOR 1FT7 | 5393.12
1FT7082-5AF71-1FB2 | SYNCHRONOUS MOTOR 1FT7 | 6420.27
1FT7082-5AF71-1FG0 | SYNCHRONOUS MOTOR 1FT7 | 5257.92
1FT7082-5AC71-1FA3 | SYNCHRONOUS MOTOR 1FT7 | 5425.52
1FT7064-5AF71-1FB5 | SYNCHRONOUS MOTOR 1FT7 | 6476.46
1FT7064-5AF71-1FD2 | SYNCHRONOUS MOTOR 1FT7 | 5620.87
1FT7064-5AF71-1FG0 | SYNCHRONOUS MOTOR 1FT7 | 5257.92
1FT7064-5AF71-1FG1 | SYNCHRONOUS MOTOR 1FT7 | 5362.05
1FT7082-5AH70-1BA1 | SYNCHRONOUS MOTOR 1FT7 | 4446.92
1FT7082-5AH70-1BG3 | SYNCHRONOUS MOTOR 1FT7 | 4510.4
1FT7064-5AF71-1FH0 | SYNCHRONOUS MOTOR 1FT7 | 6117.37
1FT7082-5AH70-1FA3 | SYNCHRONOUS MOTOR 1FT7 | 5425.52
1FT7084-5SC71-1CA0 | SYNCHRONOUS MOTOR 1FT7 | 6679.42
1FT7064-5AF71-1CH0 | SYNCHRONOUS MOTOR 1FT7 | 6030.55
1FT7084-5SF71-1BL3 | SYNCHRONOUS MOTOR 1FT7 | 7160.58
1FT7084-5SF71-1CA0 | SYNCHRONOUS MOTOR 1FT7 | 6679.42
1FT7086-5AF71-1BD0 | SYNCHRONOUS MOTOR 1FT7 | 6382.77
1FT7064-5AK70-1DA5 | SYNCHRONOUS MOTOR 1FT7 | 4788.69
1FT7082-5AH71-1CA0 | SYNCHRONOUS MOTOR 1FT7 | 5171.13
1FT7082-5AH71-1CA1 | SYNCHRONOUS MOTOR 1FT7 | 5275.25
1FT7064-5AK71-1BG0 | SYNCHRONOUS MOTOR 1FT7 | 4342.79
1FT7064-5AK71-1BG1 | SYNCHRONOUS MOTOR 1FT7 | 4446.92
1FT7064-5AK71-1BG4 | SYNCHRONOUS MOTOR 1FT7 | 4615.71
1FT7064-5AK71-1BH1 | SYNCHRONOUS MOTOR 1FT7 | 5306.33
1FT7082-5AH71-1DB0 | SYNCHRONOUS MOTOR 1FT7 | 5401.58
1FT7082-5AH71-1DB1 | SYNCHRONOUS MOTOR 1FT7 | 5505.71
1FT7082-5AH71-1DB4 | SYNCHRONOUS MOTOR 1FT7 | 5674.52
1FT7064-5AK71-1FK1 | SYNCHRONOUS MOTOR 1FT7 | 5534.67
1FT7082-5AH71-1FB1 | SYNCHRONOUS MOTOR 1FT7 | 6334.05
1FT7082-5AH71-1FH1 | SYNCHRONOUS MOTOR 1FT7 | 6334.05
1FT7064-5AK74-1NA2 | SYNCHRONOUS MOTOR 1FT7 | 4164.47
1FT7082-5AH74-1NA2 | SYNCHRONOUS MOTOR 1FT7 | 4164.47
1FT7082-5WC70-1FB2 | SYNCHRONOUS MOTOR 1FT7 | 7114.58
1FT7084-5WC71-1DG0 | SYNCHRONOUS MOTOR 1FT7 | 5937.84
1FT7086-5AF71-1LH2 | SYNCHRONOUS MOTOR 1FT7 | 8525.8
1FT7064-5WK70-1BA0 | SYNCHRONOUS MOTOR 1FT7 | 5037.12
1FT7064-5WK70-1BD4 | SYNCHRONOUS MOTOR 1FT7 | 5482.66
1FT7064-5WK70-1DA4 | SYNCHRONOUS MOTOR 1FT7 | 5396.81
1FT7064-5WK70-1KA4 | SYNCHRONOUS MOTOR 1FT7 | 5635.02
1FT7084-5WF71-1CH1 | SYNCHRONOUS MOTOR 1FT7 | 7755.54
1FT7086-5AF74-1NG0 | SYNCHRONOUS MOTOR 1FT7 | 5841.48
1FT7102-5AF71-1BA3 | SYNCHRONOUS MOTOR 1FT7 | 6042.57
1FT7102-5AF71-1BB1 | SYNCHRONOUS MOTOR 1FT7 | 7075.56
1FT7102-5AF71-1BG1 | SYNCHRONOUS MOTOR 1FT7 | 5979.11
1FT7102-5AF71-1BG2 | SYNCHRONOUS MOTOR 1FT7 | 6065.31
1FT7105-5AC71-1CB3 | SYNCHRONOUS MOTOR 1FT7 | 9619.25
1FT7108-5SC70-3CB1 | SYNCHRONOUS MOTOR 1FT7 | 12428.64
1FT7105-5WF70-1CK4 | SYNCHRONOUS MOTOR 1FT7 | 9495.03
1FT7105-5AC71-1DA3 | SYNCHRONOUS MOTOR 1FT7 | 7781.23
1FT7105-5AC71-1DH5 | SYNCHRONOUS MOTOR 1FT7 | 9069.2
1FT7108-5SC71-1CL1 | SYNCHRONOUS MOTOR 1FT7 | 12601.02
1FT7105-5WF71-4CL1 | SYNCHRONOUS MOTOR 1FT7 | 10422.43
1FT7102-5AF71-1DD4 | SYNCHRONOUS MOTOR 1FT7 | 6407.3
1FT7102-5AF71-1DG3 | SYNCHRONOUS MOTOR 1FT7 | 6129.34
1FT7108-5SC71-5BB1 | SYNCHRONOUS MOTOR 1FT7 | 11600.32
1FT7108-5SC71-7CH1 | SYNCHRONOUS MOTOR 1FT7 | 12428.64
1FT7108-5AB70-1BA0 | SYNCHRONOUS MOTOR 1FT7 | 9705.43
1FT7108-5AB70-1BA1 | SYNCHRONOUS MOTOR 1FT7 | 9809.54
1FT7108-5AB70-1BB0 | SYNCHRONOUS MOTOR 1FT7 | 10801.89
1FT7108-5AB70-1BB1 | SYNCHRONOUS MOTOR 1FT7 | 10906.02
1FT7102-5AF71-1FB2 | SYNCHRONOUS MOTOR 1FT7 | 8076.91
1FT7102-5AF71-1FD5 | SYNCHRONOUS MOTOR 1FT7 | 7321.83
1FT7102-5AF71-1FG0 | SYNCHRONOUS MOTOR 1FT7 | 6790.11
1FT7102-5AF71-1FG1 | SYNCHRONOUS MOTOR 1FT7 | 6894.22
1FT7102-5AF71-1FG2 | SYNCHRONOUS MOTOR 1FT7 | 6980.42
1FT7108-5AB70-1DB1 | SYNCHRONOUS MOTOR 1FT7 | 10992.79
1FT7108-5AB70-1DB2 | SYNCHRONOUS MOTOR 1FT7 | 11078.98
1FT7108-5AB70-1DB3 | SYNCHRONOUS MOTOR 1FT7 | 11056.26
1FT7108-5AB70-1DG0 | SYNCHRONOUS MOTOR 1FT7 | 9792.2
1FT7086-5AC74-1MB0 | SYNCHRONOUS MOTOR 1FT7 | 7629.76
1FT7084-5AF71-1DA0 | SYNCHRONOUS MOTOR 1FT7 | 5243.58
1FT7084-5AF71-1DB0 | SYNCHRONOUS MOTOR 1FT7 | 6215.58
1FT7102-5AC70-1DG4 | SYNCHRONOUS MOTOR 1FT7 | 6234.69
1FT7102-5AC70-1FA4 | SYNCHRONOUS MOTOR 1FT7 | 7063.03
1FT7086-5AC75-1NB0 | SYNCHRONOUS MOTOR 1FT7 | 6813.49
1FT7086-5AF70-1BA0 | SYNCHRONOUS MOTOR 1FT7 | 6210.15
1FT7084-5AF71-1FG3 | SYNCHRONOUS MOTOR 1FT7 | 6239.52
1FT7084-5AF71-1FH0 | SYNCHRONOUS MOTOR 1FT7 | 7043.94
1FT7086-5AF70-1CA2 | SYNCHRONOUS MOTOR 1FT7 | 7228.81
1FT7105-5AB71-1DG3 | SYNCHRONOUS MOTOR 1FT7 | 7781.23
1FT7102-5AC71-1BB0 | SYNCHRONOUS MOTOR 1FT7 | 6971.44
1FT7105-5AB71-1FH0 | SYNCHRONOUS MOTOR 1FT7 | 9538.45
1FT7105-5AB71-1FH4 | SYNCHRONOUS MOTOR 1FT7 | 9811.37
1FT7108-5AC74-1NL4 | SYNCHRONOUS MOTOR 1FT7 | 10878.5
1FT7108-5AF70-1BA1 | SYNCHRONOUS MOTOR 1FT7 | 9809.54
1FT7108-5AF70-1BA5 | SYNCHRONOUS MOTOR 1FT7 | 10064.52
1FT7108-5AF70-1CA3 | SYNCHRONOUS MOTOR 1FT7 | 10701.33
1FT7108-5AF70-1CB1 | SYNCHRONOUS MOTOR 1FT7 | 11734.35
1FT7102-5AC71-1CB3 | SYNCHRONOUS MOTOR 1FT7 | 7967.37
1FT7102-5AC71-1DB0 | SYNCHRONOUS MOTOR 1FT7 | 7058.22
1FT7064-5AF70-1BA0 | SYNCHRONOUS MOTOR 1FT7 | 4342.79
1FT7067-7WH75-1MH1 | SYNCHRONOUS MOTOR 1FT7 | 7170.12
1FT7068-5AF70-1BB0 | SYNCHRONOUS MOTOR 1FT7 | 5872.58
1FT7068-5AF70-1CL0 | SYNCHRONOUS MOTOR 1FT7 | 6870.93
1FT7068-5AF70-1DA3 | SYNCHRONOUS MOTOR 1FT7 | 5267.53
1FT7068-5AF70-1DA4 | SYNCHRONOUS MOTOR 1FT7 | 5372.86
1FT7068-5AF70-1FH0 | SYNCHRONOUS MOTOR 1FT7 | 6787.71
1FT7068-5AF70-1FH1 | SYNCHRONOUS MOTOR 1FT7 | 6891.84
1FT7042-5AK71-1CD4 | SYNCHRONOUS MOTOR 1FT7 | 4821.85
1FT7042-5AK71-1CD5 | SYNCHRONOUS MOTOR 1FT7 | 4908.05
1FT7064-5AF70-1CG5 | SYNCHRONOUS MOTOR 1FT7 | 5530.24
1FT7064-5AF70-1DA0 | SYNCHRONOUS MOTOR 1FT7 | 4429.58
1FT7042-5AK71-1CK1 | SYNCHRONOUS MOTOR 1FT7 | 4653.07
1FT7042-5AK71-1FB1 | SYNCHRONOUS MOTOR 1FT7 | 5309.35
1FT7042-5AK71-1FE2 | SYNCHRONOUS MOTOR 1FT7 | 5565.54
1FT7042-5AK71-1FG0 | SYNCHRONOUS MOTOR 1FT7 | 4463.11
1FT7068-5AF71-1DA0 | SYNCHRONOUS MOTOR 1FT7 | 5099.94
1FT7068-5AF71-1DA1 | SYNCHRONOUS MOTOR 1FT7 | 5204.05
1FT7062-5AF70-1FD2 | SYNCHRONOUS MOTOR 1FT7 | 5161.28
1FT7062-5AF70-1FG2 | SYNCHRONOUS MOTOR 1FT7 | 4988.66
1FT7064-5AF70-1FG2 | SYNCHRONOUS MOTOR 1FT7 | 5448.24
1FT7064-5AF70-1FH0 | SYNCHRONOUS MOTOR 1FT7 | 6117.37
1FT7064-5AF70-1FH1 | SYNCHRONOUS MOTOR 1FT7 | 6221.48
1FT7068-5AF71-1DA2 | SYNCHRONOUS MOTOR 1FT7 | 5290.25
1FT7068-5AF71-1FB0 | SYNCHRONOUS MOTOR 1FT7 | 6787.71
1FT7062-5AF70-1FH1 | SYNCHRONOUS MOTOR 1FT7 | 5761.87
1FT7044-1AF71-1BG1 | SYNCHRONOUS MOTOR 1FT7 | 3085.94
1FT7044-1AF71-1BH1 | SYNCHRONOUS MOTOR 1FT7 | 3653.32
1FT7068-5WF71-1CB1 | SYNCHRONOUS MOTOR 1FT7 | 7499.36
1FT7068-5WF71-1CG1 | SYNCHRONOUS MOTOR 1FT7 | 6639.94
1FT7062-5AF71-1DH2 | SYNCHRONOUS MOTOR 1FT7 | 5019.73
1FT7046-5AF70-1FG1 | SYNCHRONOUS MOTOR 1FT7 | 5290.25
1FT7062-5WF71-1CG1 | SYNCHRONOUS MOTOR 1FT7 | 5509.92
1FT7062-5WF71-1DH5 | SYNCHRONOUS MOTOR 1FT7 | 5882.77
1FT7062-5WF71-1FH1 | SYNCHRONOUS MOTOR 1FT7 | 6456.14
1FT7062-5WF71-1FK5 | SYNCHRONOUS MOTOR 1FT7 | 6024.32
1FT7062-5WF71-1CH0 | SYNCHRONOUS MOTOR 1FT7 | 6265.22
1FT7062-5WK71-1CA5 | SYNCHRONOUS MOTOR 1FT7 | 5769.65
1FT7046-5AF71-1BA2 | SYNCHRONOUS MOTOR 1FT7 | 4461.34
1FT7062-5WK71-1CG1 | SYNCHRONOUS MOTOR 1FT7 | 5514.67
1FT7042-5AF71-1CB1 | SYNCHRONOUS MOTOR 1FT7 | 5222.56
1FT7042-5AF71-1CB2 | SYNCHRONOUS MOTOR 1FT7 | 5308.76
1FT7042-5AF71-1DA5 | SYNCHRONOUS MOTOR 1FT7 | 3993.86
1FT7042-5AF71-1DB2 | SYNCHRONOUS MOTOR 1FT7 | 4567.21
1FT7066-5AH70-1DA1 | SYNCHRONOUS MOTOR 1FT7 | 4868.88
1FT7046-5AF71-1FH2 | SYNCHRONOUS MOTOR 1FT7 | 6118.58
1FT7066-5AH71-1BA0 | SYNCHRONOUS MOTOR 1FT7 | 4677.98
1FT7066-5AH71-1BA1 | SYNCHRONOUS MOTOR 1FT7 | 4782.09
1FT7066-5AH71-1BG0 | SYNCHRONOUS MOTOR 1FT7 | 4677.98
1FT7042-5AF71-1DK5 | SYNCHRONOUS MOTOR 1FT7 | 4166.49
1FT7042-5AF71-1FA2 | SYNCHRONOUS MOTOR 1FT7 | 4653.43
1FT7066-5AH71-1CA0 | SYNCHRONOUS MOTOR 1FT7 | 5506.31
1FT7066-5AH71-1CB0 | SYNCHRONOUS MOTOR 1FT7 | 6365.73
1FT7046-5AF75-1MB0 | SYNCHRONOUS MOTOR 1FT7 | 5460.75
1FT7046-5AH70-1BG0 | SYNCHRONOUS MOTOR 1FT7 | 4271.01
1FT7066-5AH71-1DH0 | SYNCHRONOUS MOTOR 1FT7 | 5624.18
1FT7066-5AH71-1FG0 | SYNCHRONOUS MOTOR 1FT7 | 5593.09
1FT7046-5AH70-1FB0 | SYNCHRONOUS MOTOR 1FT7 | 5928.27
1FT7046-5AH70-1FG2 | SYNCHRONOUS MOTOR 1FT7 | 5376.46
1FT7042-5AF71-1LG2 | SYNCHRONOUS MOTOR 1FT7 | 4891.63
1FT7066-5WF71-1CH2 | SYNCHRONOUS MOTOR 1FT7 | 7250.35
1FT7066-5AH71-1CA1 | SYNCHRONOUS MOTOR 1FT7 | 5610.42
1FT7066-5AH71-1CA3 | SYNCHRONOUS MOTOR 1FT7 | 5673.9
1FT7066-5AH71-1CB1 | SYNCHRONOUS MOTOR 1FT7 | 6469.86
1FT7042-5AF71-1FB0 | SYNCHRONOUS MOTOR 1FT7 | 5205.23
1FT7042-5AF71-1FD2 | SYNCHRONOUS MOTOR 1FT7 | 4826.04
1FT7042-5AF71-1FE2 | SYNCHRONOUS MOTOR 1FT7 | 5565.54
1FT7042-5AF71-1FE5 | SYNCHRONOUS MOTOR 1FT7 | 5734.34
1FT7042-5AF71-1FG0 | SYNCHRONOUS MOTOR 1FT7 | 4463.11
1FT7046-5AH70-1CL4 | SYNCHRONOUS MOTOR 1FT7 | 6284.38
1FT7046-5AH70-1DG2 | SYNCHRONOUS MOTOR 1FT7 | 4548.1
1FT7046-5AH70-1DK4 | SYNCHRONOUS MOTOR 1FT7 | 4803.34
1FT7046-5AH70-1FA0 | SYNCHRONOUS MOTOR 1FT7 | 5186.14
1FT7066-5WF70-1DB2 | SYNCHRONOUS MOTOR 1FT7 | 6508.79
1FT7066-5WF70-1CH1 | SYNCHRONOUS MOTOR 1FT7 | 7164.13
1FT7042-5AF75-1NK3 | SYNCHRONOUS MOTOR 1FT7 | 3519.52
1FT7042-5AK70-1BD1 | SYNCHRONOUS MOTOR 1FT7 | 3824.74
1FT7042-5AK70-1BD5 | SYNCHRONOUS MOTOR 1FT7 | 4079.72
1FT7042-5AK70-1BG0 | SYNCHRONOUS MOTOR 1FT7 | 3547.98
1FT7067-7SF70-1CG0 | SYNCHRONOUS MOTOR 1FT7 | 6587.28
1FT7046-5AH71-1FG0 | SYNCHRONOUS MOTOR 1FT7 | 5186.14
1FT7046-5AH71-1FG3 | SYNCHRONOUS MOTOR 1FT7 | 5353.74
1FT7046-5AH71-1FH0 | SYNCHRONOUS MOTOR 1FT7 | 5928.27
1FT7067-7SH70-1BB0 | SYNCHRONOUS MOTOR 1FT7 | 6618.38
1FT7064-1AK71-1FG1 | SYNCHRONOUS MOTOR 1FT7 | 4278.79
1FT7064-1AK71-1FH1 | SYNCHRONOUS MOTOR 1FT7 | 4939.54
1FT7068-5AF70-1BA3 | SYNCHRONOUS MOTOR 1FT7 | 5180.75
1FT7042-5AK71-1BA3 | SYNCHRONOUS MOTOR 1FT7 | 3715.57
1FT7042-5AK71-1BG2 | SYNCHRONOUS MOTOR 1FT7 | 3738.31
1FT7042-5AK71-1BG4 | SYNCHRONOUS MOTOR 1FT7 | 3820.9
1FT7042-5AK71-1CB1 | SYNCHRONOUS MOTOR 1FT7 | 5222.56
1FT7042-5AK71-1CB2 | SYNCHRONOUS MOTOR 1FT7 | 5308.76
1FT7042-5AK71-1CE0 | SYNCHRONOUS MOTOR 1FT7 | 5288.42
1FT7086-5SC71-1CG0 | SYNCHRONOUS MOTOR 1FT7 | 7732.76
1FT7084-5AC71-1DA0 | SYNCHRONOUS MOTOR 1FT7 | 5243.58
1FT7084-5AC71-1DB0 | SYNCHRONOUS MOTOR 1FT7 | 6215.58
1FT7086-5SF70-1CA1 | SYNCHRONOUS MOTOR 1FT7 | 7836.87
1FT7084-5AC71-1DD2 | SYNCHRONOUS MOTOR 1FT7 | 5606.55
1FT7087-7WH71-3FK5 | SYNCHRONOUS MOTOR 1FT7 | 9213.13
1FT7087-7WH71-4FG4 | SYNCHRONOUS MOTOR 1FT7 | 8954.31
1FT7087-7WH71-4FH4 | SYNCHRONOUS MOTOR 1FT7 | 9926.31
1FT7086-5SF71-1BL3 | SYNCHRONOUS MOTOR 1FT7 | 8213.93
1FT7086-5SF71-1CK3 | SYNCHRONOUS MOTOR 1FT7 | 8072.97
1FT7084-5AC71-1FG2 | SYNCHRONOUS MOTOR 1FT7 | 6262.25
1FT7102-1AC75-1NG1 | SYNCHRONOUS MOTOR 1FT7 | 4117.81
1FT7086-5AC70-1BA0 | SYNCHRONOUS MOTOR 1FT7 | 6210.15
1FT7084-5AC71-1LA0 | SYNCHRONOUS MOTOR 1FT7 | 6310.14
1FT7084-5AC71-1LB0 | SYNCHRONOUS MOTOR 1FT7 | 7282.14
1FT7086-5AC70-1DB0 | SYNCHRONOUS MOTOR 1FT7 | 7268.94
1FT7086-5AC70-1DD2 | SYNCHRONOUS MOTOR 1FT7 | 6659.87
1FT7086-5SH70-1CA0 | SYNCHRONOUS MOTOR 1FT7 | 7732.76
1FT7086-5SH70-1CA1 | SYNCHRONOUS MOTOR 1FT7 | 7836.87
1FT7102-5AB70-1BG0 | SYNCHRONOUS MOTOR 1FT7 | 5874.98
1FT7102-5AB70-1CA5 | SYNCHRONOUS MOTOR 1FT7 | 7062.41
1FT7086-5SH70-1CB0 | SYNCHRONOUS MOTOR 1FT7 | 8704.77
1FT7102-5AB70-1DD2 | SYNCHRONOUS MOTOR 1FT7 | 6324.7
1FT7086-5SH71-1BH1 | SYNCHRONOUS MOTOR 1FT7 | 7980.56
1FT7086-5SH71-1BK4 | SYNCHRONOUS MOTOR 1FT7 | 7349.99
1FT7102-5AB70-1DG0 | SYNCHRONOUS MOTOR 1FT7 | 5961.76
1FT7084-5AC74-1NB0 | SYNCHRONOUS MOTOR 1FT7 | 5760.15
1FT7086-5WC70-1DG1 | SYNCHRONOUS MOTOR 1FT7 | 7095.33
1FT7084-5AF70-1CG1 | SYNCHRONOUS MOTOR 1FT7 | 6089.25
1FT7102-5AB71-1BA1 | SYNCHRONOUS MOTOR 1FT7 | 5979.11
1FT7086-5WC71-1CE3 | SYNCHRONOUS MOTOR 1FT7 | 9042.26
1FT7082-5AH71-1DG5 | SYNCHRONOUS MOTOR 1FT7 | 4788.69
1FT7064-5AK71-1DG2 | SYNCHRONOUS MOTOR 1FT7 | 4619.89
1FT7064-5AK71-1DH2 | SYNCHRONOUS MOTOR 1FT7 | 5479.32
1FT7082-5AH71-1FG2 | SYNCHRONOUS MOTOR 1FT7 | 5448.24
1FT7084-5SH71-1CB0 | SYNCHRONOUS MOTOR 1FT7 | 7651.41
1FT7084-5SH71-1CK4 | SYNCHRONOUS MOTOR 1FT7 | 7124.95
1FT7086-5AF71-1DB0 | SYNCHRONOUS MOTOR 1FT7 | 7268.94
1FT7082-5AH71-1CH2 | SYNCHRONOUS MOTOR 1FT7 | 6333.45
1FT7086-5AF71-1DD3 | SYNCHRONOUS MOTOR 1FT7 | 6637.15
1FT7084-5WC71-1BG1 | SYNCHRONOUS MOTOR 1FT7 | 5955.2
1FT7064-5WF70-1CD3 | SYNCHRONOUS MOTOR 1FT7 | 6205.66
1FT7064-5WF70-1DA0 | SYNCHRONOUS MOTOR 1FT7 | 5123.89
1FT7064-5WF70-1DA1 | SYNCHRONOUS MOTOR 1FT7 | 5228
1FT7084-5WC71-1DH1 | SYNCHRONOUS MOTOR 1FT7 | 7013.99
1FT7084-5WF70-1DG4 | SYNCHRONOUS MOTOR 1FT7 | 6210.78
1FT7084-5WF71-1BG2 | SYNCHRONOUS MOTOR 1FT7 | 6041.39
1FT7086-5AF71-1FL4 | SYNCHRONOUS MOTOR 1FT7 | 8540.1
1FT7086-5AF71-1CH0 | SYNCHRONOUS MOTOR 1FT7 | 8010.49
1FT7064-5WF71-1DH1 | SYNCHRONOUS MOTOR 1FT7 | 6087.43
1FT7082-5WF71-1DG1 | SYNCHRONOUS MOTOR 1FT7 | 5228
1FT7082-5WF71-1FL4 | SYNCHRONOUS MOTOR 1FT7 | 7367.08
1FT7082-5WF71-1CH1 | SYNCHRONOUS MOTOR 1FT7 | 6941.58
1FT7064-5WK71-1BG1 | SYNCHRONOUS MOTOR 1FT7 | 5141.23
1FT7064-5WK71-1BG2 | SYNCHRONOUS MOTOR 1FT7 | 5227.44
1FT7064-5WK71-1BG5 | SYNCHRONOUS MOTOR 1FT7 | 5396.23
1FT7064-5WK71-1BH0 | SYNCHRONOUS MOTOR 1FT7 | 5896.53
1FT7086-5AH70-1BA2 | SYNCHRONOUS MOTOR 1FT7 | 6400.48
1FT7086-5AH70-1BA3 | SYNCHRONOUS MOTOR 1FT7 | 6377.73
1FT7086-5AH70-1BG0 | SYNCHRONOUS MOTOR 1FT7 | 6210.15
1FT7084-1AF71-1CH1 | SYNCHRONOUS MOTOR 1FT7 | 5530.21
1FT7086-5AH70-1DD0 | SYNCHRONOUS MOTOR 1FT7 | 6469.54
1FT7086-5AH71-1BH0 | SYNCHRONOUS MOTOR 1FT7 | 7182.15
1FT7084-5AC70-1BH5 | SYNCHRONOUS MOTOR 1FT7 | 6487.92
1FT7084-5AC70-1CA0 | SYNCHRONOUS MOTOR 1FT7 | 5985.13
1FT7084-5AC70-1DB0 | SYNCHRONOUS MOTOR 1FT7 | 6215.58
1FT7086-5AH71-1CB1 | SYNCHRONOUS MOTOR 1FT7 | 8114.6
1FT7084-5AC70-1FH1 | SYNCHRONOUS MOTOR 1FT7 | 7148.07
1FT7086-5AH71-1DH3 | SYNCHRONOUS MOTOR 1FT7 | 7436.51
1FT7084-5WH74-1NH1 | SYNCHRONOUS MOTOR 1FT7 | 6558.55
1FT7085-7SF70-1BH1 | SYNCHRONOUS MOTOR 1FT7 | 7976.86
1FT7084-5AC70-1CH3 | SYNCHRONOUS MOTOR 1FT7 | 7124.73
1FT7084-5AC71-1BA0 | SYNCHRONOUS MOTOR 1FT7 | 5156.81
1FT7085-7WF70-1FH4 | SYNCHRONOUS MOTOR 1FT7 | 9060.79
1FT7085-7WF71-1DH5 | SYNCHRONOUS MOTOR 1FT7 | 8318.61
1FT7086-5SC71-1CA1 | SYNCHRONOUS MOTOR 1FT7 | 7836.87
1FT7086-5SC71-1CG4 | SYNCHRONOUS MOTOR 1FT7 | 8005.68
1FT7085-7WH71-1FG1 | SYNCHRONOUS MOTOR 1FT7 | 7919.98
1FT7085-7WH71-1CH1 | SYNCHRONOUS MOTOR 1FT7 | 8805.19
1FT7087-7WH70-1CD0 | SYNCHRONOUS MOTOR 1FT7 | 8767.22
1FT7086-1AF71-1DG1 | SYNCHRONOUS MOTOR 1FT7 | 4836.58
1FT7086-1AF71-1DH1 | SYNCHRONOUS MOTOR 1FT7 | 5585.9
1FT7086-1AH70-1BG1 | SYNCHRONOUS MOTOR 1FT7 | 4749.81
1FT7102-1AC71-1BH1 | SYNCHRONOUS MOTOR 1FT7 | 5360.33
1FT7084-5AC71-1FA0 | SYNCHRONOUS MOTOR 1FT7 | 6071.92
1FT7084-5AC71-1FA1 | SYNCHRONOUS MOTOR 1FT7 | 6176.07
1FT7084-5AC71-1CH1 | SYNCHRONOUS MOTOR 1FT7 | 7061.26
1FT7102-1AC74-1NH1 | SYNCHRONOUS MOTOR 1FT7 | 4991.68
1FT7086-5WH70-1FK4 | SYNCHRONOUS MOTOR 1FT7 | 8265.1
1FT7084-5AF71-1BL4 | SYNCHRONOUS MOTOR 1FT7 | 6571.62
1FT7102-5AC70-1BB1 | SYNCHRONOUS MOTOR 1FT7 | 7075.56
1FT7102-5AC70-1BH2 | SYNCHRONOUS MOTOR 1FT7 | 7161.76
1FT7102-5AC70-1CG1 | SYNCHRONOUS MOTOR 1FT7 | 6807.43
1FT7084-5AF71-1CK5 | SYNCHRONOUS MOTOR 1FT7 | 6516.86
1FT7084-5AF71-1CL1 | SYNCHRONOUS MOTOR 1FT7 | 7231.16
1FT7084-5AF71-1CL3 | SYNCHRONOUS MOTOR 1FT7 | 7294.64
1FT7084-5AF71-1DA1 | SYNCHRONOUS MOTOR 1FT7 | 5347.69
1FT7084-5AF71-1DK1 | SYNCHRONOUS MOTOR 1FT7 | 5520.33
1FT7084-5AF71-1FA2 | SYNCHRONOUS MOTOR 1FT7 | 6262.25
1FT7086-5AC74-1NB0 | SYNCHRONOUS MOTOR 1FT7 | 6813.49
1FT7084-5AF71-1FL4 | SYNCHRONOUS MOTOR 1FT7 | 7486.77
1FT7084-5AF71-1CH0 | SYNCHRONOUS MOTOR 1FT7 | 6957.15
1FT7086-5AF70-1CB3 | SYNCHRONOUS MOTOR 1FT7 | 8178.09
1FT7105-5AB71-1DB2 | SYNCHRONOUS MOTOR 1FT7 | 8900.44
1FT7105-5AB71-1DG1 | SYNCHRONOUS MOTOR 1FT7 | 7717.77
1FT7105-5AB71-1FE0 | SYNCHRONOUS MOTOR 1FT7 | 9710.81
1FT7105-5AB71-1FG1 | SYNCHRONOUS MOTOR 1FT7 | 8546.11
1FT7105-5AB71-1FG2 | SYNCHRONOUS MOTOR 1FT7 | 8632.3
1FT7108-5AC74-1NH0 | SYNCHRONOUS MOTOR 1FT7 | 10433.22
1FT7108-5AC75-1NA0 | SYNCHRONOUS MOTOR 1FT7 | 9336.77
1FT7108-5AF70-1CD1 | SYNCHRONOUS MOTOR 1FT7 | 10810.5
1FT7105-5AB74-1NB0 | SYNCHRONOUS MOTOR 1FT7 | 8254.66
1FT7108-5AF70-1CG5 | SYNCHRONOUS MOTOR 1FT7 | 10892.88
1FT7102-5AC71-1DB1 | SYNCHRONOUS MOTOR 1FT7 | 7162.36
1FT7102-5AC71-1DB3 | SYNCHRONOUS MOTOR 1FT7 | 7225.81
1FT7102-5AF71-1DG1 | SYNCHRONOUS MOTOR 1FT7 | 6065.88
1FT7108-5SC74-1NH1 | SYNCHRONOUS MOTOR 1FT7 | 11231.65
1FT7105-5WF71-8DH0 | SYNCHRONOUS MOTOR 1FT7 | 9404.4
1FT7105-5AC71-1CH0 | SYNCHRONOUS MOTOR 1FT7 | 9451.66
1FT7105-5AC71-1CH1 | SYNCHRONOUS MOTOR 1FT7 | 9555.77
1FT7105-5AC71-1CH2 | SYNCHRONOUS MOTOR 1FT7 | 9641.98
1FT7105-5AF70-1BA0 | SYNCHRONOUS MOTOR 1FT7 | 7526.85
1FT7108-5AB70-1FH4 | SYNCHRONOUS MOTOR 1FT7 | 11989.94
1FT7105-5AF70-1CG5 | SYNCHRONOUS MOTOR 1FT7 | 8714.3
1FT7105-5AF70-1DA0 | SYNCHRONOUS MOTOR 1FT7 | 7613.64
1FT7108-5SF70-3CH0 | SYNCHRONOUS MOTOR 1FT7 | 12324.53
1FT7108-5SF70-3CH1 | SYNCHRONOUS MOTOR 1FT7 | 12428.64
1FT7108-5AB71-1BB1 | SYNCHRONOUS MOTOR 1FT7 | 10906.02
1FT7108-5AB71-1BG1 | SYNCHRONOUS MOTOR 1FT7 | 9809.54
1FT7108-5SF70-4BA0 | SYNCHRONOUS MOTOR 1FT7 | 10399.72
1FT7108-5SF70-4BB0 | SYNCHRONOUS MOTOR 1FT7 | 11496.21
1FT7108-5SF70-4BG0 | SYNCHRONOUS MOTOR 1FT7 | 10399.72
1FT7105-5AF70-1FG0 | SYNCHRONOUS MOTOR 1FT7 | 8442
1FT7108-5AB71-1BK5 | SYNCHRONOUS MOTOR 1FT7 | 10237.15
1FT7108-5AB71-1CA2 | SYNCHRONOUS MOTOR 1FT7 | 10724.08
1FT7108-5SF71-1CG0 | SYNCHRONOUS MOTOR 1FT7 | 11228.07
1FT7108-5SF71-1CH1 | SYNCHRONOUS MOTOR 1FT7 | 12428.64
1FT7108-5AB71-1CG2 | SYNCHRONOUS MOTOR 1FT7 | 10724.08
1FT7108-5SF71-4BA0 | SYNCHRONOUS MOTOR 1FT7 | 10399.72
1FT7105-5AF71-1BH1 | SYNCHRONOUS MOTOR 1FT7 | 8727.45
1FT7105-5AF71-1BH3 | SYNCHRONOUS MOTOR 1FT7 | 8790.93
1FK7022-5AK71-1VA2 | SYNCHRONOUS SERVOMOTOR, 1FK7 | 2023.1
1FK2106-4AF01-1MB0 | SYNCHRONOUS MOTOR 1FK2 HD 12 NM | 1880.79
1FK2106-4AF10-0SA0 | SYNCHRONOUS MOTOR 1FK2 HD 12 NM | 1822.95
1FK2210-3AC01-1SA0 | Synchronous motor 1FK2-CT 30 NM | 2626.55
1FK7033-4CF21-1CA1 | SYNCHRONOUS MOTOR 1FK7-HD 1,3 NM | 2593.34
1FK7033-4CF21-1CB1 | SYNCHRONOUS MOTOR 1FK7-HD 1,3 NM | 2836.13
1FK2106-6AF10-0SA0 | SYNCHRONOUS MOTOR 1FK2 HD 16 NM | 2093.47
1FK2106-6AF10-1MB0 | SYNCHRONOUS MOTOR 1FK2 HD 16 NM | 2368.31
1FK2210-4AB11-1SB0 | SYNCHRONOUS MOTOR 1FK2 CT 40 NM | 3601.95
1FK7033-4CF21-1CG1 | SYNCHRONOUS MOTOR 1FK7-HD 1,3 NM | 2497.69
1FK2210-4AC10-0MA0 | Synchronous motor 1FK2-CT 40 NM | 3800.04
1FK2210-4AC11-0MA0 | Synchronous motor 1FK2-CT 40 NM | 3876.8
1FK7033-4CK71-1BB0 | SYNCHRONOUS MOTOR 1FK7-HD 1,3 NM | 2324.95
1FK7034-2AK71-1BA1 | SYNCHRONOUS MOTOR 1FK7-CT 1,6 NM | 2006.78
1FK7033-4CK71-1BG0 | SYNCHRONOUS MOTOR 1FK7-HD 1,3 NM | 1986.51
1FK7034-2AK71-1DB0 | SYNCHRONOUS MOTOR 1FK7-CT 1,6 NM | 2470.23
1FK7033-4CK71-1DA2 | SYNCHRONOUS MOTOR 1FK7-HD 1,3 NM | 2272.69
1FK2308-3AB01-1SB0 | SYNCHRONOUS MOTOR 1FK2-HI18 NM | 1986.51
1FK2308-3AB11-1MB0 | SYNCHRONOUS MOTOR 1FK2-HI 18 NM | 2628.54
1FK7034-2AK71-1CH2 | SYNCHRONOUS MOTOR 1FK7-CT 1,6 NM | 2502.58
1FK7042-2AC71-1UA0 | SYNCHRONOUS MOTOR 1FK7-CT 3 NM | 1365.27
1FK7043-4CK71-1PG1 | SYNCHRONOUS MOTOR 1FK7-HD 3,5 NM | 1580.5
1FK7043-4CK71-1PH0 | SYNCHRONOUS MOTOR 1FK7-HD 3,5 NM | 1765.74
1FK7043-4CK71-1PH1 | SYNCHRONOUS MOTOR 1FK7-HD 3,5 NM | 1867.41
1FK7043-4CK71-1QG0 | SYNCHRONOUS MOTOR 1FK7-HD 3,5 NM | 1593.12
1FK7060-2AF71-1PA2 | SYNCHRONOUS MOTOR 1FK7-CT 6 NM | 1670.93
1FK7060-2AF71-1PB1 | SYNCHRONOUS MOTOR 1FK7-CT 6 NM | 1971.65
1FK7060-2AF71-1PB2 | SYNCHRONOUS MOTOR 1FK7-CT 6 NM | 1971.65
1FK7043-4CK71-1RB1 | SYNCHRONOUS MOTOR 1FK7-HD 3,5 NM | 2494.69
1FK7042-2AK71-1DB2 | SYNCHRONOUS MOTOR 1FK7-CT 3 NM | 2655.28
1FK7042-2AK71-1DG2 | SYNCHRONOUS MOTOR 1FK7-CT 3 NM | 2270.24
1FK7061-4CH71-1CH2 | SYNCHRONOUS MOTOR 1FK7-HD 6,4 NM | 3289.89
1FK7063-2AH71-1PA2 | SYNCHRONOUS MOTOR 1FK7-CT 11 NM | 1892.66
1FK7063-2AH71-1RA1 | SYNCHRONOUS MOTOR 1FK7-CT 11 NM | 2366.27
1FK7084-2AF71-1PB0 | SYNCHRONOUS MOTOR 1FK7-CT 20 NM | 2773.64
1FK7081-2AC71-1BA0 | SYNCHRONOUS MOTOR 1FK7-CT 12 NM | 2544.59
1FK7081-2AH71-1UG2 | SYNCHRONOUS MOTOR 1FK7-CT 12 NM | 1970.19
1FK7081-2AC71-1FB0 | SYNCHRONOUS MOTOR 1FK7-CT 12 NM | 3797.78
1FK7081-2AC71-1FB1 | SYNCHRONOUS MOTOR 1FK7-CT 12 NM | 3899.44
1FK7083-2AH71-1RG1 | SYNCHRONOUS MOTOR 1FK7-CT 16 NM | 2550.6
1FK7081-2AC71-1PH1 | SYNCHRONOUS MOTOR 1FK7-CT 12 NM | 2378.42
1FT7086-5AF71-1BE1 | SYNCHRONOUS MOTOR 1FT7 | 7456.17
1FT7084-5SF71-1CA1 | SYNCHRONOUS MOTOR 1FT7 | 6783.53
1FT7064-5AK70-1FH4 | SYNCHRONOUS MOTOR 1FT7 | 6390.29
1FT7064-5AK71-1BD1 | SYNCHRONOUS MOTOR 1FT7 | 4619.55
1FT7082-5AH71-1BG5 | SYNCHRONOUS MOTOR 1FT7 | 4701.92
1FT7064-5AK71-1BD3 | SYNCHRONOUS MOTOR 1FT7 | 4683
1FT7084-5SH70-1BG0 | SYNCHRONOUS MOTOR 1FT7 | 5851.09
1FT7064-5AK71-1CB0 | SYNCHRONOUS MOTOR 1FT7 | 6030.55
1FT7064-5AK71-1CG5 | SYNCHRONOUS MOTOR 1FT7 | 5530.24
1FT7086-5AF71-1CA5 | SYNCHRONOUS MOTOR 1FT7 | 7397.58
1FT7064-5AK71-1DG1 | SYNCHRONOUS MOTOR 1FT7 | 4533.69
1FT7064-5AK71-1FG2 | SYNCHRONOUS MOTOR 1FT7 | 5448.24
1FT7064-5AK71-1FH2 | SYNCHRONOUS MOTOR 1FT7 | 6307.67
1FT7064-5AK71-1KG2 | SYNCHRONOUS MOTOR 1FT7 | 4858.1
1FT7064-5WF70-1FA0 | SYNCHRONOUS MOTOR 1FT7 | 5952.23
1FT7064-5WF70-1CH1 | SYNCHRONOUS MOTOR 1FT7 | 6829
1FT7086-5AF71-1DL0 | SYNCHRONOUS MOTOR 1FT7 | 7438.81
1FT7084-5WF70-1CK4 | SYNCHRONOUS MOTOR 1FT7 | 7124.95
1FT7064-5WF71-1CL2 | SYNCHRONOUS MOTOR 1FT7 | 7085.18
1FT7084-5WF71-1CD5 | SYNCHRONOUS MOTOR 1FT7 | 7211.14
1FT7082-5WF71-1BG0 | SYNCHRONOUS MOTOR 1FT7 | 5037.12
1FT7064-5WF71-1FK3 | SYNCHRONOUS MOTOR 1FT7 | 6292.46
1FT7082-5WH71-1FL4 | SYNCHRONOUS MOTOR 1FT7 | 7367.08
1FT7064-5WK71-1BG0 | SYNCHRONOUS MOTOR 1FT7 | 5037.12
1FT7084-1AF70-1FG1 | SYNCHRONOUS MOTOR 1FT7 | 4867.71
1FT7084-5WF71-1CK5 | SYNCHRONOUS MOTOR 1FT7 | 7211.14
1FT7084-5WF71-1DG1 | SYNCHRONOUS MOTOR 1FT7 | 6041.99
1FT7064-5WK71-1CH2 | SYNCHRONOUS MOTOR 1FT7 | 6915.19
1FT7084-1AF74-1NG1 | SYNCHRONOUS MOTOR 1FT7 | 3583.91
1FT7064-5WK74-1MH1 | SYNCHRONOUS MOTOR 1FT7 | 6448.27
1FT7084-5WF74-1MH1 | SYNCHRONOUS MOTOR 1FT7 | 7374.81
1FT7084-5WF74-1NG1 | SYNCHRONOUS MOTOR 1FT7 | 5586.55
1FT7086-5AH70-1FB1 | SYNCHRONOUS MOTOR 1FT7 | 8201.39
1FT7084-1AH71-1DH1 | SYNCHRONOUS MOTOR 1FT7 | 4788.69
1FT7105-5SF74-1MB1 | SYNCHRONOUS MOTOR 1FT7 | 9869.34
1FT7105-5WB70-1FH3 | SYNCHRONOUS MOTOR 1FT7 | 10400.32
1FT7105-5WB71-1CG1 | SYNCHRONOUS MOTOR 1FT7 | 9153.6
1FT7105-5WC70-1BG1 | SYNCHRONOUS MOTOR 1FT7 | 8325.26
1FT7105-5WC70-1DK3 | SYNCHRONOUS MOTOR 1FT7 | 8648.15
1FT7102-5AF70-1FA5 | SYNCHRONOUS MOTOR 1FT7 | 7149.2
1FT7105-5AC71-1BG2 | SYNCHRONOUS MOTOR 1FT7 | 7717.18
1FT7105-5WC71-1BG2 | SYNCHRONOUS MOTOR 1FT7 | 8411.46
1FT7105-5WC71-1CG1 | SYNCHRONOUS MOTOR 1FT7 | 9153.6
1FT7105-5AC71-1CB0 | SYNCHRONOUS MOTOR 1FT7 | 9451.66
1FT7105-5AC71-1CG2 | SYNCHRONOUS MOTOR 1FT7 | 8545.51
1FT7105-5AC71-1CK3 | SYNCHRONOUS MOTOR 1FT7 | 8695.42
1FT7105-5WC75-1NH1 | SYNCHRONOUS MOTOR 1FT7 | 9053.06
1FT7105-5WF70-1CA1 | SYNCHRONOUS MOTOR 1FT7 | 9153.6
1FT7108-5SC71-1BA3 | SYNCHRONOUS MOTOR 1FT7 | 10567.32
1FT7105-5AC71-1DA1 | SYNCHRONOUS MOTOR 1FT7 | 7717.77
1FT7105-5WF71-3DG2 | SYNCHRONOUS MOTOR 1FT7 | 8498.25
1FT7108-5SC71-1CG1 | SYNCHRONOUS MOTOR 1FT7 | 11332.18
1FT7105-5WF71-4BH1 | SYNCHRONOUS MOTOR 1FT7 | 9421.74
1FT7105-5AC71-1DK2 | SYNCHRONOUS MOTOR 1FT7 | 7976.59
1FT7102-5AF71-1CK5 | SYNCHRONOUS MOTOR 1FT7 | 7235.05
1FT7102-5AF71-1DG5 | SYNCHRONOUS MOTOR 1FT7 | 6320.86
1FT7108-5SC74-1NA1 | SYNCHRONOUS MOTOR 1FT7 | 10135.18
1FT7105-5WF71-7CD2 | SYNCHRONOUS MOTOR 1FT7 | 9412.44
1FT7105-5WF74-4NH0 | SYNCHRONOUS MOTOR 1FT7 | 8948.94
1FT7108-5AB70-1BG1 | SYNCHRONOUS MOTOR 1FT7 | 9809.54
1FT7108-5AB70-1BH4 | SYNCHRONOUS MOTOR 1FT7 | 11074.81
1FT7108-5AB70-1CA1 | SYNCHRONOUS MOTOR 1FT7 | 10637.86
1FT7108-5AB70-1DA1 | SYNCHRONOUS MOTOR 1FT7 | 9896.32
1FT7108-5AB70-1DB0 | SYNCHRONOUS MOTOR 1FT7 | 10888.68
1FT7108-5AB70-1DG1 | SYNCHRONOUS MOTOR 1FT7 | 9896.32
1FT7108-5AB70-1DH0 | SYNCHRONOUS MOTOR 1FT7 | 10888.68
1FT7102-5AC70-1DG2 | SYNCHRONOUS MOTOR 1FT7 | 6152.06
1FT7084-5AF71-1CK1 | SYNCHRONOUS MOTOR 1FT7 | 6261.88
1FT7087-7SF70-1CD0 | SYNCHRONOUS MOTOR 1FT7 | 8767.22
1FT7087-7SF71-1BG1 | SYNCHRONOUS MOTOR 1FT7 | 7870.38
1FT7087-7SF71-1CG0 | SYNCHRONOUS MOTOR 1FT7 | 8594.6
1FT7086-5AF70-1BA1 | SYNCHRONOUS MOTOR 1FT7 | 6314.26
1FT7086-5AF70-1BB1 | SYNCHRONOUS MOTOR 1FT7 | 7286.28
1FT7084-5AF71-1FG0 | SYNCHRONOUS MOTOR 1FT7 | 6071.92
1FT7086-5AF70-1CA0 | SYNCHRONOUS MOTOR 1FT7 | 7038.48
1FT7086-5AF70-1CB0 | SYNCHRONOUS MOTOR 1FT7 | 8010.49
1FT7084-5AF71-1FH3 | SYNCHRONOUS MOTOR 1FT7 | 7211.55
1FT7087-7SF71-1CG1 | SYNCHRONOUS MOTOR 1FT7 | 8698.71
1FT7087-7SF71-1CH3 | SYNCHRONOUS MOTOR 1FT7 | 9734.19
1FT7087-7SH70-1CA1 | SYNCHRONOUS MOTOR 1FT7 | 8698.71
1FT7086-5AF70-1CB2 | SYNCHRONOUS MOTOR 1FT7 | 8200.81
1FT7105-5AB71-1DE4 | SYNCHRONOUS MOTOR 1FT7 | 9155.38
1FT7105-5AB71-1FB4 | SYNCHRONOUS MOTOR 1FT7 | 9811.37
1FT7105-5SF71-1BA0 | SYNCHRONOUS MOTOR 1FT7 | 8221.15
1FT7108-5AF70-1BB3 | SYNCHRONOUS MOTOR 1FT7 | 10969.47
1FT7102-5AC71-1CB0 | SYNCHRONOUS MOTOR 1FT7 | 7799.77
1FT7108-5AF70-1CD4 | SYNCHRONOUS MOTOR 1FT7 | 10979.31
1FT7108-5AF70-1DG1 | SYNCHRONOUS MOTOR 1FT7 | 9896.32
1FT7108-5AF70-1FA3 | SYNCHRONOUS MOTOR 1FT7 | 10788.15
1FT7105-5SF71-2BG3 | SYNCHRONOUS MOTOR 1FT7 | 8388.72
1FT7108-5AF70-1FG1 | SYNCHRONOUS MOTOR 1FT7 | 10724.68
1FT7062-1AF71-1BG1 | SYNCHRONOUS MOTOR 1FT7 | 3038.04
1FT7068-5AF70-1CG3 | SYNCHRONOUS MOTOR 1FT7 | 6009.09
1FT7062-1AF71-1LH1 | SYNCHRONOUS MOTOR 1FT7 | 4852.14
1FT7068-5AF70-1DB0 | SYNCHRONOUS MOTOR 1FT7 | 5959.35
1FT7042-5AK71-1BG1 | SYNCHRONOUS MOTOR 1FT7 | 3652.11
1FT7068-5AF70-1FG4 | SYNCHRONOUS MOTOR 1FT7 | 6201.22
1FT7042-5AK71-1CG5 | SYNCHRONOUS MOTOR 1FT7 | 4735.42
1FT7062-5AF70-1BD5 | SYNCHRONOUS MOTOR 1FT7 | 4414.94
1FT7064-5AF70-1CA1 | SYNCHRONOUS MOTOR 1FT7 | 5275.25
1FT7062-5AF70-1CA2 | SYNCHRONOUS MOTOR 1FT7 | 4901.88
1FT7068-5AF71-1BG1 | SYNCHRONOUS MOTOR 1FT7 | 5117.26
1FT7042-5AK71-1FB0 | SYNCHRONOUS MOTOR 1FT7 | 5205.23
1FT7068-5AF71-1BH2 | SYNCHRONOUS MOTOR 1FT7 | 6062.89
1FT7068-5AF71-1CA1 | SYNCHRONOUS MOTOR 1FT7 | 5945.62
1FT7062-5AF70-1DG1 | SYNCHRONOUS MOTOR 1FT7 | 4074.12
1FT7062-5AF70-1FA1 | SYNCHRONOUS MOTOR 1FT7 | 4902.46
1FT7042-5AK71-1LG2 | SYNCHRONOUS MOTOR 1FT7 | 4891.63
1FT7064-5AF70-1FA1 | SYNCHRONOUS MOTOR 1FT7 | 5362.05
1FT7064-5AF70-1FG1 | SYNCHRONOUS MOTOR 1FT7 | 5362.05
1FT7068-5AF71-1DG3 | SYNCHRONOUS MOTOR 1FT7 | 5267.53
1FT7064-5AF70-1CH1 | SYNCHRONOUS MOTOR 1FT7 | 6134.69
1FT7068-5AF71-1DK1 | SYNCHRONOUS MOTOR 1FT7 | 5376.68
1FT7068-5AF71-1FG2 | SYNCHRONOUS MOTOR 1FT7 | 6118.6
1FT7068-5AF71-1FG5 | SYNCHRONOUS MOTOR 1FT7 | 6287.39
1FT7062-5AF71-1BG1 | SYNCHRONOUS MOTOR 1FT7 | 3987.33
1FT7044-1AF70-1DG1 | SYNCHRONOUS MOTOR 1FT7 | 3172.71
1FT7044-1AF71-1DG1 | SYNCHRONOUS MOTOR 1FT7 | 3172.71
1FT7068-5WF70-1DA0 | SYNCHRONOUS MOTOR 1FT7 | 5794.25
1FT7068-5WF71-1DK3 | SYNCHRONOUS MOTOR 1FT7 | 6134.48
1FT7082-5AF70-1BG0 | SYNCHRONOUS MOTOR 1FT7 | 4342.79
1FT7062-5WF71-1BA2 | SYNCHRONOUS MOTOR 1FT7 | 4767.8
1FT7062-5WF71-1BL5 | SYNCHRONOUS MOTOR 1FT7 | 5965.99
1FT7042-5AF71-1BH5 | SYNCHRONOUS MOTOR 1FT7 | 4649.23
1FT7062-5WK71-1BG3 | SYNCHRONOUS MOTOR 1FT7 | 4749.79
1FT7066-5AH70-1BG3 | SYNCHRONOUS MOTOR 1FT7 | 4845.57
1FT7046-5AF71-1BH1 | SYNCHRONOUS MOTOR 1FT7 | 5117.26
1FT7046-5AF71-1CA5 | SYNCHRONOUS MOTOR 1FT7 | 5458.45
1FT7046-5AF71-1CG4 | SYNCHRONOUS MOTOR 1FT7 | 5372.28
1FT7042-5AF71-1DA0 | SYNCHRONOUS MOTOR 1FT7 | 3634.77
1FT7042-5AF71-1DA1 | SYNCHRONOUS MOTOR 1FT7 | 3738.88
1FT7046-5AF71-1DB0 | SYNCHRONOUS MOTOR 1FT7 | 5099.92
1FT7066-5AH70-1LB0 | SYNCHRONOUS MOTOR 1FT7 | 6690.74
1FT7046-5AF71-1FG5 | SYNCHRONOUS MOTOR 1FT7 | 5545.23
1FT7046-5AF71-1CH2 | SYNCHRONOUS MOTOR 1FT7 | 6031.79
1FT7042-5AF71-1DG2 | SYNCHRONOUS MOTOR 1FT7 | 3825.07
1FT7066-5AH71-1BK5 | SYNCHRONOUS MOTOR 1FT7 | 5209.71
1FT7042-5AF71-1FA3 | SYNCHRONOUS MOTOR 1FT7 | 4630.7
1FT7066-5AH71-1CL4 | SYNCHRONOUS MOTOR 1FT7 | 6808.65
1FT7066-5AH71-1DG0 | SYNCHRONOUS MOTOR 1FT7 | 4764.75
1FT7066-5AH71-1FH0 | SYNCHRONOUS MOTOR 1FT7 | 6452.54
1FT7046-5AH70-1DH0 | SYNCHRONOUS MOTOR 1FT7 | 5099.92
1FT7046-5AH70-1FH3 | SYNCHRONOUS MOTOR 1FT7 | 6095.86
1FT7042-5AF71-1KA3 | SYNCHRONOUS MOTOR 1FT7 | 4040.55
1FT7066-5WF71-1CH1 | SYNCHRONOUS MOTOR 1FT7 | 7164.13
1FT7066-5AH70-1DH1 | SYNCHRONOUS MOTOR 1FT7 | 5728.29
1FT7046-5AF71-1FH1 | SYNCHRONOUS MOTOR 1FT7 | 6032.38
1FT7066-5AH71-1BA2 | SYNCHRONOUS MOTOR 1FT7 | 4868.3
1FT7042-5AF71-1DL5 | SYNCHRONOUS MOTOR 1FT7 | 4905.98
1FT7066-5AH71-1CD5 | SYNCHRONOUS MOTOR 1FT7 | 6038.03
1FT7066-5AH71-1CL1 | SYNCHRONOUS MOTOR 1FT7 | 6639.84
1FT7066-5AH71-1DG1 | SYNCHRONOUS MOTOR 1FT7 | 4868.88
1FT7042-5AF71-1FG1 | SYNCHRONOUS MOTOR 1FT7 | 4567.22
1FT7066-5AH71-1FB1 | SYNCHRONOUS MOTOR 1FT7 | 6556.65
1FT7046-5AH70-1CG5 | SYNCHRONOUS MOTOR 1FT7 | 5458.45
1FT7042-5AF71-1LH2 | SYNCHRONOUS MOTOR 1FT7 | 5633.76
1FT7066-5WH71-1FG5 | SYNCHRONOUS MOTOR 1FT7 | 6646.5
1FT7067-7SF70-1CB0 | SYNCHRONOUS MOTOR 1FT7 | 7446.71
1FT7046-5AH71-1DH1 | SYNCHRONOUS MOTOR 1FT7 | 5204.03
1FT7067-7SF71-1BG1 | SYNCHRONOUS MOTOR 1FT7 | 5863.07
1FT7046-5AH71-1CH0 | SYNCHRONOUS MOTOR 1FT7 | 5841.48
1FT7067-7SH71-1BA0 | SYNCHRONOUS MOTOR 1FT7 | 5758.95
1FT7064-1AK71-1BH1 | SYNCHRONOUS MOTOR 1FT7 | 4024.41
1FT7067-7WH70-1FB0 | SYNCHRONOUS MOTOR 1FT7 | 7533.49
1FT7068-5AF70-1BG0 | SYNCHRONOUS MOTOR 1FT7 | 5013.15
1FT7062-1AF70-1FH1 | SYNCHRONOUS MOTOR 1FT7 | 4613.95
1FT7062-1AK70-1FG1 | SYNCHRONOUS MOTOR 1FT7 | 3953.18
1FT7068-5AF70-1DG0 | SYNCHRONOUS MOTOR 1FT7 | 5099.94
1FT7068-5AF70-1DG1 | SYNCHRONOUS MOTOR 1FT7 | 5204.05
1FT7042-5AK71-1BL1 | SYNCHRONOUS MOTOR 1FT7 | 4564.21
1FT7062-1AK71-1FH1 | SYNCHRONOUS MOTOR 1FT7 | 4613.95
1FT7042-5AK71-1CG1 | SYNCHRONOUS MOTOR 1FT7 | 4480.44
1FT7068-5AF70-1FH2 | SYNCHRONOUS MOTOR 1FT7 | 6978.04
1FT7084-5AC71-1CG2 | SYNCHRONOUS MOTOR 1FT7 | 6175.47
1FT7085-7WH70-7CH4 | SYNCHRONOUS MOTOR 1FT7 | 8974
1FT7087-7WH71-1DG0 | SYNCHRONOUS MOTOR 1FT7 | 7853.04
1FT7102-1AC70-1BG1 | SYNCHRONOUS MOTOR 1FT7 | 4486.46
1FT7086-1AH70-1DH1 | SYNCHRONOUS MOTOR 1FT7 | 5585.9
1FT7102-1AC71-1DH1 | SYNCHRONOUS MOTOR 1FT7 | 5447.1
1FT7086-5SF71-1BK4 | SYNCHRONOUS MOTOR 1FT7 | 7349.99
1FT7086-5SF71-1CH1 | SYNCHRONOUS MOTOR 1FT7 | 8808.9
1FT7084-5AC71-1FG3 | SYNCHRONOUS MOTOR 1FT7 | 6239.52
1FT7084-5AC71-1CH0 | SYNCHRONOUS MOTOR 1FT7 | 6957.15
1FT7086-1AH71-1LG1 | SYNCHRONOUS MOTOR 1FT7 | 5903.14
1FT7102-5AB70-1BA0 | SYNCHRONOUS MOTOR 1FT7 | 5874.98
1FT7102-5AB70-1BB1 | SYNCHRONOUS MOTOR 1FT7 | 7075.56
1FT7086-5AC70-1DA0 | SYNCHRONOUS MOTOR 1FT7 | 6296.94
1FT7086-5AC70-1DA3 | SYNCHRONOUS MOTOR 1FT7 | 6464.51
1FT7084-5AC71-1KG2 | SYNCHRONOUS MOTOR 1FT7 | 5672.12
1FT7086-5AC70-1DG2 | SYNCHRONOUS MOTOR 1FT7 | 6487.24
1FT7086-5SH70-1BH1 | SYNCHRONOUS MOTOR 1FT7 | 7980.56
1FT7102-5AB70-1CB2 | SYNCHRONOUS MOTOR 1FT7 | 7990.1
1FT7102-5AB70-1DB0 | SYNCHRONOUS MOTOR 1FT7 | 7058.22
1FT7086-5SH71-1BH0 | SYNCHRONOUS MOTOR 1FT7 | 7876.45
1FT7086-5AC70-1DL4 | SYNCHRONOUS MOTOR 1FT7 | 7711.74
1FT7102-5AB70-1DG5 | SYNCHRONOUS MOTOR 1FT7 | 6320.86
1FT7102-5AB70-1FH1 | SYNCHRONOUS MOTOR 1FT7 | 7990.7
1FT7102-5AB70-1LA2 | SYNCHRONOUS MOTOR 1FT7 | 7218.63
1FT7086-5AC71-1BA0 | SYNCHRONOUS MOTOR 1FT7 | 6210.15
1FT7084-5AF70-1BH3 | SYNCHRONOUS MOTOR 1FT7 | 6296.4
1FT7086-5WC71-1BG0 | SYNCHRONOUS MOTOR 1FT7 | 6904.43
1FT7086-5WC71-1CA1 | SYNCHRONOUS MOTOR 1FT7 | 7836.87
1FT7102-5AB71-1BL0 | SYNCHRONOUS MOTOR 1FT7 | 7143.8
1FT7084-5SH70-1CG3 | SYNCHRONOUS MOTOR 1FT7 | 6846.99
1FT7082-5AH71-1DG1 | SYNCHRONOUS MOTOR 1FT7 | 4533.69
1FT7086-5AF71-1CE4 | SYNCHRONOUS MOTOR 1FT7 | 8453.31
1FT7064-5AK71-1DK4 | SYNCHRONOUS MOTOR 1FT7 | 4875.13
1FT7086-5AF71-1CG0 | SYNCHRONOUS MOTOR 1FT7 | 7038.48
1FT7086-5AF71-1CK5 | SYNCHRONOUS MOTOR 1FT7 | 7570.22
1FT7086-5AF71-1DA0 | SYNCHRONOUS MOTOR 1FT7 | 6296.94
1FT7082-5AH71-1CH0 | SYNCHRONOUS MOTOR 1FT7 | 6143.15
1FT7086-5AF71-1DG2 | SYNCHRONOUS MOTOR 1FT7 | 6487.24
1FT7084-5WC70-1CA0 | SYNCHRONOUS MOTOR 1FT7 | 6679.42
1FT7084-5WC71-1BG0 | SYNCHRONOUS MOTOR 1FT7 | 5851.09
1FT7086-5AF71-1DH1 | SYNCHRONOUS MOTOR 1FT7 | 7373.05
1FT7086-5AF71-1FB2 | SYNCHRONOUS MOTOR 1FT7 | 8287.59
1FT7086-5AF71-1FH1 | SYNCHRONOUS MOTOR 1FT7 | 8201.39
1FT7064-5WF71-1BG2 | SYNCHRONOUS MOTOR 1FT7 | 5227.44
1FT7086-5AF71-1FH3 | SYNCHRONOUS MOTOR 1FT7 | 8264.87
1FT7064-5WF71-1FG0 | SYNCHRONOUS MOTOR 1FT7 | 5952.23
1FT7082-5WC71-1BH0 | SYNCHRONOUS MOTOR 1FT7 | 6009.14
1FT7082-5WF70-1FB2 | SYNCHRONOUS MOTOR 1FT7 | 7114.58
1FT7082-5WF74-1NH1 | SYNCHRONOUS MOTOR 1FT7 | 5744.58
1FT7064-5WK70-1CG2 | SYNCHRONOUS MOTOR 1FT7 | 6055.76
1FT7064-5WK70-1FA1 | SYNCHRONOUS MOTOR 1FT7 | 6056.36
1FT7064-5WK71-1CG2 | SYNCHRONOUS MOTOR 1FT7 | 6055.76
1FT7084-5WF71-1DG0 | SYNCHRONOUS MOTOR 1FT7 | 5937.84
1FT7084-5WF71-1DH4 | SYNCHRONOUS MOTOR 1FT7 | 7182.78
1FT7086-5AF75-1MH0 | SYNCHRONOUS MOTOR 1FT7 | 7629.76
1FT7086-5AH70-1BG1 | SYNCHRONOUS MOTOR 1FT7 | 6314.26
1FT7086-5AH70-1CA1 | SYNCHRONOUS MOTOR 1FT7 | 7142.6
1FT7064-5WK71-1CH0 | SYNCHRONOUS MOTOR 1FT7 | 6724.88
1FT7084-1AF75-1NH1 | SYNCHRONOUS MOTOR 1FT7 | 4333.23
1FT7065-7SF70-1BB0 | SYNCHRONOUS MOTOR 1FT7 | 6286.92
1FT7065-7SH71-1CG0 | SYNCHRONOUS MOTOR 1FT7 | 6255.82
1FT7084-5AC70-1CB0 | SYNCHRONOUS MOTOR 1FT7 | 6957.15
1FT7084-5AC70-1DA2 | SYNCHRONOUS MOTOR 1FT7 | 5433.91
1FT7065-7WF70-1DH1 | SYNCHRONOUS MOTOR 1FT7 | 6477.8
1FT7086-5AH71-1DA1 | SYNCHRONOUS MOTOR 1FT7 | 6401.05
1FT7084-5AC70-1FG1 | SYNCHRONOUS MOTOR 1FT7 | 6176.07
1FT7085-7SF70-1CB0 | SYNCHRONOUS MOTOR 1FT7 | 8701.08
1FT7086-5AH71-1FA5 | SYNCHRONOUS MOTOR 1FT7 | 7484.37
1FT7085-7SF71-1BA0 | SYNCHRONOUS MOTOR 1FT7 | 6900.72
1FT7087-7SH70-4BG0 | SYNCHRONOUS MOTOR 1FT7 | 7766.27
1FT7084-5AC71-1BB3 | SYNCHRONOUS MOTOR 1FT7 | 6296.4
1FT7086-5AH71-1CH1 | SYNCHRONOUS MOTOR 1FT7 | 8114.6
1FT7085-7WF70-1CA1 | SYNCHRONOUS MOTOR 1FT7 | 7833.17
1FT7087-7WF70-3BA0 | SYNCHRONOUS MOTOR 1FT7 | 7766.27
1FT7086-5SC70-1CB0 | SYNCHRONOUS MOTOR 1FT7 | 8704.77
1FT7086-5SC71-1BG0 | SYNCHRONOUS MOTOR 1FT7 | 6904.43
1FT7084-5AC71-1CG0 | SYNCHRONOUS MOTOR 1FT7 | 5985.13
1FT7084-5AC71-1DA2 | SYNCHRONOUS MOTOR 1FT7 | 5433.91
1FT7086-1AF70-1FH1 | SYNCHRONOUS MOTOR 1FT7 | 6414.26
1FT7087-7WH70-1BA0 | SYNCHRONOUS MOTOR 1FT7 | 7766.27
1FT7087-7WH70-4FG0 | SYNCHRONOUS MOTOR 1FT7 | 8681.39
1FT7087-7WH71-1DK5 | SYNCHRONOUS MOTOR 1FT7 | 8384.79
1FT7086-5SF70-1CB1 | SYNCHRONOUS MOTOR 1FT7 | 8808.9
1FT7084-5AC71-1DG0 | SYNCHRONOUS MOTOR 1FT7 | 5243.58
1FT7086-5SF71-1BA0 | SYNCHRONOUS MOTOR 1FT7 | 6904.43
1FT7087-7WH71-4FG0 | SYNCHRONOUS MOTOR 1FT7 | 8681.39
1FT7086-1AH70-1BH1 | SYNCHRONOUS MOTOR 1FT7 | 5499.11
1FT7086-5SF71-1CA0 | SYNCHRONOUS MOTOR 1FT7 | 7732.76
1FT7084-5AC71-1FB0 | SYNCHRONOUS MOTOR 1FT7 | 7043.94
1FT7084-5AC71-1FK5 | SYNCHRONOUS MOTOR 1FT7 | 6603.67
1FT7102-1AC75-1MG1 | SYNCHRONOUS MOTOR 1FT7 | 4934.09
1FT7086-5AC70-1BG1 | SYNCHRONOUS MOTOR 1FT7 | 6314.26
1FT7086-5AC70-1BG3 | SYNCHRONOUS MOTOR 1FT7 | 6377.73
1FT7084-5AF71-1BB0 | SYNCHRONOUS MOTOR 1FT7 | 6128.82
1FT7086-5WH70-1DG1 | SYNCHRONOUS MOTOR 1FT7 | 7095.33
1FT7086-5WH71-1DK5 | SYNCHRONOUS MOTOR 1FT7 | 7522.94
1FT7086-5WH71-1CH2 | SYNCHRONOUS MOTOR 1FT7 | 8895.1
1FT7084-5AF71-1CA2 | SYNCHRONOUS MOTOR 1FT7 | 6175.47
1FT7087-7AF74-1MH1 | SYNCHRONOUS MOTOR 1FT7 | 8655.24
1FT7087-7SF70-1CB1 | SYNCHRONOUS MOTOR 1FT7 | 9670.74
1FT7102-5AC70-1DA2 | SYNCHRONOUS MOTOR 1FT7 | 6152.06
1FT7102-5AC70-1DG0 | SYNCHRONOUS MOTOR 1FT7 | 5961.76
1FT7087-7SF70-1CH1 | SYNCHRONOUS MOTOR 1FT7 | 9670.74
1FT7084-5AF71-1DB1 | SYNCHRONOUS MOTOR 1FT7 | 6319.72
1FT7087-7SF71-1BA4 | SYNCHRONOUS MOTOR 1FT7 | 8039.19
1FT7086-5AC74-1NB1 | SYNCHRONOUS MOTOR 1FT7 | 6917.61
1FT7102-5AC70-1DH3 | SYNCHRONOUS MOTOR 1FT7 | 7225.81
1FT7086-5AF70-1BH3 | SYNCHRONOUS MOTOR 1FT7 | 7349.76
1FT7086-5AF70-1CA3 | SYNCHRONOUS MOTOR 1FT7 | 7206.07
1FT7105-5AB71-1CB1 | SYNCHRONOUS MOTOR 1FT7 | 9555.77
1FT7102-5AC71-1BH2 | SYNCHRONOUS MOTOR 1FT7 | 7161.76
1FT7108-5AF70-1BD1 | SYNCHRONOUS MOTOR 1FT7 | 9982.17
1FT7102-5AC71-1CA2 | SYNCHRONOUS MOTOR 1FT7 | 6893.64
1FT7105-5AC70-1BA0 | SYNCHRONOUS MOTOR 1FT7 | 7526.85
1FT7102-5AC71-1CB1 | SYNCHRONOUS MOTOR 1FT7 | 7903.88
1FT7105-5SF71-1CL3 | SYNCHRONOUS MOTOR 1FT7 | 10485.89
1FT7102-5AF71-1DB0 | SYNCHRONOUS MOTOR 1FT7 | 7058.22
1FT7105-5WF71-7BH0 | SYNCHRONOUS MOTOR 1FT7 | 9317.61
1FT7105-5AC71-1FL4 | SYNCHRONOUS MOTOR 1FT7 | 9983.73
1FT7105-5WF74-4MG1 | SYNCHRONOUS MOTOR 1FT7 | 8772.87
1FT7102-5AF71-1FA0 | SYNCHRONOUS MOTOR 1FT7 | 6790.11
1FT7108-5SF70-1BG0 | SYNCHRONOUS MOTOR 1FT7 | 10399.72
1FT7108-5AB70-1CG3 | SYNCHRONOUS MOTOR 1FT7 | 10701.33
1FT7108-5AB70-1FA0 | SYNCHRONOUS MOTOR 1FT7 | 10620.54
1FT7102-5AF71-1FG3 | SYNCHRONOUS MOTOR 1FT7 | 6957.69
1FT7108-5AB70-1FG4 | SYNCHRONOUS MOTOR 1FT7 | 10893.46
1FT7105-5AF70-1BA3 | SYNCHRONOUS MOTOR 1FT7 | 7694.44
1FT7105-5AF70-1CG3 | SYNCHRONOUS MOTOR 1FT7 | 8522.79
1FT7108-5AB71-1BA2 | SYNCHRONOUS MOTOR 1FT7 | 9895.74
1FT7108-5SF70-1CG0 | SYNCHRONOUS MOTOR 1FT7 | 11228.07
1FT7108-5SF70-1CH0 | SYNCHRONOUS MOTOR 1FT7 | 12324.53
1FT7108-5SF70-3BA1 | SYNCHRONOUS MOTOR 1FT7 | 10503.85
1FT7108-5SF70-3CB0 | SYNCHRONOUS MOTOR 1FT7 | 12324.53
1FT7108-5AB71-1BH0 | SYNCHRONOUS MOTOR 1FT7 | 10801.89
1FT7108-5AB71-1BH1 | SYNCHRONOUS MOTOR 1FT7 | 10906.02
1FT7105-5AF70-1DG0 | SYNCHRONOUS MOTOR 1FT7 | 7613.64
1FT7108-5SF70-4CA0 | SYNCHRONOUS MOTOR 1FT7 | 11228.07
1FT7108-5SF71-1BA4 | SYNCHRONOUS MOTOR 1FT7 | 10672.64
1FT7108-5SF71-1CD3 | SYNCHRONOUS MOTOR 1FT7 | 11568.28
1FT7108-5AB71-1CA3 | SYNCHRONOUS MOTOR 1FT7 | 10701.33
1FT7108-5AB71-1CB2 | SYNCHRONOUS MOTOR 1FT7 | 11820.55
1FT7108-5AB71-1CG0 | SYNCHRONOUS MOTOR 1FT7 | 10533.75
1FT7108-5SF71-3CA0 | SYNCHRONOUS MOTOR 1FT7 | 11228.07
1FT7108-5AB71-1CL3 | SYNCHRONOUS MOTOR 1FT7 | 11970.17
1FT7108-5SF71-4BG0 | SYNCHRONOUS MOTOR 1FT7 | 10399.72
1FT7105-5AF71-1BB3 | SYNCHRONOUS MOTOR 1FT7 | 8790.93
1FT7108-5SF71-4CH0 | SYNCHRONOUS MOTOR 1FT7 | 12324.53
1FT7108-5SF71-5BA0 | SYNCHRONOUS MOTOR 1FT7 | 10399.72
1FT7108-5AB71-1DB2 | SYNCHRONOUS MOTOR 1FT7 | 11078.98
1FK7022-5AK71-1UG8 | SYNCHRONOUS SERVOMOTOR, 1FK7 | 1582.01
1FK7022-5AK71-1VB0 | SYNCHRONOUS SERVOMOTOR, 1FK7 | 2169.11
1FK7022-5AK71-1VB8 | SYNCHRONOUS SERVOMOTOR, 1FK7 | 2447.17
1FK2106-4AF00-1MA0 | SYNCHRONOUS MOTOR 1FK2 HD 12 NM | 1804.04
1FK2210-3AB10-1MA0 | SYNCHRONOUS MOTOR 1FK2 CT 30 NM | 3228.55
1FK2106-4AF11-0MA0 | SYNCHRONOUS MOTOR 1FK2 HD 12 NM | 2174.54
1FT7064-5AK71-1DB0 | SYNCHRONOUS MOTOR 1FT7 | 5289.01
1FT7082-5AH71-1DH0 | SYNCHRONOUS MOTOR 1FT7 | 5401.58
1FT7086-5AF71-1CG2 | SYNCHRONOUS MOTOR 1FT7 | 7228.81
1FT7064-5AK71-1FH1 | SYNCHRONOUS MOTOR 1FT7 | 6221.48
1FT7086-5AF71-1CK3 | SYNCHRONOUS MOTOR 1FT7 | 7378.69
1FT7082-5AH71-1FH2 | SYNCHRONOUS MOTOR 1FT7 | 6420.27
1FT7064-5WF70-1BH1 | SYNCHRONOUS MOTOR 1FT7 | 6000.68
1FT7064-5WF70-1FH2 | SYNCHRONOUS MOTOR 1FT7 | 7001.98
1FT7086-5AF71-1FG0 | SYNCHRONOUS MOTOR 1FT7 | 7125.28
1FT7086-5AF71-1FG4 | SYNCHRONOUS MOTOR 1FT7 | 7398.18
1FT7064-5WF71-1CB3 | SYNCHRONOUS MOTOR 1FT7 | 6892.47
1FT7086-5AF71-1FH0 | SYNCHRONOUS MOTOR 1FT7 | 8097.28
1FT7064-5WF71-1DH2 | SYNCHRONOUS MOTOR 1FT7 | 6173.64
1FT7084-5WF71-1CG2 | SYNCHRONOUS MOTOR 1FT7 | 6869.75
1FT7082-5WF71-1BG1 | SYNCHRONOUS MOTOR 1FT7 | 5141.23
1FT7084-5WF71-1DD4 | SYNCHRONOUS MOTOR 1FT7 | 6383.4
1FT7086-5AF74-1MG1 | SYNCHRONOUS MOTOR 1FT7 | 6761.88
1FT7086-5AH70-1CL1 | SYNCHRONOUS MOTOR 1FT7 | 8284.5
1FT7084-1AF71-1FG1 | SYNCHRONOUS MOTOR 1FT7 | 4867.71
1FT7084-5WF74-1NA0 | SYNCHRONOUS MOTOR 1FT7 | 5482.4
1FT7084-5WF75-1MH1 | SYNCHRONOUS MOTOR 1FT7 | 7374.81
1FT7086-5AH70-1FB0 | SYNCHRONOUS MOTOR 1FT7 | 8097.28
1FT7086-5AH71-1BG4 | SYNCHRONOUS MOTOR 1FT7 | 6483.07
1FT7105-5SF74-1MG0 | SYNCHRONOUS MOTOR 1FT7 | 8668.76
1FT7105-5WB70-1BH0 | SYNCHRONOUS MOTOR 1FT7 | 9317.61
1FT7105-5WB71-1BG0 | SYNCHRONOUS MOTOR 1FT7 | 8221.15
1FT7105-5WB71-1FG1 | SYNCHRONOUS MOTOR 1FT7 | 9240.41
1FT7105-5WC70-1DK4 | SYNCHRONOUS MOTOR 1FT7 | 8753.47
1FT7102-5AF70-1FG0 | SYNCHRONOUS MOTOR 1FT7 | 6790.11
1FT7105-5AC71-1BG1 | SYNCHRONOUS MOTOR 1FT7 | 7630.96
1FT7102-5AF70-1FH1 | SYNCHRONOUS MOTOR 1FT7 | 7990.7
1FT7102-5AF71-1BH0 | SYNCHRONOUS MOTOR 1FT7 | 6971.44
1FT7105-5WC71-1BH0 | SYNCHRONOUS MOTOR 1FT7 | 9317.61
1FT7105-5AC71-1CB1 | SYNCHRONOUS MOTOR 1FT7 | 9555.77
1FT7105-5AC71-1CK1 | SYNCHRONOUS MOTOR 1FT7 | 8631.94
1FT7105-5AC71-1CK4 | SYNCHRONOUS MOTOR 1FT7 | 8800.73
1FT7105-5WC74-1NH4 | SYNCHRONOUS MOTOR 1FT7 | 9221.86
1FT7105-5WF70-1BH0 | SYNCHRONOUS MOTOR 1FT7 | 9317.61
1FT7108-5SC71-1BB3 | SYNCHRONOUS MOTOR 1FT7 | 11663.78
1FT7105-5WF71-1BA3 | SYNCHRONOUS MOTOR 1FT7 | 8388.72
1FT7105-5WF71-1FA1 | SYNCHRONOUS MOTOR 1FT7 | 9240.41
1FT7105-5WF71-3DE4 | SYNCHRONOUS MOTOR 1FT7 | 9849.67
1FT7105-5WF71-3DL4 | SYNCHRONOUS MOTOR 1FT7 | 9849.67
1FT7105-5WF71-4BG0 | SYNCHRONOUS MOTOR 1FT7 | 8221.15
1FT7105-5WF71-4DH2 | SYNCHRONOUS MOTOR 1FT7 | 9594.7
1FT7102-5AF71-1DH0 | SYNCHRONOUS MOTOR 1FT7 | 7058.22
1FT7108-5SC74-1NB1 | SYNCHRONOUS MOTOR 1FT7 | 11231.65
1FT7105-5WF75-3NH1 | SYNCHRONOUS MOTOR 1FT7 | 9053.06
1FT7108-5AB70-1BG0 | SYNCHRONOUS MOTOR 1FT7 | 9705.43
1FT7108-5AB70-1BH0 | SYNCHRONOUS MOTOR 1FT7 | 10801.89
1FT7102-5AF71-1FB1 | SYNCHRONOUS MOTOR 1FT7 | 7990.7
1FT7108-5AB70-1CA3 | SYNCHRONOUS MOTOR 1FT7 | 10701.33
1FT7108-5AB70-1DA0 | SYNCHRONOUS MOTOR 1FT7 | 9792.2
1FT7108-5AB70-1DA2 | SYNCHRONOUS MOTOR 1FT7 | 9982.53
1FT7108-5AB70-1DG5 | SYNCHRONOUS MOTOR 1FT7 | 10151.32
1FT7084-5AF71-1CG1 | SYNCHRONOUS MOTOR 1FT7 | 6089.25
1FT7084-5AF71-1DD5 | SYNCHRONOUS MOTOR 1FT7 | 5775.31
1FT7087-7SF71-1BL0 | SYNCHRONOUS MOTOR 1FT7 | 8908.17
1FT7086-5AC74-1MG1 | SYNCHRONOUS MOTOR 1FT7 | 6761.88
1FT7086-5AF70-1BB0 | SYNCHRONOUS MOTOR 1FT7 | 7182.15
1FT7086-5AF70-1BG2 | SYNCHRONOUS MOTOR 1FT7 | 6400.48
1FT7086-5AF70-1BK4 | SYNCHRONOUS MOTOR 1FT7 | 6655.69
1FT7084-5AF71-1FL5 | SYNCHRONOUS MOTOR 1FT7 | 7572.94
1FT7087-7SH70-1BG0 | SYNCHRONOUS MOTOR 1FT7 | 7766.27
1FT7087-7SH70-1CB0 | SYNCHRONOUS MOTOR 1FT7 | 9566.6
1FT7105-5AB71-1FB0 | SYNCHRONOUS MOTOR 1FT7 | 9538.45
1FT7086-5AH70-1BB0 | SYNCHRONOUS MOTOR 1FT7 | 7182.15
1FT7084-1AF71-1FH1 | SYNCHRONOUS MOTOR 1FT7 | 5617.03
1FT7084-5WF75-1NH1 | SYNCHRONOUS MOTOR 1FT7 | 6558.55
1FT7084-5WH70-1BH1 | SYNCHRONOUS MOTOR 1FT7 | 6927.2
1FT7086-5AH70-1DH0 | SYNCHRONOUS MOTOR 1FT7 | 7268.94
1FT7084-5AC70-1BA0 | SYNCHRONOUS MOTOR 1FT7 | 5156.81
1FT7086-5AH71-1BA1 | SYNCHRONOUS MOTOR 1FT7 | 6314.26
1FT7086-5AH71-1BG0 | SYNCHRONOUS MOTOR 1FT7 | 6210.15
1FT7105-5WB71-1DH1 | SYNCHRONOUS MOTOR 1FT7 | 9508.51
1FT7102-5AF70-1DA2 | SYNCHRONOUS MOTOR 1FT7 | 6152.06
1FT7102-5AF70-1DA3 | SYNCHRONOUS MOTOR 1FT7 | 6129.34
1FT7102-5AF70-1DB0 | SYNCHRONOUS MOTOR 1FT7 | 7058.22
1FT7102-5AF70-1DB1 | SYNCHRONOUS MOTOR 1FT7 | 7162.36
1FT7105-5AC71-1BD5 | SYNCHRONOUS MOTOR 1FT7 | 8058.58
1FT7105-5WC70-1CH0 | SYNCHRONOUS MOTOR 1FT7 | 10145.96
1FT7105-5WC71-1BG1 | SYNCHRONOUS MOTOR 1FT7 | 8325.26
1FT7105-5WC71-1FG1 | SYNCHRONOUS MOTOR 1FT7 | 9240.41
1FT7105-5AC71-1CA2 | SYNCHRONOUS MOTOR 1FT7 | 8545.51
1FT7102-5AF71-1CA0 | SYNCHRONOUS MOTOR 1FT7 | 6703.32
1FT7102-5AF71-1CA1 | SYNCHRONOUS MOTOR 1FT7 | 6807.43
1FT7108-5SC71-1BH1 | SYNCHRONOUS MOTOR 1FT7 | 11600.32
1FT7108-5SC71-1BK0 | SYNCHRONOUS MOTOR 1FT7 | 10572.34
1FT7105-5WF71-1DH1 | SYNCHRONOUS MOTOR 1FT7 | 9508.51
1FT7105-5WF71-1DH2 | SYNCHRONOUS MOTOR 1FT7 | 9594.7
1FT7105-5AC71-1DG1 | SYNCHRONOUS MOTOR 1FT7 | 7717.77
1FT7105-5WF71-3FL3 | SYNCHRONOUS MOTOR 1FT7 | 10572.68
1FT7108-5SC71-1BK3 | SYNCHRONOUS MOTOR 1FT7 | 10739.93
1FT7105-5WF71-4DL4 | SYNCHRONOUS MOTOR 1FT7 | 9849.67
1FT7105-5WF71-4KH2 | SYNCHRONOUS MOTOR 1FT7 | 9832.92
1FT7105-5AC71-1FA2 | SYNCHRONOUS MOTOR 1FT7 | 8632.3
1FT7105-5AC71-1FB0 | SYNCHRONOUS MOTOR 1FT7 | 9538.45
1FT7102-5AF71-1DH1 | SYNCHRONOUS MOTOR 1FT7 | 7162.36
1FT7105-5AC71-1FB1 | SYNCHRONOUS MOTOR 1FT7 | 9642.56
1FT7105-5AC71-1FH0 | SYNCHRONOUS MOTOR 1FT7 | 9538.45
1FT7105-5WF71-5BG1 | SYNCHRONOUS MOTOR 1FT7 | 8325.26
1FT7108-5AB70-1CA0 | SYNCHRONOUS MOTOR 1FT7 | 10533.75
1FT7102-5AF71-1DH2 | SYNCHRONOUS MOTOR 1FT7 | 7248.55
1FT7102-5AF71-1FB0 | SYNCHRONOUS MOTOR 1FT7 | 7886.57
1FT7108-5SC74-1NG0 | SYNCHRONOUS MOTOR 1FT7 | 10031.05
1FT7108-5AB70-1CB0 | SYNCHRONOUS MOTOR 1FT7 | 11630.24
1FT7108-5AB70-1CB1 | SYNCHRONOUS MOTOR 1FT7 | 11734.35
1FT7108-5AB70-1CG0 | SYNCHRONOUS MOTOR 1FT7 | 10533.75
1FT7108-5AB70-1CG1 | SYNCHRONOUS MOTOR 1FT7 | 10637.86
1FT7108-5AB70-1DH1 | SYNCHRONOUS MOTOR 1FT7 | 10992.79
1FT7108-5AB70-1DH3 | SYNCHRONOUS MOTOR 1FT7 | 11056.26
1FT7108-5AB70-1FA1 | SYNCHRONOUS MOTOR 1FT7 | 10724.68
1FT7102-5AC70-1DB2 | SYNCHRONOUS MOTOR 1FT7 | 7248.55
1FT7084-5AF71-1DG4 | SYNCHRONOUS MOTOR 1FT7 | 5516.5
1FT7087-7SF70-3CA0 | SYNCHRONOUS MOTOR 1FT7 | 8594.6
1FT7087-7SF71-1BB0 | SYNCHRONOUS MOTOR 1FT7 | 8738.27
1FT7102-5AC71-1BA1 | SYNCHRONOUS MOTOR 1FT7 | 5979.11
1FT7084-5AF71-1DK4 | SYNCHRONOUS MOTOR 1FT7 | 5689.13
1FT7087-7SF71-1CH0 | SYNCHRONOUS MOTOR 1FT7 | 9566.6
1FT7084-5AF71-1LG2 | SYNCHRONOUS MOTOR 1FT7 | 6500.48
1FT7084-5AF71-1LH2 | SYNCHRONOUS MOTOR 1FT7 | 7472.48
1FT7087-7SF71-1CH1 | SYNCHRONOUS MOTOR 1FT7 | 9670.74
1FT7105-5AB71-1CG5 | SYNCHRONOUS MOTOR 1FT7 | 8714.3
1FT7105-5AB71-1CK1 | SYNCHRONOUS MOTOR 1FT7 | 8631.94
1FT7105-5AB71-1DA1 | SYNCHRONOUS MOTOR 1FT7 | 7717.77
1FT7105-5AB71-1DK0 | SYNCHRONOUS MOTOR 1FT7 | 7786.27
1FT7105-5SF71-1BA3 | SYNCHRONOUS MOTOR 1FT7 | 8388.72
1FT7105-5AB71-1FL1 | SYNCHRONOUS MOTOR 1FT7 | 9814.93
1FT7105-5AB71-1FL5 | SYNCHRONOUS MOTOR 1FT7 | 10069.93
1FT7108-5AF70-1BG3 | SYNCHRONOUS MOTOR 1FT7 | 9873
1FT7108-5AF70-1BH1 | SYNCHRONOUS MOTOR 1FT7 | 10906.02
1FT7105-5SF71-1BH0 | SYNCHRONOUS MOTOR 1FT7 | 9317.61
1FT7102-5AC71-1CG0 | SYNCHRONOUS MOTOR 1FT7 | 6703.32
1FT7108-5AF70-1DB1 | SYNCHRONOUS MOTOR 1FT7 | 10992.79
1FT7102-5AC71-1DH1 | SYNCHRONOUS MOTOR 1FT7 | 7162.36
1FT7102-5AC71-1DH3 | SYNCHRONOUS MOTOR 1FT7 | 7225.81
1FT7105-5SF71-2BD3 | SYNCHRONOUS MOTOR 1FT7 | 8561.36
1FT7062-1AF71-1DG1 | SYNCHRONOUS MOTOR 1FT7 | 3124.84
1FT7062-1AF71-1FH1 | SYNCHRONOUS MOTOR 1FT7 | 4613.95
1FT7068-5AF70-1BG2 | SYNCHRONOUS MOTOR 1FT7 | 5203.48
1FT7062-1AK71-1BG1 | SYNCHRONOUS MOTOR 1FT7 | 3038.04
1FT7068-5AF70-1FA0 | SYNCHRONOUS MOTOR 1FT7 | 5928.3
1FT7068-5AF70-1FA1 | SYNCHRONOUS MOTOR 1FT7 | 6032.41
1FT7042-5AK71-1CA3 | SYNCHRONOUS MOTOR 1FT7 | 4543.9
1FT7042-5AK71-1CB0 | SYNCHRONOUS MOTOR 1FT7 | 5118.45
1FT7064-5AF70-1BH0 | SYNCHRONOUS MOTOR 1FT7 | 5202.22
1FT7042-5AK71-1DG2 | SYNCHRONOUS MOTOR 1FT7 | 3825.07
1FT7068-5AF71-1BA2 | SYNCHRONOUS MOTOR 1FT7 | 5203.48
1FT7042-5AK71-1DH0 | SYNCHRONOUS MOTOR 1FT7 | 4376.89
1FT7042-5AK71-1FH3 | SYNCHRONOUS MOTOR 1FT7 | 5372.83
1FT7042-5AK71-1CH0 | SYNCHRONOUS MOTOR 1FT7 | 5118.45
1FT7068-5AF71-1CG2 | SYNCHRONOUS MOTOR 1FT7 | 6031.81
1FT7068-5AF71-1CK1 | SYNCHRONOUS MOTOR 1FT7 | 6118.24
1FT7064-5AF70-1DA2 | SYNCHRONOUS MOTOR 1FT7 | 4619.89
1FT7064-5AF70-1DA3 | SYNCHRONOUS MOTOR 1FT7 | 4597.17
1FT7064-5AF70-1DH2 | SYNCHRONOUS MOTOR 1FT7 | 5479.32
1FT7064-5AF70-1FA0 | SYNCHRONOUS MOTOR 1FT7 | 5257.92
1FT7068-5AF71-1DH0 | SYNCHRONOUS MOTOR 1FT7 | 5959.35
1FT7068-5AF71-1DH1 | SYNCHRONOUS MOTOR 1FT7 | 6063.49
1FT7068-5AF71-1DH2 | SYNCHRONOUS MOTOR 1FT7 | 6149.68
1FT7064-5AF70-1CH2 | SYNCHRONOUS MOTOR 1FT7 | 6220.88
1FT7062-5AF71-1BA2 | SYNCHRONOUS MOTOR 1FT7 | 4073.52
1FT7062-5AF71-1CB0 | SYNCHRONOUS MOTOR 1FT7 | 5570.97
1FT7062-5AF71-1CG5 | SYNCHRONOUS MOTOR 1FT7 | 5070.65
1FT7068-5WF70-1FG2 | SYNCHRONOUS MOTOR 1FT7 | 6812.91
1FT7068-5WF71-1BA1 | SYNCHRONOUS MOTOR 1FT7 | 5811.61
1FT7084-5AF74-1MG1 | SYNCHRONOUS MOTOR 1FT7 | 5708.55
1FT7084-5AF74-1NA2 | SYNCHRONOUS MOTOR 1FT7 | 4978.47
1FT7068-5WF71-1FA1 | SYNCHRONOUS MOTOR 1FT7 | 6726.72
1FT7066-5AF71-1FH5 | SYNCHRONOUS MOTOR 1FT7 | 6811.65
1FT7042-5AF71-1BH0 | SYNCHRONOUS MOTOR 1FT7 | 4290.1
1FT7042-5AF71-1BH2 | SYNCHRONOUS MOTOR 1FT7 | 4480.44
1FT7066-5AF71-1CH3 | SYNCHRONOUS MOTOR 1FT7 | 6533.33
1FT7046-5AF70-1FH1 | SYNCHRONOUS MOTOR 1FT7 | 6032.38
1FT7046-5AF70-1CH3 | SYNCHRONOUS MOTOR 1FT7 | 6009.07
1FT7066-5AH70-1CB3 | SYNCHRONOUS MOTOR 1FT7 | 6533.33
1FT7046-5AF71-1BG0 | SYNCHRONOUS MOTOR 1FT7 | 4271.01
1FT7046-5AF71-1BG1 | SYNCHRONOUS MOTOR 1FT7 | 4375.14
1FT7046-5AF71-1BH0 | SYNCHRONOUS MOTOR 1FT7 | 5013.14
1FT7064-1AF70-1CG1 | SYNCHRONOUS MOTOR 1FT7 | 4191.99
1FT7064-1AF71-1BG1 | SYNCHRONOUS MOTOR 1FT7 | 3363.66
1FT7042-5AF71-1CG2 | SYNCHRONOUS MOTOR 1FT7 | 4566.64
1FT7064-1AF71-1BH1 | SYNCHRONOUS MOTOR 1FT7 | 4024.41
1FT7046-5AF71-1DH1 | SYNCHRONOUS MOTOR 1FT7 | 5204.03
1FT7046-5AF71-1FG0 | SYNCHRONOUS MOTOR 1FT7 | 5186.14
1FT7066-5AH70-1CH1 | SYNCHRONOUS MOTOR 1FT7 | 6469.86
1FT7042-5AF71-1DD2 | SYNCHRONOUS MOTOR 1FT7 | 3997.7
1FT7066-5AH71-1DB1 | SYNCHRONOUS MOTOR 1FT7 | 5728.29
1FT7046-5AH70-1CA4 | SYNCHRONOUS MOTOR 1FT7 | 5372.28
1FT7046-5AH70-1CK1 | SYNCHRONOUS MOTOR 1FT7 | 5376.1
1FT7066-5AH71-1CH0 | SYNCHRONOUS MOTOR 1FT7 | 6365.73
1FT7066-5AH71-1CH3 | SYNCHRONOUS MOTOR 1FT7 | 6533.33
1FT7066-5AH71-1CH4 | SYNCHRONOUS MOTOR 1FT7 | 6638.67
1FT7046-5AH70-1FH2 | SYNCHRONOUS MOTOR 1FT7 | 6118.58
1FT7066-5AH71-1BG1 | SYNCHRONOUS MOTOR 1FT7 | 4782.09
1FT7042-5AF71-1DE0 | SYNCHRONOUS MOTOR 1FT7 | 4546.88
1FT7066-5AH71-1CE5 | SYNCHRONOUS MOTOR 1FT7 | 6894.85
1FT7066-5AH71-1CG0 | SYNCHRONOUS MOTOR 1FT7 | 5506.31
1FT7066-5AH71-1CG3 | SYNCHRONOUS MOTOR 1FT7 | 5673.9
1FT7066-5AH71-1CG5 | SYNCHRONOUS MOTOR 1FT7 | 5865.42
1FT7046-5AH70-1BB0 | SYNCHRONOUS MOTOR 1FT7 | 5013.14
1FT7046-5AH70-1CA0 | SYNCHRONOUS MOTOR 1FT7 | 5099.35
1FT7046-5AH70-1CB0 | SYNCHRONOUS MOTOR 1FT7 | 5841.48
1FT7046-5AH70-1CB1 | SYNCHRONOUS MOTOR 1FT7 | 5945.59
1FT7046-5AH70-1FH5 | SYNCHRONOUS MOTOR 1FT7 | 6287.37
1FT7066-5AH74-1MA1 | SYNCHRONOUS MOTOR 1FT7 | 5229.72
1FT7042-5AF71-1CH3 | SYNCHRONOUS MOTOR 1FT7 | 5286.04
1FT7066-5WH70-1BH0 | SYNCHRONOUS MOTOR 1FT7 | 6231.69
1FT7046-5AH71-1BB0 | SYNCHRONOUS MOTOR 1FT7 | 5013.14
1FT7067-7SF70-1BA0 | SYNCHRONOUS MOTOR 1FT7 | 5758.95
1FT7067-7SF70-1BG1 | SYNCHRONOUS MOTOR 1FT7 | 5863.07
1FT7042-5AK70-1BG2 | SYNCHRONOUS MOTOR 1FT7 | 3738.31
1FT7042-5AK70-1CL4 | SYNCHRONOUS MOTOR 1FT7 | 5561.34
1FT7046-5AH71-1CH2 | SYNCHRONOUS MOTOR 1FT7 | 6031.79
1FT7042-5AK70-1FG1 | SYNCHRONOUS MOTOR 1FT7 | 4567.22
1FT7067-7WF70-1CG0 | SYNCHRONOUS MOTOR 1FT7 | 6587.28
1FT7067-7WF70-1DA0 | SYNCHRONOUS MOTOR 1FT7 | 5845.72
1FT7067-7WH70-1BB0 | SYNCHRONOUS MOTOR 1FT7 | 6618.38
1FT7068-5AF70-1BG4 | SYNCHRONOUS MOTOR 1FT7 | 5286.07
1FT7068-5AF70-1FA2 | SYNCHRONOUS MOTOR 1FT7 | 6118.6
1FT7068-5AF70-1FB0 | SYNCHRONOUS MOTOR 1FT7 | 6787.71
1FT7062-1AK71-1DG1 | SYNCHRONOUS MOTOR 1FT7 | 3124.84
1FT7064-1AK71-1CH1 | SYNCHRONOUS MOTOR 1FT7 | 4852.74
1FT7086-1AF70-1CH1 | SYNCHRONOUS MOTOR 1FT7 | 6327.47
1FT7087-7WF71-4CB1 | SYNCHRONOUS MOTOR 1FT7 | 9670.74
1FT7087-7WH70-1BG0 | SYNCHRONOUS MOTOR 1FT7 | 7766.27
1FT7087-7WH70-3CA0 | SYNCHRONOUS MOTOR 1FT7 | 8594.6
1FT7086-1AH70-1CG1 | SYNCHRONOUS MOTOR 1FT7 | 5578.13
1FT7086-5SF70-1CL3 | SYNCHRONOUS MOTOR 1FT7 | 9042.26
1FT7086-1AH71-1CG1 | SYNCHRONOUS MOTOR 1FT7 | 5578.13
1FT7086-1AH71-1DG1 | SYNCHRONOUS MOTOR 1FT7 | 4836.58
1FT7086-5SF71-1BG1 | SYNCHRONOUS MOTOR 1FT7 | 7008.54
1FT7086-1AH71-1DH1 | SYNCHRONOUS MOTOR 1FT7 | 5585.9
1FT7102-1AC71-1FH1 | SYNCHRONOUS MOTOR 1FT7 | 6275.46
1FT7102-5AB70-1BD2 | SYNCHRONOUS MOTOR 1FT7 | 6237.93
1FT7086-5AC70-1CA0 | SYNCHRONOUS MOTOR 1FT7 | 7038.48
1FT7086-5AC70-1CB0 | SYNCHRONOUS MOTOR 1FT7 | 8010.49
1FT7086-5SF74-1MB0 | SYNCHRONOUS MOTOR 1FT7 | 8324.06
1FT7086-5SF75-1ND0 | SYNCHRONOUS MOTOR 1FT7 | 6708.38
1FT7086-5SH71-1BA3 | SYNCHRONOUS MOTOR 1FT7 | 7072.02
1FT7102-5AB70-1DA3 | SYNCHRONOUS MOTOR 1FT7 | 6129.34
1FT7102-5AB70-1FA0 | SYNCHRONOUS MOTOR 1FT7 | 6790.11
1FT7086-5SH71-1CA0 | SYNCHRONOUS MOTOR 1FT7 | 7732.76
1FT7086-5SH71-1CG1 | SYNCHRONOUS MOTOR 1FT7 | 7836.87
1FT7086-5SH71-1CH0 | SYNCHRONOUS MOTOR 1FT7 | 8704.77
1FT7084-5AF70-1BA1 | SYNCHRONOUS MOTOR 1FT7 | 5260.92
1FT7084-5AF70-1BB1 | SYNCHRONOUS MOTOR 1FT7 | 6232.94
1FT7086-5AC71-1BB0 | SYNCHRONOUS MOTOR 1FT7 | 7182.15
1FT7064-5AK71-1CG0 | SYNCHRONOUS MOTOR 1FT7 | 5171.13
1FT7064-5AK71-1DA1 | SYNCHRONOUS MOTOR 1FT7 | 4533.69
1FT7064-5AK71-1DG0 | SYNCHRONOUS MOTOR 1FT7 | 4429.58
1FT7082-5AH71-1CG5 | SYNCHRONOUS MOTOR 1FT7 | 5530.24
1FT7064-5AK71-1FA0 | SYNCHRONOUS MOTOR 1FT7 | 5257.92
1FT7064-5AK71-1FA1 | SYNCHRONOUS MOTOR 1FT7 | 5362.05
1FT7084-5SH71-1BH0 | SYNCHRONOUS MOTOR 1FT7 | 6823.09
1FT7082-5AH71-1FH3 | SYNCHRONOUS MOTOR 1FT7 | 6397.52
1FT7086-5AF71-1CL2 | SYNCHRONOUS MOTOR 1FT7 | 8370.69
1FT7086-5AF71-1CL4 | SYNCHRONOUS MOTOR 1FT7 | 8453.31
1FT7086-5AF71-1DH5 | SYNCHRONOUS MOTOR 1FT7 | 7628.03
1FT7086-5AF71-1DL1 | SYNCHRONOUS MOTOR 1FT7 | 7542.93
1FT7086-5AF71-1DL4 | SYNCHRONOUS MOTOR 1FT7 | 7711.74
1FT7086-5AF71-1FA2 | SYNCHRONOUS MOTOR 1FT7 | 7315.59
1FT7064-5WF71-1BG0 | SYNCHRONOUS MOTOR 1FT7 | 5037.12
1FT7064-5WF71-1BG1 | SYNCHRONOUS MOTOR 1FT7 | 5141.23
1FT7084-5WF71-1CG0 | SYNCHRONOUS MOTOR 1FT7 | 6679.42
1FT7086-5AF71-1CH2 | SYNCHRONOUS MOTOR 1FT7 | 8200.81
1FT7086-5AF71-1LA2 | SYNCHRONOUS MOTOR 1FT7 | 7553.8
1FT7082-5WH71-1DG1 | SYNCHRONOUS MOTOR 1FT7 | 5228
1FT7082-5WH71-1FG1 | SYNCHRONOUS MOTOR 1FT7 | 6056.36
1FT7064-5WF71-1CH1 | SYNCHRONOUS MOTOR 1FT7 | 6829
1FT7084-1AF71-1BG1 | SYNCHRONOUS MOTOR 1FT7 | 3952.58
1FT7064-5WK71-1CL1 | SYNCHRONOUS MOTOR 1FT7 | 6998.98
1FT7064-5WK71-1DH1 | SYNCHRONOUS MOTOR 1FT7 | 6087.43
1FT7084-1AH70-1BG1 | SYNCHRONOUS MOTOR 1FT7 | 3952.58
1FT7084-1AH70-1DG1 | SYNCHRONOUS MOTOR 1FT7 | 4039.35
1FT7084-1AH70-1DH1 | SYNCHRONOUS MOTOR 1FT7 | 4788.69
1FT7084-1AH70-1FH1 | SYNCHRONOUS MOTOR 1FT7 | 5617.03
1FT7086-5AH71-1CA1 | SYNCHRONOUS MOTOR 1FT7 | 7142.6
1FT7086-5AH71-1CB0 | SYNCHRONOUS MOTOR 1FT7 | 8010.49
1FT7084-5WH71-1BG2 | SYNCHRONOUS MOTOR 1FT7 | 6041.39
1FT7084-5WH71-1DH4 | SYNCHRONOUS MOTOR 1FT7 | 7182.78
1FT7084-5WH71-1FB0 | SYNCHRONOUS MOTOR 1FT7 | 7738.22
1FT7065-7WH70-1BA1 | SYNCHRONOUS MOTOR 1FT7 | 5531.61
1FT7084-5AC70-1FA0 | SYNCHRONOUS MOTOR 1FT7 | 6071.92
1FT7084-5AC70-1FB0 | SYNCHRONOUS MOTOR 1FT7 | 7043.94
1FT7066-5AF70-1BA1 | SYNCHRONOUS MOTOR 1FT7 | 4782.09
1FT7085-7SF70-1CB1 | SYNCHRONOUS MOTOR 1FT7 | 8805.19
1FT7085-7SF70-1CH1 | SYNCHRONOUS MOTOR 1FT7 | 8805.19
1FT7084-5AC70-1FK1 | SYNCHRONOUS MOTOR 1FT7 | 6348.67
1FT7084-5AC70-1CH0 | SYNCHRONOUS MOTOR 1FT7 | 6957.15
1FT7084-5AC71-1BB1 | SYNCHRONOUS MOTOR 1FT7 | 6232.94
1FT7085-7SH70-1CH1 | SYNCHRONOUS MOTOR 1FT7 | 8805.19
1FT7087-7SH71-1BH0 | SYNCHRONOUS MOTOR 1FT7 | 8738.27
1FT7085-7WH70-2DA1 | SYNCHRONOUS MOTOR 1FT7 | 7091.62
1FT7086-5SC70-1CH0 | SYNCHRONOUS MOTOR 1FT7 | 8704.77
1FT7086-1AF70-1FG1 | SYNCHRONOUS MOTOR 1FT7 | 5664.92
1FT7087-7WF71-4DA3 | SYNCHRONOUS MOTOR 1FT7 | 8020.62
1FT7086-5SF70-1BH0 | SYNCHRONOUS MOTOR 1FT7 | 7876.45
1FT7084-5AC71-1DB2 | SYNCHRONOUS MOTOR 1FT7 | 6405.91
1FT7084-5AC71-1DB3 | SYNCHRONOUS MOTOR 1FT7 | 6383.19
1FT7084-5AC71-1DD1 | SYNCHRONOUS MOTOR 1FT7 | 5520.33
1FT7084-5AC71-1DE1 | SYNCHRONOUS MOTOR 1FT7 | 6489.6
1FT7087-7WH71-7FD1 | SYNCHRONOUS MOTOR 1FT7 | 8958.13
1FT7087-7WH74-1MG1 | SYNCHRONOUS MOTOR 1FT7 | 8318
1FT7102-1AC70-1DH1 | SYNCHRONOUS MOTOR 1FT7 | 5447.1
1FT7084-5AC71-1FB1 | SYNCHRONOUS MOTOR 1FT7 | 7148.07
1FT7086-5SF71-1CA1 | SYNCHRONOUS MOTOR 1FT7 | 7836.87
1FT7086-5SF71-1CD0 | SYNCHRONOUS MOTOR 1FT7 | 7905.39
1FT7086-5AC70-1BH1 | SYNCHRONOUS MOTOR 1FT7 | 7286.28
1FT7086-5AC70-1BH3 | SYNCHRONOUS MOTOR 1FT7 | 7349.76
1FT7086-5AC70-1CB4 | SYNCHRONOUS MOTOR 1FT7 | 8283.4
1FT7086-5AC70-1CB5 | SYNCHRONOUS MOTOR 1FT7 | 8369.6
1FT7084-5AF71-1BH2 | SYNCHRONOUS MOTOR 1FT7 | 6319.12
1FT7086-5WH71-1CA5 | SYNCHRONOUS MOTOR 1FT7 | 8091.88
1FT7086-5WH71-1DA2 | SYNCHRONOUS MOTOR 1FT7 | 7181.53
1FT7086-5AC71-1CH1 | SYNCHRONOUS MOTOR 1FT7 | 8114.6
1FT7084-5AF71-1CE1 | SYNCHRONOUS MOTOR 1FT7 | 7231.16
1FT7084-5AF71-1CE3 | SYNCHRONOUS MOTOR 1FT7 | 7294.64
1FT7102-5AC70-1DA4 | SYNCHRONOUS MOTOR 1FT7 | 6234.69
1FT7102-5AC70-1DB0 | SYNCHRONOUS MOTOR 1FT7 | 7058.22
1FT7084-5AF71-1DG0 | SYNCHRONOUS MOTOR 1FT7 | 5243.58
1FT7084-5AF71-1DG1 | SYNCHRONOUS MOTOR 1FT7 | 5347.69
1FT7084-5AF71-1DH0 | SYNCHRONOUS MOTOR 1FT7 | 6215.58
1FT7102-5AC70-1FH0 | SYNCHRONOUS MOTOR 1FT7 | 7886.57
1FT7102-5AC71-1BA0 | SYNCHRONOUS MOTOR 1FT7 | 5874.98
1FT7105-5AB71-1CB2 | SYNCHRONOUS MOTOR 1FT7 | 9641.98
1FT7105-5AB71-1DH2 | SYNCHRONOUS MOTOR 1FT7 | 8900.44
1FT7105-5AB71-1FA1 | SYNCHRONOUS MOTOR 1FT7 | 8546.11
1FT7105-5SF71-1BB0 | SYNCHRONOUS MOTOR 1FT7 | 9317.61
1FT7105-5SF71-1BE1 | SYNCHRONOUS MOTOR 1FT7 | 9594.1
1FT7105-5AB71-1FK2 | SYNCHRONOUS MOTOR 1FT7 | 8804.93
1FT7105-5AB71-1CH0 | SYNCHRONOUS MOTOR 1FT7 | 9451.66
1FT7108-5AF70-1BG4 | SYNCHRONOUS MOTOR 1FT7 | 9978.35
1FT7105-5SF71-1BG1 | SYNCHRONOUS MOTOR 1FT7 | 8325.26
1FT7105-5SF71-1CA1 | SYNCHRONOUS MOTOR 1FT7 | 9153.6
1FT7102-5AC71-1CA0 | SYNCHRONOUS MOTOR 1FT7 | 6703.32
1FT7108-5AF70-1CK4 | SYNCHRONOUS MOTOR 1FT7 | 10979.31
1FT7105-5SF71-1CD3 | SYNCHRONOUS MOTOR 1FT7 | 9389.69
1FT7105-5SF71-1CG0 | SYNCHRONOUS MOTOR 1FT7 | 9049.47
1FT7102-5AF71-1CB2 | SYNCHRONOUS MOTOR 1FT7 | 7990.1
1FT7102-5AF71-1CK1 | SYNCHRONOUS MOTOR 1FT7 | 6980.07
1FT7105-5AC71-1FG2 | SYNCHRONOUS MOTOR 1FT7 | 8632.3
1FT7105-5AC71-1FH1 | SYNCHRONOUS MOTOR 1FT7 | 9642.56
1FT7102-5AF71-1FA2 | SYNCHRONOUS MOTOR 1FT7 | 6980.42
1FT7102-5AF71-1FA4 | SYNCHRONOUS MOTOR 1FT7 | 7063.03
1FT7105-5AC71-1CH3 | SYNCHRONOUS MOTOR 1FT7 | 9619.25
1FT7108-5AB70-1FB1 | SYNCHRONOUS MOTOR 1FT7 | 11821.13
1FT7108-5AB70-1FG0 | SYNCHRONOUS MOTOR 1FT7 | 10620.54
1FT7108-5AB70-1FG1 | SYNCHRONOUS MOTOR 1FT7 | 10724.68
1FT7105-5AF70-1CA2 | SYNCHRONOUS MOTOR 1FT7 | 8545.51
1FT7105-5AF70-1CB1 | SYNCHRONOUS MOTOR 1FT7 | 9555.77
1FT7105-5AF70-1DB3 | SYNCHRONOUS MOTOR 1FT7 | 8877.68
1FT7105-5AF70-1FA0 | SYNCHRONOUS MOTOR 1FT7 | 8442
1FT7105-5AF70-1FA3 | SYNCHRONOUS MOTOR 1FT7 | 8609.57
1FT7105-5AF70-1FA4 | SYNCHRONOUS MOTOR 1FT7 | 8714.92
1FT7105-5AF70-1FB2 | SYNCHRONOUS MOTOR 1FT7 | 9728.78
1FT7108-5SF70-4CG1 | SYNCHRONOUS MOTOR 1FT7 | 11332.18
1FT7108-5SF70-4CH0 | SYNCHRONOUS MOTOR 1FT7 | 12324.53
1FT7108-5SF70-5CH1 | SYNCHRONOUS MOTOR 1FT7 | 12428.64
1FT7108-5SF70-8BH4 | SYNCHRONOUS MOTOR 1FT7 | 11769.13
1FT7105-5AF70-1CH4 | SYNCHRONOUS MOTOR 1FT7 | 9724.58
1FT7108-5SF71-4BG1 | SYNCHRONOUS MOTOR 1FT7 | 10503.85
1FT7105-5AF71-1BB0 | SYNCHRONOUS MOTOR 1FT7 | 8623.33
1FT7105-5AF71-1BB1 | SYNCHRONOUS MOTOR 1FT7 | 8727.45
1FT7108-5AB71-1DE1 | SYNCHRONOUS MOTOR 1FT7 | 11165.13
1FT7108-5AB71-1DE5 | SYNCHRONOUS MOTOR 1FT7 | 11420.15
1FT7108-5AB71-1DG2 | SYNCHRONOUS MOTOR 1FT7 | 9982.53
1FK2106-3AF10-0MB0 | SYNCHRONOUS MOTOR 1FK2 HD 9 NM | 1971.31
1FK2106-3AF10-0SB0 | SYNCHRONOUS MOTOR 1FK2 HD 9 NM | 1696.46
1FK2106-4AF00-0MA0 | SYNCHRONOUS MOTOR 1FK2 HD 12 NM | 1804.04
1FK2210-3AB00-1SA0 | SYNCHRONOUS MOTOR 1FK2 CT 30 NM | 2549.81
1FK2210-3AB01-0SA0 | SYNCHRONOUS MOTOR 1FK2 CT 30 NM | 2626.55
1FK2210-3AB11-0SA0 | SYNCHRONOUS MOTOR 1FK2 CT 30 NM | 3030.45
1FK2210-3AB11-1MB0 | SYNCHRONOUS MOTOR 1FK2 CT 30 NM | 3305.28
1FK2210-3AC10-1SA0 | Synchronous motor 1FK2-CT 30 NM | 2953.7
1FK2106-6AF00-0SB0 | SYNCHRONOUS MOTOR 1FK2 HD 16 NM | 1799.74
1FK2106-6AF00-1SB0 | SYNCHRONOUS MOTOR 1FK2 HD 16 NM | 1799.74
1FK2106-6AF11-0MA0 | SYNCHRONOUS MOTOR 1FK2 HD 16 NM | 2445.06
1FK2106-6AF11-1MB0 | SYNCHRONOUS MOTOR 1FK2 HD 16 NM | 2445.06
1FK2210-4AB01-1MA0 | SYNCHRONOUS MOTOR 1FK2 CT 40 NM | 3473.24
1FK2210-4AB01-1SA0 | SYNCHRONOUS MOTOR 1FK2 CT 40 NM | 3198.38
1FK2210-4AB10-1SA0 | SYNCHRONOUS MOTOR 1FK2 CT 40 NM | 3525.23
1FK7033-4CF21-1PH1 | SYNCHRONOUS MOTOR 1FK7-HD 1,3 NM | 1678.39
1FK7033-4CF21-1QA0 | SYNCHRONOUS MOTOR 1FK7-HD 1,3 NM | 1546.54
1FK7033-4CF21-1UB0 | SYNCHRONOUS MOTOR 1FK7-HD 1,3 NM | 1675.05
1FK7033-4CF21-1UG0 | SYNCHRONOUS MOTOR 1FK7-HD 1,3 NM | 1336.62
1FK7033-4CF24-1EG0 | SYNCHRONOUS MOTOR 1FK7-HD 1,3 NM | 2131.2
1FK2306-2AC10-0SB0 | SYNCHRONOUS MOTOR 1FK2-HI 6 NM | 1480.94
1FK2306-2AC10-1SB0 | SYNCHRONOUS MOTOR 1FK2-HI 6 NM | 1480.94
1FK7034-2AK71-1BH2 | SYNCHRONOUS MOTOR 1FK7-CT 1,6 NM | 2136.07
1FK2306-4AC01-0MB0 | SYNCHRONOUS MOTOR 1FK2-HI12 NM | 1940.61
1FK2306-4AC01-1SB0 | SYNCHRONOUS MOTOR 1FK2-HI12 NM | 1665.76
1FK7022-5AK71-1VG8 | SYNCHRONOUS SERVOMOTOR, 1FK7 | 2091.84
1FK2210-3AC10-0MA0 | Synchronous motor 1FK2-CT 30 NM | 3228.55
1FK2210-3AC10-1MA0 | Synchronous motor 1FK2-CT 30 NM | 3228.55
1FK2106-6AF10-0MB0 | SYNCHRONOUS MOTOR 1FK2 HD 16 NM | 2368.31
1FK2210-4AB11-0MA0 | SYNCHRONOUS MOTOR 1FK2 CT 40 NM | 3876.8
1FK2210-4AC11-0SA0 | Synchronous motor 1FK2-CT 40 NM | 3601.95
1FK7033-4CK71-1BA1 | SYNCHRONOUS MOTOR 1FK7-HD 1,3 NM | 2183.81
1FK7033-4CK71-1BG2 | SYNCHRONOUS MOTOR 1FK7-HD 1,3 NM | 2088.17
1FK7033-4CK71-1BH2 | SYNCHRONOUS MOTOR 1FK7-HD 1,3 NM | 2328.28
1FK2306-2AC11-0MB0 | SYNCHRONOUS MOTOR 1FK2-HI 6 NM | 1832.55
1FK2306-4AC00-1MB0 | SYNCHRONOUS MOTOR 1FK2-HI12 NM | 1863.84
1FK7033-4CK71-1CG2 | SYNCHRONOUS MOTOR 1FK7-HD 1,3 NM | 2497.69
1FK2308-3AB01-1MB0 | SYNCHRONOUS MOTOR 1FK2-HI18 NM | 2261.34
1FK7032-2AF21-1BB2 | SYNCHRONOUS MOTOR 1FK7-CT 1,2 NM | 2129.73
1FK2308-4AB00-0SB0 | SYNCHRONOUS MOTOR 1FK2-HI 22 NM | 2128.35
1FK7034-2AK71-1PA2 | SYNCHRONOUS MOTOR 1FK7-CT 1,6 NM | 1425.12
1FK7032-2AF21-1CH0 | SYNCHRONOUS MOTOR 1FK7-CT 1,2 NM | 2315.39
1FK7032-2AF21-1PA0 | SYNCHRONOUS MOTOR 1FK7-CT 1,2 NM | 1237.94
1FK7042-2AF71-1UB0 | SYNCHRONOUS MOTOR 1FK7-CT 3 NM | 1624.29
1FK7042-2AF71-1UH1 | SYNCHRONOUS MOTOR 1FK7-CT 3 NM | 1629.28
1FK7042-2AF71-1WH0 | SYNCHRONOUS MOTOR 1FK7-CT 3 NM | 1386.92
1FK7043-4CK71-1PA0 | SYNCHRONOUS MOTOR 1FK7-HD 3,5 NM | 1574.47
1FK7043-4CK71-1PG0 | SYNCHRONOUS MOTOR 1FK7-HD 3,5 NM | 1478.83
1FK7043-4CK71-1QA1 | SYNCHRONOUS MOTOR 1FK7-HD 3,5 NM | 1790.44
1FK7044-4CF71-1RG0 | SYNCHRONOUS MOTOR 1FK7-HD 4,5 NM | 2086.46
1FK7044-4CF71-1UA2 | SYNCHRONOUS MOTOR 1FK7-HD 4,5 NM | 1754.62
1FK7061-4CH71-1BA2 | SYNCHRONOUS MOTOR 1FK7-HD 6,4 NM | 2637.53
1FK7061-4CH71-1BG2 | SYNCHRONOUS MOTOR 1FK7-HD 6,4 NM | 2541.91
1FK7062-2AF71-1QH1 | SYNCHRONOUS MOTOR 1FK7-CT 8,5 NM | 2119.32
1FK7063-2AH71-1BA2 | SYNCHRONOUS MOTOR 1FK7-CT 11 NM | 2474.28
1FK7063-2AH71-1CG1 | SYNCHRONOUS MOTOR 1FK7-CT 11 NM | 2755.23
1FK7062-2AF71-1UH1 | SYNCHRONOUS MOTOR 1FK7-CT 8,5 NM | 2017.04
1FK7063-2AH71-1PB2 | SYNCHRONOUS MOTOR 1FK7-CT 11 NM | 2193.32
1FK7063-2AH71-1PH1 | SYNCHRONOUS MOTOR 1FK7-CT 11 NM | 2109.99
1FK7063-2AH71-1RB1 | SYNCHRONOUS MOTOR 1FK7-CT 11 NM | 2666.93
1FK7063-2AF71-1DG2 | SYNCHRONOUS MOTOR 1FK7-CT 11 NM | 2755.81
1FK7081-2AC71-1BG0 | SYNCHRONOUS MOTOR 1FK7-CT 12 NM | 2459.03
1FK7081-2AC71-1CA0 | SYNCHRONOUS MOTOR 1FK7-CT 12 NM | 2911.1
1FK7081-2AH71-1UB2 | SYNCHRONOUS MOTOR 1FK7-CT 12 NM | 2464.04
1FK7084-2AF71-1UH1 | SYNCHRONOUS MOTOR 1FK7-CT 20 NM | 2780.87
1FK7081-3BF71-1FA0 | SYNCHRONOUS MOTOR 1FK7-HI 12 NM | 3341.6
1FK7081-2AC71-1UB0 | SYNCHRONOUS MOTOR 1FK7-CT 12 NM | 2371.24
1FK7105-2AC71-1PG2 | SYNCHRONOUS MOTOR 1FK7-CT 48 NM | 4113.84
1FK7086-4SF71-1RB0 | SYNCHRONOUS MOTOR 1FK7-HD 38 NM | 5746.13
1FK7100-2AC71-1BH2 | SYNCHRONOUS MOTOR 1FK7-CT 18 NM | 3312.76
1FK7100-2AC71-1CB2 | SYNCHRONOUS MOTOR 1FK7-CT 18 NM | 3764.86
1FT7044-5AK71-1BA2 | SYNCHRONOUS MOTOR 1FT7 | 4130.94
1FT7066-5AF70-1BA2 | SYNCHRONOUS MOTOR 1FT7 | 4868.3
1FT7044-5AK71-1CB0 | SYNCHRONOUS MOTOR 1FT7 | 5511.09
1FT7044-5AK71-1DA2 | SYNCHRONOUS MOTOR 1FT7 | 4217.72
1FT7062-5AF71-1LA2 | SYNCHRONOUS MOTOR 1FT7 | 5226.87
1FT7066-5AF70-1CG2 | SYNCHRONOUS MOTOR 1FT7 | 5696.64
1FT7066-5AF70-1DA1 | SYNCHRONOUS MOTOR 1FT7 | 4868.88
1FT7042-5AF70-1BA5 | SYNCHRONOUS MOTOR 1FT7 | 3907.09
1FT7062-5AK70-1CH2 | SYNCHRONOUS MOTOR 1FT7 | 5761.27
1FT7042-5AF70-1CG3 | SYNCHRONOUS MOTOR 1FT7 | 4543.9
1FT7044-5AK71-1FL0 | SYNCHRONOUS MOTOR 1FT7 | 5767.87
1FT7066-5AF70-1FB1 | SYNCHRONOUS MOTOR 1FT7 | 6556.65
1FT7046-5AF70-1BA3 | SYNCHRONOUS MOTOR 1FT7 | 4438.61
1FK2306-4AC10-0SB0 | SYNCHRONOUS MOTOR 1FK2-HI 12 NM | 1882.77
1FK7033-4CK71-1CB0 | SYNCHRONOUS MOTOR 1FK7-HD 1,3 NM | 2734.47
1FK7032-2AF21-1CA1 | SYNCHRONOUS MOTOR 1FK7-CT 1,2 NM | 2278.93
1FK7032-2AF21-1CB0 | SYNCHRONOUS MOTOR 1FK7-CT 1,2 NM | 2403.4
1FK7032-2AF21-1CG2 | SYNCHRONOUS MOTOR 1FK7-CT 1,2 NM | 2193.32
1FK7034-2AK71-1PH1 | SYNCHRONOUS MOTOR 1FK7-CT 1,6 NM | 1554.44
1FK7032-2AF21-1FB0 | SYNCHRONOUS MOTOR 1FK7-CT 1,2 NM | 2774.3
1FK7032-2AF21-1FG0 | SYNCHRONOUS MOTOR 1FK7-CT 1,2 NM | 2435.86
1FK7042-2AF71-1UB2 | SYNCHRONOUS MOTOR 1FK7-CT 3 NM | 1717.07
1FK7042-2AC71-1UA2 | SYNCHRONOUS MOTOR 1FK7-CT 3 NM | 1458.07
1FK7043-4CK71-1QG1 | SYNCHRONOUS MOTOR 1FK7-HD 3,5 NM | 1694.79
1FK7043-4CK71-1QH0 | SYNCHRONOUS MOTOR 1FK7-HD 3,5 NM | 1880.05
1FK7043-4CK71-1RA1 | SYNCHRONOUS MOTOR 1FK7-HD 3,5 NM | 2205.28
1FK7060-2AF71-1PG1 | SYNCHRONOUS MOTOR 1FK7-CT 6 NM | 1585.36
1FK7060-2AF71-1PH1 | SYNCHRONOUS MOTOR 1FK7-CT 6 NM | 1888.28
1FK7044-4CF71-1UH2 | SYNCHRONOUS MOTOR 1FK7-HD 4,5 NM | 1945.91
1FK7061-4CH71-1CA2 | SYNCHRONOUS MOTOR 1FK7-HD 6,4 NM | 3047.08
1FK7061-4CH71-1CB1 | SYNCHRONOUS MOTOR 1FK7-HD 6,4 NM | 3383.03
1FK7061-4CH71-1CG1 | SYNCHRONOUS MOTOR 1FK7-HD 6,4 NM | 2951.43
1FK7062-2AF71-1RB0 | SYNCHRONOUS MOTOR 1FK7-CT 8,5 NM | 2481.16
1FK7063-2AH71-1CB2 | SYNCHRONOUS MOTOR 1FK7-CT 11 NM | 3141.48
1FK7063-2AH71-1QB2 | SYNCHRONOUS MOTOR 1FK7-CT 11 NM | 2295.6
1FK7063-2AH71-1QG1 | SYNCHRONOUS MOTOR 1FK7-CT 11 NM | 1909.37
1FK7063-2AF71-1DH2 | SYNCHRONOUS MOTOR 1FK7-CT 11 NM | 3094.26
1FK7062-2AH71-1BB2 | SYNCHRONOUS MOTOR 1FK7-CT 8,5 NM | 2682.01
1FK7084-2AF71-1PH2 | SYNCHRONOUS MOTOR 1FK7-CT 20 NM | 2780.87
1FK7083-2AH71-1QH1 | SYNCHRONOUS MOTOR 1FK7-CT 16 NM | 2587.57
1FK7083-2AH71-1RA2 | SYNCHRONOUS MOTOR 1FK7-CT 16 NM | 2636.17
1FK7081-2AC71-1CB2 | SYNCHRONOUS MOTOR 1FK7-CT 12 NM | 3412.22
1FK7081-2AC71-1CG2 | SYNCHRONOUS MOTOR 1FK7-CT 12 NM | 2918.33
1FK7083-2AH71-1UA0 | SYNCHRONOUS MOTOR 1FK7-CT 16 NM | 2069.81
1FK7083-2AH71-1UA1 | SYNCHRONOUS MOTOR 1FK7-CT 16 NM | 2162.61
1FK7081-2AC71-1RA1 | SYNCHRONOUS MOTOR 1FK7-CT 12 NM | 2529.37
1FK7081-2AC71-1RB2 | SYNCHRONOUS MOTOR 1FK7-CT 12 NM | 2937.65
1FK7081-3BF71-1FG2 | SYNCHRONOUS MOTOR 1FK7-HI 12 NM | 3347.63
1FK7101-2AC71-1PB1 | SYNCHRONOUS MOTOR 1FK7-CT 27 NM | 3134.97
1FK7101-2AC71-1PG2 | SYNCHRONOUS MOTOR 1FK7-CT 27 NM | 2641.08
1FK7101-2AC71-1PH2 | SYNCHRONOUS MOTOR 1FK7-CT 27 NM | 3049.32
1FK7101-2AC71-1UA1 | SYNCHRONOUS MOTOR 1FK7-CT 27 NM | 2726.69
1FK7101-2AC71-1UA2 | SYNCHRONOUS MOTOR 1FK7-CT 27 NM | 2726.69
1FK7105-2AC74-1GG0 | SYNCHRONOUS MOTOR 1FK7-CT 48 NM | 4713.54
1FT7044-5AK71-1CG5 | SYNCHRONOUS MOTOR 1FT7 | 5128.06
1FT7044-5AK71-1DA0 | SYNCHRONOUS MOTOR 1FT7 | 4027.39
1FT7062-5AF71-1FH2 | SYNCHRONOUS MOTOR 1FT7 | 5848.09
1FT7066-5AF70-1DB0 | SYNCHRONOUS MOTOR 1FT7 | 5624.18
1FT7066-5AF70-1DG2 | SYNCHRONOUS MOTOR 1FT7 | 4955.08
1FT7062-5AK71-1BA2 | SYNCHRONOUS MOTOR 1FT7 | 4073.52
1FT7062-5AK71-1BA5 | SYNCHRONOUS MOTOR 1FT7 | 4242.31
1FT7062-5AK71-1BG1 | SYNCHRONOUS MOTOR 1FT7 | 3987.33
1FT7044-5AK74-1NA2 | SYNCHRONOUS MOTOR 1FT7 | 3762.28
1FT7066-5AF70-1CH1 | SYNCHRONOUS MOTOR 1FT7 | 6469.86
1FT7046-5AF70-1BA0 | SYNCHRONOUS MOTOR 1FT7 | 4271.01
1FT7066-5AF71-1BA3 | SYNCHRONOUS MOTOR 1FT7 | 4845.57
1FT7066-5AF71-1BB1 | SYNCHRONOUS MOTOR 1FT7 | 5641.54
1FT7042-5AF70-1DH1 | SYNCHRONOUS MOTOR 1FT7 | 4481
1FT7042-5AF70-1FA0 | SYNCHRONOUS MOTOR 1FT7 | 4463.11
1FT7066-5AF71-1BH5 | SYNCHRONOUS MOTOR 1FT7 | 5896.52
1FT7066-5AF71-1CA1 | SYNCHRONOUS MOTOR 1FT7 | 5610.42
1FT7062-5AK71-1FG2 | SYNCHRONOUS MOTOR 1FT7 | 4988.66
1FK7081-2AC71-1PH2 | SYNCHRONOUS MOTOR 1FK7-CT 12 NM | 2378.42
1FK7081-2AC71-1QB0 | SYNCHRONOUS MOTOR 1FK7-CT 12 NM | 2473.52
1FK7081-2AC71-1QB1 | SYNCHRONOUS MOTOR 1FK7-CT 12 NM | 2566.32
1FK7081-3BF71-1DA0 | SYNCHRONOUS MOTOR 1FK7-HI 12 NM | 2932.08
1FK7081-3BF71-1DA1 | SYNCHRONOUS MOTOR 1FK7-HI 12 NM | 3033.74
1FK7081-3BF71-1DG0 | SYNCHRONOUS MOTOR 1FK7-HI 12 NM | 2836.42
1FK7081-3BF71-1DG1 | SYNCHRONOUS MOTOR 1FK7-HI 12 NM | 2938.09
1FK7081-2AC71-1UH2 | SYNCHRONOUS MOTOR 1FK7-CT 12 NM | 2378.42
1FK7101-2AC71-1FG2 | SYNCHRONOUS MOTOR 1FK7-CT 27 NM | 4097.24
1FK7086-4CF71-1UG1 | SYNCHRONOUS MOTOR 1FK7-HD 28 NM | 3245.74
1FK7105-2AC71-1PH1 | SYNCHRONOUS MOTOR 1FK7-CT 48 NM | 4522.15
1FK7086-4SF71-1QH1 | SYNCHRONOUS MOTOR 1FK7-HD 38 NM | 5337.29
1FK7086-4SF71-1RA0 | SYNCHRONOUS MOTOR 1FK7-HD 38 NM | 5289.96
1FK7105-2AC71-1UA0 | SYNCHRONOUS MOTOR 1FK7-CT 48 NM | 4106.64
1FK7105-2AC71-1UA1 | SYNCHRONOUS MOTOR 1FK7-CT 48 NM | 4199.43
1FK7105-2AC71-1UB1 | SYNCHRONOUS MOTOR 1FK7-CT 48 NM | 4607.72
1FK7105-2AC71-1UB2 | SYNCHRONOUS MOTOR 1FK7-CT 48 NM | 4607.72
1FT7044-5AK71-1BH1 | SYNCHRONOUS MOTOR 1FT7 | 4786.87
1FT7062-5AF71-1FG5 | SYNCHRONOUS MOTOR 1FT7 | 5157.44
1FT7044-5AK71-1CA0 | SYNCHRONOUS MOTOR 1FT7 | 4768.95
1FT7062-5AF71-1LH2 | SYNCHRONOUS MOTOR 1FT7 | 6086.3
1FT7044-5AK71-1DG3 | SYNCHRONOUS MOTOR 1FT7 | 4195
1FT7044-5AK71-1DH5 | SYNCHRONOUS MOTOR 1FT7 | 5128.64
1FT7042-5AF70-1BB4 | SYNCHRONOUS MOTOR 1FT7 | 4563.03
1FT7042-5AF70-1BG3 | SYNCHRONOUS MOTOR 1FT7 | 3715.57
1FT7042-5AF70-1CB2 | SYNCHRONOUS MOTOR 1FT7 | 5308.76
1FT7066-5AF70-1DH2 | SYNCHRONOUS MOTOR 1FT7 | 5814.51
1FT7046-5AF70-1BG2 | SYNCHRONOUS MOTOR 1FT7 | 4461.34
1FT7062-5AK71-1CG0 | SYNCHRONOUS MOTOR 1FT7 | 4711.53
1FT7046-5AF70-1BK3 | SYNCHRONOUS MOTOR 1FT7 | 4611.22
1FT7046-5AF70-1CL0 | SYNCHRONOUS MOTOR 1FT7 | 6011.45
1FT7046-5AF70-1CL4 | SYNCHRONOUS MOTOR 1FT7 | 6284.38
1FT7046-5AF70-1DA0 | SYNCHRONOUS MOTOR 1FT7 | 4357.8
1FT7042-5AF70-1FG1 | SYNCHRONOUS MOTOR 1FT7 | 4567.22
1FT7066-5AF71-1CB2 | SYNCHRONOUS MOTOR 1FT7 | 6556.05
1FT7066-5AF71-1DH1 | SYNCHRONOUS MOTOR 1FT7 | 5728.29
1FT7066-5AF71-1DH2 | SYNCHRONOUS MOTOR 1FT7 | 5814.51
1FT7046-5AF70-1FG4 | SYNCHRONOUS MOTOR 1FT7 | 5459.06
1FT7046-5AF70-1FH0 | SYNCHRONOUS MOTOR 1FT7 | 5928.27
1FT7042-5AF71-1BA1 | SYNCHRONOUS MOTOR 1FT7 | 3652.11
1FT7042-5AF71-1BB0 | SYNCHRONOUS MOTOR 1FT7 | 4290.1
1FT7046-5AF70-1FH4 | SYNCHRONOUS MOTOR 1FT7 | 6201.19
1FT7046-5AF70-1FH5 | SYNCHRONOUS MOTOR 1FT7 | 6287.37
1FT7066-5AH70-1BH0 | SYNCHRONOUS MOTOR 1FT7 | 5537.41
1FT7066-5AH70-1CD5 | SYNCHRONOUS MOTOR 1FT7 | 6038.03
1FT7086-5AF70-1DA3 | SYNCHRONOUS MOTOR 1FT7 | 6464.51
1FT7086-5AF70-1DB2 | SYNCHRONOUS MOTOR 1FT7 | 7459.25
1FT7082-5AF74-1NG1 | SYNCHRONOUS MOTOR 1FT7 | 4078.25
1FT7082-5AH70-1BA0 | SYNCHRONOUS MOTOR 1FT7 | 4342.79
1FT7082-5AH70-1DG3 | SYNCHRONOUS MOTOR 1FT7 | 4597.17
1FT7064-5AF71-1FH5 | SYNCHRONOUS MOTOR 1FT7 | 6476.46
1FT7084-5SC71-1BG0 | SYNCHRONOUS MOTOR 1FT7 | 5851.09
1FT7084-5SF70-1CH1 | SYNCHRONOUS MOTOR 1FT7 | 7755.54
1FT7084-5SF71-1BA1 | SYNCHRONOUS MOTOR 1FT7 | 5955.2
1FT7064-5AK70-1FA0 | SYNCHRONOUS MOTOR 1FT7 | 5257.92
1FT7084-5SH70-1BB3 | SYNCHRONOUS MOTOR 1FT7 | 6990.67
1FT7064-5AK71-1BK5 | SYNCHRONOUS MOTOR 1FT7 | 4874.54
1FT7064-5AK71-1CA0 | SYNCHRONOUS MOTOR 1FT7 | 5171.13
1FT7084-5SH70-1BH0 | SYNCHRONOUS MOTOR 1FT7 | 6823.09
1FT7084-5SH71-1BA3 | SYNCHRONOUS MOTOR 1FT7 | 6018.67
1FT7084-5SH71-1BG0 | SYNCHRONOUS MOTOR 1FT7 | 5851.09
1FT7086-5AF71-1CE3 | SYNCHRONOUS MOTOR 1FT7 | 8347.96
1FT7082-5AH71-1FG3 | SYNCHRONOUS MOTOR 1FT7 | 5425.52
1FT7062-5AK71-1LG2 | SYNCHRONOUS MOTOR 1FT7 | 5226.87
1FT7066-5AF71-1CA2 | SYNCHRONOUS MOTOR 1FT7 | 5696.64
1FT7066-5AF71-1DB3 | SYNCHRONOUS MOTOR 1FT7 | 5791.77
1FT7066-5AF71-1DB5 | SYNCHRONOUS MOTOR 1FT7 | 5983.29
1FT7066-5AF71-1DG0 | SYNCHRONOUS MOTOR 1FT7 | 4764.75
1FT7046-5AF70-1DB1 | SYNCHRONOUS MOTOR 1FT7 | 5204.03
1FT7046-5AF70-1FA3 | SYNCHRONOUS MOTOR 1FT7 | 5353.74
1FT7046-5AF70-1FD0 | SYNCHRONOUS MOTOR 1FT7 | 5358.78
1FT7066-5AF71-1CH0 | SYNCHRONOUS MOTOR 1FT7 | 6365.73
1FT7042-5AF71-1BG2 | SYNCHRONOUS MOTOR 1FT7 | 3738.31
1FT7042-5AF71-1BG5 | SYNCHRONOUS MOTOR 1FT7 | 3907.09
1FT7062-5WK70-1BG2 | SYNCHRONOUS MOTOR 1FT7 | 4772.55
1FT7062-5WK70-1DA2 | SYNCHRONOUS MOTOR 1FT7 | 4859.3
1FT7064-5AF71-1FH1 | SYNCHRONOUS MOTOR 1FT7 | 6221.48
1FT7086-5AF70-1FA0 | SYNCHRONOUS MOTOR 1FT7 | 7125.28
1FT7082-5AH70-1BK4 | SYNCHRONOUS MOTOR 1FT7 | 4788.35
1FT7084-5SF70-1BB0 | SYNCHRONOUS MOTOR 1FT7 | 6823.09
1FT7086-5AF70-1FB0 | SYNCHRONOUS MOTOR 1FT7 | 8097.28
1FT7086-5AF70-1FB1 | SYNCHRONOUS MOTOR 1FT7 | 8201.39
1FT7064-5AF71-1LH2 | SYNCHRONOUS MOTOR 1FT7 | 6545.89
1FT7086-5AF71-1BA1 | SYNCHRONOUS MOTOR 1FT7 | 6314.26
1FT7064-5AF74-1NG1 | SYNCHRONOUS MOTOR 1FT7 | 4078.25
1FT7064-5AK70-1DB2 | SYNCHRONOUS MOTOR 1FT7 | 5479.32
1FT7064-5AK71-1BA2 | SYNCHRONOUS MOTOR 1FT7 | 4533.12
1FT7082-5AH71-1BA1 | SYNCHRONOUS MOTOR 1FT7 | 4446.92
1FT7064-5AK71-1DA0 | SYNCHRONOUS MOTOR 1FT7 | 4429.58
1FT7064-5AK71-1DA2 | SYNCHRONOUS MOTOR 1FT7 | 4619.89
1FT7086-5AF71-1CA2 | SYNCHRONOUS MOTOR 1FT7 | 7228.81
1FT7084-5SH71-1BH1 | SYNCHRONOUS MOTOR 1FT7 | 6927.2
1FT7084-5SH71-1BL1 | SYNCHRONOUS MOTOR 1FT7 | 7097.11
1FT7064-5AK71-1FG3 | SYNCHRONOUS MOTOR 1FT7 | 5425.52
1FT7086-5AF71-1DA1 | SYNCHRONOUS MOTOR 1FT7 | 6401.05
1FT7086-5AF71-1DA3 | SYNCHRONOUS MOTOR 1FT7 | 6464.51
1FT7064-5AK71-1CH0 | SYNCHRONOUS MOTOR 1FT7 | 6030.55
1FT7086-5AF71-1FA0 | SYNCHRONOUS MOTOR 1FT7 | 7125.28
1FT7086-5AF71-1FB0 | SYNCHRONOUS MOTOR 1FT7 | 8097.28
1FT7086-5AF71-1FD5 | SYNCHRONOUS MOTOR 1FT7 | 7657.01
1FT7082-5WC70-1CH5 | SYNCHRONOUS MOTOR 1FT7 | 7196.56
1FT7082-5WC71-1BG0 | SYNCHRONOUS MOTOR 1FT7 | 5037.12
1FT7084-5WF71-1CG1 | SYNCHRONOUS MOTOR 1FT7 | 6783.53
1FT7084-5WF71-1CG3 | SYNCHRONOUS MOTOR 1FT7 | 6846.99
1FT7084-5WF71-1CL4 | SYNCHRONOUS MOTOR 1FT7 | 8094.25
1FT7086-5AF71-1CH1 | SYNCHRONOUS MOTOR 1FT7 | 8114.6
1FT7084-5AF71-1CH1 | SYNCHRONOUS MOTOR 1FT7 | 7061.26
1FT7084-5AF71-1CH2 | SYNCHRONOUS MOTOR 1FT7 | 7147.48
1FT7087-7SF71-1CL1 | SYNCHRONOUS MOTOR 1FT7 | 9840.62
1FT7086-5AF70-1CG0 | SYNCHRONOUS MOTOR 1FT7 | 7038.48
1FT7105-5AB71-1CD4 | SYNCHRONOUS MOTOR 1FT7 | 8800.73
1FT7105-5AB71-1CD5 | SYNCHRONOUS MOTOR 1FT7 | 8886.94
1FT7105-5AB71-1DH3 | SYNCHRONOUS MOTOR 1FT7 | 8877.68
1FT7102-5AC71-1BD5 | SYNCHRONOUS MOTOR 1FT7 | 6406.72
1FT7108-5AC74-1NG0 | SYNCHRONOUS MOTOR 1FT7 | 9336.77
1FT7105-5SF71-1CA0 | SYNCHRONOUS MOTOR 1FT7 | 9049.47
1FT7105-5AC70-1BA1 | SYNCHRONOUS MOTOR 1FT7 | 7630.96
1FT7102-5AC71-1DA0 | SYNCHRONOUS MOTOR 1FT7 | 5961.76
1FT7102-5AC71-1DA1 | SYNCHRONOUS MOTOR 1FT7 | 6065.88
1FT7105-5SF71-1CB1 | SYNCHRONOUS MOTOR 1FT7 | 10250.07
1FT7105-5SF71-1CD4 | SYNCHRONOUS MOTOR 1FT7 | 9495.03
1FT7105-5SF71-2BA3 | SYNCHRONOUS MOTOR 1FT7 | 8388.72
1FT7105-5SF71-2BB0 | SYNCHRONOUS MOTOR 1FT7 | 9317.61
1FT7105-5SF71-2BG0 | SYNCHRONOUS MOTOR 1FT7 | 8221.15
1FT7102-5AC71-1FK1 | SYNCHRONOUS MOTOR 1FT7 | 7066.85
1FT7105-5SF71-2CB0 | SYNCHRONOUS MOTOR 1FT7 | 10145.96
1FT7105-5SF71-3BB0 | SYNCHRONOUS MOTOR 1FT7 | 9317.61
1FT7105-5SF71-3BH0 | SYNCHRONOUS MOTOR 1FT7 | 9317.61
1FT7105-5SF71-4BA0 | SYNCHRONOUS MOTOR 1FT7 | 8221.15
1FT7046-5AF70-1BB0 | SYNCHRONOUS MOTOR 1FT7 | 5013.14
1FT7062-5AK71-1CK2 | SYNCHRONOUS MOTOR 1FT7 | 5074.49
1FT7066-5AF71-1BA1 | SYNCHRONOUS MOTOR 1FT7 | 4782.09
1FT7042-5AF70-1DH0 | SYNCHRONOUS MOTOR 1FT7 | 4376.89
1FT7066-5AF71-1BG2 | SYNCHRONOUS MOTOR 1FT7 | 4868.3
1FT7062-5AK71-1DH0 | SYNCHRONOUS MOTOR 1FT7 | 4829.4
1FT7066-5AF71-1BH3 | SYNCHRONOUS MOTOR 1FT7 | 5705
1FT7042-5AF70-1FB4 | SYNCHRONOUS MOTOR 1FT7 | 5478.16
1FT7042-5AF70-1FG4 | SYNCHRONOUS MOTOR 1FT7 | 4736.03
1FT7066-5AF71-1DA5 | SYNCHRONOUS MOTOR 1FT7 | 5123.88
1FT7066-5AF71-1DG2 | SYNCHRONOUS MOTOR 1FT7 | 4955.08
1FT7042-5AF70-1FL2 | SYNCHRONOUS MOTOR 1FT7 | 5565.54
1FT7062-5WF70-1BH0 | SYNCHRONOUS MOTOR 1FT7 | 5436.89
1FT7046-5AF70-1FG0 | SYNCHRONOUS MOTOR 1FT7 | 5186.14
1FT7062-5WF71-1CB2 | SYNCHRONOUS MOTOR 1FT7 | 6455.55
1FT7042-5AF71-1BG0 | SYNCHRONOUS MOTOR 1FT7 | 3547.98
1FT7042-5AF71-1CA3 | SYNCHRONOUS MOTOR 1FT7 | 4543.9
1FT7042-5AF71-1CB0 | SYNCHRONOUS MOTOR 1FT7 | 5118.45
1FT7046-5AF70-1CH2 | SYNCHRONOUS MOTOR 1FT7 | 6031.79
1FT7062-5WK71-1DG5 | SYNCHRONOUS MOTOR 1FT7 | 5028.09
1FT7086-5AF70-1CG2 | SYNCHRONOUS MOTOR 1FT7 | 7228.81
1FT7064-5AF71-1FG5 | SYNCHRONOUS MOTOR 1FT7 | 5617.03
1FT7086-5AF70-1DG0 | SYNCHRONOUS MOTOR 1FT7 | 6296.94
1FT7086-5AF70-1FA1 | SYNCHRONOUS MOTOR 1FT7 | 7229.39
1FT7082-5AH70-1CG3 | SYNCHRONOUS MOTOR 1FT7 | 5338.73
1FT7084-5SC71-1CH4 | SYNCHRONOUS MOTOR 1FT7 | 7924.34
1FT7064-5AF71-1CH2 | SYNCHRONOUS MOTOR 1FT7 | 6220.88
1FT7084-5SF70-1BG1 | SYNCHRONOUS MOTOR 1FT7 | 5955.2
1FT7082-5AH70-1FH5 | SYNCHRONOUS MOTOR 1FT7 | 6589.06
1FT7086-5AF71-1BB1 | SYNCHRONOUS MOTOR 1FT7 | 7286.28
1FT7082-5AH71-1BK5 | SYNCHRONOUS MOTOR 1FT7 | 4874.54
1FT7084-5SH70-1CG0 | SYNCHRONOUS MOTOR 1FT7 | 6679.42
1FT7082-5AH71-1DA0 | SYNCHRONOUS MOTOR 1FT7 | 4429.58
1FT7064-5AK71-1CD5 | SYNCHRONOUS MOTOR 1FT7 | 5702.86
1FT7086-5AF71-1CB2 | SYNCHRONOUS MOTOR 1FT7 | 8200.81
1FT7082-5AH71-1FA1 | SYNCHRONOUS MOTOR 1FT7 | 5362.05
1FT7086-5AF71-1CG1 | SYNCHRONOUS MOTOR 1FT7 | 7142.6
1FT7084-5SH71-1CA0 | SYNCHRONOUS MOTOR 1FT7 | 6679.42
1FT7086-5AF71-1CG5 | SYNCHRONOUS MOTOR 1FT7 | 7397.58
1FT7082-5AH71-1FG0 | SYNCHRONOUS MOTOR 1FT7 | 5257.92
1FT7084-5SH71-1CH1 | SYNCHRONOUS MOTOR 1FT7 | 7755.54
1FT7084-5WC71-1BH1 | SYNCHRONOUS MOTOR 1FT7 | 6927.2
1FT7086-5AF71-1DL2 | SYNCHRONOUS MOTOR 1FT7 | 7629.15
1FT7084-5WC74-1NG1 | SYNCHRONOUS MOTOR 1FT7 | 5586.55
1FT7064-5WF71-1BA1 | SYNCHRONOUS MOTOR 1FT7 | 5141.23
1FT7064-5WF71-1CL5 | SYNCHRONOUS MOTOR 1FT7 | 7253.98
1FT7086-5AF70-1BH0 | SYNCHRONOUS MOTOR 1FT7 | 7182.15
1FT7086-5AF70-1CB1 | SYNCHRONOUS MOTOR 1FT7 | 8114.6
1FT7084-5AF71-1CH5 | SYNCHRONOUS MOTOR 1FT7 | 7316.26
1FT7087-7SH70-1BA0 | SYNCHRONOUS MOTOR 1FT7 | 7766.27
1FT7105-5AB71-1CG0 | SYNCHRONOUS MOTOR 1FT7 | 8355.21
1FT7105-5AB71-1DA5 | SYNCHRONOUS MOTOR 1FT7 | 7972.75
1FT7105-5AB71-1DD0 | SYNCHRONOUS MOTOR 1FT7 | 7786.27
1FT7105-5AB71-1DG5 | SYNCHRONOUS MOTOR 1FT7 | 7972.75
1FT7105-5AB71-1FB2 | SYNCHRONOUS MOTOR 1FT7 | 9728.78
1FT7105-5AB71-1CH1 | SYNCHRONOUS MOTOR 1FT7 | 9555.77
1FT7105-5AB71-1CH2 | SYNCHRONOUS MOTOR 1FT7 | 9641.98
1FT7108-5AC75-1NB0 | SYNCHRONOUS MOTOR 1FT7 | 10433.22
1FT7108-5AF70-1BG2 | SYNCHRONOUS MOTOR 1FT7 | 9895.74
1FT7108-5AF70-1CK5 | SYNCHRONOUS MOTOR 1FT7 | 11065.48
1FT7105-5SF71-1CE4 | SYNCHRONOUS MOTOR 1FT7 | 10591.24
1FT7105-5SF71-1CH1 | SYNCHRONOUS MOTOR 1FT7 | 10250.07
1FT7102-5AC71-1DG2 | SYNCHRONOUS MOTOR 1FT7 | 6152.06
1FT7108-5AF70-1FB0 | SYNCHRONOUS MOTOR 1FT7 | 11717.02
1FT7108-5AF70-1CH1 | SYNCHRONOUS MOTOR 1FT7 | 11734.35
1FT7102-5AC71-1FG2 | SYNCHRONOUS MOTOR 1FT7 | 6980.42
1FT7105-5SF70-6BA0 | SYNCHRONOUS MOTOR 1FT7 | 8221.15
1FT7102-5AC71-1BG5 | SYNCHRONOUS MOTOR 1FT7 | 6234.09
1FT7108-5AF70-1BB1 | SYNCHRONOUS MOTOR 1FT7 | 10906.02
1FT7108-5AF70-1BG1 | SYNCHRONOUS MOTOR 1FT7 | 9809.54
1FT7108-5AF70-1CG1 | SYNCHRONOUS MOTOR 1FT7 | 10637.86
1FT7102-5AC71-1CG2 | SYNCHRONOUS MOTOR 1FT7 | 6893.64
1FT7105-5SF71-1CG1 | SYNCHRONOUS MOTOR 1FT7 | 9153.6
1FT7105-5SF71-1CL1 | SYNCHRONOUS MOTOR 1FT7 | 10422.43
1FT7108-5AF70-1DL1 | SYNCHRONOUS MOTOR 1FT7 | 11165.13
1FT7108-5AF70-1FB1 | SYNCHRONOUS MOTOR 1FT7 | 11821.13
1FT7068-5AF70-1BB1 | SYNCHRONOUS MOTOR 1FT7 | 5976.69
1FT7062-1AF70-1FG1 | SYNCHRONOUS MOTOR 1FT7 | 3953.18
1FT7062-1AF71-1CG1 | SYNCHRONOUS MOTOR 1FT7 | 3866.39
1FT7068-5AF70-1CG1 | SYNCHRONOUS MOTOR 1FT7 | 5945.62
1FT7068-5AF70-1CG5 | SYNCHRONOUS MOTOR 1FT7 | 6200.6
1FT7042-5AK71-1BB1 | SYNCHRONOUS MOTOR 1FT7 | 4394.23
1FT7062-1AK70-1BH1 | SYNCHRONOUS MOTOR 1FT7 | 3698.8
1FT7068-5AF70-1FB3 | SYNCHRONOUS MOTOR 1FT7 | 6955.3
1FT7068-5AF70-1FG5 | SYNCHRONOUS MOTOR 1FT7 | 6287.39
1FT7042-5AK71-1CG0 | SYNCHRONOUS MOTOR 1FT7 | 4376.32
1FT7068-5AF70-1CH0 | SYNCHRONOUS MOTOR 1FT7 | 6700.91
1FT7062-5AF70-1BE4 | SYNCHRONOUS MOTOR 1FT7 | 5185.56
1FT7064-5AF70-1CG2 | SYNCHRONOUS MOTOR 1FT7 | 5361.45
1FT7062-5AF70-1BH2 | SYNCHRONOUS MOTOR 1FT7 | 4932.94
1FT7042-5AK71-1DA1 | SYNCHRONOUS MOTOR 1FT7 | 3738.88
1FT7042-5AK71-1DK5 | SYNCHRONOUS MOTOR 1FT7 | 4166.49
1FT7068-5AF71-1CA0 | SYNCHRONOUS MOTOR 1FT7 | 5841.48
1FT7042-5AK71-1FG1 | SYNCHRONOUS MOTOR 1FT7 | 4567.22
1FT7062-5AF70-1DH2 | SYNCHRONOUS MOTOR 1FT7 | 5019.73
1FT7062-5AF70-1FA3 | SYNCHRONOUS MOTOR 1FT7 | 4965.92
1FT7064-5AF70-1FA2 | SYNCHRONOUS MOTOR 1FT7 | 5448.24
1FT7064-5AF70-1FG0 | SYNCHRONOUS MOTOR 1FT7 | 5257.92
1FT7064-5AF70-1FH2 | SYNCHRONOUS MOTOR 1FT7 | 6307.67
1FT7068-5AF71-1DG5 | SYNCHRONOUS MOTOR 1FT7 | 5459.05
1FT7064-5AF71-1BA0 | SYNCHRONOUS MOTOR 1FT7 | 4342.79
1FT7068-5AF71-1FB1 | SYNCHRONOUS MOTOR 1FT7 | 6891.84
1FT7068-5AF71-1CH2 | SYNCHRONOUS MOTOR 1FT7 | 6891.24
1FT7062-5AF71-1BG0 | SYNCHRONOUS MOTOR 1FT7 | 3883.2
1FT7068-5WF70-1BG1 | SYNCHRONOUS MOTOR 1FT7 | 5811.61
1FT7068-5WF70-1DB2 | SYNCHRONOUS MOTOR 1FT7 | 6843.99
1FT7062-5AF71-1DB0 | SYNCHRONOUS MOTOR 1FT7 | 4829.4
1FT7068-5WF71-1DG3 | SYNCHRONOUS MOTOR 1FT7 | 5961.85
1FT7082-5AF70-1BB0 | SYNCHRONOUS MOTOR 1FT7 | 5314.82
1FT7062-5WF71-1BG1 | SYNCHRONOUS MOTOR 1FT7 | 4681.59
1FT7046-5AF70-1DH0 | SYNCHRONOUS MOTOR 1FT7 | 5099.92
1FT7042-5AF71-1CA5 | SYNCHRONOUS MOTOR 1FT7 | 4735.42
1FT7062-5WK71-1BG5 | SYNCHRONOUS MOTOR 1FT7 | 4941.31
1FT7062-5WK71-1CG4 | SYNCHRONOUS MOTOR 1FT7 | 5683.46
1FT7046-5AF71-1CA0 | SYNCHRONOUS MOTOR 1FT7 | 5099.35
1FT7046-5AF71-1CB0 | SYNCHRONOUS MOTOR 1FT7 | 5841.48
1FT7042-5AF71-1CD3 | SYNCHRONOUS MOTOR 1FT7 | 4716.54
1FT7046-5AF71-1DA0 | SYNCHRONOUS MOTOR 1FT7 | 4357.8
1FT7042-5AF71-1CK5 | SYNCHRONOUS MOTOR 1FT7 | 4908.05
1FT7046-5AF71-1DG1 | SYNCHRONOUS MOTOR 1FT7 | 4461.91
1FT7046-5AF71-1DG3 | SYNCHRONOUS MOTOR 1FT7 | 4525.38
1FT7046-5AF71-1FG2 | SYNCHRONOUS MOTOR 1FT7 | 5376.46
1FT7046-5AF71-1FH0 | SYNCHRONOUS MOTOR 1FT7 | 5928.27
1FT7066-5AH71-1BH0 | SYNCHRONOUS MOTOR 1FT7 | 5537.41
1FT7066-5AH71-1BK4 | SYNCHRONOUS MOTOR 1FT7 | 5123.54
1FT7066-5AH71-1DA1 | SYNCHRONOUS MOTOR 1FT7 | 4868.88
1FT7066-5AH71-1DD5 | SYNCHRONOUS MOTOR 1FT7 | 5296.51
1FT7066-5AH71-1FG2 | SYNCHRONOUS MOTOR 1FT7 | 5783.43
1FT7046-5AH70-1DG0 | SYNCHRONOUS MOTOR 1FT7 | 4357.8
1FT7046-5AH70-1DH1 | SYNCHRONOUS MOTOR 1FT7 | 5204.03
1FT7046-5AH70-1FH1 | SYNCHRONOUS MOTOR 1FT7 | 6032.38
1FT7066-5WF70-1FA1 | SYNCHRONOUS MOTOR 1FT7 | 6391.5
1FT7066-5WF71-1FG1 | SYNCHRONOUS MOTOR 1FT7 | 6391.5
1FT7066-5AH70-1CH3 | SYNCHRONOUS MOTOR 1FT7 | 6533.33
1FT7046-5AF71-1CH0 | SYNCHRONOUS MOTOR 1FT7 | 5841.48
1FT7042-5AF71-1DH2 | SYNCHRONOUS MOTOR 1FT7 | 4567.21
1FT7066-5AH71-1BH1 | SYNCHRONOUS MOTOR 1FT7 | 5641.54
1FT7042-5AF71-1FB1 | SYNCHRONOUS MOTOR 1FT7 | 5309.35
1FT7066-5AH71-1DH1 | SYNCHRONOUS MOTOR 1FT7 | 5728.29
1FT7042-5AF71-1FH4 | SYNCHRONOUS MOTOR 1FT7 | 5478.16
1FT7066-5AH71-1DH3 | SYNCHRONOUS MOTOR 1FT7 | 5791.77
1FT7046-5AH70-1CG2 | SYNCHRONOUS MOTOR 1FT7 | 5289.67
1FT7066-5WF70-1BH0 | SYNCHRONOUS MOTOR 1FT7 | 6231.69
1FT7066-5WF71-1DA3 | SYNCHRONOUS MOTOR 1FT7 | 5626.63
1FT7064-1AF71-1CG1 | SYNCHRONOUS MOTOR 1FT7 | 4191.99
1FT7046-5AH71-1BB1 | SYNCHRONOUS MOTOR 1FT7 | 5117.26
1FT7066-5WH74-1NG1 | SYNCHRONOUS MOTOR 1FT7 | 5107.72
1FT7067-7SF70-1CA1 | SYNCHRONOUS MOTOR 1FT7 | 6691.39
1FT7046-5AH71-1DG2 | SYNCHRONOUS MOTOR 1FT7 | 4548.1
1FT7067-7SF70-1CB1 | SYNCHRONOUS MOTOR 1FT7 | 7550.82
1FT7046-5AH71-1FL3 | SYNCHRONOUS MOTOR 1FT7 | 6265.85
1FT7067-7SF71-1CG0 | SYNCHRONOUS MOTOR 1FT7 | 6587.28
1FT7067-7WF70-1BD5 | SYNCHRONOUS MOTOR 1FT7 | 6290.68
1FT7067-7WH70-1BG1 | SYNCHRONOUS MOTOR 1FT7 | 5863.07
1FT7068-5AF70-1BG1 | SYNCHRONOUS MOTOR 1FT7 | 5117.26
1FT7062-1AK70-1DG1 | SYNCHRONOUS MOTOR 1FT7 | 3124.84
1FT7042-5AK71-1BG5 | SYNCHRONOUS MOTOR 1FT7 | 3907.09
1FT7068-5AF70-1DH2 | SYNCHRONOUS MOTOR 1FT7 | 6149.68
1FT7042-5AK71-1CA5 | SYNCHRONOUS MOTOR 1FT7 | 4735.42
1FT7062-1AK71-1CH1 | SYNCHRONOUS MOTOR 1FT7 | 4527.13
1FT7042-5AK71-1CG2 | SYNCHRONOUS MOTOR 1FT7 | 4566.64
1FT7068-5AF70-1CH1 | SYNCHRONOUS MOTOR 1FT7 | 6805.05
1FT7064-5AF70-1BG5 | SYNCHRONOUS MOTOR 1FT7 | 4701.92
1FT7085-7WH70-1DG0 | SYNCHRONOUS MOTOR 1FT7 | 6987.51
1FT7086-1AF70-1CG1 | SYNCHRONOUS MOTOR 1FT7 | 5578.13
1FT7087-7WH71-1BG0 | SYNCHRONOUS MOTOR 1FT7 | 7766.27
1FT7086-5SF70-1BB0 | SYNCHRONOUS MOTOR 1FT7 | 7876.45
1FT7086-5SF70-1CG0 | SYNCHRONOUS MOTOR 1FT7 | 7732.76
1FT7084-5AC71-1DG1 | SYNCHRONOUS MOTOR 1FT7 | 5347.69
1FT7084-5AC71-1DH1 | SYNCHRONOUS MOTOR 1FT7 | 6319.72
1FT7102-1AC70-1FG1 | SYNCHRONOUS MOTOR 1FT7 | 5401.61
1FT7086-1AH70-1CH1 | SYNCHRONOUS MOTOR 1FT7 | 6327.47
1FT7086-5SF71-1BH1 | SYNCHRONOUS MOTOR 1FT7 | 7980.56
1FT7084-5AC71-1FH2 | SYNCHRONOUS MOTOR 1FT7 | 7234.27
1FT7086-5AC70-1BB0 | SYNCHRONOUS MOTOR 1FT7 | 7182.15
1FT7084-5AC71-1CH2 | SYNCHRONOUS MOTOR 1FT7 | 7147.48
1FT7086-5AC70-1DG1 | SYNCHRONOUS MOTOR 1FT7 | 6401.05
1FT7086-5SH70-1BB0 | SYNCHRONOUS MOTOR 1FT7 | 7876.45
1FT7102-5AB70-1CE1 | SYNCHRONOUS MOTOR 1FT7 | 8076.26
1FT7086-5SH71-1BG1 | SYNCHRONOUS MOTOR 1FT7 | 7008.54
1FT7102-5AB70-1DB1 | SYNCHRONOUS MOTOR 1FT7 | 7162.36
1FT7102-5AB70-1DG3 | SYNCHRONOUS MOTOR 1FT7 | 6129.34
1FT7086-5AC70-1FB0 | SYNCHRONOUS MOTOR 1FT7 | 8097.28
1FT7102-5AB70-1FK2 | SYNCHRONOUS MOTOR 1FT7 | 7153.04
1FT7084-5AF70-1BG3 | SYNCHRONOUS MOTOR 1FT7 | 5324.4
1FT7086-5AC71-1BA1 | SYNCHRONOUS MOTOR 1FT7 | 6314.26
1FT7086-5WC71-1BG1 | SYNCHRONOUS MOTOR 1FT7 | 7008.54
1FT7086-5WC71-1DL4 | SYNCHRONOUS MOTOR 1FT7 | 8406.03
1FT7084-5SH70-1CB0 | SYNCHRONOUS MOTOR 1FT7 | 7651.41
1FT7082-5AH71-1DG0 | SYNCHRONOUS MOTOR 1FT7 | 4429.58
1FT7084-5SH71-1BA0 | SYNCHRONOUS MOTOR 1FT7 | 5851.09
1FT7064-5AK71-1DK2 | SYNCHRONOUS MOTOR 1FT7 | 4792.53
1FT7084-5SH71-1CA1 | SYNCHRONOUS MOTOR 1FT7 | 6783.53
1FT7082-5AH71-1FG1 | SYNCHRONOUS MOTOR 1FT7 | 5362.05
1FT7086-5AF71-1CG3 | SYNCHRONOUS MOTOR 1FT7 | 7206.07
1FT7086-5AF71-1CK1 | SYNCHRONOUS MOTOR 1FT7 | 7315.24
1FT7064-5AK71-1FB3 | SYNCHRONOUS MOTOR 1FT7 | 6284.94
1FT7082-5AH71-1CH1 | SYNCHRONOUS MOTOR 1FT7 | 6247.26
1FT7084-5SH71-1CH0 | SYNCHRONOUS MOTOR 1FT7 | 7651.41
1FT7084-5WC71-1CK1 | SYNCHRONOUS MOTOR 1FT7 | 6956.15
1FT7084-5WC71-1CH1 | SYNCHRONOUS MOTOR 1FT7 | 7755.54
1FT7082-5AH75-1NG0 | SYNCHRONOUS MOTOR 1FT7 | 3974.14
1FT7064-5WF71-1CG1 | SYNCHRONOUS MOTOR 1FT7 | 5969.56
1FT7084-5WF70-1DH4 | SYNCHRONOUS MOTOR 1FT7 | 7182.78
1FT7084-5WF70-1FB2 | SYNCHRONOUS MOTOR 1FT7 | 7928.53
1FT7064-5WF71-1CG2 | SYNCHRONOUS MOTOR 1FT7 | 6055.76
1FT7086-5AF70-1BH1 | SYNCHRONOUS MOTOR 1FT7 | 7286.28
1FT7084-5AF71-1FB2 | SYNCHRONOUS MOTOR 1FT7 | 7234.27
1FT7084-5AF71-1FG2 | SYNCHRONOUS MOTOR 1FT7 | 6262.25
1FT7084-5AF71-1FH2 | SYNCHRONOUS MOTOR 1FT7 | 7234.27
1FT7105-5AB71-1DB1 | SYNCHRONOUS MOTOR 1FT7 | 8814.22
1FT7105-5AB71-1DB3 | SYNCHRONOUS MOTOR 1FT7 | 8877.68
1FT7105-5AB71-1FG0 | SYNCHRONOUS MOTOR 1FT7 | 8442
1FT7105-5SF71-1BE3 | SYNCHRONOUS MOTOR 1FT7 | 9657.57
1FT7105-5SF71-1BH1 | SYNCHRONOUS MOTOR 1FT7 | 9421.74
1FT7102-5AC71-1CG1 | SYNCHRONOUS MOTOR 1FT7 | 6807.43
1FT7102-5AC71-1DA3 | SYNCHRONOUS MOTOR 1FT7 | 6129.34
1FT7102-5AC71-1DB2 | SYNCHRONOUS MOTOR 1FT7 | 7248.55
1FT7102-5AC71-1DD5 | SYNCHRONOUS MOTOR 1FT7 | 6493.49
1FT7102-5AC71-1DE5 | SYNCHRONOUS MOTOR 1FT7 | 7589.7
1FT7108-5AF71-1BA1 | SYNCHRONOUS MOTOR 1FT7 | 9809.54
1FT7108-5AF71-1BB1 | SYNCHRONOUS MOTOR 1FT7 | 10906.02
1FT7102-5AC71-1FB2 | SYNCHRONOUS MOTOR 1FT7 | 8076.91
1FT7105-5AC70-1CB1 | SYNCHRONOUS MOTOR 1FT7 | 9555.77
1FT7105-5AC70-1CB2 | SYNCHRONOUS MOTOR 1FT7 | 9641.98
1FT7105-5SF71-3CA0 | SYNCHRONOUS MOTOR 1FT7 | 9049.47
1FT7105-5SF71-3CG0 | SYNCHRONOUS MOTOR 1FT7 | 9049.47
1FT7105-5AC70-1DG0 | SYNCHRONOUS MOTOR 1FT7 | 7613.64
1FK7022-5AK71-1DH5 | SYNCHRONOUS SERVOMOTOR, 1FK7 | 2400.01
1FK2205-2AF11-1SA0 | SYNCHRONOUS MOTOR 1FK2 CT 3,6 NM | 1339.8
1FK2205-4AF00-1MA0 | SYNCHRONOUS MOTOR 1FK2 CT 6 NM | 1462.04
1FK2205-4AF01-1MB0 | SYNCHRONOUS MOTOR 1FK2 CT 6 NM | 1538.8
1FK7032-2AK71-1RB2 | SYNCHRONOUS MOTOR 1FK7-CT 1,15 NM | 2021.65
1FK2205-4AF10-0MA0 | SYNCHRONOUS MOTOR 1FK2 CT 6 NM | 1719.05
1FK7022-5AK71-1LA3 | SYNCHRONOUS SERVOMOTOR, 1FK7 | 2569.43
1FK7032-2AK71-1UA0 | SYNCHRONOUS MOTOR 1FK7-CT 1,15 NM | 1237.94
1FK2208-3AC01-0MB0 | SYNCHRONOUS MOTOR 1FK2 CT 18 NM | 2261.34
1FK2104-6AF00-2MA0 | Synchronous motor 1FK2-HD 3.2 NM | 1261.13
1FK2104-6AF10-2MB0 | Synchronous motor 1FK2-HD 3.2 NM | 1481.43
1FK2208-3AC01-1MA0 | SYNCHRONOUS MOTOR 1FK2 CT 18 NM | 2261.34
1FK2105-4AF00-0SA0 | SYNCHRONOUS MOTOR 1FK2 HD 5 NM | 1128.99
1FK2208-5AC00-0MA0 | SYNCHRONOUS MOTOR 1FK2-CT 27 NM | 2678.03
1FK2208-5AC00-0SA0 | SYNCHRONOUS MOTOR 1FK2-CT 27 NM | 2403.22
1FK2208-5AC10-0SA0 | SYNCHRONOUS MOTOR 1FK2-CT 27 NM | 2770.35
1FK2105-6AF11-1MA0 | SYNCHRONOUS MOTOR 1FK2 HD 8 NM | 1960.19
1FK2106-3AF00-0MA0 | SYNCHRONOUS MOTOR 1FK2 HD 9 NM | 1677.56
1FK2106-3AF00-0SA0 | SYNCHRONOUS MOTOR 1FK2 HD 9 NM | 1402.73
1FK2106-3AF00-1MB0 | SYNCHRONOUS MOTOR 1FK2 HD 9 NM | 1677.56
1FK7043-4CF21-1BB0 | SYNCHRONOUS MOTOR 1FK7-HD 3,3 NM | 2513.76
1FK7043-4CF21-1CA0 | SYNCHRONOUS MOTOR 1FK7-HD 3,3 NM | 2633.87
1FK7042-2AF71-1PB0 | SYNCHRONOUS MOTOR 1FK7-CT 3 NM | 1624.29
1FK7034-2AF21-1RH2 | SYNCHRONOUS MOTOR 1FK7-CT 1,6 NM | 2028.01
1FK7042-2AC71-1DA0 | SYNCHRONOUS MOTOR 1FK7-CT 3 NM | 2264.2
1FK7043-4CF21-1PB2 | SYNCHRONOUS MOTOR 1FK7-HD 3,3 NM | 1965.54
1FK7043-4CF21-1PG1 | SYNCHRONOUS MOTOR 1FK7-HD 3,3 NM | 1580.5
1FK7043-4CF21-1PG2 | SYNCHRONOUS MOTOR 1FK7-HD 3,3 NM | 1580.5
1FK7044-4CF71-1FH0 | SYNCHRONOUS MOTOR 1FK7-HD 4,5 NM | 2992.54
1FK7044-4CF71-1FH1 | SYNCHRONOUS MOTOR 1FK7-HD 4,5 NM | 3094.21
1FK7044-4CF71-1CH0 | SYNCHRONOUS MOTOR 1FK7-HD 4,5 NM | 2903.65
1FK2205-2AF10-0SB0 | SYNCHRONOUS MOTOR 1FK2 CT 3,6 NM | 1263.06
1FK2205-2AF10-1MA0 | SYNCHRONOUS MOTOR 1FK2 CT 3,6 NM | 1537.89
1FK7022-5AK71-1DH8 | SYNCHRONOUS SERVOMOTOR, 1FK7 | 2516.37
1FK2205-4AF00-1MB0 | SYNCHRONOUS MOTOR 1FK2 CT 6 NM | 1462.04
1FK2205-4AF11-0MA0 | SYNCHRONOUS MOTOR 1FK2 CT 6 NM | 1795.82
1FK2205-4AF11-0MB0 | SYNCHRONOUS MOTOR 1FK2 CT 6 NM | 1795.82
1FK2205-4AF11-0SA0 | SYNCHRONOUS MOTOR 1FK2 CT 6 NM | 1520.97
1FK2205-4AF11-0SB0 | SYNCHRONOUS MOTOR 1FK2 CT 6 NM | 1520.97
1FK2205-4AF11-1SA0 | SYNCHRONOUS MOTOR 1FK2 CT 6 NM | 1520.97
1FK2104-5AK00-2MB0 | Synchronous motor 1FK2-HD 2.4 NM | 1206.33
1FK2206-4AF11-1MA0 | SYNCHRONOUS MOTOR 1FK2-CT 12 NM | 2234.34
1FK2208-3AC00-0MB0 | SYNCHRONOUS MOTOR 1FK2 CT 18 NM | 2184.59
1FK7022-5AK71-1PA8 | SYNCHRONOUS SERVOMOTOR, 1FK7 | 1682.42
1FK7022-5AK71-1PH2 | SYNCHRONOUS SERVOMOTOR, 1FK7 | 1664.95
1FK2104-6AF10-2SA0 | Synchronous motor 1FK2-HD 3.2 NM | 1206.59
1FK7022-5AK71-1PH5 | SYNCHRONOUS SERVOMOTOR, 1FK7 | 1717.72
1FK2208-4AC11-0MA0 | SYNCHRONOUS MOTOR 1FK2-CT 22 NM | 2847.12
1FK2208-4AC11-1SA0 | SYNCHRONOUS MOTOR 1FK2-CT 22 NM | 2572.27
1FK2208-5AC00-1SA0 | SYNCHRONOUS MOTOR 1FK2-CT 27 NM | 2403.22
1FK2105-6AF00-1SA0 | SYNCHRONOUS MOTOR 1FK2 HD 8 NM | 1351.59
1FK7022-5AK71-1UB0 | SYNCHRONOUS SERVOMOTOR, 1FK7 | 1659.26
1FK7022-5AK71-1UB2 | SYNCHRONOUS SERVOMOTOR, 1FK7 | 1768.17
1FK7022-5AK71-1UB5 | SYNCHRONOUS SERVOMOTOR, 1FK7 | 1820.94
1FK7043-4CF21-1PA1 | SYNCHRONOUS MOTOR 1FK7-HD 3,3 NM | 1676.13
1FK7042-2AC71-1FB2 | SYNCHRONOUS MOTOR 1FK7-CT 3 NM | 3064.83
1FK7042-2AC71-1FG1 | SYNCHRONOUS MOTOR 1FK7-CT 3 NM | 2679.77
1FK7044-4CF71-1QA1 | SYNCHRONOUS MOTOR 1FK7-HD 4,5 NM | 1868.93
1FK7044-4CF71-1QG0 | SYNCHRONOUS MOTOR 1FK7-HD 4,5 NM | 1671.61
1FK7044-4CF71-1QG1 | SYNCHRONOUS MOTOR 1FK7-HD 4,5 NM | 1773.28
1FK7061-4CF71-1CA0 | SYNCHRONOUS MOTOR 1FK7-HD 6,4 NM | 2945.41
1FK7061-4CF71-1CA1 | SYNCHRONOUS MOTOR 1FK7-HD 6,4 NM | 3047.08
1FK7061-4CF71-1CB0 | SYNCHRONOUS MOTOR 1FK7-HD 6,4 NM | 3281.36
1FK7061-4CF71-1CB1 | SYNCHRONOUS MOTOR 1FK7-HD 6,4 NM | 3383.03
1FK7061-4CF71-1PA1 | SYNCHRONOUS MOTOR 1FK7-HD 6,4 NM | 1987.66
1FK7063-2AC71-1DA2 | SYNCHRONOUS MOTOR 1FK7-CT 11 NM | 2851.46
1FK7061-4CF71-1RB2 | SYNCHRONOUS MOTOR 1FK7-HD 6,4 NM | 2852.78
1FK7061-4CF71-1RG0 | SYNCHRONOUS MOTOR 1FK7-HD 6,4 NM | 2319.51
1FK7063-2AC71-1PG2 | SYNCHRONOUS MOTOR 1FK7-CT 11 NM | 1807.07
1FK7063-2AC71-1PH2 | SYNCHRONOUS MOTOR 1FK7-CT 11 NM | 2109.99
1FK7062-2AF71-1CH0 | SYNCHRONOUS MOTOR 1FK7-CT 8,5 NM | 2872.37
1FK7062-2AF71-1CH2 | SYNCHRONOUS MOTOR 1FK7-CT 8,5 NM | 2965.15
1FK7080-2AH71-1BA1 | SYNCHRONOUS MOTOR 1FK7-CT 8 NM | 2421.61
1FK7080-2AH71-1BA2 | SYNCHRONOUS MOTOR 1FK7-CT 8 NM | 2421.61
1FK7080-2AH71-1BB0 | SYNCHRONOUS MOTOR 1FK7-CT 8 NM | 2737.08
1FK7080-2AH71-1BB1 | SYNCHRONOUS MOTOR 1FK7-CT 8 NM | 2829.91
1FK7080-2AH71-1BB2 | SYNCHRONOUS MOTOR 1FK7-CT 8 NM | 2829.91
1FK7081-2AH71-1BG0 | SYNCHRONOUS MOTOR 1FK7-CT 12 NM | 2459.03
1FK7081-2AH71-1DA2 | SYNCHRONOUS MOTOR 1FK7-CT 12 NM | 3035.77
1FK7080-2AH71-1QA0 | SYNCHRONOUS MOTOR 1FK7-CT 8 NM | 1849.48
1FK7080-2AH71-1QA1 | SYNCHRONOUS MOTOR 1FK7-CT 8 NM | 1942.28
1FK7080-2AH71-1QB0 | SYNCHRONOUS MOTOR 1FK7-CT 8 NM | 2257.75
1FK7064-4CH71-1QB0 | SYNCHRONOUS MOTOR 1FK7-HD 12 NM | 2637.81
1FK7064-4CH71-1QB1 | SYNCHRONOUS MOTOR 1FK7-HD 12 NM | 2739.47
1FK7081-2AH71-1QG2 | SYNCHRONOUS MOTOR 1FK7-CT 12 NM | 2072.47
1FK7080-2AH71-1UA0 | SYNCHRONOUS MOTOR 1FK7-CT 8 NM | 1747.18
1FK7064-4CH71-1RH2 | SYNCHRONOUS MOTOR 1FK7-HD 12 NM | 3061.16
1FK7083-2AH71-1FG1 | SYNCHRONOUS MOTOR 1FK7-CT 16 NM | 3469.01
1FK7083-2AH71-1CH0 | SYNCHRONOUS MOTOR 1FK7-CT 16 NM | 3340.6
1FT7108-5AF71-1BH1 | SYNCHRONOUS MOTOR 1FT7 | 10906.02
1FT7105-5AC70-1BA3 | SYNCHRONOUS MOTOR 1FT7 | 7694.44
1FT7105-5AC70-1CG0 | SYNCHRONOUS MOTOR 1FT7 | 8355.21
1FT7108-5AF71-1DG0 | SYNCHRONOUS MOTOR 1FT7 | 9792.2
1FT7108-5AF71-1DG1 | SYNCHRONOUS MOTOR 1FT7 | 9896.32
1FT7105-5SF71-4BG1 | SYNCHRONOUS MOTOR 1FT7 | 8325.26
1FT7105-5AC70-1DB1 | SYNCHRONOUS MOTOR 1FT7 | 8814.22
1FK2205-2AF00-1MA0 | SYNCHRONOUS MOTOR 1FK2 CT 3,6 NM | 1280.87
1FK2205-2AF11-0MB0 | SYNCHRONOUS MOTOR 1FK2 CT 3,6 NM | 1614.61
1FK2104-5AF00-2MA0 | Synchronous motor 1FK2-HD 2.4 NM | 1206.33
1FK2205-4AF00-1SB0 | SYNCHRONOUS MOTOR 1FK2 CT 6 NM | 1187.21
1FK2205-4AF10-1SA0 | SYNCHRONOUS MOTOR 1FK2 CT 6 NM | 1444.23
1FK7022-5AK71-1LA8 | SYNCHRONOUS SERVOMOTOR, 1FK7 | 2794.67
1FK2206-4AF00-0MA0 | SYNCHRONOUS MOTOR 1FK2-CT 12 NM | 1863.84
1FK2104-5AK10-2SB0 | Synchronous motor 1FK2-HD 2.4 NM | 1151.78
1FK7022-5AK71-1LH2 | SYNCHRONOUS SERVOMOTOR, 1FK7 | 2777.24
1FK7022-5AK71-1PB3 | SYNCHRONOUS SERVOMOTOR, 1FK7 | 1712.06
1FK2208-3AC00-0SB0 | SYNCHRONOUS MOTOR 1FK2 CT 18 NM | 1909.77
1FK2208-3AC11-0MA0 | SYNCHRONOUS MOTOR 1FK2 CT 18 NM | 2628.54
1FK2208-4AC00-1MA0 | SYNCHRONOUS MOTOR 1FK2-CT 22 NM | 2403.22
1FK2105-4AF00-0MA0 | SYNCHRONOUS MOTOR 1FK2 HD 5 NM | 1403.81
1FK2208-4AC01-1SA0 | SYNCHRONOUS MOTOR 1FK2-CT 22 NM | 2205.12
1FK2105-6AF00-1MA0 | SYNCHRONOUS MOTOR 1FK2 HD 8 NM | 1626.41
1FK2105-6AF10-0MA0 | SYNCHRONOUS MOTOR 1FK2 HD 8 NM | 1883.43
1FK2105-6AF10-1SA0 | SYNCHRONOUS MOTOR 1FK2 HD 8 NM | 1608.6
1FK2106-3AF01-1MB0 | SYNCHRONOUS MOTOR 1FK2 HD 9 NM | 1754.32
1FK7034-2AF21-1RB2 | SYNCHRONOUS MOTOR 1FK7-CT 1,6 NM | 2116
1FK7043-4CF21-1CB1 | SYNCHRONOUS MOTOR 1FK7-HD 3,3 NM | 3024.94
1FK7043-4CF21-1CG0 | SYNCHRONOUS MOTOR 1FK7-HD 3,3 NM | 2538.24
1FK7043-4CF21-1PB1 | SYNCHRONOUS MOTOR 1FK7-HD 3,3 NM | 1965.54
1FK7043-4CF21-1QH2 | SYNCHRONOUS MOTOR 1FK7-HD 3,3 NM | 1981.71
1FK7034-2AF21-1UA2 | SYNCHRONOUS MOTOR 1FK7-CT 1,6 NM | 1425.12
1FK7044-4CF71-1FB2 | SYNCHRONOUS MOTOR 1FK7-HD 4,5 NM | 3192.34
1FK7042-2AC71-1FB0 | SYNCHRONOUS MOTOR 1FK7-CT 3 NM | 2963.16
1FK7044-4CF71-1FH2 | SYNCHRONOUS MOTOR 1FK7-HD 4,5 NM | 3094.21
1FK7044-4CF71-1CH2 | SYNCHRONOUS MOTOR 1FK7-HD 4,5 NM | 3005.31
1FK7042-2AC71-1PB2 | SYNCHRONOUS MOTOR 1FK7-CT 3 NM | 1717.07
1FK7043-4CF24-1AB0 | SYNCHRONOUS MOTOR 1FK7-HD 3,3 NM | 2246.42
1FK7043-4CK71-1BH0 | SYNCHRONOUS MOTOR 1FK7-HD 3,5 NM | 2415.65
1FK7043-4CK71-1BH1 | SYNCHRONOUS MOTOR 1FK7-HD 3,5 NM | 2517.31
1FK7044-4CF71-1QB1 | SYNCHRONOUS MOTOR 1FK7-HD 4,5 NM | 2158.33
1FK7062-3BF71-1CH1 | SYNCHRONOUS MOTOR 1FK7-HI 8.5 NM | 2965.15
1FK7061-4CF71-1BG1 | SYNCHRONOUS MOTOR 1FK7-HD 6,4 NM | 2541.91
1FK7061-4CF71-1DG0 | SYNCHRONOUS MOTOR 1FK7-HD 6,4 NM | 2529.13
1FK7062-2AC71-1UA2 | SYNCHRONOUS MOTOR 1FK7-CT 8,5 NM | 1799.73
1FK7063-2AC71-1FA0 | SYNCHRONOUS MOTOR 1FK7-CT 11 NM | 3159.33
1FK7063-2AC71-1FB0 | SYNCHRONOUS MOTOR 1FK7-CT 11 NM | 3495.28
1FK7061-4CF71-1UA0 | SYNCHRONOUS MOTOR 1FK7-HD 6,4 NM | 1886
1FK7060-2AC71-1FH0 | SYNCHRONOUS MOTOR 1FK7-CT 6 NM | 3154.42
1FK7060-2AC71-1PA1 | SYNCHRONOUS MOTOR 1FK7-CT 6 NM | 1670.93
1FK7062-2AF71-1BA1 | SYNCHRONOUS MOTOR 1FK7-CT 8,5 NM | 2381.31
1FK7062-2AF71-1CB1 | SYNCHRONOUS MOTOR 1FK7-CT 8,5 NM | 3048.54
1FK7062-2AF71-1FG0 | SYNCHRONOUS MOTOR 1FK7-CT 8,5 NM | 2959.84
1FK7080-2AH71-1BA0 | SYNCHRONOUS MOTOR 1FK7-CT 8 NM | 2328.83
1FK7064-4CH71-1CA1 | SYNCHRONOUS MOTOR 1FK7-HD 12 NM | 3348.64
1FK7064-4CH71-1FH0 | SYNCHRONOUS MOTOR 1FK7-HD 12 NM | 3578.66
1FK7083-2AH71-1BA2 | SYNCHRONOUS MOTOR 1FK7-CT 16 NM | 2744.22
1FK7080-2AH71-1QB1 | SYNCHRONOUS MOTOR 1FK7-CT 8 NM | 2350.55
1FT7084-5WC70-1DA0 | SYNCHRONOUS MOTOR 1FT7 | 5937.84
1FT7086-5AF71-1DG5 | SYNCHRONOUS MOTOR 1FT7 | 6656.03
1FT7086-5AF71-1DH2 | SYNCHRONOUS MOTOR 1FT7 | 7459.25
1FT7086-5AF71-1FE4 | SYNCHRONOUS MOTOR 1FT7 | 8540.1
1FT7086-5AF71-1FG1 | SYNCHRONOUS MOTOR 1FT7 | 7229.39
1FT7086-5AF71-1FG3 | SYNCHRONOUS MOTOR 1FT7 | 7292.86
1FT7064-5WF71-1BH4 | SYNCHRONOUS MOTOR 1FT7 | 6169.45
1FT7086-5AF71-1FK2 | SYNCHRONOUS MOTOR 1FT7 | 7488.21
1FT7084-5WF71-1BH1 | SYNCHRONOUS MOTOR 1FT7 | 6927.2
1FT7082-5WF70-1BH1 | SYNCHRONOUS MOTOR 1FT7 | 6113.25
1FT7064-5WK70-1DE3 | SYNCHRONOUS MOTOR 1FT7 | 6320.91
1FT7064-5WK71-1BA1 | SYNCHRONOUS MOTOR 1FT7 | 5141.23
1FT7064-5WK71-1BK4 | SYNCHRONOUS MOTOR 1FT7 | 5482.66
1FT7084-5WF71-1DH1 | SYNCHRONOUS MOTOR 1FT7 | 7013.99
1FT7084-5WF71-1FH1 | SYNCHRONOUS MOTOR 1FT7 | 7842.35
1FT7086-5AH70-1CA0 | SYNCHRONOUS MOTOR 1FT7 | 7038.48
1FT7086-5AH70-1DA1 | SYNCHRONOUS MOTOR 1FT7 | 6401.05
1FT7084-1AF75-1NG1 | SYNCHRONOUS MOTOR 1FT7 | 3583.91
1FT7084-5WF74-1NH1 | SYNCHRONOUS MOTOR 1FT7 | 6558.55
1FT7086-5AH71-1CA0 | SYNCHRONOUS MOTOR 1FT7 | 7038.48
1FT7084-5WH71-1FG2 | SYNCHRONOUS MOTOR 1FT7 | 6956.53
1FT7084-5AC70-1DA0 | SYNCHRONOUS MOTOR 1FT7 | 5243.58
1FT7065-7WF71-1FA5 | SYNCHRONOUS MOTOR 1FT7 | 6701.73
1FT7086-5AH71-1DB1 | SYNCHRONOUS MOTOR 1FT7 | 7373.05
1FT7085-7SF70-1CA0 | SYNCHRONOUS MOTOR 1FT7 | 7729.05
1FT7086-5AH71-1FA3 | SYNCHRONOUS MOTOR 1FT7 | 7292.86
1FT7085-7SF71-1BB0 | SYNCHRONOUS MOTOR 1FT7 | 7872.72
1FT7086-5AH71-1FH0 | SYNCHRONOUS MOTOR 1FT7 | 8097.28
1FT7087-7SH70-3CH0 | SYNCHRONOUS MOTOR 1FT7 | 9566.6
1FT7084-5AC71-1BA1 | SYNCHRONOUS MOTOR 1FT7 | 5260.92
1FT7084-5AC71-1BB0 | SYNCHRONOUS MOTOR 1FT7 | 6128.82
1FT7087-7SH71-1CG0 | SYNCHRONOUS MOTOR 1FT7 | 8594.6
1FT7084-5AC71-1BD5 | SYNCHRONOUS MOTOR 1FT7 | 5688.53
1FT7084-5AC71-1BG3 | SYNCHRONOUS MOTOR 1FT7 | 5324.4
1FT7085-7SH71-1CG1 | SYNCHRONOUS MOTOR 1FT7 | 7833.17
1FT7085-7WF70-1DH0 | SYNCHRONOUS MOTOR 1FT7 | 7959.52
1FT7087-7WF70-1CK4 | SYNCHRONOUS MOTOR 1FT7 | 9040.15
1FT7086-5SC70-1CA1 | SYNCHRONOUS MOTOR 1FT7 | 7836.87
1FT7086-5SC71-1BG1 | SYNCHRONOUS MOTOR 1FT7 | 7008.54
1FT7084-5AC71-1CG3 | SYNCHRONOUS MOTOR 1FT7 | 6152.73
1FT7084-5AC71-1DA3 | SYNCHRONOUS MOTOR 1FT7 | 5411.17
1FT7087-7WF75-1MH0 | SYNCHRONOUS MOTOR 1FT7 | 9185.89
1FT7087-7WH71-1DG1 | SYNCHRONOUS MOTOR 1FT7 | 7957.17
1FT7086-5SF70-1BG0 | SYNCHRONOUS MOTOR 1FT7 | 6904.43
1FT7086-5SF70-1CH0 | SYNCHRONOUS MOTOR 1FT7 | 8704.77
1FT7084-5AC71-1DH0 | SYNCHRONOUS MOTOR 1FT7 | 6215.58
1FT7087-7WH71-1FG0 | SYNCHRONOUS MOTOR 1FT7 | 8681.39
1FT7086-1AH71-1BG1 | SYNCHRONOUS MOTOR 1FT7 | 4749.81
1FT7086-5SF71-1CH4 | SYNCHRONOUS MOTOR 1FT7 | 8977.69
1FT7086-1AH71-1BH1 | SYNCHRONOUS MOTOR 1FT7 | 5499.11
1FT7086-5AC70-1BG2 | SYNCHRONOUS MOTOR 1FT7 | 6400.48
1FT7086-5WH70-1DG0 | SYNCHRONOUS MOTOR 1FT7 | 6991.2
1FT7086-5WH70-1FD4 | SYNCHRONOUS MOTOR 1FT7 | 8265.1
1FT7086-5WH71-1BH1 | SYNCHRONOUS MOTOR 1FT7 | 7980.56
1FT7084-5AF71-1BG2 | SYNCHRONOUS MOTOR 1FT7 | 5347.12
1FT7086-5WH71-1DH1 | SYNCHRONOUS MOTOR 1FT7 | 8067.34
1FT7086-5WH71-1CH1 | SYNCHRONOUS MOTOR 1FT7 | 8808.9
1FT7084-5AF71-1CB2 | SYNCHRONOUS MOTOR 1FT7 | 7147.48
1FT7087-7SF70-1CA0 | SYNCHRONOUS MOTOR 1FT7 | 8594.6
1FT7087-7SF70-1CH0 | SYNCHRONOUS MOTOR 1FT7 | 9566.6
1FT7084-5AF71-1CG5 | SYNCHRONOUS MOTOR 1FT7 | 6344.24
1FT7084-5AF71-1DA2 | SYNCHRONOUS MOTOR 1FT7 | 5433.91
1FT7084-5AF71-1DB3 | SYNCHRONOUS MOTOR 1FT7 | 6383.19
1FT7102-5AC70-1FG2 | SYNCHRONOUS MOTOR 1FT7 | 6980.42
1FT7086-5AF70-1BG3 | SYNCHRONOUS MOTOR 1FT7 | 6377.73
1FT7087-7SF75-1NA1 | SYNCHRONOUS MOTOR 1FT7 | 7501.73
1FK7044-4CF71-1PB2 | SYNCHRONOUS MOTOR 1FK7-HD 4,5 NM | 2044.03
1FK7043-4CF21-1UB0 | SYNCHRONOUS MOTOR 1FK7-HD 3,3 NM | 1863.87
1FK7043-4CF21-1UB2 | SYNCHRONOUS MOTOR 1FK7-HD 3,3 NM | 1965.54
1FK7043-4CK71-1BB0 | SYNCHRONOUS MOTOR 1FK7-HD 3,5 NM | 2513.76
1FK7044-4CF71-1PG2 | SYNCHRONOUS MOTOR 1FK7-HD 4,5 NM | 1659
1FK7044-4CF71-1QA0 | SYNCHRONOUS MOTOR 1FK7-HD 4,5 NM | 1767.25
1FK7043-4CK71-1CB2 | SYNCHRONOUS MOTOR 1FK7-HD 3,5 NM | 3024.94
1FK7062-3BF71-1QA2 | SYNCHRONOUS MOTOR 1FK7-HI 8.5 NM | 1901.99
1FK7062-3BF71-1QB2 | SYNCHRONOUS MOTOR 1FK7-HI 8.5 NM | 2202.64
1FK7062-3BF71-1RB0 | SYNCHRONOUS MOTOR 1FK7-HI 8.5 NM | 2481.16
1FK7061-4CF71-1FA2 | SYNCHRONOUS MOTOR 1FK7-HD 6,4 NM | 3135.97
1FK7061-4CF71-1CH1 | SYNCHRONOUS MOTOR 1FK7-HD 6,4 NM | 3289.89
1FK7061-4CF71-1PG1 | SYNCHRONOUS MOTOR 1FK7-HD 6,4 NM | 1892.02
1FK7061-4CF71-1PH0 | SYNCHRONOUS MOTOR 1FK7-HD 6,4 NM | 2128.79
1FK7061-4CF71-1QG2 | SYNCHRONOUS MOTOR 1FK7-HD 6,4 NM | 2006.31
1FK7061-4CF71-1RG1 | SYNCHRONOUS MOTOR 1FK7-HD 6,4 NM | 2421.17
1FK7061-4CF71-1UB0 | SYNCHRONOUS MOTOR 1FK7-HD 6,4 NM | 2221.96
1FK7061-4CF71-1UB1 | SYNCHRONOUS MOTOR 1FK7-HD 6,4 NM | 2323.63
1FK7060-2AC71-1FB1 | SYNCHRONOUS MOTOR 1FK7-CT 6 NM | 3349.24
1FK7062-2AF71-1BG1 | SYNCHRONOUS MOTOR 1FK7-CT 8,5 NM | 2295.78
1FK7061-4CF71-1UH2 | SYNCHRONOUS MOTOR 1FK7-HD 6,4 NM | 2230.45
1FK7062-2AF71-1FB1 | SYNCHRONOUS MOTOR 1FK7-CT 8,5 NM | 3495.13
1FK7064-4CH71-1CA2 | SYNCHRONOUS MOTOR 1FK7-HD 12 NM | 3348.64
1FK7064-4CH71-1DA1 | SYNCHRONOUS MOTOR 1FK7-HD 12 NM | 3028
1FK7083-2AH71-1BB0 | SYNCHRONOUS MOTOR 1FK7-CT 16 NM | 3059.69
1FK7083-2AH71-1BG1 | SYNCHRONOUS MOTOR 1FK7-CT 16 NM | 2658.64
1FK7083-2AH71-1BH1 | SYNCHRONOUS MOTOR 1FK7-CT 16 NM | 3066.88
1FK7080-2AH71-1RA1 | SYNCHRONOUS MOTOR 1FK7-CT 8 NM | 2313.58
1FK7064-4CH71-1PA0 | SYNCHRONOUS MOTOR 1FK7-HD 12 NM | 2187.55
1FK7064-4CH71-1PA1 | SYNCHRONOUS MOTOR 1FK7-HD 12 NM | 2289.22
1FK7064-4CH71-1PB1 | SYNCHRONOUS MOTOR 1FK7-HD 12 NM | 2625.2
1FK7081-2AH71-1PG1 | SYNCHRONOUS MOTOR 1FK7-CT 12 NM | 1970.19
1FK7081-2AH71-1QA1 | SYNCHRONOUS MOTOR 1FK7-CT 12 NM | 2158.07
1FK7080-2AH71-1UH1 | SYNCHRONOUS MOTOR 1FK7-CT 8 NM | 2162.66
1FK7081-2AH71-1RB0 | SYNCHRONOUS MOTOR 1FK7-CT 12 NM | 2844.82
1FK7083-2AH71-1QA2 | SYNCHRONOUS MOTOR 1FK7-CT 16 NM | 2264.89
1FK7085-4CF71-1BB2 | SYNCHRONOUS MOTOR 1FK7-HD 22 NM | 4006
1FK7085-4CF71-1BG1 | SYNCHRONOUS MOTOR 1FK7-HD 22 NM | 3454.18
1FK7085-4CF71-1CA1 | SYNCHRONOUS MOTOR 1FK7-HD 22 NM | 3959.34
1FK7086-4CF71-1BA0 | SYNCHRONOUS MOTOR 1FK7-HD 28 NM | 3889.6
1FK7083-2AF71-1DB0 | SYNCHRONOUS MOTOR 1FK7-CT 16 NM | 3507.59
1FK7085-4CF71-1PA1 | SYNCHRONOUS MOTOR 1FK7-HD 22 NM | 2899.94
1FK7085-4CF71-1QB0 | SYNCHRONOUS MOTOR 1FK7-HD 22 NM | 3368.73
1FK7086-4CF71-1PA1 | SYNCHRONOUS MOTOR 1FK7-HD 28 NM | 3341.38
1FK7086-4CF71-1PB0 | SYNCHRONOUS MOTOR 1FK7-HD 28 NM | 3695.87
1FK7086-4CF71-1QA0 | SYNCHRONOUS MOTOR 1FK7-HD 28 NM | 3354.02
1FK7086-4CF71-1QA1 | SYNCHRONOUS MOTOR 1FK7-HD 28 NM | 3455.68
1FK7083-2AF71-1FG0 | SYNCHRONOUS MOTOR 1FK7-CT 16 NM | 3365.3
1FK7083-2AF71-1FH0 | SYNCHRONOUS MOTOR 1FK7-CT 16 NM | 3821.47
1FK7085-4CF71-1UA0 | SYNCHRONOUS MOTOR 1FK7-HD 22 NM | 2798.27
1FK7086-4CF71-1RH2 | SYNCHRONOUS MOTOR 1FK7-HD 28 NM | 4231.05
1FT7044-5AF70-1DG2 | SYNCHRONOUS MOTOR 1FT7 | 4217.72
1FT7044-5AF70-1DH1 | SYNCHRONOUS MOTOR 1FT7 | 4873.66
1FT7044-5AF70-1FA0 | SYNCHRONOUS MOTOR 1FT7 | 4855.74
1FT7044-5AF70-1FB0 | SYNCHRONOUS MOTOR 1FT7 | 5597.87
1FT7044-5AF71-1BB1 | SYNCHRONOUS MOTOR 1FT7 | 4786.87
1FK7103-3BF71-1CG1 | SYNCHRONOUS MOTOR 1FK7-HI 36 NM | 3991.49
1FT7044-5AF71-1CB0 | SYNCHRONOUS MOTOR 1FT7 | 5511.09
1FK7083-2AH71-1CH2 | SYNCHRONOUS MOTOR 1FK7-CT 16 NM | 3433.43
1FK7085-4CF71-1FA0 | SYNCHRONOUS MOTOR 1FK7-HD 22 NM | 3946.57
1FK7085-4CF71-1FG0 | SYNCHRONOUS MOTOR 1FK7-HD 22 NM | 3850.92
1FK7086-4CF71-1BB0 | SYNCHRONOUS MOTOR 1FK7-HD 28 NM | 4345.77
1FK7086-4CF71-1BG2 | SYNCHRONOUS MOTOR 1FK7-HD 28 NM | 3895.63
1FK7085-4CF71-1PB1 | SYNCHRONOUS MOTOR 1FK7-HD 22 NM | 3356.09
1FK7085-4CF71-1PG2 | SYNCHRONOUS MOTOR 1FK7-HD 22 NM | 2804.3
1FK7083-2AF71-1DG2 | SYNCHRONOUS MOTOR 1FK7-CT 16 NM | 3057.43
1FK7083-2AF71-1DH2 | SYNCHRONOUS MOTOR 1FK7-CT 16 NM | 3513.61
1FK7085-4CF71-1QH1 | SYNCHRONOUS MOTOR 1FK7-HD 22 NM | 3374.75
1FK7085-4CF71-1RG0 | SYNCHRONOUS MOTOR 1FK7-HD 22 NM | 3231.77
1FK7085-4CF71-1RG1 | SYNCHRONOUS MOTOR 1FK7-HD 22 NM | 3333.45
1FK7086-4CF71-1RA2 | SYNCHRONOUS MOTOR 1FK7-HD 28 NM | 3870.53
1FT7034-5AK71-1CH0 | SYNCHRONOUS MOTOR 1FT7 | 4867.11
1FT7044-5AF70-1DD4 | SYNCHRONOUS MOTOR 1FT7 | 4472.95
1FT7044-5AF70-1DG1 | SYNCHRONOUS MOTOR 1FT7 | 4131.52
1FT7034-5AK71-1CH3 | SYNCHRONOUS MOTOR 1FT7 | 5034.72
1FT7044-5AF70-1CH0 | SYNCHRONOUS MOTOR 1FT7 | 5511.09
1FT7044-5AF70-1CH2 | SYNCHRONOUS MOTOR 1FT7 | 5701.42
1FT7044-5AF71-1BH2 | SYNCHRONOUS MOTOR 1FT7 | 4873.06
1FT7044-5AF71-1BK1 | SYNCHRONOUS MOTOR 1FT7 | 4217.37
1FT7044-5AF71-1CA0 | SYNCHRONOUS MOTOR 1FT7 | 4768.95
1FT7044-5AF71-1CG1 | SYNCHRONOUS MOTOR 1FT7 | 4873.06
1FT7044-5AF71-1CL1 | SYNCHRONOUS MOTOR 1FT7 | 5785.19
1FT7036-5AK70-1BB0 | SYNCHRONOUS MOTOR 1FT7 | 4189.62
1FT7044-5AF71-1DG2 | SYNCHRONOUS MOTOR 1FT7 | 4217.72
1FT7044-5AF71-1DH2 | SYNCHRONOUS MOTOR 1FT7 | 4959.85
1FT7044-5AF71-1FA0 | SYNCHRONOUS MOTOR 1FT7 | 4855.74
1FT7044-5AF71-1FE5 | SYNCHRONOUS MOTOR 1FT7 | 6126.96
1FT7044-5AF71-1CH0 | SYNCHRONOUS MOTOR 1FT7 | 5511.09
1FT7044-5AF71-1CH1 | SYNCHRONOUS MOTOR 1FT7 | 5615.22
1FT7044-5AF74-1MH1 | SYNCHRONOUS MOTOR 1FT7 | 5234.49
1FT7044-5AK70-1BG1 | SYNCHRONOUS MOTOR 1FT7 | 4044.73
1FK7105-2AC71-1DA1 | SYNCHRONOUS MOTOR 1FK7-CT 48 NM | 5428.92
1FT7036-5AK71-1FA1 | SYNCHRONOUS MOTOR 1FT7 | 4521.78
1FT7036-5AK71-1FA2 | SYNCHRONOUS MOTOR 1FT7 | 4608
1FT7036-5AK71-1FB1 | SYNCHRONOUS MOTOR 1FT7 | 5208.86
1FT7062-5AF71-1FA2 | SYNCHRONOUS MOTOR 1FT7 | 4988.66
1FT7062-5AF71-1FE2 | SYNCHRONOUS MOTOR 1FT7 | 6018.08
1FT7082-1AF71-1LH1 | SYNCHRONOUS MOTOR 1FT7 | 5266.3
1FT7084-5AH70-1DK4 | SYNCHRONOUS MOTOR 1FT7 | 5689.13
1FT7084-5AH70-1FA4 | SYNCHRONOUS MOTOR 1FT7 | 6344.84
1FT7082-1AF74-1NG1 | SYNCHRONOUS MOTOR 1FT7 | 2994.99
1FT7082-5AF70-1FA4 | SYNCHRONOUS MOTOR 1FT7 | 5530.86
1FT7082-5AC70-1DA0 | SYNCHRONOUS MOTOR 1FT7 | 4429.58
1FT7082-5AC70-1DA3 | SYNCHRONOUS MOTOR 1FT7 | 4597.17
1FT7082-5AF70-1FB2 | SYNCHRONOUS MOTOR 1FT7 | 6420.27
1FT7082-5AF70-1CH1 | SYNCHRONOUS MOTOR 1FT7 | 6247.26
1FT7082-5AF70-1CH2 | SYNCHRONOUS MOTOR 1FT7 | 6333.45
1FT7082-5AC70-1FA1 | SYNCHRONOUS MOTOR 1FT7 | 5362.05
1FT7064-5AF71-1BG0 | SYNCHRONOUS MOTOR 1FT7 | 4342.79
1FT7082-5AC70-1FA5 | SYNCHRONOUS MOTOR 1FT7 | 5617.03
1FT7082-5AF71-1CB1 | SYNCHRONOUS MOTOR 1FT7 | 6247.26
1FT7082-5AC71-1BB3 | SYNCHRONOUS MOTOR 1FT7 | 5482.4
1FT7064-5AF71-1CG0 | SYNCHRONOUS MOTOR 1FT7 | 5171.13
1FT7064-5AF71-1CG1 | SYNCHRONOUS MOTOR 1FT7 | 5275.25
1FT7082-5AF71-1DH1 | SYNCHRONOUS MOTOR 1FT7 | 5505.71
1FT7082-5AC71-1BK1 | SYNCHRONOUS MOTOR 1FT7 | 4619.55
1FT7082-5AC71-1CA3 | SYNCHRONOUS MOTOR 1FT7 | 5338.73
1FT7082-5AC71-1DG2 | SYNCHRONOUS MOTOR 1FT7 | 4619.89
1FT7084-5AH71-1DB2 | SYNCHRONOUS MOTOR 1FT7 | 6405.91
1FT7084-5AH71-1DG0 | SYNCHRONOUS MOTOR 1FT7 | 5243.58
1FT7064-5AF71-1DA2 | SYNCHRONOUS MOTOR 1FT7 | 4619.89
1FT7064-5AF71-1DG5 | SYNCHRONOUS MOTOR 1FT7 | 4788.69
1FK7064-4CH71-1PG0 | SYNCHRONOUS MOTOR 1FK7-HD 12 NM | 2091.9
1FK7083-2AH71-1FB0 | SYNCHRONOUS MOTOR 1FK7-CT 16 NM | 3917.12
1FK7081-2AH71-1QB0 | SYNCHRONOUS MOTOR 1FK7-CT 12 NM | 2473.52
1FK7064-4CH71-1RB0 | SYNCHRONOUS MOTOR 1FK7-HD 12 NM | 3052.67
1FK7064-4CH71-1RG1 | SYNCHRONOUS MOTOR 1FK7-HD 12 NM | 2722.73
1FK7080-2AH71-1UA2 | SYNCHRONOUS MOTOR 1FK7-CT 8 NM | 1840
1FK7080-2AH71-1UB2 | SYNCHRONOUS MOTOR 1FK7-CT 8 NM | 2248.28
1FK7083-2AH71-1PG2 | SYNCHRONOUS MOTOR 1FK7-CT 16 NM | 2077.01
1FK7083-2AH71-1PH2 | SYNCHRONOUS MOTOR 1FK7-CT 16 NM | 2485.26
1FK7085-4CF71-1BA2 | SYNCHRONOUS MOTOR 1FK7-HD 22 NM | 3549.83
1FK7085-4CF71-1CA2 | SYNCHRONOUS MOTOR 1FK7-HD 22 NM | 3959.34
1FK7086-4CF71-1BH0 | SYNCHRONOUS MOTOR 1FK7-HD 28 NM | 4250.12
1FK7086-4CF71-1CG1 | SYNCHRONOUS MOTOR 1FK7-HD 28 NM | 4305.14
1FK7086-4CF71-1DH0 | SYNCHRONOUS MOTOR 1FK7-HD 28 NM | 4339
1FK7085-4CF71-1QA0 | SYNCHRONOUS MOTOR 1FK7-HD 22 NM | 2912.58
1FK7085-4CF71-1QB1 | SYNCHRONOUS MOTOR 1FK7-HD 22 NM | 3470.4
1FK7085-4CF71-1RG2 | SYNCHRONOUS MOTOR 1FK7-HD 22 NM | 3333.45
1FK7086-4CF71-1PA0 | SYNCHRONOUS MOTOR 1FK7-HD 28 NM | 3239.71
1FK7086-4CF71-1PH0 | SYNCHRONOUS MOTOR 1FK7-HD 28 NM | 3600.21
1FK7086-4CF71-1QB1 | SYNCHRONOUS MOTOR 1FK7-HD 28 NM | 3911.84
1FK7086-4CF71-1QH0 | SYNCHRONOUS MOTOR 1FK7-HD 28 NM | 3714.52
1FK7086-4CF71-1RG0 | SYNCHRONOUS MOTOR 1FK7-HD 28 NM | 3673.23
1FT7034-5AK71-1FH2 | SYNCHRONOUS MOTOR 1FT7 | 5144.23
1FT7044-5AF70-1DB3 | SYNCHRONOUS MOTOR 1FT7 | 4937.13
1FL6034-2AF21-1LG1 | SERVOMOTOR 1FL6;3AC 230V | 772.2
1FT7034-5AK71-1LG5 | SYNCHRONOUS MOTOR 1FT7 | 4864.15
1FL6034-2AF21-1LH1 | SERVOMOTOR 1FL6;3AC 230V | 966.18
1FK7103-3BF71-1CH1 | SYNCHRONOUS MOTOR 1FK7-HI 36 NM | 4399.73
1FT7044-5AF71-1BG2 | SYNCHRONOUS MOTOR 1FT7 | 4130.94
1FT7044-5AF71-1DA1 | SYNCHRONOUS MOTOR 1FT7 | 4131.52
1FT7034-5AK74-1MH1 | SYNCHRONOUS MOTOR 1FT7 | 4590.51
1FT7044-5AF71-1DB1 | SYNCHRONOUS MOTOR 1FT7 | 4873.66
1FT7034-5AK75-1NH0 | SYNCHRONOUS MOTOR 1FT7 | 3670.13
1FT7044-5AF71-1FD2 | SYNCHRONOUS MOTOR 1FT7 | 5218.7
1FT7036-5AK70-1DA2 | SYNCHRONOUS MOTOR 1FT7 | 3779.62
1FT7044-5AF71-1LH2 | SYNCHRONOUS MOTOR 1FT7 | 6026.41
1FT7036-5AK70-1DG3 | SYNCHRONOUS MOTOR 1FT7 | 3756.9
1FT7036-5AK70-1FH3 | SYNCHRONOUS MOTOR 1FT7 | 5272.35
1FT7036-5AK71-1BA1 | SYNCHRONOUS MOTOR 1FT7 | 3606.65
1FT7044-5AK70-1CD3 | SYNCHRONOUS MOTOR 1FT7 | 5109.16
1FT7044-5AK70-1CG1 | SYNCHRONOUS MOTOR 1FT7 | 4873.06
1FT7036-5AK71-1CA2 | SYNCHRONOUS MOTOR 1FT7 | 4521.18
1FT7044-5AK70-1DA2 | SYNCHRONOUS MOTOR 1FT7 | 4217.72
1FT7036-5AK71-1DB3 | SYNCHRONOUS MOTOR 1FT7 | 4443.99
1FT7036-5AK71-1FE4 | SYNCHRONOUS MOTOR 1FT7 | 5550.29
1FT7044-5AK70-1CH0 | SYNCHRONOUS MOTOR 1FT7 | 5511.09
1FT7044-5AK70-1KG2 | SYNCHRONOUS MOTOR 1FT7 | 4455.93
1FT7084-5AH70-1CG1 | SYNCHRONOUS MOTOR 1FT7 | 6089.25
1FT7082-1AF70-1CH1 | SYNCHRONOUS MOTOR 1FT7 | 4941.31
1FT7084-5AH70-1DH0 | SYNCHRONOUS MOTOR 1FT7 | 6215.58
1FT7082-5AF70-1CG2 | SYNCHRONOUS MOTOR 1FT7 | 5361.45
1FT7082-5AC70-1BB1 | SYNCHRONOUS MOTOR 1FT7 | 5418.94
1FT7082-5AC70-1BG3 | SYNCHRONOUS MOTOR 1FT7 | 4510.4
1FT7082-5AC70-1CD5 | SYNCHRONOUS MOTOR 1FT7 | 5702.86
1FT7082-5AF70-1FG1 | SYNCHRONOUS MOTOR 1FT7 | 5362.05
1FT7084-5AH70-1FG0 | SYNCHRONOUS MOTOR 1FT7 | 6071.92
1FT7084-5AH70-1CH0 | SYNCHRONOUS MOTOR 1FT7 | 6957.15
1FT7084-5AH70-1CH2 | SYNCHRONOUS MOTOR 1FT7 | 7147.48
1FT7082-5AF71-1BA5 | SYNCHRONOUS MOTOR 1FT7 | 4701.92
1FT7082-5AF71-1BG1 | SYNCHRONOUS MOTOR 1FT7 | 4446.92
1FT7082-5AC70-1FB3 | SYNCHRONOUS MOTOR 1FT7 | 6397.52
1FT7082-5AC70-1CH1 | SYNCHRONOUS MOTOR 1FT7 | 6247.26
1FT7105-5AB71-1DB0 | SYNCHRONOUS MOTOR 1FT7 | 8710.1
1FT7105-5AB71-1DH0 | SYNCHRONOUS MOTOR 1FT7 | 8710.1
1FT7108-5AC74-1NA0 | SYNCHRONOUS MOTOR 1FT7 | 9336.77
1FT7102-5AC71-1BG0 | SYNCHRONOUS MOTOR 1FT7 | 5874.98
1FT7102-5AC71-1BH1 | SYNCHRONOUS MOTOR 1FT7 | 7075.56
1FT7108-5AF70-1CK1 | SYNCHRONOUS MOTOR 1FT7 | 10810.5
1FT7105-5SF71-1CG3 | SYNCHRONOUS MOTOR 1FT7 | 9217.07
1FT7102-5AF71-1DB1 | SYNCHRONOUS MOTOR 1FT7 | 7162.36
1FT7108-5SC75-1MA0 | SYNCHRONOUS MOTOR 1FT7 | 10847.34
1FT7105-5AC71-1FD1 | SYNCHRONOUS MOTOR 1FT7 | 8718.73
1FT7105-5AC71-1FH3 | SYNCHRONOUS MOTOR 1FT7 | 9706.04
1FT7105-5WF71-8BB0 | SYNCHRONOUS MOTOR 1FT7 | 9317.61
1FT7108-5AB70-1BH2 | SYNCHRONOUS MOTOR 1FT7 | 10992.22
1FT7102-5AF71-1FA1 | SYNCHRONOUS MOTOR 1FT7 | 6894.22
1FT7108-5SF70-1BA1 | SYNCHRONOUS MOTOR 1FT7 | 10503.85
1FT7108-5AB70-1FB0 | SYNCHRONOUS MOTOR 1FT7 | 11717.02
1FT7108-5AB70-1CH0 | SYNCHRONOUS MOTOR 1FT7 | 11630.24
1FT7105-5AF70-1CG2 | SYNCHRONOUS MOTOR 1FT7 | 8545.51
1FT7108-5AB71-1BA0 | SYNCHRONOUS MOTOR 1FT7 | 9705.43
1FT7108-5SF70-1CG1 | SYNCHRONOUS MOTOR 1FT7 | 11332.18
1FT7108-5SF70-3BB0 | SYNCHRONOUS MOTOR 1FT7 | 11496.21
1FT7108-5AB71-1BH2 | SYNCHRONOUS MOTOR 1FT7 | 10992.22
1FT7105-5AF70-1FH2 | SYNCHRONOUS MOTOR 1FT7 | 9728.78
1FT7108-5SF70-4CB0 | SYNCHRONOUS MOTOR 1FT7 | 12324.53
1FT7108-5SF71-1BA1 | SYNCHRONOUS MOTOR 1FT7 | 10503.85
1FT7108-5SF71-1BB1 | SYNCHRONOUS MOTOR 1FT7 | 11600.32
1FT7108-5AB71-1CB0 | SYNCHRONOUS MOTOR 1FT7 | 11630.24
1FT7108-5AB71-1CB3 | SYNCHRONOUS MOTOR 1FT7 | 11797.81
1FT7108-5SF71-4BB0 | SYNCHRONOUS MOTOR 1FT7 | 11496.21
1FT7108-5AB71-1DA2 | SYNCHRONOUS MOTOR 1FT7 | 9982.53
1FT7108-5SF71-4BL3 | SYNCHRONOUS MOTOR 1FT7 | 11836.14
1FT7105-5AF71-1BH0 | SYNCHRONOUS MOTOR 1FT7 | 8623.33
1FT7108-5SF71-5CH1 | SYNCHRONOUS MOTOR 1FT7 | 12428.64
1FK2106-4AF00-0MB0 | SYNCHRONOUS MOTOR 1FK2 HD 12 NM | 1804.04
1FK2210-3AB01-0SB0 | SYNCHRONOUS MOTOR 1FK2 CT 30 NM | 2626.55
1FK2106-6AF00-0SA0 | SYNCHRONOUS MOTOR 1FK2 HD 16 NM | 1799.74
1FK2210-3AB11-1SA0 | SYNCHRONOUS MOTOR 1FK2 CT 30 NM | 3030.45
1FK7022-5AK71-1VH5 | SYNCHRONOUS SERVOMOTOR, 1FK7 | 2227.57
1FK2210-3AC10-0SA0 | Synchronous motor 1FK2-CT 30 NM | 2953.7
1FK2106-6AF01-1MB0 | SYNCHRONOUS MOTOR 1FK2 HD 16 NM | 2151.32
1FK2210-4AB11-0SB0 | SYNCHRONOUS MOTOR 1FK2 CT 40 NM | 3601.95
1FK7033-4CF21-1PA1 | SYNCHRONOUS MOTOR 1FK7-HD 1,3 NM | 1533.94
1FK7033-4CK71-1BA0 | SYNCHRONOUS MOTOR 1FK7-HD 1,3 NM | 2082.15
1FK2306-2AC10-0MB0 | SYNCHRONOUS MOTOR 1FK2-HI 6 NM | 1755.79
1FK7033-4CK71-1CA0 | SYNCHRONOUS MOTOR 1FK7-HD 1,3 NM | 2491.67
1FK7032-2AF21-1BA2 | SYNCHRONOUS MOTOR 1FK7-CT 1,2 NM | 1912.4
1FK2306-2AC11-0SB0 | SYNCHRONOUS MOTOR 1FK2-HI 6 NM | 1557.7
1FK7033-4CK71-1CG0 | SYNCHRONOUS MOTOR 1FK7-HD 1,3 NM | 2396.02
1FK2306-4AC10-1SB0 | SYNCHRONOUS MOTOR 1FK2-HI 12 NM | 1882.77
1FK7032-2AF21-1CA0 | SYNCHRONOUS MOTOR 1FK7-CT 1,2 NM | 2186.11
1FK7034-2AK71-1FH0 | SYNCHRONOUS MOTOR 1FK7-CT 1,6 NM | 2781.43
1FK2308-4AB00-1MB0 | SYNCHRONOUS MOTOR 1FK2-HI 22 NM | 2403.22
1FK7032-2AF21-1CH2 | SYNCHRONOUS MOTOR 1FK7-CT 1,2 NM | 2408.21
1FK7042-2AC71-1UG2 | SYNCHRONOUS MOTOR 1FK7-CT 3 NM | 1372.48
1FK7043-4CK71-1PB0 | SYNCHRONOUS MOTOR 1FK7-HD 3,5 NM | 1863.87
1FK7043-4CK71-1QB1 | SYNCHRONOUS MOTOR 1FK7-HD 3,5 NM | 2079.84
1FK7043-4CK71-1QH1 | SYNCHRONOUS MOTOR 1FK7-HD 3,5 NM | 1981.71
1FK7043-4CK71-1UG0 | SYNCHRONOUS MOTOR 1FK7-HD 3,5 NM | 1478.83
1FK7042-2AK71-1FH0 | SYNCHRONOUS MOTOR 1FK7-CT 3 NM | 2865.01
1FK7044-4CF71-1RH2 | SYNCHRONOUS MOTOR 1FK7-HD 4,5 NM | 2475.06
1FK7043-4CK71-1UH0 | SYNCHRONOUS MOTOR 1FK7-HD 3,5 NM | 1765.74
1FK7042-2AK71-1PH2 | SYNCHRONOUS MOTOR 1FK7-CT 3 NM | 1629.28
1FT7034-5AK74-1MK5 | SYNCHRONOUS MOTOR 1FT7 | 4331.04
1FT7034-5AK74-1NG0 | SYNCHRONOUS MOTOR 1FT7 | 2983.03
1FT7044-5AF71-1DB0 | SYNCHRONOUS MOTOR 1FT7 | 4769.52
1FT7044-5AF71-1FA1 | SYNCHRONOUS MOTOR 1FT7 | 4959.88
1FT7044-5AF71-1FB0 | SYNCHRONOUS MOTOR 1FT7 | 5597.87
1FL6054-2AF21-2LB1 | SERVOMOTOR 1FL6;3AC 230V | 1711.42
1FL6054-2AF21-2LG1 | SERVOMOTOR 1FL6;3AC 230V | 1460.16
1FT7036-5AK70-1CG1 | SYNCHRONOUS MOTOR 1FT7 | 4434.98
1FT7036-5AK70-1CG2 | SYNCHRONOUS MOTOR 1FT7 | 4521.18
1FT7036-5AK70-1CG5 | SYNCHRONOUS MOTOR 1FT7 | 4689.97
1FK7105-2AC71-1DA0 | SYNCHRONOUS MOTOR 1FK7-CT 48 NM | 5327.25
1FT7044-5AK70-1BH1 | SYNCHRONOUS MOTOR 1FT7 | 4786.87
1FT7044-5AK70-1CA2 | SYNCHRONOUS MOTOR 1FT7 | 4959.28
1FT7044-5AK70-1CA5 | SYNCHRONOUS MOTOR 1FT7 | 5128.06
1FT7044-5AK70-1CB0 | SYNCHRONOUS MOTOR 1FT7 | 5511.09
1FT7036-5AK71-1CB2 | SYNCHRONOUS MOTOR 1FT7 | 5208.28
1FT7036-5AK71-1DA1 | SYNCHRONOUS MOTOR 1FT7 | 3693.42
1FT7036-5AK71-1DA3 | SYNCHRONOUS MOTOR 1FT7 | 3756.9
1FT7084-5AH70-1DA3 | SYNCHRONOUS MOTOR 1FT7 | 5411.17
1FT7084-5AH70-1DG0 | SYNCHRONOUS MOTOR 1FT7 | 5243.58
1FT7082-5AF70-1BH0 | SYNCHRONOUS MOTOR 1FT7 | 5314.82
1FT7082-5AF70-1CG0 | SYNCHRONOUS MOTOR 1FT7 | 5171.13
1FT7082-5AC70-1CA0 | SYNCHRONOUS MOTOR 1FT7 | 5171.13
1FT7082-5AC70-1CA1 | SYNCHRONOUS MOTOR 1FT7 | 5275.25
1FT7082-5AC70-1CA2 | SYNCHRONOUS MOTOR 1FT7 | 5361.45
1FT7084-5AH70-1FG1 | SYNCHRONOUS MOTOR 1FT7 | 6176.07
1FT7084-5AH70-1FG2 | SYNCHRONOUS MOTOR 1FT7 | 6262.25
1FT7084-5AH70-1FG5 | SYNCHRONOUS MOTOR 1FT7 | 6431.05
1FT7084-5AH70-1FH0 | SYNCHRONOUS MOTOR 1FT7 | 7043.94
1FT7084-5AH70-1FH1 | SYNCHRONOUS MOTOR 1FT7 | 7148.07
1FT7082-5AC70-1DB1 | SYNCHRONOUS MOTOR 1FT7 | 5505.71
1FT7082-5AC70-1DB4 | SYNCHRONOUS MOTOR 1FT7 | 5674.52
1FT7084-5AH71-1BG0 | SYNCHRONOUS MOTOR 1FT7 | 5156.81
1FT7064-5AF71-1BH0 | SYNCHRONOUS MOTOR 1FT7 | 5202.22
1FT7084-5AH71-1CA2 | SYNCHRONOUS MOTOR 1FT7 | 6175.47
1FT7084-5AH71-1CB2 | SYNCHRONOUS MOTOR 1FT7 | 7147.48
1FT7064-5AF71-1CB4 | SYNCHRONOUS MOTOR 1FT7 | 6303.47
1FT7064-5AF71-1CD5 | SYNCHRONOUS MOTOR 1FT7 | 5702.86
1FT7082-5AC71-1BG3 | SYNCHRONOUS MOTOR 1FT7 | 4510.4
1FT7084-5AH71-1CK5 | SYNCHRONOUS MOTOR 1FT7 | 6516.86
1FT7084-5AH71-1DA2 | SYNCHRONOUS MOTOR 1FT7 | 5433.91
1FT7064-5AF71-1DA1 | SYNCHRONOUS MOTOR 1FT7 | 4533.69
1FT7082-5AC71-1CG1 | SYNCHRONOUS MOTOR 1FT7 | 5275.25
1FT7064-5AF71-1DH5 | SYNCHRONOUS MOTOR 1FT7 | 5648.12
1FT7064-5AF71-1DK4 | SYNCHRONOUS MOTOR 1FT7 | 4875.13
1FT7064-5AF71-1DL2 | SYNCHRONOUS MOTOR 1FT7 | 5649.33
1FT7064-5AF71-1FB2 | SYNCHRONOUS MOTOR 1FT7 | 6307.67
1FT7084-5AH71-1FB0 | SYNCHRONOUS MOTOR 1FT7 | 7043.94
1FT7084-5AH71-1FG3 | SYNCHRONOUS MOTOR 1FT7 | 6239.52
1FT7086-5AC71-1BG5 | SYNCHRONOUS MOTOR 1FT7 | 6569.24
1FT7086-5WC71-1BH1 | SYNCHRONOUS MOTOR 1FT7 | 7980.56
1FT7086-5WC71-1DH3 | SYNCHRONOUS MOTOR 1FT7 | 8130.81
1FT7086-5WC71-1LG1 | SYNCHRONOUS MOTOR 1FT7 | 8161.89
1FT7084-5AF70-1DG0 | SYNCHRONOUS MOTOR 1FT7 | 5243.58
1FT7084-5AF70-1DH0 | SYNCHRONOUS MOTOR 1FT7 | 6215.58
1FT7086-5AC71-1CG2 | SYNCHRONOUS MOTOR 1FT7 | 7228.81
1FT7102-5AB71-1CB3 | SYNCHRONOUS MOTOR 1FT7 | 7967.37
1FT7102-5AB71-1CG0 | SYNCHRONOUS MOTOR 1FT7 | 6703.32
1FT7086-5AC71-1DA2 | SYNCHRONOUS MOTOR 1FT7 | 6487.24
1FT7086-5WF71-1BG1 | SYNCHRONOUS MOTOR 1FT7 | 7008.54
1FT7102-5AB71-1FH2 | SYNCHRONOUS MOTOR 1FT7 | 8076.91
1FT7084-5AF70-1FL1 | SYNCHRONOUS MOTOR 1FT7 | 7317.96
1FT7086-5AC71-1FB1 | SYNCHRONOUS MOTOR 1FT7 | 8201.39
1FT7086-5WF71-1CH2 | SYNCHRONOUS MOTOR 1FT7 | 8895.1
1FT7086-5WH71-1BG2 | SYNCHRONOUS MOTOR 1FT7 | 7094.75
1FT7084-5AF71-1BG1 | SYNCHRONOUS MOTOR 1FT7 | 5260.92
1FT7082-5AC71-1DH1 | SYNCHRONOUS MOTOR 1FT7 | 5505.71
1FT7082-5AC71-1DK1 | SYNCHRONOUS MOTOR 1FT7 | 4706.33
1FT7082-5AF71-1CH2 | SYNCHRONOUS MOTOR 1FT7 | 6333.45
1FT7082-5AF71-1KH2 | SYNCHRONOUS MOTOR 1FT7 | 5830.1
1FT7084-5AH71-1FA1 | SYNCHRONOUS MOTOR 1FT7 | 6176.07
1FT7084-5AH71-1FA2 | SYNCHRONOUS MOTOR 1FT7 | 6262.25
1FT7086-5WC70-1CG3 | SYNCHRONOUS MOTOR 1FT7 | 7900.35
1FT7086-5WC70-1DG0 | SYNCHRONOUS MOTOR 1FT7 | 6991.2
1FT7084-5AF70-1BG0 | SYNCHRONOUS MOTOR 1FT7 | 5156.81
1FT7084-5AF70-1BH0 | SYNCHRONOUS MOTOR 1FT7 | 6128.82
1FT7084-5AF70-1CA1 | SYNCHRONOUS MOTOR 1FT7 | 6089.25
1FT7086-5WC71-1DH1 | SYNCHRONOUS MOTOR 1FT7 | 8067.34
1FT7102-5AB71-1BH0 | SYNCHRONOUS MOTOR 1FT7 | 6971.44
1FT7102-5AB71-1CA0 | SYNCHRONOUS MOTOR 1FT7 | 6703.32
1FT7084-5AF70-1CG0 | SYNCHRONOUS MOTOR 1FT7 | 5985.13
1FT7086-5WC74-1MG0 | SYNCHRONOUS MOTOR 1FT7 | 7352.06
1FT7086-5WF70-1CK4 | SYNCHRONOUS MOTOR 1FT7 | 8178.31
1FT7086-5AC71-1CB1 | SYNCHRONOUS MOTOR 1FT7 | 8114.6
1FT7102-5AB71-1DA2 | SYNCHRONOUS MOTOR 1FT7 | 6152.06
1FT7102-5AB71-1DG2 | SYNCHRONOUS MOTOR 1FT7 | 6152.06
1FT7102-5AB71-1DH0 | SYNCHRONOUS MOTOR 1FT7 | 7058.22
1FT7102-5AB71-1DH1 | SYNCHRONOUS MOTOR 1FT7 | 7162.36
1FT7086-5WF71-1CG0 | SYNCHRONOUS MOTOR 1FT7 | 7732.76
1FT7086-5AC71-1DG5 | SYNCHRONOUS MOTOR 1FT7 | 6656.03
1FT7086-5AC71-1DH3 | SYNCHRONOUS MOTOR 1FT7 | 7436.51
1FT7086-5WF71-1DG0 | SYNCHRONOUS MOTOR 1FT7 | 6991.2
1FT7086-5WF71-1DG4 | SYNCHRONOUS MOTOR 1FT7 | 7264.12
1FT7086-5WH70-1FG2 | SYNCHRONOUS MOTOR 1FT7 | 8009.88
1FT7084-5AF71-1BK5 | SYNCHRONOUS MOTOR 1FT7 | 5688.53
1FT7086-5AC71-1FH3 | SYNCHRONOUS MOTOR 1FT7 | 8264.87
1FT7086-5WH71-1DG1 | SYNCHRONOUS MOTOR 1FT7 | 7095.33
1FT7086-5WH71-1FH0 | SYNCHRONOUS MOTOR 1FT7 | 8791.58
1FT7102-5AC70-1BA0 | SYNCHRONOUS MOTOR 1FT7 | 5874.98
1FT7102-5AC70-1BA3 | SYNCHRONOUS MOTOR 1FT7 | 6042.57
1FT7102-5AC70-1CA1 | SYNCHRONOUS MOTOR 1FT7 | 6807.43
1FT7102-5AC70-1CB0 | SYNCHRONOUS MOTOR 1FT7 | 7799.77
1FT7084-5AF71-1DG2 | SYNCHRONOUS MOTOR 1FT7 | 5433.91
1FT7084-5AF71-1DG3 | SYNCHRONOUS MOTOR 1FT7 | 5411.17
1FT7102-5AC70-1FB1 | SYNCHRONOUS MOTOR 1FT7 | 7990.7
1FT7102-5AC70-1FG0 | SYNCHRONOUS MOTOR 1FT7 | 6790.11
1FT7102-5AC70-1FG3 | SYNCHRONOUS MOTOR 1FT7 | 6957.69
1FT7102-5AC70-1CH0 | SYNCHRONOUS MOTOR 1FT7 | 7799.77
1FT7108-5AF70-1CH2 | SYNCHRONOUS MOTOR 1FT7 | 11820.55
1FT7108-5AF71-1BA2 | SYNCHRONOUS MOTOR 1FT7 | 9895.74
1FT7108-5AF71-1BB0 | SYNCHRONOUS MOTOR 1FT7 | 10801.89
1FT7105-5AC70-1BH1 | SYNCHRONOUS MOTOR 1FT7 | 8727.45
1FE1042-6WN10-3WA2 | BUILT-IN SYNCHRONOUS MOTOR | 1107.31
1FK7032-2AF21-1UH1 | SYNCHRONOUS MOTOR 1FK7-CT 1,2 NM | 1460.05
1FK7032-2AK71-1BA0 | SYNCHRONOUS MOTOR 1FK7-CT 1,15 NM | 1819.58
1FK2204-5AF00-2SB0 | SYNCHRONOUS MOTOR 1FK2-CT 2.4 NM | 931.48
1FK7022-5AK21-1PB5 | SYNCHRONOUS SERVOMOTOR, 1FK7 | 1820.94
1FK2104-4AF00-2SA0 | Synchronous motor 1FK2-HD 1.27 NM | 840.16
1FK7022-5AK21-1VB3 | SYNCHRONOUS SERVOMOTOR, 1FK7 | 2221.91
1FK7022-5AK21-1VB8 | SYNCHRONOUS SERVOMOTOR, 1FK7 | 2447.17
1FK7032-2AK71-1QA1 | SYNCHRONOUS MOTOR 1FK7-CT 1,15 NM | 1433.05
1FK7022-5AK71-1DB2 | SYNCHRONOUS SERVOMOTOR, 1FK7 | 2450.46
1FK7040-2AK71-1BG2 | SYNCHRONOUS MOTOR 1FK7-CT 1,6 NM | 1890.45
1FK7040-2AK71-1BH1 | SYNCHRONOUS MOTOR 1FK7-CT 1,6 NM | 2147.26
1FK7040-2AK71-1BH2 | SYNCHRONOUS MOTOR 1FK7-CT 1,6 NM | 2147.26
1FK7040-2AK71-1FB0 | SYNCHRONOUS MOTOR 1FK7-CT 1,6 NM | 2892.06
1FK7042-3BK71-1CA2 | SYNCHRONOUS MOTOR 1FK7-HI 3 NM | 2406.22
1FK7042-3BK71-1QB1 | SYNCHRONOUS MOTOR 1FK7-HI 3 NM | 1819.37
1FK7042-3BK71-1QB2 | SYNCHRONOUS MOTOR 1FK7-HI 3 NM | 1819.37
1FK7042-3BK71-1QG0 | SYNCHRONOUS MOTOR 1FK7-HI 3 NM | 1381.93
1FT7084-5AH71-1BK4 | SYNCHRONOUS MOTOR 1FT7 | 5602.35
1FT7064-5AF71-1CE5 | SYNCHRONOUS MOTOR 1FT7 | 6559.66
1FT7064-5AF71-1DA0 | SYNCHRONOUS MOTOR 1FT7 | 4429.58
1FT7082-5AF71-1DB1 | SYNCHRONOUS MOTOR 1FT7 | 5505.71
1FT7082-5AC71-1CD2 | SYNCHRONOUS MOTOR 1FT7 | 5534.08
1FT7082-5AC71-1CG2 | SYNCHRONOUS MOTOR 1FT7 | 5361.45
1FT7082-5AC71-1DD2 | SYNCHRONOUS MOTOR 1FT7 | 4792.53
1FT7084-5AH71-1FA0 | SYNCHRONOUS MOTOR 1FT7 | 6071.92
1FT7082-5AF71-1CH1 | SYNCHRONOUS MOTOR 1FT7 | 6247.26
1FT7082-5AC71-1FA0 | SYNCHRONOUS MOTOR 1FT7 | 5257.92
1FT7082-5AF71-1LH2 | SYNCHRONOUS MOTOR 1FT7 | 6658.46
1FT7064-5AF71-1FA1 | SYNCHRONOUS MOTOR 1FT7 | 5362.05
1FT7084-5AH71-1FH3 | SYNCHRONOUS MOTOR 1FT7 | 7211.55
1FT7084-5AF70-1CB1 | SYNCHRONOUS MOTOR 1FT7 | 7061.26
1FT7102-5AB71-1BB1 | SYNCHRONOUS MOTOR 1FT7 | 7075.56
1FT7086-5WC71-1DG0 | SYNCHRONOUS MOTOR 1FT7 | 6991.2
1FT7084-5AF70-1DA1 | SYNCHRONOUS MOTOR 1FT7 | 5347.69
1FT7084-5AF70-1DB1 | SYNCHRONOUS MOTOR 1FT7 | 6319.72
1FT7102-5AB71-1CA2 | SYNCHRONOUS MOTOR 1FT7 | 6893.64
1FT7086-5AC71-1BL0 | SYNCHRONOUS MOTOR 1FT7 | 7352.06
1FT7086-5WF70-1FH3 | SYNCHRONOUS MOTOR 1FT7 | 8959.15
1FT7086-5AC71-1CG0 | SYNCHRONOUS MOTOR 1FT7 | 7038.48
1FT7084-5AF70-1FA2 | SYNCHRONOUS MOTOR 1FT7 | 6262.25
1FT7102-5AB71-1CG1 | SYNCHRONOUS MOTOR 1FT7 | 6807.43
1FT7102-5AB71-1DK0 | SYNCHRONOUS MOTOR 1FT7 | 6134.38
1FT7102-5AB71-1FA1 | SYNCHRONOUS MOTOR 1FT7 | 6894.22
1FT7086-5AC71-1DB2 | SYNCHRONOUS MOTOR 1FT7 | 7459.25
1FT7086-5WF71-1CA5 | SYNCHRONOUS MOTOR 1FT7 | 8091.88
1FT7084-5AF70-1FH1 | SYNCHRONOUS MOTOR 1FT7 | 7148.07
1FT7102-5AB71-1CH0 | SYNCHRONOUS MOTOR 1FT7 | 7799.77
1FT7086-5WF71-1FL4 | SYNCHRONOUS MOTOR 1FT7 | 9234.38
1FT7086-5AC71-1FA2 | SYNCHRONOUS MOTOR 1FT7 | 7315.59
1FT7084-5AF71-1BA1 | SYNCHRONOUS MOTOR 1FT7 | 5260.92
1FT7084-5AF71-1BG0 | SYNCHRONOUS MOTOR 1FT7 | 5156.81
1FT7084-5AF71-1BH0 | SYNCHRONOUS MOTOR 1FT7 | 6128.82
1FT7084-5AF71-1BK1 | SYNCHRONOUS MOTOR 1FT7 | 5433.55
1FT7084-5AF71-1CB0 | SYNCHRONOUS MOTOR 1FT7 | 6957.15
1FT7087-7SF70-1BG0 | SYNCHRONOUS MOTOR 1FT7 | 7766.27
1FT7087-7SF70-1CB0 | SYNCHRONOUS MOTOR 1FT7 | 9566.6
1FT7084-5AF71-1CK2 | SYNCHRONOUS MOTOR 1FT7 | 6348.08
1FT7084-5AF71-1DA5 | SYNCHRONOUS MOTOR 1FT7 | 5602.7
1FT7084-5AF71-1DK5 | SYNCHRONOUS MOTOR 1FT7 | 5775.31
1FT7087-7SF71-1CA1 | SYNCHRONOUS MOTOR 1FT7 | 8698.71
1FT7102-5AC70-1DH2 | SYNCHRONOUS MOTOR 1FT7 | 7248.55
1FT7086-5AF70-1BB2 | SYNCHRONOUS MOTOR 1FT7 | 7372.48
1FT7108-5AF70-1FH5 | SYNCHRONOUS MOTOR 1FT7 | 12076.12
1FT7102-5AC71-1FA0 | SYNCHRONOUS MOTOR 1FT7 | 6790.11
1FT7105-5AC70-1BB1 | SYNCHRONOUS MOTOR 1FT7 | 8727.45
1FT7105-5AC70-1BG2 | SYNCHRONOUS MOTOR 1FT7 | 7717.18
1FK7032-2AF21-1UA2 | SYNCHRONOUS MOTOR 1FK7-CT 1,2 NM | 1330.77
1FE1091-6WN10-3WC2 | BUILT-IN SYNCHRONOUS MOTOR, | 2810.46
1FK7032-2AK71-1BA1 | SYNCHRONOUS MOTOR 1FK7-CT 1,15 NM | 1912.4
1FK7032-2AK71-1BB2 | SYNCHRONOUS MOTOR 1FK7-CT 1,15 NM | 2129.73
1FK7022-5AK21-1LB2 | SYNCHRONOUS SERVOMOTOR, 1FK7 | 2880.44
1FK7022-5AK21-1PA2 | SYNCHRONOUS SERVOMOTOR, 1FK7 | 1513.26
1FK7032-2AK71-1DA0 | SYNCHRONOUS MOTOR 1FK7-CT 1,15 NM | 2121.95
1FK2204-5AF10-2MB0 | SYNCHRONOUS MOTOR 1FK2-CT 2.4 NM | 1426.63
1FK7022-5AK21-1UA3 | SYNCHRONOUS SERVOMOTOR, 1FK7 | 1423.68
1FK7022-5AK21-1UA8 | SYNCHRONOUS SERVOMOTOR, 1FK7 | 1648.92
1FK7032-2AK71-1QB2 | SYNCHRONOUS MOTOR 1FK7-CT 1,15 NM | 1650.37
1FK2104-4AK10-2SB0 | Synchronous motor 1FK2-HD 1.27 NM | 1060.46
1FK7022-5AK71-1DB0 | SYNCHRONOUS SERVOMOTOR, 1FK7 | 2341.53
1FK7040-2AK71-1CB1 | SYNCHRONOUS MOTOR 1FK7-CT 1,6 NM | 2601.59
1FK7040-2AK71-1CG1 | SYNCHRONOUS MOTOR 1FK7-CT 1,6 NM | 2256.98
1FT7086-5WH71-1CG2 | SYNCHRONOUS MOTOR 1FT7 | 7923.09
1FT7084-5AF71-1CG2 | SYNCHRONOUS MOTOR 1FT7 | 6175.47
1FT7102-5AC70-1DA0 | SYNCHRONOUS MOTOR 1FT7 | 5961.76
1FT7084-5AF71-1FA1 | SYNCHRONOUS MOTOR 1FT7 | 6176.07
1FT7087-7SF71-1BG0 | SYNCHRONOUS MOTOR 1FT7 | 7766.27
1FT7087-7SF71-1BH0 | SYNCHRONOUS MOTOR 1FT7 | 8738.27
1FT7086-5AF70-1BG0 | SYNCHRONOUS MOTOR 1FT7 | 6210.15
1FT7086-5AF70-1BG1 | SYNCHRONOUS MOTOR 1FT7 | 6314.26
1FT7108-5AF70-1FH3 | SYNCHRONOUS MOTOR 1FT7 | 11884.6
1FT7108-5AF71-1BG0 | SYNCHRONOUS MOTOR 1FT7 | 9705.43
1FT7108-5AF71-1BH2 | SYNCHRONOUS MOTOR 1FT7 | 10992.22
1FT7102-5AC71-1FH3 | SYNCHRONOUS MOTOR 1FT7 | 8054.15
1FT7102-5AC71-1CH0 | SYNCHRONOUS MOTOR 1FT7 | 7799.77
1FK7022-5AK21-1DA5 | SYNCHRONOUS SERVOMOTOR, 1FK7 | 2248.31
1FK7022-5AK21-1DB5 | SYNCHRONOUS SERVOMOTOR, 1FK7 | 2503.23
1FK7022-5AK21-1DG5 | SYNCHRONOUS SERVOMOTOR, 1FK7 | 2147.9
1FK7022-5AK21-1LG2 | SYNCHRONOUS SERVOMOTOR, 1FK7 | 2525.11
1FK7022-5AK21-1LH5 | SYNCHRONOUS SERVOMOTOR, 1FK7 | 2830.01
1FK7032-2AK71-1CG0 | SYNCHRONOUS MOTOR 1FK7-CT 1,15 NM | 2100.49
1FK7032-2AK71-1FH1 | SYNCHRONOUS MOTOR 1FK7-CT 1,15 NM | 2777.63
1FK2104-4AF10-2SB0 | Synchronous motor 1FK2-HD 1.27 NM | 1060.46
1FK2204-5AK00-2SB0 | SYNCHRONOUS MOTOR 1FK2-CT 2.4 NM | 931.48
1FK7022-5AK21-1VG8 | SYNCHRONOUS SERVOMOTOR, 1FK7 | 2091.84
1FK7022-5AK24-1AA5 | SYNCHRONOUS SERVOMOTOR, 1FK7 | 1948.94
1FK7022-5AK24-1JG3 | SYNCHRONOUS SERVOMOTOR, 1FK7 | 1587.53
1FK2205-2AF00-0MB0 | SYNCHRONOUS MOTOR 1FK2 CT 3,6 NM | 1280.87
1FK7022-5AK71-1DG2 | SYNCHRONOUS SERVOMOTOR, 1FK7 | 2095.11
1FK7040-2AK71-1DB0 | SYNCHRONOUS MOTOR 1FK7-CT 1,6 NM | 2482.52
1FK7040-2AK71-1DG2 | SYNCHRONOUS MOTOR 1FK7-CT 1,6 NM | 2199.14
1FK7042-3BK71-1BB0 | SYNCHRONOUS MOTOR 1FK7-HI 3 NM | 2205.92
1FK7042-3BK71-1BB1 | SYNCHRONOUS MOTOR 1FK7-HI 3 NM | 2298.7
1FK7042-2AF21-1UH1 | SYNCHRONOUS MOTOR 1FK7-CT 3 NM | 1629.28
1FK7042-3BK71-1DA1 | SYNCHRONOUS MOTOR 1FK7-HI 3 NM | 2367.89
1FK7034-2AF21-1CA1 | SYNCHRONOUS MOTOR 1FK7-CT 1,6 NM | 2373.27
1FK7034-2AF21-1CA2 | SYNCHRONOUS MOTOR 1FK7-CT 1,6 NM | 2373.27
1FK7034-2AF21-1DA2 | SYNCHRONOUS MOTOR 1FK7-CT 1,6 NM | 2331.11
1FK7040-2AK71-1UB1 | SYNCHRONOUS MOTOR 1FK7-CT 1,6 NM | 1653.44
1FK7034-2AF21-1CH1 | SYNCHRONOUS MOTOR 1FK7-CT 1,6 NM | 2502.58
1FK7034-2AF21-1PB2 | SYNCHRONOUS MOTOR 1FK7-CT 1,6 NM | 1642.42
1FK7034-2AF21-1QA0 | SYNCHRONOUS MOTOR 1FK7-CT 1,6 NM | 1434.6
1FK7034-2AF21-1QA1 | SYNCHRONOUS MOTOR 1FK7-CT 1,6 NM | 1527.4
1FK7042-2AF71-1FB0 | SYNCHRONOUS MOTOR 1FK7-CT 3 NM | 2963.16
1FK7034-2AF21-1QA2 | SYNCHRONOUS MOTOR 1FK7-CT 1,6 NM | 1527.4
1FK7034-2AF21-1RB0 | SYNCHRONOUS MOTOR 1FK7-CT 1,6 NM | 2023.22
1FK7060-2AH71-1CH0 | SYNCHRONOUS MOTOR 1FK7-CT 6 NM | 2743.64
1FK7060-2AH71-1PG2 | SYNCHRONOUS MOTOR 1FK7-CT 6 NM | 1585.36
1FK7044-4CH71-1PG1 | SYNCHRONOUS MOTOR 1FK7-HD 4,5 NM | 1659
1FK7044-4CH71-1PH0 | SYNCHRONOUS MOTOR 1FK7-HD 4,5 NM | 1844.25
1FK7044-4CH71-1RG1 | SYNCHRONOUS MOTOR 1FK7-HD 4,5 NM | 2188.12
1FK7062-2AH71-1UB2 | SYNCHRONOUS MOTOR 1FK7-CT 8,5 NM | 2100.39
1FK7062-2AH71-1UG2 | SYNCHRONOUS MOTOR 1FK7-CT 8,5 NM | 1714.11
1FK7060-2AH74-1GA0 | SYNCHRONOUS MOTOR 1FK7-CT 6 NM | 1984.01
1FK7060-3BF71-1CG1 | SYNCHRONOUS MOTOR 1FK7-HI 6 NM | 2533.52
1FK7060-3BF71-1CG2 | SYNCHRONOUS MOTOR 1FK7-HI 6 NM | 2533.52
1FK7060-3BF71-1DH2 | SYNCHRONOUS MOTOR 1FK7-HI 6 NM | 2846.55
1FK7062-3BF71-1BG2 | SYNCHRONOUS MOTOR 1FK7-HI 8.5 NM | 2295.78
1FK7080-2AF71-1CA0 | SYNCHRONOUS MOTOR 1FK7-CT 8 NM | 2695.31
1FK7080-2AF71-1CB0 | SYNCHRONOUS MOTOR 1FK7-CT 8 NM | 3103.61
1FK7064-4CF71-1CB2 | SYNCHRONOUS MOTOR 1FK7-HD 12 NM | 3684.6
1FK7061-4CH71-1BB2 | SYNCHRONOUS MOTOR 1FK7-HD 6,4 NM | 2973.52
1FK7061-4CH71-1BH2 | SYNCHRONOUS MOTOR 1FK7-HD 6,4 NM | 2880.36
1FK7063-2AC71-1UA2 | SYNCHRONOUS MOTOR 1FK7-CT 11 NM | 1892.66
1FK7063-2AC71-1UB2 | SYNCHRONOUS MOTOR 1FK7-CT 11 NM | 2193.32
1FK7062-2AF71-1RB2 | SYNCHRONOUS MOTOR 1FK7-CT 8,5 NM | 2573.97
1FK7063-2AH71-1BB2 | SYNCHRONOUS MOTOR 1FK7-CT 11 NM | 2774.95
1FK7063-2AH71-1CA2 | SYNCHRONOUS MOTOR 1FK7-CT 11 NM | 2840.82
1FK7063-2AH71-1PG1 | SYNCHRONOUS MOTOR 1FK7-CT 11 NM | 1807.07
1FK7063-2AH71-1QA2 | SYNCHRONOUS MOTOR 1FK7-CT 11 NM | 1994.95
1FK7063-2AH71-1QH1 | SYNCHRONOUS MOTOR 1FK7-CT 11 NM | 2212.27
1FK7063-2AF71-1DA1 | SYNCHRONOUS MOTOR 1FK7-CT 11 NM | 2851.46
1FK7083-2AH71-1QG1 | SYNCHRONOUS MOTOR 1FK7-CT 16 NM | 2179.3
1FK7081-2AC71-1CA2 | SYNCHRONOUS MOTOR 1FK7-CT 12 NM | 3003.94
1FK7081-2AC71-1DA0 | SYNCHRONOUS MOTOR 1FK7-CT 12 NM | 2932.08
1FK7081-2AH71-1UA0 | SYNCHRONOUS MOTOR 1FK7-CT 12 NM | 1962.98
1FK7083-2AH71-1UA2 | SYNCHRONOUS MOTOR 1FK7-CT 16 NM | 2162.61
1FK7081-2AC71-1RH1 | SYNCHRONOUS MOTOR 1FK7-CT 12 NM | 2852.01
1FK7081-2AC71-1UA2 | SYNCHRONOUS MOTOR 1FK7-CT 12 NM | 2055.76
1FK7101-2AC71-1PB0 | SYNCHRONOUS MOTOR 1FK7-CT 27 NM | 3042.15
1FK7103-2AC71-1DA1 | SYNCHRONOUS MOTOR 1FK7-CT 36 NM | 4251.81
1FK7103-2AC71-1FG0 | SYNCHRONOUS MOTOR 1FK7-CT 36 NM | 4464.02
1FK7101-2AC71-1UA0 | SYNCHRONOUS MOTOR 1FK7-CT 27 NM | 2633.87
1FK7086-4SF71-1QB0 | SYNCHRONOUS MOTOR 1FK7-HD 38 NM | 5331.27
1FK7086-4SF71-1RG0 | SYNCHRONOUS MOTOR 1FK7-HD 38 NM | 5194.33
1FK7105-2AC71-1UA2 | SYNCHRONOUS MOTOR 1FK7-CT 48 NM | 4199.43
1FK7100-2AC71-1BA1 | SYNCHRONOUS MOTOR 1FK7-CT 18 NM | 2990.13
1FT7044-5AK71-1BE0 | SYNCHRONOUS MOTOR 1FT7 | 4852.72
1FT7066-5AF70-1BH1 | SYNCHRONOUS MOTOR 1FT7 | 5641.54
1FT7036-5AK71-1LB0 | SYNCHRONOUS MOTOR 1FT7 | 5342.97
1FT7044-5AK71-1DB2 | SYNCHRONOUS MOTOR 1FT7 | 4959.85
1FT7066-5AF70-1CG5 | SYNCHRONOUS MOTOR 1FT7 | 5865.42
1FT7036-5AK74-1MG0 | SYNCHRONOUS MOTOR 1FT7 | 3950.13
1FT7062-5AF74-1NG2 | SYNCHRONOUS MOTOR 1FT7 | 3704.86
1FT7062-5AK70-1CG0 | SYNCHRONOUS MOTOR 1FT7 | 4711.53
1FT7062-5AK70-1FB2 | SYNCHRONOUS MOTOR 1FT7 | 5848.09
1FT7042-5AF70-1CG2 | SYNCHRONOUS MOTOR 1FT7 | 4566.64
1FT7044-5AK74-1MH0 | SYNCHRONOUS MOTOR 1FT7 | 5130.37
1FT7046-5AF70-1BA5 | SYNCHRONOUS MOTOR 1FT7 | 4630.12
1FT7042-5AF70-1DA2 | SYNCHRONOUS MOTOR 1FT7 | 3825.07
1FT7066-5AF71-1BG5 | SYNCHRONOUS MOTOR 1FT7 | 5037.09
1FT7062-5AK71-1FA1 | SYNCHRONOUS MOTOR 1FT7 | 4902.46
1FT7046-5AF70-1DA1 | SYNCHRONOUS MOTOR 1FT7 | 4461.91
1FT7066-5AF71-1BH2 | SYNCHRONOUS MOTOR 1FT7 | 5727.72
1FT7066-5AF71-1CB0 | SYNCHRONOUS MOTOR 1FT7 | 6365.73
1FT7066-5AF71-1DA3 | SYNCHRONOUS MOTOR 1FT7 | 4932.34
1FT7066-5AF71-1DG1 | SYNCHRONOUS MOTOR 1FT7 | 4868.88
1FT7066-5AF71-1DH0 | SYNCHRONOUS MOTOR 1FT7 | 5624.18
1FT7062-5WF70-1BG1 | SYNCHRONOUS MOTOR 1FT7 | 4681.59
1FT7046-5AF70-1FG2 | SYNCHRONOUS MOTOR 1FT7 | 5376.46
1FT7062-5WF71-1DG0 | SYNCHRONOUS MOTOR 1FT7 | 4664.25
1FT7066-5AF71-1FG2 | SYNCHRONOUS MOTOR 1FT7 | 5783.43
1FT7042-5AF71-1BB2 | SYNCHRONOUS MOTOR 1FT7 | 4480.44
1FT7066-5AF71-1FH2 | SYNCHRONOUS MOTOR 1FT7 | 6642.87
1FT7066-5AF71-1CH2 | SYNCHRONOUS MOTOR 1FT7 | 6556.05
1FT7046-5AF70-1CH0 | SYNCHRONOUS MOTOR 1FT7 | 5841.48
1FT7046-5AF71-1BA5 | SYNCHRONOUS MOTOR 1FT7 | 4630.12
1FT7062-5WK71-1DG2 | SYNCHRONOUS MOTOR 1FT7 | 4859.3
1FT7062-5WK71-1FH1 | SYNCHRONOUS MOTOR 1FT7 | 6460.88
1FT7086-5AF70-1DA2 | SYNCHRONOUS MOTOR 1FT7 | 6487.24
1FT7086-5AF70-1DB3 | SYNCHRONOUS MOTOR 1FT7 | 7436.51
1FT7082-5AH70-1CB0 | SYNCHRONOUS MOTOR 1FT7 | 6143.15
1FT7086-5AF70-1FA3 | SYNCHRONOUS MOTOR 1FT7 | 7292.86
1FK7034-2AF21-1PH2 | SYNCHRONOUS MOTOR 1FK7-CT 1,6 NM | 1554.44
1FK7042-2AF71-1FB1 | SYNCHRONOUS MOTOR 1FK7-CT 3 NM | 3064.83
1FK7042-2AF71-1FG1 | SYNCHRONOUS MOTOR 1FK7-CT 3 NM | 2679.77
1FK7060-2AH71-1QG1 | SYNCHRONOUS MOTOR 1FK7-CT 6 NM | 1687.66
1FK7060-2AH71-1QH1 | SYNCHRONOUS MOTOR 1FK7-CT 6 NM | 1990.56
1FK7060-2AH71-1RA1 | SYNCHRONOUS MOTOR 1FK7-CT 6 NM | 2144.54
1FK7060-2AH71-1RA2 | SYNCHRONOUS MOTOR 1FK7-CT 6 NM | 2144.54
1FK7044-4CH71-1QH1 | SYNCHRONOUS MOTOR 1FK7-HD 4,5 NM | 2060.22
1FK7044-4CH71-1QH2 | SYNCHRONOUS MOTOR 1FK7-HD 4,5 NM | 2060.22
1FK7044-4CH71-1RA0 | SYNCHRONOUS MOTOR 1FK7-HD 4,5 NM | 2182.11
1FK7044-4CF71-1BH2 | SYNCHRONOUS MOTOR 1FK7-HD 4,5 NM | 2595.8
1FK7044-4CF71-1DA1 | SYNCHRONOUS MOTOR 1FK7-HD 4,5 NM | 2493.38
1FK7062-2AC71-1DA2 | SYNCHRONOUS MOTOR 1FK7-CT 8,5 NM | 2747.61
1FK7044-4CH71-1UA1 | SYNCHRONOUS MOTOR 1FK7-HD 4,5 NM | 1754.62
1FK7044-4CH71-1UH1 | SYNCHRONOUS MOTOR 1FK7-HD 4,5 NM | 1945.91
1FK7060-3BF71-1BB2 | SYNCHRONOUS MOTOR 1FK7-HI 6 NM | 2553.29
1FK7060-3BF71-1CA1 | SYNCHRONOUS MOTOR 1FK7-HI 6 NM | 2619.12
1FK7062-3BF71-1CG2 | SYNCHRONOUS MOTOR 1FK7-HI 8.5 NM | 2662.27
1FK7060-3BF71-1CH2 | SYNCHRONOUS MOTOR 1FK7-HI 6 NM | 2836.42
1FK7080-2AF71-1BA2 | SYNCHRONOUS MOTOR 1FK7-CT 8 NM | 2421.61
1FK7080-2AF71-1BB2 | SYNCHRONOUS MOTOR 1FK7-CT 8 NM | 2829.91
1FK7064-4CF71-1BB1 | SYNCHRONOUS MOTOR 1FK7-HD 12 NM | 3275.08
1FK7064-4CF71-1BG0 | SYNCHRONOUS MOTOR 1FK7-HD 12 NM | 2741.81
1FK7064-4CF71-1BH1 | SYNCHRONOUS MOTOR 1FK7-HD 12 NM | 3181.9
1FK7064-4CF71-1DG0 | SYNCHRONOUS MOTOR 1FK7-HD 12 NM | 2830.69
1FK7064-4CF71-1DH0 | SYNCHRONOUS MOTOR 1FK7-HD 12 NM | 3169.12
1FK7083-2AF71-1PH1 | SYNCHRONOUS MOTOR 1FK7-CT 16 NM | 2485.26
1FK7080-2AF71-1CH2 | SYNCHRONOUS MOTOR 1FK7-CT 8 NM | 3110.8
1FK7064-4CF71-1PA2 | SYNCHRONOUS MOTOR 1FK7-HD 12 NM | 2289.22
1FK7064-4CF71-1PB2 | SYNCHRONOUS MOTOR 1FK7-HD 12 NM | 2625.2
1FK7080-2AF71-1PG1 | SYNCHRONOUS MOTOR 1FK7-CT 8 NM | 1754.4
1FK7080-2AF71-1PH1 | SYNCHRONOUS MOTOR 1FK7-CT 8 NM | 2162.66
1FK7080-2AF71-1RG1 | SYNCHRONOUS MOTOR 1FK7-CT 8 NM | 2227.99
1FK7083-2AF71-1UB0 | SYNCHRONOUS MOTOR 1FK7-CT 16 NM | 2478.04
1FK7080-2AF71-1UA0 | SYNCHRONOUS MOTOR 1FK7-CT 8 NM | 1747.18
1FK7080-2AF71-1UA1 | SYNCHRONOUS MOTOR 1FK7-CT 8 NM | 1840
1FK7085-4CC71-1CA2 | SYNCHRONOUS MOTOR 1FK7-HD 22 NM | 3959.34
1FK7085-4CC71-1CB1 | SYNCHRONOUS MOTOR 1FK7-HD 22 NM | 4415.51
1FK7086-4CC71-1CB1 | SYNCHRONOUS MOTOR 1FK7-HD 28 NM | 4856.97
1FK7083-2AC71-1PB2 | SYNCHRONOUS MOTOR 1FK7-CT 16 NM | 2570.86
1FK7085-4CC71-1PG1 | SYNCHRONOUS MOTOR 1FK7-HD 22 NM | 2804.3
1FK7085-4CC71-1QG0 | SYNCHRONOUS MOTOR 1FK7-HD 22 NM | 2816.93
1FK7085-4CC71-1QG1 | SYNCHRONOUS MOTOR 1FK7-HD 22 NM | 2918.59
1FK7086-4CC71-1PG0 | SYNCHRONOUS MOTOR 1FK7-HD 28 NM | 3144.08
1FK7086-4CC71-1PH2 | SYNCHRONOUS MOTOR 1FK7-HD 28 NM | 3701.88
1FK7086-4CC71-1QA1 | SYNCHRONOUS MOTOR 1FK7-HD 28 NM | 3455.68
1FK7083-2AC71-1UA2 | SYNCHRONOUS MOTOR 1FK7-CT 16 NM | 2162.61
1FK7086-4CC71-1RA0 | SYNCHRONOUS MOTOR 1FK7-HD 28 NM | 3768.86
1FK7086-4CC71-1RG2 | SYNCHRONOUS MOTOR 1FK7-HD 28 NM | 3774.89
1FK7086-4CC71-1UH1 | SYNCHRONOUS MOTOR 1FK7-HD 28 NM | 3701.88
1FK7086-4CC71-1UH2 | SYNCHRONOUS MOTOR 1FK7-HD 28 NM | 3701.88
1FK7105-2AF71-1UB0 | SYNCHRONOUS MOTOR 1FK7-CT 48 NM | 4514.91
1FT7034-5AK71-1BG5 | SYNCHRONOUS MOTOR 1FT7 | 3710.79
1FT7034-5AK71-1BH0 | SYNCHRONOUS MOTOR 1FT7 | 4038.79
1FT7034-5AK71-1BH4 | SYNCHRONOUS MOTOR 1FT7 | 4311.71
1FT7034-5AK71-1CG1 | SYNCHRONOUS MOTOR 1FT7 | 4284.16
1FT7034-5AK71-1CK3 | SYNCHRONOUS MOTOR 1FT7 | 4520.24
1FT7034-5AK71-1CL5 | SYNCHRONOUS MOTOR 1FT7 | 5398.84
1FK7040-2AK71-1PB0 | SYNCHRONOUS MOTOR 1FK7-CT 1,6 NM | 1560.64
1FK7040-2AK71-1PB2 | SYNCHRONOUS MOTOR 1FK7-CT 1,6 NM | 1653.44
1FK7040-2AK71-1QG1 | SYNCHRONOUS MOTOR 1FK7-CT 1,6 NM | 1411.12
1FK7040-2AK71-1QH1 | SYNCHRONOUS MOTOR 1FK7-CT 1,6 NM | 1667.9
1FK7042-2AF21-1UA2 | SYNCHRONOUS MOTOR 1FK7-CT 3 NM | 1458.07
1FK7042-3BK71-1BH2 | SYNCHRONOUS MOTOR 1FK7-HI 3 NM | 2210.92
1FK7034-2AF21-1CA0 | SYNCHRONOUS MOTOR 1FK7-CT 1,6 NM | 2280.48
1FK7034-2AF21-1FB2 | SYNCHRONOUS MOTOR 1FK7-CT 1,6 NM | 2983.45
1FK7042-2AF71-1DA0 | SYNCHRONOUS MOTOR 1FK7-CT 3 NM | 2264.2
1FK7042-2AF71-1DA2 | SYNCHRONOUS MOTOR 1FK7-CT 3 NM | 2365.86
1FK7034-2AF21-1FH2 | SYNCHRONOUS MOTOR 1FK7-CT 1,6 NM | 2885.12
1FK7040-2AK71-1UA0 | SYNCHRONOUS MOTOR 1FK7-CT 1,6 NM | 1301.61
1FK7040-2AK71-1UB2 | SYNCHRONOUS MOTOR 1FK7-CT 1,6 NM | 1653.44
1FK7044-4CH71-1PA1 | SYNCHRONOUS MOTOR 1FK7-HD 4,5 NM | 1754.62
1FK7060-2AH71-1PH2 | SYNCHRONOUS MOTOR 1FK7-CT 6 NM | 1888.28
1FK7060-2AH71-1QB0 | SYNCHRONOUS MOTOR 1FK7-CT 6 NM | 1981.11
1FK7044-4CH71-1PG0 | SYNCHRONOUS MOTOR 1FK7-HD 4,5 NM | 1557.31
1FK7044-4CH71-1QA0 | SYNCHRONOUS MOTOR 1FK7-HD 4,5 NM | 1767.25
1FK7044-4CH71-1QG2 | SYNCHRONOUS MOTOR 1FK7-HD 4,5 NM | 1773.28
1FK7060-2AH71-1RB1 | SYNCHRONOUS MOTOR 1FK7-CT 6 NM | 2445.21
1FK7044-4CF71-1DA2 | SYNCHRONOUS MOTOR 1FK7-HD 4,5 NM | 2493.38
1FK7062-2AC71-1PB2 | SYNCHRONOUS MOTOR 1FK7-CT 8,5 NM | 2100.39
1FK7062-3BF71-1BH1 | SYNCHRONOUS MOTOR 1FK7-HI 8.5 NM | 2598.67
1FK7060-3BF71-1FB0 | SYNCHRONOUS MOTOR 1FK7-HI 6 NM | 3247.57
1FK7062-3BF71-1FB2 | SYNCHRONOUS MOTOR 1FK7-HI 8.5 NM | 3493.1
1FK7064-4CF71-1BA1 | SYNCHRONOUS MOTOR 1FK7-HD 12 NM | 2939.13
1FK7080-2AF71-1DA0 | SYNCHRONOUS MOTOR 1FK7-CT 8 NM | 2690.95
1FK7083-2AF71-1PA2 | SYNCHRONOUS MOTOR 1FK7-CT 16 NM | 2162.61
1FK7083-2AF71-1PG1 | SYNCHRONOUS MOTOR 1FK7-CT 16 NM | 2077.01
1FK7080-2AF71-1CH0 | SYNCHRONOUS MOTOR 1FK7-CT 8 NM | 3017.97
1FK7064-4CF71-1PG2 | SYNCHRONOUS MOTOR 1FK7-HD 12 NM | 2193.6
1FK7064-4CF71-1QA0 | SYNCHRONOUS MOTOR 1FK7-HD 12 NM | 2301.86
1FK7064-4CF71-1QG0 | SYNCHRONOUS MOTOR 1FK7-HD 12 NM | 2206.21
1FK7064-4CF71-1QH1 | SYNCHRONOUS MOTOR 1FK7-HD 12 NM | 2646.32
1FK7064-4CF71-1RG0 | SYNCHRONOUS MOTOR 1FK7-HD 12 NM | 2621.07
1FK7064-4CF71-1RG2 | SYNCHRONOUS MOTOR 1FK7-HD 12 NM | 2722.73
1FK7064-4CF71-1UB0 | SYNCHRONOUS MOTOR 1FK7-HD 12 NM | 2523.5
1FK7064-4CF71-1UH1 | SYNCHRONOUS MOTOR 1FK7-HD 12 NM | 2532.03
1FK7083-2AF71-1UB2 | SYNCHRONOUS MOTOR 1FK7-CT 16 NM | 2570.86
1FK7085-4CC71-1CA0 | SYNCHRONOUS MOTOR 1FK7-HD 22 NM | 3857.68
1FK7086-4CC71-1BH1 | SYNCHRONOUS MOTOR 1FK7-HD 28 NM | 4351.79
1FK7083-2AC71-1PG1 | SYNCHRONOUS MOTOR 1FK7-CT 16 NM | 2077.01
1FK7083-2AC71-1PH1 | SYNCHRONOUS MOTOR 1FK7-CT 16 NM | 2485.26
1FK7084-2AF71-1DB0 | SYNCHRONOUS MOTOR 1FK7-CT 20 NM | 3837.85
1FK7085-4CC71-1RA0 | SYNCHRONOUS MOTOR 1FK7-HD 22 NM | 3327.42
1FK7085-4CC71-1RG1 | SYNCHRONOUS MOTOR 1FK7-HD 22 NM | 3333.45
1FK7086-4CC71-1RH0 | SYNCHRONOUS MOTOR 1FK7-HD 28 NM | 4129.38
1FK7083-2AC71-1UG1 | SYNCHRONOUS MOTOR 1FK7-CT 16 NM | 2077.01
1FK7085-4CC71-1UG1 | SYNCHRONOUS MOTOR 1FK7-HD 22 NM | 2804.3
1FK7086-4CC71-1UB0 | SYNCHRONOUS MOTOR 1FK7-HD 28 NM | 3695.87
1FK7085-4CC71-1UH0 | SYNCHRONOUS MOTOR 1FK7-HD 22 NM | 3158.78
1FT7034-1AK70-1FG1 | SYNCHRONOUS MOTOR 1FT7 | 3742.51
1FK7103-2AF71-1UA1 | SYNCHRONOUS MOTOR 1FK7-CT 36 NM | 3145.96
1FK7105-2AF71-1UH2 | SYNCHRONOUS MOTOR 1FK7-CT 48 NM | 4522.15
1FT7034-5AK70-1DG2 | SYNCHRONOUS MOTOR 1FT7 | 3628.79
1FK7101-3BF71-1CA0 | SYNCHRONOUS MOTOR 1FK7-HI 27 NM | 3569.29
1FT7034-5AK70-1FG3 | SYNCHRONOUS MOTOR 1FT7 | 4434.41
1FT7034-5AK71-1BG0 | SYNCHRONOUS MOTOR 1FT7 | 3351.68
1FT7034-5AK71-1BH5 | SYNCHRONOUS MOTOR 1FT7 | 4397.89
1FT7034-5AK71-1CA0 | SYNCHRONOUS MOTOR 1FT7 | 4180.01
1FT7034-5AK71-1CB2 | SYNCHRONOUS MOTOR 1FT7 | 5057.44
1FT7034-5AK71-1CE5 | SYNCHRONOUS MOTOR 1FT7 | 5398.84
1FT7044-5AF70-1BB1 | SYNCHRONOUS MOTOR 1FT7 | 4786.87
1FT7044-5AF70-1BH0 | SYNCHRONOUS MOTOR 1FT7 | 4682.76
1FT7044-5AF70-1CG2 | SYNCHRONOUS MOTOR 1FT7 | 4959.28
1FT7034-5AK71-1FG2 | SYNCHRONOUS MOTOR 1FT7 | 4457.15
1FT7044-5AF70-1DA3 | SYNCHRONOUS MOTOR 1FT7 | 4195
1FT7068-5AF70-1CB1 | SYNCHRONOUS MOTOR 1FT7 | 6805.05
1FT7068-5AF70-1DA1 | SYNCHRONOUS MOTOR 1FT7 | 5204.05
1FT7062-1AK70-1BG1 | SYNCHRONOUS MOTOR 1FT7 | 3038.04
1FT7062-1AK70-1DH1 | SYNCHRONOUS MOTOR 1FT7 | 3785.59
1FT7042-5AK71-1BH1 | SYNCHRONOUS MOTOR 1FT7 | 4394.23
1FT7042-5AK71-1BK5 | SYNCHRONOUS MOTOR 1FT7 | 4079.72
1FT7068-5AF70-1DH3 | SYNCHRONOUS MOTOR 1FT7 | 6126.96
1FT7042-5AK71-1CA2 | SYNCHRONOUS MOTOR 1FT7 | 4566.64
1FT7068-5AF70-1FA3 | SYNCHRONOUS MOTOR 1FT7 | 6095.88
1FT7068-5AF70-1CH3 | SYNCHRONOUS MOTOR 1FT7 | 6868.5
1FT7064-5AF70-1CB5 | SYNCHRONOUS MOTOR 1FT7 | 6389.67
1FT7062-5AF70-1BG2 | SYNCHRONOUS MOTOR 1FT7 | 4073.52
1FT7042-5AK71-1DB2 | SYNCHRONOUS MOTOR 1FT7 | 4567.21
1FT7062-5AF70-1CB0 | SYNCHRONOUS MOTOR 1FT7 | 5570.97
1FT7068-5AF71-1BG0 | SYNCHRONOUS MOTOR 1FT7 | 5013.15
1FT7062-5AF70-1CG5 | SYNCHRONOUS MOTOR 1FT7 | 5070.65
1FT7062-5AF70-1DA0 | SYNCHRONOUS MOTOR 1FT7 | 3969.97
1FT7042-5AK71-1FH0 | SYNCHRONOUS MOTOR 1FT7 | 5205.23
1FT7062-5AF70-1DH0 | SYNCHRONOUS MOTOR 1FT7 | 4829.4
1FT7068-5AF71-1CK5 | SYNCHRONOUS MOTOR 1FT7 | 6373.24
1FT7064-5AF70-1DB3 | SYNCHRONOUS MOTOR 1FT7 | 5456.6
1FT7064-5AF70-1CH0 | SYNCHRONOUS MOTOR 1FT7 | 6030.55
1FT7068-5AF71-1FG3 | SYNCHRONOUS MOTOR 1FT7 | 6095.88
1FT7068-5AF71-1CH1 | SYNCHRONOUS MOTOR 1FT7 | 6805.05
1FT7062-5AF71-1BK2 | SYNCHRONOUS MOTOR 1FT7 | 4246.15
1FT7064-5AF71-1BA1 | SYNCHRONOUS MOTOR 1FT7 | 4446.92
1FT7062-5AF71-1CG2 | SYNCHRONOUS MOTOR 1FT7 | 4901.88
1FT7062-5AF71-1CL2 | SYNCHRONOUS MOTOR 1FT7 | 5931.3
1FT7068-5AF74-1MH0 | SYNCHRONOUS MOTOR 1FT7 | 6320.21
1FT7068-5WF70-1BG3 | SYNCHRONOUS MOTOR 1FT7 | 5875.07
1FT7062-5AF71-1DD2 | SYNCHRONOUS MOTOR 1FT7 | 4332.94
1FT7062-5AF71-1DH1 | SYNCHRONOUS MOTOR 1FT7 | 4933.53
1FT7068-5WF71-1CG2 | SYNCHRONOUS MOTOR 1FT7 | 6726.12
1FT7062-5AF71-1DK2 | SYNCHRONOUS MOTOR 1FT7 | 4332.94
1FT7084-5AH70-1CB1 | SYNCHRONOUS MOTOR 1FT7 | 7061.26
1FT7084-5AC71-1BG5 | SYNCHRONOUS MOTOR 1FT7 | 5515.92
1FT7085-7SH71-1CL1 | SYNCHRONOUS MOTOR 1FT7 | 8975.07
1FT7086-5SC70-1BB0 | SYNCHRONOUS MOTOR 1FT7 | 7876.45
1FT7085-7WF71-1BH1 | SYNCHRONOUS MOTOR 1FT7 | 7976.86
1FT7087-7WF70-4CB0 | SYNCHRONOUS MOTOR 1FT7 | 9566.6
1FT7087-7WF71-1BH0 | SYNCHRONOUS MOTOR 1FT7 | 8738.27
1FT7085-7WH71-3DE4 | SYNCHRONOUS MOTOR 1FT7 | 8402.32
1FT7086-1AF70-1BH1 | SYNCHRONOUS MOTOR 1FT7 | 5499.11
1FT7087-7WF71-4CH1 | SYNCHRONOUS MOTOR 1FT7 | 9670.74
1FT7086-1AF71-1FG1 | SYNCHRONOUS MOTOR 1FT7 | 5664.92
1FT7087-7WH70-3CB0 | SYNCHRONOUS MOTOR 1FT7 | 9566.6
1FT7084-5AC71-1DB1 | SYNCHRONOUS MOTOR 1FT7 | 6319.72
1FT7086-5SF70-1CB0 | SYNCHRONOUS MOTOR 1FT7 | 8704.77
1FT7102-1AC70-1CG1 | SYNCHRONOUS MOTOR 1FT7 | 5314.82
1FT7084-5AC71-1FA2 | SYNCHRONOUS MOTOR 1FT7 | 6262.25
1FT7084-5AC71-1FB3 | SYNCHRONOUS MOTOR 1FT7 | 7211.55
1FT7086-5SF71-1CH0 | SYNCHRONOUS MOTOR 1FT7 | 8704.77
1FT7086-5AC70-1BA3 | SYNCHRONOUS MOTOR 1FT7 | 6377.73
1FT7102-5AB70-1BB0 | SYNCHRONOUS MOTOR 1FT7 | 6971.44
1FT7102-5AB70-1BH3 | SYNCHRONOUS MOTOR 1FT7 | 7139.04
1FT7086-5AC70-1DB1 | SYNCHRONOUS MOTOR 1FT7 | 7373.05
1FK7064-4CF71-1CG2 | SYNCHRONOUS MOTOR 1FK7-HD 12 NM | 3253
1FK7064-4CF71-1DA0 | SYNCHRONOUS MOTOR 1FK7-HD 12 NM | 2926.34
1FK7080-2AF71-1CG1 | SYNCHRONOUS MOTOR 1FK7-CT 8 NM | 2702.57
1FK7080-2AF71-1FB2 | SYNCHRONOUS MOTOR 1FK7-CT 8 NM | 3658.32
1FK7080-2AF71-1PA2 | SYNCHRONOUS MOTOR 1FK7-CT 8 NM | 1840
1FK7064-4CF71-1QA1 | SYNCHRONOUS MOTOR 1FK7-HD 12 NM | 2403.53
1FK7080-2AF71-1QA1 | SYNCHRONOUS MOTOR 1FK7-CT 8 NM | 1942.28
1FK7080-2AF71-1QB1 | SYNCHRONOUS MOTOR 1FK7-CT 8 NM | 2350.55
1FK7064-4CF71-1RA1 | SYNCHRONOUS MOTOR 1FK7-HD 12 NM | 2818.39
1FK7064-4CF71-1RB0 | SYNCHRONOUS MOTOR 1FK7-HD 12 NM | 3052.67
1FK7083-2AF71-1UA1 | SYNCHRONOUS MOTOR 1FK7-CT 16 NM | 2162.61
1FK7080-2AF71-1UB0 | SYNCHRONOUS MOTOR 1FK7-CT 8 NM | 2155.45
1FK7080-2AF71-1UB1 | SYNCHRONOUS MOTOR 1FK7-CT 8 NM | 2248.28
1FK7086-4CC71-1BH0 | SYNCHRONOUS MOTOR 1FK7-HD 28 NM | 4250.12
1FK7086-4CC71-1DA2 | SYNCHRONOUS MOTOR 1FK7-HD 28 NM | 4080.15
1FK7085-4CC71-1PA1 | SYNCHRONOUS MOTOR 1FK7-HD 22 NM | 2899.94
1FK7085-4CC71-1PG0 | SYNCHRONOUS MOTOR 1FK7-HD 22 NM | 2702.64
1FK7086-4CC71-1PA2 | SYNCHRONOUS MOTOR 1FK7-HD 28 NM | 3341.38
1FK7086-4CC71-1PB2 | SYNCHRONOUS MOTOR 1FK7-HD 28 NM | 3797.56
1FK7086-4CC71-1QG0 | SYNCHRONOUS MOTOR 1FK7-HD 28 NM | 3258.37
1FK7086-4CC71-1QH1 | SYNCHRONOUS MOTOR 1FK7-HD 28 NM | 3816.19
1FK7083-2AC71-1UH1 | SYNCHRONOUS MOTOR 1FK7-CT 16 NM | 2485.26
1FK7084-2AF71-1PA1 | SYNCHRONOUS MOTOR 1FK7-CT 20 NM | 2458.22
1FK7085-4CC71-1UB0 | SYNCHRONOUS MOTOR 1FK7-HD 22 NM | 3254.43
1FK7086-4CC71-1UA1 | SYNCHRONOUS MOTOR 1FK7-HD 28 NM | 3341.38
1FK7100-2AF71-1UB0 | SYNCHRONOUS MOTOR 1FK7-CT 18 NM | 2723.95
1FT7034-1AK70-1CG1 | SYNCHRONOUS MOTOR 1FT7 | 3655.69
1FT7034-1AK70-1DG1 | SYNCHRONOUS MOTOR 1FT7 | 2914.15
1FT7034-1AK70-1FH1 | SYNCHRONOUS MOTOR 1FT7 | 4273.99
1FT7034-1AK71-1CG1 | SYNCHRONOUS MOTOR 1FT7 | 3655.69
1FK7103-2AF71-1UG2 | SYNCHRONOUS MOTOR 1FK7-CT 36 NM | 3060.32
1FT7034-5AK71-1BA1 | SYNCHRONOUS MOTOR 1FT7 | 3455.8
1FT7034-5AK71-1BB1 | SYNCHRONOUS MOTOR 1FT7 | 4142.9
1FT7034-5AK71-1CA2 | SYNCHRONOUS MOTOR 1FT7 | 4370.34
1FT7034-5AK71-1CB0 | SYNCHRONOUS MOTOR 1FT7 | 4867.11
1FT7044-1AF71-1KH1 | SYNCHRONOUS MOTOR 1FT7 | 3978.32
1FT7044-5AF70-1CL4 | SYNCHRONOUS MOTOR 1FT7 | 5954
1FT7044-5AF70-1DA0 | SYNCHRONOUS MOTOR 1FT7 | 4027.39
1FL6022-2AF21-1LH1 | SERVOMOTOR 1FL6;3AC 230V | 885.08
1FT7062-1AF71-1CH1 | SYNCHRONOUS MOTOR 1FT7 | 4527.13
1FT7068-5AF70-1CG0 | SYNCHRONOUS MOTOR 1FT7 | 5841.48
1FT7068-5AF70-1CG2 | SYNCHRONOUS MOTOR 1FT7 | 6031.81
1FT7068-5AF70-1DA0 | SYNCHRONOUS MOTOR 1FT7 | 5099.94
1FT7062-1AK70-1FH1 | SYNCHRONOUS MOTOR 1FT7 | 4613.95
1FT7068-5AF70-1DB2 | SYNCHRONOUS MOTOR 1FT7 | 6149.68
1FT7068-5AF70-1DG2 | SYNCHRONOUS MOTOR 1FT7 | 5290.25
1FT7064-5AF70-1BB0 | SYNCHRONOUS MOTOR 1FT7 | 5202.22
1FT7064-5AF70-1BG0 | SYNCHRONOUS MOTOR 1FT7 | 4342.79
1FT7064-5AF70-1CB2 | SYNCHRONOUS MOTOR 1FT7 | 6220.88
1FT7042-5AK71-1DD1 | SYNCHRONOUS MOTOR 1FT7 | 3911.5
1FT7062-5AF70-1CA1 | SYNCHRONOUS MOTOR 1FT7 | 4815.66
1FT7062-5AF70-1DB3 | SYNCHRONOUS MOTOR 1FT7 | 4996.99
1FT7062-5AF70-1DD2 | SYNCHRONOUS MOTOR 1FT7 | 4332.94
1FT7068-5AF71-1CB2 | SYNCHRONOUS MOTOR 1FT7 | 6891.24
1FT7068-5AF71-1CD5 | SYNCHRONOUS MOTOR 1FT7 | 6373.24
1FT7064-5AF70-1DG3 | SYNCHRONOUS MOTOR 1FT7 | 4597.17
1FT7064-5AF70-1FB0 | SYNCHRONOUS MOTOR 1FT7 | 6117.37
1FT7064-5AF70-1FB1 | SYNCHRONOUS MOTOR 1FT7 | 6221.48
1FT7064-5AF70-1FB2 | SYNCHRONOUS MOTOR 1FT7 | 6307.67
1FT7068-5AF71-1FH0 | SYNCHRONOUS MOTOR 1FT7 | 6787.71
1FT7068-5AF71-1FH1 | SYNCHRONOUS MOTOR 1FT7 | 6891.84
1FT7064-5AF71-1BD4 | SYNCHRONOUS MOTOR 1FT7 | 4788.35
1FT7064-5AF71-1CH1 | SYNCHRONOUS MOTOR 1FT7 | 6134.69
1FT7084-5SF70-1BA0 | SYNCHRONOUS MOTOR 1FT7 | 5851.09
1FT7084-5SF70-1BH3 | SYNCHRONOUS MOTOR 1FT7 | 6990.67
1FT7082-5AH70-1FH0 | SYNCHRONOUS MOTOR 1FT7 | 6229.94
1FT7082-5AH71-1BA0 | SYNCHRONOUS MOTOR 1FT7 | 4342.79
1FT7086-5AF71-1BK3 | SYNCHRONOUS MOTOR 1FT7 | 6550.36
1FT7082-5AH71-1BG2 | SYNCHRONOUS MOTOR 1FT7 | 4533.12
1FT7082-5AH71-1CG2 | SYNCHRONOUS MOTOR 1FT7 | 5361.45
1FT7084-5SH71-1BA1 | SYNCHRONOUS MOTOR 1FT7 | 5955.2
1FT7082-5AH71-1DG2 | SYNCHRONOUS MOTOR 1FT7 | 4619.89
1FT7084-5SH71-1CG1 | SYNCHRONOUS MOTOR 1FT7 | 6783.53
1FT7086-5AF71-1CK2 | SYNCHRONOUS MOTOR 1FT7 | 7401.43
1FT7086-5AF71-1CL0 | SYNCHRONOUS MOTOR 1FT7 | 8180.39
1FT7086-5AF71-1FG5 | SYNCHRONOUS MOTOR 1FT7 | 7484.37
1FT7082-5WF70-1BG1 | SYNCHRONOUS MOTOR 1FT7 | 5141.23
1FT7064-5WF71-1BA0 | SYNCHRONOUS MOTOR 1FT7 | 5037.12
1FT7084-5WF71-1CA0 | SYNCHRONOUS MOTOR 1FT7 | 6679.42
1FT7084-5AF71-1FB1 | SYNCHRONOUS MOTOR 1FT7 | 7148.07
1FT7086-5AF70-1CA1 | SYNCHRONOUS MOTOR 1FT7 | 7142.6
1FT7084-5AF71-1FK2 | SYNCHRONOUS MOTOR 1FT7 | 6434.89
1FT7087-7SF74-1MG1 | SYNCHRONOUS MOTOR 1FT7 | 8318
1FT7105-5AB71-1CE1 | SYNCHRONOUS MOTOR 1FT7 | 9728.13
1FT7105-5AB71-1CL5 | SYNCHRONOUS MOTOR 1FT7 | 9983.14
1FT7105-5AB71-1DE0 | SYNCHRONOUS MOTOR 1FT7 | 8882.46
1FT7105-5AB71-1DH1 | SYNCHRONOUS MOTOR 1FT7 | 8814.22
1FT7105-5AB71-1FA0 | SYNCHRONOUS MOTOR 1FT7 | 8442
1FT7087-7SH70-1CG0 | SYNCHRONOUS MOTOR 1FT7 | 8594.6
1FT7105-5AB71-1FH2 | SYNCHRONOUS MOTOR 1FT7 | 9728.78
1FT7108-5AC75-1NG0 | SYNCHRONOUS MOTOR 1FT7 | 9336.77
1FT7105-5SF71-1BL3 | SYNCHRONOUS MOTOR 1FT7 | 9657.57
1FT7102-5AC71-1CA1 | SYNCHRONOUS MOTOR 1FT7 | 6807.43
1FT7105-5AB75-1NA0 | SYNCHRONOUS MOTOR 1FT7 | 7158.2
1FT7102-5AC71-1DG1 | SYNCHRONOUS MOTOR 1FT7 | 6065.88
1FT7108-5AF70-1FG0 | SYNCHRONOUS MOTOR 1FT7 | 10620.54
1FT7108-5AF71-1BG1 | SYNCHRONOUS MOTOR 1FT7 | 9809.54
1FT7102-5AC71-1FH1 | SYNCHRONOUS MOTOR 1FT7 | 7990.7
1FT7105-5SF71-3BA0 | SYNCHRONOUS MOTOR 1FT7 | 8221.15
1FT7105-5AC70-1BG1 | SYNCHRONOUS MOTOR 1FT7 | 7630.96
1FT7105-5SF71-3BK4 | SYNCHRONOUS MOTOR 1FT7 | 8666.7
1FT7108-5AF71-1DB0 | SYNCHRONOUS MOTOR 1FT7 | 10888.68
1FT7108-5AF71-1DB1 | SYNCHRONOUS MOTOR 1FT7 | 10992.79
1FT7105-5SF71-4BH0 | SYNCHRONOUS MOTOR 1FT7 | 9317.61
1FK2205-2AF10-0SA0 | SYNCHRONOUS MOTOR 1FK2 CT 3,6 NM | 1263.06
1FK2205-2AF10-1SA0 | SYNCHRONOUS MOTOR 1FK2 CT 3,6 NM | 1263.06
1FK2104-5AF00-2SA0 | Synchronous motor 1FK2-HD 2.4 NM | 931.48
1FK2205-4AF01-1MA0 | SYNCHRONOUS MOTOR 1FK2 CT 6 NM | 1538.8
1FK2205-4AF10-1MA0 | SYNCHRONOUS MOTOR 1FK2 CT 6 NM | 1719.05
1FK7032-2AK71-1RG2 | SYNCHRONOUS MOTOR 1FK7-CT 1,15 NM | 1718.76
1FK2206-2AF00-0MA0 | SYNCHRONOUS MOTOR 1FK2-CT 6.5 NM | 1495.51
1FK2104-5AF10-2MB0 | Synchronous motor 1FK2-HD 2.4 NM | 1426.63
1FK2104-5AK00-2SB0 | Synchronous motor 1FK2-HD 2.4 NM | 931.48
1FK7032-2AK71-1UA1 | SYNCHRONOUS MOTOR 1FK7-CT 1,15 NM | 1330.77
1FK2208-3AC11-0MB0 | SYNCHRONOUS MOTOR 1FK2 CT 18 NM | 2628.54
1FK2208-4AC01-0SA0 | SYNCHRONOUS MOTOR 1FK2-CT 22 NM | 2205.12
1FK2105-4AF01-1SB0 | SYNCHRONOUS MOTOR 1FK2 HD 5 NM | 1205.72
1FK2105-4AF10-1SA0 | SYNCHRONOUS MOTOR 1FK2 HD 5 NM | 1385.98
1FK2208-5AC00-1MA0 | SYNCHRONOUS MOTOR 1FK2-CT 27 NM | 2678.03
1FK2105-6AF01-0SB0 | SYNCHRONOUS MOTOR 1FK2 HD 8 NM | 1428.33
1FK2105-6AF10-0SA0 | SYNCHRONOUS MOTOR 1FK2 HD 8 NM | 1608.6
1FK7022-5AK71-1UA8 | SYNCHRONOUS SERVOMOTOR, 1FK7 | 1682.42
1FK7022-5AK71-1UG2 | SYNCHRONOUS SERVOMOTOR, 1FK7 | 1412.86
1FK2105-6AF10-1MA0 | SYNCHRONOUS MOTOR 1FK2 HD 8 NM | 1883.43
1FK2105-6AF11-0SB0 | SYNCHRONOUS MOTOR 1FK2 HD 8 NM | 1685.36
1FL6024-2AF21-1LB1 | SERVOMOTOR 1FL6;3AC 230V | 894.63
1FT7068-5AF70-1BH0 | SYNCHRONOUS MOTOR 1FT7 | 5872.58
1FT7068-5AF70-1BH1 | SYNCHRONOUS MOTOR 1FT7 | 5976.69
1FT7068-5AF70-1CA1 | SYNCHRONOUS MOTOR 1FT7 | 5945.62
1FT7042-5AK71-1BA2 | SYNCHRONOUS MOTOR 1FT7 | 3738.31
1FT7042-5AK71-1BA5 | SYNCHRONOUS MOTOR 1FT7 | 3907.09
1FT7042-5AK71-1BG0 | SYNCHRONOUS MOTOR 1FT7 | 3547.98
1FT7062-1AK71-1CG1 | SYNCHRONOUS MOTOR 1FT7 | 3866.39
1FT7062-1AK71-1DH1 | SYNCHRONOUS MOTOR 1FT7 | 3785.59
1FT7062-1AK71-1FG1 | SYNCHRONOUS MOTOR 1FT7 | 3953.18
1FT7062-5AF70-1BH1 | SYNCHRONOUS MOTOR 1FT7 | 4846.76
1FT7064-5AF70-1CG1 | SYNCHRONOUS MOTOR 1FT7 | 5275.25
1FT7064-5AF70-1CK1 | SYNCHRONOUS MOTOR 1FT7 | 5447.88
1FT7042-5AK71-1DL1 | SYNCHRONOUS MOTOR 1FT7 | 4651
1FT7042-5AK71-1FG2 | SYNCHRONOUS MOTOR 1FT7 | 4653.43
1FT7042-5AK71-1FG5 | SYNCHRONOUS MOTOR 1FT7 | 4822.2
1FT7062-5AF70-1FG3 | SYNCHRONOUS MOTOR 1FT7 | 4965.92
1FT7062-5AF70-1FH0 | SYNCHRONOUS MOTOR 1FT7 | 5657.76
1FT7042-5AK71-1LG1 | SYNCHRONOUS MOTOR 1FT7 | 4805.43
1FT7064-5AF70-1DA1 | SYNCHRONOUS MOTOR 1FT7 | 4533.69
1FT7068-5AF71-1FA0 | SYNCHRONOUS MOTOR 1FT7 | 5928.3
1FT7068-5AF71-1FA1 | SYNCHRONOUS MOTOR 1FT7 | 6032.41
1FT7068-5AF71-1FA5 | SYNCHRONOUS MOTOR 1FT7 | 6287.39
1FT7062-5AF71-1BB0 | SYNCHRONOUS MOTOR 1FT7 | 4742.64
1FT7062-5AF71-1BK3 | SYNCHRONOUS MOTOR 1FT7 | 4223.43
1FT7062-5AF71-1BL4 | SYNCHRONOUS MOTOR 1FT7 | 5185.56
1FT7062-5AF71-1CA0 | SYNCHRONOUS MOTOR 1FT7 | 4711.53
1FT7062-5AF71-1CA1 | SYNCHRONOUS MOTOR 1FT7 | 4815.66
1FT7042-5AK74-1MG0 | SYNCHRONOUS MOTOR 1FT7 | 3995.59
1FT7044-1AF70-1FG1 | SYNCHRONOUS MOTOR 1FT7 | 4001.06
1FT7068-5WF70-1FH1 | SYNCHRONOUS MOTOR 1FT7 | 7586.15
1FT7068-5WF71-1BH1 | SYNCHRONOUS MOTOR 1FT7 | 6671.04
1FT7085-7WF71-1DH0 | SYNCHRONOUS MOTOR 1FT7 | 7959.52
1FT7085-7WF71-1DH1 | SYNCHRONOUS MOTOR 1FT7 | 8063.63
1FT7086-5SC71-1CG1 | SYNCHRONOUS MOTOR 1FT7 | 7836.87
1FT7084-5AC71-1DA1 | SYNCHRONOUS MOTOR 1FT7 | 5347.69
1FT7087-7WH70-1CB0 | SYNCHRONOUS MOTOR 1FT7 | 9566.6
1FT7087-7WH70-1CG1 | SYNCHRONOUS MOTOR 1FT7 | 8698.71
1FT7086-1AF71-1BH1 | SYNCHRONOUS MOTOR 1FT7 | 5499.11
1FT7086-1AF71-1CG1 | SYNCHRONOUS MOTOR 1FT7 | 5578.13
1FT7086-1AF74-1NG1 | SYNCHRONOUS MOTOR 1FT7 | 4381.15
1FT7086-1AF74-1NH1 | SYNCHRONOUS MOTOR 1FT7 | 5130.46
1FT7087-7WH71-1FG1 | SYNCHRONOUS MOTOR 1FT7 | 8785.51
1FT7087-7WH71-2BA1 | SYNCHRONOUS MOTOR 1FT7 | 7870.38
1FT7086-5SF71-1BH0 | SYNCHRONOUS MOTOR 1FT7 | 7876.45
1FT7086-5SF71-1BK3 | SYNCHRONOUS MOTOR 1FT7 | 7244.64
1FT7102-5AB70-1CA0 | SYNCHRONOUS MOTOR 1FT7 | 6703.32
1FT7086-5AC70-1CB1 | SYNCHRONOUS MOTOR 1FT7 | 8114.6
1FT7086-5AC70-1CG3 | SYNCHRONOUS MOTOR 1FT7 | 7206.07
1FT7086-5AC70-1DH3 | SYNCHRONOUS MOTOR 1FT7 | 7436.51
1FT7086-5AC70-1DL0 | SYNCHRONOUS MOTOR 1FT7 | 7438.81
1FT7086-5AC70-1FB2 | SYNCHRONOUS MOTOR 1FT7 | 8287.59
1FK7033-4CK71-1PG2 | SYNCHRONOUS MOTOR 1FK7-HD 1,3 NM | 1438.28
1FK7033-4CK71-1PH2 | SYNCHRONOUS MOTOR 1FK7-HD 1,3 NM | 1678.39
1FK7034-2AK71-1RA1 | SYNCHRONOUS MOTOR 1FK7-CT 1,6 NM | 1898.73
1FK7033-4CK71-1RG2 | SYNCHRONOUS MOTOR 1FK7-HD 1,3 NM | 1967.43
1FK7033-4CK71-1UA0 | SYNCHRONOUS MOTOR 1FK7-HD 1,3 NM | 1432.24
1FK7042-2AF21-1CG1 | SYNCHRONOUS MOTOR 1FK7-CT 3 NM | 2320.64
1FK7042-2AF21-1PB2 | SYNCHRONOUS MOTOR 1FK7-CT 3 NM | 1717.07
1FK7042-2AF21-1QH2 | SYNCHRONOUS MOTOR 1FK7-CT 3 NM | 1731.58
1FK7042-2AF21-1RH2 | SYNCHRONOUS MOTOR 1FK7-CT 3 NM | 2102.86
1FK7061-4CH71-1PA0 | SYNCHRONOUS MOTOR 1FK7-HD 6,4 NM | 1886
1FK7061-4CH71-1PA2 | SYNCHRONOUS MOTOR 1FK7-HD 6,4 NM | 1987.66
1FK7061-4CH71-1PB0 | SYNCHRONOUS MOTOR 1FK7-HD 6,4 NM | 2221.96
1FT7062-5AF71-1CB2 | SYNCHRONOUS MOTOR 1FT7 | 5761.27
1FT7062-5AF71-1CE4 | SYNCHRONOUS MOTOR 1FT7 | 6013.89
1FT7044-1AF70-1FH1 | SYNCHRONOUS MOTOR 1FT7 | 4568.45
1FT7068-5WF70-1CG0 | SYNCHRONOUS MOTOR 1FT7 | 6535.82
1FT7068-5WF70-1DG3 | SYNCHRONOUS MOTOR 1FT7 | 5961.85
1FT7068-5WF71-1DH0 | SYNCHRONOUS MOTOR 1FT7 | 6653.7
1FT7084-5AF75-1NA0 | SYNCHRONOUS MOTOR 1FT7 | 4788.14
1FT7084-5AH70-1BA0 | SYNCHRONOUS MOTOR 1FT7 | 5156.81
1FT7084-5AC71-1BL0 | SYNCHRONOUS MOTOR 1FT7 | 6298.7
1FT7084-5AC71-1CB2 | SYNCHRONOUS MOTOR 1FT7 | 7147.48
1FT7085-7SH71-1CH1 | SYNCHRONOUS MOTOR 1FT7 | 8805.19
1FT7085-7WF70-1DA4 | SYNCHRONOUS MOTOR 1FT7 | 7260.43
1FT7087-7WF71-3DA2 | SYNCHRONOUS MOTOR 1FT7 | 8043.37
1FT7086-5SC71-1BA0 | SYNCHRONOUS MOTOR 1FT7 | 6904.43
1FT7086-5SC71-1BB4 | SYNCHRONOUS MOTOR 1FT7 | 8149.37
1FT7086-1AF70-1BG1 | SYNCHRONOUS MOTOR 1FT7 | 4749.81
1FT7084-5AC71-1DA4 | SYNCHRONOUS MOTOR 1FT7 | 5516.5
1FT7086-5SF70-1BA0 | SYNCHRONOUS MOTOR 1FT7 | 6904.43
1FT7086-1AF71-1FH1 | SYNCHRONOUS MOTOR 1FT7 | 6414.26
1FT7087-7WH70-4CH0 | SYNCHRONOUS MOTOR 1FT7 | 9566.6
1FT7087-7WH71-1BA1 | SYNCHRONOUS MOTOR 1FT7 | 7870.38
1FT7102-1AC70-1FH1 | SYNCHRONOUS MOTOR 1FT7 | 6275.46
1FT7086-1AH70-1DG1 | SYNCHRONOUS MOTOR 1FT7 | 4836.58
1FT7086-5SF71-1CB4 | SYNCHRONOUS MOTOR 1FT7 | 8977.69
1FT7086-5SF71-1CG0 | SYNCHRONOUS MOTOR 1FT7 | 7732.76
1FT7086-5SF71-1CG1 | SYNCHRONOUS MOTOR 1FT7 | 7836.87
1FT7086-5AC70-1BA1 | SYNCHRONOUS MOTOR 1FT7 | 6314.26
1FT7102-1AC74-1NG1 | SYNCHRONOUS MOTOR 1FT7 | 4117.81
1FT7102-5AB70-1BA2 | SYNCHRONOUS MOTOR 1FT7 | 6065.31
1FT7102-5AB70-1CA1 | SYNCHRONOUS MOTOR 1FT7 | 6807.43
1FT7102-5AB70-1DH1 | SYNCHRONOUS MOTOR 1FT7 | 7162.36
1FK7033-4CK71-1PB2 | SYNCHRONOUS MOTOR 1FK7-HD 1,3 NM | 1776.71
1FK7032-2AF21-1QA2 | SYNCHRONOUS MOTOR 1FK7-CT 1,2 NM | 1433.05
1FK7032-2AF21-1QB2 | SYNCHRONOUS MOTOR 1FK7-CT 1,2 NM | 1650.37
1FK7033-4CK71-1RA2 | SYNCHRONOUS MOTOR 1FK7-HD 1,3 NM | 2063.07
1FK7032-2AF21-1RB2 | SYNCHRONOUS MOTOR 1FK7-CT 1,2 NM | 2021.65
1FK7033-4CK71-1UH0 | SYNCHRONOUS MOTOR 1FK7-HD 1,3 NM | 1576.72
1FK7034-2AK71-1UA1 | SYNCHRONOUS MOTOR 1FK7-CT 1,6 NM | 1425.12
1FK7034-2AK71-1UB2 | SYNCHRONOUS MOTOR 1FK7-CT 1,6 NM | 1642.42
1FK7042-2AF21-1QG2 | SYNCHRONOUS MOTOR 1FK7-CT 3 NM | 1474.78
1FK7040-2AK71-1BA0 | SYNCHRONOUS MOTOR 1FK7-CT 1,6 NM | 1883.26
1FK7042-2AK71-1UA1 | SYNCHRONOUS MOTOR 1FK7-CT 3 NM | 1458.07
1FK7043-4CH71-1CB0 | SYNCHRONOUS MOTOR 1FK7-HD 3,5 NM | 2923.28
1FK7043-4CH71-1CH1 | SYNCHRONOUS MOTOR 1FK7-HD 3,5 NM | 2926.82
1FK7043-4CH71-1CH2 | SYNCHRONOUS MOTOR 1FK7-HD 3,5 NM | 2926.82
1FK7043-4CH71-1QA1 | SYNCHRONOUS MOTOR 1FK7-HD 3,5 NM | 1790.44
1FK7043-4CH71-1QA2 | SYNCHRONOUS MOTOR 1FK7-HD 3,5 NM | 1790.44
1FK7061-4CH71-1QG0 | SYNCHRONOUS MOTOR 1FK7-HD 6,4 NM | 1904.65
1FK7061-4CH71-1QH2 | SYNCHRONOUS MOTOR 1FK7-HD 6,4 NM | 2344.76
1FK7043-4CH71-1RA2 | SYNCHRONOUS MOTOR 1FK7-HD 3,5 NM | 2205.28
1FK7044-4CH71-1BG1 | SYNCHRONOUS MOTOR 1FK7-HD 4,5 NM | 2308.88
1FK7043-4CH71-1RH1 | SYNCHRONOUS MOTOR 1FK7-HD 3,5 NM | 2396.57
1FK7061-4CH71-1UB1 | SYNCHRONOUS MOTOR 1FK7-HD 6,4 NM | 2323.63
1FK7061-4CH71-1UH0 | SYNCHRONOUS MOTOR 1FK7-HD 6,4 NM | 2128.79
1FK7060-2AH71-1CA1 | SYNCHRONOUS MOTOR 1FK7-CT 6 NM | 2619.12
1FK7060-2AH71-1DH1 | SYNCHRONOUS MOTOR 1FK7-CT 6 NM | 2848.58
1FK7062-2AH71-1BG2 | SYNCHRONOUS MOTOR 1FK7-CT 8,5 NM | 2295.78
1FK7062-2AH71-1CA0 | SYNCHRONOUS MOTOR 1FK7-CT 8,5 NM | 2655.05
1FK7062-2AH71-1CA1 | SYNCHRONOUS MOTOR 1FK7-CT 8,5 NM | 2747.85
1FK7062-2AH71-1DA0 | SYNCHRONOUS MOTOR 1FK7-CT 8,5 NM | 2645.95
1FK7062-2AH71-1DA1 | SYNCHRONOUS MOTOR 1FK7-CT 8,5 NM | 2749.64
1FK2106-3AF01-0SB0 | SYNCHRONOUS MOTOR 1FK2 HD 9 NM | 1479.47
1FK7034-2AF21-1RB1 | SYNCHRONOUS MOTOR 1FK7-CT 1,6 NM | 2116
1FK7034-2AF21-1RH1 | SYNCHRONOUS MOTOR 1FK7-CT 1,6 NM | 2028.01
1FK7043-4CF21-1CA1 | SYNCHRONOUS MOTOR 1FK7-HD 3,3 NM | 2735.54
1FK7043-4CF21-1PA2 | SYNCHRONOUS MOTOR 1FK7-HD 3,3 NM | 1676.13
1FK7043-4CF21-1QG2 | SYNCHRONOUS MOTOR 1FK7-HD 3,3 NM | 1694.79
1FK7043-4CF21-1RB0 | SYNCHRONOUS MOTOR 1FK7-HD 3,3 NM | 2393.02
1FK7034-2AF21-1UA1 | SYNCHRONOUS MOTOR 1FK7-CT 1,6 NM | 1425.12
1FK7042-2AC71-1FB1 | SYNCHRONOUS MOTOR 1FK7-CT 3 NM | 3064.83
1FK7044-4CF71-1CH1 | SYNCHRONOUS MOTOR 1FK7-HD 4,5 NM | 3005.31
1FK7044-4CF71-1PA2 | SYNCHRONOUS MOTOR 1FK7-HD 4,5 NM | 1754.62
1FK7042-2AC71-1PG2 | SYNCHRONOUS MOTOR 1FK7-CT 3 NM | 1372.48
1FK7043-4CF24-1EG0 | SYNCHRONOUS MOTOR 1FK7-HD 3,3 NM | 2273.42
1FK7043-4CK71-1BG0 | SYNCHRONOUS MOTOR 1FK7-HD 3,5 NM | 2128.71
1FK7043-4CK71-1CA2 | SYNCHRONOUS MOTOR 1FK7-HD 3,5 NM | 2735.54
1FK7044-4CF71-1QB0 | SYNCHRONOUS MOTOR 1FK7-HD 4,5 NM | 2056.67
1FK7044-4CF71-1QH0 | SYNCHRONOUS MOTOR 1FK7-HD 4,5 NM | 1958.52
1FK7062-3BF71-1CH2 | SYNCHRONOUS MOTOR 1FK7-HI 8.5 NM | 2965.15
1FK7061-4CF71-1BA2 | SYNCHRONOUS MOTOR 1FK7-HD 6,4 NM | 2637.53
1FK7061-4CF71-1BB2 | SYNCHRONOUS MOTOR 1FK7-HD 6,4 NM | 2973.52
1FK7061-4CF71-1DB2 | SYNCHRONOUS MOTOR 1FK7-HD 6,4 NM | 3062.39
1FK7062-3BF71-1RA0 | SYNCHRONOUS MOTOR 1FK7-HI 8.5 NM | 2180.46
1FK7061-4CF71-1CH2 | SYNCHRONOUS MOTOR 1FK7-HD 6,4 NM | 3289.89
1FK7062-2AC71-1UG2 | SYNCHRONOUS MOTOR 1FK7-CT 8,5 NM | 1714.11
1FK7061-4CF71-1QH0 | SYNCHRONOUS MOTOR 1FK7-HD 6,4 NM | 2243.09
1FK7061-4CF71-1UA1 | SYNCHRONOUS MOTOR 1FK7-HD 6,4 NM | 1987.66
1FK7060-2AC71-1FG2 | SYNCHRONOUS MOTOR 1FK7-CT 6 NM | 2917.64
1FK7062-2AF71-1BH2 | SYNCHRONOUS MOTOR 1FK7-CT 8,5 NM | 2598.67
1FK7060-2AC71-1PB1 | SYNCHRONOUS MOTOR 1FK7-CT 6 NM | 1971.65
1FK7064-4CH71-1BB0 | SYNCHRONOUS MOTOR 1FK7-HD 12 NM | 3173.41
1FK7080-2AH71-1BG1 | SYNCHRONOUS MOTOR 1FK7-CT 8 NM | 2336.02
1FK7064-4CH71-1CH0 | SYNCHRONOUS MOTOR 1FK7-HD 12 NM | 3489.78
1FK7081-2AH71-1BB0 | SYNCHRONOUS MOTOR 1FK7-CT 12 NM | 2952.89
1FK7083-2AH71-1CG0 | SYNCHRONOUS MOTOR 1FK7-CT 16 NM | 2932.35
1FK7064-4CH71-1PB2 | SYNCHRONOUS MOTOR 1FK7-HD 12 NM | 2625.2
1FK7081-2AH71-1PB1 | SYNCHRONOUS MOTOR 1FK7-CT 12 NM | 2464.04
1FK7083-2AH71-1DG2 | SYNCHRONOUS MOTOR 1FK7-CT 16 NM | 3059.46
1FK7080-2AH71-1RB1 | SYNCHRONOUS MOTOR 1FK7-CT 8 NM | 2721.83
1FK7081-2AH71-1QB2 | SYNCHRONOUS MOTOR 1FK7-CT 12 NM | 2566.32
1FK7064-4CH71-1RH0 | SYNCHRONOUS MOTOR 1FK7-HD 12 NM | 2959.5
1FK7080-2AH71-1UB0 | SYNCHRONOUS MOTOR 1FK7-CT 8 NM | 2155.45
1FK7080-2AH71-1UG1 | SYNCHRONOUS MOTOR 1FK7-CT 8 NM | 1754.4
1FK7083-2AH71-1PA0 | SYNCHRONOUS MOTOR 1FK7-CT 16 NM | 2069.81
1FK7085-4CF71-1BA0 | SYNCHRONOUS MOTOR 1FK7-HD 22 NM | 3448.16
1FK7085-4CF71-1BB0 | SYNCHRONOUS MOTOR 1FK7-HD 22 NM | 3904.33
1FK7086-4CF71-1BH1 | SYNCHRONOUS MOTOR 1FK7-HD 28 NM | 4351.79
1FK7086-4CF71-1CB2 | SYNCHRONOUS MOTOR 1FK7-HD 28 NM | 4856.97
1FK7086-4CF71-1DA0 | SYNCHRONOUS MOTOR 1FK7-HD 28 NM | 3978.48
1FK7086-4CF71-1PB1 | SYNCHRONOUS MOTOR 1FK7-HD 28 NM | 3797.56
1FK7086-4CF71-1PH1 | SYNCHRONOUS MOTOR 1FK7-HD 28 NM | 3701.88
1FK7086-4CF71-1QG2 | SYNCHRONOUS MOTOR 1FK7-HD 28 NM | 3360.05
1FK7086-4CF71-1QH1 | SYNCHRONOUS MOTOR 1FK7-HD 28 NM | 3816.19
1FT7044-5AF70-1DB1 | SYNCHRONOUS MOTOR 1FT7 | 4873.66
1FT7034-5AK71-1FH4 | SYNCHRONOUS MOTOR 1FT7 | 5226.82
1FT7034-5AK71-1LA2 | SYNCHRONOUS MOTOR 1FT7 | 4695.35
1FT7034-5AK71-1LB2 | SYNCHRONOUS MOTOR 1FT7 | 5382.45
1FL6042-2AF21-1LB1 | SERVOMOTOR 1FL6;3AC 230V | 1080.65
1FT7044-5AF70-1CH3 | SYNCHRONOUS MOTOR 1FT7 | 5678.67
1FT7086-5SH71-1BA0 | SYNCHRONOUS MOTOR 1FT7 | 6904.43
1FT7102-5AB70-1DH5 | SYNCHRONOUS MOTOR 1FT7 | 7417.34
1FK7034-2AK71-1QA0 | SYNCHRONOUS MOTOR 1FK7-CT 1,6 NM | 1434.6
1FK7033-4CK71-1QA2 | SYNCHRONOUS MOTOR 1FK7-HD 1,3 NM | 1648.21
1FK7034-2AK71-1RA0 | SYNCHRONOUS MOTOR 1FK7-CT 1,6 NM | 1805.92
1FK7032-2AF21-1RB0 | SYNCHRONOUS MOTOR 1FK7-CT 1,2 NM | 1928.86
1FK7033-4CK71-1QG2 | SYNCHRONOUS MOTOR 1FK7-HD 1,3 NM | 1552.59
1FK7033-4CK71-1UB0 | SYNCHRONOUS MOTOR 1FK7-HD 1,3 NM | 1675.05
1FK7033-4CK71-1UG0 | SYNCHRONOUS MOTOR 1FK7-HD 1,3 NM | 1336.62
1FK7034-2AK71-1UG1 | SYNCHRONOUS MOTOR 1FK7-CT 1,6 NM | 1339.55
1FK7042-2AF21-1QA1 | SYNCHRONOUS MOTOR 1FK7-CT 3 NM | 1560.37
1FK7042-2AK71-1UB2 | SYNCHRONOUS MOTOR 1FK7-CT 3 NM | 1717.07
1FK7043-4CH71-1BB0 | SYNCHRONOUS MOTOR 1FK7-HD 3,5 NM | 2513.76
1FK7043-4CH71-1PA1 | SYNCHRONOUS MOTOR 1FK7-HD 3,5 NM | 1676.13
1FK7043-4CH71-1PG1 | SYNCHRONOUS MOTOR 1FK7-HD 3,5 NM | 1580.5
1FK7061-4CH71-1PH0 | SYNCHRONOUS MOTOR 1FK7-HD 6,4 NM | 2128.79
1FK7043-4CH71-1QH0 | SYNCHRONOUS MOTOR 1FK7-HD 3,5 NM | 1880.05
1FK7043-4CH71-1RA0 | SYNCHRONOUS MOTOR 1FK7-HD 3,5 NM | 2103.62
1FK7061-4CH71-1QA1 | SYNCHRONOUS MOTOR 1FK7-HD 6,4 NM | 2101.95
1FK7043-4CH71-1RB0 | SYNCHRONOUS MOTOR 1FK7-HD 3,5 NM | 2393.02
1FK7043-4CH71-1RB1 | SYNCHRONOUS MOTOR 1FK7-HD 3,5 NM | 2494.69
1FK7044-4CH71-1BG0 | SYNCHRONOUS MOTOR 1FK7-HD 4,5 NM | 2207.21
1FK7061-4CH71-1UB2 | SYNCHRONOUS MOTOR 1FK7-HD 6,4 NM | 2323.63
1FK7060-2AH71-1BH0 | SYNCHRONOUS MOTOR 1FK7-CT 6 NM | 2377.11
1FK7043-4CH71-1UG1 | SYNCHRONOUS MOTOR 1FK7-HD 3,5 NM | 1580.5
1FK7063-2AF71-1PH2 | SYNCHRONOUS MOTOR 1FK7-CT 11 NM | 2109.99
1FK7062-2AH71-1QH1 | SYNCHRONOUS MOTOR 1FK7-CT 8,5 NM | 2119.32
1FK7062-2AH71-1RG2 | SYNCHRONOUS MOTOR 1FK7-CT 8,5 NM | 2187.68
1FK7062-2AH71-1RH1 | SYNCHRONOUS MOTOR 1FK7-CT 8,5 NM | 2490.62
1FK7064-4CC71-1PG2 | SYNCHRONOUS MOTOR 1FK7-HD 12 NM | 2193.6
1FK7060-2AF71-1FG1 | SYNCHRONOUS MOTOR 1FK7-CT 6 NM | 2917.64
1FK7064-4CH71-1UH0 | SYNCHRONOUS MOTOR 1FK7-HD 12 NM | 2430.36
1FK7064-4CC71-1UH1 | SYNCHRONOUS MOTOR 1FK7-HD 12 NM | 2532.03
1FK7084-3BC71-1DB0 | SYNCHRONOUS MOTOR 1FK7-HI 20 NM | 3837.85
1FK7084-2AC71-1PA0 | SYNCHRONOUS MOTOR 1FK7-CT 20 NM | 2365.41
1FK7081-2AF71-1CH0 | SYNCHRONOUS MOTOR 1FK7-CT 12 NM | 3233.76
1FK7084-2AC71-1QB1 | SYNCHRONOUS MOTOR 1FK7-CT 20 NM | 2968.77
1FK7084-2AC71-1RB2 | SYNCHRONOUS MOTOR 1FK7-CT 20 NM | 3340.02
1FK7084-3BF71-1DA2 | SYNCHRONOUS MOTOR 1FK7-HI 20 NM | 3485.39
1FK7081-2AF71-1PH2 | SYNCHRONOUS MOTOR 1FK7-CT 12 NM | 2378.42
1FK7084-3BF71-1FA1 | SYNCHRONOUS MOTOR 1FK7-HI 20 NM | 3894.92
1FK7083-2AC71-1FA1 | SYNCHRONOUS MOTOR 1FK7-CT 16 NM | 3562.62
1FK7083-2AC71-1FH0 | SYNCHRONOUS MOTOR 1FK7-CT 16 NM | 3821.47
1FK7084-3BF71-1RH1 | SYNCHRONOUS MOTOR 1FK7-HI 20 NM | 3254.41
1FK7084-2AC71-1UH1 | SYNCHRONOUS MOTOR 1FK7-CT 20 NM | 2780.87
1FK7086-4CC71-1BA0 | SYNCHRONOUS MOTOR 1FK7-HD 28 NM | 3889.6
1FK7085-4CC71-1BB0 | SYNCHRONOUS MOTOR 1FK7-HD 22 NM | 3904.33
1FK7100-2AC71-1PB1 | SYNCHRONOUS MOTOR 1FK7-CT 18 NM | 2816.72
1FK7100-2AC71-1RB2 | SYNCHRONOUS MOTOR 1FK7-CT 18 NM | 3290.31
1FK7100-2AC71-1UB1 | SYNCHRONOUS MOTOR 1FK7-CT 18 NM | 2816.72
1FK7101-2AF71-1FB0 | SYNCHRONOUS MOTOR 1FK7-CT 27 NM | 4547.37
1FK7105-2AF71-1FH0 | SYNCHRONOUS MOTOR 1FK7-CT 48 NM | 6097.29
1FK7101-2AF71-1UA0 | SYNCHRONOUS MOTOR 1FK7-CT 27 NM | 2633.87
1FK7103-2AF71-1PG1 | SYNCHRONOUS MOTOR 1FK7-CT 36 NM | 3060.32
1FK7101-2AF71-1UA2 | SYNCHRONOUS MOTOR 1FK7-CT 27 NM | 2726.69
1FT7046-5AF71-1CA2 | SYNCHRONOUS MOTOR 1FT7 | 5289.67
1FT7066-5AH70-1FG0 | SYNCHRONOUS MOTOR 1FT7 | 5593.09
1FK7043-4CH71-1DB0 | SYNCHRONOUS MOTOR 1FK7-HD 3,5 NM | 2602.64
1FK7043-4CH71-1PA0 | SYNCHRONOUS MOTOR 1FK7-HD 3,5 NM | 1574.47
1FK7044-4CH71-1BA0 | SYNCHRONOUS MOTOR 1FK7-HD 4,5 NM | 2302.83
1FK7061-4CH71-1PH2 | SYNCHRONOUS MOTOR 1FK7-HD 6,4 NM | 2230.45
1FK7061-4CH71-1RH1 | SYNCHRONOUS MOTOR 1FK7-HD 6,4 NM | 2759.62
1FK7044-4CH71-1CB1 | SYNCHRONOUS MOTOR 1FK7-HD 4,5 NM | 3103.43
1FK7044-4CH71-1CB2 | SYNCHRONOUS MOTOR 1FK7-HD 4,5 NM | 3103.43
1FK7060-2AH71-1BG0 | SYNCHRONOUS MOTOR 1FK7-CT 6 NM | 2074.19
1FK7060-2AH71-1BG1 | SYNCHRONOUS MOTOR 1FK7-CT 6 NM | 2167
1FK7043-4CH71-1UH2 | SYNCHRONOUS MOTOR 1FK7-HD 3,5 NM | 1867.41
1FK7060-2AH71-1CB1 | SYNCHRONOUS MOTOR 1FK7-CT 6 NM | 2919.74
1FK7060-2AH71-1CG2 | SYNCHRONOUS MOTOR 1FK7-CT 6 NM | 2533.52
1FK7063-2AF71-1PB0 | SYNCHRONOUS MOTOR 1FK7-CT 11 NM | 2100.54
1FK7063-2AF71-1PG2 | SYNCHRONOUS MOTOR 1FK7-CT 11 NM | 1807.07
1FK7064-4CC71-1BH2 | SYNCHRONOUS MOTOR 1FK7-HD 12 NM | 3181.9
1FK7064-4CC71-1CA2 | SYNCHRONOUS MOTOR 1FK7-HD 12 NM | 3348.64
1FK7062-2AH71-1CH2 | SYNCHRONOUS MOTOR 1FK7-CT 8,5 NM | 2965.15
1FK7062-2AH71-1PA0 | SYNCHRONOUS MOTOR 1FK7-CT 8,5 NM | 1706.85
1FK7062-2AH71-1PA1 | SYNCHRONOUS MOTOR 1FK7-CT 8,5 NM | 1799.73
1FK7062-2AH71-1PB2 | SYNCHRONOUS MOTOR 1FK7-CT 8,5 NM | 2100.39
1FK7064-4CC71-1CB2 | SYNCHRONOUS MOTOR 1FK7-HD 12 NM | 3684.6
1FK7064-4CC71-1DH0 | SYNCHRONOUS MOTOR 1FK7-HD 12 NM | 3169.12
1FK7064-4CC71-1PA0 | SYNCHRONOUS MOTOR 1FK7-HD 12 NM | 2187.55
1FK7060-2AF71-1FH0 | SYNCHRONOUS MOTOR 1FK7-CT 6 NM | 3154.42
1FK7060-2AF71-1FH1 | SYNCHRONOUS MOTOR 1FK7-CT 6 NM | 3256.08
1FK7063-2AF71-1WA0 | SYNCHRONOUS MOTOR 1FK7-CT 11 NM | 1681.24
1FK7084-3BC71-1DG2 | SYNCHRONOUS MOTOR 1FK7-HI 20 NM | 3387.71
1FK7084-3BC71-1DH1 | SYNCHRONOUS MOTOR 1FK7-HI 20 NM | 3843.88
1FK7084-2AC71-1PA2 | SYNCHRONOUS MOTOR 1FK7-CT 20 NM | 2458.22
1FK7084-2AC71-1PB0 | SYNCHRONOUS MOTOR 1FK7-CT 20 NM | 2773.64
1FK7084-2AC71-1QG1 | SYNCHRONOUS MOTOR 1FK7-CT 20 NM | 2474.87
1FK7084-3BF71-1CA2 | SYNCHRONOUS MOTOR 1FK7-HI 20 NM | 3406.32
1FK7081-2AF71-1QA1 | SYNCHRONOUS MOTOR 1FK7-CT 12 NM | 2158.07
1FK7084-3BF71-1DH1 | SYNCHRONOUS MOTOR 1FK7-HI 20 NM | 3845.91
1FK7083-2AC71-1DB2 | SYNCHRONOUS MOTOR 1FK7-CT 16 NM | 3609.26
1FK7084-3BF71-1QB0 | SYNCHRONOUS MOTOR 1FK7-HI 20 NM | 2875.94
1FK7081-2AF71-1QB2 | SYNCHRONOUS MOTOR 1FK7-CT 12 NM | 2566.32
1FK7084-3BF71-1QG0 | SYNCHRONOUS MOTOR 1FK7-HI 20 NM | 2382.07
1FK7084-3BF71-1RH0 | SYNCHRONOUS MOTOR 1FK7-HI 20 NM | 3161.63
1FK7085-4CC71-1BA0 | SYNCHRONOUS MOTOR 1FK7-HD 22 NM | 3448.16
1FK7100-2AC71-1PB2 | SYNCHRONOUS MOTOR 1FK7-CT 18 NM | 2816.72
1FK7100-2AC71-1QG1 | SYNCHRONOUS MOTOR 1FK7-CT 18 NM | 2425.16
1FK7101-2AF71-1DA2 | SYNCHRONOUS MOTOR 1FK7-CT 27 NM | 3783.33
1FK7101-2AF71-1DH1 | SYNCHRONOUS MOTOR 1FK7-CT 27 NM | 4143.85
1FK7101-2AF71-1PA1 | SYNCHRONOUS MOTOR 1FK7-CT 27 NM | 2726.69
1FT7064-1AF70-1FG1 | SYNCHRONOUS MOTOR 1FT7 | 4278.79
1FT7064-1AF70-1FH1 | SYNCHRONOUS MOTOR 1FT7 | 4939.54
1FT7066-5AH70-1FH1 | SYNCHRONOUS MOTOR 1FT7 | 6556.65
1FT7046-5AF71-1FA1 | SYNCHRONOUS MOTOR 1FT7 | 5290.25
1FT7046-5AF71-1FB1 | SYNCHRONOUS MOTOR 1FT7 | 6032.38
1FT7046-5AF71-1FG3 | SYNCHRONOUS MOTOR 1FT7 | 5353.74
1FT7046-5AF71-1CH1 | SYNCHRONOUS MOTOR 1FT7 | 5945.59
1FT7066-5AH71-1CG2 | SYNCHRONOUS MOTOR 1FT7 | 5696.64
1FT7066-5AH71-1DA0 | SYNCHRONOUS MOTOR 1FT7 | 4764.75
1FT7066-5AH71-1FA2 | SYNCHRONOUS MOTOR 1FT7 | 5783.43
1FT7046-5AH70-1CB2 | SYNCHRONOUS MOTOR 1FT7 | 6031.79
1FT7046-5AH70-1CG0 | SYNCHRONOUS MOTOR 1FT7 | 5099.35
1FT7046-5AH70-1CG1 | SYNCHRONOUS MOTOR 1FT7 | 5203.47
1FT7042-5AF71-1KH2 | SYNCHRONOUS MOTOR 1FT7 | 4805.41
1FK7062-2AH71-1DA2 | SYNCHRONOUS MOTOR 1FK7-CT 8,5 NM | 2749.64
1FK7062-2AH71-1QG2 | SYNCHRONOUS MOTOR 1FK7-CT 8,5 NM | 1816.4
1FK7064-4CC71-1PB0 | SYNCHRONOUS MOTOR 1FK7-HD 12 NM | 2523.5
1FK7064-4CC71-1PB2 | SYNCHRONOUS MOTOR 1FK7-HD 12 NM | 2625.2
1FK7064-4CC71-1PG0 | SYNCHRONOUS MOTOR 1FK7-HD 12 NM | 2091.9
1FK7060-2AF71-1FB1 | SYNCHRONOUS MOTOR 1FK7-CT 6 NM | 3349.24
1FK7060-2AF71-1FG0 | SYNCHRONOUS MOTOR 1FK7-CT 6 NM | 2815.97
1FK7064-4CH71-1UA0 | SYNCHRONOUS MOTOR 1FK7-HD 12 NM | 2187.55
1FK7064-4CH71-1UB1 | SYNCHRONOUS MOTOR 1FK7-HD 12 NM | 2625.2
1FK7084-2AC71-1BA2 | SYNCHRONOUS MOTOR 1FK7-CT 20 NM | 3039.85
1FK7084-2AC71-1BB1 | SYNCHRONOUS MOTOR 1FK7-CT 20 NM | 3448.1
1FK7084-2AC71-1BG2 | SYNCHRONOUS MOTOR 1FK7-CT 20 NM | 2954.23
1FK7084-3BC71-1DA0 | SYNCHRONOUS MOTOR 1FK7-HI 20 NM | 3381.7
1FK7081-2AF71-1BA1 | SYNCHRONOUS MOTOR 1FK7-CT 12 NM | 2637.42
1FK7081-2AF71-1BB1 | SYNCHRONOUS MOTOR 1FK7-CT 12 NM | 3045.68
1FK7081-2AF71-1CB2 | SYNCHRONOUS MOTOR 1FK7-CT 12 NM | 3412.22
1FK7081-2AF71-1CH1 | SYNCHRONOUS MOTOR 1FK7-CT 12 NM | 3326.6
1FK7084-2AC71-1QA1 | SYNCHRONOUS MOTOR 1FK7-CT 20 NM | 2560.45
1FK7084-2AC71-1RB1 | SYNCHRONOUS MOTOR 1FK7-CT 20 NM | 3340.02
1FK7081-2AF71-1PA1 | SYNCHRONOUS MOTOR 1FK7-CT 12 NM | 2055.76
1FK7084-3BF71-1DA0 | SYNCHRONOUS MOTOR 1FK7-HI 20 NM | 3381.7
1FK7084-3BF71-1FB1 | SYNCHRONOUS MOTOR 1FK7-HI 20 NM | 4351.09
1FK7084-3BF71-1FH0 | SYNCHRONOUS MOTOR 1FK7-HI 20 NM | 4151.75
1FK7081-2AF71-1RA2 | SYNCHRONOUS MOTOR 1FK7-CT 12 NM | 2529.37
1FK7101-2AF71-1DA0 | SYNCHRONOUS MOTOR 1FK7-CT 27 NM | 3681.67
1FK7103-2AC71-1UB1 | SYNCHRONOUS MOTOR 1FK7-CT 36 NM | 3554.17
1FK7105-2AF71-1PB1 | SYNCHRONOUS MOTOR 1FK7-CT 48 NM | 4607.72
1FK7103-2AF71-1PA0 | SYNCHRONOUS MOTOR 1FK7-CT 36 NM | 3053.11
1FK7103-2AF71-1PB2 | SYNCHRONOUS MOTOR 1FK7-CT 36 NM | 3554.17
1FK7100-2AF71-1FH1 | SYNCHRONOUS MOTOR 1FK7-CT 18 NM | 4197.85
1FT7046-5AF71-1CB2 | SYNCHRONOUS MOTOR 1FT7 | 6031.79
1FT7046-5AF71-1CK1 | SYNCHRONOUS MOTOR 1FT7 | 5376.1
1FT7066-5AH70-1FG1 | SYNCHRONOUS MOTOR 1FT7 | 5697.24
1FT7042-5AF71-1CG1 | SYNCHRONOUS MOTOR 1FT7 | 4480.44
1FT7042-5AF71-1DE2 | SYNCHRONOUS MOTOR 1FT7 | 4737.2
1FT7046-5AF71-1DG2 | SYNCHRONOUS MOTOR 1FT7 | 4548.1
1FT7042-5AF71-1DH5 | SYNCHRONOUS MOTOR 1FT7 | 4735.98
1FT7042-5AF71-1FA0 | SYNCHRONOUS MOTOR 1FT7 | 4463.11
1FT7042-5AF71-1FA1 | SYNCHRONOUS MOTOR 1FT7 | 4567.22
1FT7042-5AF71-1FE0 | SYNCHRONOUS MOTOR 1FT7 | 5375.23
1FT7042-5AF71-1FH2 | SYNCHRONOUS MOTOR 1FT7 | 5395.55
1FT7042-5AF71-1FH3 | SYNCHRONOUS MOTOR 1FT7 | 5372.83
1FT7042-5AF71-1FH5 | SYNCHRONOUS MOTOR 1FT7 | 5564.34
1FT7042-5AF71-1CH0 | SYNCHRONOUS MOTOR 1FT7 | 5118.45
1FT7046-5AH70-1DL0 | SYNCHRONOUS MOTOR 1FT7 | 5269.91
1FT7066-5WF70-1FH1 | SYNCHRONOUS MOTOR 1FT7 | 7250.91
1FT7066-5WF71-1CG1 | SYNCHRONOUS MOTOR 1FT7 | 6304.72
1FT7046-5AH71-1BH0 | SYNCHRONOUS MOTOR 1FT7 | 5013.14
1FT7064-1AF71-1CH1 | SYNCHRONOUS MOTOR 1FT7 | 4852.74
1FT7066-5WH71-1FH1 | SYNCHRONOUS MOTOR 1FT7 | 7250.91
1FT7046-5AH71-1DB1 | SYNCHRONOUS MOTOR 1FT7 | 5204.03
1FT7046-5AH71-1FB2 | SYNCHRONOUS MOTOR 1FT7 | 6118.58
1FT7067-7SH71-1BG0 | SYNCHRONOUS MOTOR 1FT7 | 5758.95
1FT7067-7WF70-1BH0 | SYNCHRONOUS MOTOR 1FT7 | 6618.38
1FT7064-5AF70-1BA3 | SYNCHRONOUS MOTOR 1FT7 | 4510.4
1FT7067-7WH71-1BG1 | SYNCHRONOUS MOTOR 1FT7 | 5863.07
1FT7067-7WH75-1MG1 | SYNCHRONOUS MOTOR 1FT7 | 6310.7
1FT7068-5AF70-1BA0 | SYNCHRONOUS MOTOR 1FT7 | 5013.15
1FT7068-5AF70-1BA1 | SYNCHRONOUS MOTOR 1FT7 | 5117.26
1FT7082-5WF71-1FH1 | SYNCHRONOUS MOTOR 1FT7 | 7028.38
1FT7082-5WF71-1CH0 | SYNCHRONOUS MOTOR 1FT7 | 6837.46
1FT7044-5AF71-1BA1 | SYNCHRONOUS MOTOR 1FT7 | 4044.73
1FL6044-2AF21-1LH1 | SERVOMOTOR 1FL6;3AC 230V | 1298.01
1FT7044-5AF71-1CD2 | SYNCHRONOUS MOTOR 1FT7 | 5131.9
1FT7044-5AF71-1DA0 | SYNCHRONOUS MOTOR 1FT7 | 4027.39
1FT7034-5AK75-1NG1 | SYNCHRONOUS MOTOR 1FT7 | 3087.14
1FT7036-5AK70-1BA0 | SYNCHRONOUS MOTOR 1FT7 | 3502.54
1FT7036-5AK70-1BG1 | SYNCHRONOUS MOTOR 1FT7 | 3606.65
1FT7044-5AF71-1FB1 | SYNCHRONOUS MOTOR 1FT7 | 5702
1FT7044-5AF71-1CH2 | SYNCHRONOUS MOTOR 1FT7 | 5701.42
1FT7036-5AK70-1FG2 | SYNCHRONOUS MOTOR 1FT7 | 4608
1FT7036-5AK70-1FH2 | SYNCHRONOUS MOTOR 1FT7 | 5295.07
1FT7036-5AK70-1CH1 | SYNCHRONOUS MOTOR 1FT7 | 5122.08
1FT7036-5AK71-1BA0 | SYNCHRONOUS MOTOR 1FT7 | 3502.54
1FT7036-5AK71-1BB0 | SYNCHRONOUS MOTOR 1FT7 | 4189.62
1FT7044-5AK70-1CB2 | SYNCHRONOUS MOTOR 1FT7 | 5701.42
1FT7044-5AK70-1CG0 | SYNCHRONOUS MOTOR 1FT7 | 4768.95
1FT7044-5AK70-1DA4 | SYNCHRONOUS MOTOR 1FT7 | 4300.31
1FK7105-2AC71-1FH1 | SYNCHRONOUS MOTOR 1FK7-CT 48 NM | 6198.95
1FT7036-5AK71-1FB2 | SYNCHRONOUS MOTOR 1FT7 | 5295.07
1FT7044-5AK70-1DD0 | SYNCHRONOUS MOTOR 1FT7 | 4200.03
1FT7044-5AK70-1CH3 | SYNCHRONOUS MOTOR 1FT7 | 5678.67
1FT7084-5AH70-1DA1 | SYNCHRONOUS MOTOR 1FT7 | 5347.69
1FT7082-1AF71-1DG1 | SYNCHRONOUS MOTOR 1FT7 | 3450.45
1FT7084-5AH70-1DG1 | SYNCHRONOUS MOTOR 1FT7 | 5347.69
1FT7082-5AF70-1CG1 | SYNCHRONOUS MOTOR 1FT7 | 5275.25
1FT7082-5AC70-1BB0 | SYNCHRONOUS MOTOR 1FT7 | 5314.82
1FT7082-5AC70-1BG1 | SYNCHRONOUS MOTOR 1FT7 | 4446.92
1FT7082-5AC70-1CE5 | SYNCHRONOUS MOTOR 1FT7 | 6672.15
1FT7082-5AF70-1DH0 | SYNCHRONOUS MOTOR 1FT7 | 5401.58
1FT7082-5AF70-1FB5 | SYNCHRONOUS MOTOR 1FT7 | 6589.06
1FT7082-5AF70-1FH0 | SYNCHRONOUS MOTOR 1FT7 | 6229.94
1FT7084-5AH70-1FH2 | SYNCHRONOUS MOTOR 1FT7 | 7234.27
1FT7084-5AH70-1CH1 | SYNCHRONOUS MOTOR 1FT7 | 7061.26
1FT7084-5AH71-1BA3 | SYNCHRONOUS MOTOR 1FT7 | 5324.4
1FT7082-5AC70-1FG3 | SYNCHRONOUS MOTOR 1FT7 | 5425.52
1FT7082-5AF71-1BG2 | SYNCHRONOUS MOTOR 1FT7 | 4533.12
1FT7082-5AF71-1CG2 | SYNCHRONOUS MOTOR 1FT7 | 5361.45
1FT7082-5AC71-1BA0 | SYNCHRONOUS MOTOR 1FT7 | 4342.79
1FT7064-5AF71-1CE3 | SYNCHRONOUS MOTOR 1FT7 | 6368.15
1FT7084-5AH71-1CG5 | SYNCHRONOUS MOTOR 1FT7 | 6344.24
1FT7064-5AF71-1CK1 | SYNCHRONOUS MOTOR 1FT7 | 5447.88
1FT7082-5AF71-1DA2 | SYNCHRONOUS MOTOR 1FT7 | 4619.89
1FT7082-5AF71-1DH0 | SYNCHRONOUS MOTOR 1FT7 | 5401.58
1FT7082-5AC71-1DG0 | SYNCHRONOUS MOTOR 1FT7 | 4429.58
1FT7082-5AF71-1FB5 | SYNCHRONOUS MOTOR 1FT7 | 6589.06
1FT7084-5AH71-1DH0 | SYNCHRONOUS MOTOR 1FT7 | 6215.58
1FT7082-5AF71-1FL0 | SYNCHRONOUS MOTOR 1FT7 | 6399.82
1FT7082-5AC71-1FA1 | SYNCHRONOUS MOTOR 1FT7 | 5362.05
1FT7082-5AC71-1FG2 | SYNCHRONOUS MOTOR 1FT7 | 5448.24
1FT7082-5AC71-1CH0 | SYNCHRONOUS MOTOR 1FT7 | 6143.15
1FT7082-5AF74-1MA2 | SYNCHRONOUS MOTOR 1FT7 | 4980.74
1FT7086-5AC71-1BA3 | SYNCHRONOUS MOTOR 1FT7 | 6377.73
1FT7086-5AC71-1BB3 | SYNCHRONOUS MOTOR 1FT7 | 7349.76
1FT7086-5WC71-1CG3 | SYNCHRONOUS MOTOR 1FT7 | 7900.35
1FT7102-5AB71-1BG1 | SYNCHRONOUS MOTOR 1FT7 | 5979.11
1FT7084-5AF70-1DB0 | SYNCHRONOUS MOTOR 1FT7 | 6215.58
1FT7102-5AB71-1CA1 | SYNCHRONOUS MOTOR 1FT7 | 6807.43
1FT7086-5AC71-1BL1 | SYNCHRONOUS MOTOR 1FT7 | 7456.17
1FT7086-5AC71-1CD2 | SYNCHRONOUS MOTOR 1FT7 | 7401.43
1FT7084-5AF70-1FA3 | SYNCHRONOUS MOTOR 1FT7 | 6239.52
1FT7102-5AB71-1CG2 | SYNCHRONOUS MOTOR 1FT7 | 6893.64
1FT7102-5AB71-1FA0 | SYNCHRONOUS MOTOR 1FT7 | 6790.11
1FT7086-5AC71-1CG4 | SYNCHRONOUS MOTOR 1FT7 | 7311.4
1FT7086-5WF71-1BH0 | SYNCHRONOUS MOTOR 1FT7 | 7876.45
1FT7086-5AC71-1DG3 | SYNCHRONOUS MOTOR 1FT7 | 6464.51
1FT7084-5AF70-1FB2 | SYNCHRONOUS MOTOR 1FT7 | 7234.27
1FT7046-5AH70-1CH2 | SYNCHRONOUS MOTOR 1FT7 | 6031.79
1FT7042-5AF74-1MG1 | SYNCHRONOUS MOTOR 1FT7 | 4099.71
1FT7066-5WH71-1CG1 | SYNCHRONOUS MOTOR 1FT7 | 6304.72
1FT7066-5WH71-1CG2 | SYNCHRONOUS MOTOR 1FT7 | 6390.92
1FT7066-5WH71-1DH0 | SYNCHRONOUS MOTOR 1FT7 | 6318.46
1FT7064-1AF71-1KH1 | SYNCHRONOUS MOTOR 1FT7 | 4349.4
1FT7067-7SF71-1CA0 | SYNCHRONOUS MOTOR 1FT7 | 6587.28
1FT7042-5AK70-1DD5 | SYNCHRONOUS MOTOR 1FT7 | 4166.49
1FT7042-5AK70-1DG1 | SYNCHRONOUS MOTOR 1FT7 | 3738.88
1FT7042-5AK70-1FG4 | SYNCHRONOUS MOTOR 1FT7 | 4736.03
1FT7042-5AK70-1CH0 | SYNCHRONOUS MOTOR 1FT7 | 5118.45
1FT7067-7SH70-1CD3 | SYNCHRONOUS MOTOR 1FT7 | 6927.49
1FT7067-7WH70-1CG0 | SYNCHRONOUS MOTOR 1FT7 | 6587.28
1FT7067-7WH70-1DG0 | SYNCHRONOUS MOTOR 1FT7 | 5845.72
1FT7067-7WH70-1FH0 | SYNCHRONOUS MOTOR 1FT7 | 7533.49
1FT7064-5WF74-1MG0 | SYNCHRONOUS MOTOR 1FT7 | 5484.72
1FT7084-5WF71-1DA0 | SYNCHRONOUS MOTOR 1FT7 | 5937.84
1FT7084-5WF71-1FA0 | SYNCHRONOUS MOTOR 1FT7 | 6766.2
1FT7086-5AF74-1NB0 | SYNCHRONOUS MOTOR 1FT7 | 6813.49
1FT7084-1AF71-1LG1 | SYNCHRONOUS MOTOR 1FT7 | 5105.92
1FT7084-1AF71-1LH1 | SYNCHRONOUS MOTOR 1FT7 | 5855.24
1FT7084-5WH70-1BG3 | SYNCHRONOUS MOTOR 1FT7 | 6018.67
1FT7084-5WH70-1BG4 | SYNCHRONOUS MOTOR 1FT7 | 6124.01
1FT7086-5AH70-1DG3 | SYNCHRONOUS MOTOR 1FT7 | 6464.51
1FT7086-5AH70-1DH3 | SYNCHRONOUS MOTOR 1FT7 | 7436.51
1FT7065-7SF71-1BG0 | SYNCHRONOUS MOTOR 1FT7 | 5427.49
1FT7065-7SF71-1BK3 | SYNCHRONOUS MOTOR 1FT7 | 5767.7
1FT7084-5WH71-1CG2 | SYNCHRONOUS MOTOR 1FT7 | 6869.75
1FT7084-5AC70-1DG1 | SYNCHRONOUS MOTOR 1FT7 | 5347.69
1FT7065-7WF70-1DB1 | SYNCHRONOUS MOTOR 1FT7 | 6477.8
1FT7065-7WF70-1FL5 | SYNCHRONOUS MOTOR 1FT7 | 7731.15
1FT7087-7SH70-2BA0 | SYNCHRONOUS MOTOR 1FT7 | 7766.27
1FT7087-7SH70-3BK4 | SYNCHRONOUS MOTOR 1FT7 | 8211.83
1FT7086-5AH71-1DG1 | SYNCHRONOUS MOTOR 1FT7 | 6401.05
1FT7086-5AH71-1DG5 | SYNCHRONOUS MOTOR 1FT7 | 6656.03
1FT7086-5AH71-1FK2 | SYNCHRONOUS MOTOR 1FT7 | 7488.21
1FT7084-5AC71-1BB2 | SYNCHRONOUS MOTOR 1FT7 | 6319.12
1FT7084-5AC71-1BD1 | SYNCHRONOUS MOTOR 1FT7 | 5433.55
1FT7087-7SH71-1CB3 | SYNCHRONOUS MOTOR 1FT7 | 9734.19
1FT7087-7SH71-1CG1 | SYNCHRONOUS MOTOR 1FT7 | 8698.71
1FT7108-5AF71-1FG1 | SYNCHRONOUS MOTOR 1FT7 | 10724.68
1FT7108-5AF71-1FG4 | SYNCHRONOUS MOTOR 1FT7 | 10893.46
1FT7108-5AF71-1FH1 | SYNCHRONOUS MOTOR 1FT7 | 11821.13
1FT7105-5AC70-1FB1 | SYNCHRONOUS MOTOR 1FT7 | 9642.56
1FT7105-5AC70-1FG0 | SYNCHRONOUS MOTOR 1FT7 | 8442
1FT7105-5AC70-1FG3 | SYNCHRONOUS MOTOR 1FT7 | 8609.57
1FT7105-5AC70-1FG4 | SYNCHRONOUS MOTOR 1FT7 | 8714.92
1FT7105-5AC70-1FH1 | SYNCHRONOUS MOTOR 1FT7 | 9642.56
1FT7108-5SC70-1CG0 | SYNCHRONOUS MOTOR 1FT7 | 11228.07
1FT7108-5SC70-1CL1 | SYNCHRONOUS MOTOR 1FT7 | 12601.02
1FT7108-5SC70-1CH0 | SYNCHRONOUS MOTOR 1FT7 | 12324.53
1FT7105-5AC71-1BA0 | SYNCHRONOUS MOTOR 1FT7 | 7526.85
1FT7105-5AC71-1BB3 | SYNCHRONOUS MOTOR 1FT7 | 8790.93
1FT7105-5AC71-1BD1 | SYNCHRONOUS MOTOR 1FT7 | 7803.6
1FT7105-5WC70-1DA2 | SYNCHRONOUS MOTOR 1FT7 | 8498.25
1FT7102-5AF71-1BG5 | SYNCHRONOUS MOTOR 1FT7 | 6234.09
1FT7102-5AF71-1BH1 | SYNCHRONOUS MOTOR 1FT7 | 7075.56
1FT7102-5AF71-1BH2 | SYNCHRONOUS MOTOR 1FT7 | 7161.76
1FT7105-5WC71-1BH1 | SYNCHRONOUS MOTOR 1FT7 | 9421.74
1FT7105-5AC71-1CL2 | SYNCHRONOUS MOTOR 1FT7 | 9814.35
1FT7105-5AC71-1CL5 | SYNCHRONOUS MOTOR 1FT7 | 9983.14
1FT7108-5SC71-1CB0 | SYNCHRONOUS MOTOR 1FT7 | 12324.53
1FT7105-5WF71-3FH0 | SYNCHRONOUS MOTOR 1FT7 | 10232.74
1FT7105-5WF71-3CH0 | SYNCHRONOUS MOTOR 1FT7 | 10145.96
1FT7108-5SC71-7CB0 | SYNCHRONOUS MOTOR 1FT7 | 12324.53
1FT7102-5AF71-1FA5 | SYNCHRONOUS MOTOR 1FT7 | 7149.2
1FT7046-5AF71-1DL1 | SYNCHRONOUS MOTOR 1FT7 | 5374.03
1FT7066-5AH71-1BB0 | SYNCHRONOUS MOTOR 1FT7 | 5537.41
1FT7042-5AF71-1DH0 | SYNCHRONOUS MOTOR 1FT7 | 4376.89
1FT7042-5AF71-1FD4 | SYNCHRONOUS MOTOR 1FT7 | 4908.67
1FT7066-5AH71-1DB0 | SYNCHRONOUS MOTOR 1FT7 | 5624.18
1FT7066-5AH71-1DG2 | SYNCHRONOUS MOTOR 1FT7 | 4955.08
1FT7042-5AF71-1CH5 | SYNCHRONOUS MOTOR 1FT7 | 5477.56
1FT7046-5AH70-1CA2 | SYNCHRONOUS MOTOR 1FT7 | 5289.67
1FT7066-5AH71-1FH2 | SYNCHRONOUS MOTOR 1FT7 | 6642.87
1FT7046-5AH70-1DB2 | SYNCHRONOUS MOTOR 1FT7 | 5290.25
1FT7066-5AH74-1MB0 | SYNCHRONOUS MOTOR 1FT7 | 5985
1FT7046-5AH70-1CH0 | SYNCHRONOUS MOTOR 1FT7 | 5841.48
1FT7066-5WF70-1BB2 | SYNCHRONOUS MOTOR 1FT7 | 6422
1FT7042-5AF71-1LB0 | SYNCHRONOUS MOTOR 1FT7 | 5443.46
1FT7066-5WF70-1BH1 | SYNCHRONOUS MOTOR 1FT7 | 6335.8
1FT7042-5AF74-1MG2 | SYNCHRONOUS MOTOR 1FT7 | 4185.93
1FT7046-5AH71-1BG5 | SYNCHRONOUS MOTOR 1FT7 | 4630.12
1FT7064-1AF71-1KG1 | SYNCHRONOUS MOTOR 1FT7 | 3688.64
1FT7066-5WH70-1FG2 | SYNCHRONOUS MOTOR 1FT7 | 6477.71
1FT7066-5WH71-1FG0 | SYNCHRONOUS MOTOR 1FT7 | 6287.37
1FT7046-5AH71-1FA0 | SYNCHRONOUS MOTOR 1FT7 | 5186.14
1FT7046-5AH71-1FB0 | SYNCHRONOUS MOTOR 1FT7 | 5928.27
1FT7042-5AK70-1FG0 | SYNCHRONOUS MOTOR 1FT7 | 4463.11
1FT7067-7SH70-1BH0 | SYNCHRONOUS MOTOR 1FT7 | 6618.38
1FT7042-5AK70-1CH5 | SYNCHRONOUS MOTOR 1FT7 | 5477.56
1FT7062-1AF70-1CG1 | SYNCHRONOUS MOTOR 1FT7 | 3866.39
1FT7064-1AK70-1FH1 | SYNCHRONOUS MOTOR 1FT7 | 4939.54
1FT7067-7WH70-1FH1 | SYNCHRONOUS MOTOR 1FT7 | 7637.62
1FT7064-5AF70-1BA2 | SYNCHRONOUS MOTOR 1FT7 | 4533.12
1FT7064-5WF71-1FA1 | SYNCHRONOUS MOTOR 1FT7 | 6056.36
1FT7064-5WK70-1CH0 | SYNCHRONOUS MOTOR 1FT7 | 6724.88
1FT7064-5WK71-1BK3 | SYNCHRONOUS MOTOR 1FT7 | 5377.33
1FT7084-5WF71-1CH2 | SYNCHRONOUS MOTOR 1FT7 | 7841.75
1FT7086-5AH70-1CB1 | SYNCHRONOUS MOTOR 1FT7 | 8114.6
1FT7064-5WK71-1BK5 | SYNCHRONOUS MOTOR 1FT7 | 5568.85
1FT7084-1AF71-1CG1 | SYNCHRONOUS MOTOR 1FT7 | 4780.91
1FT7084-5WF75-1MG1 | SYNCHRONOUS MOTOR 1FT7 | 6402.81
1FT7086-5AH70-1DK1 | SYNCHRONOUS MOTOR 1FT7 | 6573.67
1FT7086-5AH70-1FG1 | SYNCHRONOUS MOTOR 1FT7 | 7229.39
1FT7084-5WH70-1FG2 | SYNCHRONOUS MOTOR 1FT7 | 6956.53
1FT7086-5AH70-1FH3 | SYNCHRONOUS MOTOR 1FT7 | 8264.87
1FT7086-5AH71-1BB0 | SYNCHRONOUS MOTOR 1FT7 | 7182.15
1FT7084-5AC70-1BG1 | SYNCHRONOUS MOTOR 1FT7 | 5260.92
1FT7084-5WH71-1DD2 | SYNCHRONOUS MOTOR 1FT7 | 6300.81
1FT7084-5AC70-1CA2 | SYNCHRONOUS MOTOR 1FT7 | 6175.47
1FT7084-5WH71-1DK1 | SYNCHRONOUS MOTOR 1FT7 | 6214.59
1FT7086-5AH71-1CG0 | SYNCHRONOUS MOTOR 1FT7 | 7038.48
1FT7086-5AH71-1CG4 | SYNCHRONOUS MOTOR 1FT7 | 7311.4
1FT7084-5AC70-1DH1 | SYNCHRONOUS MOTOR 1FT7 | 6319.72
1FT7084-5AC70-1FB3 | SYNCHRONOUS MOTOR 1FT7 | 7211.55
1FT7086-5AH71-1DH1 | SYNCHRONOUS MOTOR 1FT7 | 7373.05
1FT7085-7SF70-1CG0 | SYNCHRONOUS MOTOR 1FT7 | 7729.05
1FT7086-5AH71-1FG5 | SYNCHRONOUS MOTOR 1FT7 | 7484.37
1FT7085-7SF71-1CE0 | SYNCHRONOUS MOTOR 1FT7 | 8870.96
1FT7086-5AH71-1CH0 | SYNCHRONOUS MOTOR 1FT7 | 8010.49
1FT7087-7SH70-4BA0 | SYNCHRONOUS MOTOR 1FT7 | 7766.27
1FT7085-7SH70-1BH1 | SYNCHRONOUS MOTOR 1FT7 | 7976.86
1FT7084-5AC71-1BG2 | SYNCHRONOUS MOTOR 1FT7 | 5347.12
1FT7108-5AF71-1FB1 | SYNCHRONOUS MOTOR 1FT7 | 11821.13
1FT7105-5SF71-4CH0 | SYNCHRONOUS MOTOR 1FT7 | 10145.96
1FT7105-5SF71-4CH1 | SYNCHRONOUS MOTOR 1FT7 | 10250.07
1FT7108-5AF71-1FL1 | SYNCHRONOUS MOTOR 1FT7 | 11993.49
1FT7108-5AF71-1CH0 | SYNCHRONOUS MOTOR 1FT7 | 11630.24
1FT7105-5AC70-1DK3 | SYNCHRONOUS MOTOR 1FT7 | 7953.87
1FT7105-5AC70-1CH1 | SYNCHRONOUS MOTOR 1FT7 | 9555.77
1FT7102-5AF70-1BH1 | SYNCHRONOUS MOTOR 1FT7 | 7075.56
1FT7082-5WH70-1DE1 | SYNCHRONOUS MOTOR 1FT7 | 6369.92
1FT7086-5AH70-1DA0 | SYNCHRONOUS MOTOR 1FT7 | 6296.94
1FT7086-5AH70-1DB0 | SYNCHRONOUS MOTOR 1FT7 | 7268.94
1FT7084-1AF71-1BH1 | SYNCHRONOUS MOTOR 1FT7 | 4701.88
1FT7084-1AF74-1MG1 | SYNCHRONOUS MOTOR 1FT7 | 4400.21
1FT7064-5WK74-1NH1 | SYNCHRONOUS MOTOR 1FT7 | 5631.99
1FT7065-7SF70-1BA0 | SYNCHRONOUS MOTOR 1FT7 | 5427.49
1FT7065-7SF70-1CA0 | SYNCHRONOUS MOTOR 1FT7 | 6255.82
1FT7086-5AH70-1FH0 | SYNCHRONOUS MOTOR 1FT7 | 8097.28
1FT7086-5AH70-1FH1 | SYNCHRONOUS MOTOR 1FT7 | 8201.39
1FT7084-1AH71-1BG1 | SYNCHRONOUS MOTOR 1FT7 | 3952.58
1FT7084-1AH71-1BH1 | SYNCHRONOUS MOTOR 1FT7 | 4701.88
1FT7084-5AC70-1BA3 | SYNCHRONOUS MOTOR 1FT7 | 5324.4
1FT7086-5AH71-1BG1 | SYNCHRONOUS MOTOR 1FT7 | 6314.26
1FT7086-5AH71-1BH1 | SYNCHRONOUS MOTOR 1FT7 | 7286.28
1FT7065-7SH70-1CA1 | SYNCHRONOUS MOTOR 1FT7 | 6359.93
1FT7084-5WH71-1DH1 | SYNCHRONOUS MOTOR 1FT7 | 7013.99
1FT7084-5AC70-1CB1 | SYNCHRONOUS MOTOR 1FT7 | 7061.26
1FT7084-5AC70-1CB2 | SYNCHRONOUS MOTOR 1FT7 | 7147.48
1FT7084-5AC70-1CG5 | SYNCHRONOUS MOTOR 1FT7 | 6344.24
1FT7084-5AC70-1CK2 | SYNCHRONOUS MOTOR 1FT7 | 6348.08
1FT7065-7WF71-1CG0 | SYNCHRONOUS MOTOR 1FT7 | 6255.82
1FT7065-7WH71-1BG1 | SYNCHRONOUS MOTOR 1FT7 | 5531.61
1FT7066-5AF70-1BA0 | SYNCHRONOUS MOTOR 1FT7 | 4677.98
1FT7086-5AH71-1FB0 | SYNCHRONOUS MOTOR 1FT7 | 8097.28
1FT7084-5AC70-1FH2 | SYNCHRONOUS MOTOR 1FT7 | 7234.27
1FT7084-5AC70-1FK2 | SYNCHRONOUS MOTOR 1FT7 | 6434.89
1FT7085-7SF70-1CH0 | SYNCHRONOUS MOTOR 1FT7 | 8701.08
1FT7085-7SH70-1BG0 | SYNCHRONOUS MOTOR 1FT7 | 6900.72
1FT7085-7SH70-1BH0 | SYNCHRONOUS MOTOR 1FT7 | 7872.72
1FT7105-5SF71-4CA0 | SYNCHRONOUS MOTOR 1FT7 | 9049.47
1FT7105-5SF71-4CB0 | SYNCHRONOUS MOTOR 1FT7 | 10145.96
1FT7108-5AF71-1FA1 | SYNCHRONOUS MOTOR 1FT7 | 10724.68
1FT7102-5AF70-1BB5 | SYNCHRONOUS MOTOR 1FT7 | 7330.55
1FT7102-5AF70-1BD0 | SYNCHRONOUS MOTOR 1FT7 | 6047.6
1FT7102-5AF70-1CA1 | SYNCHRONOUS MOTOR 1FT7 | 6807.43
1FT7102-5AF70-1CB2 | SYNCHRONOUS MOTOR 1FT7 | 7990.1
1FT7102-5AF70-1CB3 | SYNCHRONOUS MOTOR 1FT7 | 7967.37
1FT7108-5SC70-1BB0 | SYNCHRONOUS MOTOR 1FT7 | 11496.21
1FT7108-5SC70-1BH1 | SYNCHRONOUS MOTOR 1FT7 | 11600.32
1FT7105-5WB70-1BA0 | SYNCHRONOUS MOTOR 1FT7 | 8221.15
1FT7105-5WB70-1BH1 | SYNCHRONOUS MOTOR 1FT7 | 9421.74
1FT7105-5WB70-1DG4 | SYNCHRONOUS MOTOR 1FT7 | 8580.84
1FT7105-5WB71-1BG1 | SYNCHRONOUS MOTOR 1FT7 | 8325.26
1FT7102-5AF70-1FB0 | SYNCHRONOUS MOTOR 1FT7 | 7886.57
1FT7102-5AF70-1CH3 | SYNCHRONOUS MOTOR 1FT7 | 7967.37
1FT7105-5WC71-1FH1 | SYNCHRONOUS MOTOR 1FT7 | 10336.86
1FT7105-5WC71-1CH1 | SYNCHRONOUS MOTOR 1FT7 | 10250.07
1FT7108-5SC71-1BA1 | SYNCHRONOUS MOTOR 1FT7 | 10503.85
1FT7108-5SC71-1BB1 | SYNCHRONOUS MOTOR 1FT7 | 11600.32
1FT7105-5WF70-4CA1 | SYNCHRONOUS MOTOR 1FT7 | 9153.6
1FT7105-5WF71-1BG1 | SYNCHRONOUS MOTOR 1FT7 | 8325.26
1FT7105-5WF71-4BG1 | SYNCHRONOUS MOTOR 1FT7 | 8325.26
1FT7105-5AC71-1DH0 | SYNCHRONOUS MOTOR 1FT7 | 8710.1
1FT7105-5AC71-1FA1 | SYNCHRONOUS MOTOR 1FT7 | 8546.11
1FT7105-5WF71-4DA1 | SYNCHRONOUS MOTOR 1FT7 | 8412.05
1FT7102-5AF71-1CG0 | SYNCHRONOUS MOTOR 1FT7 | 6703.32
1FT7102-5AF71-1CG1 | SYNCHRONOUS MOTOR 1FT7 | 6807.43
1FT7105-5AC71-1FG3 | SYNCHRONOUS MOTOR 1FT7 | 8609.57
1FT7105-5WF74-3NH1 | SYNCHRONOUS MOTOR 1FT7 | 9053.06
1FT7105-5WF74-4NH1 | SYNCHRONOUS MOTOR 1FT7 | 9053.06
1FT7105-5WF75-3MA2 | SYNCHRONOUS MOTOR 1FT7 | 8859.08
1FT7108-5AB71-1FA1 | SYNCHRONOUS MOTOR 1FT7 | 10724.68
1FT7108-5AB71-1FB1 | SYNCHRONOUS MOTOR 1FT7 | 11821.13
1FT7105-5AF71-1CB3 | SYNCHRONOUS MOTOR 1FT7 | 9619.25
1FT7105-5AF71-1CE1 | SYNCHRONOUS MOTOR 1FT7 | 9728.13
1FT7108-5SC75-1ME3 | SYNCHRONOUS MOTOR 1FT7 | 12283.76
1FT7108-5SF70-1BA0 | SYNCHRONOUS MOTOR 1FT7 | 10399.72
1FT7108-5AB71-1DK5 | SYNCHRONOUS MOTOR 1FT7 | 10323.94
1FT7105-5AF71-1CK2 | SYNCHRONOUS MOTOR 1FT7 | 8718.14
1FT7105-5AF71-1CK3 | SYNCHRONOUS MOTOR 1FT7 | 8695.42
1FT7105-5AF71-1CL0 | SYNCHRONOUS MOTOR 1FT7 | 9624.02
1FT7105-5AF71-1CL1 | SYNCHRONOUS MOTOR 1FT7 | 9728.13
1FT7108-5SF71-8BA0 | SYNCHRONOUS MOTOR 1FT7 | 10399.72
1FT7105-5AF71-1DD2 | SYNCHRONOUS MOTOR 1FT7 | 7976.59
1FT7108-5SF71-8CH1 | SYNCHRONOUS MOTOR 1FT7 | 12428.64
1FT7108-5SF74-8NG0 | SYNCHRONOUS MOTOR 1FT7 | 10031.05
1FT7105-5AF71-1DL2 | SYNCHRONOUS MOTOR 1FT7 | 9072.79
1FT7105-5AF71-1DL4 | SYNCHRONOUS MOTOR 1FT7 | 9155.38
1FT7102-5AF74-1NG1 | SYNCHRONOUS MOTOR 1FT7 | 5610.42
1FT7102-5WB71-1BB3 | SYNCHRONOUS MOTOR 1FT7 | 7833.3
1FT7105-5AF71-1FH3 | SYNCHRONOUS MOTOR 1FT7 | 9706.04
1FT7108-5WB71-1BG1 | SYNCHRONOUS MOTOR 1FT7 | 10503.85
1FT7108-5WB71-1BG2 | SYNCHRONOUS MOTOR 1FT7 | 10590.05
1FT7108-5WB71-1BL4 | SYNCHRONOUS MOTOR 1FT7 | 11941.47
1FT7108-5WB71-1CG1 | SYNCHRONOUS MOTOR 1FT7 | 11332.18
1FT7108-5AC70-1DH2 | SYNCHRONOUS MOTOR 1FT7 | 11078.98
1FT7108-5AC70-1FA3 | SYNCHRONOUS MOTOR 1FT7 | 10788.15
1FT7108-5AC70-1FB3 | SYNCHRONOUS MOTOR 1FT7 | 11884.6
1FT7108-5AC70-1FE1 | SYNCHRONOUS MOTOR 1FT7 | 11993.49
1FT7108-5WC70-1BH1 | SYNCHRONOUS MOTOR 1FT7 | 11600.32
1FT7105-5AF71-1CH2 | SYNCHRONOUS MOTOR 1FT7 | 9641.98
1FT7105-5AF74-1MA0 | SYNCHRONOUS MOTOR 1FT7 | 7974.48
1FT7105-5AF74-1MG0 | SYNCHRONOUS MOTOR 1FT7 | 7974.48
1FT7105-5AF74-1NE5 | SYNCHRONOUS MOTOR 1FT7 | 8786.13
1FT7108-5WC71-3BH1 | SYNCHRONOUS MOTOR 1FT7 | 11600.32
1FT7108-5WF70-1CK4 | SYNCHRONOUS MOTOR 1FT7 | 11673.59
1FT7108-5AC71-1CG3 | SYNCHRONOUS MOTOR 1FT7 | 10701.33
1FT7108-5AC71-1CK4 | SYNCHRONOUS MOTOR 1FT7 | 10979.31
1FT7108-5WF70-1DA0 | SYNCHRONOUS MOTOR 1FT7 | 10486.51
1FT7108-5AC70-1BE2 | SYNCHRONOUS MOTOR 1FT7 | 11164.57
1FT7102-5WF71-1BG3 | SYNCHRONOUS MOTOR 1FT7 | 6736.85
1FT7102-5WF71-1BH0 | SYNCHRONOUS MOTOR 1FT7 | 7665.73
1FT7108-5WB71-1BH1 | SYNCHRONOUS MOTOR 1FT7 | 11600.32
1FT7108-5AC70-1FG2 | SYNCHRONOUS MOTOR 1FT7 | 10810.87
1FT7102-5WF71-1CA1 | SYNCHRONOUS MOTOR 1FT7 | 7501.7
1FT7102-5WF71-1DA0 | SYNCHRONOUS MOTOR 1FT7 | 6656.03
1FT7108-5WB71-1DA3 | SYNCHRONOUS MOTOR 1FT7 | 10654.09
1FT7108-5AC70-1FH2 | SYNCHRONOUS MOTOR 1FT7 | 11907.34
1FT7108-5WC70-4CH0 | SYNCHRONOUS MOTOR 1FT7 | 12324.53
1FT7105-5SC70-1CA0 | SYNCHRONOUS MOTOR 1FT7 | 9049.47
1FT7105-5SC70-1CE1 | SYNCHRONOUS MOTOR 1FT7 | 10422.43
1FT7108-5AC71-1BG1 | SYNCHRONOUS MOTOR 1FT7 | 9809.54
1FT7108-5AC71-1BG5 | SYNCHRONOUS MOTOR 1FT7 | 10064.52
1FT7108-5WF70-1BH0 | SYNCHRONOUS MOTOR 1FT7 | 11496.21
1FT7108-5WF70-1CA1 | SYNCHRONOUS MOTOR 1FT7 | 11332.18
1FT7108-5AC71-1CB4 | SYNCHRONOUS MOTOR 1FT7 | 11903.14
1FT7108-5AC71-1CL3 | SYNCHRONOUS MOTOR 1FT7 | 11970.17
1FT7105-1AC71-1FH1 | SYNCHRONOUS MOTOR 1FT7, 7,96 KW | 7544.26
1FT7105-1AC71-1CH1 | SYNCHRONOUS MOTOR 1FT7, 7,96 KW | 7457.47
1FT7108-5WF70-3BK4 | SYNCHRONOUS MOTOR 1FT7 | 10845.26
1FT7105-5SC70-1CH1 | SYNCHRONOUS MOTOR 1FT7 | 10250.07
1FT7108-5WF71-3CH2 | SYNCHRONOUS MOTOR 1FT7 | 12514.86
1FT7105-5SC71-5CH1 | SYNCHRONOUS MOTOR 1FT7 | 10250.07
1FT7105-5SC71-7CA0 | SYNCHRONOUS MOTOR 1FT7 | 9049.47
1FT7105-5SC74-1MA0 | SYNCHRONOUS MOTOR 1FT7 | 8668.76
1FT7108-5AC71-1FG3 | SYNCHRONOUS MOTOR 1FT7 | 10788.15
1FT7105-5SF70-1CA4 | SYNCHRONOUS MOTOR 1FT7 | 9322.4
1FT7105-5SF70-1CB0 | SYNCHRONOUS MOTOR 1FT7 | 10145.96
1FT7105-5SF70-1CB1 | SYNCHRONOUS MOTOR 1FT7 | 10250.07
1FT7108-5WF71-8BG0 | SYNCHRONOUS MOTOR 1FT7 | 10399.72
1FT7108-5WF71-8FG0 | SYNCHRONOUS MOTOR 1FT7 | 11314.85
1FT7102-5AF70-1CG3 | SYNCHRONOUS MOTOR 1FT7 | 6870.9
1FT7108-5SC70-1CE1 | SYNCHRONOUS MOTOR 1FT7 | 12601.02
1FT7105-5SF74-3MA0 | SYNCHRONOUS MOTOR 1FT7 | 8668.76
1FT7102-5AF70-1DH0 | SYNCHRONOUS MOTOR 1FT7 | 7058.22
1FT7105-5WC70-1BH1 | SYNCHRONOUS MOTOR 1FT7 | 9421.74
1FT7105-5AC71-1BE1 | SYNCHRONOUS MOTOR 1FT7 | 8899.8
1FT7105-5AC71-1BG0 | SYNCHRONOUS MOTOR 1FT7 | 7526.85
1FT7102-5AF71-1BA0 | SYNCHRONOUS MOTOR 1FT7 | 5874.98
1FT7105-5WC71-1DG1 | SYNCHRONOUS MOTOR 1FT7 | 8412.05
1FT7105-5AC71-1BH5 | SYNCHRONOUS MOTOR 1FT7 | 8982.44
1FT7105-5AC71-1CG1 | SYNCHRONOUS MOTOR 1FT7 | 8459.32
1FT7105-5WF70-1CB2 | SYNCHRONOUS MOTOR 1FT7 | 10336.27
1FT7105-5WF70-1CH0 | SYNCHRONOUS MOTOR 1FT7 | 10145.96
1FT7105-5WF71-1CH1 | SYNCHRONOUS MOTOR 1FT7 | 10250.07
1FT7105-5AC71-1DG2 | SYNCHRONOUS MOTOR 1FT7 | 7803.95
1FT7105-5WF71-4FG1 | SYNCHRONOUS MOTOR 1FT7 | 9240.41
1FT7105-5WF71-4CH0 | SYNCHRONOUS MOTOR 1FT7 | 10145.96
1FT7102-5AF71-1CA4 | SYNCHRONOUS MOTOR 1FT7 | 6976.24
1FT7102-5AF71-1CB0 | SYNCHRONOUS MOTOR 1FT7 | 7799.77
1FT7102-5AF71-1DA4 | SYNCHRONOUS MOTOR 1FT7 | 6234.69
1FT7102-5AF71-1DE2 | SYNCHRONOUS MOTOR 1FT7 | 7420.91
1FT7105-5AC71-1FG1 | SYNCHRONOUS MOTOR 1FT7 | 8546.11
1FT7108-5AB70-1BA3 | SYNCHRONOUS MOTOR 1FT7 | 9873
1FT7102-5AF71-1DH3 | SYNCHRONOUS MOTOR 1FT7 | 7225.81
1FT7108-5AB71-1FA0 | SYNCHRONOUS MOTOR 1FT7 | 10620.54
1FT7108-5AB71-1FG1 | SYNCHRONOUS MOTOR 1FT7 | 10724.68
1FT7105-5AF71-1CE4 | SYNCHRONOUS MOTOR 1FT7 | 9896.94
1FT7108-5SF71-8BA1 | SYNCHRONOUS MOTOR 1FT7 | 10503.85
1FT7108-5SF71-8BG0 | SYNCHRONOUS MOTOR 1FT7 | 10399.72
1FT7105-5AF71-1DD0 | SYNCHRONOUS MOTOR 1FT7 | 7786.27
1FT7108-5SF75-1MB0 | SYNCHRONOUS MOTOR 1FT7 | 11943.82
1FT7105-5AF71-1DE1 | SYNCHRONOUS MOTOR 1FT7 | 8986.59
1FT7105-5AF71-1DH5 | SYNCHRONOUS MOTOR 1FT7 | 9069.2
1FT7102-5WB71-1CK5 | SYNCHRONOUS MOTOR 1FT7 | 7929.31
1FT7102-5WB71-1DH5 | SYNCHRONOUS MOTOR 1FT7 | 8111.61
1FT7105-5AF71-1FG1 | SYNCHRONOUS MOTOR 1FT7 | 8546.11
1FT7105-5AF71-1FG5 | SYNCHRONOUS MOTOR 1FT7 | 8801.09
1FT7108-5WB70-1DG4 | SYNCHRONOUS MOTOR 1FT7 | 10759.43
1FT7108-5WB70-1FK4 | SYNCHRONOUS MOTOR 1FT7 | 11760.41
1FT7108-5WB71-1DA2 | SYNCHRONOUS MOTOR 1FT7 | 10676.83
1FT7108-5AC70-1BH0 | SYNCHRONOUS MOTOR 1FT7 | 10801.89
1FT7108-5AC70-1BH3 | SYNCHRONOUS MOTOR 1FT7 | 10969.47
1FT7108-5AC70-1DA2 | SYNCHRONOUS MOTOR 1FT7 | 9982.53
1FT7108-5AC70-1DG0 | SYNCHRONOUS MOTOR 1FT7 | 9792.2
1FT7108-5AC70-1FH3 | SYNCHRONOUS MOTOR 1FT7 | 11884.6
1FT7105-5AF71-1FK4 | SYNCHRONOUS MOTOR 1FT7 | 8887.52
1FT7108-5WC70-1BG1 | SYNCHRONOUS MOTOR 1FT7 | 10503.85
1FT7108-5AC70-1CH2 | SYNCHRONOUS MOTOR 1FT7 | 11820.55
1FT7108-5WC71-1DA1 | SYNCHRONOUS MOTOR 1FT7 | 10590.62
1FT7102-5WF71-1DG1 | SYNCHRONOUS MOTOR 1FT7 | 6760.14
1FT7102-5WF71-1FH1 | SYNCHRONOUS MOTOR 1FT7 | 8684.97
1FT7105-5SC70-1CG1 | SYNCHRONOUS MOTOR 1FT7 | 9153.6
1FT7102-5WF74-1NG1 | SYNCHRONOUS MOTOR 1FT7 | 6304.72
1FT7108-5WC74-2NH1 | SYNCHRONOUS MOTOR 1FT7 | 11231.65
1FT7108-5WF70-1FK4 | SYNCHRONOUS MOTOR 1FT7 | 11760.41
1FT7108-5AC71-1DB0 | SYNCHRONOUS MOTOR 1FT7 | 10888.68
1FT7105-1AC71-1DH1 | SYNCHRONOUS MOTOR 1FT7, 7,96 KW | 6715.91
1FT7102-5WF71-1BG0 | SYNCHRONOUS MOTOR 1FT7 | 6569.24
1FT7108-5AC70-1CA3 | SYNCHRONOUS MOTOR 1FT7 | 10701.33
1FT7108-5AC70-1DA0 | SYNCHRONOUS MOTOR 1FT7 | 9792.2
1FT7108-5AC70-1DK3 | SYNCHRONOUS MOTOR 1FT7 | 10132.41
1FT7108-5WB71-1DH0 | SYNCHRONOUS MOTOR 1FT7 | 11582.96
1FT7105-5AF71-1FL5 | SYNCHRONOUS MOTOR 1FT7 | 10069.93
1FT7105-5AF71-1LH2 | SYNCHRONOUS MOTOR 1FT7 | 9966.97
1FT7108-5WC70-1FH1 | SYNCHRONOUS MOTOR 1FT7 | 12515.45
1FT7108-5WC70-3BA0 | SYNCHRONOUS MOTOR 1FT7 | 10399.72
1FT7102-5AB71-1FE0 | SYNCHRONOUS MOTOR 1FT7 | 8058.95
1FT7086-5WF71-1CH1 | SYNCHRONOUS MOTOR 1FT7 | 8808.9
1FT7086-5AC71-1FA1 | SYNCHRONOUS MOTOR 1FT7 | 7229.39
1FT7086-5AC71-1FD5 | SYNCHRONOUS MOTOR 1FT7 | 7657.01
1FT7084-5AF71-1BB1 | SYNCHRONOUS MOTOR 1FT7 | 6232.94
1FT7086-5WH71-1BG1 | SYNCHRONOUS MOTOR 1FT7 | 7008.54
1FT7086-5WH71-1CL3 | SYNCHRONOUS MOTOR 1FT7 | 9042.26
1FT7084-5AF71-1BH5 | SYNCHRONOUS MOTOR 1FT7 | 6487.92
1FT7084-5AF71-1CA0 | SYNCHRONOUS MOTOR 1FT7 | 5985.13
1FT7086-5WH71-1KH2 | SYNCHRONOUS MOTOR 1FT7 | 8391.76
1FT7087-7SF70-1BH0 | SYNCHRONOUS MOTOR 1FT7 | 8738.27
1FT7084-5AF71-1CD1 | SYNCHRONOUS MOTOR 1FT7 | 6261.88
1FT7102-5AC70-1DH1 | SYNCHRONOUS MOTOR 1FT7 | 7162.36
1FT7084-5AF71-1DH1 | SYNCHRONOUS MOTOR 1FT7 | 6319.72
1FT7087-7SF71-1CA0 | SYNCHRONOUS MOTOR 1FT7 | 8594.6
1FT7087-7SF71-1CB0 | SYNCHRONOUS MOTOR 1FT7 | 9566.6
1FT7102-5AC70-1FB0 | SYNCHRONOUS MOTOR 1FT7 | 7886.57
1FT7086-5AC74-1MG0 | SYNCHRONOUS MOTOR 1FT7 | 6657.76
1FT7102-5AC70-1CH1 | SYNCHRONOUS MOTOR 1FT7 | 7903.88
1FT7102-5AC71-1DK1 | SYNCHRONOUS MOTOR 1FT7 | 6238.49
1FT7102-5AC71-1FA1 | SYNCHRONOUS MOTOR 1FT7 | 6894.22
1FT7105-5AC70-1BB3 | SYNCHRONOUS MOTOR 1FT7 | 8790.93
1FK7032-2AF21-1UB2 | SYNCHRONOUS MOTOR 1FK7-CT 1,2 NM | 1548.07
1FK7032-2AK71-1CA0 | SYNCHRONOUS MOTOR 1FK7-CT 1,15 NM | 2186.11
1FK7022-5AK21-1LB0 | SYNCHRONOUS SERVOMOTOR, 1FK7 | 2771.53
1FK7022-5AK21-1PA3 | SYNCHRONOUS SERVOMOTOR, 1FK7 | 1457.16
1FK7022-5AK21-1PG5 | SYNCHRONOUS SERVOMOTOR, 1FK7 | 1465.62
1FK7022-5AK21-1PH8 | SYNCHRONOUS SERVOMOTOR, 1FK7 | 1834.12
1FK7032-2AK71-1DG2 | SYNCHRONOUS MOTOR 1FK7-CT 1,15 NM | 2127.99
1FK7032-2AK71-1CH1 | SYNCHRONOUS MOTOR 1FK7-CT 1,15 NM | 2408.21
1FK7022-5AK21-1VA5 | SYNCHRONOUS SERVOMOTOR, 1FK7 | 2075.87
1FK2204-6AF00-2MA0 | SYNCHRONOUS MOTOR 1FK2-CT 3.2 NM | 1261.13
1FK7032-2AK71-1QH1 | SYNCHRONOUS MOTOR 1FK7-CT 1,15 NM | 1562.38
1FK7042-2AK71-1UG1 | SYNCHRONOUS MOTOR 1FK7-CT 3 NM | 1372.48
1FK7040-2AK71-1BA1 | SYNCHRONOUS MOTOR 1FK7-CT 1,6 NM | 1976.06
1FK7040-2AK71-1CA0 | SYNCHRONOUS MOTOR 1FK7-CT 1,6 NM | 2249.77
1FK7040-2AK71-1CB2 | SYNCHRONOUS MOTOR 1FK7-CT 1,6 NM | 2601.59
1FK7040-2AK71-1CG2 | SYNCHRONOUS MOTOR 1FK7-CT 1,6 NM | 2256.98
1FK7040-2AK71-1PB1 | SYNCHRONOUS MOTOR 1FK7-CT 1,6 NM | 1653.44
1FK7040-2AK71-1QA0 | SYNCHRONOUS MOTOR 1FK7-CT 1,6 NM | 1403.91
1FK7040-2AK71-1QB2 | SYNCHRONOUS MOTOR 1FK7-CT 1,6 NM | 1755.73
1FK7042-3BK71-1CG1 | SYNCHRONOUS MOTOR 1FK7-HI 3 NM | 2320.64
1FK7042-3BK71-1FB0 | SYNCHRONOUS MOTOR 1FK7-HI 3 NM | 2963.16
1FK7042-3BK71-1FG2 | SYNCHRONOUS MOTOR 1FK7-HI 3 NM | 2681.79
1FK7042-3BK71-1QH0 | SYNCHRONOUS MOTOR 1FK7-HI 3 NM | 1638.76
1FK7042-3BK71-1RA2 | SYNCHRONOUS MOTOR 1FK7-HI 3 NM | 1931.65
1FK7034-2AF21-1FG0 | SYNCHRONOUS MOTOR 1FK7-CT 1,6 NM | 2541.31
1FK7040-2AK71-1UG1 | SYNCHRONOUS MOTOR 1FK7-CT 1,6 NM | 1308.86
1FK7034-2AF21-1PG2 | SYNCHRONOUS MOTOR 1FK7-CT 1,6 NM | 1339.55
1FK7060-2AH71-1QA0 | SYNCHRONOUS MOTOR 1FK7-CT 6 NM | 1680.43
1FK7044-4CH71-1PA2 | SYNCHRONOUS MOTOR 1FK7-HD 4,5 NM | 1754.62
1FK7044-4CH71-1QG1 | SYNCHRONOUS MOTOR 1FK7-HD 4,5 NM | 1773.28
1FK7060-2AH71-1RB2 | SYNCHRONOUS MOTOR 1FK7-CT 6 NM | 2445.21
1FK7044-4CF71-1BG0 | SYNCHRONOUS MOTOR 1FK7-HD 4,5 NM | 2207.21
1FK7044-4CH71-1RG2 | SYNCHRONOUS MOTOR 1FK7-HD 4,5 NM | 2188.12
1FK7044-4CH71-1UG2 | SYNCHRONOUS MOTOR 1FK7-HD 4,5 NM | 1659
1FK7062-2AC71-1PG2 | SYNCHRONOUS MOTOR 1FK7-CT 8,5 NM | 1714.11
1FK7062-3BF71-1BG1 | SYNCHRONOUS MOTOR 1FK7-HI 8.5 NM | 2295.78
1FK7060-3BF71-1CG0 | SYNCHRONOUS MOTOR 1FK7-HI 6 NM | 2440.69
1FK7062-3BF71-1BH2 | SYNCHRONOUS MOTOR 1FK7-HI 8.5 NM | 2598.67
1FT7108-5AB71-1FH4 | SYNCHRONOUS MOTOR 1FT7 | 11989.94
1FT7108-5AB71-1FK3 | SYNCHRONOUS MOTOR 1FT7 | 10960.78
1FT7108-5AB71-1FL4 | SYNCHRONOUS MOTOR 1FT7 | 12162.3
1FT7108-5AB71-1CH0 | SYNCHRONOUS MOTOR 1FT7 | 11630.24
1FT7105-5AF71-1DE4 | SYNCHRONOUS MOTOR 1FT7 | 9155.38
1FT7105-5AF71-1DH3 | SYNCHRONOUS MOTOR 1FT7 | 8877.68
1FT7105-5AF71-1FB0 | SYNCHRONOUS MOTOR 1FT7 | 9538.45
1FT7105-5AF71-1FB4 | SYNCHRONOUS MOTOR 1FT7 | 9811.37
1FT7105-5AF71-1FD2 | SYNCHRONOUS MOTOR 1FT7 | 8804.93
1FT7108-5AB74-1NH1 | SYNCHRONOUS MOTOR 1FT7 | 10537.33
1FT7108-5AC70-1BA0 | SYNCHRONOUS MOTOR 1FT7 | 9705.43
1FT7108-5AC70-1BA1 | SYNCHRONOUS MOTOR 1FT7 | 9809.54
1FT7102-5WC71-1BH1 | SYNCHRONOUS MOTOR 1FT7 | 7769.84
1FT7108-5AC70-1CA0 | SYNCHRONOUS MOTOR 1FT7 | 10533.75
1FT7108-5AC70-1CA1 | SYNCHRONOUS MOTOR 1FT7 | 10637.86
1FT7108-5AC70-1CB3 | SYNCHRONOUS MOTOR 1FT7 | 11797.81
1FT7108-5AC70-1DA1 | SYNCHRONOUS MOTOR 1FT7 | 9896.32
1FT7108-5WB71-1DE4 | SYNCHRONOUS MOTOR 1FT7 | 12028.24
1FT7108-5WB71-1DL3 | SYNCHRONOUS MOTOR 1FT7 | 11922.93
1FT7108-5WB71-1FH0 | SYNCHRONOUS MOTOR 1FT7 | 12411.32
1FT7108-5WB71-1CH1 | SYNCHRONOUS MOTOR 1FT7 | 12428.64
1FT7105-5AF71-1CH0 | SYNCHRONOUS MOTOR 1FT7 | 9451.66
1FT7108-5WC71-1DH3 | SYNCHRONOUS MOTOR 1FT7 | 11750.55
1FT7105-5AF75-1NH0 | SYNCHRONOUS MOTOR 1FT7 | 8254.66
1FT7105-5SC70-1BG0 | SYNCHRONOUS MOTOR 1FT7 | 8221.15
1FT7108-5AC71-1CA1 | SYNCHRONOUS MOTOR 1FT7 | 10637.86
1FT7108-5WF70-3BG0 | SYNCHRONOUS MOTOR 1FT7 | 10399.72
1FT7102-5WF74-1NH1 | SYNCHRONOUS MOTOR 1FT7 | 7401.18
1FT7108-5AC70-1CB2 | SYNCHRONOUS MOTOR 1FT7 | 11820.55
1FT7108-5AC70-1CG2 | SYNCHRONOUS MOTOR 1FT7 | 10724.08
1FT7105-5AF71-1CH5 | SYNCHRONOUS MOTOR 1FT7 | 9810.77
1FT7108-5WB74-1NH1 | SYNCHRONOUS MOTOR 1FT7 | 11231.65
1FT7108-5AC70-1CH3 | SYNCHRONOUS MOTOR 1FT7 | 11797.81
1FT7108-5WC71-1CB0 | SYNCHRONOUS MOTOR 1FT7 | 12324.53
1FT7108-5AC71-1BA5 | SYNCHRONOUS MOTOR 1FT7 | 10064.52
1FT7108-5AC71-1BB1 | SYNCHRONOUS MOTOR 1FT7 | 10906.02
1FT7105-5SC70-1BB1 | SYNCHRONOUS MOTOR 1FT7 | 9421.74
1FT7108-5AC71-1BH5 | SYNCHRONOUS MOTOR 1FT7 | 11161
1FT7108-5WC74-1MH0 | SYNCHRONOUS MOTOR 1FT7 | 11943.82
1FT7108-5WC74-2MH0 | SYNCHRONOUS MOTOR 1FT7 | 11943.82
1FT7108-5WF70-2DG0 | SYNCHRONOUS MOTOR 1FT7 | 10486.51
1FT7105-1AC70-1DH1 | SYNCHRONOUS MOTOR 1FT7, 7,96 KW | 6715.91
1FT7105-1AC70-1FG1 | SYNCHRONOUS MOTOR 1FT7, 7,96 KW | 6670.42
1FT7105-1AC70-1CH1 | SYNCHRONOUS MOTOR 1FT7, 7,96 KW | 7457.47
1FT7108-5WF70-4CG3 | SYNCHRONOUS MOTOR 1FT7 | 11395.64
1FT7108-5WF70-4DA4 | SYNCHRONOUS MOTOR 1FT7 | 10759.43
1FT7108-5WF70-6FK4 | SYNCHRONOUS MOTOR 1FT7 | 11760.41
1FT7108-5WF70-8DA3 | SYNCHRONOUS MOTOR 1FT7 | 10654.09
1FT7108-5AC71-1FA5 | SYNCHRONOUS MOTOR 1FT7 | 10979.66
1FT7108-5WF71-4BL4 | SYNCHRONOUS MOTOR 1FT7 | 11941.47
1FT7108-5WF71-4DA1 | SYNCHRONOUS MOTOR 1FT7 | 10590.62
1FT7108-5WF71-4DG4 | SYNCHRONOUS MOTOR 1FT7 | 10759.43
1FT7105-5AB70-1CB1 | SYNCHRONOUS MOTOR 1FT7 | 9555.77
1FT7105-5SC74-1NG3 | SYNCHRONOUS MOTOR 1FT7 | 8020.07
1FT7105-5SF70-1BG1 | SYNCHRONOUS MOTOR 1FT7 | 8325.26
1FT7105-5AB70-1CB3 | SYNCHRONOUS MOTOR 1FT7 | 9619.25
1FT7105-5AB70-1CB4 | SYNCHRONOUS MOTOR 1FT7 | 9724.58
1FT7105-5SF70-1CA0 | SYNCHRONOUS MOTOR 1FT7 | 9049.47
1FT7105-5AB70-1CG3 | SYNCHRONOUS MOTOR 1FT7 | 8522.79
1FT7105-5AB70-1DA1 | SYNCHRONOUS MOTOR 1FT7 | 7717.77
1FT7105-5SF70-2BB0 | SYNCHRONOUS MOTOR 1FT7 | 9317.61
1FT7105-5SF70-2CH1 | SYNCHRONOUS MOTOR 1FT7 | 10250.07
1FT7134-5AB74-1MB1 | SYNCHRONOUS MOTOR 1FT7 | 14653.49
1FT7132-5AB71-1BH0 | SYNCHRONOUS MOTOR 1FT7 | 12708.28
1FT7132-5AB71-1CA1 | SYNCHRONOUS MOTOR 1FT7 | 11756.97
1FT7132-5AB71-1CD3 | SYNCHRONOUS MOTOR 1FT7 | 12095.29
1FK7060-3BF71-1RG1 | SYNCHRONOUS MOTOR 1FK7-HI 6 NM | 2058.95
1FK7062-3BF71-1FB0 | SYNCHRONOUS MOTOR 1FK7-HI 8.5 NM | 3391.44
1FK7081-2AF71-1UA0 | SYNCHRONOUS MOTOR 1FK7-CT 12 NM | 1962.98
1FK7064-4CF71-1BB0 | SYNCHRONOUS MOTOR 1FK7-HD 12 NM | 3173.41
1FK7064-4CF71-1CA2 | SYNCHRONOUS MOTOR 1FK7-HD 12 NM | 3348.64
1FK7081-2AF71-1UH1 | SYNCHRONOUS MOTOR 1FK7-CT 12 NM | 2378.42
1FK7083-2AF71-1PB0 | SYNCHRONOUS MOTOR 1FK7-CT 16 NM | 2478.04
1FK7080-2AF71-1FH0 | SYNCHRONOUS MOTOR 1FK7-CT 8 NM | 3461
1FK7081-2AF71-1UH2 | SYNCHRONOUS MOTOR 1FK7-CT 12 NM | 2378.42
1FK7080-2AF71-1PB2 | SYNCHRONOUS MOTOR 1FK7-CT 8 NM | 2248.28
1FK7064-4CF71-1QB0 | SYNCHRONOUS MOTOR 1FK7-HD 12 NM | 2637.81
1FK7064-4CF71-1RA0 | SYNCHRONOUS MOTOR 1FK7-HD 12 NM | 2716.72
1FK7064-4CF71-1RB1 | SYNCHRONOUS MOTOR 1FK7-HD 12 NM | 3154.33
1FK7064-4CF71-1RG1 | SYNCHRONOUS MOTOR 1FK7-HD 12 NM | 2722.73
1FK7080-2AF71-1RH1 | SYNCHRONOUS MOTOR 1FK7-CT 8 NM | 2636.24
1FK7064-4CF71-1UA0 | SYNCHRONOUS MOTOR 1FK7-HD 12 NM | 2187.55
1FK7064-4CF71-1UG0 | SYNCHRONOUS MOTOR 1FK7-HD 12 NM | 2091.9
1FK7085-4CC71-1BG2 | SYNCHRONOUS MOTOR 1FK7-HD 22 NM | 3454.18
1FK7085-4CC71-1CA1 | SYNCHRONOUS MOTOR 1FK7-HD 22 NM | 3959.34
1FK7085-4CC71-1CB2 | SYNCHRONOUS MOTOR 1FK7-HD 22 NM | 4415.51
1FK7086-4CC71-1CA0 | SYNCHRONOUS MOTOR 1FK7-HD 28 NM | 4299.11
1FK7084-2AF71-1DB1 | SYNCHRONOUS MOTOR 1FK7-CT 20 NM | 3939.52
1FK7085-4CC71-1RB0 | SYNCHRONOUS MOTOR 1FK7-HD 22 NM | 3783.59
1FK7084-2AF71-1FG0 | SYNCHRONOUS MOTOR 1FK7-CT 20 NM | 3695.58
1FK7085-4CC71-1RG2 | SYNCHRONOUS MOTOR 1FK7-HD 22 NM | 3333.45
1FK7086-4CC71-1QA2 | SYNCHRONOUS MOTOR 1FK7-HD 28 NM | 3455.68
1FK7086-4CC71-1QH2 | SYNCHRONOUS MOTOR 1FK7-HD 28 NM | 3816.19
1FK7084-2AF71-1PA0 | SYNCHRONOUS MOTOR 1FK7-CT 20 NM | 2365.41
1FK7086-4CC71-1UA2 | SYNCHRONOUS MOTOR 1FK7-HD 28 NM | 3341.38
1FK7100-2AF71-1PB0 | SYNCHRONOUS MOTOR 1FK7-CT 18 NM | 2723.95
1FK7100-2AF71-1PB1 | SYNCHRONOUS MOTOR 1FK7-CT 18 NM | 2816.72
1FT7034-1AK70-1DH1 | SYNCHRONOUS MOTOR 1FT7 | 3445.65
1FK7105-2AF71-1UH1 | SYNCHRONOUS MOTOR 1FK7-CT 48 NM | 4522.15
1FT7034-5AK70-1BH1 | SYNCHRONOUS MOTOR 1FT7 | 4142.9
1FK7103-2AF71-1UG1 | SYNCHRONOUS MOTOR 1FK7-CT 36 NM | 3060.32
1FT7034-5AK70-1FA1 | SYNCHRONOUS MOTOR 1FT7 | 4370.94
1FT7034-5AK70-1FG0 | SYNCHRONOUS MOTOR 1FT7 | 4266.83
1FT7034-5AK70-1FH0 | SYNCHRONOUS MOTOR 1FT7 | 4953.9
1FT7034-5AK71-1BK4 | SYNCHRONOUS MOTOR 1FT7 | 3797.24
1FT7034-5AK71-1CD5 | SYNCHRONOUS MOTOR 1FT7 | 4711.77
1FT7044-5AF70-1BA1 | SYNCHRONOUS MOTOR 1FT7 | 4044.73
1FT7044-5AF70-1BG0 | SYNCHRONOUS MOTOR 1FT7 | 3940.62
1FT7044-5AF70-1BK4 | SYNCHRONOUS MOTOR 1FT7 | 4386.18
1FT7044-5AF70-1CD1 | SYNCHRONOUS MOTOR 1FT7 | 5045.69
1FT7034-5AK71-1DA5 | SYNCHRONOUS MOTOR 1FT7 | 3797.58
1FT7034-5AK71-1FD3 | SYNCHRONOUS MOTOR 1FT7 | 4607.04
1FT7034-5AK71-1FH0 | SYNCHRONOUS MOTOR 1FT7 | 4953.9
1FT7044-5AF70-1DB0 | SYNCHRONOUS MOTOR 1FT7 | 4769.52
1FT7068-5AF70-1CB0 | SYNCHRONOUS MOTOR 1FT7 | 6700.91
1FT7068-5AF70-1CB2 | SYNCHRONOUS MOTOR 1FT7 | 6891.24
1FT7062-1AK70-1CG1 | SYNCHRONOUS MOTOR 1FT7 | 3866.39
1FT7042-5AK71-1BK4 | SYNCHRONOUS MOTOR 1FT7 | 3993.52
1FT7068-5AF70-1DH0 | SYNCHRONOUS MOTOR 1FT7 | 5959.35
1FT7042-5AK71-1CA1 | SYNCHRONOUS MOTOR 1FT7 | 4480.44
1FT7068-5AF70-1FB4 | SYNCHRONOUS MOTOR 1FT7 | 7060.63
1FT7062-5AF70-1BA0 | SYNCHRONOUS MOTOR 1FT7 | 3883.2
1FT7062-5AF70-1BA1 | SYNCHRONOUS MOTOR 1FT7 | 3987.33
1FT7062-5AF70-1BH0 | SYNCHRONOUS MOTOR 1FT7 | 4742.64
1FT7042-5AK71-1DA0 | SYNCHRONOUS MOTOR 1FT7 | 3634.77
1FT7068-5AF71-1BB1 | SYNCHRONOUS MOTOR 1FT7 | 5976.69
1FT7062-5AF70-1CG0 | SYNCHRONOUS MOTOR 1FT7 | 4711.53
1FT7108-5WC71-1BH0 | SYNCHRONOUS MOTOR 1FT7 | 11496.21
1FT7105-5SC70-1BB3 | SYNCHRONOUS MOTOR 1FT7 | 9485.21
1FT7108-5WC71-3CD4 | SYNCHRONOUS MOTOR 1FT7 | 11673.59
1FT7108-5WC71-3FH1 | SYNCHRONOUS MOTOR 1FT7 | 12515.45
1FT7105-1AC70-1BH1 | SYNCHRONOUS MOTOR 1FT7, 7,96 KW | 6629.14
1FT7108-5AC71-1CB3 | SYNCHRONOUS MOTOR 1FT7 | 11797.81
1FT7108-5WF70-1BG0 | SYNCHRONOUS MOTOR 1FT7 | 10399.72
1FT7108-5WF70-1FG1 | SYNCHRONOUS MOTOR 1FT7 | 11418.96
1FT7108-5AC71-1DA0 | SYNCHRONOUS MOTOR 1FT7 | 9792.2
1FT7108-5WF70-1CH1 | SYNCHRONOUS MOTOR 1FT7 | 12428.64
1FT7105-1AC71-1BH1 | SYNCHRONOUS MOTOR 1FT7, 7,96 KW | 6629.14
1FT7108-5WF70-4BA3 | SYNCHRONOUS MOTOR 1FT7 | 10567.32
1FT7108-5WF70-8CH1 | SYNCHRONOUS MOTOR 1FT7 | 12428.64
1FT7108-5WF71-1DG1 | SYNCHRONOUS MOTOR 1FT7 | 10590.62
1FT7108-5WF71-3DG0 | SYNCHRONOUS MOTOR 1FT7 | 10486.51
1FT7108-5WF71-4BH1 | SYNCHRONOUS MOTOR 1FT7 | 11600.32
1FT7108-5AC71-1FB3 | SYNCHRONOUS MOTOR 1FT7 | 11884.6
1FT7105-5AB70-1CA0 | SYNCHRONOUS MOTOR 1FT7 | 8355.21
1FT7108-5AC71-1FH1 | SYNCHRONOUS MOTOR 1FT7 | 11821.13
1FT7108-5AC71-1CH0 | SYNCHRONOUS MOTOR 1FT7 | 11630.24
1FT7105-5SF70-1CA1 | SYNCHRONOUS MOTOR 1FT7 | 9153.6
1FT7105-5AB70-1DH4 | SYNCHRONOUS MOTOR 1FT7 | 8983.03
1FT7105-5AB70-1FA0 | SYNCHRONOUS MOTOR 1FT7 | 8442
1FT7134-5AB74-1NG0 | SYNCHRONOUS MOTOR 1FT7 | 11849.32
1FT7105-5AB71-1BB0 | SYNCHRONOUS MOTOR 1FT7 | 8623.33
1FT7134-5AC71-1BH1 | SYNCHRONOUS MOTOR 1FT7 | 14205.86
1FT7132-5AB71-1CH0 | SYNCHRONOUS MOTOR 1FT7 | 13536.6
1FT7132-5AB71-1CH2 | SYNCHRONOUS MOTOR 1FT7 | 13726.93
1FT7105-5AB71-1BG3 | SYNCHRONOUS MOTOR 1FT7 | 7694.44
1FT7134-5AC74-1NH1 | SYNCHRONOUS MOTOR 1FT7 | 13837.21
1FT7134-5SF71-5CH0 | SYNCHRONOUS MOTOR 1FT7 | 15624.36
1FT7132-5AC71-1BB1 | SYNCHRONOUS MOTOR 1FT7 | 12812.39
1FT7132-5AC74-1NA0 | SYNCHRONOUS MOTOR 1FT7 | 10455.85
1FT7136-5AB71-1CG0 | SYNCHRONOUS MOTOR 1FT7 | 14146.4
1FT7132-5AF71-1CA0 | SYNCHRONOUS MOTOR 1FT7 | 11652.83
1FT7132-5AF71-2BG0 | SYNCHRONOUS MOTOR 1FT7 | 10824.5
1FT7136-5AC71-1BA1 | SYNCHRONOUS MOTOR 1FT7 | 13422.18
1FT7136-5AC71-1BG0 | SYNCHRONOUS MOTOR 1FT7 | 13318.07
1FT7136-5AC71-1BH1 | SYNCHRONOUS MOTOR 1FT7 | 15305.96
1FT7136-5AC71-1CH0 | SYNCHRONOUS MOTOR 1FT7 | 16030.17
1FT7132-5SF71-4BB1 | SYNCHRONOUS MOTOR 1FT7 | 13607.9
1FT7132-5SF71-4LH4 | SYNCHRONOUS MOTOR 1FT7 | 14930.04
1FT7134-5AB71-1BH1 | SYNCHRONOUS MOTOR 1FT7 | 14205.86
1FT7138-5AB71-1CH0 | SYNCHRONOUS MOTOR 1FT7 | 17528.42
1PH3101-1AF02-0KA0 | SIMOTICS M 1PH3 motor; 3AC 380V | 4297.22
1PH3133-1DG00-2KA0 | SIMOTICS M 1PH3 motor; 3AC 380V | 6458.29
1PH8083-1AM00-0BA2 | MAIN SPINDLE MOTOR 1PH808 | 3678.93
1PH8083-1DG12-0GG1 | MAIN SPINDLE MOTOR 1PH808 | 5168.74
1PH8083-1FF02-1BA1 | MAIN SPINDLE MOTOR 1PH808 | 6566.05
1PH8087-1DF10-1GA1 | MAIN SPINDLE MOTOR 1PH808 | 5186.13
1PH8105-1DF10-1GA1 | COMPACT ASYNCHRONOUS MOTOR 1PH810 | 5617.45
1PH8105-1JF03-0GA2 | COMPACT ASYNCHRONOUS MOTOR 1PH810 | 5414.8
1PH8103-1DF12-2BC1 | COMPACT ASYNCHRONOUS MOTOR 1PH810 | 5955.91
1PH8105-1MF02-2DB2 | COMPACT ASYNCHRONOUS MOTOR 1PH810 | 5677.74
1PH8103-1FG12-2BB1 | COMPACT ASYNCHRONOUS MOTOR 1PH810 | 7020.19
1FT7105-5WC75-1NG1 | SYNCHRONOUS MOTOR 1FT7 | 7956.6
1FT7105-5WF70-1CG0 | SYNCHRONOUS MOTOR 1FT7 | 9049.47
1FT7105-5WF70-4BA3 | SYNCHRONOUS MOTOR 1FT7 | 8388.72
1FT7105-5WF71-1DL4 | SYNCHRONOUS MOTOR 1FT7 | 9849.67
1FT7105-5WF71-1CH2 | SYNCHRONOUS MOTOR 1FT7 | 10336.27
1FT7105-5WF71-2DG5 | SYNCHRONOUS MOTOR 1FT7 | 8667.04
1FT7105-5AC71-1DB1 | SYNCHRONOUS MOTOR 1FT7 | 8814.22
1FT7105-5WF71-3CL3 | SYNCHRONOUS MOTOR 1FT7 | 10485.89
1FT7108-5SC71-1CA1 | SYNCHRONOUS MOTOR 1FT7 | 11332.18
1FT7108-5WF74-1MH1 | SYNCHRONOUS MOTOR 1FT7 | 12047.93
1FT7105-5AB70-1FG4 | SYNCHRONOUS MOTOR 1FT7 | 8714.92
1FT7105-5AB70-1CH1 | SYNCHRONOUS MOTOR 1FT7 | 9555.77
1FT7117-7SF71-1LB0 | SYNCHRONMOTOR 1FT7 M0 = 105 NM | 18653.82
1FT7105-5AB71-1BA3 | SYNCHRONOUS MOTOR 1FT7 | 7694.44
1FT7105-5AB71-1BA4 | SYNCHRONOUS MOTOR 1FT7 | 7799.77
1FT7105-5AB71-1BB2 | SYNCHRONOUS MOTOR 1FT7 | 8813.65
1FT7134-5AC71-1CB0 | SYNCHRONOUS MOTOR 1FT7 | 14930.07
1FT7134-5AC71-1CG1 | SYNCHRONOUS MOTOR 1FT7 | 13150.44
1FT7136-5AB71-1BA1 | SYNCHRONOUS MOTOR 1FT7 | 13422.18
1FT7136-5AB71-1BG2 | SYNCHRONOUS MOTOR 1FT7 | 13508.39
1FT7132-5AC74-1NA1 | SYNCHRONOUS MOTOR 1FT7 | 10559.96
1FT7136-5AB71-1BH1 | SYNCHRONOUS MOTOR 1FT7 | 15305.96
1FT7136-5AB71-1CA0 | SYNCHRONOUS MOTOR 1FT7 | 14146.4
1FT7136-5AB71-1CB0 | SYNCHRONOUS MOTOR 1FT7 | 16030.17
1FT7132-5SC71-1BB0 | SYNCHRONOUS MOTOR 1FT7 | 13503.78
1FT7136-5AB71-1CG1 | SYNCHRONOUS MOTOR 1FT7 | 14250.51
1FT7136-5AB71-1LL4 | SYNCHRONOUS MOTOR 1FT7 | 16897.1
1FT7132-5SF71-3BG1 | SYNCHRONOUS MOTOR 1FT7 | 11724.14
1FT7132-5SF74-8MA1 | SYNCHRONOUS MOTOR 1FT7 | 12171.75
1FT7134-5AB71-1BG2 | SYNCHRONOUS MOTOR 1FT7 | 12408.29
1FT7136-5AC71-4CB2 | SYNCHRONOUS MOTOR 1FT7 | 16220.5
1PH3131-1DF00-2KA0 | SIMOTICS M 1PH3 motor; 3AC 380V | 6285.33
1PH3131-1DF02-2KA0 | SIMOTICS M 1PH3 motor; 3AC 380V | 6285.33
1PH8083-1DF12-0BA1 | MAIN SPINDLE MOTOR 1PH808 | 5501.75
1PH8105-1FF00-2BA1 | COMPACT ASYNCHRONOUS MOTOR 1PH810 | 7014.77
1FT7108-5SC71-1BG0 | SYNCHRONOUS MOTOR 1FT7 | 10399.72
1FT7108-5SC71-1BH0 | SYNCHRONOUS MOTOR 1FT7 | 11496.21
1FT7105-5WF71-1BG0 | SYNCHRONOUS MOTOR 1FT7 | 8221.15
1FT7105-5WF71-1BH1 | SYNCHRONOUS MOTOR 1FT7 | 9421.74
1FT7105-5WF71-1CG1 | SYNCHRONOUS MOTOR 1FT7 | 9153.6
1FT7105-5WF71-3BH1 | SYNCHRONOUS MOTOR 1FT7 | 9421.74
1FT7105-5AC71-1DB3 | SYNCHRONOUS MOTOR 1FT7 | 8877.68
1FT7105-5AC71-1DE2 | SYNCHRONOUS MOTOR 1FT7 | 9072.79
1FT7105-5AC71-1DG5 | SYNCHRONOUS MOTOR 1FT7 | 7972.75
1FT7105-5AC71-1DH1 | SYNCHRONOUS MOTOR 1FT7 | 8814.22
1FT7105-5WF71-4CG1 | SYNCHRONOUS MOTOR 1FT7 | 9153.6
1FT7105-5WF71-4DA0 | SYNCHRONOUS MOTOR 1FT7 | 8307.92
1FT7102-5AF71-1CA2 | SYNCHRONOUS MOTOR 1FT7 | 6893.64
1FT7102-5AF71-1CB5 | SYNCHRONOUS MOTOR 1FT7 | 8158.88
1FT7102-5AF71-1CG2 | SYNCHRONOUS MOTOR 1FT7 | 6893.64
1FT7102-5AF71-1CG3 | SYNCHRONOUS MOTOR 1FT7 | 6870.9
1FT7105-5WF71-5DH0 | SYNCHRONOUS MOTOR 1FT7 | 9404.4
1FT7105-5AC71-1FG0 | SYNCHRONOUS MOTOR 1FT7 | 8442
1FT7108-5SC74-1NG1 | SYNCHRONOUS MOTOR 1FT7 | 10135.18
1FT7108-5SF70-1BH1 | SYNCHRONOUS MOTOR 1FT7 | 11600.32
1FT7105-5AC74-1NA0 | SYNCHRONOUS MOTOR 1FT7 | 7158.2
1FT7105-5AF70-1DG1 | SYNCHRONOUS MOTOR 1FT7 | 7717.77
1FT7108-5SF70-1CA3 | SYNCHRONOUS MOTOR 1FT7 | 11395.64
1FT7108-5SF70-3BH1 | SYNCHRONOUS MOTOR 1FT7 | 11600.32
1FT7105-5AF70-1FG3 | SYNCHRONOUS MOTOR 1FT7 | 8609.57
1FT7108-5SF70-3CA0 | SYNCHRONOUS MOTOR 1FT7 | 11228.07
1FT7108-5SF71-1CH3 | SYNCHRONOUS MOTOR 1FT7 | 12492.11
1FT7108-5AB71-1CA5 | SYNCHRONOUS MOTOR 1FT7 | 10892.88
1FT7108-5SF71-1CH4 | SYNCHRONOUS MOTOR 1FT7 | 12597.45
1FT7108-5AB71-1CG5 | SYNCHRONOUS MOTOR 1FT7 | 10892.88
1FT7108-5AB71-1CK3 | SYNCHRONOUS MOTOR 1FT7 | 10873.96
1FT7105-5AF71-1BH5 | SYNCHRONOUS MOTOR 1FT7 | 8982.44
1FT7105-5AF71-1BL3 | SYNCHRONOUS MOTOR 1FT7 | 8963.27
1FT7108-5AB71-1FE5 | SYNCHRONOUS MOTOR 1FT7 | 12248.47
1FT7108-5AB71-1FG0 | SYNCHRONOUS MOTOR 1FT7 | 10620.54
1FT7108-5SF71-8BH1 | SYNCHRONOUS MOTOR 1FT7 | 11600.32
1FT7108-5SF71-8CA1 | SYNCHRONOUS MOTOR 1FT7 | 11332.18
1FT7108-5SF71-8CG0 | SYNCHRONOUS MOTOR 1FT7 | 11228.07
1FT7108-5SF75-1MH0 | SYNCHRONOUS MOTOR 1FT7 | 11943.82
1FT7134-5AC71-1CA0 | SYNCHRONOUS MOTOR 1FT7 | 13046.32
1FT7105-5AB71-1BH0 | SYNCHRONOUS MOTOR 1FT7 | 8623.33
1FT7105-5AB71-1BH2 | SYNCHRONOUS MOTOR 1FT7 | 8813.65
1FT7134-5SC71-2BA0 | SYNCHRONOUS MOTOR 1FT7 | 12912.24
1FT7134-5SC71-2CA0 | SYNCHRONOUS MOTOR 1FT7 | 13740.58
1FT7132-5AC71-1CA0 | SYNCHRONOUS MOTOR 1FT7 | 11652.83
1FT7132-5AC71-1CG0 | SYNCHRONOUS MOTOR 1FT7 | 11652.83
1FT7132-5AC71-1CG1 | SYNCHRONOUS MOTOR 1FT7 | 11756.97
1FT7132-5AC71-1CH0 | SYNCHRONOUS MOTOR 1FT7 | 13536.6
1FT7132-5AF71-1CG0 | SYNCHRONOUS MOTOR 1FT7 | 11652.83
1FT7132-5AF71-1CG1 | SYNCHRONOUS MOTOR 1FT7 | 11756.97
1FT7132-5AF71-1KA2 | SYNCHRONOUS MOTOR 1FT7 | 11339.81
1FT7136-5AC71-1BB0 | SYNCHRONOUS MOTOR 1FT7 | 15201.85
1FT7136-5AC71-2CB0 | SYNCHRONOUS MOTOR 1FT7 | 16030.17
1FT7132-5SC71-1CB1 | SYNCHRONOUS MOTOR 1FT7 | 14436.24
1FT7132-5SC71-1LB0 | SYNCHRONOUS MOTOR 1FT7 | 14657.12
1FT7136-5AC71-3BA0 | SYNCHRONOUS MOTOR 1FT7 | 13318.07
1FT7132-5SF71-4CH1 | SYNCHRONOUS MOTOR 1FT7 | 14436.24
1PH3135-1DD00-0KA0 | SIMOTICS M 1PH3 motor; 3AC 380V | 6362.17
1PH3902-0BB00-0AA0 | 1PH3 SH100 exchange fan | 256.78
1PH8081-1CU02-0NA2 | MAIN SPINDLE MOTOR 1PH808 | 8993.48
1PH8087-1HF12-1BA2 | MAIN SPINDLE MOTOR 1PH808 | 4505.6
1PH8087-1SF02-1LA1 | MAIN SPINDLE MOTOR 1PH808 | 7907.4
1PH8103-1SF03-0LA1 | COMPACT ASYNCHRONOUS MOTOR 1PH810 | 8404.98
1PH8103-1UF12-0LB1 | COMPACT ASYNCHRONOUS MOTOR 1PH810 | 6796.54
1FT7108-5SC70-5CB0 | SYNCHRONOUS MOTOR 1FT7 | 12324.53
1FT7105-5WF70-2BK4 | SYNCHRONOUS MOTOR 1FT7 | 8666.7
1FT7105-5WF70-2CK4 | SYNCHRONOUS MOTOR 1FT7 | 9495.03
1FT7105-5AC71-1DB0 | SYNCHRONOUS MOTOR 1FT7 | 8710.1
1FT7108-5SC71-1CA4 | SYNCHRONOUS MOTOR 1FT7 | 11500.99
1FT7108-5SC71-1CB1 | SYNCHRONOUS MOTOR 1FT7 | 12428.64
1FT7108-5SC71-1CE0 | SYNCHRONOUS MOTOR 1FT7 | 12496.87
1FT7105-5WF71-3FG0 | SYNCHRONOUS MOTOR 1FT7 | 9136.26
1FT7105-5AC71-1DH3 | SYNCHRONOUS MOTOR 1FT7 | 8877.68
1FT7105-5AC71-1FA0 | SYNCHRONOUS MOTOR 1FT7 | 8442
1FT7105-5WF71-4DH1 | SYNCHRONOUS MOTOR 1FT7 | 9508.51
1FT7105-5WF71-4KH1 | SYNCHRONOUS MOTOR 1FT7 | 9746.72
1FT7102-5AF71-1DA2 | SYNCHRONOUS MOTOR 1FT7 | 6152.06
1FT7102-5AF71-1DG0 | SYNCHRONOUS MOTOR 1FT7 | 5961.76
1FT7102-5AF71-1DG2 | SYNCHRONOUS MOTOR 1FT7 | 6152.06
1FT7102-5AF71-1DH5 | SYNCHRONOUS MOTOR 1FT7 | 7417.34
1FT7102-5AF71-1DK5 | SYNCHRONOUS MOTOR 1FT7 | 6493.49
1FT7102-5AF71-1DL2 | SYNCHRONOUS MOTOR 1FT7 | 7420.91
1FT7102-5AF71-1CH0 | SYNCHRONOUS MOTOR 1FT7 | 7799.77
1FT7108-5AB70-1FK1 | SYNCHRONOUS MOTOR 1FT7 | 10897.3
1FT7105-5AF70-1CA0 | SYNCHRONOUS MOTOR 1FT7 | 8355.21
1FT7105-5AF70-1CB3 | SYNCHRONOUS MOTOR 1FT7 | 9619.25
1FT7108-5AB70-1CH1 | SYNCHRONOUS MOTOR 1FT7 | 11734.35
1FT7108-5AB71-1BG0 | SYNCHRONOUS MOTOR 1FT7 | 9705.43
1FT7108-5AB71-1BG2 | SYNCHRONOUS MOTOR 1FT7 | 9895.74
1FT7108-5AB71-1BK4 | SYNCHRONOUS MOTOR 1FT7 | 10150.98
1FT7108-5SF71-1BA0 | SYNCHRONOUS MOTOR 1FT7 | 10399.72
1FT7108-5SF71-1BB0 | SYNCHRONOUS MOTOR 1FT7 | 11496.21
1FT7108-5SF71-1BH1 | SYNCHRONOUS MOTOR 1FT7 | 11600.32
1FT7108-5SF71-4CA4 | SYNCHRONOUS MOTOR 1FT7 | 11500.99
1FT7108-5SF71-4CB0 | SYNCHRONOUS MOTOR 1FT7 | 12324.53
1FT7105-5AF71-1BA2 | SYNCHRONOUS MOTOR 1FT7 | 7717.18
1FT7108-5AB71-1DH0 | SYNCHRONOUS MOTOR 1FT7 | 10888.68
1FT7108-5AB71-1DK4 | SYNCHRONOUS MOTOR 1FT7 | 10237.75
1FT7108-5AB71-1FB0 | SYNCHRONOUS MOTOR 1FT7 | 11717.02
1FT7105-5AF71-1CK5 | SYNCHRONOUS MOTOR 1FT7 | 8886.94
1FT7108-5SF71-7CB0 | SYNCHRONOUS MOTOR 1FT7 | 12324.53
1FT7108-5SF71-7CG1 | SYNCHRONOUS MOTOR 1FT7 | 11332.18
1FT7105-5AF71-1DG1 | SYNCHRONOUS MOTOR 1FT7 | 7717.77
1FT7108-5AB71-7DG0 | SYNCHRONOUS MOTOR 1FT7 | 9792.2
1FT7062-5AF70-1DB1 | SYNCHRONOUS MOTOR 1FT7 | 4933.53
1FT7042-5AK71-1FH1 | SYNCHRONOUS MOTOR 1FT7 | 5309.35
1FT7062-5AF70-1DG3 | SYNCHRONOUS MOTOR 1FT7 | 4137.58
1FT7064-5AF70-1DG0 | SYNCHRONOUS MOTOR 1FT7 | 4429.58
1FT7064-5AF70-1CH3 | SYNCHRONOUS MOTOR 1FT7 | 6198.16
1FT7068-5AF71-1DB3 | SYNCHRONOUS MOTOR 1FT7 | 6126.96
1FT7068-5AF71-1FB2 | SYNCHRONOUS MOTOR 1FT7 | 6978.04
1FT7068-5AF71-1FE2 | SYNCHRONOUS MOTOR 1FT7 | 7148.03
1FT7068-5AF71-1CH0 | SYNCHRONOUS MOTOR 1FT7 | 6700.91
1FT7062-5AF71-1BB1 | SYNCHRONOUS MOTOR 1FT7 | 4846.76
1FT7062-5AF71-1BH5 | SYNCHRONOUS MOTOR 1FT7 | 5101.74
1FT7068-5WF70-1CA1 | SYNCHRONOUS MOTOR 1FT7 | 6639.94
1FT7062-5AF71-1DA1 | SYNCHRONOUS MOTOR 1FT7 | 4074.12
1FT7062-5AF71-1DG5 | SYNCHRONOUS MOTOR 1FT7 | 4329.1
1FT7068-5WF71-1CG3 | SYNCHRONOUS MOTOR 1FT7 | 6703.4
1FT7084-5AH70-1CA1 | SYNCHRONOUS MOTOR 1FT7 | 6089.25
1FT7085-7SH71-1BE0 | SYNCHRONOUS MOTOR 1FT7 | 8042.63
1FT7086-5AH74-1NA2 | SYNCHRONOUS MOTOR 1FT7 | 6031.79
1FT7085-7WF71-1CG1 | SYNCHRONOUS MOTOR 1FT7 | 7833.17
1FT7087-7WF70-4CB4 | SYNCHRONOUS MOTOR 1FT7 | 9839.52
1FT7087-7WF71-1FG0 | SYNCHRONOUS MOTOR 1FT7 | 8681.39
1FT7086-5SC71-1CA4 | SYNCHRONOUS MOTOR 1FT7 | 8005.68
1FT7084-5AC71-1CG1 | SYNCHRONOUS MOTOR 1FT7 | 6089.25
1FT7087-7WH70-1BH1 | SYNCHRONOUS MOTOR 1FT7 | 8842.38
1FT7087-7WH70-3BH0 | SYNCHRONOUS MOTOR 1FT7 | 8738.27
1FT7084-5AC71-1DD3 | SYNCHRONOUS MOTOR 1FT7 | 5583.79
1FT7102-1AC70-1BH1 | SYNCHRONOUS MOTOR 1FT7 | 5360.33
1FT7102-1AC70-1DG1 | SYNCHRONOUS MOTOR 1FT7 | 4573.25
1FT7086-5SF71-1BG0 | SYNCHRONOUS MOTOR 1FT7 | 6904.43
1FT7084-5AC71-1FA3 | SYNCHRONOUS MOTOR 1FT7 | 6239.52
1FT7084-5AC71-1FE0 | SYNCHRONOUS MOTOR 1FT7 | 7213.83
1FT7102-1AC71-1CH1 | SYNCHRONOUS MOTOR 1FT7 | 6188.66
1FT7086-1AH71-1CH1 | SYNCHRONOUS MOTOR 1FT7 | 6327.47
1FT7086-5AC70-1CA1 | SYNCHRONOUS MOTOR 1FT7 | 7142.6
1FT7102-5AB70-1BH1 | SYNCHRONOUS MOTOR 1FT7 | 7075.56
1FT7086-5AC70-1FA0 | SYNCHRONOUS MOTOR 1FT7 | 7125.28
1FT7086-5SH71-1CB1 | SYNCHRONOUS MOTOR 1FT7 | 8808.9
1FT7102-5AB70-1FB0 | SYNCHRONOUS MOTOR 1FT7 | 7886.57
1FK7033-4CK71-1QB2 | SYNCHRONOUS MOTOR 1FK7-HD 1,3 NM | 1891.02
1FK7032-2AF21-1RA2 | SYNCHRONOUS MOTOR 1FK7-CT 1,2 NM | 1804.35
1FK7033-4CK71-1RB2 | SYNCHRONOUS MOTOR 1FK7-HD 1,3 NM | 2305.88
1FK7034-2AK71-1RG1 | SYNCHRONOUS MOTOR 1FK7-CT 1,6 NM | 1813.15
1FK7033-4CK71-1UA1 | SYNCHRONOUS MOTOR 1FK7-HD 1,3 NM | 1533.94
1FK7033-4CK71-1UB1 | SYNCHRONOUS MOTOR 1FK7-HD 1,3 NM | 1776.71
1FK7042-2AF21-1CB1 | SYNCHRONOUS MOTOR 1FK7-CT 3 NM | 2665.25
1FK7042-2AF21-1PG2 | SYNCHRONOUS MOTOR 1FK7-CT 3 NM | 1372.48
1FK7043-4CH71-1BA1 | SYNCHRONOUS MOTOR 1FK7-HD 3,5 NM | 2326.02
1FK7043-4CH71-1BH2 | SYNCHRONOUS MOTOR 1FK7-HD 3,5 NM | 2517.31
1FK7043-4CH71-1CB1 | SYNCHRONOUS MOTOR 1FK7-HD 3,5 NM | 3024.94
1FK7043-4CH71-1PG0 | SYNCHRONOUS MOTOR 1FK7-HD 3,5 NM | 1478.83
1FK7043-4CH71-1PG2 | SYNCHRONOUS MOTOR 1FK7-HD 3,5 NM | 1580.5
1FK7061-4CH71-1PG1 | SYNCHRONOUS MOTOR 1FK7-HD 6,4 NM | 1892.02
1FK7043-4CH71-1RA1 | SYNCHRONOUS MOTOR 1FK7-HD 3,5 NM | 2205.28
1FK7060-2AF71-1WG0 | SYNCHRONOUS MOTOR 1FK7-CT 6 NM | 1337.85
1FK7043-4CH71-1RB2 | SYNCHRONOUS MOTOR 1FK7-HD 3,5 NM | 2494.69
1FK7043-4CH71-1UA2 | SYNCHRONOUS MOTOR 1FK7-HD 3,5 NM | 1676.13
1FK7060-2AH71-1BH1 | SYNCHRONOUS MOTOR 1FK7-CT 6 NM | 2469.91
1FK7043-4CH71-1UG0 | SYNCHRONOUS MOTOR 1FK7-HD 3,5 NM | 1478.83
1FK7060-2AH71-1DB0 | SYNCHRONOUS MOTOR 1FK7-CT 6 NM | 2838.04
1FK7060-2AH71-1DG1 | SYNCHRONOUS MOTOR 1FK7-CT 6 NM | 2510.13
1FK7062-2AH71-1CH0 | SYNCHRONOUS MOTOR 1FK7-CT 8,5 NM | 2872.37
1FK7062-2AH71-1QA2 | SYNCHRONOUS MOTOR 1FK7-CT 8,5 NM | 1901.99
1FT7108-5SC71-1CH0 | SYNCHRONOUS MOTOR 1FT7 | 12324.53
1FT7105-5WF71-4DE4 | SYNCHRONOUS MOTOR 1FT7 | 9849.67
1FT7105-5AC71-1FB2 | SYNCHRONOUS MOTOR 1FT7 | 9728.78
1FT7102-5AF71-1DA0 | SYNCHRONOUS MOTOR 1FT7 | 5961.76
1FT7108-5SC74-1NA0 | SYNCHRONOUS MOTOR 1FT7 | 10031.05
1FT7102-5AF71-1FB5 | SYNCHRONOUS MOTOR 1FT7 | 8245.68
1FT7108-5AB70-1CB2 | SYNCHRONOUS MOTOR 1FT7 | 11820.55
1FT7108-5AB70-1CG4 | SYNCHRONOUS MOTOR 1FT7 | 10806.67
1FT7108-5AB70-1FH2 | SYNCHRONOUS MOTOR 1FT7 | 11907.34
1FT7105-5AF70-1BG0 | SYNCHRONOUS MOTOR 1FT7 | 7526.85
1FT7108-5AB70-1FH3 | SYNCHRONOUS MOTOR 1FT7 | 11884.6
1FT7108-5AB71-1BB0 | SYNCHRONOUS MOTOR 1FT7 | 10801.89
1FT7108-5AB71-1BD2 | SYNCHRONOUS MOTOR 1FT7 | 10068.36
1FT7105-5AF70-1DL3 | SYNCHRONOUS MOTOR 1FT7 | 9050.06
1FT7105-5AF70-1FB1 | SYNCHRONOUS MOTOR 1FT7 | 9642.56
1FT7105-5AF70-1FG4 | SYNCHRONOUS MOTOR 1FT7 | 8714.92
1FT7105-5AF70-1CH0 | SYNCHRONOUS MOTOR 1FT7 | 9451.66
1FT7108-5SF71-1CG1 | SYNCHRONOUS MOTOR 1FT7 | 11332.18
1FT7108-5SF71-1CL0 | SYNCHRONOUS MOTOR 1FT7 | 12496.87
1FT7108-5AB71-1CD3 | SYNCHRONOUS MOTOR 1FT7 | 10873.96
1FT7108-5SF71-2BA0 | SYNCHRONOUS MOTOR 1FT7 | 10399.72
1FT7108-5SF71-3BH1 | SYNCHRONOUS MOTOR 1FT7 | 11600.32
1FT7105-5AF71-1BG2 | SYNCHRONOUS MOTOR 1FT7 | 7717.18
1FT7108-5SF71-4CH4 | SYNCHRONOUS MOTOR 1FT7 | 12597.45
1FT7105-5AF71-1CA0 | SYNCHRONOUS MOTOR 1FT7 | 8355.21
1FT7105-5AF71-1CB2 | SYNCHRONOUS MOTOR 1FT7 | 9641.98
1FT7105-5AF71-1CG1 | SYNCHRONOUS MOTOR 1FT7 | 8459.32
1FT7105-5AF71-1DA1 | SYNCHRONOUS MOTOR 1FT7 | 7717.77
1FT7105-5AF71-1DA2 | SYNCHRONOUS MOTOR 1FT7 | 7803.95
1FT7102-5WB71-1CH1 | SYNCHRONOUS MOTOR 1FT7 | 8598.16
1FT7105-5AF71-1FG2 | SYNCHRONOUS MOTOR 1FT7 | 8632.3
1FT7108-5WB70-1FG0 | SYNCHRONOUS MOTOR 1FT7 | 11314.85
1FT7108-5AB74-1NL4 | SYNCHRONOUS MOTOR 1FT7 | 10878.5
1FT7102-5WF70-1BG0 | SYNCHRONOUS MOTOR 1FT7 | 6569.24
1FT7102-5WF70-1DH2 | SYNCHRONOUS MOTOR 1FT7 | 7942.83
1FT7108-5AC70-1BG3 | SYNCHRONOUS MOTOR 1FT7 | 9873
1FT7108-5AC70-1CB1 | SYNCHRONOUS MOTOR 1FT7 | 11734.35
1FT7108-5AC70-1CG4 | SYNCHRONOUS MOTOR 1FT7 | 10806.67
1FT7108-5AC70-1CH0 | SYNCHRONOUS MOTOR 1FT7 | 11630.24
1FT7108-5WB71-1DH1 | SYNCHRONOUS MOTOR 1FT7 | 11687.1
1FT7108-5WC70-4DA1 | SYNCHRONOUS MOTOR 1FT7 | 10590.62
1FT7108-5WC71-1DL4 | SYNCHRONOUS MOTOR 1FT7 | 12028.24
1FT7102-5WF71-1DL4 | SYNCHRONOUS MOTOR 1FT7 | 8197.79
1FT7105-5SC70-1CA1 | SYNCHRONOUS MOTOR 1FT7 | 9153.6
1FT7102-5WF74-1NH3 | SYNCHRONOUS MOTOR 1FT7 | 7464.65
1FT7105-1AC70-1BG1 | SYNCHRONOUS MOTOR 1FT7, 7,96 KW | 5755.29
1FT7108-5WC71-8BH1 | SYNCHRONOUS MOTOR 1FT7 | 11600.32
1FT7108-5AC71-1CH4 | SYNCHRONOUS MOTOR 1FT7 | 11903.14
1FT7105-5AB70-1DB3 | SYNCHRONOUS MOTOR 1FT7 | 8877.68
1FT7105-5SF70-2CG0 | SYNCHRONOUS MOTOR 1FT7 | 9049.47
1FT7105-5AB70-1CH3 | SYNCHRONOUS MOTOR 1FT7 | 9619.25
1FT7134-5AB71-1CA0 | SYNCHRONOUS MOTOR 1FT7 | 13046.32
1FT7134-5AB71-1CH0 | SYNCHRONOUS MOTOR 1FT7 | 14930.07
1FT7108-5WF74-4NL4 | SYNCHRONOUS MOTOR 1FT7 | 11572.82
1FT7134-5AC71-1BB0 | SYNCHRONOUS MOTOR 1FT7 | 14101.75
1FT7105-5AB71-1BB1 | SYNCHRONOUS MOTOR 1FT7 | 8727.45
1FT7134-5AC71-1BG2 | SYNCHRONOUS MOTOR 1FT7 | 12408.29
1FT7134-5AC71-1CH0 | SYNCHRONOUS MOTOR 1FT7 | 14930.07
1FT7134-5SC71-1CG1 | SYNCHRONOUS MOTOR 1FT7 | 13844.69
1FT7134-5SC71-8BG1 | SYNCHRONOUS MOTOR 1FT7 | 13016.37
1FT7134-5SF74-8MH1 | SYNCHRONOUS MOTOR 1FT7 | 15347.75
1FT7132-5AC71-1CK5 | SYNCHRONOUS MOTOR 1FT7 | 12286.8
1FT7132-5AF71-1CA1 | SYNCHRONOUS MOTOR 1FT7 | 11756.97
1FT7132-5AF74-1NH0 | SYNCHRONOUS MOTOR 1FT7 | 12339.6
1FT7136-5AB74-1MH0 | SYNCHRONOUS MOTOR 1FT7 | 15649.46
1FT7132-5SC71-1KH0 | SYNCHRONOUS MOTOR 1FT7 | 13828.76
1FK7062-2AH71-1RB2 | SYNCHRONOUS MOTOR 1FK7-CT 8,5 NM | 2573.97
1FK7064-4CC71-1PA2 | SYNCHRONOUS MOTOR 1FK7-HD 12 NM | 2289.22
1FK7064-4CC71-1RG2 | SYNCHRONOUS MOTOR 1FK7-HD 12 NM | 2722.73
1FK7064-4CH71-1UG2 | SYNCHRONOUS MOTOR 1FK7-HD 12 NM | 2193.6
1FK7064-4CH71-1UH1 | SYNCHRONOUS MOTOR 1FK7-HD 12 NM | 2532.03
1FK7084-2AC71-1BB0 | SYNCHRONOUS MOTOR 1FK7-CT 20 NM | 3355.25
1FK7084-2AC71-1CB2 | SYNCHRONOUS MOTOR 1FK7-CT 20 NM | 3814.61
1FK7084-3BC71-1DG1 | SYNCHRONOUS MOTOR 1FK7-HI 20 NM | 3387.71
1FK7081-2AF71-1BG1 | SYNCHRONOUS MOTOR 1FK7-CT 12 NM | 2551.83
1FK7084-3BC71-1FH0 | SYNCHRONOUS MOTOR 1FK7-HI 20 NM | 4151.75
1FK7081-2AF71-1BH0 | SYNCHRONOUS MOTOR 1FK7-CT 12 NM | 2867.26
1FK7081-2AF71-1CG2 | SYNCHRONOUS MOTOR 1FK7-CT 12 NM | 2918.33
1FK7084-2AC71-1PA1 | SYNCHRONOUS MOTOR 1FK7-CT 20 NM | 2458.22
1FK7084-2AC71-1PB1 | SYNCHRONOUS MOTOR 1FK7-CT 20 NM | 2866.47
1FK7084-2AC71-1PG1 | SYNCHRONOUS MOTOR 1FK7-CT 20 NM | 2372.6
1FK7084-2AC71-1QH2 | SYNCHRONOUS MOTOR 1FK7-CT 20 NM | 2883.18
1FK7084-2AC71-1RB0 | SYNCHRONOUS MOTOR 1FK7-CT 20 NM | 3247.23
1FK7081-2AF71-1PH1 | SYNCHRONOUS MOTOR 1FK7-CT 12 NM | 2378.42
1FK7081-2AF71-1QA0 | SYNCHRONOUS MOTOR 1FK7-CT 12 NM | 2065.26
1FK7083-2AC71-1FG0 | SYNCHRONOUS MOTOR 1FK7-CT 16 NM | 3365.3
1FK7081-2AF71-1QH1 | SYNCHRONOUS MOTOR 1FK7-CT 12 NM | 2480.72
1FK7084-2AC71-1UH2 | SYNCHRONOUS MOTOR 1FK7-CT 20 NM | 2780.87
1FK7086-4CC71-1BA1 | SYNCHRONOUS MOTOR 1FK7-HD 28 NM | 3991.27
1FK7085-4CC71-1BA1 | SYNCHRONOUS MOTOR 1FK7-HD 22 NM | 3549.83
1FK7100-2AC71-1PB0 | SYNCHRONOUS MOTOR 1FK7-CT 18 NM | 2723.95
1FK7100-2AC71-1QH1 | SYNCHRONOUS MOTOR 1FK7-CT 18 NM | 2833.41
1FK7103-2AC71-1UA0 | SYNCHRONOUS MOTOR 1FK7-CT 36 NM | 3053.11
1FK7105-2AF71-1DG1 | SYNCHRONOUS MOTOR 1FK7-CT 48 NM | 5333.28
1FK7100-2AC71-1UB0 | SYNCHRONOUS MOTOR 1FK7-CT 18 NM | 2723.95
1FK7101-2AF71-1PA0 | SYNCHRONOUS MOTOR 1FK7-CT 27 NM | 2633.87
1FK7103-2AF71-1DA0 | SYNCHRONOUS MOTOR 1FK7-CT 36 NM | 4150.14
1FK7103-2AF71-1DG2 | SYNCHRONOUS MOTOR 1FK7-CT 36 NM | 4156.15
1FK7105-2AF71-1PG1 | SYNCHRONOUS MOTOR 1FK7-CT 48 NM | 4113.84
1FK7100-2AF71-1FH0 | SYNCHRONOUS MOTOR 1FK7-CT 18 NM | 4096.19
1FT7046-5AF71-1CA1 | SYNCHRONOUS MOTOR 1FT7 | 5203.47
1FT7046-5AF71-1CB1 | SYNCHRONOUS MOTOR 1FT7 | 5945.59
1FT7062-5WK71-1CH1 | SYNCHRONOUS MOTOR 1FT7 | 6374.08
1FT7062-5WK74-1MH1 | SYNCHRONOUS MOTOR 1FT7 | 5993.37
1FT7066-5AH70-1FH0 | SYNCHRONOUS MOTOR 1FT7 | 6452.54
1FT7066-5AH71-1BG5 | SYNCHRONOUS MOTOR 1FT7 | 5037.09
1FT7042-5AF71-1DH1 | SYNCHRONOUS MOTOR 1FT7 | 4481
1FT7042-5AF71-1FB5 | SYNCHRONOUS MOTOR 1FT7 | 5564.34
1FT7066-5AH71-1DH2 | SYNCHRONOUS MOTOR 1FT7 | 5814.51
1FT7046-5AF74-1MA0 | SYNCHRONOUS MOTOR 1FT7 | 4718.63
1FT7066-5AH71-1FA0 | SYNCHRONOUS MOTOR 1FT7 | 5593.09
1FT7046-5AH70-1DA2 | SYNCHRONOUS MOTOR 1FT7 | 4548.1
1FT7066-5AH71-1CH2 | SYNCHRONOUS MOTOR 1FT7 | 6556.05
1FT7046-5AH70-1FH0 | SYNCHRONOUS MOTOR 1FT7 | 5928.27
1FT7066-5AH74-1NA0 | SYNCHRONOUS MOTOR 1FT7 | 4309.31
1FT7066-5WF70-1DH1 | SYNCHRONOUS MOTOR 1FT7 | 6422.57
1FT7042-5AF74-1MH5 | SYNCHRONOUS MOTOR 1FT7 | 5096.84
1FT7066-5WH71-1BH1 | SYNCHRONOUS MOTOR 1FT7 | 6335.8
1FT7046-5AH71-1FA2 | SYNCHRONOUS MOTOR 1FT7 | 5376.46
1FT7067-7SF70-1BG0 | SYNCHRONOUS MOTOR 1FT7 | 5758.95
1FT7042-5AK70-1FG2 | SYNCHRONOUS MOTOR 1FT7 | 4653.43
1FT7067-7SH70-1BD1 | SYNCHRONOUS MOTOR 1FT7 | 6035.7
1FT7064-1AK70-1FG1 | SYNCHRONOUS MOTOR 1FT7 | 4278.79
1FT7067-7WF75-1MG1 | SYNCHRONOUS MOTOR 1FT7 | 6310.7
1FT7067-7WH71-1BA2 | SYNCHRONOUS MOTOR 1FT7 | 5949.27
1FT7062-1AF70-1KG1 | SYNCHRONOUS MOTOR 1FT7 | 3363.05
1FT7086-5AF71-1CH3 | SYNCHRONOUS MOTOR 1FT7 | 8178.09
1FT7082-5WF71-1DG0 | SYNCHRONOUS MOTOR 1FT7 | 5123.89
1FT7082-5WF74-1MH1 | SYNCHRONOUS MOTOR 1FT7 | 6560.86
1FT7064-5WK70-1DB0 | SYNCHRONOUS MOTOR 1FT7 | 5983.32
1FT7064-5WK71-1BH1 | SYNCHRONOUS MOTOR 1FT7 | 6000.68
1FT7084-5WF71-1FG0 | SYNCHRONOUS MOTOR 1FT7 | 6766.2
1FT7086-5AH70-1CB0 | SYNCHRONOUS MOTOR 1FT7 | 8010.49
1FT7064-5WK71-1CH1 | SYNCHRONOUS MOTOR 1FT7 | 6829
1FT7084-5WH70-1BG1 | SYNCHRONOUS MOTOR 1FT7 | 5955.2
1FT7086-5AH70-1FG0 | SYNCHRONOUS MOTOR 1FT7 | 7125.28
1FT7084-5WH71-1BH1 | SYNCHRONOUS MOTOR 1FT7 | 6927.2
1FT7086-5AH70-1CH1 | SYNCHRONOUS MOTOR 1FT7 | 8114.6
1FT7086-5AH71-1BA0 | SYNCHRONOUS MOTOR 1FT7 | 6210.15
1FT7084-5AC70-1BA2 | SYNCHRONOUS MOTOR 1FT7 | 5347.12
1FT7065-7SH70-1CG0 | SYNCHRONOUS MOTOR 1FT7 | 6255.82
1FT7084-5AC70-1CA1 | SYNCHRONOUS MOTOR 1FT7 | 6089.25
1FT7084-5WH71-1DG2 | SYNCHRONOUS MOTOR 1FT7 | 6128.19
1FT7086-5AH71-1CB2 | SYNCHRONOUS MOTOR 1FT7 | 8200.81
1FT7086-5AH71-1CG1 | SYNCHRONOUS MOTOR 1FT7 | 7142.6
1FT7084-5AC70-1FA5 | SYNCHRONOUS MOTOR 1FT7 | 6431.05
1FT7084-5AC70-1FB5 | SYNCHRONOUS MOTOR 1FT7 | 7403.05
1FT7085-7SF70-1BK4 | SYNCHRONOUS MOTOR 1FT7 | 7346.27
1FT7086-5AH71-1FA2 | SYNCHRONOUS MOTOR 1FT7 | 7315.59
1FT7085-7SF71-1BG0 | SYNCHRONOUS MOTOR 1FT7 | 6900.72
1FT7085-7SH70-1CH0 | SYNCHRONOUS MOTOR 1FT7 | 8701.08
1FT7087-7SH71-1CB0 | SYNCHRONOUS MOTOR 1FT7 | 9566.6
1FT7084-5AC71-1BE1 | SYNCHRONOUS MOTOR 1FT7 | 6402.83
1FT7105-5SF71-4CB3 | SYNCHRONOUS MOTOR 1FT7 | 10313.53
1FT7108-5AF71-1FL4 | SYNCHRONOUS MOTOR 1FT7 | 12162.3
1FT7108-5AF71-1FL5 | SYNCHRONOUS MOTOR 1FT7 | 12248.47
1FT7105-5AC70-1DG4 | SYNCHRONOUS MOTOR 1FT7 | 7886.57
1FT7105-5AC70-1CH2 | SYNCHRONOUS MOTOR 1FT7 | 9641.98
1FT7108-5SC70-1BA0 | SYNCHRONOUS MOTOR 1FT7 | 10399.72
1FT7102-5AF70-1CG2 | SYNCHRONOUS MOTOR 1FT7 | 6893.64
1FT7108-5SC70-1CB3 | SYNCHRONOUS MOTOR 1FT7 | 12492.11
1FT7105-5SF74-1NG0 | SYNCHRONOUS MOTOR 1FT7 | 7852.49
1FT7105-5SF74-3NH0 | SYNCHRONOUS MOTOR 1FT7 | 8948.94
1FT7102-5AF70-1DG2 | SYNCHRONOUS MOTOR 1FT7 | 6152.06
1FT7105-5WB71-1DH4 | SYNCHRONOUS MOTOR 1FT7 | 9677.32
1FT7105-5AC71-1BE2 | SYNCHRONOUS MOTOR 1FT7 | 8986.01
1FT7102-5AF71-1BA4 | SYNCHRONOUS MOTOR 1FT7 | 6147.9
1FT7105-5WC71-1DG0 | SYNCHRONOUS MOTOR 1FT7 | 8307.92
1FT7105-5WC71-1DH4 | SYNCHRONOUS MOTOR 1FT7 | 9677.32
1FT7105-5AC71-1BL2 | SYNCHRONOUS MOTOR 1FT7 | 8986.01
1FT7105-5AC71-1CG0 | SYNCHRONOUS MOTOR 1FT7 | 8355.21
1FT7102-5AF71-1BK1 | SYNCHRONOUS MOTOR 1FT7 | 6151.74
1FT7105-5WF70-1FH1 | SYNCHRONOUS MOTOR 1FT7 | 10336.86
1FT7105-5WF71-1CA1 | SYNCHRONOUS MOTOR 1FT7 | 9153.6
1FT7105-5AC71-1DA2 | SYNCHRONOUS MOTOR 1FT7 | 7803.95
1FT7108-5SC71-1CA0 | SYNCHRONOUS MOTOR 1FT7 | 11228.07
1FT7105-5WF71-4FH1 | SYNCHRONOUS MOTOR 1FT7 | 10336.86
1FT7102-5AF71-1CA5 | SYNCHRONOUS MOTOR 1FT7 | 7062.41
1FT7102-5AF71-1CB1 | SYNCHRONOUS MOTOR 1FT7 | 7903.88
1FT7102-5AF71-1DE0 | SYNCHRONOUS MOTOR 1FT7 | 7230.59
1FT7105-5WF71-6BH1 | SYNCHRONOUS MOTOR 1FT7 | 9421.74
1FT7102-5AF71-1DK3 | SYNCHRONOUS MOTOR 1FT7 | 6301.98
1FT7105-5AF71-1BK1 | SYNCHRONOUS MOTOR 1FT7 | 7803.6
1FT7108-5AB71-1DL4 | SYNCHRONOUS MOTOR 1FT7 | 11333.94
1FT7108-5AB71-1FH0 | SYNCHRONOUS MOTOR 1FT7 | 11717.02
1FT7105-5AF71-1CL4 | SYNCHRONOUS MOTOR 1FT7 | 9896.94
1FT7108-5AB71-1FH1 | SYNCHRONOUS MOTOR 1FT7 | 11821.13
1FT7105-5AF71-1DB3 | SYNCHRONOUS MOTOR 1FT7 | 8877.68
1FT7108-5SF71-8CH0 | SYNCHRONOUS MOTOR 1FT7 | 12324.53
1FT7105-5AF71-1DD4 | SYNCHRONOUS MOTOR 1FT7 | 8059.18
1FT7108-5SF75-1NH0 | SYNCHRONOUS MOTOR 1FT7 | 11127.52
1FT7105-5AF71-1DL1 | SYNCHRONOUS MOTOR 1FT7 | 8986.59
1FT7108-5AB74-1NE1 | SYNCHRONOUS MOTOR 1FT7 | 10709.71
1FT7108-5SF75-1NG0 | SYNCHRONOUS MOTOR 1FT7 | 10031.05
1FT7108-5AC70-1BB3 | SYNCHRONOUS MOTOR 1FT7 | 10969.47
1FT7108-5AC70-1BG0 | SYNCHRONOUS MOTOR 1FT7 | 9705.43
1FT7108-5WB71-1CA1 | SYNCHRONOUS MOTOR 1FT7 | 11332.18
1FT7108-5WB71-1DA0 | SYNCHRONOUS MOTOR 1FT7 | 10486.51
1FT7108-5AC70-1DB1 | SYNCHRONOUS MOTOR 1FT7 | 10992.79
1FT7108-5AC70-1DG1 | SYNCHRONOUS MOTOR 1FT7 | 9896.32
1FT7108-5AC70-1DG2 | SYNCHRONOUS MOTOR 1FT7 | 9982.53
1FT7108-5AC70-1DG4 | SYNCHRONOUS MOTOR 1FT7 | 10065.12
1FT7105-5AF71-1KG2 | SYNCHRONOUS MOTOR 1FT7 | 8042.16
1FT7105-5AF74-1NG1 | SYNCHRONOUS MOTOR 1FT7 | 7262.31
1FT7105-5AF75-1MH0 | SYNCHRONOUS MOTOR 1FT7 | 9070.93
1FT7108-5WC71-1CG0 | SYNCHRONOUS MOTOR 1FT7 | 11228.07
1FT7108-5WC71-1CG1 | SYNCHRONOUS MOTOR 1FT7 | 11332.18
1FT7108-5WC71-1CH1 | SYNCHRONOUS MOTOR 1FT7 | 12428.64
1FT7108-5AC71-1BG2 | SYNCHRONOUS MOTOR 1FT7 | 9895.74
1FT7108-5WC75-1NH1 | SYNCHRONOUS MOTOR 1FT7 | 11231.65
1FT7108-5WF71-5FG1 | SYNCHRONOUS MOTOR 1FT7 | 11418.96
1FT7108-5WF71-8BB0 | SYNCHRONOUS MOTOR 1FT7 | 11496.21
1FT7105-5AB70-1FA3 | SYNCHRONOUS MOTOR 1FT7 | 8609.57
1FT7105-5AB70-1FA5 | SYNCHRONOUS MOTOR 1FT7 | 8801.09
1FT7105-5AB70-1FG0 | SYNCHRONOUS MOTOR 1FT7 | 8442
1FT7105-5AB70-1FG3 | SYNCHRONOUS MOTOR 1FT7 | 8609.57
1FT7105-5SF70-3CB0 | SYNCHRONOUS MOTOR 1FT7 | 10145.96
1FT7134-5AB74-1NB0 | SYNCHRONOUS MOTOR 1FT7 | 13733.09
1FT7134-5AC71-1BA0 | SYNCHRONOUS MOTOR 1FT7 | 12217.99
1FT7134-5AC71-1BA2 | SYNCHRONOUS MOTOR 1FT7 | 12408.29
1FT7134-5AC71-1CH1 | SYNCHRONOUS MOTOR 1FT7 | 15034.22
1FT7105-5AB71-1BB3 | SYNCHRONOUS MOTOR 1FT7 | 8790.93
1FT7105-5AB71-1BH1 | SYNCHRONOUS MOTOR 1FT7 | 8727.45
1FT7134-5SC71-1BA0 | SYNCHRONOUS MOTOR 1FT7 | 12912.24
1FT7132-5AC71-1BA1 | SYNCHRONOUS MOTOR 1FT7 | 10928.61
1FT7132-5AC71-1BG1 | SYNCHRONOUS MOTOR 1FT7 | 10928.61
1FT7132-5AF71-3CG5 | SYNCHRONOUS MOTOR 1FT7 | 12011.95
1FT7132-5AF71-4BG0 | SYNCHRONOUS MOTOR 1FT7 | 10824.5
1FT7132-5AF71-4BG2 | SYNCHRONOUS MOTOR 1FT7 | 11014.82
1FT7132-5AF71-4CG1 | SYNCHRONOUS MOTOR 1FT7 | 11756.97
1FT7136-5AB74-1NH0 | SYNCHRONOUS MOTOR 1FT7 | 14833.17
1FT7136-5AC71-1BA0 | SYNCHRONOUS MOTOR 1FT7 | 13318.07
1FT7132-5SF71-1CB0 | SYNCHRONOUS MOTOR 1FT7 | 14332.11
1FT7132-5SF71-3CG0 | SYNCHRONOUS MOTOR 1FT7 | 12448.35
1FT7132-5SF71-4BH0 | SYNCHRONOUS MOTOR 1FT7 | 13503.78
1FT7132-5SF71-4BH1 | SYNCHRONOUS MOTOR 1FT7 | 13607.9
1FT7138-5AB71-1BD1 | SYNCHRONOUS MOTOR 1FT7 | 15195.3
1FT7138-5AB71-1BG0 | SYNCHRONOUS MOTOR 1FT7 | 14816.32
1FT7138-5AB71-1BH0 | SYNCHRONOUS MOTOR 1FT7 | 16700.09
1FT7138-5AB71-1BH1 | SYNCHRONOUS MOTOR 1FT7 | 16804.21
1FT7138-5AB71-1CB0 | SYNCHRONOUS MOTOR 1FT7 | 17528.42
1PH3101-1DF00-0KA0 | SIMOTICS M 1PH3 motor; 3AC 380V | 5503.65
1PH3101-1DF00-2KA0 | SIMOTICS M 1PH3 motor; 3AC 380V | 5503.65
1PH3101-1DF02-0KA0 | SIMOTICS M 1PH3 motor; 3AC 380V | 5503.65
1PH3135-1DD00-2KA0 | SIMOTICS M 1PH3 motor; 3AC 380V | 6362.17
1PH3902-0BC00-0AA0 | Exchange fan SH132 | 363.91
1PH8081-1SW22-0NA1 | MAIN SPINDLE MOTOR 1PH808 | 10169.38
1PH8083-1DG02-0BA1 | MAIN SPINDLE MOTOR 1PH808 | 5501.75
1PH8087-1DF20-0QA1 | MAIN SPINDLE MOTOR 1PH808 | 6258.93
1PH8087-1SM02-1LA1 | MAIN SPINDLE MOTOR 1PH808 | 7907.4
1PH8101-1DF00-2GC1 | COMPACT ASYNCHRONOUS MOTOR 1PH810 | 5269.57
1PH8105-1DS02-0CA1 | COMPACT ASYNCHRONOUS MOTOR 1PH810 | 6406.53
1FT7108-5SF70-1CA0 | SYNCHRONOUS MOTOR 1FT7 | 11228.07
1FT7108-5SF70-1CA1 | SYNCHRONOUS MOTOR 1FT7 | 11332.18
1FT7102-5AF71-1FH1 | SYNCHRONOUS MOTOR 1FT7 | 7990.7
1FT7102-5AF71-1FH2 | SYNCHRONOUS MOTOR 1FT7 | 8076.91
1FT7105-5AC74-1NG1 | SYNCHRONOUS MOTOR 1FT7 | 7262.31
1FT7105-5AF71-1FA2 | SYNCHRONOUS MOTOR 1FT7 | 8632.3
1FT7105-5AF71-1FB1 | SYNCHRONOUS MOTOR 1FT7 | 9642.56
1FT7102-5WC70-1CD3 | SYNCHRONOUS MOTOR 1FT7 | 7737.8
1FT7102-5WC71-1CG0 | SYNCHRONOUS MOTOR 1FT7 | 7397.58
1FT7108-5AC70-1BB1 | SYNCHRONOUS MOTOR 1FT7 | 10906.02
1FT7102-5WC71-1CH0 | SYNCHRONOUS MOTOR 1FT7 | 8494.05
1FT7108-5WB70-1FH3 | SYNCHRONOUS MOTOR 1FT7 | 12578.9
1FT7108-5AC70-1CG0 | SYNCHRONOUS MOTOR 1FT7 | 10533.75
1FT7108-5AC70-1CG1 | SYNCHRONOUS MOTOR 1FT7 | 10637.86
1FT7105-5AF71-1FK1 | SYNCHRONOUS MOTOR 1FT7 | 8718.73
1FT7105-5AF71-1FK5 | SYNCHRONOUS MOTOR 1FT7 | 8973.72
1FT7105-5AF71-1FL3 | SYNCHRONOUS MOTOR 1FT7 | 9878.42
1FT7108-5WB71-1FG4 | SYNCHRONOUS MOTOR 1FT7 | 11587.77
1FT7102-5WF71-1BA0 | SYNCHRONOUS MOTOR 1FT7 | 6569.24
1FT7102-5WF71-1DH0 | SYNCHRONOUS MOTOR 1FT7 | 7752.5
1FT7105-5SC70-1BG1 | SYNCHRONOUS MOTOR 1FT7 | 8325.26
1FT7105-5SC70-1BH0 | SYNCHRONOUS MOTOR 1FT7 | 9317.61
1FT7108-5AC71-1BH2 | SYNCHRONOUS MOTOR 1FT7 | 10992.22
1FT7108-5AC71-1BL3 | SYNCHRONOUS MOTOR 1FT7 | 11141.85
1FT7108-5WC71-4BH1 | SYNCHRONOUS MOTOR 1FT7 | 11600.32
1FT7108-5AC71-1CH5 | SYNCHRONOUS MOTOR 1FT7 | 11989.33
1FT7134-5AB71-1CD3 | SYNCHRONOUS MOTOR 1FT7 | 13488.76
1FT7134-5AB71-1CG0 | SYNCHRONOUS MOTOR 1FT7 | 13046.32
1FT7132-5AB71-1BH4 | SYNCHRONOUS MOTOR 1FT7 | 12981.2
1FT7132-5AB71-1BK4 | SYNCHRONOUS MOTOR 1FT7 | 11372.27
1FT7132-5AB71-1BL4 | SYNCHRONOUS MOTOR 1FT7 | 13250.21
1FT7132-5AB71-1CB4 | SYNCHRONOUS MOTOR 1FT7 | 13809.52
1FT7134-5SF71-5CB4 | SYNCHRONOUS MOTOR 1FT7 | 15897.28
1FT7134-5SF71-7CA0 | SYNCHRONOUS MOTOR 1FT7 | 13740.58
1FT7134-5SF71-8BH1 | SYNCHRONOUS MOTOR 1FT7 | 14900.14
1FT7105-5AB71-1BH5 | SYNCHRONOUS MOTOR 1FT7 | 8982.44
1FT7132-5AC71-1CH1 | SYNCHRONOUS MOTOR 1FT7 | 13640.73
1FT7132-5AC71-1CH2 | SYNCHRONOUS MOTOR 1FT7 | 13726.93
1FT7136-5AB71-1CD3 | SYNCHRONOUS MOTOR 1FT7 | 14588.86
1FT7136-5AB71-1CH0 | SYNCHRONOUS MOTOR 1FT7 | 16030.17
1FT7132-5SB71-7BG0 | SYNCHRONOUS MOTOR 1FT7 | 11620.03
1FT7132-5SC71-4BB0 | SYNCHRONOUS MOTOR 1FT7 | 13503.78
1FT7132-5SC74-1NA1 | SYNCHRONOUS MOTOR 1FT7 | 11355.47
1FT7138-5AB71-1CG1 | SYNCHRONOUS MOTOR 1FT7 | 15748.77
1FT7138-5AB71-7CG1 | SYNCHRONOUS MOTOR 1FT7 | 15748.77
1PH3133-1DG02-2KA0 | SIMOTICS M 1PH3 motor; 3AC 380V | 6458.29
1PH8083-1HF12-1BA2 | MAIN SPINDLE MOTOR 1PH808 | 4310.85
1PH8105-1AF02-2BD2 | COMPACT ASYNCHRONOUS MOTOR 1PH810 | 4691.46
1PH8105-1CS00-0LA2 | COMPACT ASYNCHRONOUS MOTOR 1PH810 | 7309.94
1FT7102-5AB70-1CH0 | SYNCHRONOUS MOTOR 1FT7 | 7799.77
1FT7102-5AB70-1CH1 | SYNCHRONOUS MOTOR 1FT7 | 7903.88
1FT7086-5WC70-1BG1 | SYNCHRONOUS MOTOR 1FT7 | 7008.54
1FT7108-5SF70-1BB3 | SYNCHRONOUS MOTOR 1FT7 | 11663.78
1FT7108-5AB70-1BG3 | SYNCHRONOUS MOTOR 1FT7 | 9873
1FT7108-5AB70-1FB2 | SYNCHRONOUS MOTOR 1FT7 | 11907.34
1FT7105-5AF70-1CA1 | SYNCHRONOUS MOTOR 1FT7 | 8459.32
1FT7108-5SF70-3BA0 | SYNCHRONOUS MOTOR 1FT7 | 10399.72
1FT7105-5AF70-1DG3 | SYNCHRONOUS MOTOR 1FT7 | 7781.23
1FT7105-5AF70-1DH0 | SYNCHRONOUS MOTOR 1FT7 | 8710.1
1FT7105-5AF70-1DH2 | SYNCHRONOUS MOTOR 1FT7 | 8900.44
1FT7105-5AF70-1FH4 | SYNCHRONOUS MOTOR 1FT7 | 9811.37
1FT7105-5AF70-1CH1 | SYNCHRONOUS MOTOR 1FT7 | 9555.77
1FT7108-5SF71-3BH0 | SYNCHRONOUS MOTOR 1FT7 | 11496.21
1FT7108-5AB71-1DB0 | SYNCHRONOUS MOTOR 1FT7 | 10888.68
1FT7108-5SF71-4BH1 | SYNCHRONOUS MOTOR 1FT7 | 11600.32
1FT7108-5SF71-4CA1 | SYNCHRONOUS MOTOR 1FT7 | 11332.18
1FT7108-5AB71-1DG1 | SYNCHRONOUS MOTOR 1FT7 | 9896.32
1FT7108-5AB71-1DH1 | SYNCHRONOUS MOTOR 1FT7 | 10992.79
1FT7105-5AF71-1CB0 | SYNCHRONOUS MOTOR 1FT7 | 9451.66
1FT7108-5SF71-8BB0 | SYNCHRONOUS MOTOR 1FT7 | 11496.21
1FT7132-5SC74-3NH0 | SYNCHRONOUS MOTOR 1FT7 | 13135.13
1FT7136-5AC71-1CG2 | SYNCHRONOUS MOTOR 1FT7 | 14336.73
1FT7132-5SF71-4LL4 | SYNCHRONOUS MOTOR 1FT7 | 15199.06
1FT7132-5SF71-5BG0 | SYNCHRONOUS MOTOR 1FT7 | 11620.03
1FT7136-5AC71-4BH2 | SYNCHRONOUS MOTOR 1FT7 | 15392.15
1FT7132-5SF74-1NG0 | SYNCHRONOUS MOTOR 1FT7 | 11251.35
1FT7136-5AC71-4CH1 | SYNCHRONOUS MOTOR 1FT7 | 16134.3
1FT7136-5SC71-6BL3 | SYNCHRONOUS MOTOR 1FT7 | 16332.74
1FT7138-5AB71-1BA0 | SYNCHRONOUS MOTOR 1FT7 | 14816.32
1FT7136-5SC71-5BL3 | SYNCHRONOUS MOTOR 1FT7 | 16332.74
1FT7138-5AB71-1CB1 | SYNCHRONOUS MOTOR 1FT7 | 17632.55
1FT7138-5SB74-1MG0 | SYNCHRONOUS MOTOR 1FT7 | 15857.04
1PH3105-1DG00-2KA0 | SIMOTICS M 1PH3 motor; 3AC 380V | 5875.24
1PH8083-1DF10-1GE1 | MAIN SPINDLE MOTOR 1PH808 | 4991.35
1PH8087-1AG00-0BA2 | MAIN SPINDLE MOTOR 1PH808 | 3873.69
1PH8101-1DS02-0BA1 | COMPACT ASYNCHRONOUS MOTOR 1PH810 | 5830.68
1PH8105-1DF00-1BC1 | COMPACT ASYNCHRONOUS MOTOR 1PH810 | 5950.48
1PH8101-1JF03-2BA2 | COMPACT ASYNCHRONOUS MOTOR 1PH810 | 5399.96
1FT7102-5AB70-1FG0 | SYNCHRONOUS MOTOR 1FT7 | 6790.11
1FT7084-5AF70-1BA5 | SYNCHRONOUS MOTOR 1FT7 | 5515.92
1FT7086-5AC70-1LA0 | SYNCHRONOUS MOTOR 1FT7 | 7363.47
1FT7102-5AF71-1FB4 | SYNCHRONOUS MOTOR 1FT7 | 8159.5
1FT7102-5AF71-1FK0 | SYNCHRONOUS MOTOR 1FT7 | 6962.74
1FT7102-5AF71-1CH1 | SYNCHRONOUS MOTOR 1FT7 | 7903.88
1FT7108-5AB70-1FL2 | SYNCHRONOUS MOTOR 1FT7 | 12079.71
1FT7105-5AF70-1BH3 | SYNCHRONOUS MOTOR 1FT7 | 8790.93
1FT7105-5AF70-1CB2 | SYNCHRONOUS MOTOR 1FT7 | 9641.98
1FT7108-5SF70-1CB0 | SYNCHRONOUS MOTOR 1FT7 | 12324.53
1FT7105-5AF70-1DB1 | SYNCHRONOUS MOTOR 1FT7 | 8814.22
1FT7108-5SF70-3BB1 | SYNCHRONOUS MOTOR 1FT7 | 11600.32
1FT7108-5SF70-4BH0 | SYNCHRONOUS MOTOR 1FT7 | 11496.21
1FT7105-5AF70-1FH3 | SYNCHRONOUS MOTOR 1FT7 | 9706.04
1FT7108-5SF71-1BH0 | SYNCHRONOUS MOTOR 1FT7 | 11496.21
1FT7108-5SF71-3CG0 | SYNCHRONOUS MOTOR 1FT7 | 11228.07
1FT7108-5AB71-1DA3 | SYNCHRONOUS MOTOR 1FT7 | 9959.81
1FT7108-5SF71-4BH0 | SYNCHRONOUS MOTOR 1FT7 | 11496.21
1FT7105-5AF71-1BA1 | SYNCHRONOUS MOTOR 1FT7 | 7630.96
1FT7105-5AF71-1BA3 | SYNCHRONOUS MOTOR 1FT7 | 7694.44
1FT7108-5SF71-4CG1 | SYNCHRONOUS MOTOR 1FT7 | 11332.18
1FT7108-5AB71-1DG0 | SYNCHRONOUS MOTOR 1FT7 | 9792.2
1FT7108-5AB71-1DH5 | SYNCHRONOUS MOTOR 1FT7 | 11247.77
1FT7105-5AF71-1CB1 | SYNCHRONOUS MOTOR 1FT7 | 9555.77
1FT7105-5AF71-1CK1 | SYNCHRONOUS MOTOR 1FT7 | 8631.94
1FT7108-5AB71-1CH5 | SYNCHRONOUS MOTOR 1FT7 | 11989.33
1FT7105-5AF71-1DA3 | SYNCHRONOUS MOTOR 1FT7 | 7781.23
1FT7105-5AF71-1DB1 | SYNCHRONOUS MOTOR 1FT7 | 8814.22
1FT7105-5AF71-1FA3 | SYNCHRONOUS MOTOR 1FT7 | 8609.57
1FT7102-5WF70-1BG3 | SYNCHRONOUS MOTOR 1FT7 | 6736.85
1FT7108-5WB71-1BH4 | SYNCHRONOUS MOTOR 1FT7 | 11769.13
1FT7108-5AC70-1BG2 | SYNCHRONOUS MOTOR 1FT7 | 9895.74
1FT7108-5AC70-1DA3 | SYNCHRONOUS MOTOR 1FT7 | 9959.81
1FT7108-5AC70-1FB0 | SYNCHRONOUS MOTOR 1FT7 | 11717.02
1FT7108-5WB71-1DL4 | SYNCHRONOUS MOTOR 1FT7 | 12028.24
1FT7108-5AC70-1CH1 | SYNCHRONOUS MOTOR 1FT7 | 11734.35
1FT7108-5WC70-4DG1 | SYNCHRONOUS MOTOR 1FT7 | 10590.62
1FT7105-5AF74-1NH1 | SYNCHRONOUS MOTOR 1FT7 | 8358.79
1FT7105-5SC70-1BB0 | SYNCHRONOUS MOTOR 1FT7 | 9317.61
1FT7108-5AC71-1BB3 | SYNCHRONOUS MOTOR 1FT7 | 10969.47
1FT7108-5AC71-1BE2 | SYNCHRONOUS MOTOR 1FT7 | 11164.57
1FT7108-5WC71-3DH1 | SYNCHRONOUS MOTOR 1FT7 | 11687.1
1FT7105-5SC70-1CG0 | SYNCHRONOUS MOTOR 1FT7 | 9049.47
1FT7108-5AC71-1BH0 | SYNCHRONOUS MOTOR 1FT7 | 10801.89
1FT7108-5WC71-4CH1 | SYNCHRONOUS MOTOR 1FT7 | 12428.64
1FT7108-5AC71-1CG0 | SYNCHRONOUS MOTOR 1FT7 | 10533.75
1FT7108-5WF70-1CA3 | SYNCHRONOUS MOTOR 1FT7 | 11395.64
1FT7105-5AF70-1BG1 | SYNCHRONOUS MOTOR 1FT7 | 7630.96
1FT7108-5AB70-1FG3 | SYNCHRONOUS MOTOR 1FT7 | 10788.15
1FT7108-5SF70-1CB1 | SYNCHRONOUS MOTOR 1FT7 | 12428.64
1FT7105-5AF70-1DA3 | SYNCHRONOUS MOTOR 1FT7 | 7781.23
1FT7105-5AF70-1DK4 | SYNCHRONOUS MOTOR 1FT7 | 8059.18
1FT7105-5AF70-1FB0 | SYNCHRONOUS MOTOR 1FT7 | 9538.45
1FT7105-5AF70-1FB4 | SYNCHRONOUS MOTOR 1FT7 | 9811.37
1FT7105-5AF70-1FE1 | SYNCHRONOUS MOTOR 1FT7 | 9814.93
1FT7108-5AB71-1CB1 | SYNCHRONOUS MOTOR 1FT7 | 11734.35
1FT7105-5AF70-1CH5 | SYNCHRONOUS MOTOR 1FT7 | 9810.77
1FT7108-5AB71-1CG1 | SYNCHRONOUS MOTOR 1FT7 | 10637.86
1FT7108-5AB71-1CL1 | SYNCHRONOUS MOTOR 1FT7 | 11906.71
1FT7108-5AB71-1DA1 | SYNCHRONOUS MOTOR 1FT7 | 9896.32
1FT7105-5AF71-1BK4 | SYNCHRONOUS MOTOR 1FT7 | 7972.41
1FT7108-5SF71-5CB0 | SYNCHRONOUS MOTOR 1FT7 | 12324.53
1FT7105-5AF71-1CK4 | SYNCHRONOUS MOTOR 1FT7 | 8800.73
1FT7105-5AF71-1CL2 | SYNCHRONOUS MOTOR 1FT7 | 9814.35
1FT7105-5AF71-1CL5 | SYNCHRONOUS MOTOR 1FT7 | 9983.14
1FT7108-5AB71-1FE0 | SYNCHRONOUS MOTOR 1FT7 | 11889.38
1FT7105-5AF71-1DG0 | SYNCHRONOUS MOTOR 1FT7 | 7613.64
1FT7105-5AF71-1DG2 | SYNCHRONOUS MOTOR 1FT7 | 7803.95
1FT7105-5AF71-1DG3 | SYNCHRONOUS MOTOR 1FT7 | 7781.23
1FT7102-5WC71-1DH4 | SYNCHRONOUS MOTOR 1FT7 | 8025.42
1FT7102-5WC71-1DL4 | SYNCHRONOUS MOTOR 1FT7 | 8197.79
1FT7108-5AC70-1BA4 | SYNCHRONOUS MOTOR 1FT7 | 9978.35
1FT7108-5AC70-1BE0 | SYNCHRONOUS MOTOR 1FT7 | 10974.27
1FT7102-5WF71-1BG1 | SYNCHRONOUS MOTOR 1FT7 | 6673.37
1FT7102-5WF71-1BH1 | SYNCHRONOUS MOTOR 1FT7 | 7769.84
1FT7108-5AC70-1FG0 | SYNCHRONOUS MOTOR 1FT7 | 10620.54
1FT7108-5AC70-1FG1 | SYNCHRONOUS MOTOR 1FT7 | 10724.68
1FT7108-5AC70-1FH0 | SYNCHRONOUS MOTOR 1FT7 | 11717.02
1FT7105-5AF71-1FL1 | SYNCHRONOUS MOTOR 1FT7 | 9814.93
1FT7105-5AF71-1LB0 | SYNCHRONOUS MOTOR 1FT7 | 9776.67
1FT7108-5AC71-1BA1 | SYNCHRONOUS MOTOR 1FT7 | 9809.54
1FT7105-5AF74-1MH1 | SYNCHRONOUS MOTOR 1FT7 | 9175.08
1FT7102-5WF71-1CG1 | SYNCHRONOUS MOTOR 1FT7 | 7501.7
1FT7102-5WF71-1CH0 | SYNCHRONOUS MOTOR 1FT7 | 8494.05
1FT7108-5AC71-1CA0 | SYNCHRONOUS MOTOR 1FT7 | 10533.75
1FT7108-5AC71-1CA2 | SYNCHRONOUS MOTOR 1FT7 | 10724.08
1FT7108-5AC71-1CG2 | SYNCHRONOUS MOTOR 1FT7 | 10724.08
1FT7108-5AC71-1DA1 | SYNCHRONOUS MOTOR 1FT7 | 9896.32
1FT7108-5WF70-2CK4 | SYNCHRONOUS MOTOR 1FT7 | 11673.59
1FT7108-5AC71-1DG1 | SYNCHRONOUS MOTOR 1FT7 | 9896.32
1FT7108-5AC71-1DG2 | SYNCHRONOUS MOTOR 1FT7 | 9982.53
1FT7105-5SC71-1BB0 | SYNCHRONOUS MOTOR 1FT7 | 9317.61
1FT7105-5SC71-1BE3 | SYNCHRONOUS MOTOR 1FT7 | 9657.57
1FT7108-5AC71-1DH2 | SYNCHRONOUS MOTOR 1FT7 | 11078.98
1FT7108-5AC71-1DK4 | SYNCHRONOUS MOTOR 1FT7 | 10237.75
1FT7108-5WF71-3BG0 | SYNCHRONOUS MOTOR 1FT7 | 10399.72
1FT7108-5WF71-3CL4 | SYNCHRONOUS MOTOR 1FT7 | 12769.8
1FT7108-5WF71-3DG1 | SYNCHRONOUS MOTOR 1FT7 | 10590.62
1FT7108-5WF71-3DH1 | SYNCHRONOUS MOTOR 1FT7 | 11687.1
1FT7108-5WF71-4CH0 | SYNCHRONOUS MOTOR 1FT7 | 12324.53
1FT7105-5AB70-1BG3 | SYNCHRONOUS MOTOR 1FT7 | 7694.44
1FT7105-5AB70-1BH1 | SYNCHRONOUS MOTOR 1FT7 | 8727.45
1FT7108-5WF70-1FD1 | SYNCHRONOUS MOTOR 1FT7 | 11591.6
1FT7108-5WF70-1CH0 | SYNCHRONOUS MOTOR 1FT7 | 12324.53
1FT7108-5AC71-1CL1 | SYNCHRONOUS MOTOR 1FT7 | 11906.71
1FT7108-5AC71-1DB5 | SYNCHRONOUS MOTOR 1FT7 | 11247.77
1FT7105-1AC71-1FG1 | SYNCHRONOUS MOTOR 1FT7, 7,96 KW | 6670.42
1FT7108-5AC71-1DG5 | SYNCHRONOUS MOTOR 1FT7 | 10151.32
1FT7108-5AC71-1DH3 | SYNCHRONOUS MOTOR 1FT7 | 11056.26
1FT7105-5SC71-1BH0 | SYNCHRONOUS MOTOR 1FT7 | 9317.61
1FT7105-5SC71-1CH0 | SYNCHRONOUS MOTOR 1FT7 | 10145.96
1FT7108-5WF71-3BK3 | SYNCHRONOUS MOTOR 1FT7 | 10739.93
1FT7105-5AB70-1CB0 | SYNCHRONOUS MOTOR 1FT7 | 9451.66
1FT7102-5WB71-1BD5 | SYNCHRONOUS MOTOR 1FT7 | 7100.99
1FT7102-5WB71-1CL5 | SYNCHRONOUS MOTOR 1FT7 | 9025.52
1FT7105-5AF71-1FH0 | SYNCHRONOUS MOTOR 1FT7 | 9538.45
1FT7108-5WB70-1BA0 | SYNCHRONOUS MOTOR 1FT7 | 10399.72
1FT7102-5WC74-1NH4 | SYNCHRONOUS MOTOR 1FT7 | 7569.96
1FT7108-5AC70-1BA3 | SYNCHRONOUS MOTOR 1FT7 | 9873
1FT7108-5AC70-1BH1 | SYNCHRONOUS MOTOR 1FT7 | 10906.02
1FT7108-5AC70-1DB0 | SYNCHRONOUS MOTOR 1FT7 | 10888.68
1FT7108-5AC70-1DH1 | SYNCHRONOUS MOTOR 1FT7 | 10992.79
1FT7108-5AC70-1FG3 | SYNCHRONOUS MOTOR 1FT7 | 10788.15
1FT7105-5AF71-1FK3 | SYNCHRONOUS MOTOR 1FT7 | 8782.21
1FT7105-5AF71-1CH1 | SYNCHRONOUS MOTOR 1FT7 | 9555.77
1FT7108-5WC71-1BL4 | SYNCHRONOUS MOTOR 1FT7 | 11941.47
1FT7102-5WF71-1DH1 | SYNCHRONOUS MOTOR 1FT7 | 7856.62
1FT7102-5WF71-1FH5 | SYNCHRONOUS MOTOR 1FT7 | 8939.96
1FT7105-5SC70-1CB0 | SYNCHRONOUS MOTOR 1FT7 | 10145.96
1FT7105-5SC70-1CH0 | SYNCHRONOUS MOTOR 1FT7 | 10145.96
1FT7108-5WF70-2CG4 | SYNCHRONOUS MOTOR 1FT7 | 11500.99
1FT7108-5AC71-1DG0 | SYNCHRONOUS MOTOR 1FT7 | 9792.2
1FT7105-1AC71-1LG1 | SYNCHRONOUS MOTOR 1FT7, 7,96 KW | 6908.63
1FT7108-5AB74-1NG0 | SYNCHRONOUS MOTOR 1FT7 | 9336.77
1FT7108-5WB71-1CD4 | SYNCHRONOUS MOTOR 1FT7 | 11673.59
1FT7108-5AC70-1BG4 | SYNCHRONOUS MOTOR 1FT7 | 9978.35
1FT7108-5AC70-1DH0 | SYNCHRONOUS MOTOR 1FT7 | 10888.68
1FT7108-5AC70-1FA2 | SYNCHRONOUS MOTOR 1FT7 | 10810.87
1FT7108-5WB71-1DG0 | SYNCHRONOUS MOTOR 1FT7 | 10486.51
1FT7108-5WB71-1FG1 | SYNCHRONOUS MOTOR 1FT7 | 11418.96
1FT7108-5WC70-1FH0 | SYNCHRONOUS MOTOR 1FT7 | 12411.32
1FT7108-5WC70-3CD3 | SYNCHRONOUS MOTOR 1FT7 | 11568.28
1FT7105-5AF75-1MG0 | SYNCHRONOUS MOTOR 1FT7 | 7974.48
1FT7102-5WF71-1FH0 | SYNCHRONOUS MOTOR 1FT7 | 8580.84
1FT7108-5WC71-4FA4 | SYNCHRONOUS MOTOR 1FT7 | 11587.77
1FT7105-1AC70-1CG1 | SYNCHRONOUS MOTOR 1FT7, 7,96 KW | 6583.63
1FT7108-5AC71-1CA3 | SYNCHRONOUS MOTOR 1FT7 | 10701.33
1FT7108-5WC74-3NH1 | SYNCHRONOUS MOTOR 1FT7 | 11231.65
1FT7108-5WF70-1FH1 | SYNCHRONOUS MOTOR 1FT7 | 12515.45
1FT7108-5WF70-3CG0 | SYNCHRONOUS MOTOR 1FT7 | 11228.07
1FT7108-5AC71-1DH0 | SYNCHRONOUS MOTOR 1FT7 | 10888.68
1FT7108-5WF71-1BB0 | SYNCHRONOUS MOTOR 1FT7 | 11496.21
1FT7108-5WF71-1DG0 | SYNCHRONOUS MOTOR 1FT7 | 10486.51
1FT7108-5AC71-1FA1 | SYNCHRONOUS MOTOR 1FT7 | 10724.68
1FT7105-5AB70-1BB0 | SYNCHRONOUS MOTOR 1FT7 | 8623.33
1FT7108-5WF71-3CG1 | SYNCHRONOUS MOTOR 1FT7 | 11332.18
1FT7105-5SC71-1CB0 | SYNCHRONOUS MOTOR 1FT7 | 10145.96
1FT7108-5WF71-4BH0 | SYNCHRONOUS MOTOR 1FT7 | 11496.21
1FT7105-5AB70-1BH0 | SYNCHRONOUS MOTOR 1FT7 | 8623.33
1FT7108-5AC71-1FG5 | SYNCHRONOUS MOTOR 1FT7 | 10979.66
1FT7108-5AC71-1FK4 | SYNCHRONOUS MOTOR 1FT7 | 11066.09
1FT7105-5AB70-1DA0 | SYNCHRONOUS MOTOR 1FT7 | 7613.64
1FT7105-5AB70-1DG1 | SYNCHRONOUS MOTOR 1FT7 | 7717.77
1FT7105-5SF70-1CH0 | SYNCHRONOUS MOTOR 1FT7 | 10145.96
1FT7105-5AB70-1DG3 | SYNCHRONOUS MOTOR 1FT7 | 7781.23
1FT7108-5AC71-1CH2 | SYNCHRONOUS MOTOR 1FT7 | 11820.55
1FT7105-5AB70-1FB1 | SYNCHRONOUS MOTOR 1FT7 | 9642.56
1FT7134-5AB71-1CB2 | SYNCHRONOUS MOTOR 1FT7 | 15120.41
1FT7134-5AB74-1NA0 | SYNCHRONOUS MOTOR 1FT7 | 11849.32
1FT7134-5AC71-1BG0 | SYNCHRONOUS MOTOR 1FT7 | 12217.99
1FT7134-5AC71-1CA1 | SYNCHRONOUS MOTOR 1FT7 | 13150.44
1FT7132-5AB71-1CH1 | SYNCHRONOUS MOTOR 1FT7 | 13640.73
1FT7132-5AB74-1NA0 | SYNCHRONOUS MOTOR 1FT7 | 10455.85
1FT7134-5AC74-1MH1 | SYNCHRONOUS MOTOR 1FT7 | 14653.49
1FT7134-5SF71-8CH1 | SYNCHRONOUS MOTOR 1FT7 | 15728.47
1FT7132-5AC71-1BA0 | SYNCHRONOUS MOTOR 1FT7 | 10824.5
1FT7105-5SF70-4CB1 | SYNCHRONOUS MOTOR 1FT7 | 10250.07
1FT7132-5AC71-1BG0 | SYNCHRONOUS MOTOR 1FT7 | 10824.5
1FT7132-5AC74-1MH0 | SYNCHRONOUS MOTOR 1FT7 | 13155.89
1FT7105-5AF71-1DK4 | SYNCHRONOUS MOTOR 1FT7 | 8059.18
1FT7105-5AF71-1FA0 | SYNCHRONOUS MOTOR 1FT7 | 8442
1FT7108-5WB70-1BG0 | SYNCHRONOUS MOTOR 1FT7 | 10399.72
1FT7108-5WB70-1BH0 | SYNCHRONOUS MOTOR 1FT7 | 11496.21
1FT7108-5WB70-1CA1 | SYNCHRONOUS MOTOR 1FT7 | 11332.18
1FT7108-5AB74-1NA0 | SYNCHRONOUS MOTOR 1FT7 | 9336.77
1FT7108-5AB74-1NH0 | SYNCHRONOUS MOTOR 1FT7 | 10433.22
1FT7108-5AC70-1DG3 | SYNCHRONOUS MOTOR 1FT7 | 9959.81
1FT7108-5AC70-1DH3 | SYNCHRONOUS MOTOR 1FT7 | 11056.26
1FT7108-5AC70-1DL3 | SYNCHRONOUS MOTOR 1FT7 | 11228.62
1FT7108-5WC70-1CH1 | SYNCHRONOUS MOTOR 1FT7 | 12428.64
1FT7108-5WC70-1CH2 | SYNCHRONOUS MOTOR 1FT7 | 12514.86
1FT7108-5AC70-1FH1 | SYNCHRONOUS MOTOR 1FT7 | 11821.13
1FT7105-5AF75-1NA0 | SYNCHRONOUS MOTOR 1FT7 | 7158.2
1FT7105-5SC70-1BA0 | SYNCHRONOUS MOTOR 1FT7 | 8221.15
1FT7108-5WC71-1BH1 | SYNCHRONOUS MOTOR 1FT7 | 11600.32
1FT7108-5WC71-1DA2 | SYNCHRONOUS MOTOR 1FT7 | 10676.83
1FT7102-5WF71-1CH1 | SYNCHRONOUS MOTOR 1FT7 | 8598.16
1FT7105-5SC70-1BH1 | SYNCHRONOUS MOTOR 1FT7 | 9421.74
1FT7108-5AC71-1CB2 | SYNCHRONOUS MOTOR 1FT7 | 11820.55
1FT7108-5WC75-1NG1 | SYNCHRONOUS MOTOR 1FT7 | 10135.18
1FT7108-5WC75-5MG0 | SYNCHRONOUS MOTOR 1FT7 | 10847.34
1FT7108-5AC71-1DA2 | SYNCHRONOUS MOTOR 1FT7 | 9982.53
1FT7108-5AC71-1DB1 | SYNCHRONOUS MOTOR 1FT7 | 10992.79
1FT7102-5WF74-1MH1 | SYNCHRONOUS MOTOR 1FT7 | 8217.45
1FT7108-5WF71-1CA1 | SYNCHRONOUS MOTOR 1FT7 | 11332.18
1FT7108-5WF71-1CD3 | SYNCHRONOUS MOTOR 1FT7 | 11568.28
1FT7108-5WF71-1DH1 | SYNCHRONOUS MOTOR 1FT7 | 11687.1
1FT7108-5AC71-1DL1 | SYNCHRONOUS MOTOR 1FT7 | 11165.13
1FT7108-5AC71-1FA0 | SYNCHRONOUS MOTOR 1FT7 | 10620.54
1FT7105-5AB70-1BA2 | SYNCHRONOUS MOTOR 1FT7 | 7717.18
1FT7105-5AB70-1BB1 | SYNCHRONOUS MOTOR 1FT7 | 8727.45
1FT7108-5AC71-1FB0 | SYNCHRONOUS MOTOR 1FT7 | 11717.02
1FT7108-5WF71-4BH2 | SYNCHRONOUS MOTOR 1FT7 | 11686.51
1FT7108-5AC71-1FH3 | SYNCHRONOUS MOTOR 1FT7 | 11884.6
1FT7105-5AB70-1CA2 | SYNCHRONOUS MOTOR 1FT7 | 8545.51
1FT7105-5AB70-1CG2 | SYNCHRONOUS MOTOR 1FT7 | 8545.51
1FT7105-5SF70-1BH3 | SYNCHRONOUS MOTOR 1FT7 | 9485.21
1FT7105-1AC70-1FH1 | SYNCHRONOUS MOTOR 1FT7, 7,96 KW | 7544.26
1FT7105-1AC71-1BG1 | SYNCHRONOUS MOTOR 1FT7, 7,96 KW | 5755.29
1FT7108-5WF70-4CG0 | SYNCHRONOUS MOTOR 1FT7 | 11228.07
1FT7108-5WF70-4CG4 | SYNCHRONOUS MOTOR 1FT7 | 11500.99
1FT7108-5WF70-7BB0 | SYNCHRONOUS MOTOR 1FT7 | 11496.21
1FT7105-1AC75-1NH1 | SYNCHRONOUS MOTOR 1FT7, 7,96 KW | 6260.49
1FT7108-5AC71-1DL4 | SYNCHRONOUS MOTOR 1FT7 | 11333.94
1FT7108-5WF71-1DA0 | SYNCHRONOUS MOTOR 1FT7 | 10486.51
1FT7108-5WF71-4CL1 | SYNCHRONOUS MOTOR 1FT7 | 12601.02
1FT7105-5AB70-1BA0 | SYNCHRONOUS MOTOR 1FT7 | 7526.85
1FT7105-5AB70-1BG0 | SYNCHRONOUS MOTOR 1FT7 | 7526.85
1FT7108-5AC71-1FB2 | SYNCHRONOUS MOTOR 1FT7 | 11907.34
1FT7105-5SF70-1BH0 | SYNCHRONOUS MOTOR 1FT7 | 9317.61
1FT7105-5SF70-1CG0 | SYNCHRONOUS MOTOR 1FT7 | 9049.47
1FT7105-5SF70-1CG1 | SYNCHRONOUS MOTOR 1FT7 | 9153.6
1FT7105-5AB70-1FA1 | SYNCHRONOUS MOTOR 1FT7 | 8546.11
1FT7105-5SF70-3BA0 | SYNCHRONOUS MOTOR 1FT7 | 8221.15
1FT7105-5SF70-3BA1 | SYNCHRONOUS MOTOR 1FT7 | 8325.26
1FT7105-5SF70-3BB0 | SYNCHRONOUS MOTOR 1FT7 | 9317.61
1FT7105-5AB70-1CH0 | SYNCHRONOUS MOTOR 1FT7 | 9451.66
1FT7105-5AB70-1CH2 | SYNCHRONOUS MOTOR 1FT7 | 9641.98
1FT7105-5SF70-4BB4 | SYNCHRONOUS MOTOR 1FT7 | 9590.54
1FT7105-5SF70-4BH0 | SYNCHRONOUS MOTOR 1FT7 | 9317.61
1FT7132-5AB71-1CB0 | SYNCHRONOUS MOTOR 1FT7 | 13536.6
1FT7132-5AB71-1CB1 | SYNCHRONOUS MOTOR 1FT7 | 13640.73
1FT7132-5AB71-1CG0 | SYNCHRONOUS MOTOR 1FT7 | 11652.83
1FT7132-5AB71-1CG2 | SYNCHRONOUS MOTOR 1FT7 | 11843.16
1FT7105-5AB71-1CA0 | SYNCHRONOUS MOTOR 1FT7 | 8355.21
1FT7108-5WF70-2CH0 | SYNCHRONOUS MOTOR 1FT7 | 12324.53
1FT7108-5WF70-3BA0 | SYNCHRONOUS MOTOR 1FT7 | 10399.72
1FT7105-1AC71-1DG1 | SYNCHRONOUS MOTOR 1FT7, 7,96 KW | 5842.08
1FT7108-5AC71-1DD5 | SYNCHRONOUS MOTOR 1FT7 | 10323.94
1FT7108-5WF70-4FG3 | SYNCHRONOUS MOTOR 1FT7 | 11482.45
1FT7105-5SC71-1BA1 | SYNCHRONOUS MOTOR 1FT7 | 8325.26
1FT7105-1AC74-1NH1 | SYNCHRONOUS MOTOR 1FT7, 7,96 KW | 6260.49
1FT7105-5SC71-1CG1 | SYNCHRONOUS MOTOR 1FT7 | 9153.6
1FT7108-5AC71-1FA3 | SYNCHRONOUS MOTOR 1FT7 | 10788.15
1FT7108-5WF71-4DH0 | SYNCHRONOUS MOTOR 1FT7 | 11582.96
1FT7108-5WF71-4DH3 | SYNCHRONOUS MOTOR 1FT7 | 11750.55
1FT7105-5SF70-1BA0 | SYNCHRONOUS MOTOR 1FT7 | 8221.15
1FT7108-5AC71-1FH0 | SYNCHRONOUS MOTOR 1FT7 | 11717.02
1FT7108-5AC71-1CG1 | SYNCHRONOUS MOTOR 1FT7 | 10637.86
1FT7108-5WF70-1CB0 | SYNCHRONOUS MOTOR 1FT7 | 12324.53
1FT7108-5AC71-1DA5 | SYNCHRONOUS MOTOR 1FT7 | 10151.32
1FT7108-5AC71-1DG3 | SYNCHRONOUS MOTOR 1FT7 | 9959.81
1FT7108-5WF70-4BG0 | SYNCHRONOUS MOTOR 1FT7 | 10399.72
1FT7108-5WF71-1BG0 | SYNCHRONOUS MOTOR 1FT7 | 10399.72
1FT7108-5AC71-1DL3 | SYNCHRONOUS MOTOR 1FT7 | 11228.62
1FT7105-5SC71-1CA4 | SYNCHRONOUS MOTOR 1FT7 | 9322.4
1FT7105-5SC71-1CG0 | SYNCHRONOUS MOTOR 1FT7 | 9049.47
1FT7105-5AB70-1CA1 | SYNCHRONOUS MOTOR 1FT7 | 8459.32
1FT7105-5AB70-1CA4 | SYNCHRONOUS MOTOR 1FT7 | 8628.1
1FT7105-5AB70-1DA3 | SYNCHRONOUS MOTOR 1FT7 | 7781.23
1FT7105-5AB70-1DB0 | SYNCHRONOUS MOTOR 1FT7 | 8710.1
1FT7108-5WF71-4CH1 | SYNCHRONOUS MOTOR 1FT7 | 12428.64
1FT7108-5WF71-5BH1 | SYNCHRONOUS MOTOR 1FT7 | 11600.32
1FT7105-5SF70-3BG0 | SYNCHRONOUS MOTOR 1FT7 | 8221.15
1FT7105-5AB70-1FG2 | SYNCHRONOUS MOTOR 1FT7 | 8632.3
1FT7134-5AB71-1CB1 | SYNCHRONOUS MOTOR 1FT7 | 15034.22
1FT7105-5SF70-3CH0 | SYNCHRONOUS MOTOR 1FT7 | 10145.96
1FT7134-5AB74-1MH0 | SYNCHRONOUS MOTOR 1FT7 | 14549.38
1FT7132-5AB71-1BA1 | SYNCHRONOUS MOTOR 1FT7 | 10928.61
1FT7132-5AB71-1CA0 | SYNCHRONOUS MOTOR 1FT7 | 11652.83
1FT7134-5AC71-1BH2 | SYNCHRONOUS MOTOR 1FT7 | 14292.08
1FT7105-5AB71-1BG2 | SYNCHRONOUS MOTOR 1FT7 | 7717.18
1FT7134-5SC71-1CG0 | SYNCHRONOUS MOTOR 1FT7 | 13740.58
1FT7134-5SF71-7BH0 | SYNCHRONOUS MOTOR 1FT7 | 14796
1FT7136-5AB71-1BB1 | SYNCHRONOUS MOTOR 1FT7 | 15305.96
1FT7132-5AC71-1BH1 | SYNCHRONOUS MOTOR 1FT7 | 12812.39
1FT7132-5AF71-1CB2 | SYNCHRONOUS MOTOR 1FT7 | 13726.93
1FT7132-5AF71-7CA2 | SYNCHRONOUS MOTOR 1FT7 | 11843.16
1FT7132-5SB71-1BG0 | SYNCHRONOUS MOTOR 1FT7 | 11620.03
1FT7132-5SB71-3CA1 | SYNCHRONOUS MOTOR 1FT7 | 12552.46
1FT7136-5AC71-4BB2 | SYNCHRONOUS MOTOR 1FT7 | 15392.15
1FT7136-5AC71-4CA0 | SYNCHRONOUS MOTOR 1FT7 | 14146.4
1FT7136-5SC71-5BB0 | SYNCHRONOUS MOTOR 1FT7 | 15896.13
1PH3101-1DF02-2KA0 | SIMOTICS M 1PH3 motor; 3AC 380V | 5503.65
1PH3105-1AG00-0KA0 | SIMOTICS M 1PH3 motor; 3AC 380V | 4888.57
1PH3107-1DG00-0KA0 | SIMOTICS M 1PH3 motor; 3AC 380V | 5977.73
1PH8083-1DF10-1GC1 | MAIN SPINDLE MOTOR 1PH808 | 4991.35
1PH8105-1HF03-1BA2 | COMPACT ASYNCHRONOUS MOTOR 1PH810 | 5266.37
1PH8101-1JF02-1GC2 | COMPACT ASYNCHRONOUS MOTOR 1PH810 | 4788.17
1FT7102-5AF71-1FL4 | SYNCHRONOUS MOTOR 1FT7 | 8331.84
1FT7105-5AF70-1BB2 | SYNCHRONOUS MOTOR 1FT7 | 8813.65
1FT7108-5SF70-1BH0 | SYNCHRONOUS MOTOR 1FT7 | 11496.21
1FT7105-5AF70-1DE2 | SYNCHRONOUS MOTOR 1FT7 | 9072.79
1FT7108-5SF70-3BH0 | SYNCHRONOUS MOTOR 1FT7 | 11496.21
1FT7108-5SF70-3CG1 | SYNCHRONOUS MOTOR 1FT7 | 11332.18
1FT7105-5AF70-1DH1 | SYNCHRONOUS MOTOR 1FT7 | 8814.22
1FT7105-5AF70-1FG1 | SYNCHRONOUS MOTOR 1FT7 | 8546.11
1FT7108-5SF71-1BE0 | SYNCHRONOUS MOTOR 1FT7 | 11668.55
1FT7105-5AF70-1CH3 | SYNCHRONOUS MOTOR 1FT7 | 9619.25
1FT7108-5SF71-3BB0 | SYNCHRONOUS MOTOR 1FT7 | 11496.21
1FT7132-5AF71-1BA0 | SYNCHRONOUS MOTOR 1FT7 | 10824.5
1FT7132-5AF71-1CB1 | SYNCHRONOUS MOTOR 1FT7 | 13640.73
1FT7132-5AF74-1NH1 | SYNCHRONOUS MOTOR 1FT7 | 12443.73
1FT7136-5AB74-1NG0 | SYNCHRONOUS MOTOR 1FT7 | 12949.42
1FT7136-5AC71-1BH0 | SYNCHRONOUS MOTOR 1FT7 | 15201.85
1FT7136-5AC71-1CA0 | SYNCHRONOUS MOTOR 1FT7 | 14146.4
1FT7136-5AC71-1CA1 | SYNCHRONOUS MOTOR 1FT7 | 14250.51
1FT7136-5AC71-1CH3 | SYNCHRONOUS MOTOR 1FT7 | 16197.75
1FT7136-5AC71-4BB1 | SYNCHRONOUS MOTOR 1FT7 | 15305.96
1FT7132-5SF71-4CG0 | SYNCHRONOUS MOTOR 1FT7 | 12448.35
1FT7134-5AB71-1BH0 | SYNCHRONOUS MOTOR 1FT7 | 14101.75
1PH3101-1AF00-0KA0 | SIMOTICS M 1PH3 motor; 3AC 380V | 4297.22
1PH3103-1AF02-2KA0 | SIMOTICS M 1PH3 motor; 3AC 380V | 4577.21
1PH3105-1AG00-2KA0 | SIMOTICS M 1PH3 motor; 3AC 380V | 4888.57
1PH3105-1AG02-2KA0 | SIMOTICS M 1PH3 motor; 3AC 380V | 4888.57
1PH3105-1DG00-0KA0 | SIMOTICS M 1PH3 motor; 3AC 380V | 5875.24
1PH8083-1AG02-1LA2 | MAIN SPINDLE MOTOR 1PH808 | 4496.09
1PH8083-1DM10-1BC1 | MAIN SPINDLE MOTOR 1PH808 | 5324.4
1PH8087-1FF10-1BB1 | MAIN SPINDLE MOTOR 1PH808 | 6583.44
1PH8105-1AF12-0GE2 | COMPACT ASYNCHRONOUS MOTOR 1PH810 | 4200.04
1PH8103-1DF10-1GA1 | COMPACT ASYNCHRONOUS MOTOR 1PH810 | 5394.82
1PH8103-1FG12-2GA1 | COMPACT ASYNCHRONOUS MOTOR 1PH810 | 6687.16
1FT7105-5WF70-1BK4 | SYNCHRONOUS MOTOR 1FT7 | 8666.7
1FT7105-5WF70-1DL0 | SYNCHRONOUS MOTOR 1FT7 | 9576.74
1FT7105-5WF70-4FA0 | SYNCHRONOUS MOTOR 1FT7 | 9136.26
1FT7105-5WF71-1DG0 | SYNCHRONOUS MOTOR 1FT7 | 8307.92
1FT7105-5WF71-1FG2 | SYNCHRONOUS MOTOR 1FT7 | 9326.59
1FT7105-5WF71-2DH1 | SYNCHRONOUS MOTOR 1FT7 | 9508.51
1FT7105-5AC71-1DE4 | SYNCHRONOUS MOTOR 1FT7 | 9155.38
1FT7105-5WF71-3DH1 | SYNCHRONOUS MOTOR 1FT7 | 9508.51
1FT7108-5SC71-1CK4 | SYNCHRONOUS MOTOR 1FT7 | 11673.59
1FT7108-5SC71-1CH1 | SYNCHRONOUS MOTOR 1FT7 | 12428.64
1FT7105-5WF71-4DG1 | SYNCHRONOUS MOTOR 1FT7 | 8412.05
1FT7102-5AF71-1CL4 | SYNCHRONOUS MOTOR 1FT7 | 8245.05
1FT7102-5AF71-1DA1 | SYNCHRONOUS MOTOR 1FT7 | 6065.88
1FT7105-5WF74-1NH0 | SYNCHRONOUS MOTOR 1FT7 | 8948.94
1FT7108-5AB70-1BB2 | SYNCHRONOUS MOTOR 1FT7 | 10992.22
1FT7105-5AC71-1FH2 | SYNCHRONOUS MOTOR 1FT7 | 9728.78
1FT7102-5AF71-1DL4 | SYNCHRONOUS MOTOR 1FT7 | 7503.5
1FT7108-5AB70-1CG2 | SYNCHRONOUS MOTOR 1FT7 | 10724.08
1FT7108-5AB70-1FA2 | SYNCHRONOUS MOTOR 1FT7 | 10810.87
1FT7102-5AF71-1CH3 | SYNCHRONOUS MOTOR 1FT7 | 7967.37
1FT7105-5AF70-1BA1 | SYNCHRONOUS MOTOR 1FT7 | 7630.96
1FT7105-5AF70-1BG3 | SYNCHRONOUS MOTOR 1FT7 | 7694.44
1FT7105-5AF70-1CG4 | SYNCHRONOUS MOTOR 1FT7 | 8628.1
1FT7105-5AF70-1DA1 | SYNCHRONOUS MOTOR 1FT7 | 7717.77
1FT7108-5AB71-1BB2 | SYNCHRONOUS MOTOR 1FT7 | 10992.22
1FT7108-5AB71-1BD0 | SYNCHRONOUS MOTOR 1FT7 | 9878.06
1FT7108-5AB71-1BE1 | SYNCHRONOUS MOTOR 1FT7 | 11078.38
1FT7105-5AF70-1DG4 | SYNCHRONOUS MOTOR 1FT7 | 7886.57
1FT7105-5AF70-1FH1 | SYNCHRONOUS MOTOR 1FT7 | 9642.56
1FT7105-5AF70-1CH2 | SYNCHRONOUS MOTOR 1FT7 | 9641.98
1FT7108-5SF71-1CG4 | SYNCHRONOUS MOTOR 1FT7 | 11500.99
1FT7108-5SF71-1CH0 | SYNCHRONOUS MOTOR 1FT7 | 12324.53
1FT7108-5SF71-3BA0 | SYNCHRONOUS MOTOR 1FT7 | 10399.72
1FT7108-5SF71-3CA1 | SYNCHRONOUS MOTOR 1FT7 | 11332.18
1FT7108-5AB71-1DA0 | SYNCHRONOUS MOTOR 1FT7 | 9792.2
1FT7108-5SF71-4CA0 | SYNCHRONOUS MOTOR 1FT7 | 11228.07
1FT7108-5SF71-4CG0 | SYNCHRONOUS MOTOR 1FT7 | 11228.07
1FT7105-5AF71-1CA1 | SYNCHRONOUS MOTOR 1FT7 | 8459.32
1FT7105-5AF71-1CG0 | SYNCHRONOUS MOTOR 1FT7 | 8355.21
1FT7105-5AF71-1CG4 | SYNCHRONOUS MOTOR 1FT7 | 8628.1
1FT7105-5AF71-1DA0 | SYNCHRONOUS MOTOR 1FT7 | 7613.64
1FT7108-5AB71-1CH1 | SYNCHRONOUS MOTOR 1FT7 | 11734.35
1FT7108-5AC71-1FG2 | SYNCHRONOUS MOTOR 1FT7 | 10810.87
1FT7108-5AC71-1FH4 | SYNCHRONOUS MOTOR 1FT7 | 11989.94
1FT7105-5SF70-1BG3 | SYNCHRONOUS MOTOR 1FT7 | 8388.72
1FT7105-5SF70-1CH1 | SYNCHRONOUS MOTOR 1FT7 | 10250.07
1FT7108-5WF74-1NA0 | SYNCHRONOUS MOTOR 1FT7 | 10031.05
1FT7105-5SF70-3BG1 | SYNCHRONOUS MOTOR 1FT7 | 8325.26
1FT7105-5SF70-3BH1 | SYNCHRONOUS MOTOR 1FT7 | 9421.74
1FT7105-5AB71-1BA1 | SYNCHRONOUS MOTOR 1FT7 | 7630.96
1FT7108-5WF74-2MH1 | SYNCHRONOUS MOTOR 1FT7 | 12047.93
1FT7105-5SF70-4CB0 | SYNCHRONOUS MOTOR 1FT7 | 10145.96
1FT7134-5AC71-1BB1 | SYNCHRONOUS MOTOR 1FT7 | 14205.86
1FT7134-5AC71-1BG1 | SYNCHRONOUS MOTOR 1FT7 | 12322.1
1FT7132-5AB71-1BA0 | SYNCHRONOUS MOTOR 1FT7 | 10824.5
1FT7105-5AB71-1BG0 | SYNCHRONOUS MOTOR 1FT7 | 7526.85
1FT7105-5AB71-1BG1 | SYNCHRONOUS MOTOR 1FT7 | 7630.96
1FT7136-5AB71-1BG1 | SYNCHRONOUS MOTOR 1FT7 | 13422.18
1FT7136-5AB71-1BH0 | SYNCHRONOUS MOTOR 1FT7 | 15201.85
1FT7132-5AC74-1MH1 | SYNCHRONOUS MOTOR 1FT7 | 13260
1FT7132-5AF71-1BB0 | SYNCHRONOUS MOTOR 1FT7 | 12708.28
1FT7132-5AF71-1BG0 | SYNCHRONOUS MOTOR 1FT7 | 10824.5
1FT7132-5AF71-1BG2 | SYNCHRONOUS MOTOR 1FT7 | 11014.82
1FT7132-5AF71-1BG5 | SYNCHRONOUS MOTOR 1FT7 | 11183.61
1FT7132-5SB71-1CB1 | SYNCHRONOUS MOTOR 1FT7 | 14436.24
1FT7132-5SC71-1CA0 | SYNCHRONOUS MOTOR 1FT7 | 12448.35
1FT7132-5SC71-4BA0 | SYNCHRONOUS MOTOR 1FT7 | 11620.03
1FT7138-5AB71-1CH1 | SYNCHRONOUS MOTOR 1FT7 | 17632.55
1FT7138-5AB71-3CB2 | SYNCHRONOUS MOTOR 1FT7 | 17718.75
1PH8083-1DF10-2GA1 | MAIN SPINDLE MOTOR 1PH808 | 4991.35
1PH8083-1DM12-0GE1 | MAIN SPINDLE MOTOR 1PH808 | 5168.74
1PH8101-1DF13-1GA1 | COMPACT ASYNCHRONOUS MOTOR 1PH810 | 5776.41
1PH8105-1DF10-1GC1 | COMPACT ASYNCHRONOUS MOTOR 1PH810 | 5617.45
1PH8105-1FF00-0LA1 | COMPACT ASYNCHRONOUS MOTOR 1PH810 | 7614.04
1PH8105-1FF03-2LA1 | COMPACT ASYNCHRONOUS MOTOR 1PH810 | 8120.86
1FT7108-5AB70-1FH1 | SYNCHRONOUS MOTOR 1FT7 | 11821.13
1FT7105-5AF70-1CA3 | SYNCHRONOUS MOTOR 1FT7 | 8522.79
1FT7105-5AF70-1CB0 | SYNCHRONOUS MOTOR 1FT7 | 9451.66
1FT7108-5AB71-1BG5 | SYNCHRONOUS MOTOR 1FT7 | 10064.52
1FT7108-5AB71-1BL5 | SYNCHRONOUS MOTOR 1FT7 | 11333.36
1FT7108-5AB71-1CA0 | SYNCHRONOUS MOTOR 1FT7 | 10533.75
1FT7108-5SF71-1BG0 | SYNCHRONOUS MOTOR 1FT7 | 10399.72
1FT7108-5SF71-1CA0 | SYNCHRONOUS MOTOR 1FT7 | 11228.07
1FT7108-5SF71-1CA1 | SYNCHRONOUS MOTOR 1FT7 | 11332.18
1FT7108-5SF71-1CB0 | SYNCHRONOUS MOTOR 1FT7 | 12324.53
1FT7108-5SF71-3BL3 | SYNCHRONOUS MOTOR 1FT7 | 11836.14
1FT7108-5SF71-3CG1 | SYNCHRONOUS MOTOR 1FT7 | 11332.18
1FT7108-5SF71-3CH1 | SYNCHRONOUS MOTOR 1FT7 | 12428.64
1FT7105-5AF71-1BG0 | SYNCHRONOUS MOTOR 1FT7 | 7526.85
1FT7105-5AF71-1BG1 | SYNCHRONOUS MOTOR 1FT7 | 7630.96
1FT7108-5AB71-1DD1 | SYNCHRONOUS MOTOR 1FT7 | 10068.96
1FT7108-5AB71-1DD5 | SYNCHRONOUS MOTOR 1FT7 | 10323.94
1FT7108-5AB71-1DE0 | SYNCHRONOUS MOTOR 1FT7 | 11061.02
1FT7108-5AB71-1DG5 | SYNCHRONOUS MOTOR 1FT7 | 10151.32
1FT7105-5AF71-1CG2 | SYNCHRONOUS MOTOR 1FT7 | 8545.51
1FT7108-5AB71-1FG3 | SYNCHRONOUS MOTOR 1FT7 | 10788.15
1FT7108-5SF75-1NB0 | SYNCHRONOUS MOTOR 1FT7 | 11127.52
1FT7105-5AF71-1DH0 | SYNCHRONOUS MOTOR 1FT7 | 8710.1
1FT7102-5WC71-1BH0 | SYNCHRONOUS MOTOR 1FT7 | 7665.73
1FT7102-5WC71-1BK4 | SYNCHRONOUS MOTOR 1FT7 | 7014.8
1FT7102-5WC71-1BL4 | SYNCHRONOUS MOTOR 1FT7 | 8111.01
1FT7102-5WC71-1CG1 | SYNCHRONOUS MOTOR 1FT7 | 7501.7
1FT7108-5WB70-1FB3 | SYNCHRONOUS MOTOR 1FT7 | 12578.9
1FT7108-5WB70-1CH0 | SYNCHRONOUS MOTOR 1FT7 | 12324.53
1FT7102-5WF70-1BA0 | SYNCHRONOUS MOTOR 1FT7 | 6569.24
1FT7108-5WF71-1BL4 | SYNCHRONOUS MOTOR 1FT7 | 11941.47
1FT7108-5WF71-1CG1 | SYNCHRONOUS MOTOR 1FT7 | 11332.18
1FT7134-5SC71-3BB1 | SYNCHRONOUS MOTOR 1FT7 | 14900.14
1FT7134-5SC71-4CA0 | SYNCHRONOUS MOTOR 1FT7 | 13740.58
1FT7134-5SC71-4CH0 | SYNCHRONOUS MOTOR 1FT7 | 15624.36
1FT7132-5AC71-1CA1 | SYNCHRONOUS MOTOR 1FT7 | 11756.97
1FT7132-5AC71-1CB0 | SYNCHRONOUS MOTOR 1FT7 | 13536.6
1FT7132-5AC71-1CB1 | SYNCHRONOUS MOTOR 1FT7 | 13640.73
1FT7132-5AC71-1CB4 | SYNCHRONOUS MOTOR 1FT7 | 13809.52
1FT7132-5AF71-4CA2 | SYNCHRONOUS MOTOR 1FT7 | 11843.16
1FT7136-5AC71-1BB1 | SYNCHRONOUS MOTOR 1FT7 | 15305.96
1FT7136-5AC71-1CB0 | SYNCHRONOUS MOTOR 1FT7 | 16030.17
1FT7136-5AC71-1CB1 | SYNCHRONOUS MOTOR 1FT7 | 16134.3
1FT7136-5AC71-1CG0 | SYNCHRONOUS MOTOR 1FT7 | 14146.4
1FT7132-5SC71-7BG1 | SYNCHRONOUS MOTOR 1FT7 | 11724.14
1FT7132-5SF71-1CH0 | SYNCHRONOUS MOTOR 1FT7 | 14332.11
1FT7138-5AB71-1BA2 | SYNCHRONOUS MOTOR 1FT7 | 15006.64
1FT7138-5AB71-1CA0 | SYNCHRONOUS MOTOR 1FT7 | 15644.65
1PH3103-1AF00-0KA0 | SIMOTICS M 1PH3 motor; 3AC 380V | 4577.21
1PH3105-1DG02-2KA0 | SIMOTICS M 1PH3 motor; 3AC 380V | 5875.24
1PH3107-1AG00-0KA0 | SIMOTICS M 1PH3 motor; 3AC 380V | 4741.53
1PH3107-1AG00-2KA0 | SIMOTICS M 1PH3 motor; 3AC 380V | 4741.53
1PH3107-1AG02-0KA0 | SIMOTICS M 1PH3 motor; 3AC 380V | 4741.53
1FW6232-8WC15-0WT3 | TORQUE MOTOR, STATOR | 28977.22
1FT7105-5AF70-1BD3 | SYNCHRONOUS MOTOR 1FT7 | 7867.06
1FT7105-5AF70-1BH1 | SYNCHRONOUS MOTOR 1FT7 | 8727.45
1FT7108-5AB70-1CH2 | SYNCHRONOUS MOTOR 1FT7 | 11820.55
1FT7108-5SF70-1CH1 | SYNCHRONOUS MOTOR 1FT7 | 12428.64
1FT7108-5SF70-2CH0 | SYNCHRONOUS MOTOR 1FT7 | 12324.53
1FT7105-5AF70-1DD2 | SYNCHRONOUS MOTOR 1FT7 | 7976.59
1FT7108-5SF70-4CH1 | SYNCHRONOUS MOTOR 1FT7 | 12428.64
1FT7105-5AF71-1BG5 | SYNCHRONOUS MOTOR 1FT7 | 7885.98
1FT7108-5AB71-1FA2 | SYNCHRONOUS MOTOR 1FT7 | 10810.87
1FT7105-5AF71-1CA5 | SYNCHRONOUS MOTOR 1FT7 | 8714.3
1FT7108-5SF71-5BG0 | SYNCHRONOUS MOTOR 1FT7 | 10399.72
1FT7108-5SF71-8BL4 | SYNCHRONOUS MOTOR 1FT7 | 11941.47
1FT7105-5AF71-1DK3 | SYNCHRONOUS MOTOR 1FT7 | 7953.87
1FT7105-5AF71-1FA1 | SYNCHRONOUS MOTOR 1FT7 | 8546.11
1FT7105-5AF71-1FH2 | SYNCHRONOUS MOTOR 1FT7 | 9728.78
1FT7105-5AF71-1FK0 | SYNCHRONOUS MOTOR 1FT7 | 8614.61
1FT7108-5AB74-1NB0 | SYNCHRONOUS MOTOR 1FT7 | 10433.22
1FT7108-5WF70-4DG0 | SYNCHRONOUS MOTOR 1FT7 | 10486.51
1FT7108-5WF70-4CH0 | SYNCHRONOUS MOTOR 1FT7 | 12324.53
1FT7108-5WF70-5FD4 | SYNCHRONOUS MOTOR 1FT7 | 11760.41
1FT7105-5SC71-1BG1 | SYNCHRONOUS MOTOR 1FT7 | 8325.26
1FT7105-5SC71-1BL0 | SYNCHRONOUS MOTOR 1FT7 | 9489.99
1FT7105-1AC75-1NG1 | SYNCHRONOUS MOTOR 1FT7, 7,96 KW | 5386.62
1FT7108-5AC71-1DL0 | SYNCHRONOUS MOTOR 1FT7 | 11061.02
1FT7108-5WF71-3FH0 | SYNCHRONOUS MOTOR 1FT7 | 12411.32
1FT7105-5SC71-1CG4 | SYNCHRONOUS MOTOR 1FT7 | 9322.4
1FT7105-5SC71-1CH1 | SYNCHRONOUS MOTOR 1FT7 | 10250.07
1FT7108-5AC71-1FD1 | SYNCHRONOUS MOTOR 1FT7 | 10897.3
1FT7108-5AC71-1FG1 | SYNCHRONOUS MOTOR 1FT7 | 10724.68
1FT7105-5SF70-1BA1 | SYNCHRONOUS MOTOR 1FT7 | 8325.26
1FT7105-5SF70-1CE1 | SYNCHRONOUS MOTOR 1FT7 | 10422.43
1FT7108-5WF71-5DG0 | SYNCHRONOUS MOTOR 1FT7 | 10486.51
1FT7105-5SF70-1CL1 | SYNCHRONOUS MOTOR 1FT7 | 10422.43
1FT7105-5AB70-1FL2 | SYNCHRONOUS MOTOR 1FT7 | 9901.14
1FT7134-5AB71-1CB0 | SYNCHRONOUS MOTOR 1FT7 | 14930.07
1FT7105-5AB71-1BA2 | SYNCHRONOUS MOTOR 1FT7 | 7717.18
1FT7105-5AB71-1BH3 | SYNCHRONOUS MOTOR 1FT7 | 8790.93
1FT7134-5SC71-1LB0 | SYNCHRONOUS MOTOR 1FT7 | 15949.35
1FT7132-5AF71-3BG5 | SYNCHRONOUS MOTOR 1FT7 | 11183.61
1FT7132-5AF71-4BH1 | SYNCHRONOUS MOTOR 1FT7 | 12812.39
1FT7136-5AC71-4BA1 | SYNCHRONOUS MOTOR 1FT7 | 13422.18
1FT7136-5AC71-4CG1 | SYNCHRONOUS MOTOR 1FT7 | 14250.51
1FT7138-5AB71-1CA2 | SYNCHRONOUS MOTOR 1FT7 | 15834.98
1FT7105-5AF71-1DE0 | SYNCHRONOUS MOTOR 1FT7 | 8882.46
1FT7105-5AF71-1FH1 | SYNCHRONOUS MOTOR 1FT7 | 9642.56
1FT7108-5AC70-1BB0 | SYNCHRONOUS MOTOR 1FT7 | 10801.89
1FT7102-5WF70-1CG2 | SYNCHRONOUS MOTOR 1FT7 | 7587.9
1FT7108-5AC70-1BG1 | SYNCHRONOUS MOTOR 1FT7 | 9809.54
1FT7108-5AC70-1CB0 | SYNCHRONOUS MOTOR 1FT7 | 11630.24
1FT7108-5AC70-1CL1 | SYNCHRONOUS MOTOR 1FT7 | 11906.71
1FT7108-5AC70-1DA4 | SYNCHRONOUS MOTOR 1FT7 | 10065.12
1FT7108-5AC70-1DH4 | SYNCHRONOUS MOTOR 1FT7 | 11161.6
1FT7108-5WB71-1DG1 | SYNCHRONOUS MOTOR 1FT7 | 10590.62
1FT7105-5AF71-1CH3 | SYNCHRONOUS MOTOR 1FT7 | 9619.25
1FT7108-5WC71-1DH0 | SYNCHRONOUS MOTOR 1FT7 | 11582.96
1FT7108-5AC71-1BA2 | SYNCHRONOUS MOTOR 1FT7 | 9895.74
1FT7102-5WF71-1KA0 | SYNCHRONOUS MOTOR 1FT7 | 6894.24
1FT7105-5SC70-1CE0 | SYNCHRONOUS MOTOR 1FT7 | 10318.32
1FT7102-5WF75-1NG1 | SYNCHRONOUS MOTOR 1FT7 | 6304.72
1FT7108-5WC71-4CH2 | SYNCHRONOUS MOTOR 1FT7 | 12514.86
1FT7108-5AC71-1CB1 | SYNCHRONOUS MOTOR 1FT7 | 11734.35
1FT7108-5WF71-8DB0 | SYNCHRONOUS MOTOR 1FT7 | 11582.96
1FT7105-5AB70-1DH3 | SYNCHRONOUS MOTOR 1FT7 | 8877.68
1FT7105-5SF70-3CA0 | SYNCHRONOUS MOTOR 1FT7 | 9049.47
1FT7105-5AB70-1FH1 | SYNCHRONOUS MOTOR 1FT7 | 9642.56
1FT7134-5AB71-1CH1 | SYNCHRONOUS MOTOR 1FT7 | 15034.22
1FT7108-5WF75-3NG1 | SYNCHRONOUS MOTOR 1FT7 | 10135.18
1FT7132-5AB71-1BH1 | SYNCHRONOUS MOTOR 1FT7 | 12812.39
1FT7134-5AC71-1CB1 | SYNCHRONOUS MOTOR 1FT7 | 15034.22
1FT7134-5SC71-1CH0 | SYNCHRONOUS MOTOR 1FT7 | 15624.36
1FT7136-5AB71-1BH2 | SYNCHRONOUS MOTOR 1FT7 | 15392.15
1FT7132-5AC71-1CG2 | SYNCHRONOUS MOTOR 1FT7 | 11843.16
1FT7132-5AF71-1CH0 | SYNCHRONOUS MOTOR 1FT7 | 13536.6
1FT7132-5AF71-4CH2 | SYNCHRONOUS MOTOR 1FT7 | 13726.93
1FT7132-5SB71-1BG1 | SYNCHRONOUS MOTOR 1FT7 | 11724.14
1FT7136-5AB74-1NA0 | SYNCHRONOUS MOTOR 1FT7 | 12949.42
1FT7132-5SC71-1BB1 | SYNCHRONOUS MOTOR 1FT7 | 13607.9
1FT7132-5SF71-1BH0 | SYNCHRONOUS MOTOR 1FT7 | 13503.78
1FT7136-5AC71-4BH1 | SYNCHRONOUS MOTOR 1FT7 | 15305.96
1FT7132-5SF71-4CH0 | SYNCHRONOUS MOTOR 1FT7 | 14332.11
1FT7132-5SF71-5BA0 | SYNCHRONOUS MOTOR 1FT7 | 11620.03
1FT7136-5AC71-4CB0 | SYNCHRONOUS MOTOR 1FT7 | 16030.17
1FT7134-5AB71-1BB2 | SYNCHRONOUS MOTOR 1FT7 | 14292.08
1FT7136-5AC71-4CL3 | SYNCHRONOUS MOTOR 1FT7 | 16466.8
1FT7136-5SC71-5BA0 | SYNCHRONOUS MOTOR 1FT7 | 14012.37
1FT7138-5AB71-1CG0 | SYNCHRONOUS MOTOR 1FT7 | 15644.65
1PH3133-1DG00-0KA0 | SIMOTICS M 1PH3 motor; 3AC 380V | 6458.29
1PH8083-1DF10-0BA1 | MAIN SPINDLE MOTOR 1PH808 | 5324.4
1PH8101-1AF02-2BD2 | COMPACT ASYNCHRONOUS MOTOR 1PH810 | 4343.59
1PH8103-1SM03-3LA1 | COMPACT ASYNCHRONOUS MOTOR 1PH810 | 10178.71
1PH8101-1DF12-2BC1 | COMPACT ASYNCHRONOUS MOTOR 1PH810 | 5830.68
1FT7086-5AC70-1CH0 | SYNCHRONOUS MOTOR 1FT7 | 8010.49
1FT7102-5AB70-1FH4 | SYNCHRONOUS MOTOR 1FT7 | 8159.5
1FT7084-5AF70-1BA2 | SYNCHRONOUS MOTOR 1FT7 | 5347.12
1FT7086-5AC70-1CH2 | SYNCHRONOUS MOTOR 1FT7 | 8200.81
1FT7102-5AB71-1BA5 | SYNCHRONOUS MOTOR 1FT7 | 6234.09
1FT7108-5SF70-1BG1 | SYNCHRONOUS MOTOR 1FT7 | 10503.85
1FT7102-5AF71-1FH0 | SYNCHRONOUS MOTOR 1FT7 | 7886.57
1FT7102-5AF71-1CH2 | SYNCHRONOUS MOTOR 1FT7 | 7990.1
1FT7105-5AF70-1BH0 | SYNCHRONOUS MOTOR 1FT7 | 8623.33
1FT7105-5AF70-1CG0 | SYNCHRONOUS MOTOR 1FT7 | 8355.21
1FT7105-5AF70-1DB0 | SYNCHRONOUS MOTOR 1FT7 | 8710.1
1FT7108-5AB71-1CA1 | SYNCHRONOUS MOTOR 1FT7 | 10637.86
1FT7105-5AF70-1FH0 | SYNCHRONOUS MOTOR 1FT7 | 9538.45
1FT7108-5SF70-8CK1 | SYNCHRONOUS MOTOR 1FT7 | 11504.81
1FT7108-5SF71-1BG1 | SYNCHRONOUS MOTOR 1FT7 | 10503.85
1FT7108-5SF71-3CB0 | SYNCHRONOUS MOTOR 1FT7 | 12324.53
1FT7108-5SF71-3CH0 | SYNCHRONOUS MOTOR 1FT7 | 12324.53
1FT7108-5SF71-4CL4 | SYNCHRONOUS MOTOR 1FT7 | 12769.8
1FT7108-5SF71-4CH1 | SYNCHRONOUS MOTOR 1FT7 | 12428.64
1FT7105-5AF71-1CA2 | SYNCHRONOUS MOTOR 1FT7 | 8545.51
1FT7108-5AB71-1FB2 | SYNCHRONOUS MOTOR 1FT7 | 11907.34
1FT7108-5AB71-1FG2 | SYNCHRONOUS MOTOR 1FT7 | 10810.87
1FT7108-5AB71-1FH5 | SYNCHRONOUS MOTOR 1FT7 | 12076.12
1FT7105-5AF71-1CG3 | SYNCHRONOUS MOTOR 1FT7 | 8522.79
1FT7105-5AF71-1DH1 | SYNCHRONOUS MOTOR 1FT7 | 8814.22
1FT7105-5AF71-1FG4 | SYNCHRONOUS MOTOR 1FT7 | 8714.92
1FT7102-5WC71-1FG1 | SYNCHRONOUS MOTOR 1FT7 | 7588.48
1FT7108-5WF70-3CK3 | SYNCHRONOUS MOTOR 1FT7 | 11568.28
1FT7108-5WF70-8DG3 | SYNCHRONOUS MOTOR 1FT7 | 10654.09
1FT7108-5WF71-1BH1 | SYNCHRONOUS MOTOR 1FT7 | 11600.32
1FT7105-5SC71-1BD1 | SYNCHRONOUS MOTOR 1FT7 | 8497.89
1FT7108-5WF71-3CG2 | SYNCHRONOUS MOTOR 1FT7 | 11418.38
1FT7108-5WF71-4CA2 | SYNCHRONOUS MOTOR 1FT7 | 11418.38
1FT7108-5AC71-1FB1 | SYNCHRONOUS MOTOR 1FT7 | 11821.13
1FT7108-5WF71-4FH1 | SYNCHRONOUS MOTOR 1FT7 | 12515.45
1FT7105-5AB70-1BB2 | SYNCHRONOUS MOTOR 1FT7 | 8813.65
1FT7105-5AB70-1CA5 | SYNCHRONOUS MOTOR 1FT7 | 8714.3
1FT7105-5SF70-1BG0 | SYNCHRONOUS MOTOR 1FT7 | 8221.15
1FT7105-5AB70-1CG0 | SYNCHRONOUS MOTOR 1FT7 | 8355.21
1FT7105-5AB70-1DG0 | SYNCHRONOUS MOTOR 1FT7 | 7613.64
1FT7105-5SF70-1BH1 | SYNCHRONOUS MOTOR 1FT7 | 9421.74
1FT7105-5AB70-1FB0 | SYNCHRONOUS MOTOR 1FT7 | 9538.45
1FT7105-5AB70-1FK0 | SYNCHRONOUS MOTOR 1FT7 | 8614.61
1FT7134-5AB71-1CG1 | SYNCHRONOUS MOTOR 1FT7 | 13150.44
1FT7134-5AB71-1CH2 | SYNCHRONOUS MOTOR 1FT7 | 15120.41
1FT7108-5WF74-4NH0 | SYNCHRONOUS MOTOR 1FT7 | 11127.52
1FT7132-5AB71-1BB0 | SYNCHRONOUS MOTOR 1FT7 | 12708.28
1FT7134-5AC71-1BH0 | SYNCHRONOUS MOTOR 1FT7 | 14101.75
1FT7134-5AC71-1CH2 | SYNCHRONOUS MOTOR 1FT7 | 15120.41
1FT7134-5SC74-1NB0 | SYNCHRONOUS MOTOR 1FT7 | 14427.34
1FT7132-5AB71-1BG1 | SYNCHRONOUS MOTOR 1FT7 | 10928.61
1FT7132-5AC74-1MA0 | SYNCHRONOUS MOTOR 1FT7 | 11272.13
1FT7132-5AC74-1NH1 | SYNCHRONOUS MOTOR 1FT7 | 12443.73
1FT7132-5AF71-1CH1 | SYNCHRONOUS MOTOR 1FT7 | 13640.73
1FT7132-5AF71-4CH0 | SYNCHRONOUS MOTOR 1FT7 | 13536.6
1FT7132-5AF74-1NB0 | SYNCHRONOUS MOTOR 1FT7 | 12339.6
1FT7136-5AB71-1CH1 | SYNCHRONOUS MOTOR 1FT7 | 16134.3
1FT7132-5SF71-5CB0 | SYNCHRONOUS MOTOR 1FT7 | 14332.11
1FT7134-5AB71-1BG0 | SYNCHRONOUS MOTOR 1FT7 | 12217.99
1FT7138-5AB71-1BE1 | SYNCHRONOUS MOTOR 1FT7 | 17073.22
1FT7138-5AB71-5CB1 | SYNCHRONOUS MOTOR 1FT7 | 17632.55
1PH3101-1AF00-2KA0 | SIMOTICS M 1PH3 motor; 3AC 380V | 4297.22
1PH3103-1DF00-2KA0 | SIMOTICS M 1PH3 motor; 3AC 380V | 5804.79
1PH3107-1DG02-2KA0 | SIMOTICS M 1PH3 motor; 3AC 380V | 5977.73
1PH3131-1DF02-0KA0 | SIMOTICS M 1PH3 motor; 3AC 380V | 6285.33
1PH3133-1DG02-0KA0 | SIMOTICS M 1PH3 motor; 3AC 380V | 6458.29
1PH3135-1DD02-0KA0 | SIMOTICS M 1PH3 motor; 3AC 380V | 6362.17
1PH8087-1DG02-1HA1 | MAIN SPINDLE MOTOR 1PH808 | 5591.55
1PH8101-1DF03-1BB1 | COMPACT ASYNCHRONOUS MOTOR 1PH810 | 6109.42
1PH8105-1DF02-1HA1 | COMPACT ASYNCHRONOUS MOTOR 1PH810 | 6073.57
1PH8103-1DG10-0BB1 | COMPACT ASYNCHRONOUS MOTOR 1PH810 | 5727.85
1PH8103-1DG13-0BA1 | COMPACT ASYNCHRONOUS MOTOR 1PH810 | 6234.65
1PH8103-1FF10-1BA1 | COMPACT ASYNCHRONOUS MOTOR 1PH810 | 6792.13
1PH8131-1DF00-1GA1 | COMPACT ASYNCHRONOUS MOTOR 1PH813 | 5968.65
1PH8107-1DF10-1BA1 | COMPACT ASYNCHRONOUS MOTOR 1PH810 | 6115.87
1PH8107-1FG02-0CH1 | COMPACT ASYNCHRONOUS MOTOR 1PH810 | 7636.2
1PH8135-2DF12-1BB1 | COMPACT SYNCHRONOUS MOTOR 1PH813 | 13966.7
1PH8131-2FF12-2BF1 | COMPACT SYNCHRONOUS MOTOR 1PH813 | 13891.58
1PH8133-1AD00-0QA2 | COMPACT ASYNCHRONOUS MOTOR 1PH813 | 5305.46
1PH8163-1AF00-1GC2 | COMPACT ASYNCHRONOUS MOTOR 1PH816 | 6606.71
1FT7105-5AF71-1BA0 | SYNCHRONOUS MOTOR 1FT7 | 7526.85
1FT7105-5AF71-1BE1 | SYNCHRONOUS MOTOR 1FT7 | 8899.8
1FT7108-5AB71-1DB1 | SYNCHRONOUS MOTOR 1FT7 | 10992.79
1FT7108-5AB71-1FA3 | SYNCHRONOUS MOTOR 1FT7 | 10788.15
1FT7105-5AF71-1DG5 | SYNCHRONOUS MOTOR 1FT7 | 7972.75
1FT7102-5WC70-1BB2 | SYNCHRONOUS MOTOR 1FT7 | 7856.04
1FT7105-5AF71-1FG0 | SYNCHRONOUS MOTOR 1FT7 | 8442
1FT7102-5WC71-1CH2 | SYNCHRONOUS MOTOR 1FT7 | 8684.38
1FT7108-5WB71-1BG4 | SYNCHRONOUS MOTOR 1FT7 | 10672.64
1FT7108-5AC70-1CA2 | SYNCHRONOUS MOTOR 1FT7 | 10724.08
1FT7108-5AC70-1FA0 | SYNCHRONOUS MOTOR 1FT7 | 10620.54
1FT7108-5AC70-1FA1 | SYNCHRONOUS MOTOR 1FT7 | 10724.68
1FT7108-5AC70-1FB1 | SYNCHRONOUS MOTOR 1FT7 | 11821.13
1FT7108-5WB71-1CH0 | SYNCHRONOUS MOTOR 1FT7 | 12324.53
1FT7108-5AC71-1BA0 | SYNCHRONOUS MOTOR 1FT7 | 9705.43
1FT7108-5WC71-1BG1 | SYNCHRONOUS MOTOR 1FT7 | 10503.85
1FT7105-5AF74-1NL4 | SYNCHRONOUS MOTOR 1FT7 | 8699.93
1FT7105-5SC70-1BA1 | SYNCHRONOUS MOTOR 1FT7 | 8325.26
1FT7108-5AC71-1BB0 | SYNCHRONOUS MOTOR 1FT7 | 10801.89
1FT7108-5WC71-1DH1 | SYNCHRONOUS MOTOR 1FT7 | 11687.1
1FT7108-5AC71-1BG0 | SYNCHRONOUS MOTOR 1FT7 | 9705.43
1FT7108-5AC71-1BG3 | SYNCHRONOUS MOTOR 1FT7 | 9873
1FT7108-5AC71-1BH1 | SYNCHRONOUS MOTOR 1FT7 | 10906.02
1FT7108-5AC71-1CB0 | SYNCHRONOUS MOTOR 1FT7 | 11630.24
1FT7108-5WF70-3BA1 | SYNCHRONOUS MOTOR 1FT7 | 10503.85
1FT7108-5AC71-1DB2 | SYNCHRONOUS MOTOR 1FT7 | 11078.98
1FT7108-5AC71-1DH1 | SYNCHRONOUS MOTOR 1FT7 | 10992.79
1FT7108-5WF70-4CB5 | SYNCHRONOUS MOTOR 1FT7 | 12683.63
1FT7105-5SC71-1BA0 | SYNCHRONOUS MOTOR 1FT7 | 8221.15
1FT7105-1AC74-1MH1 | SYNCHRONOUS MOTOR 1FT7, 7,96 KW | 7076.77
1FT7105-1AC75-1MH1 | SYNCHRONOUS MOTOR 1FT7, 7,96 KW | 7076.77
1FT7108-5WF71-2CH1 | SYNCHRONOUS MOTOR 1FT7 | 12428.64
1FT7105-5SC71-1CA0 | SYNCHRONOUS MOTOR 1FT7 | 9049.47
1FT7108-5WF71-4DH1 | SYNCHRONOUS MOTOR 1FT7 | 11687.1
1FT7108-5WF71-4FG1 | SYNCHRONOUS MOTOR 1FT7 | 11418.96
1FT7108-5AC71-1FG0 | SYNCHRONOUS MOTOR 1FT7 | 10620.54
1FT7105-5SF70-1BB0 | SYNCHRONOUS MOTOR 1FT7 | 9317.61
1FT7108-5AC71-1CG5 | SYNCHRONOUS MOTOR 1FT7 | 10892.88
1FT7108-5AC71-1DA3 | SYNCHRONOUS MOTOR 1FT7 | 9959.81
1FT7105-1AC70-1DG1 | SYNCHRONOUS MOTOR 1FT7, 7,96 KW | 5842.08
1FT7105-1AC71-1CG1 | SYNCHRONOUS MOTOR 1FT7, 7,96 KW | 6583.63
1FT7108-5AC71-1DB3 | SYNCHRONOUS MOTOR 1FT7 | 11056.26
1FT7108-5WF70-3DA1 | SYNCHRONOUS MOTOR 1FT7 | 10590.62
1FT7108-5WF71-1BH0 | SYNCHRONOUS MOTOR 1FT7 | 11496.21
1FT7108-5AC71-1DH5 | SYNCHRONOUS MOTOR 1FT7 | 11247.77
1FT7105-5SC71-1BH1 | SYNCHRONOUS MOTOR 1FT7 | 9421.74
1FT7108-5WF71-3BG1 | SYNCHRONOUS MOTOR 1FT7 | 10503.85
1FT7105-5SC71-1CB4 | SYNCHRONOUS MOTOR 1FT7 | 10418.88
1FT7108-5WF71-4BG1 | SYNCHRONOUS MOTOR 1FT7 | 10503.85
1FT7108-5AC71-1FE1 | SYNCHRONOUS MOTOR 1FT7 | 11993.49
1FT7105-5AB70-1CA3 | SYNCHRONOUS MOTOR 1FT7 | 8522.79
1FT7105-5AB70-1CG1 | SYNCHRONOUS MOTOR 1FT7 | 8459.32
1FT7105-5AB70-1DA5 | SYNCHRONOUS MOTOR 1FT7 | 7972.75
1FT7108-5WF71-6CG1 | SYNCHRONOUS MOTOR 1FT7 | 11332.18
1FT7108-5AC71-1CH3 | SYNCHRONOUS MOTOR 1FT7 | 11797.81
1FT7105-5AB70-1DH0 | SYNCHRONOUS MOTOR 1FT7 | 8710.1
1FT7105-5SF70-3BB1 | SYNCHRONOUS MOTOR 1FT7 | 9421.74
1FT7105-5AB70-1FG1 | SYNCHRONOUS MOTOR 1FT7 | 8546.11
1FT7105-5AB70-1FL0 | SYNCHRONOUS MOTOR 1FT7 | 9710.81
1FT7134-5AB71-1CA1 | SYNCHRONOUS MOTOR 1FT7 | 13150.44
1FT7134-5AB71-1CL4 | SYNCHRONOUS MOTOR 1FT7 | 15472.01
1FT7105-5SF70-3CG1 | SYNCHRONOUS MOTOR 1FT7 | 9153.6
1FT7134-5AC71-1BA1 | SYNCHRONOUS MOTOR 1FT7 | 12322.1
1FT7132-5AB71-1CA2 | SYNCHRONOUS MOTOR 1FT7 | 11843.16
1FT7132-5AB71-1CL4 | SYNCHRONOUS MOTOR 1FT7 | 14078.54
1FT7138-5AB71-4BG1 | SYNCHRONOUS MOTOR 1FT7 | 14920.43
1FT7138-5SB74-3MA0 | SYNCHRONOUS MOTOR 1FT7 | 15857.04
1PH3103-1AF00-2KA0 | SIMOTICS M 1PH3 motor; 3AC 380V | 4577.21
1PH3103-1AF02-0KA0 | SIMOTICS M 1PH3 motor; 3AC 380V | 4577.21
1PH3103-1DF00-0KA0 | SIMOTICS M 1PH3 motor; 3AC 380V | 5804.79
1PH3131-1DF00-0KA0 | SIMOTICS M 1PH3 motor; 3AC 380V | 6285.33
1PH8083-1AM00-1BA2 | MAIN SPINDLE MOTOR 1PH808 | 3678.93
1PH8101-1DS10-2LA1 | COMPACT ASYNCHRONOUS MOTOR 1PH810 | 6201.88
1PH8101-1HF13-2GA2 | COMPACT ASYNCHRONOUS MOTOR 1PH810 | 4585.47
1PH8107-1JF02-2GA2 | COMPACT ASYNCHRONOUS MOTOR 1PH810 | 5301.42
1PH8107-1SG12-2LA1 | COMPACT ASYNCHRONOUS MOTOR 1PH810 | 8514.26
1PH8103-1DM02-0CE1 | COMPACT ASYNCHRONOUS MOTOR 1PH810 | 6183.89
1PH8103-1DM12-1LA1 | COMPACT ASYNCHRONOUS MOTOR 1PH810 | 6555.17
1PH8133-1DD10-2LE1 | COMPACT ASYNCHRONOUS MOTOR 1PH813 | 7086.9
1PH8133-1DG00-2LB1 | COMPACT ASYNCHRONOUS MOTOR 1PH813 | 7086.9
1PH8133-1FF13-1CA1 | COMPACT ASYNCHRONOUS MOTOR 1PH813 | 8373.54
1PH8107-1FD12-0BB1 | COMPACT ASYNCHRONOUS MOTOR 1PH810 | 7408.22
1PH8107-1FF02-0BB1 | COMPACT ASYNCHRONOUS MOTOR 1PH810 | 7408.22
1PH8138-2FG22-0BB1 | COMPACT SYNCHRONOUS MOTOR 1PH813 | 16730.01
1PH8163-1MD03-1HA2 | COMPACT ASYNCHRONOUS MOTOR 1PH816 | 8429.58
1PH8137-1DB00-0BA1 | COMPACT ASYNCHRONOUS MOTOR 1PH813 | 7258.64
1PH8137-1FD12-0BA1 | COMPACT ASYNCHRONOUS MOTOR 1PH813 | 8601.62
1PH8137-1FS00-1BA1 | COMPACT ASYNCHRONOUS MOTOR 1PH813 | 8322.93
1PH8163-1DB03-0CB1 | COMPACT ASYNCHRONOUS MOTOR 1PH816 | 9345.33
1PH8133-1MF13-2BA2 | COMPACT ASYNCHRONOUS MOTOR 1PH813 | 6270.42
1PH8163-1FD12-0BA1 | COMPACT ASYNCHRONOUS MOTOR 1PH816 | 10181.61
1PH8133-2DF00-2BE1 | COMPACT SYNCHRONOUS MOTOR 1PH813 | 13118.29
1PH8165-1DD03-0GA1 | COMPACT ASYNCHRONOUS MOTOR 1PH816 | 9430.22
1PH8165-1DF00-1CC1 | COMPACT ASYNCHRONOUS MOTOR 1PH816 | 9459.12
1PH8163-1HD10-2GA2 | COMPACT ASYNCHRONOUS MOTOR 1PH816 | 7061.26
1PH8135-1DF10-1GA1 | COMPACT ASYNCHRONOUS MOTOR 1PH813 | 6603.15
1PH8224-1DD23-0BA1 | COMPACT ASYNCHRONOUS MOTOR | 27187.84
3KD0130-2KG20-3 | SWITCH-DISCONNECTOR 690V 16A 3P | 63.47
3KD0233-2KG20-3 | SWITCH-DISCONNECTOR 690V 32A 3P | 61.5
3KD0240-2KG20-3 | SWITCH-DISCONNECTOR 690V 32A 4P | 60.69
1PH8226-1DC05-1FD1 | COMPACT ASYNCHRONOUS MOTOR | 27816.85
1PH8226-1DC05-2FA1 | COMPACT ASYNCHRONOUS MOTOR | 27700.13
1PH8226-1DD03-1BB1 | COMPACT ASYNCHRONOUS MOTOR | 26921.83
3KD2834-2ME10-0 | SWITCH-DISCONNECTOR 690V 80A 3P FS1 | 66.17
1PH8226-1FC00-0BA1 | COMPACT ASYNCHRONOUS MOTOR | 26052.78
1PH8184-1DD00-0BA1 | COMPACT ASYNCHRONOUS MOTOR | 11605.84
1PH8184-1DF03-1BA1 | COMPACT ASYNCHRONOUS MOTOR | 13214.25
3KD3034-2ME40-0 | SWITCH-DISCONNECTOR 690V 100A 3P FS1 | 93.04
3KD3040-2ME10-0 | SWITCH-DISCONNECTOR 690V 100A 4P FS1 | 127.39
1PH8184-1DL05-2BA1 | COMPACT ASYNCHRONOUS MOTOR | 13499.65
1PH8228-1DD10-1BA1 | COMPACT ASYNCHRONOUS MOTOR | 31478.49
1PH8184-1JF00-2BA2 | COMPACT ASYNCHRONOUS MOTOR | 11203.72
1PH8184-2DC05-1BA1 | COMPACT SYNCHRONOUS MOTOR | 20741.88
1PH8184-2DD20-0BA1 | COMPACT SYNCHRONOUS MOTOR | 21700.43
1PH8228-1MC00-1BB2 | COMPACT ASYNCHRONOUS MOTOR | 30765.05
3KD3830-0NE10-0 | SWITCH-DISCONNECTOR 690V 250A 3P FS2 | 214.16
3KD3834-0NE40-0 | SWITCH-DISCONNECTOR 690V 250A 3P FS2 | 207.93
1PH8186-1DC00-2AA1 | COMPACT ASYNCHRONOUS MOTOR | 15876.55
1PH8286-1DB12-1AU1 | COMPACT ASYNCHRONOUS MOTOR | 47208.17
1PH8286-1DD10-2BV1 | COMPACT ASYNCHRONOUS MOTOR | 45793.57
1PH8288-1DD10-2AV1 | COMPACT ASYNCHRONOUS MOTOR | 55476.45
1PH8186-1DF15-1EA1 | COMPACT ASYNCHRONOUS MOTOR | 17861.19
1PH8186-1DF20-2CC1 | COMPACT ASYNCHRONOUS MOTOR | 21259.98
1FT7108-5WF71-1CH0 | SYNCHRONOUS MOTOR 1FT7 | 12324.53
1FT7105-5SC71-1CA1 | SYNCHRONOUS MOTOR 1FT7 | 9153.6
1FT7108-5WF71-4CD1 | SYNCHRONOUS MOTOR 1FT7 | 11504.81
1FT7108-5WF71-4DD0 | SYNCHRONOUS MOTOR 1FT7 | 10659.13
1FT7108-5WF71-4DG1 | SYNCHRONOUS MOTOR 1FT7 | 10590.62
1FT7108-5WF71-4DG3 | SYNCHRONOUS MOTOR 1FT7 | 10654.09
1FT7108-5AC71-1FH2 | SYNCHRONOUS MOTOR 1FT7 | 11907.34
1FT7108-5AC71-1FK3 | SYNCHRONOUS MOTOR 1FT7 | 10960.78
1FT7108-5AC71-1FL1 | SYNCHRONOUS MOTOR 1FT7 | 11993.49
1FT7105-5AB70-1DH1 | SYNCHRONOUS MOTOR 1FT7 | 8814.22
1FT7105-5SF70-2BA0 | SYNCHRONOUS MOTOR 1FT7 | 8221.15
1FT7105-5AB71-1BA0 | SYNCHRONOUS MOTOR 1FT7 | 7526.85
1FT7105-5SF70-3CG0 | SYNCHRONOUS MOTOR 1FT7 | 9049.47
1FT7105-5SF70-3CH1 | SYNCHRONOUS MOTOR 1FT7 | 10250.07
1FT7132-5AB71-1BB1 | SYNCHRONOUS MOTOR 1FT7 | 12812.39
1FT7132-5AB71-1BG0 | SYNCHRONOUS MOTOR 1FT7 | 10824.5
1FT7134-5AC71-1CA2 | SYNCHRONOUS MOTOR 1FT7 | 13236.65
1FT7134-5AC71-1CE4 | SYNCHRONOUS MOTOR 1FT7 | 15472.01
1FT7105-5AB71-1BD1 | SYNCHRONOUS MOTOR 1FT7 | 7803.6
1FT7132-5AC74-1ND1 | SYNCHRONOUS MOTOR 1FT7 | 10834.82
1FT7132-5AC74-1NH0 | SYNCHRONOUS MOTOR 1FT7 | 12339.6
1FT7136-5AB71-1BA3 | SYNCHRONOUS MOTOR 1FT7 | 13485.66
1FT7136-5AB71-1CK3 | SYNCHRONOUS MOTOR 1FT7 | 14588.86
1FT7132-5AF74-2NH0 | SYNCHRONOUS MOTOR 1FT7 | 12339.6
1FT7132-5SB71-7BG1 | SYNCHRONOUS MOTOR 1FT7 | 11724.14
1FT7132-5SC71-7BG0 | SYNCHRONOUS MOTOR 1FT7 | 11620.03
1FT7136-5AC71-3BG0 | SYNCHRONOUS MOTOR 1FT7 | 13318.07
1FT7136-5AC71-3CG0 | SYNCHRONOUS MOTOR 1FT7 | 14146.4
1FT7132-5SC71-7BH1 | SYNCHRONOUS MOTOR 1FT7 | 13607.9
1FT7134-5AB71-1BA0 | SYNCHRONOUS MOTOR 1FT7 | 12217.99
1FT7134-5AB71-1BA1 | SYNCHRONOUS MOTOR 1FT7 | 12322.1
1FT7136-5SB71-4CG1 | SYNCHRONOUS MOTOR 1FT7 | 14944.81
1FT7136-5SC71-5BH0 | SYNCHRONOUS MOTOR 1FT7 | 15896.13
1FT7136-5SC71-5CB1 | SYNCHRONOUS MOTOR 1FT7 | 16828.57
1PH8083-1AF02-1LA2 | MAIN SPINDLE MOTOR 1PH808 | 4496.09
1PH8083-1FF00-1BA1 | MAIN SPINDLE MOTOR 1PH808 | 6388.68
1PH8083-1FF10-0GA1 | MAIN SPINDLE MOTOR 1PH808 | 6055.63
1PH8105-1DF00-0CA1 | COMPACT ASYNCHRONOUS MOTOR 1PH810 | 6178.46
1PH8133-1FF02-0BE1 | COMPACT ASYNCHRONOUS MOTOR 1PH813 | 7790.76
1PH8131-1FF10-1BB1 | COMPACT ASYNCHRONOUS MOTOR 1PH813 | 7366
1PH8107-1DF00-0CA1 | COMPACT ASYNCHRONOUS MOTOR 1PH810 | 6343.85
1PH8133-1HD10-2GA2 | COMPACT ASYNCHRONOUS MOTOR 1PH813 | 4923.82
1PH8138-1DF22-0BA1 | COMPACT ASYNCHRONOUS MOTOR 1PH813 | 9328.49
1PH8133-1HF00-2FA2 | COMPACT ASYNCHRONOUS MOTOR 1PH813 | 5410.28
1PH8133-1HF03-1BC2 | COMPACT ASYNCHRONOUS MOTOR 1PH813 | 5890.33
1PH8135-2DF13-0BC1 | COMPACT SYNCHRONOUS MOTOR 1PH813 | 14321.48
1PH8137-1DD03-1LG1 | COMPACT ASYNCHRONOUS MOTOR 1PH813 | 8531.25
1PH8165-1AD12-2BA2 | COMPACT ASYNCHRONOUS MOTOR 1PH816 | 8345.84
1PH8133-1SD00-1LA1 | COMPACT ASYNCHRONOUS MOTOR 1PH813 | 8657.93
1PH8133-3DG12-2AA1 | COMPACT ASYNCHRONOUS MOTOR 1PH813 | 6392.07
1PH8165-1FD12-2GB1 | COMPACT ASYNCHRONOUS MOTOR 1PH816 | 10722.56
1PH8163-1HF10-1FA2 | COMPACT ASYNCHRONOUS MOTOR 1PH816 | 7604.3
1PH8137-1SF02-2LA1 | COMPACT ASYNCHRONOUS MOTOR 1PH813 | 9747.51
1PH8224-1DC00-1FA1 | COMPACT ASYNCHRONOUS MOTOR | 20611.82
1PH8224-1DC15-0BA1 | COMPACT ASYNCHRONOUS MOTOR | 22220.24
3KD0432-2LG20-3 | SWITCH-DISCONNECTOR 690V 80A 3P | 84.28
3KD0433-2LG20-3 | SWITCH-DISCONNECTOR 690V 80A 3P | 84.28
3KD0542-2LG20-3 | SWITCH-DISCONNECTOR 690V 100A 4P | 129.25
3KD0543-2LG20-3 | SWITCH-DISCONNECTOR 690V 100A 4P | 129.25
1PH8226-1DF20-1AB1 | COMPACT ASYNCHRONOUS MOTOR | 30236.11
1PH8184-1DB00-2AA1 | COMPACT ASYNCHRONOUS MOTOR | 11553.9
1PH8184-1DB03-1BC1 | COMPACT ASYNCHRONOUS MOTOR | 13214.25
1FT7134-5AC71-1CB2 | SYNCHRONOUS MOTOR 1FT7 | 15120.41
1FT7134-5AC71-1CG0 | SYNCHRONOUS MOTOR 1FT7 | 13046.32
1FT7105-5AB71-1BG5 | SYNCHRONOUS MOTOR 1FT7 | 7885.98
1FT7136-5AB71-1BA0 | SYNCHRONOUS MOTOR 1FT7 | 13318.07
1FT7136-5AB71-1BG0 | SYNCHRONOUS MOTOR 1FT7 | 13318.07
1FT7132-5AC71-1BB0 | SYNCHRONOUS MOTOR 1FT7 | 12708.28
1FT7132-5AF74-4NH0 | SYNCHRONOUS MOTOR 1FT7 | 12339.6
1FT7132-5SC71-1BL3 | SYNCHRONOUS MOTOR 1FT7 | 13940.39
1FT7136-5AC71-1CG1 | SYNCHRONOUS MOTOR 1FT7 | 14250.51
1FT7132-5SF74-3NG0 | SYNCHRONOUS MOTOR 1FT7 | 11251.35
1FT7134-5AB71-1BB0 | SYNCHRONOUS MOTOR 1FT7 | 14101.75
1FT7136-5AC71-4CH0 | SYNCHRONOUS MOTOR 1FT7 | 16030.17
1FT7136-5AC71-4CH2 | SYNCHRONOUS MOTOR 1FT7 | 16220.5
1PH3103-1DF02-2KA0 | SIMOTICS M 1PH3 motor; 3AC 380V | 5804.79
1PH3105-1AG02-0KA0 | SIMOTICS M 1PH3 motor; 3AC 380V | 4888.57
1PH3105-1DG02-0KA0 | SIMOTICS M 1PH3 motor; 3AC 380V | 5875.24
1PH3107-1AG02-2KA0 | SIMOTICS M 1PH3 motor; 3AC 380V | 4741.53
1PH3107-1DG00-2KA0 | SIMOTICS M 1PH3 motor; 3AC 380V | 5977.73
1PH3135-1DD02-2KA0 | SIMOTICS M 1PH3 motor; 3AC 380V | 6362.17
1PH8083-1SW02-0NA1 | MAIN SPINDLE MOTOR 1PH808 | 9955.54
1PH8087-1DF00-1BC1 | MAIN SPINDLE MOTOR 1PH808 | 5519.16
1PH8105-1DF02-2BE1 | COMPACT ASYNCHRONOUS MOTOR 1PH810 | 6178.55
1FT7102-5AF71-1FH3 | SYNCHRONOUS MOTOR 1FT7 | 8054.15
1FT7105-5AF70-1BB1 | SYNCHRONOUS MOTOR 1FT7 | 8727.45
1FT7105-5AF70-1BH2 | SYNCHRONOUS MOTOR 1FT7 | 8813.65
1FT7105-5AF70-1CG1 | SYNCHRONOUS MOTOR 1FT7 | 8459.32
1FT7108-5AB71-1BA1 | SYNCHRONOUS MOTOR 1FT7 | 9809.54
1FT7108-5SF70-3BG0 | SYNCHRONOUS MOTOR 1FT7 | 10399.72
1FT7108-5SF70-3CG0 | SYNCHRONOUS MOTOR 1FT7 | 11228.07
1FT7105-5AF70-1FA1 | SYNCHRONOUS MOTOR 1FT7 | 8546.11
1FT7105-5AF70-1FG2 | SYNCHRONOUS MOTOR 1FT7 | 8632.3
1FT7108-5SF71-1CB1 | SYNCHRONOUS MOTOR 1FT7 | 12428.64
1FT7108-5SF71-3BG0 | SYNCHRONOUS MOTOR 1FT7 | 10399.72
1FT7105-5AF71-1BH2 | SYNCHRONOUS MOTOR 1FT7 | 8813.65
1FT7105-5AF71-1CA3 | SYNCHRONOUS MOTOR 1FT7 | 8522.79
1FT7108-5AB71-1FH2 | SYNCHRONOUS MOTOR 1FT7 | 11907.34
1FT7108-5AB71-1CH2 | SYNCHRONOUS MOTOR 1FT7 | 11820.55
1FT7105-5AF71-1DB0 | SYNCHRONOUS MOTOR 1FT7 | 8710.1
1FT7105-5AF71-1DH2 | SYNCHRONOUS MOTOR 1FT7 | 8900.44
1FT7102-5WB71-1BG2 | SYNCHRONOUS MOTOR 1FT7 | 6759.57
1FT7102-5WC70-1CB1 | SYNCHRONOUS MOTOR 1FT7 | 8598.16
1FT7105-5AF71-1FB2 | SYNCHRONOUS MOTOR 1FT7 | 9728.78
1FT7105-5AF71-1FG3 | SYNCHRONOUS MOTOR 1FT7 | 8609.57
1FT7102-5WC74-1NH1 | SYNCHRONOUS MOTOR 1FT7 | 7401.18
1FT7108-5WF70-4BG3 | SYNCHRONOUS MOTOR 1FT7 | 10567.32
1FT7108-5WF71-1BG1 | SYNCHRONOUS MOTOR 1FT7 | 10503.85
1FT7105-5SC71-1BG0 | SYNCHRONOUS MOTOR 1FT7 | 8221.15
1FT7105-1AC74-1NG1 | SYNCHRONOUS MOTOR 1FT7, 7,96 KW | 5386.62
1FT7105-5AB70-1BA1 | SYNCHRONOUS MOTOR 1FT7 | 7630.96
1FT7108-5AC71-1FA2 | SYNCHRONOUS MOTOR 1FT7 | 10810.87
1FT7105-5SC71-1CB1 | SYNCHRONOUS MOTOR 1FT7 | 10250.07
1FT7108-5WF71-3BH1 | SYNCHRONOUS MOTOR 1FT7 | 11600.32
1FT7108-5WF71-4CH2 | SYNCHRONOUS MOTOR 1FT7 | 12514.86
1FT7105-5AB70-1BG1 | SYNCHRONOUS MOTOR 1FT7 | 7630.96
1FT7105-5AB70-1BH4 | SYNCHRONOUS MOTOR 1FT7 | 8896.24
1FT7105-5SF70-1BE0 | SYNCHRONOUS MOTOR 1FT7 | 9489.99
1FT7105-5AB70-1DB1 | SYNCHRONOUS MOTOR 1FT7 | 8814.22
1FT7105-5AB70-1DG2 | SYNCHRONOUS MOTOR 1FT7 | 7803.95
1FT7108-5AC71-1CH1 | SYNCHRONOUS MOTOR 1FT7 | 11734.35
1FT7105-5AB70-1DG4 | SYNCHRONOUS MOTOR 1FT7 | 7886.57
1FT7105-5SF70-3CB1 | SYNCHRONOUS MOTOR 1FT7 | 10250.07
1FT7105-5AB70-1FH0 | SYNCHRONOUS MOTOR 1FT7 | 9538.45
1FT7105-5SF70-4BG0 | SYNCHRONOUS MOTOR 1FT7 | 8221.15
1FT7117-7AF71-4LB0 | SYNCHRONMOTOR 1FT7 M0 = 81 NM | 17959.55
1PH8137-1DD00-1LA1 | COMPACT ASYNCHRONOUS MOTOR 1PH813 | 7897.76
1PH8137-1DG02-2FA1 | COMPACT ASYNCHRONOUS MOTOR 1PH813 | 7690.8
1PH8137-1HD00-0CA2 | COMPACT ASYNCHRONOUS MOTOR 1PH813 | 6295.69
1PH8163-1DF03-1BC1 | COMPACT ASYNCHRONOUS MOTOR 1PH816 | 9345.39
1PH8133-1UG03-1LA1 | COMPACT ASYNCHRONOUS MOTOR 1PH813 | 7961.76
1PH8133-2FG20-1GH1 | COMPACT SYNCHRONOUS MOTOR 1PH813 | 13264.56
1PH8165-1DF10-2GB1 | COMPACT ASYNCHRONOUS MOTOR 1PH816 | 8898.09
1PH8165-1HF00-1BA2 | COMPACT ASYNCHRONOUS MOTOR 1PH816 | 8040.2
1PH8165-1HF00-2GA2 | COMPACT ASYNCHRONOUS MOTOR 1PH816 | 7707.17
1PH8163-1JF00-1BA2 | COMPACT ASYNCHRONOUS MOTOR 1PH816 | 7875.75
1PH8137-1UG03-2LA1 | COMPACT ASYNCHRONOUS MOTOR 1PH813 | 8772.6
1PH8224-1DB00-1BA1 | COMPACT ASYNCHRONOUS MOTOR | 20287.55
1PH8166-1FF22-1BA1 | COMPACT ASYNCHRONOUS MOTOR 1PH816 | 14852.53
1PH8224-1DD00-1LA1 | COMPACT ASYNCHRONOUS MOTOR | 28005.51
3KD0132-2KG20-3 | SWITCH-DISCONNECTOR 690V 16A 3P | 54.89
1PH8226-1AF20-2BA2 | COMPACT ASYNCHRONOUS MOTOR | 28688.71
3KD0133-2KG20-3 | SWITCH-DISCONNECTOR 690V 16A 3P | 54.89
3KD0333-2KG20-3 | SWITCH-DISCONNECTOR 415V 63A 3P | 64.96
3KD0342-2LG20-3 | SWITCH-DISCONNECTOR 690V 63A 4P | 77.4
3KD0632-2LG20-3 | SWITCH-DISCONNECTOR 690V 125A 3P | 122.99
1PH8226-1DF00-1AA1 | COMPACT ASYNCHRONOUS MOTOR | 24742.69
1PH8184-1AF33-2AB2 | COMPACT ASYNCHRONOUS MOTOR | 12596.06
1PH8226-1DF43-2AB1 | COMPACT ASYNCHRONOUS MOTOR | 32013.36
3KD2830-2ME10-0 | SWITCH-DISCONNECTOR 690V 80A 3P FS1 | 72.44
1PH8184-1DD03-1BA1 | COMPACT ASYNCHRONOUS MOTOR | 13214.25
3KD2844-2ME40-0 | SWITCH-DISCONNECTOR 690V 80A 4P FS1 | 82.43
3KD3030-2ME20-0 | SWITCH-DISCONNECTOR 690V 100A 3P FS1 | 102.43
1PH8228-1AF10-0AC2 | COMPACT ASYNCHRONOUS MOTOR | 29087.9
1PH8184-1DL00-0LA1 | COMPACT ASYNCHRONOUS MOTOR | 18973.54
1PH8184-1DL43-2AA1 | COMPACT ASYNCHRONOUS MOTOR | 14402.9
3KD3044-2ME10-0 | SWITCH-DISCONNECTOR 690V 100A 4P FS1 | 115.51
1PH8184-1HF00-2EA2 | COMPACT ASYNCHRONOUS MOTOR | 10853.53
1PH8228-1DD20-1AC1 | COMPACT ASYNCHRONOUS MOTOR | 38797.2
1PH8184-2DC00-1BA1 | COMPACT SYNCHRONOUS MOTOR | 19081.53
1PH8186-1DB03-2BC1 | COMPACT ASYNCHRONOUS MOTOR | 17536.9
3KD3844-0NE40-0 | SWITCH-DISCONNECTOR 690V 250A 4P FS2 | 260.99
1PH8186-1DD00-0AC1 | COMPACT ASYNCHRONOUS MOTOR | 15643.09
1PH8286-1AF40-1BU2 | COMPACT ASYNCHRONOUS MOTOR | 58373.89
1PH8186-1DD05-0BA1 | COMPACT ASYNCHRONOUS MOTOR | 17588.82
1PH8186-1DF00-2FA1 | COMPACT ASYNCHRONOUS MOTOR | 16421.35
3KD5034-0QE40-0 | SWITCH-DISCONNECTOR 690V 1000A 3P FS4 | 1242.54
1PH8186-1DF22-2BA1 | COMPACT ASYNCHRONOUS MOTOR | 22090.15
3KD9140-0 | AC-20/DC-20 Label | 12.9
3NJ6233-1AA00-0AA0 | PLUG-IN IN-LINE SWITCH DISCONNECTOR | 2482.34
3NJ6233-1AA00-1DL4 | PLUG-IN IN-LINE SWITCH DISCONNECTOR | 2743.49
1PH8107-1SG02-0LA1 | COMPACT ASYNCHRONOUS MOTOR 1PH810 | 8514.26
1PH8131-1AF02-2BD2 | COMPACT ASYNCHRONOUS MOTOR 1PH813 | 5161.22
1PH8103-1DD03-2GA1 | COMPACT ASYNCHRONOUS MOTOR 1PH810 | 5901.62
1PH8103-1DG02-0MA1 | COMPACT ASYNCHRONOUS MOTOR 1PH810 | 7179.44
1PH8131-1DF22-0LG1 | COMPACT ASYNCHRONOUS MOTOR 1PH813 | 8117.8
1PH8107-1DD10-1BA1 | COMPACT ASYNCHRONOUS MOTOR 1PH810 | 6115.87
1PH8107-1DG03-0GG1 | COMPACT ASYNCHRONOUS MOTOR 1PH810 | 6289.64
1PH8135-1US02-2LA1 | COMPACT ASYNCHRONOUS MOTOR 1PH813 | 8095.38
1PH8131-2DF13-2BA1 | COMPACT SYNCHRONOUS MOTOR 1PH813 | 13182.08
1PH8137-1DG02-0BB1 | COMPACT ASYNCHRONOUS MOTOR 1PH813 | 7537.34
1PH8137-1FF00-1DE1 | COMPACT ASYNCHRONOUS MOTOR 1PH813 | 8632.94
1PH8163-1DD03-2BB1 | COMPACT ASYNCHRONOUS MOTOR 1PH816 | 9345.39
1PH8133-1JF23-1BA2 | COMPACT ASYNCHRONOUS MOTOR 1PH813 | 7314.06
1PH8184-1DC05-1AA1 | COMPACT ASYNCHRONOUS MOTOR | 13214.25
1PH8184-1DD23-1BA1 | COMPACT ASYNCHRONOUS MOTOR | 17757.71
1PH8184-1DD42-2EA1 | COMPACT ASYNCHRONOUS MOTOR | 14727.23
1PH8184-1DF00-0BA1 | COMPACT ASYNCHRONOUS MOTOR | 11605.84
1PH8228-1AF10-1BA2 | COMPACT ASYNCHRONOUS MOTOR | 29671.63
1PH8184-1DF10-1BA1 | COMPACT ASYNCHRONOUS MOTOR | 11839.3
1PH8228-1AL20-0BA2 | COMPACT ASYNCHRONOUS MOTOR | 36925.46
1PH8184-1FF00-1BA1 | COMPACT ASYNCHRONOUS MOTOR | 13097.55
1PH8228-1DF15-1ED1 | COMPACT ASYNCHRONOUS MOTOR | 33891.09
1PH8228-1DF20-1AB1 | COMPACT ASYNCHRONOUS MOTOR | 38797.2
1PH8284-1AF10-1EU2 | COMPACT ASYNCHRONOUS MOTOR | 38258.32
1PH8186-1DD02-1CB1 | COMPACT ASYNCHRONOUS MOTOR | 18081.67
3KD4440-0PE20-0 | SWITCH-DISCONNECTOR 690V 500A 4P FS3 | 535.71
1PH8186-1DF03-0BA1 | COMPACT ASYNCHRONOUS MOTOR | 17303.44
1PH8186-1DF03-1BA1 | COMPACT ASYNCHRONOUS MOTOR | 17536.9
1PH8288-1AF10-1BU2 | COMPACT ASYNCHRONOUS MOTOR | 53670.37
1PH8186-1DL03-1CA1 | COMPACT ASYNCHRONOUS MOTOR | 18081.67
3KD5640-0RE10-0 | SWITCH-DISCONNECTOR 690V 2000A 4P FS5 | 4039.77
3KD5640-0RE20-0 | SWITCH-DISCONNECTOR 690V 2000A 4P FS5 | 4039.77
3KD5644-0RE40-0 | SWITCH-DISCONNECTOR 690V 2000A 4P FS5 | 3946.13
3LD2284-2GP21 | 3LD switch disconnector | 89.28
3LD2786-2GP21 | 3LD switch disconnector | 254.74
3NJ6313-4AA00-0AA0 | plug-in sw. disconn. NH1 3p mot. | 3788.08
3NJ6323-3AA00-0AA0 | plug-in sw. disconn. NH2 3p man. | 1404.75
3LD2886-2GP21 | 3LD switch disconnector | 363.39
1PH8133-1DD10-1GA1 | COMPACT ASYNCHRONOUS MOTOR 1PH813 | 6114.74
1PH8133-1DD10-2BG1 | COMPACT ASYNCHRONOUS MOTOR 1PH813 | 6447.79
1PH8133-1DG00-0BB1 | COMPACT ASYNCHRONOUS MOTOR 1PH813 | 6447.79
1PH8133-1DG00-0BF1 | COMPACT ASYNCHRONOUS MOTOR 1PH813 | 6447.79
1PH8133-1FF10-1BA1 | COMPACT ASYNCHRONOUS MOTOR 1PH813 | 7512.07
1PH8133-1FF13-2BA1 | COMPACT ASYNCHRONOUS MOTOR 1PH813 | 8145.54
1PH8107-1DF12-1BE1 | COMPACT ASYNCHRONOUS MOTOR 1PH810 | 6343.94
1PH8131-1FF13-2CC1 | COMPACT ASYNCHRONOUS MOTOR 1PH813 | 8227.48
1PH8131-1JF13-2BA2 | COMPACT ASYNCHRONOUS MOTOR 1PH813 | 6225.74
1PH8131-1TS10-0MC2 | COMPACT ASYNCHRONOUS MOTOR 1PH813 | 6901.27
1PH8163-1AD03-0BA2 | COMPACT ASYNCHRONOUS MOTOR 1PH816 | 7471.86
1PH8137-1DG10-2BA1 | COMPACT ASYNCHRONOUS MOTOR 1PH813 | 7258.64
1PH8133-1MD00-2DB2 | COMPACT ASYNCHRONOUS MOTOR 1PH813 | 5946.95
1PH8165-1DD10-1BC1 | COMPACT ASYNCHRONOUS MOTOR 1PH816 | 9231.13
1PH8135-1FF00-1FA1 | COMPACT ASYNCHRONOUS MOTOR 1PH813 | 8153.92
1PH8135-1FF03-0BA1 | COMPACT ASYNCHRONOUS MOTOR 1PH813 | 8633.96
1PH8137-2DM00-1FA1 | COMPACT SYNCHRONOUS MOTOR 1PH813 | 15056.7
1PH8137-2FF00-1GD1 | COMPACT SYNCHRONOUS MOTOR 1PH813 | 15860.8
1PH8224-1AF10-1EA2 | COMPACT ASYNCHRONOUS MOTOR | 18519.58
1PH8165-1MF03-1BA2 | COMPACT ASYNCHRONOUS MOTOR 1PH816 | 9180.49
1PH8165-1MG10-2BA2 | COMPACT ASYNCHRONOUS MOTOR 1PH816 | 8420.3
1PH8224-1DF13-2BA1 | COMPACT ASYNCHRONOUS MOTOR | 21973.82
1PH8224-1DF20-1AB1 | COMPACT ASYNCHRONOUS MOTOR | 25566.45
1PH8224-2DD23-1BA1 | COMPACT SYNCHRONOUS MOTOR | 37074.76
3KD0540-2LG20-3 | SWITCH-DISCONNECTOR 690V 100A 4P | 102.43
1PH8226-1DF00-2AA1 | COMPACT ASYNCHRONOUS MOTOR | 24742.69
1PH8226-1DF43-2BA1 | COMPACT ASYNCHRONOUS MOTOR | 32272.8
1PH8184-1DB00-0AA1 | COMPACT ASYNCHRONOUS MOTOR | 11320.44
1PH8184-1DD03-2BB1 | COMPACT ASYNCHRONOUS MOTOR | 13214.25
1PH8184-1DD23-1LC1 | COMPACT ASYNCHRONOUS MOTOR | 25125.45
1PH8184-1DF00-1LA1 | COMPACT ASYNCHRONOUS MOTOR | 19207.02
1PH8184-1DF03-0FA1 | COMPACT ASYNCHRONOUS MOTOR | 13240.21
1PH8228-1DC03-1AB1 | COMPACT ASYNCHRONOUS MOTOR | 32905.33
1PH8228-1DD03-1CA1 | COMPACT ASYNCHRONOUS MOTOR | 33774.42
3KF1306-0MR11-8AA1 | Switch discennector with fuses 3KF | 177.95
3NJ6233-1AA00-2DH1 | PLUG-IN IN-LINE SWITCH DISCONNECTOR | 2932.9
1PH8107-1UD13-2LC1 | COMPACT ASYNCHRONOUS MOTOR 1PH810 | 7463.32
1PH8103-1DM13-1GG1 | COMPACT ASYNCHRONOUS MOTOR 1PH810 | 5901.62
1PH8103-1EG13-2GA2 | COMPACT ASYNCHRONOUS MOTOR 1PH810 | 6155
1PH8103-1FF02-0CA1 | COMPACT ASYNCHRONOUS MOTOR 1PH810 | 7248.17
1PH8133-1DG02-2BE1 | COMPACT ASYNCHRONOUS MOTOR 1PH813 | 6726.48
1PH8107-1DG13-2BC1 | COMPACT ASYNCHRONOUS MOTOR 1PH810 | 6622.69
1PH8107-1DS03-0BA1 | COMPACT ASYNCHRONOUS MOTOR 1PH810 | 6622.69
1PH8131-2FF02-1BB1 | COMPACT SYNCHRONOUS MOTOR 1PH813 | 13891.58
1PH8137-1DF02-0CA1 | COMPACT ASYNCHRONOUS MOTOR 1PH813 | 7765.35
1PH8137-1DF03-1CF1 | COMPACT ASYNCHRONOUS MOTOR 1PH813 | 8120.11
1PH8133-2DF00-0CA1 | COMPACT SYNCHRONOUS MOTOR 1PH813 | 13346.27
1PH8133-2DF03-0CA1 | COMPACT SYNCHRONOUS MOTOR 1PH813 | 13979.76
1PH8165-1AG00-0BA2 | COMPACT ASYNCHRONOUS MOTOR 1PH816 | 7357.6
1PH8165-1FF03-1BA1 | COMPACT ASYNCHRONOUS MOTOR 1PH816 | 11055.58
1PH8165-1FG00-0DA1 | COMPACT ASYNCHRONOUS MOTOR 1PH816 | 10402.75
1PH8165-1FG03-2BA1 | COMPACT ASYNCHRONOUS MOTOR 1PH816 | 11055.58
1PH8163-1HF10-2HC2 | COMPACT ASYNCHRONOUS MOTOR 1PH816 | 7289.32
1PH8137-1SF03-3LF1 | COMPACT ASYNCHRONOUS MOTOR 1PH813 | 11965.47
1PH8186-2DF02-1BC1 | COMPACT SYNCHRONOUS MOTOR | 25271.18
1PH8224-1DD03-1CA1 | COMPACT ASYNCHRONOUS MOTOR | 22583.48
1PH8224-1DD22-2AB1 | COMPACT ASYNCHRONOUS MOTOR | 27252.71
3KD0243-2KG20-3 | SWITCH-DISCONNECTOR 690V 32A 4P | 73.06
1PH8226-1DD03-1BA1 | COMPACT ASYNCHRONOUS MOTOR | 26805.13
1PH8226-1DD23-2LB1 | COMPACT ASYNCHRONOUS MOTOR | 40016.51
1PH8226-1DF00-0BB1 | COMPACT ASYNCHRONOUS MOTOR | 24911.27
1PH8184-1AF00-0EA2 | COMPACT ASYNCHRONOUS MOTOR | 9837.9
1PH8226-1FB20-0CC1 | COMPACT ASYNCHRONOUS MOTOR | 32155.85
3KD2832-2ME10-0 | SWITCH-DISCONNECTOR 690V 80A 3P FS1 | 101.78
3KD2840-2ME20-0 | SWITCH-DISCONNECTOR 690V 80A 4P FS1 | 92.43
1PH8228-1DB00-0AA1 | COMPACT ASYNCHRONOUS MOTOR | 30778.03
1PH8228-1DB02-1BA1 | COMPACT ASYNCHRONOUS MOTOR | 33164.77
1PH8228-1DB03-0BA1 | COMPACT ASYNCHRONOUS MOTOR | 32840.44
1PH8228-1DB03-2BA1 | COMPACT ASYNCHRONOUS MOTOR | 33164.77
1PH8184-1FC00-0LA1 | COMPACT ASYNCHRONOUS MOTOR | 20231.79
1PH8184-1FF00-1EA1 | COMPACT ASYNCHRONOUS MOTOR | 13136.46
1PH8186-1DC00-0AA1 | COMPACT ASYNCHRONOUS MOTOR | 15643.09
3KD3844-0NE10-0 | SWITCH-DISCONNECTOR 690V 250A 4P FS2 | 260.99
1PH8286-1DD10-2BU1 | COMPACT ASYNCHRONOUS MOTOR | 45651.63
1PH8286-1DF10-2BU1 | COMPACT ASYNCHRONOUS MOTOR | 45651.63
1PH8186-1DF30-2BD1 | COMPACT ASYNCHRONOUS MOTOR | 19393.8
3KD9014-3B | CABLE CON. COVER STANDA 4 PIECES | 25.57
3KD9025-2 | 4TH POLE SWITCHABLE BOX TERMINAL | 25.9
3KD9026-8 | N-/EARTH TERMINAL BOX TERMINAL | 16.19
3NJ6233-1AA00-0CK4 | PLUG-IN IN-LINE SWITCH DISCONNECTOR | 3046.25
3NJ6233-1AA00-0CL1 | PLUG-IN IN-LINE SWITCH DISCONNECTOR | 3046.25
3KF1303-0MR11-8AA1 | Switch discennector with fuses 3KF | 146.72
1PH8107-1SM00-0LC1 | COMPACT ASYNCHRONOUS MOTOR 1PH810 | 8286.2
1PH8103-1AG00-0BA2 | COMPACT ASYNCHRONOUS MOTOR 1PH810 | 4082.38
1PH8107-1AD02-1HE2 | COMPACT ASYNCHRONOUS MOTOR 1PH810 | 4593.49
1PH8133-1FG13-0GG1 | COMPACT ASYNCHRONOUS MOTOR 1PH813 | 7812.49
1PH8107-1DG03-1BB1 | COMPACT ASYNCHRONOUS MOTOR 1PH810 | 6622.69
1PH8107-1FD03-1QG1 | COMPACT ASYNCHRONOUS MOTOR 1PH810 | 8098.87
1PH8107-1FF12-1BB1 | COMPACT ASYNCHRONOUS MOTOR 1PH810 | 7408.22
1PH8133-1AD02-1LC2 | COMPACT ASYNCHRONOUS MOTOR 1PH813 | 5720.12
1PH8133-1AD03-1QB2 | COMPACT ASYNCHRONOUS MOTOR 1PH813 | 5938.93
1PH8137-1DF02-1BC1 | COMPACT ASYNCHRONOUS MOTOR 1PH813 | 7537.34
1PH8163-1FF03-2BB1 | COMPACT ASYNCHRONOUS MOTOR 1PH816 | 10409.67
1PH8165-1DD03-1HB1 | COMPACT ASYNCHRONOUS MOTOR 1PH816 | 9886.32
1PH8165-1FB00-0LA1 | COMPACT ASYNCHRONOUS MOTOR 1PH816 | 10836.59
1PH8137-1MF02-0LA2 | COMPACT ASYNCHRONOUS MOTOR 1PH813 | 7365.64
1PH8137-1UG02-2LA1 | COMPACT ASYNCHRONOUS MOTOR 1PH813 | 8417.83
1PH8224-1DB03-2BA1 | COMPACT ASYNCHRONOUS MOTOR | 21973.82
1PH8224-1DC03-2BC1 | COMPACT ASYNCHRONOUS MOTOR | 22090.54
1PH8165-2DF10-1BA1 | COMPACT SYNCHRONOUS MOTOR 1PH816 | 17621.8
1PH8166-1FF22-0QC1 | COMPACT ASYNCHRONOUS MOTOR 1PH816 | 15238.33
1PH8226-1DC05-1BA1 | COMPACT ASYNCHRONOUS MOTOR | 27375.85
3KD0232-2KG20-3 | SWITCH-DISCONNECTOR 690V 32A 3P | 61.5
3KD0333-2LG20-3 | SWITCH-DISCONNECTOR 690V 63A 3P | 74.29
3KD0442-2LG20-3 | SWITCH-DISCONNECTOR 690V 80A 4P | 101.16
1PH8167-2FL13-1BB1 | COMPACT SYNCHRONOUS MOTOR 1PH816 | 20670.91
3KD0633-2LG20-3 | SWITCH-DISCONNECTOR 690V 125A 3P | 122.99
1PH8184-1AF40-1BA2 | COMPACT ASYNCHRONOUS MOTOR | 11506.5
1PH8184-1DC00-0BA1 | COMPACT ASYNCHRONOUS MOTOR | 11605.84
1PH8184-1DF03-2LC1 | COMPACT ASYNCHRONOUS MOTOR | 20581.98
1PH8184-1DF23-2BD1 | COMPACT ASYNCHRONOUS MOTOR | 17757.71
1PH8228-1DC00-0AA1 | COMPACT ASYNCHRONOUS MOTOR | 30778.03
1PH8184-1EF15-1EA2 | COMPACT ASYNCHRONOUS MOTOR | 13966.66
1PH8228-1DD13-1BA1 | COMPACT ASYNCHRONOUS MOTOR | 33164.77
1PH8228-1DF00-2FB1 | COMPACT ASYNCHRONOUS MOTOR | 31919.48
1PH8184-1HC00-0BA2 | COMPACT ASYNCHRONOUS MOTOR | 10581.14
1PH8184-2DF10-2BA1 | COMPACT SYNCHRONOUS MOTOR | 19081.53
1PH8284-1DD10-2BU1 | COMPACT ASYNCHRONOUS MOTOR | 40311.65
3KD3840-0NE10-0 | SWITCH-DISCONNECTOR 690V 250A 4P FS2 | 267.23
1PH8186-1DD00-0EA1 | COMPACT ASYNCHRONOUS MOTOR | 15967.39
1PH8186-1DD10-0AA1 | COMPACT ASYNCHRONOUS MOTOR | 15643.09
1PH8186-1DF00-0BA1 | COMPACT ASYNCHRONOUS MOTOR | 15928.47
1PH8186-1DF00-0FA1 | COMPACT ASYNCHRONOUS MOTOR | 16187.9
1PH8288-1DB13-0BU1 | COMPACT ASYNCHRONOUS MOTOR | 57422.93
3KD5630-0RE10-0 | SWITCH-DISCONNECTOR 690V 2000A 3P FS5 | 3271.75
3KD5634-0RE40-0 | SWITCH-DISCONNECTOR 690V 2000A 3P FS5 | 3153.15
3KD9002-1 | EXTENSION SHAFT LENGTH 600MM 6X6MM | 13.74
3KD9011-0D | DIRECT OPERATING MECHAN. GREY 3KD FS01 | 17.13
1PH8288-1FF13-1BW1 | COMPACT ASYNCHRONOUS MOTOR | 59004.69
3LD2285-5VD21 | 3LD switch disconnector | 151.11
3NJ6233-1AA00-2DK1 | PLUG-IN IN-LINE SWITCH DISCONNECTOR | 2932.9
3NJ6233-1AA01-2DK1 | PLUG-IN IN-LINE SWITCH DISCONNECTOR | 3143.82
1PH8103-1DF02-2BD1 | COMPACT ASYNCHRONOUS MOTOR 1PH810 | 6114.3
1PH8103-1FG12-2BA1 | COMPACT ASYNCHRONOUS MOTOR 1PH810 | 7020.19
1PH8133-1DF00-1LA1 | COMPACT ASYNCHRONOUS MOTOR 1PH813 | 7086.9
1PH8133-1DG03-0BB1 | COMPACT ASYNCHRONOUS MOTOR 1PH813 | 7081.26
1PH8133-1DG10-1GA1 | COMPACT ASYNCHRONOUS MOTOR 1PH813 | 6114.74
1PH8133-1FF02-0GA1 | COMPACT ASYNCHRONOUS MOTOR 1PH813 | 7457.73
1PH8131-1DF03-2LA1 | COMPACT ASYNCHRONOUS MOTOR 1PH813 | 7574.32
1PH8131-1DF10-0BG1 | COMPACT ASYNCHRONOUS MOTOR 1PH813 | 6301.7
1PH8107-1DG00-0GC1 | COMPACT ASYNCHRONOUS MOTOR 1PH810 | 5782.84
1PH8131-2FL03-0BA1 | COMPACT SYNCHRONOUS MOTOR 1PH813 | 14246.36
1PH8137-1AF02-2LC2 | COMPACT ASYNCHRONOUS MOTOR 1PH813 | 6531.01
1PH8137-1DG03-1BB1 | COMPACT ASYNCHRONOUS MOTOR 1PH813 | 7892.12
1PH8165-1AF00-2BA2 | COMPACT ASYNCHRONOUS MOTOR 1PH816 | 7585.66
1PH8137-1HB00-1CA2 | COMPACT ASYNCHRONOUS MOTOR 1PH813 | 6295.69
1PH8163-1FD03-0CA1 | COMPACT ASYNCHRONOUS MOTOR 1PH816 | 10409.61
1PH8137-1HF03-2BA2 | COMPACT ASYNCHRONOUS MOTOR 1PH813 | 6701.21
1PH8163-1FF13-2BA1 | COMPACT ASYNCHRONOUS MOTOR 1PH816 | 10409.67
1PH8163-1HD10-1FA2 | COMPACT ASYNCHRONOUS MOTOR 1PH816 | 7604.3
1FT7117-7SC71-1LH0 | SYNCHRONMOTOR 1FT7 M0 = 105 NM | 18653.82
1FT7134-5AB74-1NH0 | SYNCHRONOUS MOTOR 1FT7 | 13733.09
1FT7105-5AB71-1BE1 | SYNCHRONOUS MOTOR 1FT7 | 8899.8
1FT7134-5SC71-4BB1 | SYNCHRONOUS MOTOR 1FT7 | 14900.14
1FT7134-5SF71-5CH1 | SYNCHRONOUS MOTOR 1FT7 | 15728.47
1FT7132-5AC71-1BG4 | SYNCHRONOUS MOTOR 1FT7 | 11097.42
1FT7132-5AC71-1BH0 | SYNCHRONOUS MOTOR 1FT7 | 12708.28
1FT7132-5AC74-1MG0 | SYNCHRONOUS MOTOR 1FT7 | 11272.13
1FT7132-5AF71-1BH0 | SYNCHRONOUS MOTOR 1FT7 | 12708.28
1FT7132-5AF71-1CH2 | SYNCHRONOUS MOTOR 1FT7 | 13726.93
1FT7132-5AF71-4BH2 | SYNCHRONOUS MOTOR 1FT7 | 12898.61
1FT7132-5AF71-6BB0 | SYNCHRONOUS MOTOR 1FT7 | 12708.28
1FT7132-5SC71-1CB0 | SYNCHRONOUS MOTOR 1FT7 | 14332.11
1FT7132-5SF71-1CA0 | SYNCHRONOUS MOTOR 1FT7 | 12448.35
1FT7132-5SF71-4BA1 | SYNCHRONOUS MOTOR 1FT7 | 11724.14
1FT7134-5AB71-1BG1 | SYNCHRONOUS MOTOR 1FT7 | 12322.1
1FT7136-5AC74-1NG0 | SYNCHRONOUS MOTOR 1FT7 | 12949.42
1FT7136-5SC71-7BB1 | SYNCHRONOUS MOTOR 1FT7 | 16000.24
1PH3101-1AF02-2KA0 | SIMOTICS M 1PH3 motor; 3AC 380V | 4297.22
1PH3103-1DF02-0KA0 | SIMOTICS M 1PH3 motor; 3AC 380V | 5804.79
1PH3107-1DG02-0KA0 | SIMOTICS M 1PH3 motor; 3AC 380V | 5977.73
1PH8083-1AF00-0BA2 | MAIN SPINDLE MOTOR 1PH808 | 3678.93
1PH8083-1SG00-0LA1 | MAIN SPINDLE MOTOR 1PH808 | 7535.26
1PH8101-1AF03-2BA2 | COMPACT ASYNCHRONOUS MOTOR 1PH810 | 4463.97
1PH8103-1DF12-2LE1 | COMPACT ASYNCHRONOUS MOTOR 1PH810 | 6555.17
1PH8103-1DG13-1BC1 | COMPACT ASYNCHRONOUS MOTOR 1PH810 | 6234.65
1PH8103-1FG12-1BC1 | COMPACT ASYNCHRONOUS MOTOR 1PH810 | 7020.19
1PH8133-1AF13-1GA2 | COMPACT ASYNCHRONOUS MOTOR 1PH813 | 5102.76
1PH8133-1DD03-1BC1 | COMPACT ASYNCHRONOUS MOTOR 1PH813 | 7081.26
1PH8107-1DB00-0CA1 | COMPACT ASYNCHRONOUS MOTOR 1PH810 | 6343.85
1PH8107-1DF02-0HE1 | COMPACT ASYNCHRONOUS MOTOR 1PH810 | 6238.96
1PH8135-2DG00-2BG1 | COMPACT SYNCHRONOUS MOTOR 1PH813 | 13688.01
1PH8137-1AD03-0BA2 | COMPACT ASYNCHRONOUS MOTOR 1PH813 | 6246.66
1PH8163-1AD03-2GA2 | COMPACT ASYNCHRONOUS MOTOR 1PH816 | 7366.89
1PH8137-1AF03-2LC2 | COMPACT ASYNCHRONOUS MOTOR 1PH813 | 6885.78
1PH8163-1AF03-1LC2 | COMPACT ASYNCHRONOUS MOTOR 1PH816 | 8469.17
1PH8163-1AF10-1GA2 | COMPACT ASYNCHRONOUS MOTOR 1PH816 | 6606.71
1PH8137-1DD03-0DA1 | COMPACT ASYNCHRONOUS MOTOR 1PH813 | 8202.14
1PH8163-1DD12-2FA1 | COMPACT ASYNCHRONOUS MOTOR 1PH816 | 9555.42
1PH8137-1FS02-0LA1 | COMPACT ASYNCHRONOUS MOTOR 1PH813 | 9240.76
1PH8163-1DF02-1HC1 | COMPACT ASYNCHRONOUS MOTOR 1PH816 | 9240.42
1PH8163-1DG23-0MB1 | COMPACT ASYNCHRONOUS MOTOR 1PH816 | 12466.91
1PH8133-1SF03-0LA1 | COMPACT ASYNCHRONOUS MOTOR 1PH813 | 9291.44
1PH8133-2FL03-0GG1 | COMPACT SYNCHRONOUS MOTOR 1PH813 | 14483.01
1PH8165-1DF12-2GA1 | COMPACT ASYNCHRONOUS MOTOR 1PH816 | 9658.28
1PH8165-1FD12-2GA1 | COMPACT ASYNCHRONOUS MOTOR 1PH816 | 10722.56
1PH8135-1DF12-2BC1 | COMPACT ASYNCHRONOUS MOTOR 1PH813 | 7214.9
1PH8135-1HF00-1GB2 | COMPACT ASYNCHRONOUS MOTOR 1PH813 | 5412.23
1PH8137-1SD02-2LA1 | COMPACT ASYNCHRONOUS MOTOR 1PH813 | 9747.51
1PH8137-1UF00-1LC1 | COMPACT ASYNCHRONOUS MOTOR 1PH813 | 8139.12
1PH8165-1JF00-2QA2 | COMPACT ASYNCHRONOUS MOTOR 1PH816 | 9135.53
1PH8224-1AF10-0AC2 | COMPACT ASYNCHRONOUS MOTOR | 17896.95
3KD0142-2KG20-3 | SWITCH-DISCONNECTOR 690V 16A 4P | 65.56
3KD0332-2KG20-3 | SWITCH-DISCONNECTOR 415V 63A 3P | 64.96
3KD0340-2LG20-3 | SWITCH-DISCONNECTOR 690V 63A 4P | 64.96
3KD0643-2LG20-3 | SWITCH-DISCONNECTOR 690V 125A 4P | 150.48
1PH8184-1AF03-2AB2 | COMPACT ASYNCHRONOUS MOTOR | 11122.01
1PH8226-1DF10-1BA1 | COMPACT ASYNCHRONOUS MOTOR | 25118.85
1PH8184-1DD02-1FC1 | COMPACT ASYNCHRONOUS MOTOR | 13473.67
1PH8184-1DL03-2CB1 | COMPACT ASYNCHRONOUS MOTOR | 13759.02
1PH8284-1DD10-2BV1 | COMPACT ASYNCHRONOUS MOTOR | 40453.61
1PH8186-1DB00-0BA1 | COMPACT ASYNCHRONOUS MOTOR | 15928.47
3KD3830-0NE20-0 | SWITCH-DISCONNECTOR 690V 250A 3P FS2 | 214.16
1PH8186-1DD02-0DC1 | COMPACT ASYNCHRONOUS MOTOR | 18107.68
1PH8288-1AF40-1BU2 | COMPACT ASYNCHRONOUS MOTOR | 73253.29
1PH8288-1DB10-0AU1 | COMPACT ASYNCHRONOUS MOTOR | 54984.28
3KD5642-0RE10-0 | SWITCH-DISCONNECTOR 690V 2000A 4P FS5 | 4139.67
3KD9001-5 | DOOR-COUP. ROT. OPERAT. MECH. GRAY | 19.16
3KD9001-6 | DOOR-COUP. ROT. OPERAT. MECH. YEL/RED | 19.16
3KD9002-0 | EXTENSION SHAFT LENGTH 300MM 6X6MM | 7
3NJ6233-4AA00-0AA0 | PLUG-IN SWITCH DISCONN. NH3 3P MOT H | 6743.93
1PH8107-1SS03-2LA1 | COMPACT ASYNCHRONOUS MOTOR 1PH810 | 8793.02
1PH8103-1DM13-1LA1 | COMPACT ASYNCHRONOUS MOTOR 1PH810 | 6833.93
1PH8133-1DD03-1LC1 | COMPACT ASYNCHRONOUS MOTOR 1PH813 | 7720.39
1PH8133-1FF13-0BB1 | COMPACT ASYNCHRONOUS MOTOR 1PH813 | 8145.54
1PH8107-1DF00-0CC1 | COMPACT ASYNCHRONOUS MOTOR 1PH810 | 6343.85
1PH8107-1DF03-0BG1 | COMPACT ASYNCHRONOUS MOTOR 1PH810 | 6622.69
1PH8137-1AF13-1GA2 | COMPACT ASYNCHRONOUS MOTOR 1PH813 | 5913.63
1PH8137-1DD00-1GC1 | COMPACT ASYNCHRONOUS MOTOR 1PH813 | 6925.6
1PH8137-1DD02-0LC1 | COMPACT ASYNCHRONOUS MOTOR 1PH813 | 8176.45
1PH8165-1AF10-1GA2 | COMPACT ASYNCHRONOUS MOTOR 1PH816 | 7252.63
1PH8163-1FF02-1FA1 | COMPACT ASYNCHRONOUS MOTOR 1PH816 | 10619.7
1PH8133-1MF13-2HA2 | COMPACT ASYNCHRONOUS MOTOR 1PH813 | 6165.47
1PH8163-1HF00-2FA2 | COMPACT ASYNCHRONOUS MOTOR 1PH816 | 7604.3
1PH8135-1DB02-0CE1 | COMPACT ASYNCHRONOUS MOTOR 1PH813 | 7442.9
1PH8135-1DF00-2BA1 | COMPACT ASYNCHRONOUS MOTOR 1PH813 | 6936.2
1PH8137-2DF00-2BA1 | COMPACT SYNCHRONOUS MOTOR 1PH813 | 14903.28
1PH8137-2DF10-2BA1 | COMPACT SYNCHRONOUS MOTOR 1PH813 | 14903.28
1PH8224-1AF40-1BA2 | COMPACT ASYNCHRONOUS MOTOR | 23744.92
1PH8224-1DC00-0BA1 | COMPACT ASYNCHRONOUS MOTOR | 19963.24
1PH8224-1DF10-1BA1 | COMPACT ASYNCHRONOUS MOTOR | 20287.55
1PH8224-1DF15-0FC1 | COMPACT ASYNCHRONOUS MOTOR | 22661.23
3KD0230-2KG20-3 | SWITCH-DISCONNECTOR 690V 32A 3P | 48.44
3KD0242-2KG20-3 | SWITCH-DISCONNECTOR 690V 32A 4P | 73.06
3KD0532-2LG20-3 | SWITCH-DISCONNECTOR 690V 100A 3P | 108.02
1PH8184-1AD40-2FA2 | COMPACT ASYNCHRONOUS MOTOR | 11765.92
1PH8184-1AF10-1BA2 | COMPACT ASYNCHRONOUS MOTOR | 10032.44
1PH8226-1DD33-0BA1 | COMPACT ASYNCHRONOUS MOTOR | 31948.47
1PH8226-1HF03-2AA2 | COMPACT ASYNCHRONOUS MOTOR | 25404.27
1PH8184-1DD03-0AA1 | COMPACT ASYNCHRONOUS MOTOR | 12695.39
1PH8184-1DF15-1EA1 | COMPACT ASYNCHRONOUS MOTOR | 13538.56
1PH8184-1DL10-2BA1 | COMPACT ASYNCHRONOUS MOTOR | 11839.3
1PH8184-1DL20-0BA1 | COMPACT ASYNCHRONOUS MOTOR | 16149.31
1PH8228-1DB00-1AA1 | COMPACT ASYNCHRONOUS MOTOR | 31102.35
1PH8184-1HD40-2FA2 | COMPACT ASYNCHRONOUS MOTOR | 12548.07
1PH8186-1AD01-0BA2 | COMPACT ASYNCHRONOUS MOTOR | 14770.21
1PH8186-1AF00-0BA2 | COMPACT ASYNCHRONOUS MOTOR | 14121.63
3KD4430-0PE10-0 | SWITCH-DISCONNECTOR 690V 500A 3P FS3 | 427.68
1PH8186-1DD00-0AA1 | COMPACT ASYNCHRONOUS MOTOR | 15643.09
3KD4442-0PE10-0 | SWITCH-DISCONNECTOR 690V 500A 4P FS3 | 571.95
1PH8133-1FD10-1BA1 | COMPACT ASYNCHRONOUS MOTOR 1PH813 | 7512.07
1PH8133-1FF02-2CB1 | COMPACT ASYNCHRONOUS MOTOR 1PH813 | 8018.77
1PH8135-2DG10-2BA1 | COMPACT SYNCHRONOUS MOTOR 1PH813 | 13688.01
1PH8137-1AD00-0BA2 | COMPACT ASYNCHRONOUS MOTOR 1PH813 | 5613.17
1PH8137-1DF00-0CA1 | COMPACT ASYNCHRONOUS MOTOR 1PH813 | 7486.61
1PH8137-1DF00-0MA1 | COMPACT ASYNCHRONOUS MOTOR 1PH813 | 8684.47
1PH8137-1DF10-1GA1 | COMPACT ASYNCHRONOUS MOTOR 1PH813 | 6925.6
1PH8165-1FD12-0GA1 | COMPACT ASYNCHRONOUS MOTOR 1PH816 | 10494.5
1PH8135-1AF02-2BD2 | COMPACT ASYNCHRONOUS MOTOR 1PH813 | 5795.71
1PH8135-1AF13-1GA2 | COMPACT ASYNCHRONOUS MOTOR 1PH813 | 5591.18
1PH8137-1JS13-2HA2 | COMPACT ASYNCHRONOUS MOTOR 1PH813 | 7077.68
1PH8137-1SG10-2LA1 | COMPACT ASYNCHRONOUS MOTOR 1PH813 | 9468.82
1PH8137-1SS03-1LA1 | COMPACT ASYNCHRONOUS MOTOR 1PH813 | 10102.3
1PH8165-1MD00-2DB2 | COMPACT ASYNCHRONOUS MOTOR 1PH816 | 8755.71
1PH8224-1DD00-0BA1 | COMPACT ASYNCHRONOUS MOTOR | 19963.24
1PH8224-1DF00-0BA1 | COMPACT ASYNCHRONOUS MOTOR | 19963.24
1PH8224-1FB10-0FB1 | COMPACT ASYNCHRONOUS MOTOR | 21662.47
3KD0330-2LG20-3 | SWITCH-DISCONNECTOR 690V 63A 3P | 55.36
1PH8226-1DD20-0EA1 | COMPACT ASYNCHRONOUS MOTOR | 30210.12
1PH8184-1AB12-2BA2 | COMPACT ASYNCHRONOUS MOTOR | 11407.41
1PH8226-1DF20-0EA1 | COMPACT ASYNCHRONOUS MOTOR | 30210.12
1PH8184-1DB00-0BA1 | COMPACT ASYNCHRONOUS MOTOR | 11605.84
1PH8184-1DD00-2AA1 | COMPACT ASYNCHRONOUS MOTOR | 11553.9
1PH8184-1DD10-1BA1 | COMPACT ASYNCHRONOUS MOTOR | 11839.3
3KD3030-2ME10-0 | SWITCH-DISCONNECTOR 690V 100A 3P FS1 | 102.43
1PH8228-1DC13-1LA1 | COMPACT ASYNCHRONOUS MOTOR | 40882.71
1PH8228-1DD00-2FD1 | COMPACT ASYNCHRONOUS MOTOR | 31919.48
1PH8228-2DF03-0BA1 | COMPACT SYNCHRONOUS MOTOR | 40274.26
1PH8184-3DL10-2AA1 | COMPACT ASYNCHRONOUS MOTOR | 11320.44
1PH8186-1AF10-1BA2 | COMPACT ASYNCHRONOUS MOTOR | 14355.09
3KD3832-0NE10-0 | SWITCH-DISCONNECTOR 690V 250A 3P FS2 | 246.63
3KD4432-0PE10-0 | SWITCH-DISCONNECTOR 690V 500A 3P FS3 | 465.78
3KD4440-0PE10-0 | SWITCH-DISCONNECTOR 690V 500A 4P FS3 | 535.71
1PH8186-1DD03-0LC1 | COMPACT ASYNCHRONOUS MOTOR | 24671.14
1PH8133-1DF10-1LE1 | COMPACT ASYNCHRONOUS MOTOR 1PH813 | 7086.9
1PH8131-1FF03-0BA1 | COMPACT ASYNCHRONOUS MOTOR 1PH813 | 7999.49
1PH8131-1FF10-2BA1 | COMPACT ASYNCHRONOUS MOTOR 1PH813 | 7366
1PH8107-1DF02-1HA1 | COMPACT ASYNCHRONOUS MOTOR 1PH810 | 6238.96
1PH8135-1US00-1LA1 | COMPACT ASYNCHRONOUS MOTOR 1PH813 | 7816.68
1PH8135-2FG02-2BE1 | COMPACT SYNCHRONOUS MOTOR 1PH813 | 15030.98
1PH8131-1SS03-0LA1 | COMPACT ASYNCHRONOUS MOTOR 1PH813 | 9145.39
1PH8131-1UF00-1LA1 | COMPACT ASYNCHRONOUS MOTOR 1PH813 | 7182.18
1PH8137-1DD03-1LA1 | COMPACT ASYNCHRONOUS MOTOR 1PH813 | 8531.25
1PH8137-1DG02-2BA1 | COMPACT ASYNCHRONOUS MOTOR 1PH813 | 7537.34
1PH8137-1FF02-0LA1 | COMPACT ASYNCHRONOUS MOTOR 1PH813 | 9240.76
1PH8163-1DB00-1CA1 | COMPACT ASYNCHRONOUS MOTOR 1PH816 | 8813.21
1PH8137-1HD00-1BA2 | COMPACT ASYNCHRONOUS MOTOR 1PH813 | 6067.71
1PH8137-1HD03-1BA2 | COMPACT ASYNCHRONOUS MOTOR 1PH813 | 6701.21
1PH8163-1DF10-1GA1 | COMPACT ASYNCHRONOUS MOTOR 1PH816 | 8252.18
1PH8163-1FF13-2BB1 | COMPACT ASYNCHRONOUS MOTOR 1PH816 | 10409.67
1PH8165-1DD00-1LA1 | COMPACT ASYNCHRONOUS MOTOR 1PH816 | 10000.37
1PH8165-1FF00-0BC1 | COMPACT ASYNCHRONOUS MOTOR 1PH816 | 10067.35
1PH8135-1DF00-2BB1 | COMPACT ASYNCHRONOUS MOTOR 1PH813 | 6936.2
1PH8135-1FS00-2LB1 | COMPACT ASYNCHRONOUS MOTOR 1PH813 | 8639.59
1PH8137-1UD02-1LC1 | COMPACT ASYNCHRONOUS MOTOR 1PH813 | 8417.83
1PH8137-1US00-2LA1 | COMPACT ASYNCHRONOUS MOTOR 1PH813 | 8139.12
1PH8224-1DB13-2DB1 | COMPACT ASYNCHRONOUS MOTOR | 23011.49
1PH8165-1JF13-2GA2 | COMPACT ASYNCHRONOUS MOTOR 1PH816 | 8948.8
1PH8165-2DL00-1BA1 | COMPACT SYNCHRONOUS MOTOR 1PH816 | 17621.8
1PH8224-1DF00-2EA1 | COMPACT ASYNCHRONOUS MOTOR | 20326.43
1PH8224-2DD23-1BC1 | COMPACT SYNCHRONOUS MOTOR | 37191.46
1PH8226-1DB03-0CA1 | COMPACT ASYNCHRONOUS MOTOR | 27090.48
1PH8226-1DC00-0LA1 | COMPACT ASYNCHRONOUS MOTOR | 32512.51
3KD0440-2LG20-3 | SWITCH-DISCONNECTOR 690V 80A 4P | 73.06
3KD0640-2LG20-3 | SWITCH-DISCONNECTOR 690V 125A 4P | 122.99
1PH8137-1DG00-2FA1 | COMPACT ASYNCHRONOUS MOTOR 1PH813 | 7412.06
1PH8163-1DF00-0LA1 | COMPACT ASYNCHRONOUS MOTOR 1PH816 | 9126.41
1PH8163-1DF03-2CB1 | COMPACT ASYNCHRONOUS MOTOR 1PH816 | 9573.39
1PH8163-1DG23-1LA1 | COMPACT ASYNCHRONOUS MOTOR 1PH816 | 11770.12
1PH8163-1FD00-0BA1 | COMPACT ASYNCHRONOUS MOTOR 1PH816 | 9421.45
1PH8133-1SD02-3LA1 | COMPACT ASYNCHRONOUS MOTOR 1PH813 | 10799.83
1PH8165-1DF03-2HC1 | COMPACT ASYNCHRONOUS MOTOR 1PH816 | 9886.32
1PH8165-1DG00-1BB1 | COMPACT ASYNCHRONOUS MOTOR 1PH816 | 9231.13
1PH8135-1FF20-0BE1 | COMPACT ASYNCHRONOUS MOTOR 1PH813 | 9113.13
1PH8137-1SF23-3LF1 | COMPACT ASYNCHRONOUS MOTOR 1PH813 | 13376.53
1PH8224-1AF10-1BA2 | COMPACT ASYNCHRONOUS MOTOR | 18480.7
1PH8224-1DD00-2BA1 | COMPACT ASYNCHRONOUS MOTOR | 20287.55
1PH8224-1FF00-1AA1 | COMPACT ASYNCHRONOUS MOTOR | 21169.64
1PH8226-1DB05-2BA1 | COMPACT ASYNCHRONOUS MOTOR | 27375.85
1PH8226-1DB23-1BA1 | COMPACT ASYNCHRONOUS MOTOR | 32181.81
1PH8226-1DC00-0BA1 | COMPACT ASYNCHRONOUS MOTOR | 24794.54
1PH8184-1DB03-1AA1 | COMPACT ASYNCHRONOUS MOTOR | 12928.88
1PH8184-1DB03-1BA1 | COMPACT ASYNCHRONOUS MOTOR | 13214.25
1PH8184-1DD00-0BC1 | COMPACT ASYNCHRONOUS MOTOR | 11605.84
1PH8184-1DD00-1BA1 | COMPACT ASYNCHRONOUS MOTOR | 11839.3
1PH8184-1DF00-2AA1 | COMPACT ASYNCHRONOUS MOTOR | 11553.9
1PH8184-1DF02-0DC1 | COMPACT ASYNCHRONOUS MOTOR | 13785.04
3KD3042-2ME10-0 | SWITCH-DISCONNECTOR 690V 100A 4P FS1 | 156.1
1PH8184-1FD22-0BA1 | COMPACT ASYNCHRONOUS MOTOR | 18782.5
1PH8184-1FD23-0BA1 | COMPACT ASYNCHRONOUS MOTOR | 18782.5
1PH8284-1DD40-0AU1 | COMPACT ASYNCHRONOUS MOTOR | 50659.33
1PH8186-1AF10-1EA2 | COMPACT ASYNCHRONOUS MOTOR | 14394
1PH8186-1DB10-0FA1 | COMPACT ASYNCHRONOUS MOTOR | 16187.9
1PH8133-1DB02-2GA1 | COMPACT ASYNCHRONOUS MOTOR 1PH813 | 6393.45
1PH8133-1DD00-0GB1 | COMPACT ASYNCHRONOUS MOTOR 1PH813 | 6114.74
1PH8133-1DD00-1LC1 | COMPACT ASYNCHRONOUS MOTOR 1PH813 | 7086.9
1PH8133-1DG02-0BB1 | COMPACT ASYNCHRONOUS MOTOR 1PH813 | 6726.48
1PH8133-1HD00-1BA2 | COMPACT ASYNCHRONOUS MOTOR 1PH813 | 5256.85
1PH8131-1FF00-0BA1 | COMPACT ASYNCHRONOUS MOTOR 1PH813 | 7366
1PH8107-1ES12-0GC2 | COMPACT ASYNCHRONOUS MOTOR 1PH810 | 6264.28
1PH8107-1FD12-0BA1 | COMPACT ASYNCHRONOUS MOTOR 1PH810 | 7408.22
1PH8103-1JF03-2GA2 | COMPACT ASYNCHRONOUS MOTOR 1PH810 | 5192.15
1PH8131-1US10-2LB1 | COMPACT ASYNCHRONOUS MOTOR 1PH813 | 7182.18
1PH8131-2FL00-0BA1 | COMPACT SYNCHRONOUS MOTOR 1PH813 | 13612.86
1PH8165-1DF10-1GA1 | COMPACT ASYNCHRONOUS MOTOR 1PH816 | 8898.09
1PH8135-1FF12-1BB1 | COMPACT ASYNCHRONOUS MOTOR 1PH813 | 8279.18
1PH8135-1HF13-2GA2 | COMPACT ASYNCHRONOUS MOTOR 1PH813 | 6045.72
1PH8135-1JF10-0BA2 | COMPACT ASYNCHRONOUS MOTOR 1PH813 | 6226.71
1PH8224-1DC05-2FA1 | COMPACT ASYNCHRONOUS MOTOR | 22868.84
1PH8224-1DC10-2BA1 | COMPACT ASYNCHRONOUS MOTOR | 20287.55
1PH8224-1DD10-0LA1 | COMPACT ASYNCHRONOUS MOTOR | 27681.2
1PH8224-1DD23-1BD1 | COMPACT ASYNCHRONOUS MOTOR | 27628.85
1PH8224-1DF00-0FD1 | COMPACT ASYNCHRONOUS MOTOR | 20404.26
1PH8226-1DC05-0BA1 | COMPACT ASYNCHRONOUS MOTOR | 27051.55
3KD0140-2KG20-3 | SWITCH-DISCONNECTOR 690V 16A 4P | 52.56
1PH8226-1DD03-2BA1 | COMPACT ASYNCHRONOUS MOTOR | 26805.13
1PH8226-1DD13-2AA1 | COMPACT ASYNCHRONOUS MOTOR | 26428.97
1PH8226-2DF00-1BA1 | COMPACT SYNCHRONOUS MOTOR | 32405.95
1PH8184-1DF10-2BA1 | COMPACT ASYNCHRONOUS MOTOR | 11839.3
1PH8228-1DF00-2EA1 | COMPACT ASYNCHRONOUS MOTOR | 31517.39
1PH8184-1FD30-2AA1 | COMPACT ASYNCHRONOUS MOTOR | 14286.2
1PH8228-1HF40-2BA2 | COMPACT ASYNCHRONOUS MOTOR | 37116.3
1PH8186-1AF40-2EA2 | COMPACT ASYNCHRONOUS MOTOR | 17625.86
1PH8186-1DB03-0LA1 | COMPACT ASYNCHRONOUS MOTOR | 24671.14
1PH8165-1AF00-2FA2 | COMPACT ASYNCHRONOUS MOTOR 1PH816 | 7795.65
1PH8137-1HF10-2GA2 | COMPACT ASYNCHRONOUS MOTOR 1PH813 | 5734.68
1PH8133-1SG12-2LA1 | COMPACT ASYNCHRONOUS MOTOR 1PH813 | 8936.67
1PH8133-1UD02-1LC1 | COMPACT ASYNCHRONOUS MOTOR 1PH813 | 7606.98
1PH8133-1UF00-1LA1 | COMPACT ASYNCHRONOUS MOTOR 1PH813 | 7328.27
1PH8163-1HD10-1FB2 | COMPACT ASYNCHRONOUS MOTOR 1PH816 | 7604.3
1PH8165-1FF03-0GA1 | COMPACT ASYNCHRONOUS MOTOR 1PH816 | 10494.5
1PH8165-1FG00-1BB1 | COMPACT ASYNCHRONOUS MOTOR 1PH816 | 10295.42
1PH8163-1JD03-2GC2 | COMPACT ASYNCHRONOUS MOTOR 1PH816 | 8302.89
1PH8137-2FF10-1BA1 | COMPACT SYNCHRONOUS MOTOR 1PH813 | 15967.57
1PH8137-2FL00-0BA1 | COMPACT SYNCHRONOUS MOTOR 1PH813 | 15967.57
1PH8186-2FC22-0AA1 | COMPACT SYNCHRONOUS MOTOR | 29888.3
1PH8186-3FD00-2AA1 | COMPACT ASYNCHRONOUS MOTOR | 16901.33
1PH8166-1DG23-1CC1 | COMPACT ASYNCHRONOUS MOTOR 1PH816 | 14016.22
1PH8166-1FF20-1BA1 | COMPACT ASYNCHRONOUS MOTOR 1PH816 | 14092.33
1PH8224-1DF10-2BA1 | COMPACT ASYNCHRONOUS MOTOR | 20287.55
1PH8226-1DB00-0BA1 | COMPACT ASYNCHRONOUS MOTOR | 24794.54
1PH8226-1DB00-1BA1 | COMPACT ASYNCHRONOUS MOTOR | 25118.85
1PH8226-1DB02-2BA1 | COMPACT ASYNCHRONOUS MOTOR | 26805.13
3KD0530-2LG20-3 | SWITCH-DISCONNECTOR 690V 100A 3P | 83.06
3KD0533-2LG20-3 | SWITCH-DISCONNECTOR 690V 100A 3P | 108.02
1PH8226-1DF22-1FD1 | COMPACT ASYNCHRONOUS MOTOR | 32622.83
1PH8184-1AD03-1LC2 | COMPACT ASYNCHRONOUS MOTOR | 18775.11
1PH8184-1DD03-0BA1 | COMPACT ASYNCHRONOUS MOTOR | 12980.79
1PH8184-1DD10-1AA1 | COMPACT ASYNCHRONOUS MOTOR | 11553.9
3KD3034-2ME10-0 | SWITCH-DISCONNECTOR 690V 100A 3P FS1 | 93.04
1PH8228-1AL20-1LA2 | COMPACT ASYNCHRONOUS MOTOR | 44967.74
1PH8184-1DF30-2DB1 | COMPACT ASYNCHRONOUS MOTOR | 14117.58
1PH8228-1DB10-2FA1 | COMPACT ASYNCHRONOUS MOTOR | 31802.77
1PH8228-1DC00-0CA1 | COMPACT ASYNCHRONOUS MOTOR | 31763.84
1PH8184-1MD13-2AB2 | COMPACT ASYNCHRONOUS MOTOR | 12098.72
1PH8228-1DF01-2EA1 | COMPACT ASYNCHRONOUS MOTOR | 32295.63
1PH8228-1FF10-1AA1 | COMPACT ASYNCHRONOUS MOTOR | 32360.57
1PH8284-1AF40-1BU2 | COMPACT ASYNCHRONOUS MOTOR | 49345.4
1PH8184-2DD23-1BC1 | COMPACT SYNCHRONOUS MOTOR | 23308.86
1PH8284-1DB20-0BA1 | COMPACT ASYNCHRONOUS MOTOR | 46618.93
1PH8186-1DD00-1BA1 | COMPACT ASYNCHRONOUS MOTOR | 16161.95
1PH8186-1DD00-2BA1 | COMPACT ASYNCHRONOUS MOTOR | 16161.95
1PH8186-1DD00-2EA1 | COMPACT ASYNCHRONOUS MOTOR | 16200.86
3LD2084-2GP21 | 3LD switch disconnector | 68.68
1PH8186-1DD13-1BA1 | COMPACT ASYNCHRONOUS MOTOR | 17536.9
1PH8186-1DF00-0FB1 | COMPACT ASYNCHRONOUS MOTOR | 16187.9
1PH8186-1DF20-0BA1 | COMPACT ASYNCHRONOUS MOTOR | 20481.73
1PH8186-1DF23-0BA1 | COMPACT ASYNCHRONOUS MOTOR | 21856.69
3KD5632-0RE10-0 | SWITCH-DISCONNECTOR 690V 2000A 3P FS5 | 3327.97
3KF2312-0MR11-8AA1 | Switch discennector with fuses 3KF | 182.94
3LD5000-0TK13 | MOLDED CASE SWITCH 3LD5 UL | 64.96
3LD5000-0TL13 | MOLDED CASE SWITCH 3LD5 UL | 81.81
3LD5010-0TK11 | MOLDED CASE SWITCH 3LD5 UL | 87.4
3LD5020-0TK13 | MOLDED CASE SWITCH 3LD5 UL | 71.2
3LD5810-0TK11 | MOLDED CASE SWITCH 3LD5 UL | 302.21
3LD5820-0TL11 | MOLDED CASE SWITCH 3LD5 UL | 352.16
3LD9228-1G | Cable shield clamps | 11.31
3LD9287-1C | SUPPL. HANDLE F. DOOR MOUNT. ROT. OPER. | 28.1
3LD2185-5VD21 | 3LD switch disconnector | 129.86
1PH8186-1FC22-0BA1 | COMPACT ASYNCHRONOUS MOTOR | 23114.93
1PH8186-1FF00-0BA1 | COMPACT ASYNCHRONOUS MOTOR | 17186.72
1PH8186-1FF10-1AA1 | COMPACT ASYNCHRONOUS MOTOR | 17134.79
3NJ6232-3AA00-0AA0 | PLUG-IN SWITCH DISCONN. NH3 2P MANU H | 3988.97
3NJ6233-1AA00-0CJ4 | PLUG-IN IN-LINE SWITCH DISCONNECTOR | 3046.25
3KD2842-2ME10-0 | SWITCH-DISCONNECTOR 690V 80A 4P FS1 | 119.25
1PH8184-1DF03-0BA1 | COMPACT ASYNCHRONOUS MOTOR | 12980.79
1PH8226-2DF00-0BA1 | COMPACT SYNCHRONOUS MOTOR | 32081.64
1PH8184-1DF30-2EB1 | COMPACT ASYNCHRONOUS MOTOR | 13352.25
1PH8184-1DF40-2EA1 | COMPACT ASYNCHRONOUS MOTOR | 13352.25
1PH8184-1FB00-0LA1 | COMPACT ASYNCHRONOUS MOTOR | 20231.79
3KD3044-2ME40-0 | SWITCH-DISCONNECTOR 690V 100A 4P FS1 | 115.51
1PH8184-1ML10-2BA2 | COMPACT ASYNCHRONOUS MOTOR | 11009.16
1PH8228-1HD00-2BA2 | COMPACT ASYNCHRONOUS MOTOR | 30453.8
1PH8228-2DF02-0FA1 | COMPACT SYNCHRONOUS MOTOR | 40598.53
1PH8284-1AF10-1BU2 | COMPACT ASYNCHRONOUS MOTOR | 38206.48
1PH8186-1DB03-0CA1 | COMPACT ASYNCHRONOUS MOTOR | 17848.2
3KD4430-0PE20-0 | SWITCH-DISCONNECTOR 690V 500A 3P FS3 | 427.68
1PH8186-1DD10-0BA1 | COMPACT ASYNCHRONOUS MOTOR | 15928.47
1PH8186-1DF00-2AC1 | COMPACT ASYNCHRONOUS MOTOR | 15876.55
1PH8288-1DB10-0BU1 | COMPACT ASYNCHRONOUS MOTOR | 55425.33
3KD5040-0QE20-0 | SWITCH-DISCONNECTOR 690V 1000A 4P FS4 | 1598.44
1PH8186-1DF30-2EB1 | COMPACT ASYNCHRONOUS MOTOR | 19432.71
3KD9011-0C | DIRECT OPERATING MECHAN. GREY 3KD FS01 | 15.61
1PH8186-1FF00-1BA1 | COMPACT ASYNCHRONOUS MOTOR | 17420.19
3NJ6233-1AA00-0CL4 | PLUG-IN IN-LINE SWITCH DISCONNECTOR | 3046.25
3NJ6233-1AA00-1FL1 | PLUG-IN IN-LINE SWITCH DISCONNECTOR | 3176.83
1PH8131-1AF00-0BA2 | COMPACT ASYNCHRONOUS MOTOR 1PH813 | 4656.23
1PH8131-1AF13-1GA2 | COMPACT ASYNCHRONOUS MOTOR 1PH813 | 4956.69
1PH8103-1HD10-2GA2 | COMPACT ASYNCHRONOUS MOTOR 1PH810 | 4203.88
1PH8133-1FD12-0BB1 | COMPACT ASYNCHRONOUS MOTOR 1PH813 | 7790.76
1PH8107-1DF22-1BC1 | COMPACT ASYNCHRONOUS MOTOR 1PH810 | 7199.96
1PH8107-1FS00-0BA1 | COMPACT ASYNCHRONOUS MOTOR 1PH810 | 7180.16
1PH8135-2DG00-2BE1 | COMPACT SYNCHRONOUS MOTOR 1PH813 | 13688.01
1PH8137-1AD03-2BA2 | COMPACT ASYNCHRONOUS MOTOR 1PH813 | 6246.66
1PH8131-1US00-2LA1 | COMPACT ASYNCHRONOUS MOTOR 1PH813 | 7182.18
1PH8133-1AD03-1LC2 | COMPACT ASYNCHRONOUS MOTOR 1PH813 | 6074.92
1PH8133-1AD03-2BA2 | COMPACT ASYNCHRONOUS MOTOR 1PH813 | 5435.79
1PH8137-1DD00-0GA1 | COMPACT ASYNCHRONOUS MOTOR 1PH813 | 6925.6
1PH8137-1DG02-0BF1 | COMPACT ASYNCHRONOUS MOTOR 1PH813 | 7537.34
1PH8137-1FD12-0BB1 | COMPACT ASYNCHRONOUS MOTOR 1PH813 | 8601.62
1PH8163-1DD02-2HC1 | COMPACT ASYNCHRONOUS MOTOR 1PH816 | 9240.42
1PH8163-1DF10-1GB1 | COMPACT ASYNCHRONOUS MOTOR 1PH816 | 8252.18
1PH8163-1FB00-0BA1 | COMPACT ASYNCHRONOUS MOTOR 1PH816 | 9421.45
1PH8137-1HF00-1FA2 | COMPACT ASYNCHRONOUS MOTOR 1PH813 | 6221.15
1PH8133-1SF03-3MA1 | COMPACT ASYNCHRONOUS MOTOR 1PH813 | 11941.32
1PH8165-1DD03-1CD1 | COMPACT ASYNCHRONOUS MOTOR 1PH816 | 10445.57
1PH8133-3FG13-2AC1 | COMPACT ASYNCHRONOUS MOTOR 1PH813 | 7811.13
1PH8165-1DF03-1LA1 | COMPACT ASYNCHRONOUS MOTOR 1PH816 | 10760.57
1PH8135-1AG20-0BA2 | COMPACT ASYNCHRONOUS MOTOR 1PH813 | 6403.38
1PH8137-2DF02-1BC1 | COMPACT SYNCHRONOUS MOTOR 1PH813 | 15181.98
1PH8186-2DF02-1FA1 | COMPACT SYNCHRONOUS MOTOR | 25530.6
1PH8224-1AF40-1EA2 | COMPACT ASYNCHRONOUS MOTOR | 23783.82
1PH8224-1DC10-0BA1 | COMPACT ASYNCHRONOUS MOTOR | 19963.24
1PH8165-1SD03-1LA1 | COMPACT ASYNCHRONOUS MOTOR 1PH816 | 12331.61
1PH8224-1DF00-2AB1 | COMPACT ASYNCHRONOUS MOTOR | 20028.12
1PH8224-1DF10-2FA1 | COMPACT ASYNCHRONOUS MOTOR | 20611.82
1PH8224-1DL10-2BA1 | COMPACT ASYNCHRONOUS MOTOR | 20287.55
3KD0143-2KG20-3 | SWITCH-DISCONNECTOR 690V 16A 4P | 65.56
3KD0332-2LG20-3 | SWITCH-DISCONNECTOR 690V 63A 3P | 74.29
3KD0343-2LG20-3 | SWITCH-DISCONNECTOR 690V 63A 4P | 77.4
1PH8167-2DL03-0FC1 | COMPACT SYNCHRONOUS MOTOR 1PH816 | 19588.56
1PH8226-1DD00-0BA1 | COMPACT ASYNCHRONOUS MOTOR | 24794.54
1PH8184-1AD00-0EB2 | COMPACT ASYNCHRONOUS MOTOR | 9837.9
3KD0642-2LG20-3 | SWITCH-DISCONNECTOR 690V 125A 4P | 150.48
1PH8226-1DF43-2AA1 | COMPACT ASYNCHRONOUS MOTOR | 31896.62
3KD2830-2ME20-0 | SWITCH-DISCONNECTOR 690V 80A 3P FS1 | 72.44
3KD2834-2ME40-0 | SWITCH-DISCONNECTOR 690V 80A 3P FS1 | 66.17
1PH8184-1DD02-1DC1 | COMPACT ASYNCHRONOUS MOTOR | 14018.51
1PH8184-1DF03-1LA1 | COMPACT ASYNCHRONOUS MOTOR | 20581.98
3KD3040-2ME20-0 | SWITCH-DISCONNECTOR 690V 100A 4P FS1 | 127.39
1PH8184-1HF00-2DB2 | COMPACT ASYNCHRONOUS MOTOR | 11618.86
1PH8186-1DC00-1EA1 | COMPACT ASYNCHRONOUS MOTOR | 16200.86
3KD3842-0NE10-0 | SWITCH-DISCONNECTOR 690V 250A 4P FS2 | 298.45
3KD4434-0PE10-0 | SWITCH-DISCONNECTOR 690V 500A 3P FS3 | 414.6
1PH8186-1DD10-2BA1 | COMPACT ASYNCHRONOUS MOTOR | 16161.95
1PH8186-1DF03-0CA1 | COMPACT ASYNCHRONOUS MOTOR | 17848.2
1PH8286-1HF10-2BU2 | COMPACT ASYNCHRONOUS MOTOR | 44432.4
3KD9014-1B | CABLE CON. COVER STANDA 4 PIECES | 12.8
3KD9016-8 | N-/EARTH TERMINAL BOX TERMINAL | 10.99
1PH8186-1FF10-2AA1 | COMPACT ASYNCHRONOUS MOTOR | 17134.79
3NJ6233-1AA00-2DL1 | PLUG-IN IN-LINE SWITCH DISCONNECTOR | 2932.9
3NJ6233-1AA03-0AA0 | PLUG-IN IN-LINE SWITCH DISCONNECTOR | 2753.54
3LD2585-2GP21 | 3LD switch disconnector | 121.11
3NJ6334-1AA00-0AA0 | plug-in sw. disconn. NH3 4p man. | 2927.15
3LD5200-0TK11 | MOLDED CASE SWITCH 3LD5 UL | 83.66
3LD5210-0TK13 | MOLDED CASE SWITCH 3LD5 UL | 113.66
3LD5600-0TK13 | MOLDED CASE SWITCH 3LD5 UL | 192.94
3LD5620-0TK11 | MOLDED CASE SWITCH 3LD5 UL | 202.92
1PH8186-1FC03-2BC1 | COMPACT ASYNCHRONOUS MOTOR | 18795.14
3KD5644-0RE10-0 | SWITCH-DISCONNECTOR 690V 2000A 4P FS5 | 3946.13
3KD9011-8D | DIRECT OP MECH DIN43880 YEL/RED 3KD FS01 | 17.13
1PH8186-1FF10-2BC1 | COMPACT ASYNCHRONOUS MOTOR | 17420.19
3NJ6224-2AA00-0AA0 | PLUG-IN SWITCH DISCONN. NH2 4P MOT S | 7719.66
3NJ6233-1AA00-1FK1 | PLUG-IN IN-LINE SWITCH DISCONNECTOR | 3176.83
3NJ6233-1AA00-2EL4 | PLUG-IN IN-LINE SWITCH DISCONNECTOR | 3145.26
3NJ6332-3AA00-0AA0 | plug-in sw. disconn. NH3 2p man. | 2539.74
3NP1163-1BC24 | Fuse switch disconnector 3NP1 | 608.53
3LD5210-0TL13 | MOLDED CASE SWITCH 3LD5 UL | 145.49
3NP1164-1DA20 | Fuse switch disconnector 3NP1 | 596.93
3LD5800-0TL13 | MOLDED CASE SWITCH 3LD5 UL | 333.42
3LD9240-5D | Front-mounted auxiliary switch | 18.1
3LD9247-3C | SUPPL. HANDLE F. DOOR MOUNT. ROT. OPER. | 43.48
3NJ6204-1AA00-0AA0 | PLUG-IN SWITCH DISCONN. NH00 4P MANU S | 1549.67
3NJ6213-1AA00-1EG1 | PLUG-IN IN-LINE SWITCH DISCONNECTOR | 1894.05
3NJ6213-1AA00-2EG4 | PLUG-IN IN-LINE SWITCH DISCONNECTOR | 2084.88
3NJ6223-1AA00-1DH4 | PLUG-IN IN-LINE SWITCH DISCONNECTOR | 2456.52
3NJ6223-1AA00-1DJ4 | PLUG-IN IN-LINE SWITCH DISCONNECTOR | 2456.52
3RT2035-3SP30 | 3RT2035-3SP30 | 208.35
3RS2500-1AA30 | TEMPERATURE MONITORING RELAY | 136.74
3RT2038-1SF30 | 3RT2038-1SF30 | 329.86
3RT2045-1SF30 | 3RT2045-1SF30 | 343.53
3RT2045-3SB30 | 3RT2045-3SB30 | 356.5
3RT2046-1SB30 | 3RT2046-1SB30 | 392.75
3RT2326-1AP00-1AA0 | 4NO CONTACTOR, AC1: 40A, 230V 50HZ | 89.9
3RW5055-2AB14 | 3RW50 480V 143A 110-250V spring analog | 2448.92
3RW5055-2AB15 | 3RW50 600V 143A 110-250V spring analog | 2696.41
3RW5055-6AB15 | 3RW50 600V 143A 110-250V screw analog | 2696.41
3RW5055-6TB05 | 3RW50 600V 143A 24V screw therm | 2696.41
3RW5056-6TB04 | 3RW50 480V 171A 24V screw therm | 2748.53
3RW5072-6TB05 | 3RW50 600V 210A 24V screw therm | 3347.73
3RW5073-2TB04 | 3RW50 480V 250A 24V spring therm | 3347.73
3RW5074-2AB05 | 3RW50 600V 315A 24V spring analog | 4038.1
3RW5076-2AB04 | 3RW50 480V 470A 24V spring analog | 4285.61
1PH8186-1DB03-1CB1 | COMPACT ASYNCHRONOUS MOTOR | 18081.67
1PH8286-1DB13-0BU1 | COMPACT ASYNCHRONOUS MOTOR | 47299.01
3KD4444-0PE10-0 | SWITCH-DISCONNECTOR 690V 500A 4P FS3 | 518.88
3KD5042-0QE10-0 | SWITCH-DISCONNECTOR 690V 1000A 4P FS4 | 1673.35
3KD5044-0QE10-0 | SWITCH-DISCONNECTOR 690V 1000A 4P FS4 | 1567.21
1PH8288-1DC40-0BV1 | COMPACT ASYNCHRONOUS MOTOR | 75150.19
3LD2164-1TB51-0AB1 | 3LD switch disconnector, main switch | 55.14
3LD2184-2GP21 | 3LD switch disconnector | 76.17
1PH8186-1FD00-0DA1 | COMPACT ASYNCHRONOUS MOTOR | 17990.95
1PH8186-1JF10-2BA2 | COMPACT ASYNCHRONOUS MOTOR | 15526.35
3NJ6224-1AA00-0AA0 | PLUG-IN SWITCH DISCONN. NH2 4P MANU S | 3644.59
3NJ6233-1AA00-0BL1 | PLUG-IN IN-LINE SWITCH DISCONNECTOR | 2831.03
3NJ6304-2AA00-0AA0 | plug-in sw. disconn. NH00 4p mot. | 3615.9
3NJ6314-1AA00-0AA0 | plug-in sw. disconn. NH1 4p man. | 1564.02
3NJ6324-2AA00-0AA0 | plug-in sw. disconn. NH2 4p mot. | 4935.99
3NJ6333-3AA00-0AA0 | plug-in sw. disconn. NH3 3p man. | 1578.37
3LD5220-0TK13 | MOLDED CASE SWITCH 3LD5 UL | 93.04
3LD5220-0TL11 | MOLDED CASE SWITCH 3LD5 UL | 118
3LD5400-0TK13 | MOLDED CASE SWITCH 3LD5 UL | 167.95
3LD5410-0TL13 | MOLDED CASE SWITCH 3LD5 UL | 244.12
3LD5420-0TL13 | MOLDED CASE SWITCH 3LD5 UL | 222.28
1PH8186-1DL00-0LA1 | COMPACT ASYNCHRONOUS MOTOR | 23296.19
1PH8186-1DL00-2BA1 | COMPACT ASYNCHRONOUS MOTOR | 16161.95
1PH8186-1MB00-2AD2 | COMPACT ASYNCHRONOUS MOTOR | 15046.41
3NJ6234-2AA00-0AA0 | PLUG-IN SWITCH DISCONN. NH3 4P MOT S | 8609.28
3NP1163-1DA24 | Fuse switch disconnector 3NP1 | 485.65
3LD5010-0TK13 | MOLDED CASE SWITCH 3LD5 UL | 87.4
3LD5020-0TL11 | MOLDED CASE SWITCH 3LD5 UL | 89.93
3LD5210-0TK11 | MOLDED CASE SWITCH 3LD5 UL | 113.66
3LD9284-3G | Rotary operating mechanism | 14.41
3NJ6204-2AA00-0AA0 | PLUG-IN SWITCH DISCONN. NH00 4P MOT S | 5653.43
3NJ6212-3AA00-0AA0 | PLUG-IN SWITCH DISCONN. NH1 2P MANU H | 2812.37
3NJ6213-1AA00-0AA0 | PLUG-IN IN-LINE SWITCH DISCONNECTOR | 1378.92
3NJ6213-1AA00-0CE4 | PLUG-IN IN-LINE SWITCH DISCONNECTOR | 2109.28
3RT2036-3SF30 | 3RT2036-3SF30 | 253.77
3RT2036-3SP30 | 3RT2036-3SP30 | 253.77
3RS2600-2BW30 | TEMPERATURE MONITORING RELAY | 293.73
3RS2800-1BA40 | TEMPERATURE MONITORING RELAY | 293.1
3RS2900-1AW30 | TEMPERATURE MONITORING RELAY | 144.97
3RS2900-2AA30 | TEMPERATURE MONITORING RELAY | 130.4
3RT2028-1XF40-0LA2 | RAIL-CONTACTOR,AC3:18,5KW 1NO+1NC DC110V | 192.44
3RW5056-2AB04 | 3RW50 480V 171A 24V spring analog | 2748.53
3RW5056-2TB14 | 3RW50 480V 171A 110-250V spring therm | 2748.53
3RW5073-2TB05 | 3RW50 600V 250A 24V spring therm | 3699.43
3RW5073-6AB04 | 3RW50 480V 250A 24V screw analog | 3347.73
3RW5073-6TB15 | 3RW50 600V 250A 110-250V screw therm | 3699.43
3RW5076-2TB15 | 3RW50 600V 470A 110-250V spring therm | 4728.5
3RW5076-6AB05 | 3RW50 600V 470A 24V screw analog | 4728.5
3RW5076-6TB05 | 3RW50 600V 470A 24V screw therm | 4728.5
3RT2035-3SF30 | 3RT2035-3SF30 | 208.35
3RT2036-3SB30 | 3RT2036-3SB30 | 282.97
3RT2037-1SB30 | 3RT2037-1SB30 | 315.63
3RT2045-1SB30 | 3RT2045-1SB30 | 343.53
3RT2045-1SP30 | 3RT2045-1SP30 | 343.53
3RW5055-6TB14 | 3RW50 480V 143A 110-250V screw therm | 2448.92
3RW5055-6TB15 | 3RW50 600V 143A 110-250V screw therm | 2696.41
3RW5056-2AB05 | 3RW50 600V 171A 24V spring analog | 3035.1
3RW5075-6AB05 | 3RW50 600V 370A 24V screw analog | 4376.81
3RW5075-6AB14 | 3RW50 480V 370A 110-250V screw analog | 3972.99
3RW5076-2AB05 | 3RW50 600V 470A 24V spring analog | 4728.5
3RW5076-2TB05 | 3RW50 600V 470A 24V spring therm | 4728.5
3NJ6930-3DE00 | transformer busbars for NH1 | 275.5
3NJ6233-1AA00-1DL1 | PLUG-IN IN-LINE SWITCH DISCONNECTOR | 2743.49
3NJ6233-1AA00-1EL1 | PLUG-IN IN-LINE SWITCH DISCONNECTOR | 2957.29
3NJ6302-3AA00-0AA0 | plug-in sw. disconn. NH00 2p man. | 984.33
3NJ6303-3AA00-0AA0 | plug-in sw. disconn. NH00 3p man. | 555.29
3NJ6303-4AA00-0AA0 | plug-in sw. disconn. NH00 3p mot. | 3285.87
3NJ6312-3AA00-0AA0 | plug-in sw. disconn. NH1 2p man. | 1779.26
3LD5810-0TL11 | MOLDED CASE SWITCH 3LD5 UL | 384.62
3LD5810-0TL13 | MOLDED CASE SWITCH 3LD5 UL | 384.62
3LD5820-0TL13 | MOLDED CASE SWITCH 3LD5 UL | 352.16
3LD9224-3G | Rotary operating mechanism | 5.43
3NE3220 | SITOR-fuse 80A 800V VSI | 81.07
3NJ6213-3AA03-0AA0 | PLUG-IN IN-LINE SWITCH DISCONNECTOR | 2136.54
3NJ6214-1AA00-0AA0 | PLUG-IN SWITCH DISCONN. NH1 4P MANU S | 2424.95
3NJ6223-1AA00-0BJ1 | PLUG-IN IN-LINE SWITCH DISCONNECTOR | 2544.04
3NJ6223-1AA00-0CJ2 | PLUG-IN IN-LINE SWITCH DISCONNECTOR | 3228.48
3NJ6223-4AA00-0AA0 | PLUG-IN SWITCH DISCONN. NH2 3P MOT H | 6686.55
3RH1981-1DA11 | Auxilliary Contact 3RT1,1NC 1NO, screw | 10.63
3RK1308-0BA00-0CP0 | .. | 420.4
3RT2036-1SB30 | 3RT2036-1SB30 | 244.53
3RT2037-3SB30 | 3RT2037-3SB30 | 327.55
3RT2037-3SF30 | 3RT2037-3SF30 | 327.55
3RT2038-3SF30 | 3RT2038-3SF30 | 342.3
3RT2336-1AP00-1AA0 | 4NO CONTACTOR,AC1:60A, 230VAC 50HZ | 172.18
3RW5055-2TB15 | 3RW50 600V 143A 110-250V spring therm | 2696.41
3RW5055-6AB14 | 3RW50 480V 143A 110-250V screw analog | 2448.92
3RW5072-2AB14 | 3RW50 480V 210A 110-250V spring analog | 3048.13
3RW5072-2AB15 | 3RW50 600V 210A 110-250V spring analog | 3347.73
3RW5072-2TB04 | 3RW50 480V 210A 24V spring therm | 3048.13
3RW5074-6TB04 | 3RW50 480V 315A 24V screw therm | 3660.36
3RW5075-2TB15 | 3RW50 600V 370A 110-250V spring therm | 4376.81
3RW5075-6AB04 | 3RW50 480V 370A 24V screw analog | 3972.99
3RW5075-6TB04 | 3RW50 480V 370A 24V screw therm | 3972.99
3RT2036-1SP30 | 3RT2036-1SP30 | 244.53
3RS2500-2AA30 | TEMPERATURE MONITORING RELAY | 136.74
3RS2600-1BA30 | TEMPERATURE MONITORING RELAY | 273.47
3RT2047-1SB30 | 3RT2047-1SB30 | 419.03
3RT2337-1NE30 | 4NO CONTACTOR,AC1:110A, 48-80VAC/DC | 370.32
3RW5056-6AB04 | 3RW50 480V 171A 24V screw analog | 2748.53
3RW5056-6AB14 | 3RW50 480V 171A 110-250V screw analog | 2748.53
3RW5056-6TB15 | 3RW50 600V 171A 110-250V screw therm | 3035.1
3RW5073-6AB15 | 3RW50 600V 250A 110-250V screw analog | 3699.43
3RW5073-6TB14 | 3RW50 480V 250A 110-250V screw therm | 3347.73
3RW5074-2AB04 | 3RW50 480V 315A 24V spring analog | 3660.36
3RW5074-2TB05 | 3RW50 600V 315A 24V spring therm | 4038.1
3RW5077-2TB05 | 3RW50 600V 570A 24V spring therm | 5054.15
3RW5077-2TB14 | 3RW50 480V 570A 110-250V spring therm | 4585.23
3SK2511-1FA10 | 3SK2, PROFINET interface | 376.03
3LD5400-0TK11 | MOLDED CASE SWITCH 3LD5 UL | 167.95
3LD5410-0TK13 | MOLDED CASE SWITCH 3LD5 UL | 192.29
3LD5410-0TL11 | MOLDED CASE SWITCH 3LD5 UL | 244.12
3NP1164-1BC20 | Fuse switch disconnector 3NP1 | 821.78
3LD9287-3C | SUPPL. HANDLE F. DOOR MOUNT. ROT. OPER. | 28.1
3RT1374-6AP36 | Schuetz,4pol, AC1 500A; 100-250VAC/DC | 1759.73
3RT1375-6AP36 | Schuetz,4pol, AC1 525A; 100-250VAC/DC | 1947.06
3RT1375-6AR36 | Schuetz,4pol, AC1 525A; 250-500VAC/DC | 1947.06
3RT1481-6AF36 | Contactor, 900A/AC-1 | 2713.41
3RT1482-6AF36 | Contactor, 1050A/AC-1 | 3286.76
3RT1482-6AP36 | Contactor, 1050A/AC-1 | 3286.76
3RT1483-6AP36 | Contactor, 1260A/AC-1 | 4609.38
3RT1485-6AP36 | Contactor, 1700A/AC-1 | 6073.95
3RT2035-1SB30 | 3RT2035-1SB30 | 200.75
3RT2035-1SF30 | 3RT2035-1SF30 | 200.75
3RT2018-1XF41-0LA2 | CONTACTOR RAIL,AC3:7.5KW,72-125VDC,VAR | 75.51
1PH8184-1AF10-1EA2 | COMPACT ASYNCHRONOUS MOTOR | 10071.36
1PH8184-1AF40-1EA2 | COMPACT ASYNCHRONOUS MOTOR | 11545.41
1PH8184-1DB20-0BA1 | COMPACT ASYNCHRONOUS MOTOR | 16149.31
1PH8184-1DC00-1BA1 | COMPACT ASYNCHRONOUS MOTOR | 11839.3
1PH8184-1DD02-1BC1 | COMPACT ASYNCHRONOUS MOTOR | 13214.25
3KD2844-2ME10-0 | SWITCH-DISCONNECTOR 690V 80A 4P FS1 | 82.43
1PH8228-1DB40-0BA1 | COMPACT ASYNCHRONOUS MOTOR | 37816.69
1PH8228-1DD20-0EA1 | COMPACT ASYNCHRONOUS MOTOR | 38771.2
1PH8228-1DF10-1BA1 | COMPACT ASYNCHRONOUS MOTOR | 31478.49
1PH8184-2FC00-1BA1 | COMPACT SYNCHRONOUS MOTOR | 20339.74
1PH8186-1AF40-1BA2 | COMPACT ASYNCHRONOUS MOTOR | 17586.94
3KD3840-0NE20-0 | SWITCH-DISCONNECTOR 690V 250A 4P FS2 | 267.23
1PH8186-1DD00-0BA1 | COMPACT ASYNCHRONOUS MOTOR | 15928.47
1PH8186-1DD03-0BA1 | COMPACT ASYNCHRONOUS MOTOR | 17303.44
3KD4444-0PE40-0 | SWITCH-DISCONNECTOR 690V 500A 4P FS3 | 518.88
3KD5030-0QE20-0 | SWITCH-DISCONNECTOR 690V 1000A 3P FS4 | 1286.25
1PH8288-1DB10-1BW1 | COMPACT ASYNCHRONOUS MOTOR | 55917.5
1PH8288-1DC10-1AW1 | COMPACT ASYNCHRONOUS MOTOR | 55476.45
3KD5634-0RE10-0 | SWITCH-DISCONNECTOR 690V 2000A 3P FS5 | 3153.15
3KD9003-4 | AUX. SWITCH 1NO+1NC WITHOUT CABLE | 19.72
3KD9011-8C | DIRECT OP MECH DIN43880 YEL/RED 3KD FS01 | 15.61
1PH8186-1HD00-2BA2 | COMPACT ASYNCHRONOUS MOTOR | 15137.25
3NJ6233-1AA01-0AA0 | PLUG-IN IN-LINE SWITCH DISCONNECTOR | 2693.27
1PH8103-1AF02-2BD2 | COMPACT ASYNCHRONOUS MOTOR 1PH810 | 4468.83
1PH8103-1DG02-0BE1 | COMPACT ASYNCHRONOUS MOTOR 1PH810 | 5955.91
1PH8105-1SS00-0LA1 | COMPACT ASYNCHRONOUS MOTOR 1PH810 | 8120.81
1PH8107-1AF00-1BA2 | COMPACT ASYNCHRONOUS MOTOR 1PH810 | 4470.42
1PH8133-1DF00-1BF1 | COMPACT ASYNCHRONOUS MOTOR 1PH813 | 6447.79
1PH8133-1FD03-2BA1 | COMPACT ASYNCHRONOUS MOTOR 1PH813 | 8145.54
1PH8131-1DF02-1BA1 | COMPACT ASYNCHRONOUS MOTOR 1PH813 | 6580.42
1PH8131-1FF03-1BA1 | COMPACT ASYNCHRONOUS MOTOR 1PH813 | 7999.49
1PH8107-1DF20-1CB1 | COMPACT ASYNCHRONOUS MOTOR 1PH810 | 7199.89
1PH8107-1FD00-1LA1 | COMPACT ASYNCHRONOUS MOTOR 1PH810 | 7779.42
1PH8135-1SS00-0LA1 | COMPACT ASYNCHRONOUS MOTOR 1PH813 | 9146.37
1PH8131-2DF00-0BA1 | COMPACT SYNCHRONOUS MOTOR 1PH813 | 12548.57
1PH8137-1AS10-2FA2 | COMPACT ASYNCHRONOUS MOTOR 1PH813 | 5766.62
1PH8137-1DS13-0MC1 | COMPACT ASYNCHRONOUS MOTOR 1PH813 | 9317.97
1PH8137-1FF12-1BB1 | COMPACT ASYNCHRONOUS MOTOR 1PH813 | 8601.62
1PH8163-1DD03-2HA1 | COMPACT ASYNCHRONOUS MOTOR 1PH816 | 9240.42
1PH8163-1DF00-0GA1 | COMPACT ASYNCHRONOUS MOTOR 1PH816 | 8024.12
1PH8163-1FD10-2GB1 | COMPACT ASYNCHRONOUS MOTOR 1PH816 | 9316.46
1PH8163-1FG03-2BA1 | COMPACT ASYNCHRONOUS MOTOR 1PH816 | 10409.67
1PH8133-1UG00-1LA1 | COMPACT ASYNCHRONOUS MOTOR 1PH813 | 7328.27
1PH8165-1FF00-1LA1 | COMPACT ASYNCHRONOUS MOTOR 1PH816 | 11064.65
1PH8165-1HF00-2DB2 | COMPACT ASYNCHRONOUS MOTOR 1PH816 | 8375.61
1PH8135-1FF20-1BH1 | COMPACT ASYNCHRONOUS MOTOR 1PH813 | 9113.13
1PH8137-1SS00-0LA1 | COMPACT ASYNCHRONOUS MOTOR 1PH813 | 9468.82
1PH8137-1UG00-2LC1 | COMPACT ASYNCHRONOUS MOTOR 1PH813 | 8139.12
1PH8137-2DM00-2BC1 | COMPACT SYNCHRONOUS MOTOR 1PH813 | 14903.28
1PH8224-1DD00-1FA1 | COMPACT ASYNCHRONOUS MOTOR | 20611.82
1PH8224-1DF03-0CA1 | COMPACT ASYNCHRONOUS MOTOR | 22259.17
1PH8224-1DF20-2CC1 | COMPACT ASYNCHRONOUS MOTOR | 26552.27
1PH8224-1MC00-0BA2 | COMPACT ASYNCHRONOUS MOTOR | 19133.1
1PH8224-3DL00-2AA1 | COMPACT ASYNCHRONOUS MOTOR | 19587.08
1PH8226-1DC03-0CC1 | COMPACT ASYNCHRONOUS MOTOR | 27207.19
3KD0330-2KG20-3 | SWITCH-DISCONNECTOR 415V 63A 3P | 51.78
1PH8226-1DD23-0LC1 | COMPACT ASYNCHRONOUS MOTOR | 39692.18
1PH8226-1DF10-0BA1 | COMPACT ASYNCHRONOUS MOTOR | 24794.54
1PH8226-1DF40-2FA1 | COMPACT ASYNCHRONOUS MOTOR | 30910.8
1PH8184-1DB00-2BA1 | COMPACT ASYNCHRONOUS MOTOR | 11839.3
1PH8184-1DD00-1BB1 | COMPACT ASYNCHRONOUS MOTOR | 11839.3
3KD3032-2ME10-0 | SWITCH-DISCONNECTOR 690V 100A 3P FS1 | 130.5
1PH8228-1AF10-1EA2 | COMPACT ASYNCHRONOUS MOTOR | 29710.51
1PH8184-1DF10-2FA1 | COMPACT ASYNCHRONOUS MOTOR | 12098.72
1PH8228-1DD00-0BA1 | COMPACT ASYNCHRONOUS MOTOR | 31154.19
1PH8228-1DF10-1AA1 | COMPACT ASYNCHRONOUS MOTOR | 31102.35
1PH8184-1FL00-0BA1 | COMPACT ASYNCHRONOUS MOTOR | 12864.09
1PH8184-1JD05-2EC2 | COMPACT ASYNCHRONOUS MOTOR | 12903
1PH8228-1DF10-2BA1 | COMPACT ASYNCHRONOUS MOTOR | 31478.49
1PH8228-2FD03-2AB1 | COMPACT SYNCHRONOUS MOTOR | 41597.37
3KD3834-0NE10-0 | SWITCH-DISCONNECTOR 690V 250A 3P FS2 | 207.93
1PH8186-1DC00-0BA1 | COMPACT ASYNCHRONOUS MOTOR | 15928.47
3KD4434-0PE40-0 | SWITCH-DISCONNECTOR 690V 500A 3P FS3 | 414.6
1PH8286-1DC10-0BU1 | COMPACT ASYNCHRONOUS MOTOR | 45301.42
1PH8131-1FF03-2BA1 | COMPACT ASYNCHRONOUS MOTOR 1PH813 | 7999.49
1PH8107-1DG13-1BB1 | COMPACT ASYNCHRONOUS MOTOR 1PH810 | 6622.69
1PH8135-2FF02-2GG1 | COMPACT SYNCHRONOUS MOTOR 1PH813 | 14697.95
1PH8131-1UF00-1MA1 | COMPACT ASYNCHRONOUS MOTOR 1PH813 | 7700.6
1PH8137-1DG12-2BA1 | COMPACT ASYNCHRONOUS MOTOR 1PH813 | 7537.34
1PH8163-1FF00-2BB1 | COMPACT ASYNCHRONOUS MOTOR 1PH816 | 9649.51
1PH8137-1HF00-2DB2 | COMPACT ASYNCHRONOUS MOTOR 1PH813 | 6377.73
1PH8165-1FD00-1BA1 | COMPACT ASYNCHRONOUS MOTOR 1PH816 | 10295.42
1PH8165-1FF00-0GA1 | COMPACT ASYNCHRONOUS MOTOR 1PH816 | 9734.31
1PH8137-2DF22-1BC1 | COMPACT SYNCHRONOUS MOTOR 1PH813 | 14368.58
1PH8224-1DC00-0AC1 | COMPACT ASYNCHRONOUS MOTOR | 19703.82
1PH8224-1DD03-0LA1 | COMPACT ASYNCHRONOUS MOTOR | 29367.48
1PH8224-1DF10-0FA1 | COMPACT ASYNCHRONOUS MOTOR | 20287.52
1PH8224-1HC00-1BA2 | COMPACT ASYNCHRONOUS MOTOR | 19262.85
3KD0430-2LG20-3 | SWITCH-DISCONNECTOR 690V 80A 3P | 59.02
3KD0443-2LG20-3 | SWITCH-DISCONNECTOR 690V 80A 4P | 101.16
3KD0630-2LG20-3 | SWITCH-DISCONNECTOR 690V 125A 3P | 101.16
1PH8184-1AD02-1BC2 | COMPACT ASYNCHRONOUS MOTOR | 11407.41
1PH8226-1DF00-2DB1 | COMPACT ASYNCHRONOUS MOTOR | 26156.52
1PH8184-1DB03-0FA1 | COMPACT ASYNCHRONOUS MOTOR | 13240.21
1PH8226-1FD00-1BA1 | COMPACT ASYNCHRONOUS MOTOR | 26377.09
3KD2840-2ME10-0 | SWITCH-DISCONNECTOR 690V 80A 4P FS1 | 92.43
1PH8184-1DD02-0DC1 | COMPACT ASYNCHRONOUS MOTOR | 13785.04
1PH8184-1DF03-2LA1 | COMPACT ASYNCHRONOUS MOTOR | 20581.98
1PH8184-1DF20-0BA1 | COMPACT ASYNCHRONOUS MOTOR | 16149.31
1PH8184-1DL03-1AB1 | COMPACT ASYNCHRONOUS MOTOR | 12928.88
1PH8228-1DC03-0AB1 | COMPACT ASYNCHRONOUS MOTOR | 32581.02
1PH8284-1AF10-1AW2 | COMPACT ASYNCHRONOUS MOTOR | 37907.37
1PH8284-1DD40-0BV1 | COMPACT ASYNCHRONOUS MOTOR | 51242.34
1PH8186-1AF40-1EA2 | COMPACT ASYNCHRONOUS MOTOR | 17625.86
1PH8186-1DB30-0BA1 | COMPACT ASYNCHRONOUS MOTOR | 19160.34
1PH8186-1DC03-1DA1 | COMPACT ASYNCHRONOUS MOTOR | 18341.14
1PH8186-1DD00-0BC1 | COMPACT ASYNCHRONOUS MOTOR | 15928.47
1PH8186-1DD00-2FA1 | COMPACT ASYNCHRONOUS MOTOR | 16421.35
1PH8186-1DD02-2BC1 | COMPACT ASYNCHRONOUS MOTOR | 17536.9
1PH8186-1DD10-2FB1 | COMPACT ASYNCHRONOUS MOTOR | 16421.35
3KD5034-0QE10-0 | SWITCH-DISCONNECTOR 690V 1000A 3P FS4 | 1242.54
3KD5044-0QE40-0 | SWITCH-DISCONNECTOR 690V 1000A 4P FS4 | 1567.21
1PH8186-1DF10-1BA1 | COMPACT ASYNCHRONOUS MOTOR | 16161.95
3KD9015-2 | 4TH POLE SWITCHABLE BOX TERMINAL | 15.7
3KD9024-1B | CABLE CON. COVER STANDA 4 PIECES | 16
3NJ6233-1AA01-2DL1 | PLUG-IN IN-LINE SWITCH DISCONNECTOR | 3143.82
3LD2586-5VD21 | 3LD switch disconnector | 239.78
3NJ6304-1AA00-0AA0 | plug-in sw. disconn. NH00 4p man. | 988.63
3RW5076-2TB04 | 3RW50 480V 470A 24V spring therm | 4285.61
3RW5056-2AB15 | 3RW50 600V 171A 110-250V spring analog | 3035.1
3RW5072-6AB05 | 3RW50 600V 210A 24V screw analog | 3347.73
3RW5073-2AB15 | 3RW50 600V 250A 110-250V spring analog | 3699.43
3RW5075-2AB04 | 3RW50 480V 370A 24V spring analog | 3972.99
3SU1002-2FM60-0AA0 | SELECTOR SWITCH, I>O<II, WHITE | 14.75
3SK1911-3SB40 | SIRIUS Safety Bundle Basic | 238.17
3NJ6314-2AA00-0AA0 | plug-in sw. disconn. NH1 4p mot. | 4232.89
3NJ6930-3BF13 | ACCESSORY FOR 3NJ62 | 595.74
3LD5010-0TL11 | MOLDED CASE SWITCH 3LD5 UL | 111.15
3LD5200-0TK13 | MOLDED CASE SWITCH 3LD5 UL | 83.66
3LD5610-0TK11 | MOLDED CASE SWITCH 3LD5 UL | 221.68
3LD5620-0TK13 | MOLDED CASE SWITCH 3LD5 UL | 202.92
3LD5810-0TK13 | MOLDED CASE SWITCH 3LD5 UL | 302.21
3LD9240-5DF | Front-mounted auxiliary switch | 30.73
3LD9284-1G | Rotary operating mechanism | 14.41
3NJ6213-3AA00-1DG1 | PLUG-IN IN-LINE SWITCH DISCONNECTOR | 2196.81
3NJ6213-4AA00-0AA0 | PLUG-IN SWITCH DISCONN. NH1 3P MOT H | 5926.06
3NJ6223-1AA00-0AA0 | PLUG-IN IN-LINE SWITCH DISCONNECTOR | 2195.37
3RK1308-0CA00-0CP0 | .. | 429.64
3RK1908-0AP00-0GP0 | ET 200SP, BU F-DI-infeed and 500 V | 185.08
3RT2016-1FB42-1AA0 | CONTACTOR,AC3:4KW 1NC DC24V M. DIODE | 38.62
3RT2016-2AP02-1AA0 | CONTACTOR,AC3:4KW 1NC AC230V 50/60HZ | 32.28
3RP2505-2RW30-0AX0 | T-REL. MULTIFUNC. 2 POS. DRIV. CO | 179.78
3RQ3018-2AM08-0AX0 | OUT.C.DEV.,24VAC/DC,0.7-1.25XUS,1CO SPR. | 33.42
3RT2035-3SB30 | 3RT2035-3SB30 | 208.35
3RT2037-1SP30 | 3RT2037-1SP30 | 315.63
3RT2047-1SP30 | 3RT2047-1SP30 | 419.03
3RW5056-6TB05 | 3RW50 600V 171A 24V screw therm | 3035.1
3RW5072-6AB04 | 3RW50 480V 210A 24V screw analog | 3048.13
3RW5072-6TB04 | 3RW50 480V 210A 24V screw therm | 3048.13
3RW5074-2AB15 | 3RW50 600V 315A 110-250V spring analog | 4038.1
3RW5074-6AB04 | 3RW50 480V 315A 24V screw analog | 3660.36
3RW5075-6AB15 | 3RW50 600V 370A 110-250V screw analog | 4376.81
3RW5076-6TB04 | 3RW50 480V 470A 24V screw therm | 4285.61
3RW5076-6TB14 | 3RW50 480V 470A 110-250V screw therm | 4285.61
3RV2926-1L | DOOR-COUPLING ROT.OPER.MECH. S.S00...S3 | 60.21
3RV2021-1GA10-0DA0 | CIRCUIT-BREAKER SCREW CONNECTION 6.3A | 71.26
3RW5525-3HF14 | 3RW55 480V 63A 110-250V spring FS | 3152.33
3RW5536-2HF14 | 3RW55 480V 171A 110-250V spring FS | 5992.04
3RW5544-6HF04 | 3RW55 480V 250A 24V screw FS | 8154.37
3RW5546-2HF14 | 3RW55 480V 370A 110-250V spring FS | 11306.73
3RW5905-1UA00 | control unit 24V 3RW50 S6 analog | 423.35
3RW5907-0FF00 | fan 3RW50 S12 | 135.47
3RW5907-0PY04 | printed-circuit board 480V 3RW50 S12 | 303.52
3RW5955-0SU06 | semiconductor 690V 3RW55 630A | 2370.76
3RW5955-0TC20 | connection cover 3RW55 sz5 | 67.36
3KD5032-0QE10-0 | SWITCH-DISCONNECTOR 690V 1000A 3P FS4 | 1342.44
1PH8186-1DF02-0DC1 | COMPACT ASYNCHRONOUS MOTOR | 18107.68
1PH8288-1FC10-1AU1 | COMPACT ASYNCHRONOUS MOTOR | 56424.09
3NJ6213-3AA00-0CG1 | PLUG-IN IN-LINE SWITCH DISCONNECTOR | 2595.7
3NJ6223-1AA00-0CJ1 | PLUG-IN IN-LINE SWITCH DISCONNECTOR | 2759.28
3NJ6223-1AA03-2DJ1 | PLUG-IN IN-LINE SWITCH DISCONNECTOR | 2917.12
3RK1908-0AP00-0DH0 | ET 200SP HA, BU without infeed | 248.55
3RT1375-6AF36 | Schuetz,4pol, AC1 525A; 48-130VAC/DC | 1947.06
3RT1487-6AP36 | Contactor, 2650A/AC-1 | 12147.86
3RT1355-6AR36 | Schuetz,4pol, AC1 200A; 250-500VAC/DC | 618.76
3RT1373-6AP36 | Schuetz,4pol, AC1 400A; 100-250VAC/DC | 1458.9
3RS2900-2AW30 | TEMPERATURE MONITORING RELAY | 144.97
3RT2046-3SP30 | 3RT2046-3SP30 | 407.62
3RT2346-3XB40-4LA2 | 4NO CONTACTOR, AC3:XXKW, 20-33VAC/DC | 585.57
3NJ6930-3DF00 | transformer busbars for NH1 | 212.11
3LD5000-0TK11 | MOLDED CASE SWITCH 3LD5 UL | 64.96
3LD5000-0TL11 | MOLDED CASE SWITCH 3LD5 UL | 81.81
3LD5620-0TL11 | MOLDED CASE SWITCH 3LD5 UL | 256.62
3LD5620-0TL13 | MOLDED CASE SWITCH 3LD5 UL | 256.62
3LD5800-0TK11 | MOLDED CASE SWITCH 3LD5 UL | 262.87
3LD5800-0TL11 | MOLDED CASE SWITCH 3LD5 UL | 333.42
3NE3218 | SITOR-fuse 63A 800V VSI | 78.23
3NJ6213-1AA00-1FF1 | PLUG-IN IN-LINE SWITCH DISCONNECTOR | 2239.85
3NJ6213-1AA00-1FG1 | PLUG-IN IN-LINE SWITCH DISCONNECTOR | 2239.85
3NJ6213-1AA00-2DG4 | PLUG-IN IN-LINE SWITCH DISCONNECTOR | 1905.52
3NJ6213-1AA03-0CF1 | PLUG-IN IN-LINE SWITCH DISCONNECTOR | 2380.46
3NJ6213-3AA00-0AA0 | PLUG-IN IN-LINE SWITCH DISCONNECTOR | 1865.35
3NJ6223-1AA00-0CJ4 | PLUG-IN IN-LINE SWITCH DISCONNECTOR | 2759.28
3NJ6223-1AA00-1FJ1 | PLUG-IN IN-LINE SWITCH DISCONNECTOR | 2889.86
3RK1308-0DA00-0CP0 | .. | 561.84
3RK1908-0AP00-0KP0 | ET 200SP, BU F-DI -infeed | 178.47
3RT2016-1KB42-0LA3 | COUPLING CONT.,AC3:4KW 1O EDC24V,M.DIODE | 67.73
3RT2018-1AT62 | CONTACTOR,AC3:7,5KW 1NC AC 600V, 60Hz | 49.12
3RT2037-3SP30 | 3RT2037-3SP30 | 327.55
3RT2516-1BA40 | 4POL.CONTACTOR, AC3: 4KW/400V, 12 VDC | 40.45
3RT2047-3SB30 | 3RT2047-3SB30 | 434.83
3RT2346-1NP30-4AA0 | 4NO CONTACTOR, AC3:XXKW, 175-280VAC/DC | 424.62
3RW5072-2TB05 | 3RW50 600V 210A 24V spring therm | 3347.73
3RW5074-6TB15 | 3RW50 600V 315A 110-250V screw therm | 4038.1
3RW5075-2AB05 | 3RW50 600V 370A 24V spring analog | 4376.81
3RW5075-2AB14 | 3RW50 480V 370A 110-250V spring analog | 3972.99
3RW5075-2AB15 | 3RW50 600V 370A 110-250V spring analog | 4376.81
3RW5514-3HF14 | 3RW55 480V 18A 110-250V spring FS | 1810.63
3RW5526-1HF04 | 3RW55 480V 77A 24V screw FS | 3530.1
3RW5527-1HF04 | 3RW55 480V 93A 24V screw FS | 3842.72
3RW5536-2HF04 | 3RW55 480V 171A 24V spring FS | 5992.04
3RW5546-6HF04 | 3RW55 480V 370A 24V screw FS | 11306.73
3RW5547-2HF14 | 3RW55 480V 470A 110-250V spring FS | 13286.69
3RW5547-6HF14 | 3RW55 480V 470A 110-250V screw FS | 13286.69
3RW5907-1UT00 | control unit 24V 3RW50 S12 therm | 462.43
3RW5950-0GD30 | conctrol-circuit duct cover yellow | 20.19
3RW5955-0BW00 | bypass unit 3RW55 sz5 | 841.49
3RW5955-0PY24 | TSE printed-circuit board 480V 3RW55 sz5 | 252.71
3SU1030-3FB11-0AA0 | Quadruple pushbutton, black | 72.8
1PH8186-1DF13-0BC1 | COMPACT ASYNCHRONOUS MOTOR | 17303.44
1PH8186-1DF33-2EC1 | COMPACT ASYNCHRONOUS MOTOR | 20807.68
3NJ6213-1AA00-0BE4 | PLUG-IN IN-LINE SWITCH DISCONNECTOR | 1763.47
3NJ6213-1AA00-0CD4 | PLUG-IN IN-LINE SWITCH DISCONNECTOR | 2109.28
3NJ6213-1AA00-0CG4 | PLUG-IN IN-LINE SWITCH DISCONNECTOR | 2109.28
3NJ6223-1AA00-1DJ1 | PLUG-IN IN-LINE SWITCH DISCONNECTOR | 2456.52
3NJ6223-1AA00-2DJ4 | PLUG-IN IN-LINE SWITCH DISCONNECTOR | 2645.91
3RT1355-6AP36 | Schuetz,4pol, AC1 200A; 100-250VAC/DC | 618.76
3RT1481-6AP36 | Contactor, 900A/AC-1 | 2713.41
3RS2500-2AW30 | TEMPERATURE MONITORING RELAY | 144.97
3RS2600-2BA30 | TEMPERATURE MONITORING RELAY | 273.47
3RT2045-3SP30 | 3RT2045-3SP30 | 356.5
3RT2047-3SF30 | 3RT2047-3SF30 | 434.83
3RT2047-3SP30 | 3RT2047-3SP30 | 434.83
3RW5056-6AB15 | 3RW50 600V 171A 110-250V screw analog | 3035.1
3RW5056-6TB14 | 3RW50 480V 171A 110-250V screw therm | 2748.53
3RW5072-2AB04 | 3RW50 480V 210A 24V spring analog | 3048.13
3RW5074-2TB15 | 3RW50 600V 315A 110-250V spring therm | 4038.1
3RW5074-6AB15 | 3RW50 600V 315A 110-250V screw analog | 4038.1
3RW5074-6TB05 | 3RW50 600V 315A 24V screw therm | 4038.1
3RW5075-2TB05 | 3RW50 600V 370A 24V spring therm | 4376.81
3NJ6333-4AA00-0AA0 | plug-in sw. disconn. NH3 3p mot. | 4304.64
3NJ6930-3BF23 | ACCESSORY FOR 3NJ62 | 574.92
3LD5200-0TL13 | MOLDED CASE SWITCH 3LD5 UL | 106.77
3LD5210-0TL11 | MOLDED CASE SWITCH 3LD5 UL | 145.49
3LD5610-0TL11 | MOLDED CASE SWITCH 3LD5 UL | 280.98
3LD5800-0TK13 | MOLDED CASE SWITCH 3LD5 UL | 262.87
3KD5630-0RE20-0 | SWITCH-DISCONNECTOR 690V 2000A 3P FS5 | 3271.75
3KD9003-2 | AUX. SWITCH 1NO+1NC WITHOUT CABLE | 11.67
1PH8186-1FF23-0BA1 | COMPACT ASYNCHRONOUS MOTOR | 23114.93
3NJ6233-1AA00-2DJ1 | PLUG-IN IN-LINE SWITCH DISCONNECTOR | 2932.9
3KF5363-0LF11-8AA1 | Switch discennector with fuses 3KF | 1017.73
3NJ6324-1AA00-0AA0 | plug-in sw. disconn. NH2 4p man. | 2338.86
3NJ6930-3BG13 | ACCESSORY FOR 3NJ62 | 595.74
3NP1164-1DA10 | Fuse switch disconnector 3NP1 | 509.99
3LD5220-0TK11 | MOLDED CASE SWITCH 3LD5 UL | 93.04
3LD9247-1C | SUPPL. HANDLE F. DOOR MOUNT. ROT. OPER. | 43.48
3LD9280-5D | Front-mounted auxiliary switch | 16
3NJ6213-1AA00-1DG1 | PLUG-IN IN-LINE SWITCH DISCONNECTOR | 1710.38
3NJ6213-1AA00-2DF1 | PLUG-IN IN-LINE SWITCH DISCONNECTOR | 1905.52
3NJ6223-1AA00-1FH1 | PLUG-IN IN-LINE SWITCH DISCONNECTOR | 2889.86
3NJ6223-1AA00-2DH1 | PLUG-IN IN-LINE SWITCH DISCONNECTOR | 2645.91
3RK1908-0AP00-0AH0 | ET 200SP HA, BU with infeed 24 and 500V | 326.52
3RT2035-1SP30 | 3RT2035-1SP30 | 200.75
3RT2036-1SF30 | 3RT2036-1SF30 | 244.53
3RT2037-1KB40-0HT0 | COUPLING CONT.,AC3:30KW 1NO+1NC 24VDC | 321.57
3RT2027-1XF40-0LA2 | RAIL-CONTACTOR,AC3: 15KW 1NO+1NC DC110V | 177.14
3RT2038-1SB30 | 3RT2038-1SB30 | 329.86
3RT2038-1SP30 | 3RT2038-1SP30 | 329.86
3RT2045-3XB40-6LA2 | CONTACTOR F.RAIL,AC3:37KW,1NO+1NC,24VDC | 482.38
3RW5055-6TB04 | 3RW50 480V 143A 24V screw therm | 2448.92
3RW5056-6AB05 | 3RW50 600V 171A 24V screw analog | 3035.1
3RW5072-2TB14 | 3RW50 480V 210A 110-250V spring therm | 3048.13
3RW5073-2AB04 | 3RW50 480V 250A 24V spring analog | 3347.73
3RW5074-2TB04 | 3RW50 480V 315A 24V spring therm | 3660.36
3RW5074-6AB14 | 3RW50 480V 315A 110-250V screw analog | 3660.36
3RW5075-6TB14 | 3RW50 480V 370A 110-250V screw therm | 3972.99
3RW5076-2AB15 | 3RW50 600V 470A 110-250V spring analog | 4728.5
3RT1983-4AA1 | Insulation Barrier 3RT1481 - 3RT1483 | 11.25
3RS2600-1BW30 | TEMPERATURE MONITORING RELAY | 293.73
3RT2038-3SB30 | 3RT2038-3SB30 | 381.72
3RW5056-2TB04 | 3RW50 480V 171A 24V spring therm | 2748.53
3RW5056-2TB15 | 3RW50 600V 171A 110-250V spring therm | 3035.1
3RW5072-2TB15 | 3RW50 600V 210A 110-250V spring therm | 3347.73
3RW5072-6AB15 | 3RW50 600V 210A 110-250V screw analog | 3347.73
3RW5074-6AB05 | 3RW50 600V 315A 24V screw analog | 4038.1
3NJ6313-3AA00-0AA0 | plug-in sw. disconn. NH1 3p man. | 881.01
3NJ6322-3AA00-0AA0 | plug-in sw. disconn. NH2 2p man. | 2439.29
3LD5020-0TK11 | MOLDED CASE SWITCH 3LD5 UL | 71.2
3LD5220-0TL13 | MOLDED CASE SWITCH 3LD5 UL | 118
3LD5600-0TL13 | MOLDED CASE SWITCH 3LD5 UL | 244.77
3LD5610-0TL13 | MOLDED CASE SWITCH 3LD5 UL | 280.98
3LD5820-0TK11 | MOLDED CASE SWITCH 3LD5 UL | 277.23
3LD9280-5DF | Front-mounted auxiliary switch | 27.1
3NJ6202-3AA00-0AA0 | PLUG-IN SWITCH DISCONN. NH00 2P MANUAL H | 1549.67
3NJ6213-3AA00-1DB1 | PLUG-IN IN-LINE SWITCH DISCONNECTOR | 2196.81
3NJ6213-3AA00-1FF1 | PLUG-IN IN-LINE SWITCH DISCONNECTOR | 2726.27
3NJ6223-1AA00-0BH4 | PLUG-IN IN-LINE SWITCH DISCONNECTOR | 2544.04
3RK1908-0AP00-0HP0 | ET 200SP, BU F-DI-forwarding infeed 500V | 178.47
3RT1982-5AF31 | Withdrawable Drive 3RT1481, 3RT1482 | 263.98
3RT1982-5AP31 | Withdrawable Drive 3RT1481, 3RT1482 | 263.98
3RT2037-1SF30 | 3RT2037-1SF30 | 315.63
3RS2800-2BA40 | TEMPERATURE MONITORING RELAY | 293.1
3RS2900-1AA30 | TEMPERATURE MONITORING RELAY | 130.4
3RT2046-1SP30 | 3RT2046-1SP30 | 392.75
3RW5055-2TB04 | 3RW50 480V 143A 24V spring therm | 2448.92
3RW5073-2AB14 | 3RW50 480V 250A 110-250V spring analog | 3347.73
3RW5073-2TB14 | 3RW50 480V 250A 110-250V spring therm | 3347.73
3RW5073-2TB15 | 3RW50 600V 250A 110-250V spring therm | 3699.43
3RW5073-6AB14 | 3RW50 480V 250A 110-250V screw analog | 3347.73
3RW5513-3HF14 | 3RW55 480V 13A 110-250V spring FS | 1628.28
3RV2021-1GA20-0BA0 | CIRCUIT-BREAKER SPRING-L. CONN. 6.3A | 74.99
3RV2021-1HA10-0DA0 | CIRCUIT-BREAKER SCREW CONNECTION 8A | 71.26
3RV2021-1JA10-0DA0 | CIRCUIT-BREAKER SCREW CONNECTION 10A | 79.82
3RW5545-2HF14 | 3RW55 480V 315A 110-250V spring FS | 9665.41
3RW5900-0CC00 | COM connection cable 3RW50 | 42.33
3RW5905-0VY00 | packing for transport 3RW50 S6 | 50.53
3RW5955-1UY00 | control unit 24V 3RW55 sz5 | 741.2
3SE5532-0FC05 | POSITION SWITCH | 24.16
3KD5040-0QE10-0 | SWITCH-DISCONNECTOR 690V 1000A 4P FS4 | 1598.44
3NJ6213-3AA00-0CG4 | PLUG-IN IN-LINE SWITCH DISCONNECTOR | 2595.7
3NJ6222-3AA00-0AA0 | PLUG-IN SWITCH DISCONN. NH2 2P MANU H | 3773.74
3RK1908-0AP00-0BH0 | ET 200SP HA, BU with infeed 24V | 289.5
3RT1355-6AF36 | Schuetz,4pol, AC1 200A; 48-130VAC/DC | 618.76
3RT1373-6AE36 | Schuetz,4pol, AC1 400A;24-60VAC/20-60VDC | 1458.9
3RT1374-6AR36 | Schuetz,4pol, AC1 500A; 250-500VAC/DC | 1759.73
3RQ3018-2AN08-0AX0 | OUT.C.DEV. 110VDC,0.7-1.25XUS,1CO,SPRING | 33.42
3RT1987-4AA1 | Insulation Barrier 3RT1485 - 3RT1487 | 15.28
3RT1374-6AF36 | Schuetz,4pol, AC1 500A; 48-130VAC/DC | 1759.73
3RT1987-5AP31 | Withdrawable Drive 3RT1485 - 3RT1487 | 1123.97
3RT2026-2XF40-1LA2 | RAIL-CONTACTOR,AC3: 11KW 1NO+1NC DC110V | 166.49
3RT2038-3SP30 | 3RT2038-3SP30 | 342.3
3RT2046-1SF30 | 3RT2046-1SF30 | 392.75
3RT2046-3SB30 | 3RT2046-3SB30 | 407.62
3RT2046-3SF30 | 3RT2046-3SF30 | 407.62
3RV2323-4AC10 | CIRCUIT-BREAKER SCREW CONNECTION 16A | 60.53
3RW5055-2AB05 | 3RW50 600V 143A 24V spring analog | 2696.41
3RW5055-2TB05 | 3RW50 600V 143A 24V spring therm | 2696.41
3RW5055-2TB14 | 3RW50 480V 143A 110-250V spring therm | 2448.92
3RW5055-6AB04 | 3RW50 480V 143A 24V screw analog | 2448.92
3RW5072-6TB15 | 3RW50 600V 210A 110-250V screw therm | 3347.73
3RW5076-6AB04 | 3RW50 480V 470A 24V screw analog | 4285.61
3RW5076-6AB14 | 3RW50 480V 470A 110-250V screw analog | 4285.61
3RW5076-6AB15 | 3RW50 600V 470A 110-250V screw analog | 4728.5
3RV2021-1KA10-0DA0 | CIRCUIT-BREAKER SCREW CONNECTION 12.5A | 79.82
3RW5525-3HF04 | 3RW55 480V 63A 24V spring FS | 3152.33
3RW5526-1HF14 | 3RW55 480V 77A 110-250V screw FS | 3530.1
3RW5546-6HF14 | 3RW55 480V 370A 110-250V screw FS | 11306.73
3RW5955-0SV04 | semiconductor 480V 3RW55 720A | 2266.56
3RW5955-0SV06 | semiconductor 690V 3RW55 720A | 2787.59
3RW5955-0SX04 | semiconductor 480V 3RW55 1100A | 3868.78
3RW5955-0SX06 | semiconductor 690V 3RW55 1100A | 4741.53
3SU1000-5MP01-0AA0 | Key-operated switch SIEMENS, I>O-II | 95.59
3LD5200-0TL11 | MOLDED CASE SWITCH 3LD5 UL | 106.77
3LD5400-0TL11 | MOLDED CASE SWITCH 3LD5 UL | 211.06
3LD5400-0TL13 | MOLDED CASE SWITCH 3LD5 UL | 211.06
3LD5410-0TK11 | MOLDED CASE SWITCH 3LD5 UL | 192.29
3LD5420-0TK11 | MOLDED CASE SWITCH 3LD5 UL | 174.82
3NJ6213-1AA00-0BD4 | PLUG-IN IN-LINE SWITCH DISCONNECTOR | 1763.47
3NJ6213-1AA00-0BG1 | PLUG-IN IN-LINE SWITCH DISCONNECTOR | 1763.47
3NJ6223-1AA00-0CJ5 | PLUG-IN IN-LINE SWITCH DISCONNECTOR | 3228.48
3RT2018-1UB42-1AA0 | CONTACTOR,AC3:7,5KW 1NC DC24V M. VARISTO | 83.56
3RS2500-1AW30 | TEMPERATURE MONITORING RELAY | 144.97
3RT2518-1AR60 | 4POL.CONT.,AC3:7.5KW,220V 50HZ,240V 60HZ | 51.41
3RT2047-1SF30 | 3RT2047-1SF30 | 419.03
3RW5056-2TB05 | 3RW50 600V 171A 24V spring therm | 3035.1
3RW5072-6AB14 | 3RW50 480V 210A 110-250V screw analog | 3048.13
3RW5072-6TB14 | 3RW50 480V 210A 110-250V screw therm | 3048.13
3RW5073-6TB05 | 3RW50 600V 250A 24V screw therm | 3699.43
3RW5074-2TB14 | 3RW50 480V 315A 110-250V spring therm | 3660.36
3RW5074-6TB14 | 3RW50 480V 315A 110-250V screw therm | 3660.36
3RW5075-2TB04 | 3RW50 480V 370A 24V spring therm | 3972.99
3RW5075-6TB05 | 3RW50 600V 370A 24V screw therm | 4376.81
3RW5077-6AB05 | 3RW50 600V 570A 24V screw analog | 5054.15
3RV2926-3B | DOOR-COUPLING ROT.OPER.MECH. Size S00/S0 | 85.72
3RW5514-1HF14 | 3RW55 480V 18A 110-250V screw FS | 1810.63
3RW5524-3HF04 | 3RW55 480V 47A 24V spring FS | 2839.71
3RW5544-2HF14 | 3RW55 480V 250A 110-250V spring FS | 8154.37
3RW5545-2HF04 | 3RW55 480V 315A 24V spring FS | 9665.41
3RW5548-2HF04 | 3RW55 480V 570A 24V spring FS | 14980.1
3RW5907-0BQ00 | bypass unit 3RW50 S12 | 286.57
3RW5907-0GB00 | housing base 3RW50 S12 | 84.52
3RW5955-0VY00 | packing for transport 3RW55 sz5 | 109.69
3SE7141-1EG10-0CA1 | SIRIUS ROPE SWITCH W. EMER-STOP | 404.02
3KD5030-0QE10-0 | SWITCH-DISCONNECTOR 690V 1000A 3P FS4 | 1286.25
1PH8186-1DF00-2BA1 | COMPACT ASYNCHRONOUS MOTOR | 16161.95
3NJ6213-1AA00-1DG4 | PLUG-IN IN-LINE SWITCH DISCONNECTOR | 1710.38
3NJ6213-1AA01-0AA0 | PLUG-IN IN-LINE SWITCH DISCONNECTOR | 1589.85
3NJ6223-1AA00-0CH4 | PLUG-IN IN-LINE SWITCH DISCONNECTOR | 2759.28
3NJ6223-1AA00-2EJ4 | PLUG-IN IN-LINE SWITCH DISCONNECTOR | 2858.29
3RH1981-1JA11 | Auxilliary Contact 3RT1,1NC 1NO, screw | 10.63
3RK1908-0AP00-0JP0 | ET 200SP, BU F-DI -forwarding | 174.51
3RT1355-6AE36 | Schuetz,4pol, AC1 200A;24-60VAC/20-60VDC | 618.76
3RT1375-6AE36 | Schuetz,4pol, AC1 525A;24-60VAC/20-60VDC | 1947.06
3RT2025-2FB40-1AA0 | CONTACTOR,AC3:7,5KW 1NO+1NC DC24V W.DIO | 115.85
3RT1373-6AF36 | Schuetz,4pol, AC1 400A; 48-130VAC/DC | 1458.9
3RT1373-6AR36 | Schuetz,4pol, AC1 400A; 250-500VAC/DC | 1458.9
3RT2023-1XF40-0LA2 | RAIL-CONTACTOR,AC3: 4KW 1NO+1NC DC24V | 85.17
3RT1486-6AP36 | Contactor, 2100A/AC-1 | 8628.41
3RT1983-5AP31 | Withdrawable Drive 3RT1483 | 445.62
3RT2045-3SF30 | 3RT2045-3SF30 | 356.5
3RT2326-1BA40-4AA0 | 4NO CONTACTOR, AC3: 15KW, DC 24 V | 146.87
3RW5056-2AB14 | 3RW50 480V 171A 110-250V spring analog | 2748.53
3RW5073-2AB05 | 3RW50 600V 250A 24V spring analog | 3699.43
3RW5073-6TB04 | 3RW50 480V 250A 24V screw therm | 3347.73
3RW5075-6TB15 | 3RW50 600V 370A 110-250V screw therm | 4376.81
3RW5076-2TB14 | 3RW50 480V 470A 110-250V spring therm | 4285.61
3RW5076-6TB15 | 3RW50 600V 470A 110-250V screw therm | 4728.5
3RV2926-1B | DOOR-COUPLING ROT.OPER.MECH. S.S00...S3 | 44.23
3RW5077-6AB15 | 3RW50 600V 570A 110-250V screw analog | 5054.15
3RW5513-3HF04 | 3RW55 480V 13A 24V spring FS | 1628.28
3RW5524-1HF04 | 3RW55 480V 47A 24V screw FS | 2839.71
3RW5524-3HF14 | 3RW55 480V 47A 110-250V spring FS | 2839.71
3RW5526-3HF04 | 3RW55 480V 77A 24V spring FS | 3530.1
3RW5536-6HF04 | 3RW55 480V 171A 24V screw FS | 5992.04
3RW5545-6HF04 | 3RW55 480V 315A 24V screw FS | 9665.41
3RW5548-6HF14 | 3RW55 480V 570A 110-250V screw FS | 14980.1
3RW5907-1UA10 | control unit 110-250V 3RW50 S12 analog | 462.43
3RW5955-0BY00 | bypass unit 3RW55 sz5 | 1511.04
3RW5955-0SY06 | semiconductor 690V 3RW55 1280A | 5353.77
3SU1000-3FB11-0AA0 | Quadruple pushbutton, black | 37.79
3RW5077-2TB04 | 3RW50 480V 570A 24V spring therm | 4585.23
3RW5077-2TB15 | 3RW50 600V 570A 110-250V spring therm | 5054.15
3RW5077-6TB15 | 3RW50 600V 570A 110-250V screw therm | 5054.15
3RV2936-3C | DOOR-COUPLING ROT.OPER.MECH. Size S2 | 101.62
3RV2946-3B | DOOR-COUPLING ROT.OPER.MECH. Size S3 | 99.91
3RW5516-3HF04 | 3RW55 480V 32A 24V spring FS | 2240.5
3RW5517-1HF04 | 3RW55 480V 38A 24V screw FS | 2501.02
3RW5517-3HF04 | 3RW55 480V 38A 24V spring FS | 2501.02
3RV2021-4BA10-0DA0 | CIRCUIT-BREAKER SCREW CONNECTION 20A | 80.35
3RW5527-3HF04 | 3RW55 480V 93A 24V spring FS | 3842.72
3SE5000-0AW57 | Stainless steel actuator heavy duty IP69 | 195.84
3RW5900-0GL00 | hinged lid 3RW50 | 16.95
3RW5905-0FF00 | fan 3RW50 S6 | 100.95
3RW5905-0GB00 | housing base 3RW50 S6 | 50.78
3RW5905-1UT00 | control unit 24V 3RW50 S6 therm | 423.35
3SE5214-0CC05-1AJ2 | SIRIUS POSITION SWITCH, METAL, -40 DEG | 70.27
3RV2041-4HA10-0DA0 | CIRCUIT-BREAKER SCREW CONNECTION 50A | 223.1
3NJ6323-4AA00-0AA0 | plug-in sw. disconn. NH2 3p mot. | 4261.6
3NJ6334-2AA00-0AA0 | plug-in sw. disconn. NH3 4p mot. | 5538.64
3NJ6930-3BG23 | ACCESSORY FOR 3NJ62 | 574.92
3LD5600-0TL11 | MOLDED CASE SWITCH 3LD5 UL | 244.77
3LD5610-0TK13 | MOLDED CASE SWITCH 3LD5 UL | 221.68
3LD5820-0TK13 | MOLDED CASE SWITCH 3LD5 UL | 277.23
3LD9224-1G | Rotary operating mechanism | 5.43
3RA9012-3RM01 | 3RM1 Starterkit | 159.52
3NJ6213-1AA00-0CF4 | PLUG-IN IN-LINE SWITCH DISCONNECTOR | 2109.28
3NJ6213-1AA00-0CG1 | PLUG-IN IN-LINE SWITCH DISCONNECTOR | 2109.28
3NJ6213-1AA00-0CG5 | PLUG-IN IN-LINE SWITCH DISCONNECTOR | 2482.34
3NJ6213-1AA00-1DF4 | PLUG-IN IN-LINE SWITCH DISCONNECTOR | 1710.38
3NJ6223-1AA00-2DJ1 | PLUG-IN IN-LINE SWITCH DISCONNECTOR | 2645.91
3NJ6223-1AA03-0AA0 | PLUG-IN IN-LINE SWITCH DISCONNECTOR | 2466.55
3RT1374-6AE36 | Schuetz,4pol, AC1 500A;24-60VAC/20-60VDC | 1759.73
3RP2505-2AW30-0AX0 | T-REL. MULTI-F. 1CO CONTACT 12-240VAC/DC | 129.14
3RP2505-2BW30-0AX0 | T-REL. MULTI-F. 2CO CONT. 12-240V AC/DC | 153.2
3RW5077-2AB05 | 3RW50 600V 570A 24V spring analog | 5054.15
3RW5077-6TB05 | 3RW50 600V 570A 24V screw therm | 5054.15
3RV2936-3B | DOOR-COUPLING ROT.OPER.MECH. Size S2 | 93.12
3RW5985-0FF00 | fan 3RW55 sz5 | 135.47
3RW5513-1HF04 | 3RW55 480V 13A 24V screw FS | 1628.28
3RW5543-2HF14 | 3RW55 480V 210A 110-250V spring FS | 6982.04
3RW5543-6HF14 | 3RW55 480V 210A 110-250V screw FS | 6982.04
3RW5955-0SW06 | semiconductor 690V 3RW55 840A | 3165.37
3RW5955-0SY04 | semiconductor 480V 3RW55 1280A | 4376.81
3RW5955-1UY10 | control unit 110-250V 3RW55 sz5 | 741.2
3RW5077-6TB04 | 3RW50 480V 570A 24V screw therm | 4585.23
3RV2946-3C | DOOR-COUPLING ROT.OPER.MECH. Size S3 | 106.15
3RV2021-1EA20-0DA0 | CIRCUIT-BREAKER SPRING-L. CONN. 4A | 71.26
3RW5517-1HF14 | 3RW55 480V 38A 110-250V screw FS | 2501.02
3RW5534-6HF14 | 3RW55 480V 113A 110-250V screw FS | 4324.69
3RW5535-2HF04 | 3RW55 480V 143A 24V spring FS | 5158.38
3RW5535-2HF14 | 3RW55 480V 143A 110-250V spring FS | 5158.38
3RW5535-6HF04 | 3RW55 480V 143A 24V screw FS | 5158.38
3RW5905-1UT10 | control unit 110-250V 3RW50 S6 therm | 423.35
3RW5907-0BY00 | bypass unit 3RW50 S12 | 320.44
3RW5907-0PY05 | printed-circuit board 600V 3RW50 S12 | 334.77
3SU1002-2FM10-0AA0 | SELECTOR SWITCH, I>O<II, BLACK | 14.75
3SU1051-6BA20-0AA0 | Indicator light, red | 8.23
3SU1400-1LK10-1BA1 | PROFINET standard interface module | 308.04
3SU1400-1LK10-3BA1 | PROFINET standard interface module | 308.04
3UF5720-0AA30-1 | Simocode DP PCS 7 Library Migr. (Legacy) | 7062.62
3RW5055-2AB04 | 3RW50 480V 143A 24V spring analog | 2448.92
3RW5055-6AB05 | 3RW50 600V 143A 24V screw analog | 2696.41
3RW5072-2AB05 | 3RW50 600V 210A 24V spring analog | 3347.73
3RW5073-6AB05 | 3RW50 600V 250A 24V screw analog | 3699.43
3RW5074-2AB14 | 3RW50 480V 315A 110-250V spring analog | 3660.36
3RW5075-2TB14 | 3RW50 480V 370A 110-250V spring therm | 3972.99
3RW5076-2AB14 | 3RW50 480V 470A 110-250V spring analog | 4285.61
3RW5077-2AB04 | 3RW50 480V 570A 24V spring analog | 4585.23
3RV2926-1K | DOOR-COUPLING ROT.OPER.MECH. S.S00...S3 | 52.17
3RW5077-6TB14 | 3RW50 480V 570A 110-250V screw therm | 4585.23
3RW5513-1HF14 | 3RW55 480V 13A 110-250V screw FS | 1628.28
3RW5524-1HF14 | 3RW55 480V 47A 110-250V screw FS | 2839.71
3RW5526-3HF14 | 3RW55 480V 77A 110-250V spring FS | 3530.1
3RW5544-6HF14 | 3RW55 480V 250A 110-250V screw FS | 8154.37
3RW5545-6HF14 | 3RW55 480V 315A 110-250V screw FS | 9665.41
3RW5907-1UT10 | control unit 110-250V 3RW50 S12 therm | 462.43
3RW5955-0GC00 | ventilation cover 3RW55 sz5 | 50.53
3LD5010-0TL13 | MOLDED CASE SWITCH 3LD5 UL | 111.15
3NP1163-1DA14 | Fuse switch disconnector 3NP1 | 428.88
3LD5420-0TK13 | MOLDED CASE SWITCH 3LD5 UL | 174.82
3NP1164-1BC10 | Fuse switch disconnector 3NP1 | 748.8
3NJ6213-1AA00-0BG4 | PLUG-IN IN-LINE SWITCH DISCONNECTOR | 1763.47
3NJ6213-1AA00-1FG4 | PLUG-IN IN-LINE SWITCH DISCONNECTOR | 2239.85
3NJ6213-1AA03-2DG1 | PLUG-IN IN-LINE SWITCH DISCONNECTOR | 2176.71
3NJ6223-1AA00-1DH1 | PLUG-IN IN-LINE SWITCH DISCONNECTOR | 2456.52
3NJ6223-1AA00-1FJ4 | PLUG-IN IN-LINE SWITCH DISCONNECTOR | 2889.86
3RW5077-2AB15 | 3RW50 600V 570A 110-250V spring analog | 5054.15
3RV2926-0Q | 3RV2926-0Q | 27.96
3RW5517-3HF14 | 3RW55 480V 38A 110-250V spring FS | 2501.02
3RW5534-6HF04 | 3RW55 480V 113A 24V screw FS | 4324.69
3RW5535-6HF14 | 3RW55 480V 143A 110-250V screw FS | 5158.38
3RW5547-6HF04 | 3RW55 480V 470A 24V screw FS | 13286.69
3RW5905-1UA10 | control unit 110-250V 3RW50 S6 analog | 423.35
3RW5955-0PY16 | printed-circuit board 690V 3RW55 sz5 | 823.24
3RV2926-3C | DOOR-COUPLING ROT.OPER.MECH. Size S00/S0 | 93.12
3RW5514-1HF04 | 3RW55 480V 18A 24V screw FS | 1810.63
3RW5516-1HF14 | 3RW55 480V 32A 110-250V screw FS | 2240.5
3RV2021-1HA20-0BA0 | CIRCUIT-BREAKER SPRING-L. CONN. 8A | 74.99
3RW5543-2HF04 | 3RW55 480V 210A 24V spring FS | 6982.04
3RW5544-2HF04 | 3RW55 480V 250A 24V spring FS | 8154.37
3RW5548-2HF14 | 3RW55 480V 570A 110-250V spring FS | 14980.1
3RV2021-4EA20-0BA0 | SPECIAL TYPE CIRCUIT-BREAKER 32A | 117.82
3RW5955-0PY14 | printed-circuit board 480V 3RW55 sz5 | 673.44
3SU1103-2BF64-1BA0 | Selector switch, O-I, black, white | 30.05
3SU1200-6LC10-1AA0 | Acoustic signal device, black | 49.06
3SU1051-6BA40-0AA0 | Indicator light, green | 8.23
3SU1401-1BC24-1AA0 | Traffic light LED module, rd-grn-ylw | 30.58
3SU1401-1BG24-3AA0 | Traffic light LED module, rd-grn-ylw | 21.44
3SU1801-0NV00-4SA2 | Enclosure plastic, 1 control point | 120.89
3SU1802-0AM00-2AB1 | Enclosure plastic, 2 control points | 68
3UF5720-0AA30-0 | Simocode DP PCS 7 Library Migr. (Legacy) | 6009.7
3SU1152-1GB20-3CW0 | EMERG. STOP mushroom pushb., 30mm, red | 46.51
3UF7300-1AU00-0AX0 | DIGITAL MODULE; | 229.02
3UF7982-0AA20-1 | PCS 7 block library SIMOCO pro Migration | 340.02
3VA1110-4ED46-0AB0 | MCCB_IEC_FS160_100A_4P_36KA_TM_ FTFM | 478.39
3VA1116-3ED42-0KA0 | MCCB_IEC_FS160_160A_4P_25KA_TM_ FTFM | 738.12
3VA1116-5EE36-0KA0 | MCCB_IEC_FS160_160A_3P_55KA_TM_ ATFM | 724.2
3VA1163-4ED46-0AB0 | MCCB_IEC_FS160_63A_4P_36KA_TM_ FTFM | 399.69
3NJ6223-1AA00-0CH3 | PLUG-IN IN-LINE SWITCH DISCONNECTOR | 4921.63
3RK1908-0AP00-0CH0 | ET 200SP HA, BU with infeed 500V | 309.34
3RT2016-2AP01-1AA0 | CONTACTOR,AC3:4KW 1NO AC230V 50/60HZ | 32.28
3RV2926-0P | 3RV2926-0P | 14.26
3RW5516-1HF04 | 3RW55 480V 32A 24V screw FS | 2240.5
3RW5527-3HF14 | 3RW55 480V 93A 110-250V spring FS | 3842.72
3RW5534-2HF04 | 3RW55 480V 113A 24V spring FS | 4324.69
3RW5534-2HF14 | 3RW55 480V 113A 110-250V spring FS | 4324.69
3RW5905-0BY00 | bypass unit 3RW50 S6 | 252.71
3RW5905-0PY04 | printed-circuit board 480V 3RW50 S6 | 183.67
3RW5905-0PY05 | printed-circuit board 600V 3RW50 S6 | 201.9
3SE5324-0SH21-1AE4 | POS.SWITCH W.SOL.INTERL. | 417.02
3RW5514-3HF04 | 3RW55 480V 18A 24V spring FS | 1810.63
3RW5515-1HF04 | 3RW55 480V 25A 24V screw FS | 2019.07
3RW5515-3HF04 | 3RW55 480V 25A 24V spring FS | 2019.07
3RW5515-3HF14 | 3RW55 480V 25A 110-250V spring FS | 2019.07
3RW5525-1HF04 | 3RW55 480V 63A 24V screw FS | 3152.33
3RW5525-1HF14 | 3RW55 480V 63A 110-250V screw FS | 3152.33
3RW5546-2HF04 | 3RW55 480V 370A 24V spring FS | 11306.73
3SE5234-1LC05-1AD5 | Basic switch with M12 plug 8-pin | 99.54
3RW5955-0PY26 | TSE printed-circuit board 690V 3RW55 sz5 | 303.52
3RW5955-0SW04 | semiconductor 480V 3RW55 840A | 2592.22
3RV2041-4FA10-0DA0 | CIRCUIT-BREAKER SCREW CONNECTION 40 A | 223.1
3RV2041-4JA10-0DA0 | CIRCUIT-BREAKER SCREW CONNECTION 63 A | 223.1
3RV2041-4MA10-0DA0 | CIRCUIT-BREAKER SCREW CONNECTION 100 A | 288.38
3RV2041-4RA10-0DA0 | CIRCUIT-BREAKER SCREW CONNECTION 84A | 260
3SU1051-6BA30-0AA0 | Indicator light, yellow | 8.23
3SU1051-6BA60-0AA0 | Indicator light, white | 8.23
3SU1051-6BA50-0AA0 | Indicator light, blue | 8.23
3SU1051-6BA70-0AA0 | Indicator light, clear | 8.23
3SU1801-0AR00-2AB1 | Enclosure plastic, 1 control point | 46.09
3SU1802-0AN00-2AB1 | Enclosure plastic, 2 control points | 72.67
3SU1803-0AR00-2AB1 | Enclosure plastic, 3 control points | 86.59
3SU1853-0AQ00-3BB1 | ENCLOSURE METAL, 3 COMMAND POINTS | 121.55
3VA1116-5EF36-0DD0 | MCCB_IEC_FS160_160A_3P_55KA_TM_ ATAM | 751.83
3VA1180-6MH32-0DC0 | MCCB_IEC_FS160_80A_3P_70KA_TM_ AM | 486.74
3VA1225-1AA32-0DD0 | SD_IEC_FS250_250A_3P | 724.2
3VA1225-1AA32-0KE0 | SD_IEC_FS250_250A_3P | 724.2
3VA1340-4EF32-0AF0 | MCCB_IEC_FS400_400A_3P_36KA_TM_ ATAM | 1190.74
3VA1340-4EF32-0KA0 | MCCB_IEC_FS400_400A_3P_36KA_TM_ ATAM | 1225.55
3VA1340-5EE42-0AA0 | MCCB_IEC_FS400_400A_4P_55KA_TM_ ATFM | 1538.91
3VA1340-5EF32-0DG0 | MCCB_IEC_FS400_400A_3P_55KA_TM_ ATAM | 1434.46
3VA1463-4EF42-0BB0 | MCCB_IEC_FS630_630A_4P_36KA_TM_ ATAM | 2283.98
3VA1463-4GE42-0AA0 | MCCB_IEC_FS630_630A_4P_36KA_TM_ ATFM | 1963.67
3VA1220-5MH32-0BF0 | MCCB_IEC_FS250_200A_3P_55KA_TM_ AM | 960.95
3VA1463-5EF32-0AC0 | MCCB_IEC_FS630_630A_3P_55KA_TM_ ATAM | 1803.52
3VA2110-0HN32-0AA0 | MCCB_IEC_FS160_3P_200KA_ETU350_ LSI | 757.96
3VA2110-0HN46-0AA0 | MCCB_IEC_FS160_4P_200KA_ETU350_ LSI | 1033.03
3VA2110-0MN32-0AA0 | MCCB_IEC_FS160_3P_200KA_ETU350M_ LSI | 635.69
3VA2110-0MQ36-0AA0 | MCCB_IEC_FS160_3P_200KA_ETU860M_ LSIG | 1155.27
3VA2110-0MS32-0AA0 | MCCB_IEC_FS160_3P_200KA_ETU310M_I | 479.83
3VA2125-0KP46-0AA0 | MCCB_IEC_FS160_4P_200KA_ETU850_ LSI | 1528.15
3VA2125-0KQ42-0AA0 | MCCB_IEC_FS160_4P_200KA_ETU860_ LSIG | 1650.37
3VA2140-0HM36-0AA0 | MCCB_IEC_FS160_3P_200KA_ETU330_ LIG | 910.77
3VA2140-0HN36-0AA0 | MCCB_IEC_FS160_3P_200KA_ETU350_ LSI | 727.41
3VA2163-0MN32-0AA0 | MCCB_IEC_FS160_3P_200KA_ETU350M_ LSI | 605.14
3VA2163-0MN36-0AA0 | MCCB_IEC_FS160_3P_200KA_ETU350M_ LSI | 629.6
3VA2163-0MQ32-0AA0 | MCCB_IEC_FS160_3P_200KA_ETU860M_ LSIG | 1075.8
3UF5720-0AA40-1 | Simocode DP PCS 7 Library Migr. (Legacy) | 7062.62
3UG5461-1AA41 | DC LOAD MONITORING RELAY 0...16A | 533.02
3UG5462-1AA41 | DC LOAD MONITORING RELAY 0...63A | 778.64
3VA1110-4GF42-0KH0 | MCCB_IEC_FS160_100A_4P_36KA_TM_ ATAM | 564.03
3VA1110-5ED36-0AC0 | MCCB_IEC_FS160_100A_3P_55KA_TM_ FTFM | 389.25
3VA1110-5EE32-0LC0 | MCCB_IEC_FS160_100A_3P_55KA_TM_ ATFM | 576.57
3VA1110-5EF32-0AM0 | MCCB_IEC_FS160_100A_3P_55KA_TM_ ATAM | 449.14
3VA1332-4GE42-0AA0 | MCCB_IEC_FS400_320A_4P_36KA_TM_ ATFM | 1378.76
3VA1332-5EF32-0CH0 | MCCB_IEC_FS400_320A_3P_55KA_TM_ ATAM | 1441.43
3VA1332-6EF32-0AH0 | MCCB_IEC_FS400_320A_3P_70KA_TM_ ATAM | 1483.21
3VA1332-6EF32-0DG0 | MCCB_IEC_FS400_320A_3P_70KA_TM_ ATAM | 1594.61
3VA1340-7EE42-0AA0 | MCCB_IEC_FS400_400A_4p_110kA_TM_ ATFM | 1894.05
3VA1450-1AA42-0BJ0 | SD_IEC_FS630_500A_4p | 1552.83
3VA1450-1AA42-0HB0 | SD_IEC_FS630_500A_4p | 1504.1
3VA1450-5EE32-0AA0 | MCCB_IEC_FS630_500A_3P_55KA_TM_ ATFM | 1552.83
3VA1450-5EE42-0AA0 | MCCB_IEC_FS630_500A_4P_55KA_TM_ ATFM | 2005.46
3VA1510-5EF32-0KE0 | MCCB_IEC_FS1000_1000A_3P_55KA_TM_ ATAM | 3648.82
3VA1510-6EF42-0BG0 | MCCB_IEC_FS1000_1000A_4P_70KA_TM_ ATAM | 4492.69
3VA1580-6GF42-0DB0 | MCCB_IEC_FS1000_800A_4P_70KA_TM_ ATAM | 3718.44
3VA1220-6GE42-0AA0 | MCCB_IEC_FS250_200A_4P_70KA_TM_ ATFM | 1135.04
3VA2116-7HL36-0AH0 | MCCB_IEC_FS160_160A_3P_110KA_ETU3_LI | 1065.4
3VA2116-8HN32-0KG0 | MCCB_IEC_FS160_160A_3P_150KA_ETU3_LSI | 1323.04
3VA2125-0HL42-0AA0 | MCCB_IEC_FS160_4P_200KA_ETU320_ LI | 880.19
3VA2125-0HM32-0AA0 | MCCB_IEC_FS160_3P_200KA_ETU330_ LIG | 880.19
3VA2140-0MS36-0AA0 | MCCB_IEC_FS160_3P_200KA_ETU310M_I | 473.12
3VA2140-7MQ36-0JA0 | MCCB_IEC_FS160_40A_3P_110KA_ETU8_LSIG | 1232.52
3VA2163-0HL36-0AA0 | MCCB_IEC_FS160_3P_200KA_ETU320_ LI | 678.5
3VA2225-0HL42-0AA0 | MCCB_IEC_FS250_4P_200KA_ETU320_ LI | 1882.64
3VA2225-0HM42-0AA0 | MCCB_IEC_FS250_4P_200KA_ETU330_ LIG | 2078.26
3VA2116-0KP46-0AA0 | MCCB_IEC_FS160_4P_200KA_ETU850_ LSI | 2066.02
3VA2116-0KQ46-0AA0 | MCCB_IEC_FS160_4P_200KA_ETU860_ LSIG | 2218.85
3VA2225-5JQ42-0HD0 | MCCB_IEC_FS250_250A_4P_55KA_ETU5_LSIG | 2290.95
3VA2325-8HK32-0AA0 | MCCB_IEC_FS400_250A_3P_150KA_ETU3_ ELISA | 1705.37
3VA2225-7HM32-0DH0 | MCCB_IEC_FS250_250A_3P_110KA_ETU3_LIG | 1740.85
3VA2340-5JQ42-0AK0 | MCCB_IEC_FS400_400A_4P_55KA_ETU5_LSIG | 2687.87
3VA2463-0HL32-0AA0 | MCCB_IEC_FS630_3P_200KA_ETU320_ LI | 2469.47
3VA2463-0HL32-0BE0 | MCCB_IEC_FS630_3P_200KA_ETU320_ LI | 3001.21
3VA6610-7KL46-0AA0 | MCCB_UL_FS1000_1000A_4P_65KA_ETU8_LI | 7001.88
3VA6610-7KQ32-0AA0 | MCCB_UL_FS1000_1000A_3P_65KA_ETU8_LSIG | 5256.87
3VA6610-7KQ36-0AA0 | MCCB_UL_FS1000_1000A_3P_65KA_ETU8_LSIG | 5579.61
3VA6610-7KT36-0AA0 | MCCB_UL_FS1000_1000A_3P_65KA_ETU8_LSI | 5579.61
3VA6560-5KQ32-0AA0 | MCCB_UL_FS800_600A_3P_35KA_ETU8_LSIG | 2932.03
3VA6560-5KQ36-2AA0 | MCCB_UL_FS800_600A_3P_35KA_ETU8_LSIG | 3386.06
3VA6560-5KQ42-2AA0 | MCCB_UL_FS800_600A_4P_35KA_ETU8_LSIG | 3916.67
3VL1712-2EL43-0AA0 | CIRCUIT-BREAKER VL 160X H | 1340.98
3VL1716-1DA33-0AA0 | CIRCUIT-BREAKER VL160X N | 1066.24
3VA6560-6HN36-0AA0 | MCCB_UL_FS800_600A_3P_65KA_ETU3_LSI | 2390.49
3VA6560-6HN36-2AA0 | MCCB_UL_FS800_600A_3P_65KA_ETU3_LSI | 2609.29
3VA6560-6HN46-2AA0 | MCCB_UL_FS800_600A_4P_65KA_ETU3_LSI | 3424.36
3VA6560-6JP46-0AA0 | MCCB_UL_FS800_600A_4P_65KA_ETU5_LSI | 3544.71
3VL1716-1EE46-0AA0 | CIRCUIT-BREAKER VL160X N | 1020.46
3VL1716-1EH43-0AA0 | CIRCUIT-BREAKER VL160X N | 1340.98
3VA6560-6KQ32-0AA0 | MCCB_UL_FS800_600A_3P_65KA_ETU8_LSIG | 3205.55
3VA6560-7HN42-2AA0 | MCCB_UL_FS800_600A_4P_100KA_ETU3_LSI | 3500.93
3VA6560-7JP42-2AA0 | MCCB_UL_FS800_600A_4P_100KA_ETU5_LSI | 3938.56
3VA1216-5EE32-0AA0 | MCCB_IEC_FS250_160A_3P_55KA_TM_ ATFM | 745.09
3VA1332-4EF32-0DG0 | MCCB_IEC_FS400_320A_3P_36KA_TM_ ATAM | 1323.04
3VA1332-6GE42-0AA0 | MCCB_IEC_FS400_320A_4P_70KA_TM_ ATFM | 1733.88
3VA1340-1AA32-0AH0 | SD_IEC_FS400_400A_3P | 863.46
3VA1340-6EE32-0AA0 | MCCB_IEC_FS400_400A_3P_70KA_TM_ ATFM | 1336.98
3VA1340-6EF32-0CF0 | MCCB_IEC_FS400_400A_3P_70KA_TM_ ATAM | 1573.72
3VA1450-6EE32-0AA0 | MCCB_IEC_FS630_500A_3P_70KA_TM_ ATFM | 1747.82
3VA1463-4EF32-0KG0 | MCCB_IEC_FS630_630A_3P_36KA_TM_ ATAM | 1546.46
3VA1463-5GF42-0KH0 | MCCB_IEC_FS630_630A_4P_55KA_TM_ ATAM | 2458.08
3VA1463-7EE32-0AA0 | MCCB_IEC_FS630_630A_3p_110KA_TM_ ATFM | 2061.16
3VA2010-5HN42-0HJ0 | MCCB_IEC_FS100_100A_4P_55KA_ETU3_LSI | 933.09
3VA2110-0HM36-0AA0 | MCCB_IEC_FS160_3P_200KA_ETU330_ LIG | 965.76
3VA2025-5HL36-0AB0 | MCCB_IEC_FS100_25A_3P_55KA_ETU3_LI | 593.28
3VA2116-5JQ36-0AK0 | MCCB_IEC_FS160_160A_3P_55KA_ETU5_LSIG | 1664.25
3VA2125-0HM36-0AA0 | MCCB_IEC_FS160_3P_200KA_ETU330_ LIG | 910.77
3VA2125-0KP32-0AA0 | MCCB_IEC_FS160_3P_200KA_ETU850_ LSI | 1277.51
3VA2140-0KP32-0AA0 | MCCB_IEC_FS160_3P_200KA_ETU850_ LSI | 1277.51
3VA2140-0MN36-0AA0 | MCCB_IEC_FS160_3P_200KA_ETU350M_ LSI | 629.6
3VA2163-0HL46-0AA0 | MCCB_IEC_FS160_4P_200KA_ETU320_ LI | 916.9
3VA2163-0KP46-0AA0 | MCCB_IEC_FS160_4P_200KA_ETU850_ LSI | 1528.15
3VA2116-0HM46-0AA0 | MCCB_IEC_FS160_4P_200KA_ETU330_ LIG | 1680.95
3VA2116-0HN46-0AA0 | MCCB_IEC_FS160_4P_200KA_ETU350_ LSI | 1503.68
3VA2325-8JQ32-0AA0 | MCCB_IEC_FS400_250A_3P_150KA_ETU5_LSIG | 2408.34
3VA2340-0HL32-0AA0 | MCCB_IEC_FS400_3P_200KA_ETU320_ LI | 1809.3
3VA2450-0MS32-0AA0 | MCCB_IEC_FS630_3P_200KA_ETU310M_I | 2249.42
3VA2450-6KP32-0DA0 | MCCB_IEC_FS630_500A_3P_85KA_ETU8_LSI | 2987.29
3VA2463-0HL42-0AA0 | MCCB_IEC_FS630_4P_200KA_ETU320_ LI | 3325.2
3VA2463-0HN32-0DF0 | MCCB_IEC_FS630_3P_200KA_ETU350_ LSI | 3070.85
3VA6560-5JT42-2AA0 | MCCB_UL_FS800_600A_4P_35KA_ETU5_LSI | 3949.5
3VA6610-7JT36-0AA0 | MCCB_UL_FS1000_1000A_3P_65KA_ETU5_LSI | 5962.54
3VA9673-0JJ43 | Wire connector, 3 pcs. | 220.44
3VA9677-0EK15 | Front mounted oper., EMERGENCY | 162.46
3VA9677-0FK25 | Door mounted rotary oper., EM | 241.77
3VA6560-5KQ46-0AA0 | MCCB_UL_FS800_600A_4P_35KA_ETU8_LSIG | 3752.57
3VA6560-5KT42-0AA0 | MCCB_UL_FS800_600A_4P_35KA_ETU8_LSI | 3555.63
3VA9677-0GC01 | Supplem. handle f. door mounted op. std | 185.45
3VA9677-0GK00 | Rotary oper. with shaft stub | 153.15
3VA6560-6JP46-2AA0 | MCCB_UL_FS800_600A_4P_65KA_ETU5_LSI | 3872.91
3VL1716-1DD33-0AD1 | CIRCUIT-BREAKER VL160X N | 1227.81
3VA6560-6JT42-0AA0 | MCCB_UL_FS800_600A_4P_65KA_ETU5_LSI | 4020.6
3VA9927-0RC00 | RCD-ETU CABLE FOR RCD-MODULE RCD820 | 86.43
3VA6560-6KT36-0AA0 | MCCB_UL_FS800_600A_3P_65KA_ETU8_LSI | 3353.22
3VA6560-7HL32-2AA0 | MCCB_UL_FS800_600A_3P_100KA_ETU3_LI | 2560.07
3VA6560-7HN32-0AA0 | MCCB_UL_FS800_600A_3P_100KA_ETU3_LSI | 2417.84
3VA6560-7JQ46-0AA0 | MCCB_UL_FS800_600A_4P_100KA_ETU5_LSIG | 4682.5
3VA6560-7JT46-0AA0 | MCCB_UL_FS800_600A_4P_100KA_ETU5_LSI | 4480.11
3VL1725-1DA36-0AA0 | CIRCUIT-BREAKER VL160X N | 421.26
3VA6560-7KQ42-2AA0 | MCCB_UL_FS800_600A_4P_100KA_ETU8_LSIG | 4562.17
3VA6580-5HL36-0AA0 | MCCB_UL_FS800_800A_3P_35KA_ETU3_LI | 2767.93
3VA9137-0CK12 | Max-Flex Operator, Complete Kit | 464.42
3VL1725-2EH43-0AA0 | CIRCUIT-BREAKER VL160X H | 632.55
3VA6580-5HN32-2AA0 | MCCB_UL_FS800_800A_3P_35KA_ETU3_LSI | 2839.07
3VA6580-5JQ36-0AA0 | MCCB_UL_FS800_800A_3P_35KA_ETU5_LSIG | 4058.9
3VA6580-5KL32-0AA0 | MCCB_UL_FS800_800A_3P_35KA_ETU8_LI | 3418.88
3VA6580-5KL46-2AA0 | MCCB_UL_FS800_800A_4P_35KA_ETU8_LI | 5059.96
3VA6580-5KT42-0AA0 | MCCB_UL_FS800_800A_4P_35KA_ETU8_LSI | 4337.88
3VA6580-6HM36-2AA0 | MCCB_UL_FS800_800A_3P_65KA_ETU3_LIG | 3665.04
3VA6580-6JQ32-0AA0 | MCCB_UL_FS800_800A_3P_65KA_ETU5_LSIG | 4162.85
3VA6580-6JQ36-0AA0 | MCCB_UL_FS800_800A_3P_65KA_ETU5_LSIG | 4469.17
3VL1702-1DA33-0AB1 | CIRCUIT-BREAKER VL160X N | 525.28
3VA6610-6JQ32-0AA0 | MCCB_UL_FS1000_1000A_3P_65KA_ETU5_LSIG | 5453.81
3VL1710-2DD33-0AD1 | CIRCUIT-BREAKER VL160X H | 769.92
3VL1710-2DE33-0AA0 | CIRCUIT-BREAKER VL160X H | 510.22
3VA6610-6KL46-0AA0 | MCCB_UL_FS1000_1000A_4P_65KA_ETU8_LI | 6509.57
3VA6610-6KT36-0AA0 | MCCB_UL_FS1000_1000A_3P_65KA_ETU8_LSI | 5234.99
3VA6610-7HM42-0AA0 | MCCB_UL_FS1000_1000A_4P_65KA_ETU3_LIG | 5907.84
3VA9604-0JC43 | CIRCULAR CONDUCTOR TER. AUX. CON. 4 PCS. | 282.27
3VA9671-0WE30 | Terminal cover intermediate 3P, 1pc. | 67.27
3VL1712-1DA33-0AD1 | CIRCUIT-BREAKER VL160X N | 998.87
3VL1712-1EH43-0AA0 | CIRCUIT-BREAKER VL160X N | 1112.03
3VA9673-0JB32 | Wire connector, 3 pcs. | 182.15
3VA6560-5JQ32-2AA0 | MCCB_UL_FS800_600A_3P_35KA_ETU5_LSIG | 3358.72
3VL1712-1EL43-0AA0 | CIRCUIT-BREAKER VL 160X N | 1157.83
3VL1712-2DD36-0AA0 | CIRCUIT-BREAKER VL160X H | 1053.16
3VL1712-2EA43-0AA0 | CIRCUIT-BREAKER VL160X H | 1340.98
3VA9674-0JJ44 | Wire connector, 4 pcs. | 367.6
3VA9677-0FK33 | Door mtd. rotary oper., std, ilu-kit | 323.84
3VL1716-1DA33-2JA0 | CIRCUIT-BREAKER VL160X N | 1282.76
3VA6560-5KT36-0AA0 | MCCB_UL_FS800_600A_3P_35KA_ETU8_LSI | 3090.67
3VA6560-6HN32-2AA0 | MCCB_UL_FS800_600A_3P_65KA_ETU3_LSI | 2461.59
3VA6560-6JP32-2AA0 | MCCB_UL_FS800_600A_3P_65KA_ETU5_LSI | 2904.69
3VA6560-6JQ46-0AA0 | MCCB_UL_FS800_600A_4P_65KA_ETU5_LSIG | 4408.98
3VA6560-6JT42-2AA0 | MCCB_UL_FS800_600A_4P_65KA_ETU5_LSI | 4419.94
3VA9977-0CH12 | Max-Flex-Operator, handle only | 200.75
3VA6560-6KT42-0AA0 | MCCB_UL_FS800_600A_4P_65KA_ETU8_LSI | 3911.21
3VL1716-1EL43-0AA0 | CIRCUIT-BREAKER VL 160X N | 1393.31
3VA6560-7HM32-0AA0 | MCCB_UL_FS800_600A_3P_100KA_ETU3_LIG | 2581.95
3VA6560-7JT32-2AA0 | MCCB_UL_FS800_600A_3P_100KA_ETU5_LSI | 3730.7
3VA6560-7KQ32-0AA0 | MCCB_UL_FS800_600A_3P_100KA_ETU8_LSIG | 3386.06
3VA6560-7KQ36-2AA0 | MCCB_UL_FS800_600A_3P_100KA_ETU8_LSIG | 3856.51
3VA6560-7KT42-2AA0 | MCCB_UL_FS800_600A_4P_100KA_ETU8_LSI | 4562.17
3VA6580-5HM32-0AA0 | MCCB_UL_FS800_800A_3P_35KA_ETU3_LIG | 2713.24
3VL1796-2DA33-0AA0 | CIRCUIT-BREAKER VL160X H | 509.57
3VA6580-5HM46-0AA0 | MCCB_UL_FS800_800A_4P_35KA_ETU3_LIG | 3938.56
3VA6560-7HN42-0AA0 | MCCB_UL_FS800_600A_4P_100KA_ETU3_LSI | 3183.67
3VA6560-7JP32-0AA0 | MCCB_UL_FS800_600A_3P_100KA_ETU5_LSI | 2828.11
3VL1716-2EH43-0AA0 | CIRCUIT-BREAKER VL160X H | 1504.52
3VA6560-7JQ36-2AA0 | MCCB_UL_FS800_600A_3P_100KA_ETU5_LSIG | 4091.73
3VA6560-7JT32-0AA0 | MCCB_UL_FS800_600A_3P_100KA_ETU5_LSI | 3397
3VA6560-7KL46-2AA0 | MCCB_UL_FS800_600A_4P_100KA_ETU8_LI | 4638.76
3VA9132-0JJ12 | WIRE CONNECTOR LARGE 2 PCS. | 33.95
3VA6560-7KQ46-2AA0 | MCCB_UL_FS800_600A_4P_100KA_ETU8_LSIG | 4748.14
3VL1796-1EA43-0AB1 | CIRCUIT-BREAKER VL160X N | 660.68
3VL1796-2DA33-8RB1 | CIRCUIT-BREAKER VL160X H | 759.45
3VA6580-5HN42-2AA0 | MCCB_UL_FS800_800A_4P_35KA_ETU3_LSI | 3719.76
3VA6580-5JQ36-2AA0 | MCCB_UL_FS800_800A_3P_35KA_ETU5_LSIG | 4425.4
3VA6580-5JT36-0AA0 | MCCB_UL_FS800_800A_3P_35KA_ETU5_LSI | 3861.95
3VA6580-5KL36-2AA0 | MCCB_UL_FS800_800A_3P_35KA_ETU8_LI | 4075.3
3VA6580-5KT32-0AA0 | MCCB_UL_FS800_800A_3P_35KA_ETU8_LSI | 3522.83
3VA6580-6HN32-0AA0 | MCCB_UL_FS800_800A_3P_65KA_ETU3_LSI | 2910.15
3VA6580-6JQ42-2AA0 | MCCB_UL_FS800_800A_4P_65KA_ETU5_LSIG | 5853.13
3VA6580-6KL42-2AA0 | MCCB_UL_FS800_800A_4P_65KA_ETU8_LI | 5163.87
3VA2116-0HL46-0AA0 | MCCB_IEC_FS160_4P_200KA_ETU320_ LI | 1442.55
3VA2340-5HL32-0KB0 | MCCB_IEC_FS400_400A_3P_55KA_ETU3_LI | 1538.91
3VA2440-7MN32-0AL0 | MCCB_IEC_FS630_400A_3P_110KA_ETU3_LSI | 2576.45
3VA2440-8HK32-0AA0 | MCCB_IEC_FS630_400A_3P_150KA_ETU3_ ELISA | 2320.51
3VA2440-8HN32-0AA0 | MCCB_IEC_FS630_400A_3P_150KA_ETU3_LSI | 2420.56
3VA2340-5KP42-0JC0 | MCCB_IEC_FS400_400A_4P_55KA_ETU8_LSI | 2694.83
3VA2340-5KQ32-0AF0 | MCCB_IEC_FS400_400A_3P_55KA_ETU8_LSIG | 2047.71
3VA6560-5JQ36-2AA0 | MCCB_UL_FS800_600A_3P_35KA_ETU5_LSIG | 3506.43
3VA6560-5JQ42-0AA0 | MCCB_UL_FS800_600A_4P_35KA_ETU5_LSIG | 3790.87
3VL1712-2EH46-0AA0 | CIRCUIT-BREAKER VL160X H | 1223.24
3VA9674-0JC34 | Wire connector control wire tap, 4 pcs. | 466.06
3VA9674-0JC44 | Wire connector control wire tap, 4 pcs. | 423.4
3VA9674-0JJ24 | Wire connector, 4 pcs. | 293.2
3VL1716-1DA33-0AB1 | CIRCUIT-BREAKER VL160X N | 1151.93
3VA6560-6HM36-0AA0 | MCCB_UL_FS800_600A_3P_65KA_ETU3_LIG | 2532.71
3VA6560-6HM42-0AA0 | MCCB_UL_FS800_600A_4P_65KA_ETU3_LIG | 3101.6
3VL1716-1DD33-8TA0 | CIRCUIT-BREAKER VL160X N | 1282.76
3VL1716-1DD33-8TB1 | CIRCUIT-BREAKER VL160X N | 1368.45
3VL1716-1DD36-0AA0 | CIRCUIT-BREAKER VL160X N | 1098.95
3VL1716-1DE33-8CB1 | CIRCUIT-BREAKER VL160X N | 1061.01
3VL1716-2DD33-0AA0 | CIRCUIT-BREAKER VL160X H | 1340.98
3VL1716-2DD36-0AA0 | CIRCUIT-BREAKER VL160X H | 1321.35
3VA6560-7KL36-2AA0 | MCCB_UL_FS800_600A_3P_100KA_ETU8_LI | 3752.57
3VA6560-7KL42-2AA0 | MCCB_UL_FS800_600A_4P_100KA_ETU8_LI | 4447.29
3VA6560-7KQ32-2AA0 | MCCB_UL_FS800_600A_3P_100KA_ETU8_LSIG | 3719.76
3VL1796-1EH43-0AA0 | CIRCUIT-BREAKER VL160X N | 549.47
3VA6580-5JT32-0AA0 | MCCB_UL_FS800_800A_3P_35KA_ETU5_LSI | 3555.63
3VA6580-5JT42-0AA0 | MCCB_UL_FS800_800A_4P_35KA_ETU5_LSI | 4534.81
3VA6580-6HL36-0AA0 | MCCB_UL_FS800_800A_3P_65KA_ETU3_LI | 3123.48
3VA9583-0SB20 | Cover frame for door cut-out | 53.01
3VA6610-6JT32-0AA0 | MCCB_UL_FS1000_1000A_3P_65KA_ETU5_LSI | 5256.87
3VA6610-6JT46-0AA0 | MCCB_UL_FS1000_1000A_4P_65KA_ETU5_LSI | 7220.67
3VA9583-0SB50 | Cover frame for door cut-out | 53.01
3VA9670-0LF20 | Adapter cylinderlock RHO | 61.83
3VA6610-7JQ32-0AA0 | MCCB_UL_FS1000_1000A_3P_65KA_ETU5_LSIG | 5853.13
3VA6610-7JQ42-0AA0 | MCCB_UL_FS1000_1000A_4P_65KA_ETU5_LSIG | 7548.91
3VA6560-5HM36-2AA0 | MCCB_UL_FS800_600A_3P_35KA_ETU3_LIG | 2483.49
3VA6560-5JP32-0AA0 | MCCB_UL_FS800_600A_3P_35KA_ETU5_LSI | 2390.49
3VA6560-5JP36-0AA0 | MCCB_UL_FS800_600A_3P_35KA_ETU5_LSI | 2527.25
3VA6560-5JP46-2AA0 | MCCB_UL_FS800_600A_4P_35KA_ETU5_LSI | 3495.47
3VA9673-0JJ44 | Wire connector, 3 pcs. | 275.69
3VA9673-0QB00 | Front bus connectors, 3 pcs. | 114.32
3VA9674-0JC24 | Wire connector control wire tap, 4 pcs. | 339.16
3VA9674-0JC43 | Wire connector control wire tap, 4 pcs. | 339.16
3VA9677-0FK35 | Door mounted rotary oper., EM | 312.9
3VA9677-0GA80 | Retaining bracket | 38.35
3VA6560-6HM32-0AA0 | MCCB_UL_FS800_600A_3P_65KA_ETU3_LIG | 2395.96
3VA6560-6HM46-2AA0 | MCCB_UL_FS800_600A_4P_65KA_ETU3_LIG | 3604.87
3VA6560-6JQ46-2AA0 | MCCB_UL_FS800_600A_4P_65KA_ETU5_LSIG | 4830.21
3VA6560-6JT32-0AA0 | MCCB_UL_FS800_600A_3P_65KA_ETU5_LSI | 3178.19
3VL1716-2DA33-0AA0 | CIRCUIT-BREAKER VL160X H | 1216.69
3VL1716-2DA36-0AA0 | CIRCUIT-BREAKER VL160X H | 1203.61
3VL1716-2EH46-0AA0 | CIRCUIT-BREAKER VL160X H | 1491.43
3VA6560-7JQ42-0AA0 | MCCB_UL_FS800_600A_4P_100KA_ETU5_LSIG | 4480.11
3VA6560-7KT46-0AA0 | MCCB_UL_FS800_600A_4P_100KA_ETU8_LSI | 4343.36
3VA9134-0JJ12 | WIRE CONNECTOR LARGE 4 PCS. | 67.83
3VA9137-0CK72 | Max-Flex Operator, Complete Kit | 501.06
3VA6560-7JP46-2AA0 | MCCB_UL_FS800_600A_4P_100KA_ETU5_LSI | 4130.03
3VA6560-7JQ32-0AA0 | MCCB_UL_FS800_600A_3P_100KA_ETU5_LSIG | 3588.45
3VA6560-7JQ42-2AA0 | MCCB_UL_FS800_600A_4P_100KA_ETU5_LSIG | 4934.13
3VA6560-7KQ46-0AA0 | MCCB_UL_FS800_600A_4P_100KA_ETU8_LSIG | 4343.36
3VA6560-7KT36-2AA0 | MCCB_UL_FS800_600A_3P_100KA_ETU8_LSI | 3856.51
3VA6580-5HL32-0AA0 | MCCB_UL_FS800_800A_3P_35KA_ETU3_LI | 2461.59
3VA9137-0CB10 | Max-Flex Operator, Switch. Mechanism | 132.94
3VA6580-5JP42-0AA0 | MCCB_UL_FS800_800A_4P_35KA_ETU5_LSI | 3774.45
3VA6580-5JP46-0AA0 | MCCB_UL_FS800_800A_4P_35KA_ETU5_LSI | 4190.19
3VA6580-5KQ46-0AA0 | MCCB_UL_FS800_800A_4P_35KA_ETU8_LSIG | 4742.68
3VA6580-6HN42-2AA0 | MCCB_UL_FS800_800A_4P_65KA_ETU3_LSI | 4233.93
3VA6580-6HN46-0AA0 | MCCB_UL_FS800_800A_4P_65KA_ETU3_LSI | 4255.83
3VA6580-6JP32-0AA0 | MCCB_UL_FS800_800A_3P_65KA_ETU5_LSI | 3314.96
3VA6610-6JQ42-0AA0 | MCCB_UL_FS1000_1000A_4P_65KA_ETU5_LSIG | 7056.58
3VL1710-2DA33-8TD1 | CIRCUIT-BREAKER VL160X H | 898.13
3VL1710-2DA36-0AA0 | CIRCUIT-BREAKER VL160X H | 601.81
3VA6610-7HL36-0AA0 | MCCB_UL_FS1000_1000A_3P_65KA_ETU3_LI | 4518.39
3VA6610-7HL46-0AA0 | MCCB_UL_FS1000_1000A_4P_65KA_ETU3_LI | 6071.92
3VA6610-7HM32-0AA0 | MCCB_UL_FS1000_1000A_3P_65KA_ETU3_LIG | 4452.75
3VA9601-0WF30 | Terminal cover extended 3P, 1pc. | 70.56
3VL1712-1EA43-0AA0 | CIRCUIT-BREAKER VL160X N | 1157.83
3VA6560-5HM32-2AA0 | MCCB_UL_FS800_600A_3P_35KA_ETU3_LIG | 2335.78
3VA6560-5HM36-0AA0 | MCCB_UL_FS800_600A_3P_35KA_ETU3_LIG | 2270.14
3VA6610-7KL36-0AA0 | MCCB_UL_FS1000_1000A_3P_65KA_ETU8_LI | 5459.27
3VA6610-7KT42-0AA0 | MCCB_UL_FS1000_1000A_4P_65KA_ETU8_LSI | 6728.36
3VL1712-2DD33-0AA0 | CIRCUIT-BREAKER VL160X H | 1072.79
3VA6560-5KL46-0AA0 | MCCB_UL_FS800_600A_4P_35KA_ETU8_LI | 3637.7
3VA6560-5KQ36-0AA0 | MCCB_UL_FS800_600A_3P_35KA_ETU8_LSIG | 3090.67
3VL1716-1DA36-8TD1 | CIRCUIT-BREAKER VL160X N | 1320.06
3VL1716-1DD33-0AB1 | CIRCUIT-BREAKER VL160X N | 1204.26
3VL1716-1DD33-2HB1 | CIRCUIT-BREAKER VL160X N | 1420.78
3VA9977-0CH74 | Max-Flex-Operator, handle only | 236.31
3VA6560-6KQ42-0AA0 | MCCB_UL_FS800_600A_4P_65KA_ETU8_LSIG | 3911.21
3VA6560-6KQ42-2AA0 | MCCB_UL_FS800_600A_4P_65KA_ETU8_LSIG | 4305.06
3VA6560-6KQ46-2AA0 | MCCB_UL_FS800_600A_4P_65KA_ETU8_LSIG | 4491.05
3VA6560-7HM32-2AA0 | MCCB_UL_FS800_600A_3P_100KA_ETU3_LIG | 2839.07
3VA6560-7HM42-2AA0 | MCCB_UL_FS800_600A_4P_100KA_ETU3_LIG | 3654.12
3VA6560-7HN36-0AA0 | MCCB_UL_FS800_600A_3P_100KA_ETU3_LSI | 2549.13
3VA6560-7JP42-0AA0 | MCCB_UL_FS800_600A_4P_100KA_ETU5_LSI | 3572.05
3VL1725-1DA33-0AB1 | CIRCUIT-BREAKER VL160X N | 525.28
3VL1725-1EA43-0AA0 | CIRCUIT-BREAKER VL160X N | 574.98
3VL1796-1DA36-0AA0 | CIRCUIT-BREAKER VL160X N | 421.26
3VA6580-5HM36-2AA0 | MCCB_UL_FS800_800A_3P_35KA_ETU3_LIG | 3298.54
3VA6580-5HM42-2AA0 | MCCB_UL_FS800_800A_4P_35KA_ETU3_LIG | 3867.45
3VA6560-7JP36-0AA0 | MCCB_UL_FS800_600A_3P_100KA_ETU5_LSI | 2964.85
3VL1716-2DE33-0AA0 | CIRCUIT-BREAKER VL160X H | 935.42
3VL1716-2EA43-0AA0 | CIRCUIT-BREAKER VL160X H | 1596.09
3VL1716-2EA46-0AA0 | CIRCUIT-BREAKER VL160X H | 1563.38
3VL1725-1EH43-0AA0 | CIRCUIT-BREAKER VL160X N | 549.47
3VL1725-1EH43-0AB1 | CIRCUIT-BREAKER VL160X N | 635.17
3VL1725-1EH46-0AA0 | CIRCUIT-BREAKER VL160X N | 522
3VL1725-2DA33-0AA0 | CIRCUIT-BREAKER VL160X H | 509.57
3VL1796-1EA46-0AA0 | CIRCUIT-BREAKER VL160X N | 544.9
3VL1796-1EH46-0AA0 | CIRCUIT-BREAKER VL160X N | 522
3VA6580-5JQ42-0AA0 | MCCB_UL_FS800_800A_4P_35KA_ETU5_LSIG | 4731.75
3VA6580-5JQ46-2AA0 | MCCB_UL_FS800_800A_4P_35KA_ETU5_LSIG | 5634.34
3VA9138-0LB11 | Padlock device for toggle handle | 40.23
3VA6580-5HL46-2AA0 | MCCB_UL_FS800_800A_4P_35KA_ETU3_LI | 4026.08
3VA6560-7HL46-0AA0 | MCCB_UL_FS800_600A_4P_100KA_ETU3_LI | 3287.6
3VA6560-7HM36-2AA0 | MCCB_UL_FS800_600A_3P_100KA_ETU3_LIG | 2964.85
3VA6560-7HM46-0AA0 | MCCB_UL_FS800_600A_4P_100KA_ETU3_LIG | 3517.35
3VA6560-7JT36-2AA0 | MCCB_UL_FS800_600A_3P_100KA_ETU5_LSI | 3867.45
3VA6560-7JT42-2AA0 | MCCB_UL_FS800_600A_4P_100KA_ETU5_LSI | 4720.8
3VA6560-7JT46-2AA0 | MCCB_UL_FS800_600A_4P_100KA_ETU5_LSI | 4912.26
3VA6560-7KL32-2AA0 | MCCB_UL_FS800_600A_3P_100KA_ETU8_LI | 3610.34
3VA6560-7KT36-0AA0 | MCCB_UL_FS800_600A_3P_100KA_ETU8_LSI | 3522.83
3VA6580-1MS36-0AA0 | MCCB_UL_FS1000_800A_3P_ETU3_ AM | 3107.09
3VA6580-5HL46-0AA0 | MCCB_UL_FS800_800A_4P_35KA_ETU3_LI | 3703.32
3VA6580-5HM32-2AA0 | MCCB_UL_FS800_800A_3P_35KA_ETU3_LIG | 2981.26
3VL1796-2EH43-0AD1 | CIRCUIT-BREAKER VL160X H | 741.8
3VA6580-5JP32-0AA0 | MCCB_UL_FS800_800A_3P_35KA_ETU5_LSI | 2953.91
3VA6580-5JP36-0AA0 | MCCB_UL_FS800_800A_3P_35KA_ETU5_LSI | 3265.72
3VA6580-5JT36-2AA0 | MCCB_UL_FS800_800A_3P_35KA_ETU5_LSI | 4228.49
3VA6580-5JT46-0AA0 | MCCB_UL_FS800_800A_4P_35KA_ETU5_LSI | 4945.08
3VA6580-5KL32-2AA0 | MCCB_UL_FS800_800A_3P_35KA_ETU8_LI | 3763.5
3VA6580-5KT42-2AA0 | MCCB_UL_FS800_800A_4P_35KA_ETU8_LSI | 4770.03
3VA6580-5KT46-0AA0 | MCCB_UL_FS800_800A_4P_35KA_ETU8_LSI | 4742.68
3VA6580-6HL36-2AA0 | MCCB_UL_FS800_800A_3P_65KA_ETU3_LI | 3407.95
3VA6580-6JQ36-2AA0 | MCCB_UL_FS800_800A_3P_65KA_ETU5_LSIG | 4895.83
3VL1702-1EA43-0AB1 | CIRCUIT-BREAKER VL160X N | 660.68
3VL1702-1EH43-0AB1 | CIRCUIT-BREAKER VL160X N | 635.17
3VL1702-2DA36-0AA0 | CIRCUIT-BREAKER VL160X H | 491.91
3VA6580-6JT36-0AA0 | MCCB_UL_FS800_800A_3P_65KA_ETU5_LSI | 4283.18
3VL1702-2EA46-0AA0 | CIRCUIT-BREAKER VL160X H | 631.9
3VL1702-2EH46-0AA0 | CIRCUIT-BREAKER VL160X H | 603.77
3SU1802-0AQ00-2AB1 | Enclosure plastic, 2 control points | 68
3SU1802-0NE00-4SB1 | Enclosure plastic, 2 control points | 105.49
3VA1225-1AA42-0KB0 | SD_IEC_FS250_250A_4P | 856.49
3VA1216-4EF32-0DF0 | MCCB_IEC_FS250_160A_3P_36KA_TM_ ATAM | 877.38
3VA1216-4EF32-0JF0 | MCCB_IEC_FS250_160A_3P_36KA_TM_ ATAM | 849.54
3VA1216-5EE42-0AA0 | MCCB_IEC_FS250_160A_4P_55KA_TM_ ATFM | 967.92
3VA1340-1AA32-0AB0 | SD_IEC_FS400_400A_3P | 863.46
3VA1340-1AA32-0JA0 | SD_IEC_FS400_400A_3P | 770.18
3VA1340-1AA32-0KG0 | SD_IEC_FS400_400A_3P | 947.02
3VA1340-1AA42-0BA0 | SD_IEC_FS400_400A_4P | 1141.99
3VA1450-7EE32-0AA0 | MCCB_IEC_FS630_500A_3p_110KA_TM_ ATFM | 1907.97
3VA1450-7EE42-0AA0 | MCCB_IEC_FS630_500A_4p_110KA_TM_ ATFM | 2472
3VA1463-1AA32-0HB0 | SD_IEC_FS630_630A_3P | 1204.66
3VA1463-4EE32-0AA0 | MCCB_IEC_FS630_630A_3P_36KA_TM_ ATFM | 1531.94
3VA2010-5HN32-0DB0 | MCCB_IEC_FS100_100A_3P_55KA_ETU3_LSI | 786.87
3VA2110-0HN36-0AA0 | MCCB_IEC_FS160_3P_200KA_ETU350_ LSI | 782.41
3VA2110-0HN42-0AA0 | MCCB_IEC_FS160_4P_200KA_ETU350_ LSI | 1002.45
3VA2110-0KP42-0AA0 | MCCB_IEC_FS160_4P_200KA_ETU850_ LSI | 1570.92
3VA2125-0MS32-0AA0 | MCCB_IEC_FS160_3P_200KA_ETU310M_I | 449.27
3VA2140-0HM46-0AA0 | MCCB_IEC_FS160_4P_200KA_ETU330_ LIG | 1143.03
3VA2140-0HN46-0AA0 | MCCB_IEC_FS160_4P_200KA_ETU350_ LSI | 971.9
3VA2140-0KQ42-0AA0 | MCCB_IEC_FS160_4P_200KA_ETU860_ LSIG | 1650.37
3VA2116-0HM32-0AA0 | MCCB_IEC_FS160_3P_200KA_ETU330_ LIG | 1289.75
3VA2116-0HN32-0AA0 | MCCB_IEC_FS160_3P_200KA_ETU350_ LSI | 1094.13
3VA2116-0HN42-0AA0 | MCCB_IEC_FS160_4P_200KA_ETU350_ LSI | 1473.11
3VA2116-0KQ32-0AA0 | MCCB_IEC_FS160_3P_200KA_ETU860_ LSIG | 1790.96
3VA2325-8JP42-0AA0 | MCCB_IEC_FS400_250A_4P_150KA_ETU5_LSI | 2726.19
3VA2325-8JQ42-0AA0 | MCCB_IEC_FS400_250A_4P_150KA_ETU5_LSIG | 2934.02
3VA6580-5KL42-2AA0 | MCCB_UL_FS800_800A_4P_35KA_ETU8_LI | 4644.2
3VA6580-5KQ42-0AA0 | MCCB_UL_FS800_800A_4P_35KA_ETU8_LSIG | 4337.88
3VA6580-6HL46-2AA0 | MCCB_UL_FS800_800A_4P_65KA_ETU3_LI | 4529.33
3VA6580-6HM42-0AA0 | MCCB_UL_FS800_800A_4P_65KA_ETU3_LIG | 3982.32
3VL1702-1DA33-0AD1 | CIRCUIT-BREAKER VL160X N | 548.83
3VA6580-6KQ32-2AA0 | MCCB_UL_FS800_800A_3P_65KA_ETU8_LSIG | 4250.35
3VA6580-6KQ36-2AA0 | MCCB_UL_FS800_800A_3P_65KA_ETU8_LSIG | 4562.17
3VA6580-6KQ42-0AA0 | MCCB_UL_FS800_800A_4P_65KA_ETU8_LSIG | 4802.84
3VL1702-2DD33-0AD1 | CIRCUIT-BREAKER VL160X H | 641.71
3VL1703-1DD33-0AD1 | CIRCUIT-BREAKER VL160X N | 575.65
3VL1703-1DD33-2GB1 | CIRCUIT-BREAKER VL160X N | 768.6
3SU1150-1HB20-3PF0 | EMERG. STOP mushroom pushb., 40mm, red | 37.03
3SU1150-2CM60-1NA0 | Selector switch, I>O<II, white | 27.79
3VA1025-2ED36-0CH0 | MCCB_IEC_FS100_25A_3P_16KA_TM_ FTFM | 408.75
3VA1116-3EF36-0KF0 | MCCB_IEC_FS160_160A_3P_25KA_TM_ ATAM | 694.95
3VA1116-4ED46-0AB0 | MCCB_IEC_FS160_160A_4P_36KA_TM_ FTFM | 807.76
3VA1116-5ED32-0LC0 | MCCB_IEC_FS160_160A_3P_55KA_TM_ FTFM | 849.54
3VA1332-5EE32-0AA0 | MCCB_IEC_FS400_320A_3P_55KA_TM_ ATFM | 1183.77
3VA1332-5EF32-0BC0 | MCCB_IEC_FS400_320A_3P_55KA_TM_ ATAM | 1399.65
3VA1332-5EF32-0CG0 | MCCB_IEC_FS400_320A_3P_55KA_TM_ ATAM | 1441.43
3VA1332-5EF32-0CJ0 | MCCB_IEC_FS400_320A_3P_55KA_TM_ ATAM | 1483.21
3VA1340-4EF42-0BB0 | MCCB_IEC_FS400_400A_4P_36KA_TM_ ATAM | 1657.29
3VA1340-4GF42-0AH0 | MCCB_IEC_FS400_400A_4P_36KA_TM_ ATAM | 1538.91
3VA1340-5EE32-0AA0 | MCCB_IEC_FS400_400A_3P_55KA_TM_ ATFM | 1183.77
3VA1340-7EE32-0AA0 | MCCB_IEC_FS400_400A_3p_110kA_TM_ ATFM | 1448.38
3VA1463-5EF32-0AH0 | MCCB_IEC_FS630_630A_3P_55KA_TM_ ATAM | 1838.33
3VA1463-5GF42-0DB0 | MCCB_IEC_FS630_630A_4P_55KA_TM_ ATAM | 2472
3VA1463-7GE42-0AA0 | MCCB_IEC_FS630_630A_4p_110KA_TM_ ATFM | 2673.93
3VA1220-6EE32-0AA0 | MCCB_IEC_FS250_200A_3P_70KA_TM_ ATFM | 863.46
3VA2125-0HM42-0AA0 | MCCB_IEC_FS160_4P_200KA_ETU330_ LIG | 1094.13
3VA2125-0HM46-0AA0 | MCCB_IEC_FS160_4P_200KA_ETU330_ LIG | 1143.03
3VA2040-6KQ32-0KA0 | MCCB_IEC_FS100_40A_3P_85KA_ETU8_LSIG | 1314.19
3VA2125-0HN36-0AA0 | MCCB_IEC_FS160_3P_200KA_ETU350_ LSI | 727.41
3VA2225-0KQ32-0AA0 | MCCB_IEC_FS250_3P_200KA_ETU860_ LSIG | 2151.62
3VA2225-0KQ42-0AA0 | MCCB_IEC_FS250_4P_200KA_ETU860_ LSIG | 2610.05
3VA2163-0HN32-0AA0 | MCCB_IEC_FS160_3P_200KA_ETU350_ LSI | 702.92
3VA2163-0HN42-0AA0 | MCCB_IEC_FS160_4P_200KA_ETU350_ LSI | 929.1
3VA2163-0KQ32-0AA0 | MCCB_IEC_FS160_3P_200KA_ETU860_ LSIG | 1405.89
3VA2116-5HL32-0AK0 | MCCB_IEC_FS160_160A_3P_55KA_ETU3_LI | 891.31
3VA2440-5MP32-0AF0 | MCCB_IEC_FS630_400A_3p_55kA_ETU5_LSI | 1992.67
3VA2440-5MP32-0KD0 | MCCB_IEC_FS630_400A_3p_55kA_ETU5_LSI | 2367.55
3VA2440-5MQ32-0AB0 | MCCB_IEC_FS630_400A_3P_55KA_ETU8_LSIG | 2416.3
3VA2340-5HN32-0KK0 | MCCB_IEC_FS400_400A_3P_55KA_ETU3_LSI | 1657.29
3VA2450-5JP32-0LA0 | MCCB_IEC_FS630_500A_3P_55KA_ETU5_LSI | 2604.31
3VA2450-5JQ32-0LC0 | MCCB_IEC_FS630_500A_3P_55KA_ETU5_LSIG | 2910.7
3VA2225-6KQ32-0KA0 | MCCB_IEC_FS250_250A_3P_85KA_ETU8_LSIG | 1870.44
3VA2463-8HL42-0AA0 | MCCB_IEC_FS630_630A_4P_150KA_ETU3_LI | 3092.94
3VA2463-8HM32-0AA0 | MCCB_IEC_FS630_630A_3P_150KA_ETU3_LIG | 2548.92
3VA2463-8HM42-0AA0 | MCCB_IEC_FS630_630A_4P_150KA_ETU3_LIG | 3306.87
3VA2463-8JP42-0AA0 | MCCB_IEC_FS630_630A_4P_150KA_ETU5_LSI | 3563.59
3VA4170-5ED14-0AA0 | MCCB_UL_FS125_70A_1P_35kA_TM_ FTFM | 120.89
3SU1150-1GB20-3PW0 | EMERG. STOP mushroom pushb., 30mm, red | 38.51
3VA6110-0HL31-0AA0 | MCCB_UL_FS150_3P_200KA_ETU320_ LI | 733
3VA4111-5ED14-0AA0 | MCCB_UL_FS125_110A_1P_35kA_TM_ FTFM | 177.77
3VL1702-2DD33-0AA0 | CIRCUIT-BREAKER VL160X H | 532.47
3VA6580-6KT32-0AA0 | MCCB_UL_FS800_800A_3P_65KA_ETU8_LSI | 3861.95
3VL1702-2EA43-0AA0 | CIRCUIT-BREAKER VL160X H | 660.68
3SU1801-0AS00-2AB1 | Enclosure plastic, 1 control point | 48.43
3VA1112-5EE32-0LC0 | MCCB_IEC_FS160_125A_3P_55KA_TM_ ATFM | 779.9
3VA1225-1AA32-0BB0 | SD_IEC_FS250_250A_3P | 724.2
3VA1225-5GE42-0AA0 | MCCB_IEC_FS250_250A_4P_55KA_TM_ ATFM | 1114.15
3VA1220-4EE32-0AA0 | MCCB_IEC_FS250_200A_3P_36KA_TM_ ATFM | 693.55
3VA1332-4EF42-0BG0 | MCCB_IEC_FS400_320A_4P_36KA_TM_ ATAM | 1657.29
3VA1332-5EF32-0KJ0 | MCCB_IEC_FS400_320A_3P_55KA_TM_ ATAM | 1441.43
3VA1332-7EE42-0AA0 | MCCB_IEC_FS400_320A_4p_110kA_TM_ ATFM | 1894.05
3VA1340-4EE42-0AA0 | MCCB_IEC_FS400_400A_4P_36KA_TM_ ATFM | 1378.76
3VA1340-4EF32-0KB0 | MCCB_IEC_FS400_400A_3P_36KA_TM_ ATAM | 1302.15
3VA1450-4EE42-0AA0 | MCCB_IEC_FS630_500A_4P_36KA_TM_ ATFM | 1838.33
3VA1450-6EE42-0AA0 | MCCB_IEC_FS630_500A_4P_70KA_TM_ ATFM | 2283.98
3VA1450-6GE42-0AA0 | MCCB_IEC_FS630_500A_4P_70KA_TM_ ATFM | 2283.98
3VA1463-4EE42-0AA0 | MCCB_IEC_FS630_630A_4P_36KA_TM_ ATFM | 1963.67
3VA1463-4EF32-0HC0 | MCCB_IEC_FS630_630A_3P_36KA_TM_ ATAM | 1747.82
3VA1510-5GF42-0AC0 | MCCB_IEC_FS1000_1000A_4P_55KA_TM_ ATAM | 4533.17
3VA1580-5EF32-0KE0 | MCCB_IEC_FS1000_800A_3P_55KA_TM_ ATAM | 2666.98
3VA2110-0MN36-0AA0 | MCCB_IEC_FS160_3P_200KA_ETU350M_ LSI | 660.15
3VA2116-5KP32-0DK0 | MCCB_IEC_FS160_160A_3P_55KA_ETU8_LSI | 1692.1
3VA2125-0HL46-0AA0 | MCCB_IEC_FS160_4P_200KA_ETU320_ LI | 916.9
3VA2125-0HN42-0AA0 | MCCB_IEC_FS160_4P_200KA_ETU350_ LSI | 929.1
3VA2125-0KQ36-0AA0 | MCCB_IEC_FS160_3P_200KA_ETU860_ LSIG | 1424.22
3VA2163-0HM36-0AA0 | MCCB_IEC_FS160_3P_200KA_ETU330_ LIG | 910.77
3VA2225-0HM32-0AA0 | MCCB_IEC_FS250_3P_200KA_ETU330_ LIG | 1613.71
3VA2163-0KQ42-0AA0 | MCCB_IEC_FS160_4P_200KA_ETU860_ LSIG | 1650.37
3VA2116-0HL42-0AA0 | MCCB_IEC_FS160_4P_200KA_ETU320_ LI | 1418.11
3VA2225-5HN32-0LF0 | MCCB_IEC_FS250_250A_3P_55KA_ETU3_LSI | 1191.94
3VA2116-0KQ42-0AA0 | MCCB_IEC_FS160_4P_200KA_ETU860_ LSIG | 2176.06
3VA2216-0MQ32-0AA0 | MCCB_IEC_FS250_3P_200KA_ETU860M_ LSIG | 1528.15
3VA2325-8HL42-0AA0 | MCCB_IEC_FS400_250A_4P_150KA_ETU3_LI | 2243.29
3VA2440-8HN42-0AA0 | MCCB_IEC_FS630_400A_4P_150KA_ETU3_LSI | 3190.74
3VA2450-0MN32-0AA0 | MCCB_IEC_FS630_3P_200KA_ETU350M_ LSI | 2677.27
3VA2216-7MS32-0KC0 | MCCB_IEC_FS250_160A_3P_110KA_ETU3_AM | 1037.54
3VA2450-8HK32-0AA0 | MCCB_IEC_FS630_500A_4P_150KA_ETU3_ ELISA | 2341.1
3VA2340-6JP42-0BC0 | MCCB_IEC_FS400_400A_4P_85KA_ETU5_LSI | 2743.57
3VA2463-8HK42-0AA0 | MCCB_IEC_FS630_630A_4P_150KA_ETU3_ ELISA | 3092.94
3VA2325-5MP32-0LE0 | MCCB_IEC_FS400_250A_3p_55kA_ETU5_LSI | 1991.53
3VA4160-4ED24-3AA0 | MCCB_UL_FS125_60A_2P_25KA_TM_ FTFM | 178.87
3VA4160-6ED14-1AA0 | MCCB_UL_FS125_60A_1P_65kA_TM_ FTFM | 131.83
3VA4160-6ED24-3AA0 | MCCB_UL_FS125_60A_2P_65KA_TM_ FTFM | 218.27
3SU1802-0AL00-2AB1 | Enclosure plastic, 2 control points | 68
3SU1803-0NJ20-4VB1 | ENCLOSURE PLASTIC, 3 COMMAND POINTS | 364
3SU1804-0NE20-4SB1 | ENCLOSURE PLASTIC, 4 COMMAND POINTS | 475.41
3SU1851-0GB00-3BB1 | ENCLOSURE METAL, 3 COMMAND POINTS | 56.61
3VA5580-7EC32-1AA0 | MCCB_UL_FS800_800A_3P_100KA_TM_ FTAM | 2680.42
3VA5580-7GC42-0AA0 | MCCB_UL_FS800_800A_4P_100KA_TM_ FTAM | 3446.25
3VA4111-6ED34-1AA0 | MCCB_UL_FS125_110A_3P_65KA_TM_ FTFM | 391.12
3VA4112-4ED24-1AA0 | MCCB_UL_FS125_125A_2P_25KA_TM_ FTFM | 391.65
3VA4120-4ED34-1AA0 | MCCB_UL_FS125_20A_3P_25KA_TM_ FTFM | 201.86
3VA6340-0KQ41-0AA0 | MCCB_UL_FS400_4P_200KA_ETU860_ LSIG | 3407.95
3VA4125-5ED24-0AA0 | MCCB_UL_FS125_25A_2P_35KA_TM_ FTFM | 198.58
3VA2216-0MS32-0AA0 | MCCB_IEC_FS250_3P_200KA_ETU310M_I | 910.77
3VA2225-6HL32-0KF0 | MCCB_IEC_FS250_250A_3P_85KA_ETU3_LI | 1316.08
3VA2225-6HL42-0BF0 | MCCB_IEC_FS250_250A_4P_85KA_ETU3_LI | 1733.88
3VA2225-8KP32-0BA0 | MCCB_IEC_FS250_250A_3P_150KA_ETU8_LSI | 2297.92
3VA2463-5HL32-0KJ0 | MCCB_IEC_FS630_630A_3P_55KA_ETU3_LI | 2082.05
3VA2325-0MS32-0AA0 | MCCB_IEC_FS400_3P_200KA_ETU310M_I | 1473.11
3VA2220-7MP32-0DA0 | MCCB_IEC_FS250_200A_3p_110kA_ETU5_LSI | 1573.72
3VA4160-5ED14-0AA0 | MCCB_UL_FS125_60A_1P_35kA_TM_ FTFM | 108.86
3VA2510-5HL32-0LH0 | MCCB_IEC_FS1000_1000A_3P_55KA_ETU3_LI | 3892.54
3VA4160-5ED34-0AA0 | MCCB_UL_FS125_60A_3P_35KA_TM_ FTFM | 213.33
3VA4160-5ED34-1AA0 | MCCB_UL_FS125_60A_3P_35KA_TM_ FTFM | 224.29
3SU1801-0AT00-2AB1 | Enclosure plastic, 1 control point | 43.82
3SU1803-0AS00-2AB1 | Enclosure plastic, 3 control points | 86.59
3VA4112-4ED34-1AA0 | MCCB_UL_FS125_125A_3P_25KA_TM_ FTFM | 426.12
3VA4112-5ED24-1AA0 | MCCB_UL_FS125_125A_2P_35KA_TM_ FTFM | 429.96
3VA4112-6ED24-3AA0 | MCCB_UL_FS125_125A_2P_65KA_TM_ FTFM | 461.15
3VA4120-4ED14-0AA0 | MCCB_UL_FS125_20A_1P_25kA_TM_ FTFM | 98.46
3VA4125-6ED34-3AA0 | MCCB_UL_FS125_25A_3P_65KA_TM_ FTFM | 233.57
3VA4125-6ED54-0AA0 | MCCB_UL_FS125_25A_1P_65kA_TM_ FTFM | 193.64
3VA4130-4ED14-0AA0 | MCCB_UL_FS125_30A_1P_25kA_TM_ FTFM | 98.46
3VA4130-4ED24-1AA0 | MCCB_UL_FS125_30A_2P_25KA_TM_ FTFM | 190.9
3VA4130-5ED24-1AA0 | MCCB_UL_FS125_30A_2P_35KA_TM_ FTFM | 210.06
3VA4140-4ED24-0AA0 | MCCB_UL_FS125_40A_2P_25KA_TM_ FTFM | 178.87
3VA4140-4ED54-0AA0 | MCCB_UL_FS125_40A_1P_25kA_TM_ FTFM | 159.18
3VA4140-5ED14-0AA0 | MCCB_UL_FS125_40A_1P_35kA_TM_ FTFM | 108.86
3VA4140-5ED24-0AA0 | MCCB_UL_FS125_40A_2P_35KA_TM_ FTFM | 198.58
3VA6115-0KT31-0AA0 | MCCB_UL_FS150_3P_200KA_ETU856_ LSI | 1909.11
3VA4150-5ED14-1AA0 | MCCB_UL_FS125_50A_1P_35kA_TM_ FTFM | 121.44
3VA4150-6ED24-0AA0 | MCCB_UL_FS125_50A_2P_65KA_TM_ FTFM | 218.27
3VA4150-6ED54-0AA0 | MCCB_UL_FS125_50A_1P_65kA_TM_ FTFM | 193.64
3VL1706-2DA33-0AA0 | CIRCUIT-BREAKER VL160X H | 509.57
3VL1706-2EH46-0AA0 | CIRCUIT-BREAKER VL160X H | 603.77
3VA6580-7JQ36-2AA0 | MCCB_UL_FS800_800A_3P_100KA_ETU5_LSIG | 5207.65
3VL1708-2DA36-0AA0 | CIRCUIT-BREAKER VL160X H | 510.89
3VL1708-2DD33-0AB1 | CIRCUIT-BREAKER VL160X H | 648.9
3VA6580-7JQ42-2AA0 | MCCB_UL_FS800_800A_4P_100KA_ETU5_LSIG | 6236.05
3VL1710-1DA36-8TD1 | CIRCUIT-BREAKER VL160X N | 796.09
3VA6610-5HN36-0AA0 | MCCB_UL_FS1000_1000A_3P_35KA_ETU3_LSI | 3807.27
3VA6610-5JT32-0AA0 | MCCB_UL_FS1000_1000A_3P_35KA_ETU5_LSI | 4677.04
3VA9578-0VM10 | Rear interlock walking beam | 383.45
3VA9601-0WE40 | LUG TERMINAL COVER INTERMEDIATE 4P 1PCS. | 73.85
3VA9601-0WF40 | Terminal cover extended 4P, 1pc. | 92.99
3VA9603-0JC44 | Wire connector, 3 pcs. | 264.75
3VL1712-1DD33-0AB1 | CIRCUIT-BREAKER VL160X N | 1027.65
3VL1712-1DD33-2PA0 | CIRCUIT-BREAKER VL160X N | 1158.47
3VL1712-1DD33-2PD1 | CIRCUIT-BREAKER VL160X N | 1267.72
3VA9673-0JC24 | Wire connector control wire tap, 3 pcs. | 254.35
3VA9673-0JJ34 | Wire connector, 3 pcs. | 303.6
3VA6560-5JP46-0AA0 | MCCB_UL_FS800_600A_4P_35KA_ETU5_LSI | 3189.15
3VA6610-6KQ46-0AA0 | MCCB_UL_FS1000_1000A_4P_65KA_ETU8_LSIG | 6673.65
3VL1712-1EA43-0AB1 | CIRCUIT-BREAKER VL160X N | 1243.51
3VA6560-5HL42-2AA0 | MCCB_UL_FS800_600A_4P_35KA_ETU3_LI | 2746.04
3VA6560-5JQ46-2AA0 | MCCB_UL_FS800_600A_4P_35KA_ETU5_LSIG | 4359.76
3VA6560-5JT32-0AA0 | MCCB_UL_FS800_600A_3P_35KA_ETU5_LSI | 2866.39
3VA6560-5JT36-0AA0 | MCCB_UL_FS800_600A_3P_35KA_ETU5_LSI | 3003.14
3VA6560-5JT46-2AA0 | MCCB_UL_FS800_600A_4P_35KA_ETU5_LSI | 4140.95
3VA4111-5ED34-1AA0 | MCCB_UL_FS125_110A_3P_35KA_TM_ FTFM | 357.2
3VA4111-5ED34-3AA0 | MCCB_UL_FS125_110A_3P_35KA_TM_ FTFM | 345.72
3VA4111-6ED34-0AA0 | MCCB_UL_FS125_110A_3P_65KA_TM_ FTFM | 379.08
3VA6225-6HL31-0AB0 | MCCB_UL_FS250_250A_3P_65KA_ETU3_LI | 1799.52
3VA4120-5ED54-0AA0 | MCCB_UL_FS125_20A_1P_35kA_TM_ FTFM | 175.05
3VA4125-4ED24-3AA0 | MCCB_UL_FS125_25A_2P_25KA_TM_ FTFM | 178.87
3VA4125-4ED34-3AA0 | MCCB_UL_FS125_25A_3P_25KA_TM_ FTFM | 192
3VA4135-5ED14-1AA0 | MCCB_UL_FS125_35A_1P_35kA_TM_ FTFM | 121.44
3VA4135-5ED24-1AA0 | MCCB_UL_FS125_35A_2P_35KA_TM_ FTFM | 210.06
3VA4135-6ED14-0AA0 | MCCB_UL_FS125_35A_1P_65kA_TM_ FTFM | 120.89
3VA4135-6ED24-0AA0 | MCCB_UL_FS125_35A_2P_65KA_TM_ FTFM | 218.27
3VA4145-4ED14-3AA0 | MCCB_UL_FS125_45A_1P_25kA_TM_ FTFM | 98.46
3VA6325-0HL31-0AA0 | MCCB_UL_FS400_3P_200KA_ETU320_ LI | 1892.69
3VA4145-4ED24-0AA0 | MCCB_UL_FS125_45A_2P_25KA_TM_ FTFM | 178.87
3VA4145-4ED54-0AA0 | MCCB_UL_FS125_45A_1P_25kA_TM_ FTFM | 159.18
3VA6325-0HM31-0AA0 | MCCB_UL_FS400_3P_200KA_ETU330_ LIG | 2133.39
3VA6580-7HM36-0AA0 | MCCB_UL_FS800_800A_3P_100KA_ETU3_LIG | 3610.34
3VL1706-1DD36-0AA0 | CIRCUIT-BREAKER VL160X N | 442.2
3VL1706-1DD36-8TD1 | CIRCUIT-BREAKER VL160X N | 715.63
3VL1706-1EA43-0AA0 | CIRCUIT-BREAKER VL160X N | 574.98
3VL1708-1DD33-0AB1 | CIRCUIT-BREAKER VL160X N | 580.87
3VA6580-7JP32-2AA0 | MCCB_UL_FS800_800A_3P_100KA_ETU5_LSI | 3911.21
3VA6580-7JP36-0AA0 | MCCB_UL_FS800_800A_3P_100KA_ETU5_LSI | 3856.51
3VL1708-1EA46-0AA0 | CIRCUIT-BREAKER VL160X N | 581.53
3VA6580-7KL32-0AA0 | MCCB_UL_FS800_800A_3P_100KA_ETU8_LI | 3998.72
3VA6580-7KL42-2AA0 | MCCB_UL_FS800_800A_4P_100KA_ETU8_LI | 5524.93
3VA6580-7KQ32-0AA0 | MCCB_UL_FS800_800A_3P_100KA_ETU8_LSIG | 4108.15
3VL1710-1EA43-0AB1 | CIRCUIT-BREAKER VL160X N | 798.7
3VL1710-1EE43-0AA0 | CIRCUIT-BREAKER VL160X N | 581.53
3VA6610-5KT32-0AA0 | MCCB_UL_FS1000_1000A_3P_35KA_ETU8_LSI | 4452.75
3VA6610-6HN42-0AA0 | MCCB_UL_FS1000_1000A_4P_65KA_ETU3_LSI | 5300.64
3VA9577-0VF10 | Bowden cable interlock module | 161.91
3VA9603-0JJ44 | Wire connector, 3 pcs. | 229.2
3VA6610-7JP36-0AA0 | MCCB_UL_FS1000_1000A_3P_65KA_ETU5_LSI | 5021.66
3VA6610-7JQ36-0AA0 | MCCB_UL_FS1000_1000A_3P_65KA_ETU5_LSIG | 6181.37
3VA9604-0QC00 | FRONT CONNECTION BARS BROADENED 4 PCS | 223.73
3VA6560-5HM32-0AA0 | MCCB_UL_FS800_600A_3P_35KA_ETU3_LIG | 2133.39
3VA6560-5HM42-0AA0 | MCCB_UL_FS800_600A_4P_35KA_ETU3_LIG | 2740.58
3VL1712-1EH43-8TD1 | CIRCUIT-BREAKER VL160X N | 1385.47
3VA6610-6KT42-0AA0 | MCCB_UL_FS1000_1000A_4P_65KA_ETU8_LSI | 6236.05
3VA6610-7HM46-0AA0 | MCCB_UL_FS1000_1000A_4P_65KA_ETU3_LIG | 6290.75
3VA9604-0JC44 | Wire connector, 4 pcs. | 352.29
3VA6560-5HN36-0AA0 | MCCB_UL_FS800_600A_3P_35KA_ETU3_LSI | 2133.39
3VA9671-0WF40 | Terminal cover extended 4P, 1 pc. | 110.48
3VA9673-0JC34 | Wire connector control wire tap, 3 pcs. | 350.08
3VA9673-0JC43 | Wire connector control wire tap, 3 pcs. | 254.35
3VL1712-2DA33-0AA0 | CIRCUIT-BREAKER VL160X H | 1020.46
3VL1712-2DD33-0AD1 | CIRCUIT-BREAKER VL160X H | 1182.02
3VA6560-6HM32-2AA0 | MCCB_UL_FS800_600A_3P_65KA_ETU3_LIG | 2631.17
3VA6560-6HM36-2AA0 | MCCB_UL_FS800_600A_3P_65KA_ETU3_LIG | 2767.93
3VA6560-6HM46-0AA0 | MCCB_UL_FS800_600A_4P_65KA_ETU3_LIG | 3298.54
3VA6560-6JP32-0AA0 | MCCB_UL_FS800_600A_3P_65KA_ETU5_LSI | 2642.12
3VA6560-6JT46-0AA0 | MCCB_UL_FS800_600A_4P_65KA_ETU5_LSI | 4212.05
3VL1716-1EE43-0AA0 | CIRCUIT-BREAKER VL160X N | 1053.16
3VA6560-6JT46-2AA0 | MCCB_UL_FS800_600A_4P_65KA_ETU5_LSI | 4616.88
3VA6560-6KL32-2AA0 | MCCB_UL_FS800_600A_3P_65KA_ETU8_LI | 3413.42
3VA6560-7HM36-0AA0 | MCCB_UL_FS800_600A_3P_100KA_ETU3_LIG | 2718.7
3VA4125-5ED54-0AA0 | MCCB_UL_FS125_25A_1P_35kA_TM_ FTFM | 175.05
3VA4135-4ED14-0AA0 | MCCB_UL_FS125_35A_1P_25kA_TM_ FTFM | 98.46
3VA4135-4ED34-3AA0 | MCCB_UL_FS125_35A_3P_25KA_TM_ FTFM | 192
3VA4135-6ED24-1AA0 | MCCB_UL_FS125_35A_2P_65KA_TM_ FTFM | 229.2
3VA4135-6ED34-3AA0 | MCCB_UL_FS125_35A_3P_65KA_TM_ FTFM | 233.57
3VA4140-5ED24-1AA0 | MCCB_UL_FS125_40A_2P_35KA_TM_ FTFM | 210.06
3VA4145-4ED14-1AA0 | MCCB_UL_FS125_45A_1P_25kA_TM_ FTFM | 109.93
3VA4145-5ED34-1AA0 | MCCB_UL_FS125_45A_3P_35KA_TM_ FTFM | 224.29
3VA6115-0KQ31-0AA0 | MCCB_UL_FS150_3P_200KA_ETU860_ LSIG | 1909.11
3VA6580-7HL32-0AA0 | MCCB_UL_FS800_800A_3P_100KA_ETU3_LI | 3057.84
3VA6580-7HL46-2AA0 | MCCB_UL_FS800_800A_4P_100KA_ETU3_LI | 4895.83
3VL1706-1EA43-0AB1 | CIRCUIT-BREAKER VL160X N | 660.68
3VL1706-1EH43-0AB1 | CIRCUIT-BREAKER VL160X N | 635.17
3VL1708-1DA33-8TB1 | CIRCUIT-BREAKER VL160X N | 719.55
3VL1708-2DD33-8TD1 | CIRCUIT-BREAKER VL160X H | 836.64
3VA6580-7JT42-0AA0 | MCCB_UL_FS800_800A_4P_100KA_ETU5_LSI | 5470.21
3VA6460-0HN31-0AA0 | MCCB_UL_FS600_3P_200KA_ETU350_ LSI | 2691.36
3VA6580-7KT42-0AA0 | MCCB_UL_FS800_800A_4P_100KA_ETU8_LSI | 5131.06
3VA9477-0CK12 | Max-Flex Operator, Complete Kit | 509.83
3VA6610-5JT42-0AA0 | MCCB_UL_FS1000_1000A_4P_35KA_ETU5_LSI | 6071.92
3VL1710-1EH43-0AB1 | CIRCUIT-BREAKER VL160X N | 766
3VL1710-2DD36-0AA0 | CIRCUIT-BREAKER VL160X H | 633.2
3VA6610-7HN46-0AA0 | MCCB_UL_FS1000_1000A_4P_65KA_ETU3_LSI | 6126.64
3VA9671-0WD30 | Terminal cover short 3P, 1St. | 57.44
3VA9671-0WF30 | Terminal cover extended 3P, 1 pc. | 83.69
3VL1712-1DD33-8CA0 | CIRCUIT-BREAKER VL160X N | 1106.14
3VA6560-5HL46-0AA0 | MCCB_UL_FS800_600A_4P_35KA_ETU3_LI | 2691.36
3VA6560-5HN42-2AA0 | MCCB_UL_FS800_600A_4P_35KA_ETU3_LSI | 2860.94
3VA6560-5JP32-2AA0 | MCCB_UL_FS800_600A_3P_35KA_ETU5_LSI | 2625.7
3VA6610-6KT32-0AA0 | MCCB_UL_FS1000_1000A_3P_65KA_ETU8_LSI | 4928.67
3VA9604-0JJ44 | Wire connector, 4 pcs. | 307.43
3VA6610-7JQ46-0AA0 | MCCB_UL_FS1000_1000A_4P_65KA_ETU5_LSIG | 7986.51
3VA6560-5HN32-2AA0 | MCCB_UL_FS800_600A_3P_35KA_ETU3_LSI | 2182.59
3VA9673-0JG32 | Wire connector control wire tap, 3 pcs. | 210.06
3VA6560-5JP36-2AA0 | MCCB_UL_FS800_600A_3P_35KA_ETU5_LSI | 2762.46
3VA6560-5JQ42-2AA0 | MCCB_UL_FS800_600A_4P_35KA_ETU5_LSIG | 4162.85
3VA6610-7JT32-0AA0 | MCCB_UL_FS1000_1000A_3P_65KA_ETU5_LSI | 5689.02
3VA6610-7KQ42-0AA0 | MCCB_UL_FS1000_1000A_4P_65KA_ETU8_LSIG | 6728.36
3VA9674-0JJ43 | Wire connector, 4 pcs. | 293.2
3VA6560-5KL36-0AA0 | MCCB_UL_FS800_600A_3P_35KA_ETU8_LI | 2981.26
3VA6560-6HL42-0AA0 | MCCB_UL_FS800_600A_4P_65KA_ETU3_LI | 2855.45
3VL1716-1DA33-8TA0 | CIRCUIT-BREAKER VL160X N | 1230.43
3VA9687-0FK23 | Door mounted rotary operator, STD | 209.52
3VA6560-6JP42-2AA0 | MCCB_UL_FS800_600A_4P_65KA_ETU5_LSI | 3692.38
3VA6560-6JQ42-0AA0 | MCCB_UL_FS800_600A_4P_65KA_ETU5_LSIG | 4212.05
3VA6560-6JT36-2AA0 | MCCB_UL_FS800_600A_3P_65KA_ETU5_LSI | 3632.22
3VA6560-6KL36-2AA0 | MCCB_UL_FS800_600A_3P_65KA_ETU8_LI | 3555.63
3VA6560-6KL42-2AA0 | MCCB_UL_FS800_600A_4P_65KA_ETU8_LI | 4179.23
3VA6560-6KT42-2AA0 | MCCB_UL_FS800_600A_4P_65KA_ETU8_LSI | 4305.06
3VL1716-2DA33-0AB1 | CIRCUIT-BREAKER VL160X H | 1302.39
3VL1716-2DE33-0AB1 | CIRCUIT-BREAKER VL160X H | 1021.11
3VA6560-7KL32-0AA0 | MCCB_UL_FS800_600A_3P_100KA_ETU8_LI | 3271.19
3VA6560-7KL46-0AA0 | MCCB_UL_FS800_600A_4P_100KA_ETU8_LI | 4233.93
3VA6560-7KT32-2AA0 | MCCB_UL_FS800_600A_3P_100KA_ETU8_LSI | 3719.76
3VA6580-5HM36-0AA0 | MCCB_UL_FS800_800A_3P_35KA_ETU3_LIG | 3019.56
3VL1796-1EA43-0AA0 | CIRCUIT-BREAKER VL160X N | 574.98
3VA6580-5JQ32-0AA0 | MCCB_UL_FS800_800A_3P_35KA_ETU5_LSIG | 3741.62
3VA9677-0EK25 | Front mounted oper., EM, door interl | 219.91
3VA9677-0FK27 | Door mounted rotary oper., EM, ilu-kit | 281.72
3VA6560-6JQ32-0AA0 | MCCB_UL_FS800_600A_3P_65KA_ETU5_LSIG | 3375.12
3VA6560-6JQ36-0AA0 | MCCB_UL_FS800_600A_3P_65KA_ETU5_LSIG | 3517.35
3VA9687-0GC05 | SUPPLEMENTARY HANDLE F. DOOR MOUNTED OP. | 183.78
3VA9977-0CH82 | Max-Flex-Operator, handle only | 314.54
3VA6560-6KL46-2AA0 | MCCB_UL_FS800_600A_4P_65KA_ETU8_LI | 4381.64
3VA6560-6KQ46-0AA0 | MCCB_UL_FS800_600A_4P_65KA_ETU8_LSIG | 4102.66
3VA6560-6KT32-2AA0 | MCCB_UL_FS800_600A_3P_65KA_ETU8_LSI | 3528.29
3VA6560-7JP36-2AA0 | MCCB_UL_FS800_600A_3P_100KA_ETU5_LSI | 3243.84
3VA6560-7JQ32-2AA0 | MCCB_UL_FS800_600A_3P_100KA_ETU5_LSIG | 3944.02
3VL1716-2EL43-0AA0 | CIRCUIT-BREAKER VL 160X H | 1596.09
3VA6560-7KT46-2AA0 | MCCB_UL_FS800_600A_4P_100KA_ETU8_LSI | 4748.14
3VA6580-1MS32-0AA0 | MCCB_UL_FS1000_800A_3P_ETU3_ AM | 2789.81
3VA6580-5HL32-2AA0 | MCCB_UL_FS800_800A_3P_35KA_ETU3_LI | 2713.24
3VA6580-5HL36-2AA0 | MCCB_UL_FS800_800A_3P_35KA_ETU3_LI | 3019.56
3VA6580-5JQ46-0AA0 | MCCB_UL_FS800_800A_4P_35KA_ETU5_LSIG | 5147.49
3VA6580-6HL42-2AA0 | MCCB_UL_FS800_800A_4P_65KA_ETU3_LI | 4119.07
3VA6580-6HM32-2AA0 | MCCB_UL_FS800_800A_3P_65KA_ETU3_LIG | 3358.72
3VA6580-6HM36-0AA0 | MCCB_UL_FS800_800A_3P_65KA_ETU3_LIG | 3369.67
3VA6580-6HM46-2AA0 | MCCB_UL_FS800_800A_4P_65KA_ETU3_LIG | 4797.37
3VA4111-6ED24-0AA0 | MCCB_UL_FS125_110A_2P_65KA_TM_ FTFM | 348.45
3VA4111-6ED24-1AA0 | MCCB_UL_FS125_110A_2P_65KA_TM_ FTFM | 359.4
3VA6225-0HL41-0AA0 | MCCB_UL_FS250_4P_200KA_ETU320_ LI | 1991.14
3VA6225-0HM31-0AA0 | MCCB_UL_FS250_3P_200KA_ETU330_ LIG | 1712.18
3VA4120-5ED14-0AA0 | MCCB_UL_FS125_20A_1P_35kA_TM_ FTFM | 108.86
3VA6340-0HL41-0AA0 | MCCB_UL_FS400_4P_200KA_ETU320_ LI | 2570.99
3VA6340-0KQ31-0AA0 | MCCB_UL_FS400_3P_200KA_ETU860_ LSIG | 2740.58
3VA4120-5ED24-0AA0 | MCCB_UL_FS125_20A_2P_35KA_TM_ FTFM | 198.58
3VA4125-6ED24-1AA0 | MCCB_UL_FS125_25A_2P_65KA_TM_ FTFM | 229.2
3VA4125-6ED34-0AA0 | MCCB_UL_FS125_25A_3P_65KA_TM_ FTFM | 233.57
3VA4125-6ED34-1AA0 | MCCB_UL_FS125_25A_3P_65KA_TM_ FTFM | 245.06
3VA4130-4ED24-3AA0 | MCCB_UL_FS125_30A_2P_25KA_TM_ FTFM | 178.87
3VA4135-5ED24-3AA0 | MCCB_UL_FS125_35A_2P_35KA_TM_ FTFM | 198.58
3VA4135-5ED54-0AA0 | MCCB_UL_FS125_35A_1P_35kA_TM_ FTFM | 175.05
3VA4135-6ED34-0AA0 | MCCB_UL_FS125_35A_3P_65KA_TM_ FTFM | 233.57
3VA4135-6ED34-1AA0 | MCCB_UL_FS125_35A_3P_65KA_TM_ FTFM | 245.06
3VA4140-4ED14-0AA0 | MCCB_UL_FS125_40A_1P_25kA_TM_ FTFM | 98.46
3VA4145-5ED34-0AA0 | MCCB_UL_FS125_45A_3P_35KA_TM_ FTFM | 213.33
3VA4145-5ED54-0AA0 | MCCB_UL_FS125_45A_1P_35kA_TM_ FTFM | 175.05
3VA4150-4ED14-1AA0 | MCCB_UL_FS125_50A_1P_25kA_TM_ FTFM | 109.93
3VA6115-0HM41-0AA0 | MCCB_UL_FS150_4P_200KA_ETU330_ LIG | 1739.53
3VL1706-1DD33-8TB1 | CIRCUIT-BREAKER VL160X N | 716.27
3VL1706-1EA46-0AA0 | CIRCUIT-BREAKER VL160X N | 544.9
3VL1706-1EH43-8TB1 | CIRCUIT-BREAKER VL160X N | 799.35
3VL1706-1EH46-0AA0 | CIRCUIT-BREAKER VL160X N | 522
3VA6580-7HN42-2AA0 | MCCB_UL_FS800_800A_4P_100KA_ETU3_LSI | 4578.58
3VA6580-7JP36-2AA0 | MCCB_UL_FS800_800A_3P_100KA_ETU5_LSI | 4217.53
3VA6580-7JP42-2AA0 | MCCB_UL_FS800_800A_4P_100KA_ETU5_LSI | 5021.66
3VL1708-2EH46-0AA0 | CIRCUIT-BREAKER VL160X H | 633.2
3VL1710-1DA33-0AB1 | CIRCUIT-BREAKER VL160X N | 628.63
3VA6580-7KL36-2AA0 | MCCB_UL_FS800_800A_3P_100KA_ETU8_LI | 4709.87
3VL1710-1DD33-0AD1 | CIRCUIT-BREAKER VL160X N | 681.61
3VL1710-1DD36-0AA0 | CIRCUIT-BREAKER VL160X N | 555.36
3VA6610-5JP46-0AA0 | MCCB_UL_FS1000_1000A_4P_35KA_ETU5_LSI | 5442.86
3VA6610-5KL32-0AA0 | MCCB_UL_FS1000_1000A_3P_35KA_ETU8_LI | 4348.8
3VA6580-5JT46-2AA0 | MCCB_UL_FS800_800A_4P_35KA_ETU5_LSI | 5404.56
3VA6580-6HL32-0AA0 | MCCB_UL_FS800_800A_3P_65KA_ETU3_LI | 2817.15
3VA6580-6HN36-0AA0 | MCCB_UL_FS800_800A_3P_65KA_ETU3_LSI | 3216.47
3VA6580-6HN46-2AA0 | MCCB_UL_FS800_800A_4P_65KA_ETU3_LSI | 4644.2
3VA6110-0HN41-0AA0 | MCCB_UL_FS150_4P_200KA_ETU350_ LSI | 1044.83
3VA4111-6ED14-3AA0 | MCCB_UL_FS125_110A_1P_65kA_TM_ FTFM | 194.72
3VA6225-0KQ41-0AA0 | MCCB_UL_FS250_4P_200KA_ETU860_ LSIG | 2778.87
3VA4112-4ED14-0AA0 | MCCB_UL_FS125_125A_1P_25kA_TM_ FTFM | 210.61
3VA4120-4ED24-3AA0 | MCCB_UL_FS125_20A_2P_25KA_TM_ FTFM | 178.87
3VA4120-4ED34-0AA0 | MCCB_UL_FS125_20A_3P_25KA_TM_ FTFM | 192
3VA4120-5ED24-1AA0 | MCCB_UL_FS125_20A_2P_35KA_TM_ FTFM | 210.06
3VA6340-1BB31-0AB0 | MCS_UL_FS400_400A_3P_100kA | 2751.18
3VA4125-5ED24-1AA0 | MCCB_UL_FS125_25A_2P_35KA_TM_ FTFM | 210.06
3VA4125-6ED14-3AA0 | MCCB_UL_FS125_25A_1P_65kA_TM_ FTFM | 120.89
3VA4130-4ED54-0AA0 | MCCB_UL_FS125_30A_1P_25kA_TM_ FTFM | 159.18
3VA4130-5ED14-1AA0 | MCCB_UL_FS125_30A_1P_35kA_TM_ FTFM | 121.44
3VA4130-6ED24-0AA0 | MCCB_UL_FS125_30A_2P_65KA_TM_ FTFM | 218.27
3VA4130-6ED24-3AA0 | MCCB_UL_FS125_30A_2P_65KA_TM_ FTFM | 218.27
3VA4140-4ED24-1AA0 | MCCB_UL_FS125_40A_2P_25KA_TM_ FTFM | 190.9
3VA4140-5ED24-3AA0 | MCCB_UL_FS125_40A_2P_35KA_TM_ FTFM | 198.58
3VA4145-5ED14-1AA0 | MCCB_UL_FS125_45A_1P_35kA_TM_ FTFM | 121.44
3VA4145-5ED24-3AA0 | MCCB_UL_FS125_45A_2P_35KA_TM_ FTFM | 198.58
3VA4150-4ED24-0AA0 | MCCB_UL_FS125_50A_2P_25KA_TM_ FTFM | 178.87
3VA4150-4ED34-3AA0 | MCCB_UL_FS125_50A_3P_25KA_TM_ FTFM | 192
3VA6580-7HL42-2AA0 | MCCB_UL_FS800_800A_4P_100KA_ETU3_LI | 4474.63
3VA6580-7HM42-2AA0 | MCCB_UL_FS800_800A_4P_100KA_ETU3_LIG | 4737.22
3VL1706-2EH43-0AD1 | CIRCUIT-BREAKER VL160X H | 741.8
3VL1708-1DD33-8TB1 | CIRCUIT-BREAKER VL160X N | 745.06
3VA6580-7HN36-2AA0 | MCCB_UL_FS800_800A_3P_100KA_ETU3_LSI | 3763.5
3VL1708-1EH43-0AB1 | CIRCUIT-BREAKER VL160X N | 668.53
3VA6580-7JT32-2AA0 | MCCB_UL_FS800_800A_3P_100KA_ETU5_LSI | 4682.5
3VL1708-2EA46-0AA0 | CIRCUIT-BREAKER VL160X H | 667.22
3VA6580-7KQ32-2AA0 | MCCB_UL_FS800_800A_3P_100KA_ETU8_LSIG | 4523.85
3VA6580-7KQ46-0AA0 | MCCB_UL_FS800_800A_4P_100KA_ETU8_LSIG | 5524.93
3VA6610-5HL36-0AA0 | MCCB_UL_FS1000_1000A_3P_35KA_ETU3_LI | 3708.8
3VA6610-5HL46-0AA0 | MCCB_UL_FS1000_1000A_4P_35KA_ETU3_LI | 4945.08
3VA6610-5HN46-0AA0 | MCCB_UL_FS1000_1000A_4P_35KA_ETU3_LSI | 5038.08
3VL1710-1DE33-0AA0 | CIRCUIT-BREAKER VL160X N | 448.08
3VA9477-0GX10 | Aux. switch module for rotary operators | 45.01
3VA6610-5KT46-0AA0 | MCCB_UL_FS1000_1000A_4P_35KA_ETU8_LSI | 6017.24
3VL1710-1DE33-0AB1 | CIRCUIT-BREAKER VL160X N | 533.77
3VL1710-2DA33-0AA0 | CIRCUIT-BREAKER VL160X H | 624.71
3VA9573-0JG23 | Wire connector control wire tap, 3 pcs. | 159.73
3VA6610-5HN32-0AA0 | MCCB_UL_FS1000_1000A_3P_35KA_ETU3_LSI | 3495.47
3VA6610-5JT36-0AA0 | MCCB_UL_FS1000_1000A_3P_35KA_ETU5_LSI | 4983.36
3VL1710-1DE36-0AA0 | CIRCUIT-BREAKER VL160X N | 427.14
3VL1710-1EA43-0AA0 | CIRCUIT-BREAKER VL160X N | 713.02
3VL1710-1EH43-8TB1 | CIRCUIT-BREAKER VL160X N | 930.19
3VA6610-6HM46-0AA0 | MCCB_UL_FS1000_1000A_4P_65KA_ETU3_LIG | 5853.13
3VA9578-0LB10 | BRKR 3VA55/65/66 1000A PADLOCK DEVICE | 86.98
3VA6610-6JQ46-0AA0 | MCCB_UL_FS1000_1000A_4P_65KA_ETU5_LSIG | 7384.8
3VA6610-6KQ36-0AA0 | MCCB_UL_FS1000_1000A_3P_65KA_ETU8_LSIG | 5234.99
3VA6610-7HL32-0AA0 | MCCB_UL_FS1000_1000A_3P_65KA_ETU3_LI | 4201.11
3VA6610-7HN42-0AA0 | MCCB_UL_FS1000_1000A_4P_65KA_ETU3_LSI | 5743.72
3VL1710-2EH46-0AA0 | CIRCUIT-BREAKER VL160X H | 745.72
3VA6560-5HL32-0AA0 | MCCB_UL_FS800_600A_3P_35KA_ETU3_LI | 1881.77
3VA6560-7HM42-0AA0 | MCCB_UL_FS800_600A_4P_100KA_ETU3_LIG | 3325.9
3VA6560-7HN46-2AA0 | MCCB_UL_FS800_600A_4P_100KA_ETU3_LSI | 3692.38
3VL1716-2EL46-0AA0 | CIRCUIT-BREAKER VL 160X H | 1563.38
3VA6580-5HM42-0AA0 | MCCB_UL_FS800_800A_4P_35KA_ETU3_LIG | 3522.83
3VA6580-5HM46-2AA0 | MCCB_UL_FS800_800A_4P_35KA_ETU3_LIG | 4294.11
3VL1796-2DA36-0AA0 | CIRCUIT-BREAKER VL160X H | 491.91
3VA9137-0GX01 | Aux. switch module for rotary operators | 8.8
3VA6580-5KQ36-2AA0 | MCCB_UL_FS800_800A_3P_35KA_ETU8_LSIG | 4179.23
3VA6580-5KQ42-2AA0 | MCCB_UL_FS800_800A_4P_35KA_ETU8_LSIG | 4770.03
3VA6580-5KT32-2AA0 | MCCB_UL_FS800_800A_3P_35KA_ETU8_LSI | 3867.45
3VL1796-2EH46-0AA0 | CIRCUIT-BREAKER VL160X H | 603.77
3VA6580-6JP42-0AA0 | MCCB_UL_FS800_800A_4P_65KA_ETU5_LSI | 4244.9
3VA5580-7EC32-0AA0 | MCCB_UL_FS800_800A_3P_100KA_TM_ FTAM | 2647.57
3VA5580-7EC62-0AA0 | MCCB_UL_FS800_800A_2P_100KA_TM_ FTAM | 2395.96
3VA6110-0HN31-0AA0 | MCCB_UL_FS150_3P_200KA_ETU350_ LSI | 787.73
3VA4112-5ED14-1AA0 | MCCB_UL_FS125_125A_1P_35kA_TM_ FTFM | 243.98
3VA4112-5ED34-1AA0 | MCCB_UL_FS125_125A_3P_35KA_TM_ FTFM | 471
3VA4112-6ED14-0AA0 | MCCB_UL_FS125_125A_1P_65kA_TM_ FTFM | 254.9
3VA4112-6ED24-0AA0 | MCCB_UL_FS125_125A_2P_65KA_TM_ FTFM | 461.15
3VA4120-6ED14-0AA0 | MCCB_UL_FS125_20A_1P_65kA_TM_ FTFM | 120.89
3VA4120-6ED14-3AA0 | MCCB_UL_FS125_20A_1P_65kA_TM_ FTFM | 120.89
3VA4120-6ED24-1AA0 | MCCB_UL_FS125_20A_2P_65KA_TM_ FTFM | 229.2
3VA4125-4ED14-1AA0 | MCCB_UL_FS125_25A_1P_25kA_TM_ FTFM | 109.93
3VA4130-5ED14-3AA0 | MCCB_UL_FS125_30A_1P_35kA_TM_ FTFM | 108.86
3VA4130-5ED24-0AA0 | MCCB_UL_FS125_30A_2P_35KA_TM_ FTFM | 198.58
3VA4130-5ED54-0AA0 | MCCB_UL_FS125_30A_1P_35kA_TM_ FTFM | 175.05
3VA4130-6ED14-0AA0 | MCCB_UL_FS125_30A_1P_65kA_TM_ FTFM | 120.89
3VA4145-4ED24-1AA0 | MCCB_UL_FS125_45A_2P_25KA_TM_ FTFM | 190.9
3VA4145-4ED34-0AA0 | MCCB_UL_FS125_45A_3P_25KA_TM_ FTFM | 192
3VA4145-4ED34-1AA0 | MCCB_UL_FS125_45A_3P_25KA_TM_ FTFM | 201.86
3VA6325-0HN31-0AA0 | MCCB_UL_FS400_3P_200KA_ETU350_ LSI | 2002.1
3VA4160-4ED14-3AA0 | MCCB_UL_FS125_60A_1P_25kA_TM_ FTFM | 98.46
3VA4160-4ED24-0AA0 | MCCB_UL_FS125_60A_2P_25KA_TM_ FTFM | 178.87
3VA6580-7HL32-2AA0 | MCCB_UL_FS800_800A_3P_100KA_ETU3_LI | 3353.22
3VA6580-7HL36-2AA0 | MCCB_UL_FS800_800A_3P_100KA_ETU3_LI | 3659.58
3VA6580-7HL42-0AA0 | MCCB_UL_FS800_800A_4P_100KA_ETU3_LI | 4075.3
3VL1706-2EH43-8TD1 | CIRCUIT-BREAKER VL160X H | 905.97
3VL1708-1DA33-0AB1 | CIRCUIT-BREAKER VL160X N | 555.36
3VA6580-7JP46-2AA0 | MCCB_UL_FS800_800A_4P_100KA_ETU5_LSI | 5431.93
3VA6580-7JQ42-0AA0 | MCCB_UL_FS800_800A_4P_100KA_ETU5_LSIG | 5689.02
3VL1708-2DD33-0AD1 | CIRCUIT-BREAKER VL160X H | 672.45
3VA6610-5HL42-0AA0 | MCCB_UL_FS1000_1000A_4P_35KA_ETU3_LI | 4534.81
3VA6460-0HM41-0AA0 | MCCB_UL_FS600_4P_200KA_ETU330_ LIG | 3752.57
3VL1710-1DA33-2HA0 | CIRCUIT-BREAKER VL160X N | 759.45
3VL1710-1DA33-8RA0 | CIRCUIT-BREAKER VL160X N | 707.12
3VA6610-5KL42-0AA0 | MCCB_UL_FS1000_1000A_4P_35KA_ETU8_LI | 5470.21
3VA6610-5KQ32-0AA0 | MCCB_UL_FS1000_1000A_3P_35KA_ETU8_LSIG | 4452.75
3VA6610-5KQ42-0AA0 | MCCB_UL_FS1000_1000A_4P_35KA_ETU8_LSIG | 5579.61
3VA6610-5KT42-0AA0 | MCCB_UL_FS1000_1000A_4P_35KA_ETU8_LSI | 5579.61
3VA6610-5HL32-0AA0 | MCCB_UL_FS1000_1000A_3P_35KA_ETU3_LI | 3397
3VA6610-5HM32-0AA0 | MCCB_UL_FS1000_1000A_3P_35KA_ETU3_LIG | 3637.7
3VA6460-0KT41-0AA0 | MCCB_UL_FS600_4P_200KA_ETU856_ LSI | 4354.3
3VA6610-5HM36-0AA0 | MCCB_UL_FS1000_1000A_3P_35KA_ETU3_LIG | 3949.5
3VA9477-0GX20 | Aux. switch module for rotary operators | 73.85
3VL1710-1DD36-0AD1 | CIRCUIT-BREAKER VL160X N | 664.61
3SU1002-2HM10-0AA0 | Selector switch, I>O<II, black | 8.88
3SK1912-3SB40 | SIRIUS Safety Bundle Advanced | 640.02
3SK2511-2FA10 | 3SK2, PROFINET interface | 376.03
3NP1163-1BC14 | Fuse switch disconnector 3NP1 | 584.17
3LD5020-0TL13 | MOLDED CASE SWITCH 3LD5 UL | 89.93
3LD5420-0TL11 | MOLDED CASE SWITCH 3LD5 UL | 222.28
3LD5600-0TK11 | MOLDED CASE SWITCH 3LD5 UL | 192.94
3NA3144-6 | LV HRC fuse link | 41.67
3NJ6213-1AA00-0CF2 | PLUG-IN IN-LINE SWITCH DISCONNECTOR | 2482.34
3NJ6213-1AA00-1FF4 | PLUG-IN IN-LINE SWITCH DISCONNECTOR | 2239.85
3NJ6213-1AA03-0AA0 | PLUG-IN IN-LINE SWITCH DISCONNECTOR | 1650.11
3NJ6223-1AA00-1EJ1 | PLUG-IN IN-LINE SWITCH DISCONNECTOR | 2670.3
3RK1308-0AA00-0CP0 | .. | 319.92
3RP2505-1AB30-0AC1 | T-REL. MULTI-F. 1CO. CONT. 24VACDC SCREW | 96.22
3RW5077-2AB14 | 3RW50 480V 570A 110-250V spring analog | 4585.23
3RW5077-6AB04 | 3RW50 480V 570A 24V screw analog | 4585.23
3RV2926-1C | DOOR-COUPLING ROT.OPER.MECH. S.S00...S3 | 51.34
3RW5515-1HF14 | 3RW55 480V 25A 110-250V screw FS | 2019.07
3RW5516-3HF14 | 3RW55 480V 32A 110-250V spring FS | 2240.5
3RW5527-1HF14 | 3RW55 480V 93A 110-250V screw FS | 3842.72
3RW5536-6HF14 | 3RW55 480V 171A 110-250V screw FS | 5992.04
3RW5547-2HF04 | 3RW55 480V 470A 24V spring FS | 13286.69
3RW5548-6HF04 | 3RW55 480V 570A 24V screw FS | 14980.1
3RW5907-0VY00 | packing for transport 3RW50 S12 | 58.75
3RW5955-0SU04 | semiconductor 480V 3RW55 630A | 1940.9
3RV2926-2Q | 3RV2926-2Q | 27.96
3RW5077-6AB14 | 3RW50 480V 570A 110-250V screw analog | 4585.23
3RW5543-6HF04 | 3RW55 480V 210A 24V screw FS | 6982.04
3RV2021-4DA10-0DA0 | CIRCUIT-BREAKER SCREW CONNECTION 25A | 95.33
3RW5907-1UA00 | control unit 24V 3RW50 S12 analog | 462.43
3RW5955-0GF00 | front cover 3RW55 sz5 | 100.95
3SE5532-0CF05 | POS. SW. ROL. PLU. SHORT STROKE 1NO+1NC | 38.23
3SU1000-3FB11-0AU0 | Quadruple pushbutton, black | 37.79
3SE6701-2BA | SWITCHING MAGNET, RECTANGULAR, | 23.63
3SU1030-3FB11-0AU0 | Quadruple pushbutton, black | 72.8
3SU1051-1HB20-0AA5 | Illu. EMERG. STOP mush. pushb., 40mm, rd | 48.17
3SU1200-6LB10-1AA0 | Acoustic signal device, black | 49.06
3SU1200-6LF10-1AA0 | Acoustic signal device, black | 49.06
3SU1401-1BB24-1AA0 | Traffic light LED module, rd-grn-ylw | 15.17
3SU1401-1BG24-1AA0 | Traffic light LED module, rd-grn-ylw | 21.44
3SU1150-2CF60-1NA0 | Selector switch, O-I, black, white | 27.79
3SU1802-0NG00-4VB1 | ENCLOSURE PLASTIC, 2 COMMAND POINTS | 188.65
3SU1900-0BN31-0AA0 | EMERGENCY STOP backing plate, yellow | 4.88
3VA1020-2ED32-0DD0 | MCCB_IEC_FS100_20A_3P_16KA_TM_ FTFM | 385.77
3VA1110-6ED32-0JA0 | MCCB_IEC_FS160_100A_3P_70KA_TM_ FTFM | 433.13
3VA1116-3GF42-0AH0 | MCCB_IEC_FS160_160A_4P_25KA_TM_ ATAM | 772.93
3VA1216-4GE42-0AA0 | MCCB_IEC_FS250_160A_4P_36KA_TM_ ATFM | 877.38
3VA1216-6GE42-0AA0 | MCCB_IEC_FS250_160A_4P_70KA_TM_ ATFM | 1107.18
3VA1332-6MH32-0AC0 | MCCB_IEC_FS400_320A_3P_70KA_TM_ AM | 1455.35
3VA1340-1AA32-0DA0 | SD_IEC_FS400_400A_3P | 912.2
3VA1340-5EF32-0DH0 | MCCB_IEC_FS400_400A_3P_55KA_TM_ ATAM | 1441.43
3VA1340-6EE42-0AA0 | MCCB_IEC_FS400_400A_4P_70KA_TM_ ATFM | 1733.88
3VA1450-5GE42-0AA0 | MCCB_IEC_FS630_500A_4P_55KA_TM_ ATFM | 2005.46
3VA1450-6EF32-0DF0 | MCCB_IEC_FS630_500A_3P_70KA_TM_ ATAM | 2012.42
3VA1463-6GE42-0AA0 | MCCB_IEC_FS630_630A_4P_70KA_TM_ ATFM | 2472
3VA1463-7EF32-0KE0 | MCCB_IEC_FS630_630A_3p_110KA_TM_ ATAM | 2339.7
3VA2110-0HL36-0AA0 | MCCB_IEC_FS160_3P_200KA_ETU320_ LI | 721.28
3VA2110-0HL42-0AA0 | MCCB_IEC_FS160_4P_200KA_ETU320_ LI | 947.45
3VA2010-6HN42-0AF0 | MCCB_IEC_FS100_100A_4P_85KA_ETU3_LSI | 870.43
3VL1710-1DE33-0AD1 | CIRCUIT-BREAKER VL160X N | 557.32
3VL1710-1DE33-8CB1 | CIRCUIT-BREAKER VL160X N | 697.96
3VA6610-6JP32-0AA0 | MCCB_UL_FS1000_1000A_3P_65KA_ETU5_LSI | 4392.6
3VA9574-0JB23 | Wire connector, 4 pcs. | 184.89
3VL1710-2DA33-0AB1 | CIRCUIT-BREAKER VL160X H | 710.39
3VL1710-2DA33-8CB1 | CIRCUIT-BREAKER VL160X H | 874.58
3VA9601-0WE30 | LUG TERMINAL COVER INTERMEDIATE 3P 1PCS. | 55.78
3VA9603-0JJ43 | CIRCULAR CONDUCTOR TERMINAL 3 PCS. | 183.78
3VL1710-2EH43-0AA0 | CIRCUIT-BREAKER VL160X H | 765.35
3VL1712-1DA36-0AA0 | CIRCUIT-BREAKER VL160X N | 863.46
3VL1712-1DD33-0AD1 | CIRCUIT-BREAKER VL160X N | 1051.2
3VL1712-1DD33-8TB1 | CIRCUIT-BREAKER VL160X N | 1191.84
3VA6560-5JP42-0AA0 | MCCB_UL_FS800_600A_4P_35KA_ETU5_LSI | 2992.22
3VA6560-5JP42-2AA0 | MCCB_UL_FS800_600A_4P_35KA_ETU5_LSI | 3304.02
3VA6560-5JQ32-0AA0 | MCCB_UL_FS800_600A_3P_35KA_ETU5_LSIG | 3063.32
3VA6560-5JQ46-0AA0 | MCCB_UL_FS800_600A_4P_35KA_ETU5_LSIG | 3976.83
3VL1712-2DD36-0AD1 | CIRCUIT-BREAKER VL160X H | 1162.4
3VL1712-2EH43-0AA0 | CIRCUIT-BREAKER VL160X H | 1262.49
3VA6560-5KQ46-2AA0 | MCCB_UL_FS800_600A_4P_35KA_ETU8_LSIG | 4108.15
3VA6560-5KT32-2AA0 | MCCB_UL_FS800_600A_3P_35KA_ETU8_LSI | 3227.43
3VA6560-5KT36-2AA0 | MCCB_UL_FS800_600A_3P_35KA_ETU8_LSI | 3386.06
3VA6560-6JQ36-2AA0 | MCCB_UL_FS800_600A_3P_65KA_ETU5_LSIG | 3851.03
3VL1716-1DD33-8TD1 | CIRCUIT-BREAKER VL160X N | 1392
3VA6560-6KT46-0AA0 | MCCB_UL_FS800_600A_4P_65KA_ETU8_LSI | 4102.66
3VA6560-6KT46-2AA0 | MCCB_UL_FS800_600A_4P_65KA_ETU8_LSI | 4491.05
3VA6560-7HL32-0AA0 | MCCB_UL_FS800_600A_3P_100KA_ETU3_LI | 2324.84
3VA6560-7HL36-0AA0 | MCCB_UL_FS800_600A_3P_100KA_ETU3_LI | 2467.07
3VA6560-7HL36-2AA0 | MCCB_UL_FS800_600A_3P_100KA_ETU3_LI | 2707.74
3SU1152-1GB20-3PW0 | EMERG. STOP mushroom pushb., 30mm, red | 51.26
3SU1152-1HB20-3PF0 | EMERG. STOP mushroom pushb., 40mm, red | 50.53
3SU1900-0XD10-0AA0 | Starterkit SIRIUS ACT ID Key | 206.91
3VA4160-5ED54-0AA0 | MCCB_UL_FS125_60A_1P_35kA_TM_ FTFM | 175.05
3VA4160-6ED24-1AA0 | MCCB_UL_FS125_60A_2P_65KA_TM_ FTFM | 229.2
3VA4160-6ED34-3AA0 | MCCB_UL_FS125_60A_3P_65KA_TM_ FTFM | 233.57
3VA4170-4ED14-0AA0 | MCCB_UL_FS125_70A_1P_25kA_TM_ FTFM | 108.31
3VA4190-4ED14-1AA0 | MCCB_UL_FS125_90A_1P_25kA_TM_ FTFM | 120.89
3VA4190-4ED24-1AA0 | MCCB_UL_FS125_90A_2P_25KA_TM_ FTFM | 208.97
3VA4190-4ED24-3AA0 | MCCB_UL_FS125_90A_2P_25KA_TM_ FTFM | 196.94
3VA4190-4ED34-0AA0 | MCCB_UL_FS125_90A_3P_25KA_TM_ FTFM | 213.33
3VA4195-6ED14-3AA0 | MCCB_UL_FS125_15A_1P_65kA_TM_ FTFM | 120.89
3VA4195-6ED24-1AA0 | MCCB_UL_FS125_15A_2P_65KA_TM_ FTFM | 229.2
3VA4195-6ED24-3AA0 | MCCB_UL_FS125_15A_2P_65KA_TM_ FTFM | 218.27
3VA4195-6ED34-3AA0 | MCCB_UL_FS125_15A_3P_65KA_TM_ FTFM | 233.57
3VA5222-6EC41-0AA0 | MCCB_UL_FS250_225A_4P_65KA_TM_ FTAM | 1165.15
3VA5222-7EC41-0AA0 | MCCB_UL_FS250_225A_4P_100KA_TM_ FTAM | 1280.02
3VA5225-0MU31-0AA0 | MCCB_UL_FS250_200A_3P_TM_ AM | 869.75
3VA5225-1MU31-0AA0 | MCCB_UL_FS250_200A_3P_TM_ AM | 962.76
3VA5225-6EF41-0AA0 | MCCB_UL_FS250_250A_4P_65KA_TM_ ATAM | 1219.87
3VA5250-7ED31-1AA0 | MCCB_UL_FS250_50A_3P_100KA_TM_ FTFM | 579.84
3VA5260-5ED41-0AA0 | MCCB_UL_FS250_60A_4P_35KA_TM_ FTFM | 585.31
3VA5260-6ED31-0AA0 | MCCB_UL_FS250_60A_3P_65KA_TM_ FTFM | 515.84
3VA5260-6ED41-0AA0 | MCCB_UL_FS250_60A_4P_65KA_TM_ FTFM | 667.36
3VA5280-5ED61-0AA0 | MCCB_UL_FS250_80A_2P_35KA_TM_ FTFM | 433.77
3VA5280-5EF31-0AA0 | MCCB_UL_FS250_80A_3P_35KA_TM_ ATAM | 532.78
3VA5280-5EF41-0AA0 | MCCB_UL_FS250_80A_4P_35KA_TM_ ATAM | 678.3
3VA5280-6EC41-0AA0 | MCCB_UL_FS250_80A_4P_65KA_TM_ FTAM | 733
3VA5290-7EC41-0AA0 | MCCB_UL_FS250_90A_4P_100KA_TM_ FTAM | 798.65
3VA6560-5HL36-0AA0 | MCCB_UL_FS800_600A_3P_35KA_ETU3_LI | 2018.52
3VL1712-1DD33-8TD1 | CIRCUIT-BREAKER VL160X N | 1215.39
3VL1712-1DD36-0AB1 | CIRCUIT-BREAKER VL160X N | 1001.48
3VA9673-0JC44 | Wire connector control wire tap, 3 pcs. | 318.38
3VA6560-5JT42-0AA0 | MCCB_UL_FS800_600A_4P_35KA_ETU5_LSI | 3593.93
3VA6560-5KL32-2AA0 | MCCB_UL_FS800_600A_3P_35KA_ETU8_LI | 3118.02
3VA6610-7KQ46-0AA0 | MCCB_UL_FS1000_1000A_4P_65KA_ETU8_LSIG | 7111.29
3VA9674-0JG32 | Wire connector control wire tap, 4 pcs. | 278.43
3VA9674-0QB00 | Front bus connectors, 4 pcs. | 153.15
3VA6560-5KQ32-2AA0 | MCCB_UL_FS800_600A_3P_35KA_ETU8_LSIG | 3227.43
3VL1712-2EL46-0AA0 | CIRCUIT-BREAKER VL 160X H | 1308.27
3VA6560-5KT42-2AA0 | MCCB_UL_FS800_600A_4P_35KA_ETU8_LSI | 3916.67
3VA6560-6HL32-2AA0 | MCCB_UL_FS800_600A_3P_65KA_ETU3_LI | 2357.66
3VA6560-6HN42-2AA0 | MCCB_UL_FS800_600A_4P_65KA_ETU3_LSI | 3227.43
3VA9687-0GC01 | SUPPLEMENTARY HANDLE F. DOOR MOUNTED OP. | 159.18
3VL1716-1DE33-0AA0 | CIRCUIT-BREAKER VL160X N | 811.13
3VL1716-1DE36-0AA0 | CIRCUIT-BREAKER VL160X N | 791.5
3VA6560-6KQ36-2AA0 | MCCB_UL_FS800_600A_3P_65KA_ETU8_LSIG | 3670.5
3VA6560-7HL42-0AA0 | MCCB_UL_FS800_600A_4P_100KA_ETU3_LI | 3096.15
3VL1716-1EH46-0AA0 | CIRCUIT-BREAKER VL160X N | 1295.19
3SU1401-1BB24-3AA0 | Traffic light LED module, rd-grn-ylw | 15.17
3SU1900-0EN70-0AA0 | Protective cap | 19.2
3VA2463-5JP32-0KK0 | MCCB_IEC_FS630_630A_3P_55KA_ETU5_LSI | 2583.42
3VA2463-8JQ42-0AA0 | MCCB_IEC_FS630_630A_4P_150KA_ETU5_LSIG | 3801.99
3VA2510-5HL32-0KK0 | MCCB_IEC_FS1000_1000A_3P_55KA_ETU3_LI | 3760.22
3VA4160-5ED34-3AA0 | MCCB_UL_FS125_60A_3P_35KA_TM_ FTFM | 213.88
3VA4170-4ED24-0AA0 | MCCB_UL_FS125_70A_2P_25KA_TM_ FTFM | 196.94
3VA2340-6KQ32-0KC0 | MCCB_IEC_FS400_400A_3P_85KA_ETU8_LSIG | 2273.84
3VA4170-5ED34-0AA0 | MCCB_UL_FS125_70A_3P_35KA_TM_ FTFM | 235.76
3VA4180-5ED14-1AA0 | MCCB_UL_FS125_80A_1P_35kA_TM_ FTFM | 131.83
3VA4180-6ED14-1AA0 | MCCB_UL_FS125_80A_1P_65kA_TM_ FTFM | 147.16
3VA4190-5ED14-0AA0 | MCCB_UL_FS125_90A_1P_35kA_TM_ FTFM | 120.89
3VA4195-4ED14-3AA0 | MCCB_UL_FS125_15A_1P_25kA_TM_ FTFM | 98.46
3VA4195-5ED34-0AA0 | MCCB_UL_FS125_15A_3P_35KA_TM_ FTFM | 213.33
3VA4195-6ED14-1AA0 | MCCB_UL_FS125_15A_1P_65kA_TM_ FTFM | 131.83
3VA2440-0MS32-0AA0 | MCCB_IEC_FS630_3P_200KA_ETU310M_I | 1888.77
3VA2463-6HN42-0KJ0 | MCCB_IEC_FS630_630A_4P_85KA_ETU3_LSI | 3119.6
3VA5217-6GC41-0AA0 | MCCB_UL_FS250_175A_4P_65KA_TM_ FTAM | 1039.34
3VA5220-6ED41-0AA0 | MCCB_UL_FS250_200A_4P_65KA_TM_ FTFM | 1022.94
3VA5220-7EF41-0AA0 | MCCB_UL_FS250_200A_4P_100KA_TM_ ATAM | 1203.45
3VA2563-5MP32-0AB0 | MCCB_IEC_FS1000_630A_3P_55kA_ETU5_LSI | 2694.83
3VA5240-5ED31-0AA0 | MCCB_UL_FS250_40A_3P_35KA_TM_ FTFM | 447.45
3VA5245-7ED31-1AA0 | MCCB_UL_FS250_40A_3P_100KA_TM_ FTFM | 579.84
3VA5250-5ED31-1AA0 | MCCB_UL_FS250_50A_3P_35KA_TM_ FTFM | 461.15
3VA5270-5EC31-0AA0 | MCCB_UL_FS250_70A_3P_35KA_TM_ FTAM | 492.33
3VA5270-5ED31-1AA0 | MCCB_UL_FS250_70A_3P_35KA_TM_ FTFM | 493.43
3VA5270-7EF41-0AA0 | MCCB_UL_FS250_70A_4P_100KA_TM_ ATAM | 836.93
3VA5280-5ED31-0AA0 | MCCB_UL_FS250_80A_3P_35KA_TM_ FTFM | 480.81
3VA5280-6ED31-1AA0 | MCCB_UL_FS250_80A_3P_65KA_TM_ FTFM | 568.91
3VA5280-7ED31-1AA0 | MCCB_UL_FS250_80A_3P_100KA_TM_ FTFM | 618.11
3VA5290-6EC61-0AA0 | MCCB_UL_FS250_90A_2P_65KA_TM_ FTAM | 504.9
3VA5290-6ED41-0AA0 | MCCB_UL_FS250_90A_4P_65KA_TM_ FTFM | 716.6
3VA5325-1MH31-0AA0 | MCCB_UL_FS400_250A_3P_TM_ AM | 1077.64
3VA5340-0BB31-0AE0 | MCS_UL_FS400_400A_3P_65kA | 1462.11
3VA5440-0MH31-0AA0 | MCCB_UL_FS600_400A_3P_TM_ AM | 1115.93
3VA2612-5HM32-0AA0 | MCCB_IEC_FS1250_1250A_3p_55kA_ETU3_LIG | 3924.24
3VL1710-1EE43-2HA0 | CIRCUIT-BREAKER VL160X N | 798.05
3VL1710-1EH43-0AA0 | CIRCUIT-BREAKER VL160X N | 680.29
3VL1710-1EH43-0AD1 | CIRCUIT-BREAKER VL160X N | 789.54
3VA6610-5JP36-0AA0 | MCCB_UL_FS1000_1000A_3P_35KA_ETU5_LSI | 4206.61
3VL1710-1DA36-0AA0 | CIRCUIT-BREAKER VL160X N | 522.65
3VA6610-5JP42-0AA0 | MCCB_UL_FS1000_1000A_4P_35KA_ETU5_LSI | 5032.58
3VA6610-5JQ42-0AA0 | MCCB_UL_FS1000_1000A_4P_35KA_ETU5_LSIG | 6236.05
3VA6610-6HM36-0AA0 | MCCB_UL_FS1000_1000A_3P_65KA_ETU3_LIG | 4430.88
3VL1710-1EA43-8TA0 | CIRCUIT-BREAKER VL160X N | 877.19
3VL1710-1EE43-2HD1 | CIRCUIT-BREAKER VL160X N | 907.29
3VA6610-6KL32-0AA0 | MCCB_UL_FS1000_1000A_3P_65KA_ETU8_LI | 4824.72
3VA6610-6KL36-0AA0 | MCCB_UL_FS1000_1000A_3P_65KA_ETU8_LI | 5131.06
3VA6610-6KL42-0AA0 | MCCB_UL_FS1000_1000A_4P_65KA_ETU8_LI | 6126.64
3VA9584-0SB20 | Cover frame for door cut-out | 64
3VA9604-0JJ43 | CIRCULAR CONDUCTOR TERMINAL 4 PCS. | 245.06
3VA6610-7JP42-0AA0 | MCCB_UL_FS1000_1000A_4P_65KA_ETU5_LSI | 6126.64
3VA6610-7JP46-0AA0 | MCCB_UL_FS1000_1000A_4P_65KA_ETU5_LSI | 6509.57
3VL1712-1DA33-0AB1 | CIRCUIT-BREAKER VL160X N | 975.32
3VA6560-5HM46-2AA0 | MCCB_UL_FS800_600A_4P_35KA_ETU3_LIG | 3205.55
3VL1712-1EH46-0AA0 | CIRCUIT-BREAKER VL160X N | 1085.87
3VA6560-5HN32-0AA0 | MCCB_UL_FS800_600A_3P_35KA_ETU3_LSI | 1985.68
3VA6560-5KL42-0AA0 | MCCB_UL_FS800_600A_4P_35KA_ETU8_LI | 3446.25
3VA6560-5KL42-2AA0 | MCCB_UL_FS800_600A_4P_35KA_ETU8_LI | 3801.79
3VA6610-7JT42-0AA0 | MCCB_UL_FS1000_1000A_4P_65KA_ETU5_LSI | 7330.08
3VA6610-7JT46-0AA0 | MCCB_UL_FS1000_1000A_4P_65KA_ETU5_LSI | 7713.02
3VA9677-0EK11 | Front mounted oper., standard | 142.8
3VA9677-0EK31 | Front mounted oper.,std, door interl,UL | 246.15
3VA9677-0EK35 | Front mounted oper., EM, door interl,UL | 286.1
3VA9677-0FK21 | Door mounted rotary oper., std | 210.06
3VL1716-1DA36-8TA0 | CIRCUIT-BREAKER VL160X N | 1210.81
3VA6560-6HL36-0AA0 | MCCB_UL_FS800_600A_3P_65KA_ETU3_LI | 2286.54
3VA6560-6HL42-2AA0 | MCCB_UL_FS800_600A_4P_65KA_ETU3_LI | 3134.43
3VA6560-6HL46-2AA0 | MCCB_UL_FS800_600A_4P_65KA_ETU3_LI | 3325.9
3VA6560-6HM42-2AA0 | MCCB_UL_FS800_600A_4P_65KA_ETU3_LIG | 3407.95
3VL1716-1EA43-0AA0 | CIRCUIT-BREAKER VL160X N | 1393.31
3VA6560-6JT36-0AA0 | MCCB_UL_FS800_600A_3P_65KA_ETU5_LSI | 3320.42
3VA6560-6KL32-0AA0 | MCCB_UL_FS800_600A_3P_65KA_ETU8_LI | 3107.09
3VL1716-1EA46-0AA0 | CIRCUIT-BREAKER VL160X N | 1367.15
3SU1152-2BF20-1MA0 | Selector switch, O-I, red | 33.94
3UF5720-0AA31-0 | Runtime f.Simo.PCS 7 Lib. Migr. (Legacy) | 3870.87
3UF5720-0AA31-1 | Runtime f.Simo.PCS 7 Lib. Migr. (Legacy) | 4561
3VA2325-5MP32-0KC0 | MCCB_IEC_FS400_250A_3p_55kA_ETU5_LSI | 1873.16
3VA2463-5KP32-0AL0 | MCCB_IEC_FS630_630A_3P_55KA_ETU8_LSI | 2729.65
3VA4160-4ED34-0AA0 | MCCB_UL_FS125_60A_3P_25KA_TM_ FTFM | 192
3VA4160-4ED54-0AA0 | MCCB_UL_FS125_60A_1P_25kA_TM_ FTFM | 159.18
3VA4170-6ED24-0AA0 | MCCB_UL_FS125_70A_2P_65KA_TM_ FTFM | 241.25
3VA4170-6ED54-0AA0 | MCCB_UL_FS125_70A_1P_65kA_TM_ FTFM | 212.24
3VA4180-4ED24-0AA0 | MCCB_UL_FS125_80A_2P_25KA_TM_ FTFM | 196.94
3VA4180-5ED14-0AA0 | MCCB_UL_FS125_80A_1P_35kA_TM_ FTFM | 120.89
3VA4195-4ED54-0AA0 | MCCB_UL_FS125_15A_1P_25kA_TM_ FTFM | 159.18
3VA2340-8JP32-0AA0 | MCCB_IEC_FS400_400A_3P_150KA_ETU5_LSI | 2169.94
3VA2340-8JP42-0AA0 | MCCB_IEC_FS400_400A_4P_150KA_ETU5_LSI | 2726.19
3VA4195-5ED24-3AA0 | MCCB_UL_FS125_15A_2P_35KA_TM_ FTFM | 198.58
3VA5217-7ED41-0AA0 | MCCB_UL_FS250_175A_4P_100KA_TM_ FTFM | 1099.51
3VA5217-7EF41-0AA0 | MCCB_UL_FS250_175A_4P_100KA_TM_ ATAM | 1203.45
3VA5220-5GC41-0AA0 | MCCB_UL_FS250_200A_4P_35KA_TM_ FTAM | 913.51
3VA2025-5HN32-0AH0 | MCCB_IEC_FS100_25A_3P_55KA_ETU3_LSI | 629.49
3VA2125-0HN32-0AA0 | MCCB_IEC_FS160_3P_200KA_ETU350_ LSI | 702.92
3VA2125-0KP42-0AA0 | MCCB_IEC_FS160_4P_200KA_ETU850_ LSI | 1485.35
3VA2140-0HN42-0AA0 | MCCB_IEC_FS160_4P_200KA_ETU350_ LSI | 929.1
3VA2140-0MN32-0AA0 | MCCB_IEC_FS160_3P_200KA_ETU350M_ LSI | 605.14
3VA2225-0HN42-0AA0 | MCCB_IEC_FS250_4P_200KA_ETU350_ LSI | 1919.35
3VA2163-0KP42-0AA0 | MCCB_IEC_FS160_4P_200KA_ETU850_ LSI | 1485.35
3VA2116-0HN32-0AF0 | MCCB_IEC_FS160_3P_200KA_ETU350_ LSI | 1302.15
3VA2116-0KP42-0AA0 | MCCB_IEC_FS160_4P_200KA_ETU850_ LSI | 2029.36
3VA2325-8HM32-0AA0 | MCCB_IEC_FS400_250A_3P_150KA_ETU3_LIG | 1925.44
3VA2325-8KP42-0AA0 | MCCB_IEC_FS400_250A_4P_150KA_ETU8_LSI | 2903.45
3VA2340-0KQ42-0AA0 | MCCB_IEC_FS400_4P_200KA_ETU860_ LSIG | 3239.61
3VA2440-8JP42-0AA0 | MCCB_IEC_FS630_400A_4P_150KA_ETU5_LSI | 3563.59
3VA2450-5HK32-0AB0 | MCCB_IEC_FS630_500A_4P_150KA_ETU3_ ELISA | 1949.75
3VA2340-5KP32-0AL0 | MCCB_IEC_FS400_400A_3P_55KA_ETU8_LSI | 2228.28
3VA2463-0KQ42-0AA0 | MCCB_IEC_FS630_4P_200KA_ETU860_ LSIG | 4125.93
3VA6560-5JT36-2AA0 | MCCB_UL_FS800_600A_3P_35KA_ETU5_LSI | 3304.02
3VA6560-5JT46-0AA0 | MCCB_UL_FS800_600A_4P_35KA_ETU5_LSI | 3790.87
3VA6610-7KL32-0AA0 | MCCB_UL_FS1000_1000A_3P_65KA_ETU8_LI | 5152.93
3VA6610-7KT46-0AA0 | MCCB_UL_FS1000_1000A_4P_65KA_ETU8_LSI | 7111.29
3VA9674-0JB32 | Wire connector, 4 pcs. | 242.32
3VA9677-0EK21 | Front mounted oper., std, door interl | 189.83
3VA6560-5KL46-2AA0 | MCCB_UL_FS800_600A_4P_35KA_ETU8_LI | 3982.32
3VA6560-5KT32-0AA0 | MCCB_UL_FS800_600A_3P_35KA_ETU8_LSI | 2932.03
3VA6560-5KT46-2AA0 | MCCB_UL_FS800_600A_4P_35KA_ETU8_LSI | 4108.15
3VA9677-0FK37 | Door mtd. rotary oper., EM, ilu-kit | 365.96
3VA9677-0GC05 | Supplem. handle f. door mounted op. EM | 220.44
3VA6560-6JQ32-2AA0 | MCCB_UL_FS800_600A_3P_65KA_ETU5_LSIG | 3714.28
3VL1716-1DD33-2PA0 | CIRCUIT-BREAKER VL160X N | 1335.1
3VA6560-6JQ42-2AA0 | MCCB_UL_FS800_600A_4P_65KA_ETU5_LSIG | 4633.27
3VA6560-6KQ36-0AA0 | MCCB_UL_FS800_600A_3P_65KA_ETU8_LSIG | 3353.22
3VA6560-6KT32-0AA0 | MCCB_UL_FS800_600A_3P_65KA_ETU8_LSI | 3205.55
3VA6560-7HM46-2AA0 | MCCB_UL_FS800_600A_4P_100KA_ETU3_LIG | 3845.57
3VA6560-7HN32-2AA0 | MCCB_UL_FS800_600A_3P_100KA_ETU3_LSI | 2647.57
3VA6560-7JT42-0AA0 | MCCB_UL_FS800_600A_4P_100KA_ETU5_LSI | 4299.6
3VA6560-7KL36-0AA0 | MCCB_UL_FS800_600A_3P_100KA_ETU8_LI | 3418.88
3VA6580-5HL42-2AA0 | MCCB_UL_FS800_800A_4P_35KA_ETU3_LI | 3615.82
3VL1725-2EA43-0AA0 | CIRCUIT-BREAKER VL160X H | 660.68
3VA6580-5HN32-0AA0 | MCCB_UL_FS800_800A_3P_35KA_ETU3_LSI | 2581.95
3VA9137-0GX10 | Aux. switch module for rotary operators | 40.74
3VA6580-5JP46-2AA0 | MCCB_UL_FS800_800A_4P_35KA_ETU5_LSI | 4567.63
3VA6580-5JT42-2AA0 | MCCB_UL_FS800_800A_4P_35KA_ETU5_LSI | 4994.29
3VA6580-5KL46-0AA0 | MCCB_UL_FS800_800A_4P_35KA_ETU8_LI | 4638.76
3VA6580-6HM32-0AA0 | MCCB_UL_FS800_800A_3P_65KA_ETU3_LIG | 3063.32
3VA6580-6JP36-0AA0 | MCCB_UL_FS800_800A_3P_65KA_ETU5_LSI | 3621.3
3VA6580-6JQ32-2AA0 | MCCB_UL_FS800_800A_3P_65KA_ETU5_LSIG | 4578.58
3VA6610-6JP46-0AA0 | MCCB_UL_FS1000_1000A_4P_65KA_ETU5_LSI | 6126.64
3VA6610-6JQ36-0AA0 | MCCB_UL_FS1000_1000A_3P_65KA_ETU5_LSIG | 5798.42
3VA9584-0SB10 | Cover frame for door cut-out | 60.18
3VA6610-6KQ32-0AA0 | MCCB_UL_FS1000_1000A_3P_65KA_ETU8_LSIG | 4928.67
3VA6610-7HN32-0AA0 | MCCB_UL_FS1000_1000A_3P_65KA_ETU3_LSI | 4299.6
3VL1710-2EE43-0AA0 | CIRCUIT-BREAKER VL160X H | 660.68
3VA9671-0WD40 | Terminal cover short 4P, 1St. | 76.03
3VA6560-5HL42-0AA0 | MCCB_UL_FS800_600A_4P_35KA_ETU3_LI | 2494.41
3VL1712-1EA46-0AA0 | CIRCUIT-BREAKER VL160X N | 1131.65
3VA5220-5GF41-0AA0 | MCCB_UL_FS250_200A_4P_35KA_TM_ ATAM | 951.81
3VA5240-7ED41-0AA0 | MCCB_UL_FS250_40A_4P_100KA_TM_ FTFM | 733
3VA5245-5ED61-0AA0 | MCCB_UL_FS250_40A_2P_35KA_TM_ FTFM | 403.71
3VA5245-6ED41-0AA0 | MCCB_UL_FS250_40A_4P_65KA_TM_ FTFM | 667.36
3VA5245-7ED31-0AA0 | MCCB_UL_FS250_40A_3P_100KA_TM_ FTFM | 568.91
3VA5270-5ED41-0AA0 | MCCB_UL_FS250_70A_4P_35KA_TM_ FTFM | 629.1
3VA5270-6ED61-0AA0 | MCCB_UL_FS250_70A_2P_65KA_TM_ FTFM | 493.97
3VA2580-5HN32-0KD0 | MCCB_IEC_FS1000_800A_3P_55KA_ETU3_LSI | 2889.81
3VA5270-6EF41-0AA0 | MCCB_UL_FS250_70A_4P_65KA_TM_ ATAM | 765.82
3VA5270-7ED61-0AA0 | MCCB_UL_FS250_70A_2P_100KA_TM_ FTFM | 543.74
3VA5290-5EC31-0AA0 | MCCB_UL_FS250_90A_3P_35KA_TM_ FTAM | 492.33
3VA5290-5EC31-1AA0 | MCCB_UL_FS250_90A_3P_35KA_TM_ FTAM | 504.9
3VA5290-5ED41-0AA0 | MCCB_UL_FS250_90A_4P_35KA_TM_ FTFM | 629.1
3VA5290-5GC41-0AA0 | MCCB_UL_FS250_90A_4P_35KA_TM_ FTAM | 640.02
3VA6160-0HL41-0AA0 | MCCB_UL_FS150_4P_200KA_ETU320_ LI | 929.93
3VA6160-0HN31-0AA0 | MCCB_UL_FS150_3P_200KA_ETU350_ LSI | 733
3VA6160-0KQ41-0AA0 | MCCB_UL_FS150_4P_200KA_ETU860_ LSIG | 1723.12
3VA5340-6EF31-0AE0 | MCCB_UL_FS400_400A_3P_65KA_TM_ ATAM | 2015.79
3VA2612-6HN32-0AA0 | MCCB_IEC_FS1250_1250A_3p_85kA_ETU3_LSI | 4315.42
3VA2612-6HN32-0KB0 | MCCB_IEC_FS1250_1250A_3p_85kA_ETU3_LSI | 5069.34
3VA2612-6JP32-0AA0 | MCCB_IEC_FS1250_1250A_3p_85kA_ETU5_LSI | 4694.4
3VA2612-6KQ32-0AA0 | MCCB_IEC_FS1250_1250A_3p_85kA_ETU8_LSIG | 5226.19
3VA5212-5EF41-0AA0 | MCCB_UL_FS250_125A_4P_35KA_TM_ ATAM | 935.39
3VA5212-5GF41-0AA0 | MCCB_UL_FS250_125A_4P_35KA_TM_ ATAM | 935.39
3VA5212-6GF41-0AA0 | MCCB_UL_FS250_125A_4P_65KA_TM_ ATAM | 1061.22
3VA5212-7EF41-0AA0 | MCCB_UL_FS250_125A_4P_100KA_TM_ ATAM | 1170.63
3VA5560-7EC36-1AA0 | MCCB_UL_FS800_600A_3P_100KA_TM_ FTAM | 2166.21
3VA5215-5GF41-0AA0 | MCCB_UL_FS250_150A_4P_35KA_TM_ ATAM | 935.39
3VA5215-6EC31-0BH0 | MCCB_UL_FS250_150A_3P_65KA_TM_ FTAM | 1470.75
3VA5560-7EC62-0AA0 | MCCB_UL_FS800_600A_2P_100KA_TM_ FTAM | 1799.69
3VA4180-4ED34-1AA0 | MCCB_UL_FS125_80A_3P_25KA_TM_ FTFM | 224.29
3VA4180-4ED34-3AA0 | MCCB_UL_FS125_80A_3P_25KA_TM_ FTFM | 213.88
3VA4180-5ED54-0AA0 | MCCB_UL_FS125_80A_1P_35kA_TM_ FTFM | 193.1
3VA4180-6ED14-0AA0 | MCCB_UL_FS125_80A_1P_65kA_TM_ FTFM | 132.39
3VA2340-7KP32-0AB0 | MCCB_IEC_FS400_400A_3P_110KA_ETU8_LSI | 2527.72
3VA2340-8HM42-0AA0 | MCCB_IEC_FS400_400A_4P_150KA_ETU3_LIG | 2475.56
3VA4195-4ED34-1AA0 | MCCB_UL_FS125_15A_3P_25KA_TM_ FTFM | 201.86
3VA4195-5ED14-1AA0 | MCCB_UL_FS125_15A_1P_35kA_TM_ FTFM | 121.44
3VA2340-8JQ32-0AA0 | MCCB_IEC_FS400_400A_3P_150KA_ETU5_LSIG | 2408.34
3VA5220-5GD41-0AA0 | MCCB_UL_FS250_200A_4P_35KA_TM_ FTFM | 897.12
3VA5220-6EC41-0AA0 | MCCB_UL_FS250_200A_4P_65KA_TM_ FTAM | 1039.34
3VA2510-6KQ32-0AJ0 | MCCB_IEC_FS1000_1000A_3P_85kA_ETU8_LSIG | 5340.92
3VA5220-7ED41-0AA0 | MCCB_UL_FS250_200A_4P_100KA_TM_ FTFM | 1099.51
3VA5245-7ED61-0AA0 | MCCB_UL_FS250_40A_2P_100KA_TM_ FTFM | 505.46
3VA5250-6ED61-0AA0 | MCCB_UL_FS250_50A_2P_65KA_TM_ FTFM | 460.6
3VA5250-7ED41-0AA0 | MCCB_UL_FS250_50A_4P_100KA_TM_ FTFM | 733
3VA5260-5ED31-1AA0 | MCCB_UL_FS250_60A_3P_35KA_TM_ FTFM | 461.15
3VA5280-7EF41-0AA0 | MCCB_UL_FS250_80A_4P_100KA_TM_ ATAM | 836.93
3VA5290-5ED31-0AA0 | MCCB_UL_FS250_90A_3P_35KA_TM_ FTFM | 480.81
3VA5290-5ED31-1AA0 | MCCB_UL_FS250_90A_3P_35KA_TM_ FTFM | 493.43
3VA5290-5ED61-0AA0 | MCCB_UL_FS250_90A_2P_35KA_TM_ FTFM | 433.77
3VA5450-0MU31-0AA0 | MCCB_UL_FS600_500A_3P_TM_ AM | 1493.37
3VA5210-5ED41-0AA0 | MCCB_UL_FS250_100A_4P_35KA_TM_ FTFM | 667.36
3VA5210-5GD41-0AA0 | MCCB_UL_FS250_100A_4P_35KA_TM_ FTFM | 667.36
3VA5210-7EF31-0AA0 | MCCB_UL_FS250_100A_3P_100KA_TM_ ATAM | 897.12
3VA2612-6HM32-0AA0 | MCCB_IEC_FS1250_1250A_3p_85kA_ETU3_LIG | 4462.14
3VA2612-7HK42-0AA0 | MCCB_IEC_FS1250_1250A_4p_110kA_TU_ ELISA | 6173.64
3VA2612-7HM42-0AA0 | MCCB_IEC_FS1250_1250A_4p_110kA_ETU3_LIG | 6418.13
3VA5211-7EC41-0AA0 | MCCB_UL_FS250_110A_4P_100KA_TM_ FTAM | 973.69
3VA5212-5EC41-0AA0 | MCCB_UL_FS250_125A_4P_35KA_TM_ FTAM | 760.36
3VA5560-1MH36-0AA0 | MCCB_UL_FS800_600A_3P_TM_ AM | 2478
3VA4110-5ED14-3AA0 | MCCB_UL_FS125_100A_1P_35kA_TM_ FTFM | 141.13
3VA5560-5EC36-0AA0 | MCCB_UL_FS800_600A_3P_35KA_TM_ FTAM | 1810.63
3VA5560-7GC46-0AA0 | MCCB_UL_FS800_600A_4P_100KA_TM_ FTAM | 2778.87
3VA4170-4ED14-3AA0 | MCCB_UL_FS125_70A_1P_25kA_TM_ FTFM | 108.31
3VA4170-6ED34-1AA0 | MCCB_UL_FS125_70A_3P_65KA_TM_ FTFM | 271.33
3VA4180-4ED14-3AA0 | MCCB_UL_FS125_80A_1P_25kA_TM_ FTFM | 108.31
3VA4190-4ED14-3AA0 | MCCB_UL_FS125_90A_1P_25kA_TM_ FTFM | 108.31
3VA4190-5ED24-1AA0 | MCCB_UL_FS125_90A_2P_35KA_TM_ FTFM | 228.64
3VA4190-6ED34-3AA0 | MCCB_UL_FS125_90A_3P_65KA_TM_ FTFM | 259.84
3VA4195-4ED14-1AA0 | MCCB_UL_FS125_15A_1P_25kA_TM_ FTFM | 109.93
3VA2340-8KQ32-0AA0 | MCCB_IEC_FS400_400A_3P_150KA_ETU8_LSIG | 2493.91
3VA4195-5ED34-3AA0 | MCCB_UL_FS125_15A_3P_35KA_TM_ FTFM | 213.88
3VA5217-5EF41-0AA0 | MCCB_UL_FS250_175A_4P_35KA_TM_ ATAM | 951.81
3VA5220-5EF41-0AA0 | MCCB_UL_FS250_200A_4P_35KA_TM_ ATAM | 951.81
3VA5222-5EC41-0AA0 | MCCB_UL_FS250_225A_4P_35KA_TM_ FTAM | 1028.38
3VA5222-5GD41-0AA0 | MCCB_UL_FS250_225A_4P_35KA_TM_ FTFM | 995.58
3VA5240-6ED31-0AA0 | MCCB_UL_FS250_40A_3P_65KA_TM_ FTFM | 515.84
3VA5245-5ED31-0AA0 | MCCB_UL_FS250_40A_3P_35KA_TM_ FTFM | 447.45
3VA5270-5EC41-0AA0 | MCCB_UL_FS250_70A_4P_35KA_TM_ FTAM | 640.02
3VA5270-6ED31-0AA0 | MCCB_UL_FS250_70A_3P_65KA_TM_ FTFM | 552.49
3VA5280-6ED31-0AA0 | MCCB_UL_FS250_80A_3P_65KA_TM_ FTFM | 552.49
3VA5280-7EC31-1AA0 | MCCB_UL_FS250_80A_3P_100KA_TM_ FTAM | 634.56
3VA5280-7ED41-0AA0 | MCCB_UL_FS250_80A_4P_100KA_TM_ FTFM | 776.76
3VA5290-6ED31-0AA0 | MCCB_UL_FS250_90A_3P_65KA_TM_ FTFM | 552.49
3VA5290-7GD41-0AA0 | MCCB_UL_FS250_90A_4P_100KA_TM_ FTFM | 776.76
3VA5340-1BB61-0AA0 | MCS_UL_FS400_400A_2P_100kA | 880.71
3VA5440-1MH31-0AA0 | MCCB_UL_FS600_400A_3P_TM_ AM | 1274.58
3VA2612-5HN32-0KF0 | MCCB_IEC_FS1250_1250A_3p_55kA_ETU3_LSI | 4449.61
3VA2612-6HK42-0AA0 | MCCB_IEC_FS1250_1250A_4p_85kA_TU_ ELISA | 5678.52
3VA2612-6HL32-0DB0 | MCCB_IEC_FS1250_1250A_3p_85kA_ETU3_LI | 5006.68
3VA2612-7HM32-0AA0 | MCCB_IEC_FS1250_1250A_3p_110kA_ETU3_LIG | 4816.66
3VA5211-7ED41-0AA0 | MCCB_UL_FS250_110A_4P_100KA_TM_ FTFM | 946.36
3VA5212-7EF31-0AA0 | MCCB_UL_FS250_125A_3P_100KA_TM_ ATAM | 897.12
3VA5560-1MH32-0AA0 | MCCB_UL_FS800_600A_3P_TM_ AM | 2100.56
3VA4110-1BB34-3AA0 | MCS_UL_FS125_100A_3P_65kA | 221.55
3VA5560-5GC42-0AA0 | MCCB_UL_FS800_600A_4P_35KA_TM_ FTAM | 2166.21
3VA4110-5ED24-1AA0 | MCCB_UL_FS125_100A_2P_35KA_TM_ FTFM | 264.75
3VA5560-6EC42-0AA0 | MCCB_UL_FS800_600A_4P_65KA_TM_ FTAM | 2363.14
3VA4110-6ED14-3AA0 | MCCB_UL_FS125_100A_1P_65kA_TM_ FTFM | 155.37
3VA5560-7EC42-0AA0 | MCCB_UL_FS800_600A_4P_100KA_TM_ FTAM | 2592.87
3VA5570-6EC42-0AA0 | MCCB_UL_FS800_700A_4P_65KA_TM_ FTAM | 2844.51
3VA5570-7EC36-1AA0 | MCCB_UL_FS800_700A_3P_100KA_TM_ FTAM | 2549.13
3VA5215-7EF31-0AA0 | MCCB_UL_FS250_150A_3P_100KA_TM_ ATAM | 897.12
3VA5217-5ED41-0AA0 | MCCB_UL_FS250_175A_4P_35KA_TM_ FTFM | 897.12
3VA5580-5GC46-0AA0 | MCCB_UL_FS800_800A_4P_35KA_TM_ FTAM | 3287.6
3VA4110-6ED54-0AA0 | MCCB_UL_FS125_100A_1P_65kA_TM_ FTFM | 242.32
3VA4111-5ED34-0AA0 | MCCB_UL_FS125_110A_3P_35KA_TM_ FTFM | 345.72
3VA5290-7ED61-0AA0 | MCCB_UL_FS250_90A_2P_100KA_TM_ FTFM | 543.74
3VA2580-6HL32-0AE0 | MCCB_IEC_FS1000_800A_3P_85kA_ETU3_LI | 3091.74
3VA5160-5ED31-0AB0 | MCCB_UL_FS125_60A_3P_35KA_TM_ FTFM | 429.11
3VA5210-5EF31-0AA0 | MCCB_UL_FS250_100A_3P_35KA_TM_ ATAM | 716.6
3VA2612-5HM42-0AA0 | MCCB_IEC_FS1250_1250A_4p_55kA_ETU3_LIG | 5183.4
3VA2612-5JP42-0AA0 | MCCB_IEC_FS1250_1250A_4p_55kA_ETU5_LSI | 5421.8
3VA5210-6ED41-0AA0 | MCCB_UL_FS250_100A_4P_65KA_TM_ FTFM | 760.36
3VA2612-7JP42-0AA0 | MCCB_IEC_FS1250_1250A_4p_110kA_ETU5_LSI | 6662.64
3VA5211-6GD41-0AA0 | MCCB_UL_FS250_110A_4P_65KA_TM_ FTFM | 869.75
3VA5460-0MH31-0AA0 | MCCB_UL_FS600_600A_3P_TM_ AM | 1493.37
3VA5460-1BB61-0AA0 | MCS_UL_FS600_600A_2P_100kA | 1252.67
3VA4110-1BB34-0AA0 | MCS_UL_FS125_100A_3P_65kA | 221.55
3VA4110-4ED14-0AA0 | MCCB_UL_FS125_100A_1P_25kA_TM_ FTFM | 128
3VA4110-4ED34-1AA0 | MCCB_UL_FS125_100A_3P_25KA_TM_ FTFM | 260.39
3VA4110-4ED34-3AA0 | MCCB_UL_FS125_100A_3P_25KA_TM_ FTFM | 248.9
3VA4170-4ED34-3AA0 | MCCB_UL_FS125_70A_3P_25KA_TM_ FTFM | 213.88
3VA4170-5ED24-0AA0 | MCCB_UL_FS125_70A_2P_35KA_TM_ FTFM | 217.72
3VA4170-5ED24-3AA0 | MCCB_UL_FS125_70A_2P_35KA_TM_ FTFM | 217.72
3VA4170-6ED14-0AA0 | MCCB_UL_FS125_70A_1P_65kA_TM_ FTFM | 132.39
3VA4170-6ED24-3AA0 | MCCB_UL_FS125_70A_2P_65KA_TM_ FTFM | 241.25
3VA4190-5ED24-3AA0 | MCCB_UL_FS125_90A_2P_35KA_TM_ FTFM | 217.72
3VA4190-6ED14-3AA0 | MCCB_UL_FS125_90A_1P_65kA_TM_ FTFM | 132.39
3VA4190-6ED24-1AA0 | MCCB_UL_FS125_90A_2P_65KA_TM_ FTFM | 251.63
3VA4190-6ED24-3AA0 | MCCB_UL_FS125_90A_2P_65KA_TM_ FTFM | 241.25
3VA4195-6ED24-0AA0 | MCCB_UL_FS125_15A_2P_65KA_TM_ FTFM | 218.27
3VA2340-8KQ42-0AA0 | MCCB_IEC_FS400_400A_4P_150KA_ETU8_LSIG | 3037.92
3VA4195-6ED34-1AA0 | MCCB_UL_FS125_15A_3P_65KA_TM_ FTFM | 245.06
3VA2510-6HL32-0DH0 | MCCB_IEC_FS1000_1000A_3P_85kA_ETU3_LI | 4317.3
3VA5222-7ED41-0AA0 | MCCB_UL_FS250_225A_4P_100KA_TM_ FTFM | 1258.16
3VA5225-1MH31-0AA0 | MCCB_UL_FS250_200A_3P_TM_ AM | 962.76
3VA5225-5ED41-0AA0 | MCCB_UL_FS250_250A_4P_35KA_TM_ FTFM | 995.58
3VA5225-5EF31-0AA0 | MCCB_UL_FS250_250A_3P_35KA_TM_ ATAM | 826.01
3VA5225-6ED41-0AA0 | MCCB_UL_FS250_250A_4P_65KA_TM_ FTFM | 1137.81
3VA5270-7EC41-0AA0 | MCCB_UL_FS250_70A_4P_100KA_TM_ FTAM | 798.65
3VA2580-5HN42-0HH0 | MCCB_IEC_FS1000_800A_4P_55KA_ETU3_LSI | 3746.3
3VA5280-6EC31-0AA0 | MCCB_UL_FS250_80A_3P_65KA_TM_ FTAM | 568.91
3VA5280-6EC31-1AA0 | MCCB_UL_FS250_80A_3P_65KA_TM_ FTAM | 579.84
3VA2580-6HN32-0JJ0 | MCCB_IEC_FS1000_800A_3P_85kA_ETU3_LSI | 3293.68
3VA2580-6HN42-0AB0 | MCCB_IEC_FS1000_800A_4P_85kA_ETU3_LSI | 4129.28
3VA2612-5HK32-0AA0 | MCCB_IEC_FS1250_1250A_3p_55kA_TU_ ELISA | 3710.31
3VA5340-0BB31-0AA0 | MCS_UL_FS400_400A_3P_65kA | 847.89
3VA2612-6HL42-0AA0 | MCCB_IEC_FS1250_1250A_4p_85kA_ETU3_LI | 5678.52
3VA5211-5ED41-0AA0 | MCCB_UL_FS250_110A_4P_35KA_TM_ FTFM | 743.94
3VA5211-6EC41-0AA0 | MCCB_UL_FS250_110A_4P_65KA_TM_ FTAM | 880.71
3VA2612-7HL42-0AA0 | MCCB_IEC_FS1250_1250A_4p_110kA_ETU3_LI | 6173.64
3VA5560-5EC32-1AA0 | MCCB_UL_FS800_600A_3P_35KA_TM_ FTAM | 1695.76
3VA5560-5EC36-1AA0 | MCCB_UL_FS800_600A_3P_35KA_TM_ FTAM | 1837.99
3VA2612-7HN32-0AA0 | MCCB_IEC_FS1250_1250A_3p_110kA_ETU3_LSI | 4682.18
3VA5215-5EC41-0AA0 | MCCB_UL_FS250_150A_4P_35KA_TM_ FTAM | 891.63
3VA4110-5ED34-3AA0 | MCCB_UL_FS125_100A_3P_35KA_TM_ FTFM | 276.23
3VA4110-5ED54-0AA0 | MCCB_UL_FS125_100A_1P_35kA_TM_ FTFM | 219.91
3VA5560-6GC46-0AA0 | MCCB_UL_FS800_600A_4P_65KA_TM_ FTAM | 2560.07
3VA5560-7EC32-0AA0 | MCCB_UL_FS800_600A_3P_100KA_TM_ FTAM | 1996.64
3VA5570-7EC46-0AA0 | MCCB_UL_FS800_700A_4P_100KA_TM_ FTAM | 3298.54
3VA2612-5HN32-0CE0 | MCCB_IEC_FS1250_1250A_3p_55kA_ETU3_LSI | 4512.28
3VA5212-5EF31-0AA0 | MCCB_UL_FS250_125A_3P_35KA_TM_ ATAM | 716.6
3VA5212-5GC41-0AA0 | MCCB_UL_FS250_125A_4P_35KA_TM_ FTAM | 760.36
3VA5212-6ED41-0AA0 | MCCB_UL_FS250_125A_4P_65KA_TM_ FTFM | 869.75
3VA5212-7EC41-0AA0 | MCCB_UL_FS250_125A_4P_100KA_TM_ FTAM | 973.69
3VA5560-6EC32-0AA0 | MCCB_UL_FS800_600A_3P_65KA_TM_ FTAM | 1816.11
3VA5560-6EC36-1AA0 | MCCB_UL_FS800_600A_3P_65KA_TM_ FTAM | 1991.14
3VA4110-4ED14-1AA0 | MCCB_UL_FS125_100A_1P_25kA_TM_ FTFM | 138.92
3VA4110-5ED24-0AA0 | MCCB_UL_FS125_100A_2P_35KA_TM_ FTFM | 253.28
3VA5570-5EC36-0AA0 | MCCB_UL_FS800_700A_3P_35KA_TM_ FTAM | 2144.33
3VA5570-5EC36-1AA0 | MCCB_UL_FS800_700A_3P_35KA_TM_ FTAM | 2166.21
3VA5570-5GC42-0AA0 | MCCB_UL_FS800_700A_4P_35KA_TM_ FTAM | 2598.36
3VA5570-6EC32-1AA0 | MCCB_UL_FS800_700A_3P_65KA_TM_ FTAM | 2199.01
3VA5215-6GD41-0AA0 | MCCB_UL_FS250_150A_4P_65KA_TM_ FTFM | 979.18
3VA5217-5EF31-0DF0 | MCCB_UL_FS250_175A_3P_35KA_TM_ ATAM | 1384.23
3VA4110-6ED24-0AA0 | MCCB_UL_FS125_100A_2P_65KA_TM_ FTFM | 278.98
3VA4110-6ED24-3AA0 | MCCB_UL_FS125_100A_2P_65KA_TM_ FTFM | 278.98
3VA5580-5EC32-0AA0 | MCCB_UL_FS800_800A_3P_35KA_TM_ FTAM | 2215.46
3VA6110-0KQ31-0AA0 | MCCB_UL_FS150_3P_200KA_ETU860_ LSIG | 1537.11
3VA6110-0KT31-0AA0 | MCCB_UL_FS150_3P_200KA_ETU856_ LSI | 1537.11
3VA6225-0HL31-0AA0 | MCCB_UL_FS250_3P_200KA_ETU320_ LI | 1476.95
3VA6225-0KQ31-0AA0 | MCCB_UL_FS250_3P_200KA_ETU860_ LSIG | 2281.08
3VA4120-4ED14-3AA0 | MCCB_UL_FS125_20A_1P_25kA_TM_ FTFM | 98.46
3VA4120-4ED24-0AA0 | MCCB_UL_FS125_20A_2P_25KA_TM_ FTFM | 178.87
3VA6340-0HM31-0AA0 | MCCB_UL_FS400_3P_200KA_ETU330_ LIG | 2133.39
3VA6340-0HM41-0AA0 | MCCB_UL_FS400_4P_200KA_ETU330_ LIG | 2789.81
3VA4125-4ED24-0AA0 | MCCB_UL_FS125_25A_2P_25KA_TM_ FTFM | 178.87
3VA4125-4ED34-0AA0 | MCCB_UL_FS125_25A_3P_25KA_TM_ FTFM | 192
3VA4125-4ED54-0AA0 | MCCB_UL_FS125_25A_1P_25kA_TM_ FTFM | 159.18
3VA4125-5ED14-0AA0 | MCCB_UL_FS125_25A_1P_35kA_TM_ FTFM | 108.86
3VA4135-4ED24-1AA0 | MCCB_UL_FS125_35A_2P_25KA_TM_ FTFM | 190.9
3VA4135-5ED14-3AA0 | MCCB_UL_FS125_35A_1P_35kA_TM_ FTFM | 108.86
3VA4135-5ED24-0AA0 | MCCB_UL_FS125_35A_2P_35KA_TM_ FTFM | 198.58
3VA4135-5ED34-0AA0 | MCCB_UL_FS125_35A_3P_35KA_TM_ FTFM | 213.33
3VA6325-0HM41-0AA0 | MCCB_UL_FS400_4P_200KA_ETU330_ LIG | 2789.81
3VA6325-0KQ31-0AA0 | MCCB_UL_FS400_3P_200KA_ETU860_ LSIG | 2740.58
3VA4145-4ED24-3AA0 | MCCB_UL_FS125_45A_2P_25KA_TM_ FTFM | 178.87
3VA4145-5ED24-1AA0 | MCCB_UL_FS125_45A_2P_35KA_TM_ FTFM | 210.06
3VA4150-5ED24-1AA0 | MCCB_UL_FS125_50A_2P_35KA_TM_ FTFM | 210.06
3VA4150-5ED24-3AA0 | MCCB_UL_FS125_50A_2P_35KA_TM_ FTFM | 198.58
3VA4150-5ED34-0AA0 | MCCB_UL_FS125_50A_3P_35KA_TM_ FTFM | 213.33
3VA4150-6ED24-1AA0 | MCCB_UL_FS125_50A_2P_65KA_TM_ FTFM | 229.2
3VA4150-6ED24-3AA0 | MCCB_UL_FS125_50A_2P_65KA_TM_ FTFM | 218.27
3VL1708-1DA33-8RA0 | CIRCUIT-BREAKER VL160X N | 633.86
3VL1708-1DD33-0AD1 | CIRCUIT-BREAKER VL160X N | 604.41
3VA6580-7HN32-2AA0 | MCCB_UL_FS800_800A_3P_100KA_ETU3_LSI | 3451.71
3VA6460-0HL31-0AA0 | MCCB_UL_FS600_3P_200KA_ETU320_ LI | 2603.82
3VA6460-0HL41-0AA0 | MCCB_UL_FS600_4P_200KA_ETU320_ LI | 3506.43
3VA6580-7KT32-2AA0 | MCCB_UL_FS800_800A_3P_100KA_ETU8_LSI | 4523.85
3VA6580-7KT36-0AA0 | MCCB_UL_FS800_800A_3P_100KA_ETU8_LSI | 4419.94
3VA6610-5JT46-0AA0 | MCCB_UL_FS1000_1000A_4P_35KA_ETU5_LSI | 6454.87
3VA9477-0CK72 | Max-Flex Operator, Complete Kit | 545.92
3VA6610-5KL36-0AA0 | MCCB_UL_FS1000_1000A_3P_35KA_ETU8_LI | 4666.08
3VA6610-5KQ36-0AA0 | MCCB_UL_FS1000_1000A_3P_35KA_ETU8_LSIG | 4764.56
3VA6610-6HN32-0AA0 | MCCB_UL_FS1000_1000A_3P_65KA_ETU3_LSI | 3971.4
3VA6110-0HM31-0AA0 | MCCB_UL_FS150_3P_200KA_ETU330_ LIG | 979.18
3VA4111-5ED54-0AA0 | MCCB_UL_FS125_110A_1P_35kA_TM_ FTFM | 275.16
3VA6225-0KT31-0AA0 | MCCB_UL_FS250_3P_200KA_ETU856_ LSI | 2281.08
3VA4112-6ED14-3AA0 | MCCB_UL_FS125_125A_1P_65kA_TM_ FTFM | 254.9
3VA4112-6ED54-0AA0 | MCCB_UL_FS125_125A_1P_65kA_TM_ FTFM | 384
3VA4120-4ED54-0AA0 | MCCB_UL_FS125_20A_1P_25kA_TM_ FTFM | 159.18
3VA6225-6HL31-0CA0 | MCCB_UL_FS250_250A_3P_65KA_ETU3_LI | 1860.06
3VA4120-6ED24-3AA0 | MCCB_UL_FS125_20A_2P_65KA_TM_ FTFM | 218.27
3VA4120-6ED34-3AA0 | MCCB_UL_FS125_20A_3P_65KA_TM_ FTFM | 233.57
3VA4125-6ED14-1AA0 | MCCB_UL_FS125_25A_1P_65kA_TM_ FTFM | 131.83
3VA4130-4ED14-1AA0 | MCCB_UL_FS125_30A_1P_25kA_TM_ FTFM | 109.93
3VA4130-6ED54-0AA0 | MCCB_UL_FS125_30A_1P_65kA_TM_ FTFM | 193.64
3VA4135-4ED24-0AA0 | MCCB_UL_FS125_35A_2P_25KA_TM_ FTFM | 178.87
3VA4135-6ED14-1AA0 | MCCB_UL_FS125_35A_1P_65kA_TM_ FTFM | 131.83
3VA4140-4ED14-1AA0 | MCCB_UL_FS125_40A_1P_25kA_TM_ FTFM | 109.93
3VA4140-6ED24-3AA0 | MCCB_UL_FS125_40A_2P_65KA_TM_ FTFM | 218.27
3VA4140-6ED34-0AA0 | MCCB_UL_FS125_40A_3P_65KA_TM_ FTFM | 233.57
3VA4145-6ED14-0AA0 | MCCB_UL_FS125_45A_1P_65kA_TM_ FTFM | 120.89
3VA4145-6ED24-0AA0 | MCCB_UL_FS125_45A_2P_65KA_TM_ FTFM | 218.27
3VA4150-4ED34-0AA0 | MCCB_UL_FS125_50A_3P_25KA_TM_ FTFM | 192
3VA4150-4ED54-0AA0 | MCCB_UL_FS125_50A_1P_25kA_TM_ FTFM | 159.18
3VA4160-4ED14-0AA0 | MCCB_UL_FS125_60A_1P_25kA_TM_ FTFM | 98.46
3VL1706-2DD36-0AD1 | CIRCUIT-BREAKER VL160X H | 619.47
3VL1706-2EA46-0AA0 | CIRCUIT-BREAKER VL160X H | 631.9
3VA6580-7JP42-0AA0 | MCCB_UL_FS800_800A_4P_100KA_ETU5_LSI | 4562.17
3VA6580-7JQ36-0AA0 | MCCB_UL_FS800_800A_3P_100KA_ETU5_LSIG | 4764.56
3VA6580-7KL42-0AA0 | MCCB_UL_FS800_800A_4P_100KA_ETU8_LI | 5021.66
3VA6580-7KQ42-2AA0 | MCCB_UL_FS800_800A_4P_100KA_ETU8_LSIG | 5689.02
3VA9467-0GX20 | Aux. switch module for rotary operators | 63.45
3VA6460-0KQ41-0AA0 | MCCB_UL_FS600_4P_200KA_ETU860_ LSIG | 4354.3
3VA6610-5JQ36-0AA0 | MCCB_UL_FS1000_1000A_3P_35KA_ETU5_LSIG | 5174.81
3VA6610-5KQ46-0AA0 | MCCB_UL_FS1000_1000A_4P_35KA_ETU8_LSIG | 6017.24
3VL1710-1EA43-0AD1 | CIRCUIT-BREAKER VL160X N | 822.25
3VL1710-1EE46-0AA0 | CIRCUIT-BREAKER VL160X N | 550.79
3VA9574-0JG23 | Wire connector control wire tap, 4 pcs. | 213.33
3VA6610-6JT36-0AA0 | MCCB_UL_FS1000_1000A_3P_65KA_ETU5_LSI | 5579.61
3VL1710-2DD33-0AA0 | CIRCUIT-BREAKER VL160X H | 660.68
3VA6610-6JT42-0AA0 | MCCB_UL_FS1000_1000A_4P_65KA_ETU5_LSI | 6837.77
3VA4170-5ED14-3AA0 | MCCB_UL_FS125_70A_1P_35kA_TM_ FTFM | 120.89
3VA4170-6ED34-3AA0 | MCCB_UL_FS125_70A_3P_65KA_TM_ FTFM | 259.84
3VA4180-4ED24-1AA0 | MCCB_UL_FS125_80A_2P_25KA_TM_ FTFM | 208.97
3VA4180-6ED14-3AA0 | MCCB_UL_FS125_80A_1P_65kA_TM_ FTFM | 132.39
3VA4180-6ED34-0AA0 | MCCB_UL_FS125_80A_3P_65KA_TM_ FTFM | 259.84
3VA4190-5ED34-1AA0 | MCCB_UL_FS125_90A_3P_35KA_TM_ FTFM | 247.78
3VA2340-8HL32-0AA0 | MCCB_IEC_FS400_400A_3P_150KA_ETU3_LI | 1699.28
3VA4195-5ED14-0AA0 | MCCB_UL_FS125_15A_1P_35kA_TM_ FTFM | 108.86
3VA4195-6ED34-0AA0 | MCCB_UL_FS125_15A_3P_65KA_TM_ FTFM | 233.57
3VA5217-5GD41-0AA0 | MCCB_UL_FS250_175A_4P_35KA_TM_ FTFM | 897.12
3VA5220-6GF41-0AA0 | MCCB_UL_FS250_200A_4P_65KA_TM_ ATAM | 1077.64
3VA5220-7GF41-0AA0 | MCCB_UL_FS250_200A_4P_100KA_TM_ ATAM | 1203.45
3VA5225-5EC41-0AA0 | MCCB_UL_FS250_250A_4P_35KA_TM_ FTAM | 1028.38
3VA5225-5GD41-0AA0 | MCCB_UL_FS250_250A_4P_35KA_TM_ FTFM | 995.58
3VA5225-7EF31-0AA0 | MCCB_UL_FS250_250A_3P_100KA_TM_ ATAM | 1039.34
3VA5225-7GD41-0AA0 | MCCB_UL_FS250_250A_4P_100KA_TM_ FTFM | 1258.16
3VA5240-7ED61-0AA0 | MCCB_UL_FS250_40A_2P_100KA_TM_ FTFM | 505.46
3VA5570-7EC66-0AA0 | MCCB_UL_FS800_700A_2P_100KA_TM_ FTAM | 2237.31
3VA5580-0BB36-0AA0 | MCS_UL_FS800_800A_3P_65kA | 2095.09
3VA5580-0BB66-0AA0 | MCS_UL_FS800_800A_2P_65kA | 1854.39
3VA4111-4ED14-3AA0 | MCCB_UL_FS125_110A_1P_25kA_TM_ FTFM | 159.73
3VA5580-6EC36-0AA0 | MCCB_UL_FS800_800A_3P_65KA_TM_ FTAM | 2746.04
3VA5580-6EC62-0AA0 | MCCB_UL_FS800_800A_2P_65KA_TM_ FTAM | 2199.01
3VA4111-4ED24-0AA0 | MCCB_UL_FS125_110A_2P_25KA_TM_ FTFM | 286.1
3VA4111-4ED24-3AA0 | MCCB_UL_FS125_110A_2P_25KA_TM_ FTFM | 286.1
3VA4112-4ED24-0AA0 | MCCB_UL_FS125_125A_2P_25KA_TM_ FTFM | 380.18
3VA4112-4ED24-3AA0 | MCCB_UL_FS125_125A_2P_25KA_TM_ FTFM | 380.18
3VA4112-4ED34-3AA0 | MCCB_UL_FS125_125A_3P_25KA_TM_ FTFM | 415.74
3VA4112-5ED14-0AA0 | MCCB_UL_FS125_125A_1P_35kA_TM_ FTFM | 231.95
3VA4120-5ED24-3AA0 | MCCB_UL_FS125_20A_2P_35KA_TM_ FTFM | 198.58
3VA4120-5ED34-0AA0 | MCCB_UL_FS125_20A_3P_35KA_TM_ FTFM | 213.33
3VA4120-6ED14-1AA0 | MCCB_UL_FS125_20A_1P_65kA_TM_ FTFM | 131.83
3VA4120-6ED24-0AA0 | MCCB_UL_FS125_20A_2P_65KA_TM_ FTFM | 218.27
3VA4130-4ED34-3AA0 | MCCB_UL_FS125_30A_3P_25KA_TM_ FTFM | 192
3VA4130-5ED24-3AA0 | MCCB_UL_FS125_30A_2P_35KA_TM_ FTFM | 198.58
3VA4130-5ED34-0AA0 | MCCB_UL_FS125_30A_3P_35KA_TM_ FTFM | 213.33
3VA4130-6ED14-1AA0 | MCCB_UL_FS125_30A_1P_65kA_TM_ FTFM | 131.83
3VA4140-5ED34-3AA0 | MCCB_UL_FS125_40A_3P_35KA_TM_ FTFM | 213.88
3VA4140-6ED14-0AA0 | MCCB_UL_FS125_40A_1P_65kA_TM_ FTFM | 120.89
3VA4140-6ED14-3AA0 | MCCB_UL_FS125_40A_1P_65kA_TM_ FTFM | 120.89
3VA4140-6ED24-0AA0 | MCCB_UL_FS125_40A_2P_65KA_TM_ FTFM | 218.27
3VA4140-6ED24-1AA0 | MCCB_UL_FS125_40A_2P_65KA_TM_ FTFM | 229.2
3VA4145-6ED24-1AA0 | MCCB_UL_FS125_45A_2P_65KA_TM_ FTFM | 229.2
3VA4145-6ED24-3AA0 | MCCB_UL_FS125_45A_2P_65KA_TM_ FTFM | 218.27
3VA4145-6ED34-1AA0 | MCCB_UL_FS125_45A_3P_65KA_TM_ FTFM | 245.06
3VA4150-4ED24-1AA0 | MCCB_UL_FS125_50A_2P_25KA_TM_ FTFM | 190.9
3VL1706-1DD36-0AD1 | CIRCUIT-BREAKER VL160X N | 551.43
3VL1706-1EA43-8TB1 | CIRCUIT-BREAKER VL160X N | 824.86
3VL1706-1EH43-8TD1 | CIRCUIT-BREAKER VL160X N | 822.9
3VA6580-7JT36-0AA0 | MCCB_UL_FS800_800A_3P_100KA_ETU5_LSI | 4562.17
3VA6580-7KL32-2AA0 | MCCB_UL_FS800_800A_3P_100KA_ETU8_LI | 4403.53
3VL1708-2EA43-0AA0 | CIRCUIT-BREAKER VL160X H | 699.92
3VL1708-2EH43-0AB1 | CIRCUIT-BREAKER VL160X H | 746.37
3VA6460-0KT31-0AA0 | MCCB_UL_FS600_3P_200KA_ETU856_ LSI | 3440.76
3VA6610-5HM42-0AA0 | MCCB_UL_FS1000_1000A_4P_35KA_ETU3_LIG | 4780.96
3VA6610-5JQ32-0AA0 | MCCB_UL_FS1000_1000A_3P_35KA_ETU5_LSIG | 4873.97
3VL1710-1DA33-8TA0 | CIRCUIT-BREAKER VL160X N | 707.12
3VA6610-6HL32-0AA0 | MCCB_UL_FS1000_1000A_3P_65KA_ETU3_LI | 3883.85
3VA6610-6HL42-0AA0 | MCCB_UL_FS1000_1000A_4P_65KA_ETU3_LI | 5174.81
3VA6610-6HM32-0AA0 | MCCB_UL_FS1000_1000A_3P_65KA_ETU3_LIG | 4124.54
3VA6610-6HM42-0AA0 | MCCB_UL_FS1000_1000A_4P_65KA_ETU3_LIG | 5431.93
3VL1710-2DD33-0AB1 | CIRCUIT-BREAKER VL160X H | 746.37
3VL1710-2EA43-0AA0 | CIRCUIT-BREAKER VL160X H | 811.13
3VL1710-2EA46-0AA0 | CIRCUIT-BREAKER VL160X H | 784.96
3VA4180-4ED54-0AA0 | MCCB_UL_FS125_80A_1P_25kA_TM_ FTFM | 173.4
3VA4180-5ED34-0AA0 | MCCB_UL_FS125_80A_3P_35KA_TM_ FTFM | 235.76
3VA4180-5ED34-1AA0 | MCCB_UL_FS125_80A_3P_35KA_TM_ FTFM | 247.78
3VA4180-5ED34-3AA0 | MCCB_UL_FS125_80A_3P_35KA_TM_ FTFM | 235.76
3VA2340-8JQ42-0AA0 | MCCB_IEC_FS400_400A_4P_150KA_ETU5_LSIG | 2934.02
3VA4195-5ED24-0AA0 | MCCB_UL_FS125_15A_2P_35KA_TM_ FTFM | 198.58
3VA4195-5ED24-1AA0 | MCCB_UL_FS125_15A_2P_35KA_TM_ FTFM | 210.06
3VA2340-8KP42-0AA0 | MCCB_IEC_FS400_400A_4P_150KA_ETU8_LSI | 2903.45
3VA5222-6GC41-0AA0 | MCCB_UL_FS250_225A_4P_65KA_TM_ FTAM | 1165.15
3VA5245-6ED31-1AA0 | MCCB_UL_FS250_40A_3P_65KA_TM_ FTFM | 530.06
3VA5260-7ED31-0AA0 | MCCB_UL_FS250_60A_3P_100KA_TM_ FTFM | 568.91
3VA5270-5EC61-0AA0 | MCCB_UL_FS250_70A_2P_35KA_TM_ FTAM | 442.54
3VA5270-6ED41-0AA0 | MCCB_UL_FS250_70A_4P_65KA_TM_ FTFM | 716.6
3VA5270-7ED31-0AA0 | MCCB_UL_FS250_70A_3P_100KA_TM_ FTFM | 607.19
3VA5280-6EF31-0AA0 | MCCB_UL_FS250_80A_3P_65KA_TM_ ATAM | 612.68
3VA5280-7EC61-0AA0 | MCCB_UL_FS250_80A_2P_100KA_TM_ FTAM | 557.95
3VA5290-6EC41-0AA0 | MCCB_UL_FS250_90A_4P_65KA_TM_ FTAM | 733
3VA5290-7EC31-0AA0 | MCCB_UL_FS250_90A_3P_100KA_TM_ FTAM | 623.6
3VA5325-1MU31-0AA0 | MCCB_UL_FS400_250A_3P_TM_ AM | 1077.64
3VA6160-0KT41-0AA0 | MCCB_UL_FS150_4P_200KA_ETU856_ LSI | 1723.12
3VA5210-6EC41-0AA0 | MCCB_UL_FS250_100A_4P_65KA_TM_ FTAM | 771.31
3VA5210-6GC41-0AA0 | MCCB_UL_FS250_100A_4P_65KA_TM_ FTAM | 771.31
3VA5210-7GD41-0AA0 | MCCB_UL_FS250_100A_4P_100KA_TM_ FTFM | 842.43
3VA2612-6HN42-0AA0 | MCCB_IEC_FS1250_1250A_4p_85kA_ETU3_LSI | 5757.98
3VA5460-1BB31-0AA0 | MCS_UL_FS600_600A_3P_100kA | 1389.42
3VA5212-6EF31-0AA0 | MCCB_UL_FS250_125A_3P_65KA_TM_ ATAM | 820.55
3VA5560-5EC32-0AA0 | MCCB_UL_FS800_600A_3P_35KA_TM_ FTAM | 1668.44
3VA4110-4ED34-0AA0 | MCCB_UL_FS125_100A_3P_25KA_TM_ FTFM | 248.9
3VA5560-6EC32-1AA0 | MCCB_UL_FS800_600A_3P_65KA_TM_ FTAM | 1843.47
3VA5560-7EC46-0AA0 | MCCB_UL_FS800_600A_4P_100KA_TM_ FTAM | 2778.87
3VA5215-6ED41-0AA0 | MCCB_UL_FS250_150A_4P_65KA_TM_ FTFM | 979.18
3VA5580-1BB66-0AA0 | MCS_UL_FS800_800A_2P_100kA | 2013.02
3VA4110-5ED34-1AA0 | MCCB_UL_FS125_100A_3P_35KA_TM_ FTFM | 288.29
3VA5580-6EC66-0AA0 | MCCB_UL_FS800_800A_2P_65KA_TM_ FTAM | 2412.37
3VA4111-5ED24-0AA0 | MCCB_UL_FS125_110A_2P_35KA_TM_ FTFM | 316.73
3VA5215-7ED41-0AA0 | MCCB_UL_FS250_150A_4P_100KA_TM_ FTFM | 1077.64
3VA5570-7EC32-0AA0 | MCCB_UL_FS800_700A_3P_100KA_TM_ FTAM | 2390.49
3VA5580-0BB62-0AA0 | MCS_UL_FS800_800A_2P_65kA | 1646.54
3VA5215-7EF41-0AA0 | MCCB_UL_FS250_150A_4P_100KA_TM_ ATAM | 1170.63
3VA5580-5EC36-1AA0 | MCCB_UL_FS800_800A_3P_35KA_TM_ FTAM | 2549.13
3VA4110-6ED34-3AA0 | MCCB_UL_FS125_100A_3P_65KA_TM_ FTFM | 304.15
3VA5580-6EC32-1AA0 | MCCB_UL_FS800_800A_3P_65KA_TM_ FTAM | 2461.59
3VA4111-4ED34-1AA0 | MCCB_UL_FS125_110A_3P_25KA_TM_ FTFM | 321.64
3VA5580-7EC66-0AA0 | MCCB_UL_FS800_800A_2P_100KA_TM_ FTAM | 2598.36
3VA6225-0KT41-0AA0 | MCCB_UL_FS250_4P_200KA_ETU856_ LSI | 2778.87
3VA4112-4ED14-3AA0 | MCCB_UL_FS125_125A_1P_25kA_TM_ FTFM | 210.61
3VA4112-5ED34-3AA0 | MCCB_UL_FS125_125A_3P_35KA_TM_ FTFM | 458.96
3VA4112-6ED14-1AA0 | MCCB_UL_FS125_125A_1P_65kA_TM_ FTFM | 266.41
3VA4112-6ED34-3AA0 | MCCB_UL_FS125_125A_3P_65KA_TM_ FTFM | 502.72
3VA4120-5ED34-1AA0 | MCCB_UL_FS125_20A_3P_35KA_TM_ FTFM | 224.29
3VA4125-4ED14-0AA0 | MCCB_UL_FS125_25A_1P_25kA_TM_ FTFM | 98.46
3VA4130-4ED14-3AA0 | MCCB_UL_FS125_30A_1P_25kA_TM_ FTFM | 98.46
3VA4130-5ED34-1AA0 | MCCB_UL_FS125_30A_3P_35KA_TM_ FTFM | 224.29
3VA4135-4ED24-3AA0 | MCCB_UL_FS125_35A_2P_25KA_TM_ FTFM | 178.87
3VA4135-4ED54-0AA0 | MCCB_UL_FS125_35A_1P_25kA_TM_ FTFM | 159.18
3VA4135-5ED34-3AA0 | MCCB_UL_FS125_35A_3P_35KA_TM_ FTFM | 213.88
3VA4140-5ED14-1AA0 | MCCB_UL_FS125_40A_1P_35kA_TM_ FTFM | 121.44
3VA4140-5ED34-0AA0 | MCCB_UL_FS125_40A_3P_35KA_TM_ FTFM | 213.33
3VA6325-0HN41-0AA0 | MCCB_UL_FS400_4P_200KA_ETU350_ LSI | 2658.52
3VA4145-5ED14-0AA0 | MCCB_UL_FS125_45A_1P_35kA_TM_ FTFM | 108.86
3VA4150-4ED14-3AA0 | MCCB_UL_FS125_50A_1P_25kA_TM_ FTFM | 98.46
3VA6115-0HM31-0AA0 | MCCB_UL_FS150_3P_200KA_ETU330_ LIG | 1362.08
3VA4150-5ED14-3AA0 | MCCB_UL_FS125_50A_1P_35kA_TM_ FTFM | 108.86
3VA4150-5ED34-3AA0 | MCCB_UL_FS125_50A_3P_35KA_TM_ FTFM | 213.88
3VA6610-6HN36-0AA0 | MCCB_UL_FS1000_1000A_3P_65KA_ETU3_LSI | 4283.18
3VA6610-6HN46-0AA0 | MCCB_UL_FS1000_1000A_4P_65KA_ETU3_LSI | 5689.02
3VA6610-6JP36-0AA0 | MCCB_UL_FS1000_1000A_3P_65KA_ETU5_LSI | 4698.9
3VA4170-5ED34-1AA0 | MCCB_UL_FS125_70A_3P_35KA_TM_ FTFM | 247.78
3VA4170-5ED34-3AA0 | MCCB_UL_FS125_70A_3P_35KA_TM_ FTFM | 235.76
3VA4170-6ED14-3AA0 | MCCB_UL_FS125_70A_1P_65kA_TM_ FTFM | 132.39
3VA4170-6ED24-1AA0 | MCCB_UL_FS125_70A_2P_65KA_TM_ FTFM | 251.63
3VA4190-5ED34-3AA0 | MCCB_UL_FS125_90A_3P_35KA_TM_ FTFM | 235.76
3VA4190-5ED54-0AA0 | MCCB_UL_FS125_90A_1P_35kA_TM_ FTFM | 193.1
3VA4190-6ED14-1AA0 | MCCB_UL_FS125_90A_1P_65kA_TM_ FTFM | 147.16
3VA4190-6ED34-0AA0 | MCCB_UL_FS125_90A_3P_65KA_TM_ FTFM | 259.84
3VA5217-5GF41-0AA0 | MCCB_UL_FS250_175A_4P_35KA_TM_ ATAM | 951.81
3VA5217-6GF41-0AA0 | MCCB_UL_FS250_175A_4P_65KA_TM_ ATAM | 1077.64
3VA5217-7EF31-0AA0 | MCCB_UL_FS250_175A_3P_100KA_TM_ ATAM | 924.47
3VA5217-7GF41-0AA0 | MCCB_UL_FS250_175A_4P_100KA_TM_ ATAM | 1203.45
3VA5220-5EF31-0AA0 | MCCB_UL_FS250_200A_3P_35KA_TM_ ATAM | 733
3VA5225-6GD41-0AA0 | MCCB_UL_FS250_250A_4P_65KA_TM_ FTFM | 1137.81
3VA5225-7EC41-0AA0 | MCCB_UL_FS250_250A_4P_100KA_TM_ FTAM | 1280.02
3VA2563-7MN32-0DB0 | MCCB_IEC_FS1000_630A_3P_110KA_ETU3_LSI | 3112.63
3VA2563-7MP32-0AB0 | MCCB_IEC_FS1000_630A_3P_110kA_ETU5_LSI | 3182.28
3VA5245-7ED41-0AA0 | MCCB_UL_FS250_40A_4P_100KA_TM_ FTFM | 733
3VA2580-5HL32-0KK0 | MCCB_IEC_FS1000_800A_3P_55KA_ETU3_LI | 2785.36
3VA5260-5ED31-0AA0 | MCCB_UL_FS250_60A_3P_35KA_TM_ FTFM | 447.45
3VA5260-6ED61-0AA0 | MCCB_UL_FS250_60A_2P_65KA_TM_ FTFM | 460.6
3VA5270-7ED41-0AA0 | MCCB_UL_FS250_70A_4P_100KA_TM_ FTFM | 776.76
3VA5280-5EC31-1AA0 | MCCB_UL_FS250_80A_3P_35KA_TM_ FTAM | 504.9
3VA5280-5EC41-0AA0 | MCCB_UL_FS250_80A_4P_35KA_TM_ FTAM | 640.02
3VA5280-5EC61-0AA0 | MCCB_UL_FS250_80A_2P_35KA_TM_ FTAM | 442.54
3VA5290-7EC61-0AA0 | MCCB_UL_FS250_90A_2P_100KA_TM_ FTAM | 557.95
3VA5290-7ED41-0AA0 | MCCB_UL_FS250_90A_4P_100KA_TM_ FTFM | 776.76
3VA2580-5KQ32-0KE0 | MCCB_IEC_FS1000_800A_3P_55KA_ETU8_LSIG | 3934.32
3VA2580-6HL32-0AB0 | MCCB_IEC_FS1000_800A_3P_85kA_ETU3_LI | 3070.85
3VA5210-6GD41-0AA0 | MCCB_UL_FS250_100A_4P_65KA_TM_ FTFM | 760.36
3VA5210-7ED41-0AA0 | MCCB_UL_FS250_100A_4P_100KA_TM_ FTFM | 842.43
3VA5210-7EF41-0AA0 | MCCB_UL_FS250_100A_4P_100KA_TM_ ATAM | 1170.63
3VA5210-7GC41-0AA0 | MCCB_UL_FS250_100A_4P_100KA_TM_ FTAM | 869.75
3VA5212-6GC41-0AA0 | MCCB_UL_FS250_125A_4P_65KA_TM_ FTAM | 880.71
3VA5212-6GD41-0AA0 | MCCB_UL_FS250_125A_4P_65KA_TM_ FTFM | 869.75
3VA5212-7ED41-0AA0 | MCCB_UL_FS250_125A_4P_100KA_TM_ FTFM | 946.36
3VA5560-0MH36-0AA0 | MCCB_UL_FS800_600A_3P_TM_ AM | 1898.18
3VA4110-5ED14-1AA0 | MCCB_UL_FS125_100A_1P_35kA_TM_ FTFM | 153.15
3VA5215-5ED41-0AA0 | MCCB_UL_FS250_150A_4P_35KA_TM_ FTFM | 869.75
3VA5215-5EF31-0AA0 | MCCB_UL_FS250_150A_3P_35KA_TM_ ATAM | 716.6
3VA5215-5GC41-0AA0 | MCCB_UL_FS250_150A_4P_35KA_TM_ FTAM | 891.63
3VA5560-6EC46-0AA0 | MCCB_UL_FS800_600A_4P_65KA_TM_ FTAM | 2560.07
3VA4110-6ED24-1AA0 | MCCB_UL_FS125_100A_2P_65KA_TM_ FTFM | 291.02
3VA5580-5EC46-0AA0 | MCCB_UL_FS800_800A_4P_35KA_TM_ FTAM | 3287.6
3VA5580-5EC66-0AA0 | MCCB_UL_FS800_800A_2P_35KA_TM_ FTAM | 2204.51
3VA5580-6EC36-1AA0 | MCCB_UL_FS800_800A_3P_65KA_TM_ FTAM | 2767.93
3VA5570-7EC36-0AA0 | MCCB_UL_FS800_700A_3P_100KA_TM_ FTAM | 2527.25
3VA5570-7EC42-0AA0 | MCCB_UL_FS800_700A_4P_100KA_TM_ FTAM | 3101.6
3VA5570-7EC62-0AA0 | MCCB_UL_FS800_700A_2P_100KA_TM_ FTAM | 2144.33
3VA5570-7GC46-0AA0 | MCCB_UL_FS800_700A_4P_100KA_TM_ FTAM | 3298.54
3VA5580-6EC46-0AA0 | MCCB_UL_FS800_800A_4P_65KA_TM_ FTAM | 3566.57
3VA5222-7GC41-0AA0 | MCCB_UL_FS250_225A_4P_100KA_TM_ FTAM | 1280.02
3VA5222-7GD41-0AA0 | MCCB_UL_FS250_225A_4P_100KA_TM_ FTFM | 1258.16
3VA5225-0MH31-0AA0 | MCCB_UL_FS250_200A_3P_TM_ AM | 869.75
3VA5225-7GF41-0AA0 | MCCB_UL_FS250_250A_4P_100KA_TM_ ATAM | 1329.26
3VA5240-5ED31-1AA0 | MCCB_UL_FS250_40A_3P_35KA_TM_ FTFM | 461.15
3VA5240-5ED61-0AA0 | MCCB_UL_FS250_40A_2P_35KA_TM_ FTFM | 403.71
3VA5240-6ED31-1AA0 | MCCB_UL_FS250_40A_3P_65KA_TM_ FTFM | 530.06
3VA5240-6ED41-0AA0 | MCCB_UL_FS250_40A_4P_65KA_TM_ FTFM | 667.36
3VA5270-6EC31-0AA0 | MCCB_UL_FS250_70A_3P_65KA_TM_ FTAM | 568.91
3VA5270-6EC31-1AA0 | MCCB_UL_FS250_70A_3P_65KA_TM_ FTAM | 579.84
3VA5270-6EC41-0AA0 | MCCB_UL_FS250_70A_4P_65KA_TM_ FTAM | 733
3VA5270-6EC61-0AA0 | MCCB_UL_FS250_70A_2P_65KA_TM_ FTAM | 504.9
3VA5280-7EF31-0AA0 | MCCB_UL_FS250_80A_3P_100KA_TM_ ATAM | 667.36
3VA5290-5EC41-0AA0 | MCCB_UL_FS250_90A_4P_35KA_TM_ FTAM | 640.02
3VA5290-5EC61-0AA0 | MCCB_UL_FS250_90A_2P_35KA_TM_ FTAM | 442.54
3VA5290-6EC31-1AA0 | MCCB_UL_FS250_90A_3P_65KA_TM_ FTAM | 579.84
3VA2612-5HK42-0AA0 | MCCB_IEC_FS1250_1250A_4p_55kA_TU_ ELISA | 4951.11
3VA2612-5HM42-0KF0 | MCCB_IEC_FS1250_1250A_4p_55kA_ETU3_LIG | 6023.33
3VA5210-5GF41-0AA0 | MCCB_UL_FS250_100A_4P_35KA_TM_ ATAM | 935.39
3VA2612-5JP32-0AA0 | MCCB_IEC_FS1250_1250A_3p_55kA_ETU5_LSI | 4168.73
3VA5211-6GC41-0AA0 | MCCB_UL_FS250_110A_4P_65KA_TM_ FTAM | 880.71
3VA2612-6KQ42-0AA0 | MCCB_IEC_FS1250_1250A_4p_85kA_ETU8_LSIG | 6662.64
3VA2612-7KQ32-0AA0 | MCCB_IEC_FS1250_1250A_3p_110kA_ETU8_LSIG | 5580.73
3VA5460-0BB61-0AA0 | MCS_UL_FS600_600A_2P_65kA | 1099.51
3VA2716-5AB05-0AA0 | MCCB_IEC_FS1600_1600A_3p_55kA_ETU3_LI | 6538.63
3VA4110-1BB24-0AA0 | MCS_UL_FS125_100A_2P_65kA | 204.58
3VA4110-4ED24-1AA0 | MCCB_UL_FS125_100A_2P_25KA_TM_ FTFM | 241.77
3VA4110-4ED24-3AA0 | MCCB_UL_FS125_100A_2P_25KA_TM_ FTFM | 228.64
3VA5570-5EC62-0AA0 | MCCB_UL_FS800_700A_2P_35KA_TM_ FTAM | 1799.69
3VA5570-6EC32-0AA0 | MCCB_UL_FS800_700A_3P_65KA_TM_ FTAM | 2166.21
3VA5570-6EC62-0AA0 | MCCB_UL_FS800_700A_2P_65KA_TM_ FTAM | 1952.86
3VA5570-6GC42-0AA0 | MCCB_UL_FS800_700A_4P_65KA_TM_ FTAM | 2844.51
3VA5570-5EC42-0AA0 | MCCB_UL_FS800_700A_4P_35KA_TM_ FTAM | 2598.36
3VA5215-6GF41-0AA0 | MCCB_UL_FS250_150A_4P_65KA_TM_ ATAM | 1061.22
3VA5215-7EC41-0AA0 | MCCB_UL_FS250_150A_4P_100KA_TM_ FTAM | 1099.51
3VA5570-5EC46-0AA0 | MCCB_UL_FS800_700A_4P_35KA_TM_ FTAM | 2784.32
3VA5570-6EC36-1AA0 | MCCB_UL_FS800_700A_3P_65KA_TM_ FTAM | 2335.78
3VA5215-7GF41-0AA0 | MCCB_UL_FS250_150A_4P_100KA_TM_ ATAM | 1170.63
3VA5580-1BB32-0AA0 | MCS_UL_FS800_800A_3P_100kA | 1947.39
3VA5580-1BB36-0AA0 | MCS_UL_FS800_800A_3P_100kA | 2253.73
3VA5580-1MH32-0AA0 | MCCB_UL_FS800_800A_3P_TM_ AM | 2789.81
3VA4111-5ED24-3AA0 | MCCB_UL_FS125_110A_2P_35KA_TM_ FTFM | 316.73
3VA4111-6ED14-1AA0 | MCCB_UL_FS125_110A_1P_65kA_TM_ FTFM | 205.68
3VA6110-0KQ41-0AA0 | MCCB_UL_FS150_4P_200KA_ETU860_ LSIG | 1799.69
3VA6225-0HM41-0AA0 | MCCB_UL_FS250_4P_200KA_ETU330_ LIG | 2209.97
3VA4120-4ED24-1AA0 | MCCB_UL_FS125_20A_2P_25KA_TM_ FTFM | 190.9
3VA4120-4ED34-3AA0 | MCCB_UL_FS125_20A_3P_25KA_TM_ FTFM | 192
3VA4120-5ED14-3AA0 | MCCB_UL_FS125_20A_1P_35kA_TM_ FTFM | 108.86
3VA6225-6HL31-0AC0 | MCCB_UL_FS250_250A_3P_65KA_ETU3_LI | 1782.21
3VA4130-5ED34-3AA0 | MCCB_UL_FS125_30A_3P_35KA_TM_ FTFM | 213.88
3VA4130-6ED14-3AA0 | MCCB_UL_FS125_30A_1P_65kA_TM_ FTFM | 120.89
3VA4130-6ED34-0AA0 | MCCB_UL_FS125_30A_3P_65KA_TM_ FTFM | 233.57
3VA4135-4ED14-1AA0 | MCCB_UL_FS125_35A_1P_25kA_TM_ FTFM | 109.93
3VA4140-5ED54-0AA0 | MCCB_UL_FS125_40A_1P_35kA_TM_ FTFM | 175.05
3VA4140-6ED14-1AA0 | MCCB_UL_FS125_40A_1P_65kA_TM_ FTFM | 131.83
3VA9672-0WA00 | Phase barriers, 2 pcs. | 19.09
3VA6560-5KL36-2AA0 | MCCB_UL_FS800_600A_3P_35KA_ETU8_LI | 3254.77
3VL1712-2DA36-0AA0 | CIRCUIT-BREAKER VL160X H | 1000.83
3VA9038-0LB12 | Padlock device for toggle handle | 38.13
3VL1712-2EA46-0AA0 | CIRCUIT-BREAKER VL160X H | 1308.27
3VA9674-0JJ34 | Wire connector, 4 pcs. | 404.78
3VA9677-0FK31 | Door mounted rotary oper., std | 271.87
3VL1716-1DA36-0AA0 | CIRCUIT-BREAKER VL160X N | 1046.62
3VA6560-6HL36-2AA0 | MCCB_UL_FS800_600A_3P_65KA_ETU3_LI | 2499.87
3VA6560-6HN32-0AA0 | MCCB_UL_FS800_600A_3P_65KA_ETU3_LSI | 2237.31
3VA6560-6HN42-0AA0 | MCCB_UL_FS800_600A_4P_65KA_ETU3_LSI | 2932.03
3VA9687-0FK27 | Door mounted rotary operator, EM | 234.12
3VA6560-6JP36-2AA0 | MCCB_UL_FS800_600A_3P_65KA_ETU5_LSI | 3057.84
3VA6560-6KL46-0AA0 | MCCB_UL_FS800_600A_4P_65KA_ETU8_LI | 3998.72
3VA9977-0CH72 | Max-Flex-Operator, handle only | 236.31
3VA6560-6KT36-2AA0 | MCCB_UL_FS800_600A_3P_65KA_ETU8_LSI | 3670.5
3VA6560-7HL42-2AA0 | MCCB_UL_FS800_600A_4P_100KA_ETU3_LI | 3402.48
3VA6560-7HL46-2AA0 | MCCB_UL_FS800_600A_4P_100KA_ETU3_LI | 3599.4
3VL1716-2EE43-0AA0 | CIRCUIT-BREAKER VL160X H | 1210.16
3VL1716-2EE46-0AA0 | CIRCUIT-BREAKER VL160X H | 1170.9
3VA6560-7JT36-0AA0 | MCCB_UL_FS800_600A_3P_100KA_ETU5_LSI | 3533.75
3VL1725-2EA46-0AA0 | CIRCUIT-BREAKER VL160X H | 631.9
3VA6560-7KT32-0AA0 | MCCB_UL_FS800_600A_3P_100KA_ETU8_LSI | 3386.06
3VL1725-2EH46-0AA0 | CIRCUIT-BREAKER VL160X H | 603.77
3VL1796-1DA33-0AB1 | CIRCUIT-BREAKER VL160X N | 525.28
3VL1796-2DA33-0AB1 | CIRCUIT-BREAKER VL160X H | 595.26
3VA6560-7HN36-2AA0 | MCCB_UL_FS800_600A_3P_100KA_ETU3_LSI | 2789.81
3VA6560-7HN46-0AA0 | MCCB_UL_FS800_600A_4P_100KA_ETU3_LSI | 3375.12
3VA6560-7JP46-0AA0 | MCCB_UL_FS800_600A_4P_100KA_ETU5_LSI | 3768.99
3VA6560-7JQ46-2AA0 | MCCB_UL_FS800_600A_4P_100KA_ETU5_LSIG | 5131.06
3VA6560-7KQ36-0AA0 | MCCB_UL_FS800_600A_3P_100KA_ETU8_LSIG | 3522.83
3VL1725-1EA46-0AA0 | CIRCUIT-BREAKER VL160X N | 544.9
3VL1725-2DA36-0AA0 | CIRCUIT-BREAKER VL160X H | 491.91
3VA6560-7KQ42-0AA0 | MCCB_UL_FS800_600A_4P_100KA_ETU8_LSIG | 4151.89
3VA6580-5HN36-0AA0 | MCCB_UL_FS800_800A_3P_35KA_ETU3_LSI | 2888.27
3VL1796-2EA43-0AA0 | CIRCUIT-BREAKER VL160X H | 660.68
3VA6580-5JP36-2AA0 | MCCB_UL_FS800_800A_3P_35KA_ETU5_LSI | 3561.12
3VA6580-5KL36-0AA0 | MCCB_UL_FS800_800A_3P_35KA_ETU8_LI | 3730.7
3VA6580-5KQ46-2AA0 | MCCB_UL_FS800_800A_4P_35KA_ETU8_LSIG | 5174.81
3VA6580-6HL42-0AA0 | MCCB_UL_FS800_800A_4P_65KA_ETU3_LI | 3741.62
3VA6580-6HN42-0AA0 | MCCB_UL_FS800_800A_4P_65KA_ETU3_LSI | 3845.57
3VA6580-6JQ42-0AA0 | MCCB_UL_FS800_800A_4P_65KA_ETU5_LSIG | 5306.1
3VA6580-6JT32-0AA0 | MCCB_UL_FS800_800A_3P_65KA_ETU5_LSI | 3971.4
3VL1702-1EA43-0AA0 | CIRCUIT-BREAKER VL160X N | 574.98
3VA6580-6KL46-2AA0 | MCCB_UL_FS800_800A_4P_65KA_ETU8_LI | 5579.61
3VL1702-2DD36-0AA0 | CIRCUIT-BREAKER VL160X H | 510.22
3VA6580-6KT36-0AA0 | MCCB_UL_FS800_800A_3P_65KA_ETU8_LSI | 4173.77
3VL1702-2EA43-0AB1 | CIRCUIT-BREAKER VL160X H | 746.37
3VL1703-1DD33-0AB1 | CIRCUIT-BREAKER VL160X N | 552.1
3SU1401-1BC24-3AA0 | Traffic light LED module, rd-grn-ylw | 30.58
3VA1116-5EF32-0LC0 | MCCB_IEC_FS160_160A_3P_55KA_TM_ ATAM | 898.28
3VA1180-5EE36-0AC0 | MCCB_IEC_FS160_80A_3P_55KA_TM_ ATFM | 350.96
3VA1216-6EE32-0AA0 | MCCB_IEC_FS250_160A_3P_70KA_TM_ ATFM | 849.54
3VA1220-4EF32-0DE0 | MCCB_IEC_FS250_200A_3P_36KA_TM_ ATAM | 940.06
3VA1332-5GE42-0AA0 | MCCB_IEC_FS400_320A_4P_55KA_TM_ ATFM | 1538.91
3VA1220-4GE42-0AA0 | MCCB_IEC_FS250_200A_4P_36KA_TM_ ATFM | 905.24
3VA1340-4EE32-0AA0 | MCCB_IEC_FS400_400A_3P_36KA_TM_ ATFM | 1065.4
3VA6325-0HL41-0AA0 | MCCB_UL_FS400_4P_200KA_ETU320_ LI | 2570.99
3VA4140-6ED34-1AA0 | MCCB_UL_FS125_40A_3P_65KA_TM_ FTFM | 245.06
3VA6115-0HN31-0AA0 | MCCB_UL_FS150_3P_200KA_ETU350_ LSI | 1165.15
3VA6115-0HN41-0AA0 | MCCB_UL_FS150_4P_200KA_ETU350_ LSI | 1553.53
3VA6115-0KQ41-0AA0 | MCCB_UL_FS150_4P_200KA_ETU860_ LSIG | 2308.42
3VA6115-0KT41-0AA0 | MCCB_UL_FS150_4P_200KA_ETU856_ LSI | 2308.42
3VA6580-7HM36-2AA0 | MCCB_UL_FS800_800A_3P_100KA_ETU3_LIG | 3938.56
3VA6580-7HM42-0AA0 | MCCB_UL_FS800_800A_4P_100KA_ETU3_LIG | 4310.52
3VA6580-7HM46-0AA0 | MCCB_UL_FS800_800A_4P_100KA_ETU3_LIG | 4720.8
3VA6580-7HM46-2AA0 | MCCB_UL_FS800_800A_4P_100KA_ETU3_LIG | 5152.93
3VL1706-1DD33-0AB1 | CIRCUIT-BREAKER VL160X N | 552.1
3VL1706-2DD36-0AA0 | CIRCUIT-BREAKER VL160X H | 510.22
3VL1706-2EH43-0AA0 | CIRCUIT-BREAKER VL160X H | 632.55
3VL1708-1DA33-0AD1 | CIRCUIT-BREAKER VL160X N | 578.9
3SU1150-1HB20-1PA0 | EMERG. STOP mushroom pushb., 40mm, red | 36.87
3SU1806-0NG20-4VB1 | ENCLOSURE PLASTIC, 6 COMMAND POINTS | 600.12
3SU1900-0XE10-0AA0 | Starterkit SIRIUS ACT ID Key | 206.91
3VA1110-3GF42-0AH0 | MCCB_IEC_FS160_100A_4P_25KA_TM_ ATAM | 444.26
3VA1110-5EF32-0LA0 | MCCB_IEC_FS160_100A_3P_55KA_TM_ ATAM | 541.76
3VA1332-4EE32-0AA0 | MCCB_IEC_FS400_320A_3P_36KA_TM_ ATFM | 1065.4
3VA1332-4EE42-0AA0 | MCCB_IEC_FS400_320A_4P_36KA_TM_ ATFM | 1378.76
3VA1332-4EF32-0KD0 | MCCB_IEC_FS400_320A_3P_36KA_TM_ ATAM | 1302.15
3VA1332-4EF32-0KG0 | MCCB_IEC_FS400_320A_3P_36KA_TM_ ATAM | 1143.03
3VA1340-6GE42-0AA0 | MCCB_IEC_FS400_400A_4P_70KA_TM_ ATFM | 1733.88
3VA1450-4EE32-0AA0 | MCCB_IEC_FS630_500A_3P_36KA_TM_ ATFM | 1399.65
3VA1450-4EF32-0KH0 | MCCB_IEC_FS630_500A_3P_36KA_TM_ ATAM | 1643.36
3VA1450-4EF42-0DA0 | MCCB_IEC_FS630_500A_4P_36KA_TM_ ATAM | 2040.27
3VA1463-7EF32-0AJ0 | MCCB_IEC_FS630_630A_3p_110KA_TM_ ATAM | 2277.03
3VA1463-7EF32-0DJ0 | MCCB_IEC_FS630_630A_3p_110KA_TM_ ATAM | 2388.44
3VA1510-5EF32-0BB0 | MCCB_IEC_FS1000_1000A_3P_55KA_TM_ ATAM | 3648.82
3VA1510-5EF32-0DB0 | MCCB_IEC_FS1000_1000A_3P_55KA_TM_ ATAM | 3648.82
3VA2116-5HN32-0AL0 | MCCB_IEC_FS160_160A_3P_55KA_ETU3_LSI | 967.92
3VA2010-6KQ36-0KA0 | MCCB_IEC_FS100_100A_3P_85KA_ETU8_LSIG | 1381.43
3VA2010-7HN36-0AK0 | MCCB_IEC_FS100_100A_3P_110KA_ETU3_LSI | 807.76
3VA2025-5KP32-0DA0 | MCCB_IEC_FS100_25A_3P_55KA_ETU8_LSI | 1316.08
3VA2116-6HL32-0KF0 | MCCB_IEC_FS160_160A_3P_85KA_ETU3_LI | 1037.54
3VA2163-0HM46-0AA0 | MCCB_IEC_FS160_4P_200KA_ETU330_ LIG | 1143.03
3VA2163-0HN36-0AA0 | MCCB_IEC_FS160_3P_200KA_ETU350_ LSI | 727.41
3VA2225-0KP42-0AA0 | MCCB_IEC_FS250_4P_200KA_ETU850_ LSI | 2493.91
3VA2163-0HN46-0AA0 | MCCB_IEC_FS160_4P_200KA_ETU350_ LSI | 971.9
3VA2325-8HN42-0AA0 | MCCB_IEC_FS400_250A_4P_150KA_ETU3_LSI | 2341.1
3VA2325-8KQ42-0AA0 | MCCB_IEC_FS400_250A_4P_150KA_ETU8_LSIG | 3037.92
3VA2340-0HM32-0AA0 | MCCB_IEC_FS400_3P_200KA_ETU330_ LIG | 2029.36
3VA2340-0HN42-0AA0 | MCCB_IEC_FS400_4P_200KA_ETU350_ LSI | 2542.82
3VA2450-8HK42-0AA0 | MCCB_IEC_FS630_500A_4P_150KA_ETU3_ ELISA | 3092.94
3VA2463-0HN32-0AA0 | MCCB_IEC_FS630_3P_200KA_ETU350_ LSI | 2548.92
3VA2463-0KP42-0AA0 | MCCB_IEC_FS630_4P_200KA_ETU850_ LSI | 3985.35
3VA2463-0KQ32-0AA0 | MCCB_IEC_FS630_3P_200KA_ETU860_ LSIG | 3251.87
3UG5461-1AA40 | DC LOAD MONITORING RELAY 0...16A | 533.02
3UG5462-1AA40 | DC LOAD MONITORING RELAY 0...63A | 778.64
3VA1225-5EE42-0AA0 | MCCB_IEC_FS250_250A_4P_55KA_TM_ ATFM | 1114.15
3VA1216-4EE42-0AA0 | MCCB_IEC_FS250_160A_4P_36KA_TM_ ATFM | 877.38
3VA1216-5GE42-0AA0 | MCCB_IEC_FS250_160A_4P_55KA_TM_ ATFM | 967.92
3VA1216-6EE42-0AA0 | MCCB_IEC_FS250_160A_4P_70KA_TM_ ATFM | 1107.18
3VA5580-6GC42-0AA0 | MCCB_UL_FS800_800A_4P_65KA_TM_ FTAM | 3161.77
3VA5580-6GC46-0AA0 | MCCB_UL_FS800_800A_4P_65KA_TM_ FTAM | 3566.57
3VA5580-7EC36-1AA0 | MCCB_UL_FS800_800A_3P_100KA_TM_ FTAM | 2986.74
3VA4112-4ED54-0AA0 | MCCB_UL_FS125_125A_1P_25kA_TM_ FTFM | 316.73
3VA4112-5ED14-3AA0 | MCCB_UL_FS125_125A_1P_35kA_TM_ FTFM | 231.95
3VA4112-5ED24-0AA0 | MCCB_UL_FS125_125A_2P_35KA_TM_ FTFM | 417.92
3VA4112-5ED24-3AA0 | MCCB_UL_FS125_125A_2P_35KA_TM_ FTFM | 417.92
3VA6340-0KT41-0AA0 | MCCB_UL_FS400_4P_200KA_ETU856_ LSI | 3407.95
3VA4125-4ED24-1AA0 | MCCB_UL_FS125_25A_2P_25KA_TM_ FTFM | 190.9
3VA4125-5ED14-3AA0 | MCCB_UL_FS125_25A_1P_35kA_TM_ FTFM | 108.86
3VA4125-5ED34-0AA0 | MCCB_UL_FS125_25A_3P_35KA_TM_ FTFM | 213.33
3VA4135-6ED14-3AA0 | MCCB_UL_FS125_35A_1P_65kA_TM_ FTFM | 120.89
3VA4135-6ED54-0AA0 | MCCB_UL_FS125_35A_1P_65kA_TM_ FTFM | 193.64
3VA4140-4ED24-3AA0 | MCCB_UL_FS125_40A_2P_25KA_TM_ FTFM | 178.87
3VA4140-4ED34-3AA0 | MCCB_UL_FS125_40A_3P_25KA_TM_ FTFM | 192
3VA4145-5ED34-3AA0 | MCCB_UL_FS125_45A_3P_35KA_TM_ FTFM | 213.88
3VA4145-6ED14-3AA0 | MCCB_UL_FS125_45A_1P_65kA_TM_ FTFM | 120.89
3VA4145-6ED34-0AA0 | MCCB_UL_FS125_45A_3P_65KA_TM_ FTFM | 233.57
3VA4145-6ED34-3AA0 | MCCB_UL_FS125_45A_3P_65KA_TM_ FTFM | 233.57
3VA4145-6ED54-0AA0 | MCCB_UL_FS125_45A_1P_65kA_TM_ FTFM | 193.64
3VA4150-6ED14-0AA0 | MCCB_UL_FS125_50A_1P_65kA_TM_ FTFM | 120.89
3VA4150-6ED14-1AA0 | MCCB_UL_FS125_50A_1P_65kA_TM_ FTFM | 131.83
3VA4150-6ED14-3AA0 | MCCB_UL_FS125_50A_1P_65kA_TM_ FTFM | 120.89
3VA4150-6ED34-0AA0 | MCCB_UL_FS125_50A_3P_65KA_TM_ FTFM | 233.57
3VL1706-1EH43-2HB1 | CIRCUIT-BREAKER VL160X N | 851.68
3VL1706-1EH43-2JA0 | CIRCUIT-BREAKER VL160X N | 766
3VL1706-2DA33-0AD1 | CIRCUIT-BREAKER VL160X H | 618.81
3VA6580-7HN46-0AA0 | MCCB_UL_FS800_800A_4P_100KA_ETU3_LSI | 4573.11
3VA6580-7HN46-2AA0 | MCCB_UL_FS800_800A_4P_100KA_ETU3_LSI | 4999.78
3VA6580-7JP32-0AA0 | MCCB_UL_FS800_800A_3P_100KA_ETU5_LSI | 3550.17
3VL1708-1EA43-0AB1 | CIRCUIT-BREAKER VL160X N | 693.39
3VL1708-1EH43-0AA0 | CIRCUIT-BREAKER VL160X N | 582.84
3SU1401-1BF24-1AA0 | Traffic light LED module, rd-grn-ylw | 30.58
3SU1401-1BF24-3AA0 | Traffic light LED module, rd-grn-ylw | 30.58
3SU1802-0AR00-2AB1 | Enclosure plastic, 2 control points | 68
3VA1196-3ED26-0KA0 | MCCB_IEC_FS160_16A_2P_25KA_TM_ FTFM | 291.07
3VA1225-4EE32-0AA0 | MCCB_IEC_FS250_250A_3P_36KA_TM_ ATFM | 779.9
3VA1225-4EE42-0AA0 | MCCB_IEC_FS250_250A_4P_36KA_TM_ ATFM | 1016.65
3VA1225-4GE42-0AA0 | MCCB_IEC_FS250_250A_4P_36KA_TM_ ATFM | 1016.65
3VA1340-1AA32-0DC0 | SD_IEC_FS400_400A_3P | 947.02
3VA1340-1AA32-0DD0 | SD_IEC_FS400_400A_3P | 974.87
3VA1340-4EF32-0KD0 | MCCB_IEC_FS400_400A_3P_36KA_TM_ ATAM | 1302.15
3VA1220-5EE32-0AA0 | MCCB_IEC_FS250_200A_3P_55KA_TM_ ATFM | 765.98
3VA1463-5EE42-0AA0 | MCCB_IEC_FS630_630A_4P_55KA_TM_ ATFM | 2179.55
3VA1463-5EF32-0CB0 | MCCB_IEC_FS630_630A_3P_55KA_TM_ ATAM | 1949.75
3VA1463-5EF32-0DH0 | MCCB_IEC_FS630_630A_3P_55KA_TM_ ATAM | 1949.75
3VA1463-5EF32-0KH0 | MCCB_IEC_FS630_630A_3P_55KA_TM_ ATAM | 1928.86
3VA2110-0HL32-0AA0 | MCCB_IEC_FS160_3P_200KA_ETU320_ LI | 702.92
3VA2110-0HL46-0AA0 | MCCB_IEC_FS160_4P_200KA_ETU320_ LI | 990.23
3VA2110-0HM32-0AA0 | MCCB_IEC_FS160_3P_200KA_ETU330_ LIG | 929.1
3VA2110-0HM42-0AA0 | MCCB_IEC_FS160_4P_200KA_ETU330_ LIG | 1185.82
3VA2140-0HN32-0AA0 | MCCB_IEC_FS160_3P_200KA_ETU350_ LSI | 702.92
3VA2140-0KP46-0AA0 | MCCB_IEC_FS160_4P_200KA_ETU850_ LSI | 1528.15
3VA2140-0KQ36-0AA0 | MCCB_IEC_FS160_3P_200KA_ETU860_ LSIG | 1424.22
3VA2140-0MQ32-0AA0 | MCCB_IEC_FS160_3P_200KA_ETU860M_ LSIG | 1075.8
3VA1340-4EF32-0DE0 | MCCB_IEC_FS400_400A_3P_36KA_TM_ ATAM | 1350.9
3VA1450-4GE42-0AA0 | MCCB_IEC_FS630_500A_4P_36KA_TM_ ATFM | 1838.33
3VA1220-5GE42-0AA0 | MCCB_IEC_FS250_200A_4P_55KA_TM_ ATFM | 988.81
3VA1463-4EF32-0BH0 | MCCB_IEC_FS630_630A_3P_36KA_TM_ ATAM | 1782.63
3VA1180-3EE32-0KA0 | MCCB_IEC_FS160_80A_3P_25KA_TM_ ATFM | 321.7
3VA1220-6EE42-0AA0 | MCCB_IEC_FS250_200A_4P_70KA_TM_ ATFM | 1135.04
3VA1510-6EF42-0BA0 | MCCB_IEC_FS1000_1000A_4P_70KA_TM_ ATAM | 4425.46
3VA2110-0MQ32-0AA0 | MCCB_IEC_FS160_3P_200KA_ETU860M_ LSIG | 1130.81
3VA2125-0HL36-0AA0 | MCCB_IEC_FS160_3P_200KA_ETU320_ LI | 678.5
3VA2125-0HN46-0AA0 | MCCB_IEC_FS160_4P_200KA_ETU350_ LSI | 971.9
3VA2125-0MQ36-0AA0 | MCCB_IEC_FS160_3P_200KA_ETU860M_ LSIG | 1112.48
3VA2140-0MQ36-0AA0 | MCCB_IEC_FS160_3P_200KA_ETU860M_ LSIG | 1112.48
3VA2163-0HM42-0AA0 | MCCB_IEC_FS160_4P_200KA_ETU330_ LIG | 1094.13
3VA2163-0KQ36-0AA0 | MCCB_IEC_FS160_3P_200KA_ETU860_ LSIG | 1424.22
3VA2116-0HL36-0AA0 | MCCB_IEC_FS160_3P_200KA_ETU320_ LI | 1057.46
3VA2116-0KQ36-0AA0 | MCCB_IEC_FS160_3P_200KA_ETU860_ LSIG | 1827.63
3VA2225-5HN42-0BB0 | MCCB_IEC_FS250_250A_4P_55KA_ETU3_LSI | 1424.22
3VA2216-0MN32-0AA0 | MCCB_IEC_FS250_3P_200KA_ETU350M_ LSI | 1051.35
3VA2225-5KP42-0AL0 | MCCB_IEC_FS250_250A_4P_55KA_ETU8_LSI | 2193.47
3VA2340-5HL32-0KK0 | MCCB_IEC_FS400_400A_3P_55KA_ETU3_LI | 1545.88
3VA2440-8JQ42-0AA0 | MCCB_IEC_FS630_400A_4P_150KA_ETU5_LSIG | 3801.99
3VA2220-0MS32-0AA0 | MCCB_IEC_FS250_3P_200KA_ETU310M_I | 1075.8
3VA2463-0HM42-0AA0 | MCCB_IEC_FS630_4P_200KA_ETU330_ LIG | 3563.59
3VA2463-5HN42-0AB0 | MCCB_IEC_FS630_630A_4P_55KA_ETU3_LSI | 2646.09
3VA2463-5JP32-0KG0 | MCCB_IEC_FS630_630A_3P_55KA_ETU5_LSI | 2576.45
3VA2463-5JP32-0KJ0 | MCCB_IEC_FS630_630A_3P_55KA_ETU5_LSI | 2604.31
3VA2463-8KP42-0AA0 | MCCB_IEC_FS630_630A_4P_150KA_ETU8_LSI | 3753.08
3VA2510-5HL32-0KF0 | MCCB_IEC_FS1000_1000A_3P_55KA_ETU3_LI | 3732.38
3VA4160-6ED24-0AA0 | MCCB_UL_FS125_60A_2P_65KA_TM_ FTFM | 218.27
3VA4170-4ED24-3AA0 | MCCB_UL_FS125_70A_2P_25KA_TM_ FTFM | 196.94
3SU1150-2BC60-1BA0 | Selector switch, O-I, black, white | 20.27
3SU1150-2CF60-1BA0 | Selector switch, O-I, black, white | 23.99
3SU1801-0BF00-3NB1 | Enclosure plastic, 1 control point | 209.54
3SU1802-0AP00-2AB1 | Enclosure plastic, 2 control points | 70.92
3VA4111-4ED34-3AA0 | MCCB_UL_FS125_110A_3P_25KA_TM_ FTFM | 310.7
3VA5580-7EC36-0AA0 | MCCB_UL_FS800_800A_3P_100KA_TM_ FTAM | 2953.91
3VA6110-0HM41-0AA0 | MCCB_UL_FS150_4P_200KA_ETU330_ LIG | 1247.21
3VA4111-6ED34-3AA0 | MCCB_UL_FS125_110A_3P_65KA_TM_ FTFM | 379.08
3VA6340-0HN41-0AA0 | MCCB_UL_FS400_4P_200KA_ETU350_ LSI | 2658.52
3VA6340-0KT31-0AA0 | MCCB_UL_FS400_3P_200KA_ETU856_ LSI | 2740.58
3VA4125-5ED14-1AA0 | MCCB_UL_FS125_25A_1P_35kA_TM_ FTFM | 121.44
3VA4125-5ED24-3AA0 | MCCB_UL_FS125_25A_2P_35KA_TM_ FTFM | 198.58
3VA4130-6ED34-1AA0 | MCCB_UL_FS125_30A_3P_65KA_TM_ FTFM | 245.06
3VA4135-4ED34-1AA0 | MCCB_UL_FS125_35A_3P_25KA_TM_ FTFM | 201.86
3VA4135-6ED24-3AA0 | MCCB_UL_FS125_35A_2P_65KA_TM_ FTFM | 218.27
3VA4140-4ED14-3AA0 | MCCB_UL_FS125_40A_1P_25kA_TM_ FTFM | 98.46
3VA6440-5HL31-0AB0 | MCCB_UL_FS600_400A_3P_35KA_ETU3_LI | 2820.38
3VA4140-6ED34-3AA0 | MCCB_UL_FS125_40A_3P_65KA_TM_ FTFM | 233.57
3VA4145-5ED24-0AA0 | MCCB_UL_FS125_45A_2P_35KA_TM_ FTFM | 198.58
3VA6115-0HL31-0AA0 | MCCB_UL_FS150_3P_200KA_ETU320_ LI | 1088.57
3VA6580-7HL46-0AA0 | MCCB_UL_FS800_800A_4P_100KA_ETU3_LI | 4480.11
3VA6580-7HM32-2AA0 | MCCB_UL_FS800_800A_3P_100KA_ETU3_LIG | 3626.75
3VL1706-1EH43-0AD1 | CIRCUIT-BREAKER VL160X N | 658.72
3VL1708-1DA36-0AA0 | CIRCUIT-BREAKER VL160X N | 450.05
3VA4150-6ED34-3AA0 | MCCB_UL_FS125_50A_3P_65KA_TM_ FTFM | 233.57
3VA6580-7HL36-0AA0 | MCCB_UL_FS800_800A_3P_100KA_ETU3_LI | 3358.72
3VL1706-1EH43-0AA0 | CIRCUIT-BREAKER VL160X N | 549.47
3VL1706-2DA36-0AA0 | CIRCUIT-BREAKER VL160X H | 491.91
3VA6580-7HN32-0AA0 | MCCB_UL_FS800_800A_3P_100KA_ETU3_LSI | 3139.89
3VA6580-7HN42-0AA0 | MCCB_UL_FS800_800A_4P_100KA_ETU3_LSI | 4162.85
3SX5110-0BK | Servicebox: position switch | 286.91
3SU1803-0AT00-2AB1 | Enclosure plastic, 3 control points | 86.59
3SU1900-0KR80-0AA0 | Connector for Interface Module | 12.79
3VA1116-3EE36-0LC0 | MCCB_IEC_FS160_160A_3P_25KA_TM_ ATFM | 786.87
3VA1080-4ED42-0BF0 | MCCB_IEC_FS100_80A_4P_36KA_TM_ FTFM | 454.71
3VA1225-6EE32-0AA0 | MCCB_IEC_FS250_250A_3P_70KA_TM_ ATFM | 974.87
3VA1325-6MH32-0DG0 | MCCB_IEC_FS400_250A_3P_70KA_TM_ AM | 1063.58
3VA1332-5EE42-0AA0 | MCCB_IEC_FS400_320A_4P_55KA_TM_ ATFM | 1538.91
3VA1332-5EF32-0BA0 | MCCB_IEC_FS400_320A_3P_55KA_TM_ ATAM | 1357.87
3VA1340-1AA32-0BA0 | SD_IEC_FS400_400A_3P | 912.2
3VA1340-5EF32-0CA0 | MCCB_IEC_FS400_400A_3P_55KA_TM_ ATAM | 1357.87
3VA1340-5EF42-0BB0 | MCCB_IEC_FS400_400A_4P_55KA_TM_ ATAM | 1789.6
3VA1450-7EF32-0KE0 | MCCB_IEC_FS630_500A_3p_110KA_TM_ ATAM | 2179.55
3VA1463-4EF32-0KB0 | MCCB_IEC_FS630_630A_3P_36KA_TM_ ATAM | 1768.71
3VA1463-5GF42-0DH0 | MCCB_IEC_FS630_630A_4P_55KA_TM_ ATAM | 2472
3VA1463-6EE42-0AA0 | MCCB_IEC_FS630_630A_4P_70KA_TM_ ATFM | 2472
3VA1463-7EF32-0AH0 | MCCB_IEC_FS630_630A_3p_110KA_TM_ ATAM | 2896.78
3VA1510-5GF42-0CC0 | MCCB_IEC_FS1000_1000A_4P_55KA_TM_ ATAM | 4644.58
3VA2063-6HN42-0AF0 | MCCB_IEC_FS100_63A_4P_85KA_ETU3_LSI | 807.76
3VA2110-0KQ32-0AA0 | MCCB_IEC_FS160_3P_200KA_ETU860_ LSIG | 1454.78
3VA2110-0MS36-0AA0 | MCCB_IEC_FS160_3P_200KA_ETU310M_I | 501.84
3VA2125-0KQ46-0AA0 | MCCB_IEC_FS160_4P_200KA_ETU860_ LSIG | 1668.73
3VA2140-0HL42-0AA0 | MCCB_IEC_FS160_4P_200KA_ETU320_ LI | 880.19
3VA2163-0HL42-0AA0 | MCCB_IEC_FS160_4P_200KA_ETU320_ LI | 880.19
3VA2225-0HN32-0AF0 | MCCB_IEC_FS250_3P_200KA_ETU350_ LSI | 1678.18
3VA2163-0MS36-0AA0 | MCCB_IEC_FS160_3P_200KA_ETU310M_I | 473.12
3VA2116-0HL32-0AA0 | MCCB_IEC_FS160_3P_200KA_ETU320_ LI | 1045.25
3VA2325-8HL32-0AA0 | MCCB_IEC_FS400_250A_3P_150KA_ETU3_LI | 1699.28
3VA2325-8HN32-0AA0 | MCCB_IEC_FS400_250A_3P_150KA_ETU3_LSI | 1784.87
3VA2340-0KP32-0AA0 | MCCB_IEC_FS400_3P_200KA_ETU850_ LSI | 2469.47
3VA2340-0KQ32-0AA0 | MCCB_IEC_FS400_3P_200KA_ETU860_ LSIG | 2597.83
3VA2450-5JP42-0AF0 | MCCB_IEC_FS630_500A_4P_55KA_ETU5_LSI | 2695.62
3VA2220-0MN32-0AA0 | MCCB_IEC_FS250_3P_200KA_ETU350M_ LSI | 1259.17
3VA2325-0HL32-0AA0 | MCCB_IEC_FS400_3P_200KA_ETU320_ LI | 1809.3
3VA2325-0HN32-0AA0 | MCCB_IEC_FS400_3P_200KA_ETU350_ LSI | 1913.22
3VA2463-5HN32-0LL0 | MCCB_IEC_FS630_630A_3P_55KA_ETU3_LSI | 2290.95
3VA2463-7HN42-0KF0 | MCCB_IEC_FS630_630A_4P_110KA_ETU3_LSI | 3307.62
3VA1063-3ED32-0LC0 | MCCB_IEC_FS100_63A_3P_25KA_TM_ FTFM | 453.32
3VA1225-4FF42-0KA0 | MCCB_IEC_FS250_250A_4P_36KA_TM_ ATAM | 1162.88
3VA1225-6GE42-0AA0 | MCCB_IEC_FS250_250A_4P_70KA_TM_ ATFM | 1267.34
3VA1325-7MH32-0AH0 | MCCB_IEC_FS400_250A_3p_110KA_TM_ AM | 1956.71
3VA1332-7GE42-0AA0 | MCCB_IEC_FS400_320A_4p_110kA_TM_ ATFM | 1894.05
3VA1340-1AA42-0KB0 | SD_IEC_FS400_400A_4P | 1190.74
3VA1340-6EF32-0CH0 | MCCB_IEC_FS400_400A_3P_70KA_TM_ ATAM | 1594.61
3VA1450-4EF32-0KG0 | MCCB_IEC_FS630_500A_3P_36KA_TM_ ATAM | 1442.55
3VA1463-5EF42-0AC0 | MCCB_IEC_FS630_630A_4P_55KA_TM_ ATAM | 2339.7
3VA1510-5GF42-0BC0 | MCCB_IEC_FS1000_1000A_4P_55KA_TM_ ATAM | 4644.58
3VA2110-0HM46-0AA0 | MCCB_IEC_FS160_4P_200KA_ETU330_ LIG | 1204.16
3VA2110-0KP36-0AA0 | MCCB_IEC_FS160_3P_200KA_ETU850_ LSI | 1344.75
3VA2116-0HM36-0AA0 | MCCB_IEC_FS160_3P_200KA_ETU330_ LIG | 1308.08
3VA2116-0HM42-0AA0 | MCCB_IEC_FS160_4P_200KA_ETU330_ LIG | 1662.6
3VA2116-0KP32-0AA0 | MCCB_IEC_FS160_3P_200KA_ETU850_ LSI | 1680.95
3VA2116-0KP32-0AF0 | MCCB_IEC_FS160_3P_200KA_ETU850_ LSI | 1949.75
3VA2225-5JP42-0KL0 | MCCB_IEC_FS250_250A_4P_55KA_ETU5_LSI | 2068.13
3VA2225-6HL42-0AG0 | MCCB_IEC_FS250_250A_4P_85KA_ETU3_LI | 1629.43
3VA2440-8HK42-0AA0 | MCCB_IEC_FS630_400A_4P_150KA_ETU3_ ELISA | 3092.94
3VA2440-8KP32-0AA0 | MCCB_IEC_FS630_400A_3P_150KA_ETU8_LSI | 2970.68
3VA2440-8KQ32-0AA0 | MCCB_IEC_FS630_400A_3P_150KA_ETU8_LSIG | 3117.38
3VA2463-5HL32-0KK0 | MCCB_IEC_FS630_630A_3P_55KA_ETU3_LI | 2054.2
3VA2325-0KP32-0AA0 | MCCB_IEC_FS400_3P_200KA_ETU850_ LSI | 2469.47
3VA2463-5HN32-0KF0 | MCCB_IEC_FS630_630A_3P_55KA_ETU3_LSI | 2116.88
3VA2463-5HN32-0KJ0 | MCCB_IEC_FS630_630A_3P_55KA_ETU3_LSI | 1907.1
3VA1110-4EF42-0BH0 | MCCB_IEC_FS160_100A_4P_36KA_TM_ ATAM | 591.19
3VA1116-3EE32-0LC0 | MCCB_IEC_FS160_160A_3P_25KA_TM_ ATFM | 765.98
3VA1025-3ED46-0KD0 | MCCB_IEC_FS100_25A_4P_25KA_TM_ FTFM | 397.94
3VA1332-4EF32-0KF0 | MCCB_IEC_FS400_320A_3P_36KA_TM_ ATAM | 1267.34
3VA1332-5GF42-0AF0 | MCCB_IEC_FS400_320A_4P_55KA_TM_ ATAM | 1664.25
3VA1332-6EE32-0AA0 | MCCB_IEC_FS400_320A_3P_70KA_TM_ ATFM | 1336.98
3VA1332-6EE42-0AA0 | MCCB_IEC_FS400_320A_4P_70KA_TM_ ATFM | 1733.88
3VA1463-1AA32-0KB0 | SD_IEC_FS630_630A_3P | 1204.66
3VA1463-4EF32-0AF0 | MCCB_IEC_FS630_630A_3P_36KA_TM_ ATAM | 1657.29
3VA1463-4EF32-0DH0 | MCCB_IEC_FS630_630A_3P_36KA_TM_ ATAM | 1789.6
3VA1463-4EF42-0BC0 | MCCB_IEC_FS630_630A_4P_36KA_TM_ ATAM | 2263.11
3VA1463-5EE32-0AA0 | MCCB_IEC_FS630_630A_3P_55KA_TM_ ATFM | 1671.21
3VA2110-0KQ36-0AA0 | MCCB_IEC_FS160_3P_200KA_ETU860_ LSIG | 1473.11
3VA2110-0KQ46-0AA0 | MCCB_IEC_FS160_4P_200KA_ETU860_ LSIG | 1717.61
3VA2025-5HL32-0AH0 | MCCB_IEC_FS100_25A_3P_55KA_ETU3_LI | 566.81
3VA2040-5HL32-0BE0 | MCCB_IEC_FS100_40A_3P_55KA_ETU3_LI | 710.26
3VA2140-0KP42-0AA0 | MCCB_IEC_FS160_4P_200KA_ETU850_ LSI | 1485.35
3VA2140-0KQ32-0AA0 | MCCB_IEC_FS160_3P_200KA_ETU860_ LSIG | 1405.89
3VA2140-0KQ46-0AA0 | MCCB_IEC_FS160_4P_200KA_ETU860_ LSIG | 1668.73
3VA2140-0MS32-0AA0 | MCCB_IEC_FS160_3P_200KA_ETU310M_I | 449.27
3VA2225-5JQ42-0KL0 | MCCB_IEC_FS250_250A_4P_55KA_ETU5_LSIG | 2318.81
3VA2325-7MS32-0AC0 | MCCB_IEC_FS400_250A_3P_110KA_ETU3_AM | 1524.99
3VA2325-8HK42-0AA0 | MCCB_IEC_FS400_250A_4P_150KA_ETU3_ ELISA | 2243.29
3VA2325-8JP32-0AA0 | MCCB_IEC_FS400_250A_3P_150KA_ETU5_LSI | 2169.94
3VA2440-8JP32-0AA0 | MCCB_IEC_FS630_400A_3P_150KA_ETU5_LSI | 2793.41
3VA2440-8JQ32-0AA0 | MCCB_IEC_FS630_400A_3P_150KA_ETU5_LSIG | 3025.7
3VA2440-8KP42-0AA0 | MCCB_IEC_FS630_400A_4P_150KA_ETU8_LSI | 3753.08
3VA2440-8KQ42-0AA0 | MCCB_IEC_FS630_400A_4P_150KA_ETU8_LSIG | 3893.65
3VA2325-0HM32-0AA0 | MCCB_IEC_FS400_3P_200KA_ETU330_ LIG | 2029.36
3VA2325-0HN42-0AA0 | MCCB_IEC_FS400_4P_200KA_ETU350_ LSI | 2542.82
3VA2325-0KP42-0AA0 | MCCB_IEC_FS400_4P_200KA_ETU850_ LSI | 3105.16
3VA2325-0KQ32-0AA0 | MCCB_IEC_FS400_3P_200KA_ETU860_ LSIG | 2597.83
3VA2325-0MQ32-0AA0 | MCCB_IEC_FS400_3P_200KA_ETU860M_ LSIG | 2206.61
3VA2340-6HN42-0KA0 | MCCB_IEC_FS400_400A_4P_85KA_ETU3_LSI | 2270.06
3VA2463-5HN42-0BH0 | MCCB_IEC_FS630_630A_4P_55KA_ETU3_LSI | 2414.43
3VA2463-5JP32-0JJ0 | MCCB_IEC_FS630_630A_3P_55KA_ETU5_LSI | 2604.31
3VA4160-6ED34-1AA0 | MCCB_UL_FS125_60A_3P_65KA_TM_ FTFM | 245.06
3VA4170-4ED24-1AA0 | MCCB_UL_FS125_70A_2P_25KA_TM_ FTFM | 208.97
3VA4170-4ED54-0AA0 | MCCB_UL_FS125_70A_1P_25kA_TM_ FTFM | 173.4
3VA4170-5ED14-1AA0 | MCCB_UL_FS125_70A_1P_35kA_TM_ FTFM | 131.83
3VA4170-5ED54-0AA0 | MCCB_UL_FS125_70A_1P_35kA_TM_ FTFM | 193.1
3VA1220-4EE42-0AA0 | MCCB_IEC_FS250_200A_4P_36KA_TM_ ATFM | 905.24
3VA1340-4EF32-0KH0 | MCCB_IEC_FS400_400A_3P_36KA_TM_ ATAM | 1302.15
3VA1220-5EE42-0AA0 | MCCB_IEC_FS250_200A_4P_55KA_TM_ ATFM | 988.81
3VA1340-4GE42-0AA0 | MCCB_IEC_FS400_400A_4P_36KA_TM_ ATFM | 1378.76
3VA1340-5EF32-0AB0 | MCCB_IEC_FS400_400A_3P_55KA_TM_ ATAM | 1316.08
3VA1580-5EF32-0KF0 | MCCB_IEC_FS1000_800A_3P_55KA_TM_ ATAM | 2279.98
3VA1580-5GF42-0LG0 | MCCB_IEC_FS1000_800A_4P_55KA_TM_ ATAM | 3488.66
3VA1580-6EF32-0BH0 | MCCB_IEC_FS1000_800A_3P_70KA_TM_ ATAM | 2555.04
3VA2010-5HL32-0DB0 | MCCB_IEC_FS100_100A_3P_55KA_ETU3_LI | 724.2
3VA2125-0MS36-0AA0 | MCCB_IEC_FS160_3P_200KA_ETU310M_I | 473.12
3VA2110-5MN36-0KB0 | MCCB_IEC_FS160_100A_3P_55KA_ETU3_LSI | 759.01
3VA2140-0HL32-0AA0 | MCCB_IEC_FS160_3P_200KA_ETU320_ LI | 654.02
3VA2140-0HL36-0AA0 | MCCB_IEC_FS160_3P_200KA_ETU320_ LI | 678.5
3VA2163-0KP32-0AA0 | MCCB_IEC_FS160_3P_200KA_ETU850_ LSI | 1277.51
3VA2163-0KP36-0AA0 | MCCB_IEC_FS160_3P_200KA_ETU850_ LSI | 1301.97
3VA2163-0MQ36-0AA0 | MCCB_IEC_FS160_3P_200KA_ETU860M_ LSIG | 1112.48
3VA2163-0MS32-0AA0 | MCCB_IEC_FS160_3P_200KA_ETU310M_I | 449.27
3VA2340-0HN32-0AA0 | MCCB_IEC_FS400_3P_200KA_ETU350_ LSI | 1913.22
3VA2225-6HL32-0DK0 | MCCB_IEC_FS250_250A_3P_85KA_ETU3_LI | 1371.79
3VA2216-5MP32-0AB0 | MCCB_IEC_FS250_160A_3p_55kA_ETU5_LSI | 1845.3
3VA2225-6HN42-0BH0 | MCCB_IEC_FS250_250A_4P_85KA_ETU3_LSI | 1803.52
3VA2450-5MP32-0DH0 | MCCB_IEC_FS630_500A_3p_55kA_ETU5_LSI | 2646.09
3VA2450-5MQ32-0DH0 | MCCB_IEC_FS630_500A_3P_55KA_ETU8_LSIG | 2841.06
3VA2463-0HM32-0AA0 | MCCB_IEC_FS630_3P_200KA_ETU330_ LIG | 2701.73
3VA2463-0HN32-0KF0 | MCCB_IEC_FS630_3P_200KA_ETU350_ LSI | 3042.99
3VA2463-8HN42-0AA0 | MCCB_IEC_FS630_630A_4P_150KA_ETU3_LSI | 3190.74
3VA2463-8JQ32-0AA0 | MCCB_IEC_FS630_630A_3P_150KA_ETU5_LSIG | 3025.7
3VA2463-8KQ42-0AA0 | MCCB_IEC_FS630_630A_4P_150KA_ETU8_LSIG | 3893.65
3VA4160-5ED14-3AA0 | MCCB_UL_FS125_60A_1P_35kA_TM_ FTFM | 108.86
3VA4160-6ED14-0AA0 | MCCB_UL_FS125_60A_1P_65kA_TM_ FTFM | 120.89
3VA2325-5MN32-0DE0 | MCCB_IEC_FS400_250A_3P_55KA_ETU3_LSI | 1754.77
3VA2325-5MN32-0HB0 | MCCB_IEC_FS400_250A_3P_55KA_ETU3_LSI | 1692.1
3VA4160-4ED34-1AA0 | MCCB_UL_FS125_60A_3P_25KA_TM_ FTFM | 201.86
3VA4160-4ED34-3AA0 | MCCB_UL_FS125_60A_3P_25KA_TM_ FTFM | 192
3VA4180-5ED24-3AA0 | MCCB_UL_FS125_80A_2P_35KA_TM_ FTFM | 217.72
3VA4180-6ED24-1AA0 | MCCB_UL_FS125_80A_2P_65KA_TM_ FTFM | 251.63
3VA4180-6ED34-3AA0 | MCCB_UL_FS125_80A_3P_65KA_TM_ FTFM | 259.84
3VA4180-6ED54-0AA0 | MCCB_UL_FS125_80A_1P_65kA_TM_ FTFM | 212.24
3VA2340-8HM32-0AA0 | MCCB_IEC_FS400_400A_3P_150KA_ETU3_LIG | 1925.44
3VA2340-8HN32-0AA0 | MCCB_IEC_FS400_400A_3P_150KA_ETU3_LSI | 1784.87
3VA4195-4ED34-3AA0 | MCCB_UL_FS125_15A_3P_25KA_TM_ FTFM | 192
3VA4195-6ED14-0AA0 | MCCB_UL_FS125_15A_1P_65kA_TM_ FTFM | 120.89
3VA2340-8HN42-0AA0 | MCCB_IEC_FS400_400A_4P_150KA_ETU3_LSI | 2341.1
3VA5220-5ED41-0AA0 | MCCB_UL_FS250_200A_4P_35KA_TM_ FTFM | 897.12
3VA2463-7HL32-0KJ0 | MCCB_IEC_FS630_630A_3P_110KA_ETU3_LI | 2485.94
3VA5220-6EF31-0AA0 | MCCB_UL_FS250_200A_3P_65KA_TM_ ATAM | 836.93
3VA5220-6GC41-0AA0 | MCCB_UL_FS250_200A_4P_65KA_TM_ FTAM | 1039.34
3VA5245-5ED31-1AA0 | MCCB_UL_FS250_40A_3P_35KA_TM_ FTFM | 461.15
3VA5245-6ED31-0AA0 | MCCB_UL_FS250_40A_3P_65KA_TM_ FTFM | 515.84
3VA5250-5ED41-0AA0 | MCCB_UL_FS250_50A_4P_35KA_TM_ FTFM | 585.31
3VA5250-5ED61-0AA0 | MCCB_UL_FS250_50A_2P_35KA_TM_ FTFM | 403.71
3VA2580-5HN32-0KF0 | MCCB_IEC_FS1000_800A_3P_55KA_ETU3_LSI | 2512.24
3VA5270-7EC31-1AA0 | MCCB_UL_FS250_70A_3P_100KA_TM_ FTAM | 634.56
3VA5270-7ED31-1AA0 | MCCB_UL_FS250_70A_3P_100KA_TM_ FTFM | 618.11
3VL1708-1EH43-8TA0 | CIRCUIT-BREAKER VL160X N | 747.02
3VA6580-7JQ32-2AA0 | MCCB_UL_FS800_800A_3P_100KA_ETU5_LSIG | 4901.32
3VA6580-7JT32-0AA0 | MCCB_UL_FS800_800A_3P_100KA_ETU5_LSI | 4250.35
3VL1708-2DD36-0AA0 | CIRCUIT-BREAKER VL160X H | 542.28
3VA6580-7JT46-0AA0 | MCCB_UL_FS800_800A_4P_100KA_ETU5_LSI | 5907.84
3VA6580-7KQ46-2AA0 | MCCB_UL_FS800_800A_4P_100KA_ETU8_LSIG | 6071.92
3VA6580-7KT36-2AA0 | MCCB_UL_FS800_800A_3P_100KA_ETU8_LSI | 4835.66
3VA9477-0GX01 | Aux. switch module for rotary operators | 10.83
3VA6610-5KL46-0AA0 | MCCB_UL_FS1000_1000A_4P_35KA_ETU8_LI | 5907.84
3VL1710-2DA33-0AD1 | CIRCUIT-BREAKER VL160X H | 733.94
3VL1710-2DE36-0AA0 | CIRCUIT-BREAKER VL160X H | 492.57
3VA6610-7HN36-0AA0 | MCCB_UL_FS1000_1000A_3P_65KA_ETU3_LSI | 4611.39
3VA9671-0WE40 | Terminal cover intermediate 4P, 1pc. | 89.15
3VL1710-2EE46-0AA0 | CIRCUIT-BREAKER VL160X H | 631.9
3VL1712-1DD36-0AA0 | CIRCUIT-BREAKER VL160X N | 915.79
3VA6560-5HL46-2AA0 | MCCB_UL_FS800_600A_4P_35KA_ETU3_LI | 2932.03
3VA6560-5HN42-0AA0 | MCCB_UL_FS800_600A_4P_35KA_ETU3_LSI | 2598.36
3VA6560-5HN46-0AA0 | MCCB_UL_FS800_600A_4P_35KA_ETU3_LSI | 2784.32
3VA9603-0JC43 | CIRCULAR CONDUCTOR TER. AUX. CON. 3 PCS. | 212.24
3VA6610-7JP32-0AA0 | MCCB_UL_FS1000_1000A_3P_65KA_ETU5_LSI | 4709.87
3VA6560-5HL36-2AA0 | MCCB_UL_FS800_600A_3P_35KA_ETU3_LI | 2209.97
3VA6560-5HM42-2AA0 | MCCB_UL_FS800_600A_4P_35KA_ETU3_LIG | 3014.1
3VA6560-5HN46-2AA0 | MCCB_UL_FS800_600A_4P_35KA_ETU3_LSI | 3057.84
3VA6560-5JQ36-0AA0 | MCCB_UL_FS800_600A_3P_35KA_ETU5_LSIG | 3200.09
3VA6610-7KL42-0AA0 | MCCB_UL_FS1000_1000A_4P_65KA_ETU8_LI | 6618.95
3VA6610-7KT32-0AA0 | MCCB_UL_FS1000_1000A_3P_65KA_ETU8_LSI | 5256.87
3VA9673-0QC00 | Front bus connectors offset, 3 pcs. | 201.86
3VA6560-6HL32-0AA0 | MCCB_UL_FS800_600A_3P_65KA_ETU3_LI | 2149.79
3VA6560-6HL46-0AA0 | MCCB_UL_FS800_600A_4P_65KA_ETU3_LI | 3041.44
3VA6560-6JP36-0AA0 | MCCB_UL_FS800_600A_3P_65KA_ETU5_LSI | 2784.32
3VA9687-0GA80 | RETAINING BRACKET | 31.94
3VL1716-1DD33-2HA0 | CIRCUIT-BREAKER VL160X N | 1335.1
3VA6560-6JT32-2AA0 | MCCB_UL_FS800_600A_3P_65KA_ETU5_LSI | 3495.47
3VA6560-6KL36-0AA0 | MCCB_UL_FS800_600A_3P_65KA_ETU8_LI | 3238.35
3VA6560-6KL42-0AA0 | MCCB_UL_FS800_600A_4P_65KA_ETU8_LI | 3812.75
3VL1716-1EL46-0AA0 | CIRCUIT-BREAKER VL 160X N | 1367.15
3VL1716-2DD33-0AD1 | CIRCUIT-BREAKER VL160X H | 1450.23
3VA6560-7JP32-2AA0 | MCCB_UL_FS800_600A_3P_100KA_ETU5_LSI | 3112.55
3VL1716-2DE36-0AA0 | CIRCUIT-BREAKER VL160X H | 902.72
3VA6560-7JQ36-0AA0 | MCCB_UL_FS800_600A_3P_100KA_ETU5_LSIG | 3730.7
3VA6560-7KL42-0AA0 | MCCB_UL_FS800_600A_4P_100KA_ETU8_LI | 4042.48
3VA6560-7KT42-0AA0 | MCCB_UL_FS800_600A_4P_100KA_ETU8_LSI | 4151.89
3VA6580-5HL42-0AA0 | MCCB_UL_FS800_800A_4P_35KA_ETU3_LI | 3282.13
3VL1796-2EH43-0AA0 | CIRCUIT-BREAKER VL160X H | 632.55
3VA6580-5JP42-2AA0 | MCCB_UL_FS800_800A_4P_35KA_ETU5_LSI | 4157.35
3VA6580-5KQ36-0AA0 | MCCB_UL_FS800_800A_3P_35KA_ETU8_LSIG | 3834.63
3VA6580-6HL32-2AA0 | MCCB_UL_FS800_800A_3P_65KA_ETU3_LI | 3101.6
3VA6580-6HN32-2AA0 | MCCB_UL_FS800_800A_3P_65KA_ETU3_LSI | 3200.09
3VA4111-6ED14-0AA0 | MCCB_UL_FS125_110A_1P_65kA_TM_ FTFM | 194.72
3VA6110-0KT41-0AA0 | MCCB_UL_FS150_4P_200KA_ETU856_ LSI | 1799.69
3VA6225-0HN31-0AA0 | MCCB_UL_FS250_3P_200KA_ETU350_ LSI | 1520.73
3VA6225-5HN31-0AH0 | MCCB_UL_FS250_250A_3P_35KA_ETU3_LSI | 1077.64
3VA4112-4ED34-0AA0 | MCCB_UL_FS125_125A_3P_25KA_TM_ FTFM | 415.74
3VA4112-6ED24-1AA0 | MCCB_UL_FS125_125A_2P_65KA_TM_ FTFM | 472.1
3VA6340-0HL31-0AA0 | MCCB_UL_FS400_3P_200KA_ETU320_ LI | 1892.69
3VA6225-6HL31-0JA0 | MCCB_UL_FS250_250A_3P_65KA_ETU3_LI | 1825.46
3VA2116-6HN42-0AF0 | MCCB_IEC_FS160_160A_4P_85KA_ETU3_LSI | 1274.3
3VA2125-0KQ32-0AA0 | MCCB_IEC_FS160_3P_200KA_ETU860_ LSIG | 1405.89
3VA2125-0MN36-0AA0 | MCCB_IEC_FS160_3P_200KA_ETU350M_ LSI | 629.6
3VA2140-0HL46-0AA0 | MCCB_IEC_FS160_4P_200KA_ETU320_ LI | 916.9
3VA2140-0HM42-0AA0 | MCCB_IEC_FS160_4P_200KA_ETU330_ LIG | 1094.13
3VA2225-0HL32-0AA0 | MCCB_IEC_FS250_3P_200KA_ETU320_ LI | 1387.52
3VA2163-0HM32-0AA0 | MCCB_IEC_FS160_3P_200KA_ETU330_ LIG | 880.19
3VA2163-5HK32-0BE0 | MCCB_IEC_FS160_63A_3P_55KA_ETU3_ ELISA | 710.26
3VA2116-0KP36-0AA0 | MCCB_IEC_FS160_3P_200KA_ETU850_ LSI | 1699.28
3VA2225-5JQ32-0AK0 | MCCB_IEC_FS250_250A_3P_55KA_ETU5_LSIG | 1894.05
3VA2325-8KP32-0AA0 | MCCB_IEC_FS400_250A_3P_150KA_ETU8_LSI | 2353.33
3VA2340-0HL42-0AA0 | MCCB_IEC_FS400_4P_200KA_ETU320_ LI | 2457.22
3VA2440-8HL42-0AA0 | MCCB_IEC_FS630_400A_4P_150KA_ETU3_LI | 3092.94
3VA2440-8HM42-0AA0 | MCCB_IEC_FS630_400A_4P_150KA_ETU3_LIG | 3306.87
3VA2340-5HN32-0HK0 | MCCB_IEC_FS400_400A_3P_55KA_ETU3_LSI | 1657.29
3VA2450-5HK32-0KK0 | MCCB_IEC_FS630_500A_4P_150KA_ETU3_ ELISA | 2054.2
3VA2340-5HN42-0LH0 | MCCB_IEC_FS400_400A_4P_55KA_ETU3_LSI | 2193.47
3VA2463-0HN42-0AA0 | MCCB_IEC_FS630_4P_200KA_ETU350_ LSI | 3423.01
3VA2220-5MP32-0AH0 | MCCB_IEC_FS250_200A_3p_55kA_ETU5_LSI | 1336.98
3VA2463-5HN32-0KK0 | MCCB_IEC_FS630_630A_3P_55KA_ETU3_LSI | 2144.72
3VA2463-8HL32-0AA0 | MCCB_IEC_FS630_630A_3P_150KA_ETU3_LI | 2334.97
3VA2325-0HL42-0AA0 | MCCB_IEC_FS400_4P_200KA_ETU320_ LI | 2457.22
3VA2325-0MN32-0AA0 | MCCB_IEC_FS400_3P_200KA_ETU350M_ LSI | 1754.28
3VA2463-5JP42-0KB0 | MCCB_IEC_FS630_630A_4P_55KA_ETU5_LSI | 3168.34
3VA2463-8KP32-0AA0 | MCCB_IEC_FS630_630A_3P_150KA_ETU8_LSI | 2970.68
3VA4160-5ED24-1AA0 | MCCB_UL_FS125_60A_2P_35KA_TM_ FTFM | 210.06
3VA4160-6ED34-0AA0 | MCCB_UL_FS125_60A_3P_65KA_TM_ FTFM | 233.57
3VA4180-4ED34-0AA0 | MCCB_UL_FS125_80A_3P_25KA_TM_ FTFM | 213.33
3VA4180-5ED24-0AA0 | MCCB_UL_FS125_80A_2P_35KA_TM_ FTFM | 217.72
3VA4190-4ED14-0AA0 | MCCB_UL_FS125_90A_1P_25kA_TM_ FTFM | 108.31
3VA4190-5ED14-1AA0 | MCCB_UL_FS125_90A_1P_35kA_TM_ FTFM | 131.83
3VA4195-4ED24-0AA0 | MCCB_UL_FS125_15A_2P_25KA_TM_ FTFM | 178.87
3VA2340-8HL42-0AA0 | MCCB_IEC_FS400_400A_4P_150KA_ETU3_LI | 2243.29
3VA4195-6ED54-0AA0 | MCCB_UL_FS125_15A_1P_65kA_TM_ FTFM | 193.64
3VA5110-1BB31-0HC0 | MCS_UL_FS125_100A_3P_65KA | 523.41
3VA5217-7GC41-0AA0 | MCCB_UL_FS250_175A_4P_100KA_TM_ FTAM | 1137.81
3VA5220-5EC41-0AA0 | MCCB_UL_FS250_200A_4P_35KA_TM_ FTAM | 913.51
3VA2563-5HN32-0BA0 | MCCB_IEC_FS1000_630A_3P_55KA_ETU3_LSI | 2200.44
3VA5220-7GC41-0AA0 | MCCB_UL_FS250_200A_4P_100KA_TM_ FTAM | 1137.81
3VA5225-6GF41-0AA0 | MCCB_UL_FS250_250A_4P_65KA_TM_ ATAM | 1219.87
3VA5240-7ED31-0AA0 | MCCB_UL_FS250_40A_3P_100KA_TM_ FTFM | 568.91
3VA2580-5HL42-0DF0 | MCCB_IEC_FS1000_800A_4P_55KA_ETU3_LI | 3648.82
3VA5250-6ED41-0AA0 | MCCB_UL_FS250_50A_4P_65KA_TM_ FTFM | 667.36
3VA2580-5HN32-0DB0 | MCCB_IEC_FS1000_800A_3P_55KA_ETU3_LSI | 2910.7
3VA5270-7EC31-0AA0 | MCCB_UL_FS250_70A_3P_100KA_TM_ FTAM | 623.6
3VA5280-5ED41-0AA0 | MCCB_UL_FS250_80A_4P_35KA_TM_ FTFM | 629.1
3VA5280-7EC31-0AA0 | MCCB_UL_FS250_80A_3P_100KA_TM_ FTAM | 623.6
3VA5290-7GC41-0AA0 | MCCB_UL_FS250_90A_4P_100KA_TM_ FTAM | 798.65
3VA2580-6KQ32-0JJ0 | MCCB_IEC_FS1000_800A_3P_85kA_ETU8_LSIG | 4310.35
3VA6160-0KQ31-0AA0 | MCCB_UL_FS150_3P_200KA_ETU860_ LSIG | 1498.83
3VA5450-1MH31-0AA0 | MCCB_UL_FS600_500A_3P_TM_ AM | 1695.76
3VA2612-5KQ32-0AA0 | MCCB_IEC_FS1250_1250A_3p_55kA_ETU8_LSIG | 4682.18
3VA5210-7EC41-0AA0 | MCCB_UL_FS250_100A_4P_100KA_TM_ FTAM | 869.75
3VA2612-7HK32-0AA0 | MCCB_IEC_FS1250_1250A_3p_110kA_TU_ ELISA | 4602.72
3VA4120-5ED34-3AA0 | MCCB_UL_FS125_20A_3P_35KA_TM_ FTFM | 213.88
3VA4125-4ED34-1AA0 | MCCB_UL_FS125_25A_3P_25KA_TM_ FTFM | 201.86
3VA4125-5ED34-1AA0 | MCCB_UL_FS125_25A_3P_35KA_TM_ FTFM | 224.29
3VA4125-6ED24-0AA0 | MCCB_UL_FS125_25A_2P_65KA_TM_ FTFM | 218.27
3VA4130-4ED34-0AA0 | MCCB_UL_FS125_30A_3P_25KA_TM_ FTFM | 192
3VA4130-5ED14-0AA0 | MCCB_UL_FS125_30A_1P_35kA_TM_ FTFM | 108.86
3VA4130-6ED24-1AA0 | MCCB_UL_FS125_30A_2P_65KA_TM_ FTFM | 229.2
3VA4135-5ED14-0AA0 | MCCB_UL_FS125_35A_1P_35kA_TM_ FTFM | 108.86
3VA4140-4ED34-0AA0 | MCCB_UL_FS125_40A_3P_25KA_TM_ FTFM | 192
3VA4145-4ED14-0AA0 | MCCB_UL_FS125_45A_1P_25kA_TM_ FTFM | 98.46
3VA6325-0KT31-0AA0 | MCCB_UL_FS400_3P_200KA_ETU856_ LSI | 2740.58
3VA4145-5ED14-3AA0 | MCCB_UL_FS125_45A_1P_35kA_TM_ FTFM | 108.86
3VA4150-4ED24-3AA0 | MCCB_UL_FS125_50A_2P_25KA_TM_ FTFM | 178.87
3VA4150-5ED24-0AA0 | MCCB_UL_FS125_50A_2P_35KA_TM_ FTFM | 198.58
3VA6580-7HM32-0AA0 | MCCB_UL_FS800_800A_3P_100KA_ETU3_LIG | 3304.02
3VL1706-2DD33-8TD1 | CIRCUIT-BREAKER VL160X H | 805.9
3VL1708-1DD36-0AA0 | CIRCUIT-BREAKER VL160X N | 469.67
3VL1708-1EH46-0AA0 | CIRCUIT-BREAKER VL160X N | 555.36
3VL1708-2DA33-0AA0 | CIRCUIT-BREAKER VL160X H | 535.73
3VA6580-7JT46-2AA0 | MCCB_UL_FS800_800A_4P_100KA_ETU5_LSI | 6400.14
3VA6460-0HM31-0AA0 | MCCB_UL_FS600_3P_200KA_ETU330_ LIG | 2844.51
3VA6580-7KT42-2AA0 | MCCB_UL_FS800_800A_4P_100KA_ETU8_LSI | 5689.02
3VA6610-5HN42-0AA0 | MCCB_UL_FS1000_1000A_4P_35KA_ETU3_LSI | 4627.8
3VA6610-5JP32-0AA0 | MCCB_UL_FS1000_1000A_3P_35KA_ETU5_LSI | 3889.33
3VL1710-1DD36-0AB1 | CIRCUIT-BREAKER VL160X N | 641.06
3VA9477-0CB10 | Max-Flex Operator, Switch. Mechanism | 162.46
3VA6610-6HL46-0AA0 | MCCB_UL_FS1000_1000A_4P_65KA_ETU3_LI | 5579.61
3VL1710-1EA43-8KD1 | CIRCUIT-BREAKER VL160X N | 986.44
3VA9573-0JB23 | Wire connector, 3 pcs. | 138.92
3VA6580-7KT46-2AA0 | MCCB_UL_FS800_800A_4P_100KA_ETU8_LSI | 6071.92
3VA6610-5HM46-0AA0 | MCCB_UL_FS1000_1000A_4P_35KA_ETU3_LIG | 5196.71
3VL1710-1DA33-0AD1 | CIRCUIT-BREAKER VL160X N | 652.18
3VA6610-5JQ46-0AA0 | MCCB_UL_FS1000_1000A_4P_35KA_ETU5_LSIG | 6673.65
3VL1710-1DA36-8TA0 | CIRCUIT-BREAKER VL160X N | 686.84
3VA6610-6HL36-0AA0 | MCCB_UL_FS1000_1000A_3P_65KA_ETU3_LI | 4201.11
3VA9583-0SB10 | Cover frame for door cut-out | 48.75
3VA6610-6KT46-0AA0 | MCCB_UL_FS1000_1000A_4P_65KA_ETU8_LSI | 6673.65
3VA6610-7HL42-0AA0 | MCCB_UL_FS1000_1000A_4P_65KA_ETU3_LI | 5689.02
3VA6610-7HM36-0AA0 | MCCB_UL_FS1000_1000A_3P_65KA_ETU3_LIG | 4764.56
3VA9603-0QC00 | FRONT CONNECTION BARS BROADENED 3 PCS | 168.49
3VA6560-5HL32-2AA0 | MCCB_UL_FS800_600A_3P_35KA_ETU3_LI | 2056.81
3VA6560-5HM46-0AA0 | MCCB_UL_FS800_600A_4P_35KA_ETU3_LIG | 2926.57
3VA6560-5HN36-2AA0 | MCCB_UL_FS800_600A_3P_35KA_ETU3_LSI | 2324.84
3VL1712-1EL46-0AA0 | CIRCUIT-BREAKER VL 160X N | 1131.65
3VA9673-0JJ24 | Wire connector, 3 pcs. | 220.44
3VA6560-5JT32-2AA0 | MCCB_UL_FS800_600A_3P_35KA_ETU5_LSI | 3156.31
3VA6560-5KL32-0AA0 | MCCB_UL_FS800_600A_3P_35KA_ETU8_LI | 2844.51
3VL1712-2DD33-0AB1 | CIRCUIT-BREAKER VL160X H | 1158.47
3VA9038-0LB11 | Handle blocking device | 38.13
3VA9673-0QA00 | Bus shield kit, 3 pcs. | 67.27
3VA9674-0QA00 | Bus shield kit, 4 pcs. | 89.15
3VA9674-0QC00 | Front bus connectors offset, 4 pcs. | 268.03
3VA9677-0FK23 | Door mounted rotary oper., std, ilu-kit | 250.01
3VA6560-5KQ42-0AA0 | MCCB_UL_FS800_600A_4P_35KA_ETU8_LSIG | 3555.63
3VA6560-5KT46-0AA0 | MCCB_UL_FS800_600A_4P_35KA_ETU8_LSI | 3752.57
3VL1716-1DA33-0AD1 | CIRCUIT-BREAKER VL160X N | 1175.49
3VA6560-6HN46-0AA0 | MCCB_UL_FS800_600A_4P_65KA_ETU3_LSI | 3134.43
3VA5270-7EF31-0AA0 | MCCB_UL_FS250_70A_3P_100KA_TM_ ATAM | 667.36
3VA2580-7MN32-0BL0 | MCCB_IEC_FS1000_800A_3P_110KA_ETU3_LSI | 3941.29
3VA6160-0HL31-0AA0 | MCCB_UL_FS150_3P_200KA_ETU320_ LI | 678.3
3VA6160-0HM31-0AA0 | MCCB_UL_FS150_3P_200KA_ETU330_ LIG | 935.39
3VA6160-0HM41-0AA0 | MCCB_UL_FS150_4P_200KA_ETU330_ LIG | 1154.21
3VA6160-0HN41-0AA0 | MCCB_UL_FS150_4P_200KA_ETU350_ LSI | 973.69
3VA5210-7GF41-0AA0 | MCCB_UL_FS250_100A_4P_100KA_TM_ ATAM | 1170.63
3VA2612-6HL32-0DH0 | MCCB_IEC_FS1250_1250A_3p_85kA_ETU3_LI | 5006.68
3VA2612-6HM42-0AA0 | MCCB_IEC_FS1250_1250A_4p_85kA_ETU3_LIG | 5904.7
3VA2612-6JP42-0AA0 | MCCB_IEC_FS1250_1250A_4p_85kA_ETU5_LSI | 6112.5
3VA5560-6EC62-0AA0 | MCCB_UL_FS800_600A_2P_65KA_TM_ FTAM | 1635.6
3VA5560-6EC66-0AA0 | MCCB_UL_FS800_600A_2P_65KA_TM_ FTAM | 1728.61
3VA5215-5EF41-0AA0 | MCCB_UL_FS250_150A_4P_35KA_TM_ ATAM | 935.39
3VA5215-6EC41-0AA0 | MCCB_UL_FS250_150A_4P_65KA_TM_ FTAM | 1012
3VA5580-0MH36-0AA0 | MCCB_UL_FS800_800A_3P_TM_ AM | 2642.12
3VA5580-1BB62-0AA0 | MCS_UL_FS800_800A_2P_100kA | 1810.63
3VA5580-1MH36-0AA0 | MCCB_UL_FS800_800A_3P_TM_ AM | 3107.09
3VA5580-5EC32-1AA0 | MCCB_UL_FS800_800A_3P_35KA_TM_ FTAM | 2242.79
3VA4110-5ED34-0AA0 | MCCB_UL_FS125_100A_3P_35KA_TM_ FTFM | 276.23
3VA6580-6JQ46-2AA0 | MCCB_UL_FS800_800A_4P_65KA_ETU5_LSIG | 6236.05
3VA6580-6JT32-2AA0 | MCCB_UL_FS800_800A_3P_65KA_ETU5_LSI | 4376.18
3VL1702-1DA36-0AA0 | CIRCUIT-BREAKER VL160X N | 421.26
3VA6580-6KQ46-0AA0 | MCCB_UL_FS800_800A_4P_65KA_ETU8_LSIG | 5213.11
3VA6580-6KT32-2AA0 | MCCB_UL_FS800_800A_3P_65KA_ETU8_LSI | 4250.35
3VL2706-1LB36-0AA0 | CIRCUIT-BREAKER VL 160N | 1046.62
3VL1703-1EA43-0AD1 | CIRCUIT-BREAKER VL160X N | 684.23
3VL1704-1DD33-0AB1 | CIRCUIT-BREAKER VL160X N | 552.1
3VL1704-1EH43-8TA0 | CIRCUIT-BREAKER VL160X N | 713.66
3VL1704-1EH43-8TD1 | CIRCUIT-BREAKER VL160X N | 822.9
3VL1705-1DA33-0AB1 | CIRCUIT-BREAKER VL160X N | 525.28
3VL2705-2DC33-0AD1 | CIRCUIT-BREAKER VL 160H | 701.23
3VL2705-2DC33-8TB1 | CIRCUIT-BREAKER VL 160H | 841.88
3VL1706-1DA33-8TA0 | CIRCUIT-BREAKER VL160X N | 603.77
3VL2706-1DC33-0AD1 | CIRCUIT-BREAKER VL 160N | 588.73
3VA6580-5HN36-2AA0 | MCCB_UL_FS800_800A_3P_35KA_ETU3_LSI | 3139.89
3VA6580-5HN42-0AA0 | MCCB_UL_FS800_800A_4P_35KA_ETU3_LSI | 3386.06
3VA6580-5HN46-0AA0 | MCCB_UL_FS800_800A_4P_35KA_ETU3_LSI | 3801.79
3VA6580-5HN46-2AA0 | MCCB_UL_FS800_800A_4P_35KA_ETU3_LSI | 4130.03
3VA6580-5KQ32-2AA0 | MCCB_UL_FS800_800A_3P_35KA_ETU8_LSIG | 3867.45
3VA6580-5KT36-0AA0 | MCCB_UL_FS800_800A_3P_35KA_ETU8_LSI | 3834.63
3VA6580-5KT36-2AA0 | MCCB_UL_FS800_800A_3P_35KA_ETU8_LSI | 4179.23
3VA6580-6JP46-2AA0 | MCCB_UL_FS800_800A_4P_65KA_ETU5_LSI | 5087.3
3VA6580-6JT42-0AA0 | MCCB_UL_FS800_800A_4P_65KA_ETU5_LSI | 5098.24
3VA6580-6JT46-2AA0 | MCCB_UL_FS800_800A_4P_65KA_ETU5_LSI | 6017.24
3VA6580-6KL32-2AA0 | MCCB_UL_FS800_800A_3P_65KA_ETU8_LI | 4135.48
3VA6580-6KL36-0AA0 | MCCB_UL_FS800_800A_3P_65KA_ETU8_LI | 4069.85
3VL1703-1DD33-8TB1 | CIRCUIT-BREAKER VL160X N | 716.27
3VL2706-1MG33-0AA0 | CIRCUIT-BREAKER VL 160N | 1295.19
3VL2706-1MG36-0AA0 | CIRCUIT-BREAKER VL 160N | 1262.49
3VL1704-1DA33-0AB1 | CIRCUIT-BREAKER VL160X N | 525.28
3VL1704-1DD33-2GB1 | CIRCUIT-BREAKER VL160X N | 768.6
3VL2706-1LA43-0AA0 | CIRCUIT-BREAKER VL 160N | 1452.19
3VL1703-1EH43-0AD1 | CIRCUIT-BREAKER VL160X N | 658.72
3VL1703-2DD33-0AA0 | CIRCUIT-BREAKER VL160X H | 532.47
3VL1704-1EA43-0AB1 | CIRCUIT-BREAKER VL160X N | 660.68
3VL1704-1EA43-0AD1 | CIRCUIT-BREAKER VL160X N | 684.23
3VL1704-2DD33-0AD1 | CIRCUIT-BREAKER VL160X H | 641.71
3VL1704-2EA43-0AA0 | CIRCUIT-BREAKER VL160X H | 660.68
3VA2612-7JP32-0AA0 | MCCB_IEC_FS1250_1250A_3p_110kA_ETU5_LSI | 5061.16
3VA4110-4ED14-3AA0 | MCCB_UL_FS125_100A_1P_25kA_TM_ FTFM | 128
3VA5560-5GC46-0AA0 | MCCB_UL_FS800_600A_4P_35KA_TM_ FTAM | 2357.66
3VA5560-7EC66-0AA0 | MCCB_UL_FS800_600A_2P_100KA_TM_ FTAM | 1892.69
3VA5570-5EC32-0AA0 | MCCB_UL_FS800_700A_3P_35KA_TM_ FTAM | 1996.64
3VA5570-5GC46-0AA0 | MCCB_UL_FS800_700A_4P_35KA_TM_ FTAM | 2784.32
3VA5570-7GC42-0AA0 | MCCB_UL_FS800_700A_4P_100KA_TM_ FTAM | 3101.6
3VA4110-6ED34-1AA0 | MCCB_UL_FS125_100A_3P_65KA_TM_ FTFM | 316.18
3VA4111-4ED14-1AA0 | MCCB_UL_FS125_110A_1P_25kA_TM_ FTFM | 172.31
3VA4111-5ED24-1AA0 | MCCB_UL_FS125_110A_2P_35KA_TM_ FTFM | 328.2
3VA6580-6JQ46-0AA0 | MCCB_UL_FS800_800A_4P_65KA_ETU5_LSIG | 5743.72
3VL1702-1DD33-8TB1 | CIRCUIT-BREAKER VL160X N | 716.27
3VA6580-6KL36-2AA0 | MCCB_UL_FS800_800A_3P_65KA_ETU8_LI | 4447.29
3VL1703-1DD33-8TD1 | CIRCUIT-BREAKER VL160X N | 739.82
3VL2706-1LF46-0AA0 | CIRCUIT-BREAKER VL 160N | 1504.52
3VL1703-2DA36-0AA0 | CIRCUIT-BREAKER VL160X H | 491.91
3VL2706-1MH33-0AA0 | CIRCUIT-BREAKER VL 160N | 1295.19
3VL1704-1DA33-0AD1 | CIRCUIT-BREAKER VL160X N | 548.83
3VL2706-1MP36-0AA0 | CIRCUIT-BREAKER VL 160N | 915.79
3VL2705-1EJ43-0AA0 | CIRCUIT-BREAKER VL 160N | 624.71
3VL2706-1NF46-0AA0 | CIRCUIT-BREAKER VL 160N | 1445.64
3VL2706-1SF33-0AA0 | CIRCUIT-BREAKER VL 160N | 1249.39
3VL2705-1EM43-0AA0 | CIRCUIT-BREAKER VL 160N | 641.06
3VL1705-1EH43-0AA0 | CIRCUIT-BREAKER VL160X N | 549.47
3VL2706-1SP36-0AA0 | CIRCUIT-BREAKER VL 160N | 804.58
3VL1705-2EH43-0AA0 | CIRCUIT-BREAKER VL160X H | 632.55
3VL2705-3DC36-0AA0 | CIRCUIT-BREAKER VL 160L | 811.13
3VL2706-1TE43-0AA0 | CIRCUIT-BREAKER VL 160N | 1262.49
3VL2706-1DC33-8TA0 | CIRCUIT-BREAKER VL 160N | 643.67
3VL1706-1DA36-8TA0 | CIRCUIT-BREAKER VL160X N | 585.45
3VL2706-1UJ46-0AA0 | CIRCUIT-BREAKER VL 160N | 2577.29
3VA6580-5JP32-2AA0 | MCCB_UL_FS800_800A_3P_35KA_ETU5_LSI | 3243.84
3VA6580-5KL42-0AA0 | MCCB_UL_FS800_800A_4P_35KA_ETU8_LI | 4228.49
3VA6580-5KT46-2AA0 | MCCB_UL_FS800_800A_4P_35KA_ETU8_LSI | 5174.81
3VA6580-6HM42-2AA0 | MCCB_UL_FS800_800A_4P_65KA_ETU3_LIG | 4392.6
3VA6580-6JP32-2AA0 | MCCB_UL_FS800_800A_3P_65KA_ETU5_LSI | 3637.7
3VA6580-6JP36-2AA0 | MCCB_UL_FS800_800A_3P_65KA_ETU5_LSI | 3949.5
3VL1702-1DD33-0AA0 | CIRCUIT-BREAKER VL160X N | 466.4
3VL1702-1EH43-0AA0 | CIRCUIT-BREAKER VL160X N | 549.47
3VA6580-6KQ42-2AA0 | MCCB_UL_FS800_800A_4P_65KA_ETU8_LSIG | 5300.64
3VL1703-1DA33-0AB1 | CIRCUIT-BREAKER VL160X N | 525.28
3VL1703-1DA33-8TA0 | CIRCUIT-BREAKER VL160X N | 603.77
3VL1703-1EA43-0AA0 | CIRCUIT-BREAKER VL160X N | 574.98
3VL2706-1ME36-0AA0 | CIRCUIT-BREAKER VL 160N | 1085.87
3VL1703-1EH46-0AA0 | CIRCUIT-BREAKER VL160X N | 522
3VL1703-2DD33-0AD1 | CIRCUIT-BREAKER VL160X H | 641.71
3VL1703-2EA46-0AA0 | CIRCUIT-BREAKER VL160X H | 631.9
3VL1704-1EA43-0AA0 | CIRCUIT-BREAKER VL160X N | 574.98
3VL2706-1ML36-0AA0 | CIRCUIT-BREAKER VL 160N | 1249.39
3VL2706-1MS36-0AA0 | CIRCUIT-BREAKER VL 160N | 987.75
3VL1704-2DA33-0AA0 | CIRCUIT-BREAKER VL160X H | 509.57
3VL2706-1NH46-0AA0 | CIRCUIT-BREAKER VL 160N | 1707.3
3VL2706-1LE36-0AA0 | CIRCUIT-BREAKER VL 160N | 1098.95
3VL2706-1MF33-0AA0 | CIRCUIT-BREAKER VL 160N | 1367.15
3VL2706-1NA43-0AA0 | CIRCUIT-BREAKER VL 160N | 1386.76
3VL1704-2DA36-0AA0 | CIRCUIT-BREAKER VL160X H | 491.91
3VL2706-1NE46-0AA0 | CIRCUIT-BREAKER VL 160N | 1360.6
3VL2705-1DC33-8CB1 | CIRCUIT-BREAKER VL 160N | 729.37
3VL1705-1DD33-8TB1 | CIRCUIT-BREAKER VL160X N | 716.27
3VL2706-1SE33-0AA0 | CIRCUIT-BREAKER VL 160N | 987.75
3VA4190-5ED34-0AA0 | MCCB_UL_FS125_90A_3P_35KA_TM_ FTFM | 235.76
3VA4190-6ED14-0AA0 | MCCB_UL_FS125_90A_1P_65kA_TM_ FTFM | 132.39
3VA4190-6ED24-0AA0 | MCCB_UL_FS125_90A_2P_65KA_TM_ FTFM | 241.25
3VA4190-6ED34-1AA0 | MCCB_UL_FS125_90A_3P_65KA_TM_ FTFM | 271.33
3VA5217-5GC41-0AA0 | MCCB_UL_FS250_175A_4P_35KA_TM_ FTAM | 913.51
3VA5217-6EF31-0AA0 | MCCB_UL_FS250_175A_3P_65KA_TM_ ATAM | 836.93
3VA5217-6EF41-0AA0 | MCCB_UL_FS250_175A_4P_65KA_TM_ ATAM | 1077.64
3VA5217-6GD41-0AA0 | MCCB_UL_FS250_175A_4P_65KA_TM_ FTFM | 1022.94
3VA5222-6GD41-0AA0 | MCCB_UL_FS250_225A_4P_65KA_TM_ FTFM | 1137.81
3VA5225-0BB31-0DC0 | MCS_UL_FS250_250A_3P_65kA | 1167.96
3VA5225-5GC41-0AA0 | MCCB_UL_FS250_250A_4P_35KA_TM_ FTAM | 1028.38
3VA5225-5GF41-0AA0 | MCCB_UL_FS250_250A_4P_35KA_TM_ ATAM | 1072.16
3VA5250-7ED61-0AA0 | MCCB_UL_FS250_50A_2P_100KA_TM_ FTFM | 505.46
3VA5260-5ED61-0AA0 | MCCB_UL_FS250_60A_2P_35KA_TM_ FTFM | 403.71
3VA5260-6ED31-1AA0 | MCCB_UL_FS250_60A_3P_65KA_TM_ FTFM | 530.06
3VA5260-7ED61-0AA0 | MCCB_UL_FS250_60A_2P_100KA_TM_ FTFM | 505.46
3VA5280-7ED31-0AA0 | MCCB_UL_FS250_80A_3P_100KA_TM_ FTFM | 607.19
3VA5290-5GD41-0AA0 | MCCB_UL_FS250_90A_4P_35KA_TM_ FTFM | 629.1
3VA5290-6GC41-0AA0 | MCCB_UL_FS250_90A_4P_65KA_TM_ FTAM | 733
3VA5290-7ED31-1AA0 | MCCB_UL_FS250_90A_3P_100KA_TM_ FTFM | 618.11
3VA5210-5EF41-0AA0 | MCCB_UL_FS250_100A_4P_35KA_TM_ ATAM | 935.39
3VA2612-5HL32-0AA0 | MCCB_IEC_FS1250_1250A_3p_55kA_ETU3_LI | 3710.31
3VA2612-5HN32-0AA0 | MCCB_IEC_FS1250_1250A_3p_55kA_ETU3_LSI | 3795.86
3VA5210-5GC41-0AA0 | MCCB_UL_FS250_100A_4P_35KA_TM_ FTAM | 678.3
3VA5460-1MH31-0AA0 | MCCB_UL_FS600_600A_3P_TM_ AM | 1695.76
3VA5211-5GC41-0AA0 | MCCB_UL_FS250_110A_4P_35KA_TM_ FTAM | 760.36
3VA5212-6EC41-0AA0 | MCCB_UL_FS250_125A_4P_65KA_TM_ FTAM | 880.71
3VA5212-7GF41-0AA0 | MCCB_UL_FS250_125A_4P_100KA_TM_ ATAM | 1170.63
3VA5560-5EC42-0AA0 | MCCB_UL_FS800_600A_4P_35KA_TM_ FTAM | 2166.21
3VA5215-6EF31-0HC0 | MCCB_UL_FS250_150A_3P_65KA_TM_ ATAM | 929.93
3VA5215-6EF41-0AA0 | MCCB_UL_FS250_150A_4P_65KA_TM_ ATAM | 1061.22
3VA5215-6GC41-0AA0 | MCCB_UL_FS250_150A_4P_65KA_TM_ FTAM | 1012
3VA5570-5EC66-0AA0 | MCCB_UL_FS800_700A_2P_35KA_TM_ FTAM | 1892.69
3VA5580-6EC42-0AA0 | MCCB_UL_FS800_800A_4P_65KA_TM_ FTAM | 3161.77
3VA4111-4ED24-1AA0 | MCCB_UL_FS125_110A_2P_25KA_TM_ FTFM | 296.49
3VA4111-4ED54-0AA0 | MCCB_UL_FS125_110A_1P_25kA_TM_ FTFM | 250.01
3VA5580-7EC42-0AA0 | MCCB_UL_FS800_800A_4P_100KA_TM_ FTAM | 3446.25
3VL1702-1EA46-0AA0 | CIRCUIT-BREAKER VL160X N | 544.9
3VA6580-6JT42-2AA0 | MCCB_UL_FS800_800A_4P_65KA_ETU5_LSI | 5634.34
3VA6580-6JT46-0AA0 | MCCB_UL_FS800_800A_4P_65KA_ETU5_LSI | 5524.93
3VA6580-6KT36-2AA0 | MCCB_UL_FS800_800A_3P_65KA_ETU8_LSI | 4562.17
3VA6580-6KT46-0AA0 | MCCB_UL_FS800_800A_4P_65KA_ETU8_LSI | 5213.11
3VL2706-1MF36-0AA0 | CIRCUIT-BREAKER VL 160N | 1347.53
3VL1704-2DD33-0AB1 | CIRCUIT-BREAKER VL160X H | 618.16
3VL1704-2DD36-0AA0 | CIRCUIT-BREAKER VL160X H | 510.22
3VL2705-1DC33-0AD1 | CIRCUIT-BREAKER VL 160N | 588.73
3VL2706-1SH33-0AA0 | CIRCUIT-BREAKER VL 160N | 1170.9
3VL1706-1DA33-2HA0 | CIRCUIT-BREAKER VL160X N | 656.1
3VL2705-3DC33-0AA0 | CIRCUIT-BREAKER VL 160L | 830.76
3VL2710-1NB43-0AA0 | CIRCUIT-BREAKER VL 160N | 1321.35
3VA6580-5JQ42-2AA0 | MCCB_UL_FS800_800A_4P_35KA_ETU5_LSIG | 5207.65
3VA6580-6HM46-0AA0 | MCCB_UL_FS800_800A_4P_65KA_ETU3_LIG | 4403.53
3VA6580-6HN36-2AA0 | MCCB_UL_FS800_800A_3P_65KA_ETU3_LSI | 3511.87
3VL1702-2EH43-0AD1 | CIRCUIT-BREAKER VL160X H | 741.8
3VL1703-1EA43-8KD1 | CIRCUIT-BREAKER VL160X N | 848.42
3VL2706-1EM46-0AA0 | CIRCUIT-BREAKER VL 160N | 610.96
3VL2706-1ML33-0AA0 | CIRCUIT-BREAKER VL 160N | 1255.94
3VL1704-1EH43-0AA0 | CIRCUIT-BREAKER VL160X N | 549.47
3VL1704-1EH43-0AB1 | CIRCUIT-BREAKER VL160X N | 635.17
3VL2705-1DC33-0AA0 | CIRCUIT-BREAKER VL 160N | 479.48
3VL2705-1DC33-2PA0 | CIRCUIT-BREAKER VL 160N | 696
3VL2706-1LS33-0AA0 | CIRCUIT-BREAKER VL 160N | 1020.46
3VL1703-1EA46-0AA0 | CIRCUIT-BREAKER VL160X N | 544.9
3VL1703-1EH43-0AA0 | CIRCUIT-BREAKER VL160X N | 549.47
3VL2706-1NB43-0AA0 | CIRCUIT-BREAKER VL 160N | 1321.35
3VL2706-1NE43-0AA0 | CIRCUIT-BREAKER VL 160N | 1386.76
3VL1704-1EH43-8KD1 | CIRCUIT-BREAKER VL160X N | 822.9
3VL1704-2EH46-0AA0 | CIRCUIT-BREAKER VL160X H | 603.77
3VL2705-1DC36-0AA0 | CIRCUIT-BREAKER VL 160N | 461.83
3VL2705-1EJ43-0AB1 | CIRCUIT-BREAKER VL 160N | 710.39
3VL1705-1DA33-0AD1 | CIRCUIT-BREAKER VL160X N | 548.83
3VL1705-1EH43-0AD1 | CIRCUIT-BREAKER VL160X N | 658.72
3VL1705-1EH46-0AA0 | CIRCUIT-BREAKER VL160X N | 522
3VL2705-2EJ46-0AA0 | CIRCUIT-BREAKER VL 160H | 745.72
3VL2705-2EM43-0AA0 | CIRCUIT-BREAKER VL 160H | 784.96
3VL2706-1DK33-0AB1 | CIRCUIT-BREAKER VL 160N | 531.16
3VL2706-1EJ43-0AA0 | CIRCUIT-BREAKER VL 160N | 624.71
3VL2706-1TH46-0AA0 | CIRCUIT-BREAKER VL 160N | 1596.09
3VL2706-2EM46-0AA0 | CIRCUIT-BREAKER VL 160H | 752.25
3VL2710-2EM43-0AA0 | CIRCUIT-BREAKER VL 160H | 948.5
3VL2706-3MG33-0AA0 | CIRCUIT-BREAKER VL 160L | 1661.5
3VL2710-2MF36-0AA0 | CIRCUIT-BREAKER VL 160H | 1452.19
3VL2710-2MG33-0AA0 | CIRCUIT-BREAKER VL 160H | 1412.94
3VL2710-2MS36-0AA0 | CIRCUIT-BREAKER VL 160H | 1347.53
3VL2706-3UM36-0AA0 | CIRCUIT-BREAKER VL 160L | 2871.66
3VL2706-3UN43-0AA0 | CIRCUIT-BREAKER VL 160L | 3146.39
3VL2708-1EJ43-0AB1 | CIRCUIT-BREAKER VL 160N | 752.92
3VL2716-2SS33-0AA0 | CIRCUIT-BREAKER VL 160H | 1589.56
3VL2716-2TB46-0AA0 | CIRCUIT-BREAKER VL 160H | 1955.86
3VL2716-2UH33-0AA0 | CIRCUIT-BREAKER VL 160H | 2387.59
3VL2716-2UH36-0AA0 | CIRCUIT-BREAKER VL 160H | 2348.36
3VL2710-2TH46-0AA0 | CIRCUIT-BREAKER VL 160H | 1759.63
3VL2708-3EJ46-0AA0 | CIRCUIT-BREAKER VL 160L | 1098.95
3VL2710-1DC33-0AA0 | CIRCUIT-BREAKER VL 160N | 596.57
3VL2710-3DC36-0AA0 | CIRCUIT-BREAKER VL 160L | 935.42
3VL3725-1TN43-0AA0 | CIRCUIT-BREAKER VL 250N | 3355.72
3VL4740-2NN46-0AA0 | CIRCUIT-BREAKER VL 400H | 5095.72
3VL3720-3MF36-0AA0 | CIRCUIT-BREAKER VL 250L | 3290.31
3VL3720-3MH33-0AA0 | CIRCUIT-BREAKER VL 250L | 3100.61
3VL4731-1EC46-0AA0 | CIRCUIT-BREAKER VL 400N | 2636.17
3VL4740-2TH46-0AA0 | CIRCUIT-BREAKER VL 400H | 5095.72
3VL4731-1EJ46-8KD1 | CIRCUIT-BREAKER VL 400N | 2772.23
3VL3725-2DE36-0AA0 | CIRCUIT-BREAKER VL 250H | 1203.61
3VL4740-3DC36-0AA0 | CIRCUIT-BREAKER VL 400L | 3015.57
3VL4731-1MP36-0AA0 | CIRCUIT-BREAKER VL 400N | 2786.62
3VL4731-1NE46-0AA0 | CIRCUIT-BREAKER VL 400N | 3741.67
3VL3725-2DK36-0AB1 | CIRCUIT-BREAKER VL 250H | 1609.83
3VL4740-3MB36-0AA0 | CIRCUIT-BREAKER VL 400L | 3604.3
3VL4740-3SL36-0AA0 | CIRCUIT-BREAKER VL 400L | 4232.26
3VL4731-1TA46-0AA0 | CIRCUIT-BREAKER VL 400N | 3466.93
3VL3725-2MB33-0AA0 | CIRCUIT-BREAKER VL 250H | 2204.44
3VL3725-2MB36-0AA0 | CIRCUIT-BREAKER VL 250H | 2165.19
3VL4731-2EC46-0AA0 | CIRCUIT-BREAKER VL 400H | 3100.61
3VL4731-2EC46-0AD1 | CIRCUIT-BREAKER VL 400H | 3209.84
3VL2716-2UJ43-0AA0 | CIRCUIT-BREAKER VL 160H | 3355.72
3VL2710-2TN46-0AA0 | CIRCUIT-BREAKER VL 160H | 1707.3
3VL2710-2UJ43-0AA0 | CIRCUIT-BREAKER VL 160H | 2812.79
3VL2710-3DC33-8TD1 | CIRCUIT-BREAKER VL 160L | 1221.92
3VA9277-0HC10 | SEO520, 24 V DC | 1187.03
3VL2716-2UN46-0AA0 | CIRCUIT-BREAKER VL 160H | 3323.01
3VL2705-2DC33-0AA0 | CIRCUIT-BREAKER VL 160H | 592
3VL1705-2DA33-0AA0 | CIRCUIT-BREAKER VL160X H | 509.57
3VL2705-2DC36-0AA0 | CIRCUIT-BREAKER VL 160H | 572.37
3VL2710-1MS33-0AA0 | CIRCUIT-BREAKER VL 160N | 1249.39
3VL2706-1UH33-0AA0 | CIRCUIT-BREAKER VL 160N | 2243.69
3VL2706-2DC36-0AA0 | CIRCUIT-BREAKER VL 160H | 572.37
3VL2716-1NF46-0AA0 | CIRCUIT-BREAKER VL 160N | 2243.69
3VL2716-1NN46-0AA0 | CIRCUIT-BREAKER VL 160N | 2714.66
3VL2716-2MF33-0AA0 | CIRCUIT-BREAKER VL 160H | 2269.85
3VL2706-3ML33-0AA0 | CIRCUIT-BREAKER VL 160L | 1641.89
3VL2710-2LE33-0AA0 | CIRCUIT-BREAKER VL 160H | 1262.49
3VL2716-2MP36-0AA0 | CIRCUIT-BREAKER VL 160H | 1524.13
3VL2706-3SE36-0AA0 | CIRCUIT-BREAKER VL 160L | 1347.53
3VL2706-3SS36-0AA0 | CIRCUIT-BREAKER VL 160L | 1255.94
3VL2716-2SB36-0AA0 | CIRCUIT-BREAKER VL 160H | 1504.52
3VL2710-2SL36-0AA0 | CIRCUIT-BREAKER VL 160H | 1223.24
3VL2706-3UP33-0AA0 | CIRCUIT-BREAKER VL 160L | 2675.43
3VL2710-2TA46-0AA0 | CIRCUIT-BREAKER VL 160H | 1393.31
3VL2716-2TE46-0AA0 | CIRCUIT-BREAKER VL 160H | 2119.4
3VL2708-1EJ43-0AD1 | CIRCUIT-BREAKER VL 160N | 776.47
3VL2710-2UL33-0AA0 | CIRCUIT-BREAKER VL 160H | 2636.17
3VL2708-3DC33-0AB1 | CIRCUIT-BREAKER VL 160L | 949.15
3VL2710-2UP33-0AA0 | CIRCUIT-BREAKER VL 160H | 2387.59
3VA9277-0HC15 | SEO520, 24 V DC INCL. COM | 1351.16
3VL2716-3DC36-0AA0 | CIRCUIT-BREAKER VL 160L | 1452.19
3VL2710-1DC33-2HD1 | CIRCUIT-BREAKER VL 160N | 922.33
3VL2710-1DE33-0AB1 | CIRCUIT-BREAKER VL 160N | 533.77
3VL3725-1UM33-0AA0 | CIRCUIT-BREAKER VL 250N | 3650.08
3VL4731-1DC36-2HA0 | CIRCUIT-BREAKER VL 400N | 2120.05
3VL3720-3ML33-0AA0 | CIRCUIT-BREAKER VL 250L | 3054.83
3VL3725-2DC36-8TD1 | CIRCUIT-BREAKER VL 250H | 1961.1
3VL3720-3MS33-0AA0 | CIRCUIT-BREAKER VL 250L | 2675.43
3VL4731-1NH46-0AA0 | CIRCUIT-BREAKER VL 400N | 4729.4
3VL3725-2EJ46-8TD1 | CIRCUIT-BREAKER VL 250H | 2484.41
3VL3720-3SL36-0AA0 | CIRCUIT-BREAKER VL 250L | 2891.28
3VL4740-3SG36-0AA0 | CIRCUIT-BREAKER VL 400L | 4323.85
3VL4731-1TF46-0AA0 | CIRCUIT-BREAKER VL 400N | 3852.86
3VL3725-2ME36-0AA0 | CIRCUIT-BREAKER VL 250H | 2269.85
3VL3720-3UH36-0AA0 | CIRCUIT-BREAKER VL 250L | 3865.94
3VL2710-2TN43-0AA0 | CIRCUIT-BREAKER VL 160H | 1753.08
3VL2716-2UM36-0AA0 | CIRCUIT-BREAKER VL 160H | 2610
3VA9277-0CB10 | Max-Flex Operator, Switch. Mechanism | 148.24
3VL2710-3DE33-0AA0 | CIRCUIT-BREAKER VL 160L | 633.2
3VL2710-3DK33-0AA0 | CIRCUIT-BREAKER VL 160L | 902.72
3VL2710-3LA46-0AA0 | CIRCUIT-BREAKER VL 160L | 1975.49
3VL2710-1LF46-0AA0 | CIRCUIT-BREAKER VL 160N | 1504.52
3VL2710-1MB33-0AA0 | CIRCUIT-BREAKER VL 160N | 1046.62
3VL2716-3MP33-0AA0 | CIRCUIT-BREAKER VL 160L | 1805.42
3VL2710-3LF46-0AA0 | CIRCUIT-BREAKER VL 160L | 2086.7
3VL2716-3NA46-0AA0 | CIRCUIT-BREAKER VL 160L | 2603.47
3VL2710-3ME36-0AA0 | CIRCUIT-BREAKER VL 160L | 1471.8
3VL2710-3NN46-0AA0 | CIRCUIT-BREAKER VL 160L | 2165.19
3VL2710-3SE33-0AA0 | CIRCUIT-BREAKER VL 160L | 1367.15
3VL2710-3SF36-0AA0 | CIRCUIT-BREAKER VL 160L | 1596.09
3VL2710-3SL33-0AA0 | CIRCUIT-BREAKER VL 160L | 1504.52
3VL2710-3TA43-0AA0 | CIRCUIT-BREAKER VL 160L | 1759.63
3VL2710-1MP36-0AA0 | CIRCUIT-BREAKER VL 160N | 1131.65
3VL2710-3TH46-0AA0 | CIRCUIT-BREAKER VL 160L | 2086.7
3VL2716-3SB33-0AA0 | CIRCUIT-BREAKER VL 160L | 1805.42
3VL2716-3SH33-0AA0 | CIRCUIT-BREAKER VL 160L | 2269.85
3VL4731-1TH46-0AA0 | CIRCUIT-BREAKER VL 400N | 4611.66
3VL3720-3UL33-0AA0 | CIRCUIT-BREAKER VL 250L | 4297.67
3VL3720-3UN46-0AA0 | CIRCUIT-BREAKER VL 250L | 4919.1
3VL4731-2EC46-2HD1 | CIRCUIT-BREAKER VL 400H | 3426.37
3VL2706-1SG36-0AA0 | CIRCUIT-BREAKER VL 160N | 1144.75
3VL2706-1SH36-0AA0 | CIRCUIT-BREAKER VL 160N | 1144.75
3VL2706-1SP33-0AA0 | CIRCUIT-BREAKER VL 160N | 830.76
3VL1705-2DD33-0AA0 | CIRCUIT-BREAKER VL160X H | 532.47
3VL2705-2EJ43-8TD1 | CIRCUIT-BREAKER VL 160H | 1038.77
3VL2706-1DC33-0AB1 | CIRCUIT-BREAKER VL 160N | 565.18
3VL2706-1DC36-0AA0 | CIRCUIT-BREAKER VL 160N | 461.83
3VL2706-1TF43-0AA0 | CIRCUIT-BREAKER VL 160N | 1360.6
3VL2706-1UP36-0AA0 | CIRCUIT-BREAKER VL 160N | 2210.99
3VL2706-1EJ43-8TA0 | CIRCUIT-BREAKER VL 160N | 788.9
3VL2716-1SB33-0AA0 | CIRCUIT-BREAKER VL 160N | 1412.94
3VL2710-1NE43-0AA0 | CIRCUIT-BREAKER VL 160N | 1386.76
3VA9257-0GX01 | Aux. switch module for rotary operators | 8.8
3VL2716-2NE43-0AA0 | CIRCUIT-BREAKER VL 160H | 2243.69
3VL2716-2NF43-0AA0 | CIRCUIT-BREAKER VL 160H | 2426.85
3VL2710-2NN46-0AA0 | CIRCUIT-BREAKER VL 160H | 1818.49
3VL2706-3TF43-0AA0 | CIRCUIT-BREAKER VL 160L | 1857.75
3VL2710-2SP36-0AA0 | CIRCUIT-BREAKER VL 160H | 1131.65
3VL2710-2SS36-0AA0 | CIRCUIT-BREAKER VL 160H | 1223.24
3VL2708-1DC33-2PD1 | CIRCUIT-BREAKER VL 160N | 832.72
3VL2708-1DC36-0AA0 | CIRCUIT-BREAKER VL 160N | 486.02
3VL2708-2DC33-8TB1 | CIRCUIT-BREAKER VL 160H | 867.38
3VL2710-2TB46-0AA0 | CIRCUIT-BREAKER VL 160H | 1321.35
3VL2708-2EM43-0AA0 | CIRCUIT-BREAKER VL 160H | 817.68
3VL2716-3DE36-0AA0 | CIRCUIT-BREAKER VL 160L | 1157.83
3VL2716-3EJ46-0AA0 | CIRCUIT-BREAKER VL 160L | 1897
3VL4731-1DC36-0AA0 | CIRCUIT-BREAKER VL 400N | 1903.53
3VL3720-3LE36-0AA0 | CIRCUIT-BREAKER VL 250L | 2943.61
3VL3720-3MB36-0AA0 | CIRCUIT-BREAKER VL 250L | 2603.47
3VL3725-1UN46-0AA0 | CIRCUIT-BREAKER VL 250N | 4094.89
3VL3725-2DC36-0AA0 | CIRCUIT-BREAKER VL 250H | 1687.67
3VL4731-1LB36-0AA0 | CIRCUIT-BREAKER VL 400N | 2891.28
3VL4731-1MF36-0AA0 | CIRCUIT-BREAKER VL 400N | 3650.08
3VL3720-3NE46-0AA0 | CIRCUIT-BREAKER VL 250L | 3388.43
3VL3725-2EE43-0AA0 | CIRCUIT-BREAKER VL 250H | 1524.13
3VL4740-3EE46-0AA0 | CIRCUIT-BREAKER VL 400L | 2426.85
3VL4740-3NH46-0AA0 | CIRCUIT-BREAKER VL 400L | 5998.44
3VL3720-3TF46-0AA0 | CIRCUIT-BREAKER VL 250L | 3466.93
3VL4740-3UM36-0AA0 | CIRCUIT-BREAKER VL 400L | 5494.75
3VL3725-2MF36-0AA0 | CIRCUIT-BREAKER VL 250H | 2878.2
3VL4731-2EJ46-8TA0 | CIRCUIT-BREAKER VL 400H | 3133.96
3VL2708-2EJ43-8TD1 | CIRCUIT-BREAKER VL 160H | 1078.02
3VL2708-3DC33-0AA0 | CIRCUIT-BREAKER VL 160L | 863.46
3VL2710-2UM33-0AA0 | CIRCUIT-BREAKER VL 160H | 2636.17
3VL2710-2UN43-0AA0 | CIRCUIT-BREAKER VL 160H | 2812.79
3VL2708-3DC33-2HD1 | CIRCUIT-BREAKER VL 160L | 1189.22
3VL2708-3EJ43-0AA0 | CIRCUIT-BREAKER VL 160L | 1118.57
3VL2710-3EJ43-0AA0 | CIRCUIT-BREAKER VL 160L | 1223.24
3VL2710-1DC33-8CD1 | CIRCUIT-BREAKER VL 160N | 869.99
3VL2710-1DC33-8TA0 | CIRCUIT-BREAKER VL 160N | 760.76
3VL2710-3LA43-0AA0 | CIRCUIT-BREAKER VL 160L | 2021.29
3VL2710-1EJ43-0AD1 | CIRCUIT-BREAKER VL 160N | 881.13
3VL2710-1LB33-0AA0 | CIRCUIT-BREAKER VL 160N | 1066.24
3VL2710-1LE33-0AA0 | CIRCUIT-BREAKER VL 160N | 1131.65
3VL2710-3MB33-0AA0 | CIRCUIT-BREAKER VL 160L | 1412.94
3VL2710-1MG36-0AA0 | CIRCUIT-BREAKER VL 160N | 1262.49
3VL2710-3NH43-0AA0 | CIRCUIT-BREAKER VL 160L | 2224.07
3VL2710-3NN43-0AA0 | CIRCUIT-BREAKER VL 160L | 2204.44
3VL2710-3SL36-0AA0 | CIRCUIT-BREAKER VL 160L | 1497.97
3VL2710-3SP36-0AA0 | CIRCUIT-BREAKER VL 160L | 1386.76
3VL2710-3SS33-0AA0 | CIRCUIT-BREAKER VL 160L | 1504.52
3VL2710-3TB46-0AA0 | CIRCUIT-BREAKER VL 160L | 1654.97
3VL2710-3TE43-0AA0 | CIRCUIT-BREAKER VL 160L | 1772.71
3VL2716-3SP36-0AA0 | CIRCUIT-BREAKER VL 160L | 1661.5
3VA6560-6JP42-0AA0 | MCCB_UL_FS800_600A_4P_65KA_ETU5_LSI | 3353.22
3VL1716-1DE33-0AB1 | CIRCUIT-BREAKER VL160X N | 896.82
3VA6560-6KQ32-2AA0 | MCCB_UL_FS800_600A_3P_65KA_ETU8_LSIG | 3528.29
3VA9977-0CH84 | Max-Flex-Operator, handle only | 314.54
3VL1716-1EH43-8TB1 | CIRCUIT-BREAKER VL160X N | 1590.85
3VA2463-8JP32-0AA0 | MCCB_IEC_FS630_630A_3P_150KA_ETU5_LSI | 2793.41
3VA2325-5MP32-0DC0 | MCCB_IEC_FS400_250A_3p_55kA_ETU5_LSI | 1662.6
3VA4160-5ED14-1AA0 | MCCB_UL_FS125_60A_1P_35kA_TM_ FTFM | 121.44
3VA4160-5ED24-3AA0 | MCCB_UL_FS125_60A_2P_35KA_TM_ FTFM | 198.58
3VA4170-4ED34-1AA0 | MCCB_UL_FS125_70A_3P_25KA_TM_ FTFM | 224.29
3VA2510-5HN42-0BH0 | MCCB_IEC_FS1000_1000A_4P_55KA_ETU3_LSI | 5090.23
3VA4180-5ED24-1AA0 | MCCB_UL_FS125_80A_2P_35KA_TM_ FTFM | 228.64
3VA4180-6ED34-1AA0 | MCCB_UL_FS125_80A_3P_65KA_TM_ FTFM | 271.33
3VA4190-4ED34-3AA0 | MCCB_UL_FS125_90A_3P_25KA_TM_ FTFM | 213.88
3VA4190-5ED24-0AA0 | MCCB_UL_FS125_90A_2P_35KA_TM_ FTFM | 217.72
3VA4195-5ED34-1AA0 | MCCB_UL_FS125_15A_3P_35KA_TM_ FTFM | 224.29
3VA2340-8KP32-0AA0 | MCCB_IEC_FS400_400A_3P_150KA_ETU8_LSI | 2353.33
3VA5217-6EC41-0AA0 | MCCB_UL_FS250_175A_4P_65KA_TM_ FTAM | 1039.34
3VA5217-7EC41-0AA0 | MCCB_UL_FS250_175A_4P_100KA_TM_ FTAM | 1137.81
3VA2510-7HL32-0JB0 | MCCB_IEC_FS1000_1000A_3P_110KA_ETU3_LI | 4058.7
3VA5220-6GD41-0AA0 | MCCB_UL_FS250_200A_4P_65KA_TM_ FTFM | 1022.94
3VA5225-6GC41-0AA0 | MCCB_UL_FS250_250A_4P_65KA_TM_ FTAM | 1165.15
3VA5225-7GC41-0AA0 | MCCB_UL_FS250_250A_4P_100KA_TM_ FTAM | 1280.02
3VA5250-5ED31-0AA0 | MCCB_UL_FS250_50A_3P_35KA_TM_ FTFM | 447.45
3VA5250-6ED31-1AA0 | MCCB_UL_FS250_50A_3P_65KA_TM_ FTFM | 530.06
3VA5260-7ED31-1AA0 | MCCB_UL_FS250_60A_3P_100KA_TM_ FTFM | 579.84
3VA5270-5ED31-0AA0 | MCCB_UL_FS250_70A_3P_35KA_TM_ FTFM | 480.81
3VA2580-5HN42-0AF0 | MCCB_IEC_FS1000_800A_4P_55KA_ETU3_LSI | 3641.85
3VA5280-5EC31-0AA0 | MCCB_UL_FS250_80A_3P_35KA_TM_ FTAM | 492.33
3VA5280-6EF41-0AA0 | MCCB_UL_FS250_80A_4P_65KA_TM_ ATAM | 765.82
3VA5280-7ED61-0AA0 | MCCB_UL_FS250_80A_2P_100KA_TM_ FTFM | 543.74
3VA5290-6EC31-0AA0 | MCCB_UL_FS250_90A_3P_65KA_TM_ FTAM | 568.91
3VA5290-6ED31-1AA0 | MCCB_UL_FS250_90A_3P_65KA_TM_ FTFM | 568.91
3VA5290-6GD41-0AA0 | MCCB_UL_FS250_90A_4P_65KA_TM_ FTFM | 716.6
3VA5325-0MH31-0AA0 | MCCB_UL_FS400_250A_3P_TM_ AM | 951.81
3VA2612-5HL42-0AA0 | MCCB_IEC_FS1250_1250A_4p_55kA_ETU3_LI | 4951.11
3VA5450-0MH31-0AA0 | MCCB_UL_FS600_500A_3P_TM_ AM | 1493.37
3VA2612-5HM32-0KF0 | MCCB_IEC_FS1250_1250A_3p_55kA_ETU3_LIG | 4595.84
3VA5450-1MU31-0AA0 | MCCB_UL_FS600_500A_3P_TM_ AM | 1695.76
3VA2612-6HL32-0AA0 | MCCB_IEC_FS1250_1250A_3p_85kA_ETU3_LI | 4248.19
3VA5211-5EC41-0AA0 | MCCB_UL_FS250_110A_4P_35KA_TM_ FTAM | 760.36
3VA5211-5GD41-0AA0 | MCCB_UL_FS250_110A_4P_35KA_TM_ FTFM | 743.94
3VA2612-7HL32-0AA0 | MCCB_IEC_FS1250_1250A_3p_110kA_ETU3_LI | 4602.72
3VA5211-7GC41-0AA0 | MCCB_UL_FS250_110A_4P_100KA_TM_ FTAM | 973.69
3VA5212-5ED41-0AA0 | MCCB_UL_FS250_125A_4P_35KA_TM_ FTFM | 743.94
3VA5212-7GD41-0AA0 | MCCB_UL_FS250_125A_4P_100KA_TM_ FTFM | 946.36
3VA2612-7KQ42-0AA0 | MCCB_IEC_FS1250_1250A_4p_110kA_ETU8_LSIG | 7151.63
3VA4110-1BB24-3AA0 | MCS_UL_FS125_100A_2P_65kA | 204.58
3VA4110-4ED54-0AA0 | MCCB_UL_FS125_100A_1P_25kA_TM_ FTFM | 199.67
3VA4110-6ED14-0AA0 | MCCB_UL_FS125_100A_1P_65kA_TM_ FTFM | 155.37
3VA4170-4ED14-1AA0 | MCCB_UL_FS125_70A_1P_25kA_TM_ FTFM | 120.89
3VA4170-4ED34-0AA0 | MCCB_UL_FS125_70A_3P_25KA_TM_ FTFM | 213.33
3VA4180-4ED14-1AA0 | MCCB_UL_FS125_80A_1P_25kA_TM_ FTFM | 120.89
3VA4180-4ED24-3AA0 | MCCB_UL_FS125_80A_2P_25KA_TM_ FTFM | 196.94
3VA4180-6ED24-0AA0 | MCCB_UL_FS125_80A_2P_65KA_TM_ FTFM | 241.25
3VA4190-4ED54-0AA0 | MCCB_UL_FS125_90A_1P_25kA_TM_ FTFM | 173.4
3VA4190-6ED54-0AA0 | MCCB_UL_FS125_90A_1P_65kA_TM_ FTFM | 212.24
3VA4195-4ED24-1AA0 | MCCB_UL_FS125_15A_2P_25KA_TM_ FTFM | 190.9
3VA4195-5ED14-3AA0 | MCCB_UL_FS125_15A_1P_35kA_TM_ FTFM | 108.86
3VA4195-5ED54-0AA0 | MCCB_UL_FS125_15A_1P_35kA_TM_ FTFM | 175.05
3VA5112-5ED31-0AC0 | MCCB_UL_FS125_125A_3P_35KA_TM_ FTFM | 788.15
3VA5217-6ED41-0AA0 | MCCB_UL_FS250_175A_4P_65KA_TM_ FTFM | 1022.94
3VA5222-5ED41-0AA0 | MCCB_UL_FS250_225A_4P_35KA_TM_ FTFM | 995.58
3VA5222-6ED41-0AA0 | MCCB_UL_FS250_225A_4P_65KA_TM_ FTFM | 1137.81
3VA5240-7ED31-1AA0 | MCCB_UL_FS250_40A_3P_100KA_TM_ FTFM | 579.84
3VA5245-6ED61-0AA0 | MCCB_UL_FS250_40A_2P_65KA_TM_ FTFM | 460.6
3VA5270-5EC31-1AA0 | MCCB_UL_FS250_70A_3P_35KA_TM_ FTAM | 504.9
3VA5270-5EF41-0AA0 | MCCB_UL_FS250_70A_4P_35KA_TM_ ATAM | 678.3
3VA5280-6ED61-0AA0 | MCCB_UL_FS250_80A_2P_65KA_TM_ FTFM | 493.97
3VA5280-7EC41-0AA0 | MCCB_UL_FS250_80A_4P_100KA_TM_ FTAM | 798.65
3VA5290-7ED31-0AA0 | MCCB_UL_FS250_90A_3P_100KA_TM_ FTFM | 607.19
3VA5160-5ED31-0BA0 | MCCB_UL_FS125_60A_3P_35KA_TM_ FTFM | 303.6
3VA5340-0BB61-0AA0 | MCS_UL_FS400_400A_2P_65kA | 760.36
3VA6160-0KT31-0AA0 | MCCB_UL_FS150_3P_200KA_ETU856_ LSI | 1498.83
3VA2612-5KQ42-0AA0 | MCCB_IEC_FS1250_1250A_4p_55kA_ETU8_LSIG | 5947.47
3VA5210-6EF41-0AA0 | MCCB_UL_FS250_100A_4P_65KA_TM_ ATAM | 1061.22
3VA5460-1MU31-0AA0 | MCCB_UL_FS600_600A_3P_TM_ AM | 1695.76
3VA5211-7GD41-0AA0 | MCCB_UL_FS250_110A_4P_100KA_TM_ FTFM | 946.36
3VA5460-6EF31-0AB0 | MCCB_UL_FS600_600A_3P_65KA_TM_ ATAM | 2984.76
3VA5560-0MH32-0AA0 | MCCB_UL_FS800_600A_3P_TM_ AM | 1750.47
3VA5560-5EC66-0AA0 | MCCB_UL_FS800_600A_2P_35KA_TM_ FTAM | 1597.29
3VA4110-5ED24-3AA0 | MCCB_UL_FS125_100A_2P_35KA_TM_ FTFM | 253.28
3VA5560-6GC42-0AA0 | MCCB_UL_FS800_600A_4P_65KA_TM_ FTAM | 2363.14
3VA4110-6ED14-1AA0 | MCCB_UL_FS125_100A_1P_65kA_TM_ FTFM | 168.49
3VA5560-7EC32-1AA0 | MCCB_UL_FS800_600A_3P_100KA_TM_ FTAM | 2018.52
3VA5570-6EC36-0AA0 | MCCB_UL_FS800_700A_3P_65KA_TM_ FTAM | 2308.42
3VA5570-6EC66-0AA0 | MCCB_UL_FS800_700A_2P_65KA_TM_ FTAM | 2040.4
3VA5215-7GD41-0AA0 | MCCB_UL_FS250_150A_4P_100KA_TM_ FTFM | 1077.64
3VA5217-5EF31-0AA0 | MCCB_UL_FS250_175A_3P_35KA_TM_ ATAM | 733
3VA5580-5EC62-0AA0 | MCCB_UL_FS800_800A_2P_35KA_TM_ FTAM | 1996.64
3VA5580-6EC32-0AA0 | MCCB_UL_FS800_800A_3P_65KA_TM_ FTAM | 2439.71
3VA4111-4ED34-0AA0 | MCCB_UL_FS125_110A_3P_25KA_TM_ FTFM | 310.7
3VA6110-0HL41-0AA0 | MCCB_UL_FS150_4P_200KA_ETU320_ LI | 984.64
3VA4111-6ED54-0AA0 | MCCB_UL_FS125_110A_1P_65kA_TM_ FTFM | 303.05
3VA4112-4ED14-1AA0 | MCCB_UL_FS125_125A_1P_25kA_TM_ FTFM | 221.55
3VA4112-5ED34-0AA0 | MCCB_UL_FS125_125A_3P_35KA_TM_ FTFM | 458.96
3VA4112-6ED34-1AA0 | MCCB_UL_FS125_125A_3P_65KA_TM_ FTFM | 514.76
3VA4120-4ED14-1AA0 | MCCB_UL_FS125_20A_1P_25kA_TM_ FTFM | 109.93
3VA6340-0HN31-0AA0 | MCCB_UL_FS400_3P_200KA_ETU350_ LSI | 2002.1
3VA4120-5ED14-1AA0 | MCCB_UL_FS125_20A_1P_35kA_TM_ FTFM | 121.44
3VA4120-6ED34-1AA0 | MCCB_UL_FS125_20A_3P_65KA_TM_ FTFM | 245.06
3VA4120-6ED54-0AA0 | MCCB_UL_FS125_20A_1P_65kA_TM_ FTFM | 193.64
3VA4125-6ED14-0AA0 | MCCB_UL_FS125_25A_1P_65kA_TM_ FTFM | 120.89
3VA4125-6ED24-3AA0 | MCCB_UL_FS125_25A_2P_65KA_TM_ FTFM | 218.27
3VA4130-4ED24-0AA0 | MCCB_UL_FS125_30A_2P_25KA_TM_ FTFM | 178.87
3VA4130-6ED34-3AA0 | MCCB_UL_FS125_30A_3P_65KA_TM_ FTFM | 233.57
3VA4135-4ED14-3AA0 | MCCB_UL_FS125_35A_1P_25kA_TM_ FTFM | 98.46
3VA6340-7KQ31-0BD0 | MCCB_UL_FS400_400A_3P_100KA_ETU8_LSIG | 4014.28
3VA4140-4ED34-1AA0 | MCCB_UL_FS125_40A_3P_25KA_TM_ FTFM | 201.86
3VA6440-5HL31-0BA0 | MCCB_UL_FS600_400A_3P_35KA_ETU3_LI | 2863.63
3VL4731-2MF36-0AA0 | CIRCUIT-BREAKER VL 400H | 3898.66
3VL4731-2ML36-0AA0 | CIRCUIT-BREAKER VL 400H | 3604.3
3VL4731-2NE46-0AA0 | CIRCUIT-BREAKER VL 400H | 4199.56
3VL3725-2NF43-0AA0 | CIRCUIT-BREAKER VL 250H | 3113.69
3VL3725-2SF33-0AA0 | CIRCUIT-BREAKER VL 250H | 2786.62
3VL5763-3ML36-0AA0 | CIRCUIT-BREAKER VL 630L | 5874.15
3VL5731-2EM46-0AA0 | CIRCUIT-BREAKER VL 630H | 4461.21
3VL3725-2TB46-0AA0 | CIRCUIT-BREAKER VL 250H | 2649.25
3VL3725-2TE46-0AA0 | CIRCUIT-BREAKER VL 250H | 2786.62
3VL4731-3ME36-0AA0 | CIRCUIT-BREAKER VL 400L | 3872.49
3VL3725-2TN43-0AA0 | CIRCUIT-BREAKER VL 250H | 3565.05
3VL2710-3DK36-0AA0 | CIRCUIT-BREAKER VL 160L | 889.62
3VL2710-1DC33-2PD1 | CIRCUIT-BREAKER VL 160N | 922.33
3VL2716-3LE36-0AA0 | CIRCUIT-BREAKER VL 160L | 2197.89
3VL2710-1DK36-0AA0 | CIRCUIT-BREAKER VL 160N | 535.73
3VL2710-1EE43-0AA0 | CIRCUIT-BREAKER VL 160N | 586.1
3VL2710-1LA46-0AA0 | CIRCUIT-BREAKER VL 160N | 1412.94
3VL2716-3MH36-0AA0 | CIRCUIT-BREAKER VL 160L | 2400.69
3VL2716-3MP36-0AA0 | CIRCUIT-BREAKER VL 160L | 1792.34
3VL2710-3MG36-0AA0 | CIRCUIT-BREAKER VL 160L | 1654.97
3VL2710-3NB46-0AA0 | CIRCUIT-BREAKER VL 160L | 1772.71
3VL2710-1MH33-0AA0 | CIRCUIT-BREAKER VL 160N | 1295.19
3VL2710-3SH36-0AA0 | CIRCUIT-BREAKER VL 160L | 1524.13
3VL2716-3SS36-0AA0 | CIRCUIT-BREAKER VL 160L | 1818.49
3VL2716-3TB43-0AA0 | CIRCUIT-BREAKER VL 160L | 2341.81
3VL2716-3TF43-0AA0 | CIRCUIT-BREAKER VL 160L | 2675.43
3VL3725-2LE36-0AA0 | CIRCUIT-BREAKER VL 250H | 2498.8
3VL3720-3UJ46-0AA0 | CIRCUIT-BREAKER VL 250L | 4919.1
3VL4731-2EJ46-0AA0 | CIRCUIT-BREAKER VL 400H | 2969.77
3VL3720-3UP36-0AA0 | CIRCUIT-BREAKER VL 250L | 3865.94
3VL3725-2MH33-0AA0 | CIRCUIT-BREAKER VL 250H | 2760.46
3VL4731-2LF46-0AA0 | CIRCUIT-BREAKER VL 400H | 4964.9
3VL4860-3KE30-0AA0 | CIRCUIT-BREAKER VL UL | 2852.03
3VL3725-2NE46-0AA0 | CIRCUIT-BREAKER VL 250H | 2891.28
3VL3725-2SL33-0AA0 | CIRCUIT-BREAKER VL 250H | 2564.21
3VL5763-3LF46-0AA0 | CIRCUIT-BREAKER VL 630L | 8045.89
3VL3725-2UJ46-0AA0 | CIRCUIT-BREAKER VL 250H | 4376.18
3VL3725-3SP33-0AA0 | CIRCUIT-BREAKER VL 250L | 2511.88
3VL3725-3TA43-0AA0 | CIRCUIT-BREAKER VL 250L | 3368.8
3VL3725-3TE46-0AA0 | CIRCUIT-BREAKER VL 250L | 3290.31
3VL5763-1DC36-0AE1 | CIRCUIT-BREAKER VL 630N | 2968.48
3VL3725-3TN46-0AA0 | CIRCUIT-BREAKER VL 250L | 4009.86
3VL3725-3UH36-0AA0 | CIRCUIT-BREAKER VL 250L | 3865.94
3VL3725-3UJ46-0AA0 | CIRCUIT-BREAKER VL 250L | 4919.1
3VL4740-1EC46-0AD1 | CIRCUIT-BREAKER VL 400N | 3052.85
3VL5763-1DC36-2PE1 | CIRCUIT-BREAKER VL 630N | 3237.98
3VL4740-1ME36-0AA0 | CIRCUIT-BREAKER VL 400N | 2878.2
3VL4740-1ML36-0AA0 | CIRCUIT-BREAKER VL 400N | 3394.97
3VL4740-1SH36-0AA0 | CIRCUIT-BREAKER VL 400N | 3355.72
3VL7710-1UM36-0AA0 | CIRCUIT-BREAKER VL 1250N | 9812.05
3VL5763-1NH46-0AA0 | CIRCUIT-BREAKER VL 630N | 6318.96
3VL5763-1TN46-0AA0 | CIRCUIT-BREAKER VL 630N | 6076.93
3VL7710-2MG36-0AA0 | CIRCUIT-BREAKER VL 1250H | 8045.89
5SU1324-6FN20 | RCBO 2P 2MW, 20A, reduced i2 | 185.36
6AG1512-1SK01-7AB0 | SIPLUS ET 200SP CPU 1512SP F-1 PN | 3191.09
6AG2134-6HB00-1CA1 | SIPLUS ET 200SP AI 2XU/I 2/4W HF T1 RAIL | 728.61
6AG2193-6BP20-4BF0 | SIPLUS ET 200SP BU20-P8+A4+0B TX RAIL | 109.36
6AG2511-1AK02-1AB0 | SIPLUS S7-1500 CPU 1511-1 PN T1 RAIL | 2998.9
6AG2532-5HD00-4AB0 | SIPLUS S7-1500 AQ 4xU/I ST TX RAIL | 2038.78
6AG2542-6VX00-4XE0 | SIPLUS ET 200SP CP 1542SP-1 IRC TX RAIL | 3473.58
6AG1067-5AA01-6AA0 | Simocode_pro_EtherNet_Trockenlaufschutz | 9995.48
6AG4131-3GC30-8AA2 | SIMATIC IPC627E (Box PC) | 6322.33
3VL2716-3EM43-0AA0 | CIRCUIT-BREAKER VL 160L | 2040.9
3VL2716-3LB36-0AA0 | CIRCUIT-BREAKER VL 160L | 2040.9
3VL2710-1ME36-0AA0 | CIRCUIT-BREAKER VL 160N | 1085.87
3VL2716-3MH33-0AA0 | CIRCUIT-BREAKER VL 160L | 2407.22
3VL2716-3ML36-0AA0 | CIRCUIT-BREAKER VL 160L | 2348.36
3VL2710-3ML33-0AA0 | CIRCUIT-BREAKER VL 160L | 1641.89
3VL2716-3NB46-0AA0 | CIRCUIT-BREAKER VL 160L | 2439.93
3VL2710-3SE36-0AA0 | CIRCUIT-BREAKER VL 160L | 1347.53
3VL2710-3SF33-0AA0 | CIRCUIT-BREAKER VL 160L | 1609.18
3VL2716-3NF43-0AA0 | CIRCUIT-BREAKER VL 160L | 2760.46
3VL2710-3TA46-0AA0 | CIRCUIT-BREAKER VL 160L | 1753.08
3VL2710-3TB43-0AA0 | CIRCUIT-BREAKER VL 160L | 1687.67
3VL2710-3UH33-0AA0 | CIRCUIT-BREAKER VL 160L | 2675.43
3VL4740-3UL36-0AA0 | CIRCUIT-BREAKER VL 400L | 5494.75
3VL3720-3TH46-0AA0 | CIRCUIT-BREAKER VL 250L | 4101.44
3VL3720-3TN43-0AA0 | CIRCUIT-BREAKER VL 250L | 4055.64
3VL4731-1UM36-0AA0 | CIRCUIT-BREAKER VL 400N | 4467.75
3VL4731-2DK36-0AA0 | CIRCUIT-BREAKER VL 400H | 2119.4
3VL3725-2ML33-0AA0 | CIRCUIT-BREAKER VL 250H | 2701.58
3VL4731-2NH46-0AA0 | CIRCUIT-BREAKER VL 400H | 5220.01
3VL3725-2NN43-0AA0 | CIRCUIT-BREAKER VL 250H | 3650.08
3VL3725-2SG33-0AA0 | CIRCUIT-BREAKER VL 250H | 2675.43
3VL4731-2TN46-0AA0 | CIRCUIT-BREAKER VL 400H | 4971.44
3VL5763-3SB36-0AA0 | CIRCUIT-BREAKER VL 630L | 5023.77
3VL4731-3EM46-0AA0 | CIRCUIT-BREAKER VL 400L | 3774.37
3VL3725-2TH43-0AA0 | CIRCUIT-BREAKER VL 250H | 3669.71
3VL2716-3DK36-0AA0 | CIRCUIT-BREAKER VL 160L | 1406.39
3VL2710-1DC33-2HA0 | CIRCUIT-BREAKER VL 160N | 813.09
3VL2710-1DC33-2PB1 | CIRCUIT-BREAKER VL 160N | 898.78
3VL2710-1DE36-0AA0 | CIRCUIT-BREAKER VL 160N | 427.14
3VL2716-3EM46-0AA0 | CIRCUIT-BREAKER VL 160L | 2014.74
3VL2716-3LB33-0AA0 | CIRCUIT-BREAKER VL 160L | 2086.7
3VL2716-3LE33-0AA0 | CIRCUIT-BREAKER VL 160L | 2210.99
3VL2710-1LF43-0AA0 | CIRCUIT-BREAKER VL 160N | 1537.23
3VL2710-1LS36-0AA0 | CIRCUIT-BREAKER VL 160N | 1282.12
3VL2710-3NE43-0AA0 | CIRCUIT-BREAKER VL 160L | 1897
3VL2710-3NE46-0AA0 | CIRCUIT-BREAKER VL 160L | 1864.29
3VL2710-3NH46-0AA0 | CIRCUIT-BREAKER VL 160L | 2204.44
3VL2710-1MH36-0AA0 | CIRCUIT-BREAKER VL 160N | 1262.49
3VL2710-1ML33-0AA0 | CIRCUIT-BREAKER VL 160N | 1255.94
3VL2716-3NF46-0AA0 | CIRCUIT-BREAKER VL 160L | 2740.84
3VL2710-3TF46-0AA0 | CIRCUIT-BREAKER VL 160L | 1818.49
3VL2716-3SF33-0AA0 | CIRCUIT-BREAKER VL 160L | 2466.1
3VL2710-3UM36-0AA0 | CIRCUIT-BREAKER VL 160L | 2871.66
3VL2710-3UP36-0AA0 | CIRCUIT-BREAKER VL 160L | 2649.25
3VL2712-1DC33-0AB1 | CIRCUIT-BREAKER VL 160N | 1066.89
3VL4740-3ML36-0AA0 | CIRCUIT-BREAKER VL 400L | 4369.63
3VL4740-3NE46-0AA0 | CIRCUIT-BREAKER VL 400L | 4971.44
3VL4740-3NF46-0AA0 | CIRCUIT-BREAKER VL 400L | 5220.01
3VL3720-3TN46-0AA0 | CIRCUIT-BREAKER VL 250L | 4009.86
3VL3720-3UM33-0AA0 | CIRCUIT-BREAKER VL 250L | 4297.67
3VL3720-3UM36-0AA0 | CIRCUIT-BREAKER VL 250L | 4251.89
3VL5763-2TE46-0AA0 | CIRCUIT-BREAKER VL 630H | 5828.35
3VL3725-2NA43-0AA0 | CIRCUIT-BREAKER VL 250H | 2943.61
3VL3725-2NB43-0AA0 | CIRCUIT-BREAKER VL 250H | 2760.46
3VL4731-2UH36-0AA0 | CIRCUIT-BREAKER VL 400H | 4323.85
3VL5731-2EJ46-0AA0 | CIRCUIT-BREAKER VL 630H | 4271.51
3VL3725-2SS33-0AA0 | CIRCUIT-BREAKER VL 250H | 2263.32
3VL5763-3NH46-0AA0 | CIRCUIT-BREAKER VL 630L | 8045.89
3VL5763-3SE36-0AA0 | CIRCUIT-BREAKER VL 630L | 5174.21
3VL3725-2UH33-0AA0 | CIRCUIT-BREAKER VL 250H | 3512.71
3VL3725-2UH36-0AA0 | CIRCUIT-BREAKER VL 250H | 3473.46
3VL6780-1SE36-0AA0 | CIRCUIT-BREAKER VL 800N | 4749.03
3VL6780-1SF36-0AA0 | CIRCUIT-BREAKER VL 800N | 5730.23
3VL2710-3UJ46-0AA0 | CIRCUIT-BREAKER VL 160L | 3113.69
3VL3725-2MF33-0AA0 | CIRCUIT-BREAKER VL 250H | 2904.36
3VL3725-2MG33-0AA0 | CIRCUIT-BREAKER VL 250H | 2760.46
3VL4731-2EJ46-0AB1 | CIRCUIT-BREAKER VL 400H | 3055.47
3VL4731-2MP36-0AA0 | CIRCUIT-BREAKER VL 400H | 3022.1
3VL4731-2NB46-0AA0 | CIRCUIT-BREAKER VL 400H | 3872.49
3VL4731-2SE36-0AA0 | CIRCUIT-BREAKER VL 400H | 3054.83
3VL4731-2SF36-0AA0 | CIRCUIT-BREAKER VL 400H | 3794
3VL3725-2NB46-0AA0 | CIRCUIT-BREAKER VL 250H | 2740.84
3VL5731-1EC46-0AA0 | CIRCUIT-BREAKER VL 630N | 3695.87
3VL5763-3LB36-0AA0 | CIRCUIT-BREAKER VL 630L | 5736.78
3VL4731-3DC36-0AA0 | CIRCUIT-BREAKER VL 400L | 2838.95
3VL5763-3MF36-0AA0 | CIRCUIT-BREAKER VL 630L | 6201.22
3VL4731-3LA46-0AA0 | CIRCUIT-BREAKER VL 400L | 5422.79
3VL4731-3LB36-0AA0 | CIRCUIT-BREAKER VL 400L | 4009.86
3VA9277-0HC30 | SEO520, 110-230 V AC/ 110-250 V DC | 1187.03
3VL2710-3EM43-0AA0 | CIRCUIT-BREAKER VL 160L | 1262.49
3VL2716-3ME33-0AA0 | CIRCUIT-BREAKER VL 160L | 2021.29
3VL2710-1EM43-0AA0 | CIRCUIT-BREAKER VL 160N | 811.13
3VL2710-1EM46-0AA0 | CIRCUIT-BREAKER VL 160N | 784.96
3VL2716-3ML33-0AA0 | CIRCUIT-BREAKER VL 160L | 2387.59
3VA9338-0LB11 | Padlock device for toggle handle | 50.32
3VL2710-3MP36-0AA0 | CIRCUIT-BREAKER VL 160L | 1497.97
3VL2710-3MS36-0AA0 | CIRCUIT-BREAKER VL 160L | 1609.18
3VL2710-3SB36-0AA0 | CIRCUIT-BREAKER VL 160L | 1282.12
3VL2716-3NH43-0AA0 | CIRCUIT-BREAKER VL 160L | 3355.72
3VL2710-3UL33-0AA0 | CIRCUIT-BREAKER VL 160L | 2904.36
3VL2710-3UM33-0AA0 | CIRCUIT-BREAKER VL 160L | 2904.36
3VL2716-3TF46-0AA0 | CIRCUIT-BREAKER VL 160L | 2649.25
3VL2712-1DC33-8TB1 | CIRCUIT-BREAKER VL 160N | 1231.08
3VL4731-1SS36-0AA0 | CIRCUIT-BREAKER VL 400N | 3100.61
3VL4731-2DC36-0AB1 | CIRCUIT-BREAKER VL 400H | 2244.34
3VL4731-2DC36-0AD1 | CIRCUIT-BREAKER VL 400H | 2267.89
3VL3720-3UP33-0AA0 | CIRCUIT-BREAKER VL 250L | 3898.66
3VL4731-2EJ46-8TD1 | CIRCUIT-BREAKER VL 400H | 3243.21
3VL3725-2NH46-0AA0 | CIRCUIT-BREAKER VL 250H | 3826.7
3VL3725-2NN46-0AA0 | CIRCUIT-BREAKER VL 250H | 3643.54
3VL4731-2UJ46-0AA0 | CIRCUIT-BREAKER VL 400H | 5560.16
3VL4731-2UP36-0AA0 | CIRCUIT-BREAKER VL 400H | 4323.85
3VL5731-3EC46-0AA0 | CIRCUIT-BREAKER VL 630L | 5265.8
3VL3725-2TE43-0AA0 | CIRCUIT-BREAKER VL 250H | 2852.03
3VL3725-2TF46-0AA0 | CIRCUIT-BREAKER VL 250H | 2969.77
3VL6780-1LE36-0AA0 | CIRCUIT-BREAKER VL 800N | 5455.5
3VL4740-1DC36-8CB1 | CIRCUIT-BREAKER VL 400N | 2356.2
3VL5750-3LS36-0AA0 | CIRCUIT-BREAKER VL 630L | 6227.38
3VL6780-1TB46-0AA0 | CIRCUIT-BREAKER VL 800N | 5861.07
3VL4740-1EC46-0AB1 | CIRCUIT-BREAKER VL 400N | 3029.3
3VL5763-1EE46-0AA0 | CIRCUIT-BREAKER VL 630N | 2243.69
3VL4740-1EM46-0AA0 | CIRCUIT-BREAKER VL 400N | 2943.61
3VL6780-2LF46-0AA0 | CIRCUIT-BREAKER VL 800H | 8045.89
3VL4740-1MB36-0AA0 | CIRCUIT-BREAKER VL 400N | 2675.43
3VL5763-1MB36-0AA0 | CIRCUIT-BREAKER VL 630N | 3846.33
3VL5763-1ML36-0AA0 | CIRCUIT-BREAKER VL 630N | 4513.55
3VL7710-1SH36-0AA0 | CIRCUIT-BREAKER VL 1250N | 7522.57
3VL6780-2NH46-0AA0 | CIRCUIT-BREAKER VL 800H | 7849.64
3VL5763-1SB36-0AA0 | CIRCUIT-BREAKER VL 630N | 3702.41
3VL4740-1TH46-0AA0 | CIRCUIT-BREAKER VL 400N | 4611.66
3VL5763-1SG36-0AA0 | CIRCUIT-BREAKER VL 630N | 4513.55
5TC9774-4WH00 | DELTA,ELECTRONIC THERMOSTAT WH | 107.61
5TC9774-5AM00 | DELTA,THERMOSTAT LIMIT.FLOOR HEAT,AL.MET | 191.24
5TC9774-6AM00 | DELTA,TIME THERMOSTAT,AL. METALLIC | 307.43
5TC9774-6CM00 | DELTA,TIME THERMOSTAT,C.MET. | 307.43
5TG2551-0KA | PROFIBOX,390 Frames Delta line 1Fold,TW | 670.51
3VA4140-6ED54-0AA0 | MCCB_UL_FS125_40A_1P_65kA_TM_ FTFM | 193.64
3VA6325-0KQ41-0AA0 | MCCB_UL_FS400_4P_200KA_ETU860_ LSIG | 3407.95
3VA4145-6ED14-1AA0 | MCCB_UL_FS125_45A_1P_65kA_TM_ FTFM | 131.83
3VA4150-4ED34-1AA0 | MCCB_UL_FS125_50A_3P_25KA_TM_ FTFM | 201.86
3VA4150-5ED14-0AA0 | MCCB_UL_FS125_50A_1P_35kA_TM_ FTFM | 108.86
3VA4160-4ED24-1AA0 | MCCB_UL_FS125_60A_2P_25KA_TM_ FTFM | 190.9
3VL1706-1DD33-0AD1 | CIRCUIT-BREAKER VL160X N | 575.65
3VL1706-2DD33-0AA0 | CIRCUIT-BREAKER VL160X H | 532.47
3VL1706-2EA43-0AA0 | CIRCUIT-BREAKER VL160X H | 660.68
3VA6580-7JQ32-0AA0 | MCCB_UL_FS800_800A_3P_100KA_ETU5_LSIG | 4452.75
3VA6580-7KQ42-0AA0 | MCCB_UL_FS800_800A_4P_100KA_ETU8_LSIG | 5131.06
3VA6580-7KT32-0AA0 | MCCB_UL_FS800_800A_3P_100KA_ETU8_LSI | 4108.15
3VA9467-0GX10 | Aux. switch module for rotary operators | 40.26
3VA6460-0KQ31-0AA0 | MCCB_UL_FS600_3P_200KA_ETU860_ LSIG | 3440.76
3VL1710-1DD33-0AB1 | CIRCUIT-BREAKER VL160X N | 658.06
3VL1710-1DD33-8TB1 | CIRCUIT-BREAKER VL160X N | 822.25
3VL1710-1DE33-8QB1 | CIRCUIT-BREAKER VL160X N | 697.96
3VA6610-5KT36-0AA0 | MCCB_UL_FS1000_1000A_3P_35KA_ETU8_LSI | 4764.56
3VL1710-1EA46-0AA0 | CIRCUIT-BREAKER VL160X N | 686.84
3VA6610-6JP42-0AA0 | MCCB_UL_FS1000_1000A_4P_65KA_ETU5_LSI | 5689.02
3VL1710-1EH46-0AA0 | CIRCUIT-BREAKER VL160X N | 650.86
3VA6610-6KQ42-0AA0 | MCCB_UL_FS1000_1000A_4P_65KA_ETU8_LSIG | 6236.05
3VA4170-5ED24-1AA0 | MCCB_UL_FS125_70A_2P_35KA_TM_ FTFM | 228.64
3VA4170-6ED34-0AA0 | MCCB_UL_FS125_70A_3P_65KA_TM_ FTFM | 259.84
3VA4180-4ED14-0AA0 | MCCB_UL_FS125_80A_1P_25kA_TM_ FTFM | 108.31
3VA4180-6ED24-3AA0 | MCCB_UL_FS125_80A_2P_65KA_TM_ FTFM | 241.25
3VA4190-4ED24-0AA0 | MCCB_UL_FS125_90A_2P_25KA_TM_ FTFM | 196.94
3VA4195-4ED34-0AA0 | MCCB_UL_FS125_15A_3P_25KA_TM_ FTFM | 192
3VA2340-8HL32-0AJ0 | MCCB_IEC_FS400_400A_3P_150KA_ETU3_LI | 2054.2
3VA2440-0MN32-0AA0 | MCCB_IEC_FS630_3P_200KA_ETU350M_ LSI | 2279.98
3VA2510-6HL32-0KC0 | MCCB_IEC_FS1000_1000A_3P_85kA_ETU3_LI | 4261.6
3VA5220-6EF41-0AA0 | MCCB_UL_FS250_200A_4P_65KA_TM_ ATAM | 1077.64
3VA5220-7GD41-0AA0 | MCCB_UL_FS250_200A_4P_100KA_TM_ FTFM | 1099.51
3VA5225-5EF41-0AA0 | MCCB_UL_FS250_250A_4P_35KA_TM_ ATAM | 1072.16
3VA5225-6EF31-0AA0 | MCCB_UL_FS250_250A_3P_65KA_TM_ ATAM | 940.88
3VA5225-7ED41-0AA0 | MCCB_UL_FS250_250A_4P_100KA_TM_ FTFM | 1258.16
3VA5225-7EF41-0AA0 | MCCB_UL_FS250_250A_4P_100KA_TM_ ATAM | 1329.26
3VA5240-6ED61-0AA0 | MCCB_UL_FS250_40A_2P_65KA_TM_ FTFM | 460.6
3VA5245-5ED41-0AA0 | MCCB_UL_FS250_40A_4P_35KA_TM_ FTFM | 585.31
3VA5260-7ED41-0AA0 | MCCB_UL_FS250_60A_4P_100KA_TM_ FTFM | 733
3VA5270-5ED61-0AA0 | MCCB_UL_FS250_70A_2P_35KA_TM_ FTFM | 433.77
3VA5270-6ED31-1AA0 | MCCB_UL_FS250_70A_3P_65KA_TM_ FTFM | 568.91
3VA5270-7EC61-0AA0 | MCCB_UL_FS250_70A_2P_100KA_TM_ FTAM | 557.95
3VA2580-5HN32-0KK0 | MCCB_IEC_FS1000_800A_3P_55KA_ETU3_LSI | 2542.82
3VA5280-6ED41-0AA0 | MCCB_UL_FS250_80A_4P_65KA_TM_ FTFM | 716.6
3VA2580-5JP32-0DJ0 | MCCB_IEC_FS1000_800A_3P_55KA_ETU5_LSI | 3363.32
3VA5290-6ED61-0AA0 | MCCB_UL_FS250_90A_2P_65KA_TM_ FTFM | 493.97
3VA5290-7EC31-1AA0 | MCCB_UL_FS250_90A_3P_100KA_TM_ FTAM | 634.56
3VA5325-0MU31-0AA0 | MCCB_UL_FS400_250A_3P_TM_ AM | 951.81
3VA5340-1BB31-0AA0 | MCS_UL_FS400_400A_3P_100kA | 968.22
3VA5440-0MU31-0AA0 | MCCB_UL_FS600_400A_3P_TM_ AM | 1115.93
3VA2612-6HK32-0AA0 | MCCB_IEC_FS1250_1250A_3p_85kA_TU_ ELISA | 4248.19
3VA5210-6EF31-0AA0 | MCCB_UL_FS250_100A_3P_65KA_TM_ ATAM | 820.55
3VA2612-6HL32-0BE0 | MCCB_IEC_FS1250_1250A_3p_85kA_ETU3_LI | 5020.61
3VA5211-6ED41-0AA0 | MCCB_UL_FS250_110A_4P_65KA_TM_ FTFM | 869.75
3VA5460-0MU31-0AA0 | MCCB_UL_FS600_600A_3P_TM_ AM | 1493.37
3VL6780-1SH36-0AA0 | CIRCUIT-BREAKER VL 800N | 5507.83
3VL6780-1SL36-0AA0 | CIRCUIT-BREAKER VL 800N | 5370.46
3VL3725-3TN43-0AA0 | CIRCUIT-BREAKER VL 250L | 4055.64
3VL4740-1EC46-2HB1 | CIRCUIT-BREAKER VL 400N | 3245.82
3VL4740-1EC46-8KD1 | CIRCUIT-BREAKER VL 400N | 3217.04
3VL5763-1DC36-2PA0 | CIRCUIT-BREAKER VL 630N | 3108.45
3VL5763-1EM46-0AA0 | CIRCUIT-BREAKER VL 630N | 3898.66
3VL6780-2DE36-0AA0 | CIRCUIT-BREAKER VL 800H | 4467.75
3VL4740-1NF46-0AA0 | CIRCUIT-BREAKER VL 400N | 3970.6
3VL6780-2ML36-0AA0 | CIRCUIT-BREAKER VL 800H | 5867.6
3VL7710-1TH46-0AA0 | CIRCUIT-BREAKER VL 1250N | 10466.19
3VL7710-1TN46-0AA0 | CIRCUIT-BREAKER VL 1250N | 10204.53
3VL7710-1UJ46-0AA0 | CIRCUIT-BREAKER VL 1250N | 12559.42
3VL8716-1LA40-0AA0 | CIRCUIT-BREAKER VL 1600N | 14979.73
3VL7710-2LF46-0AA0 | CIRCUIT-BREAKER VL 1250H | 10858.66
3VL5763-1SL36-0AA0 | CIRCUIT-BREAKER VL 630N | 4395.8
6AG1516-3AN02-7AB0 | SIPLUS S7-1500 CPU 1516-3 PN/DP | 12890.63
6AG1900-0AB10-7AA0 | SIPLUS C-Plug | 410.58
6AG2132-6BD20-4BA0 | SIPLUS ET 200SP DQ 4X24VDC/2A ST TX RAIL | 254.17
6AG2132-6MD00-4BB1 | SIPLUS ET 200SP RQ 4x120/230 MA TX RAIL | 489.85
6AG2521-7EH00-4AB0 | SIPLUS S7-1500 DI 16x110VDC HF TX RAIL | 1655.13
6AG2522-5EH00-4AB0 | SIPLUS S7-1500 DQ 16x110VDC ST TX RAIL | 2438.08
6AG4131-3CA20-8BA2 | SIMATIC IPC627E (Box PC) | 4335.74
6AG4021-0AB12-2CA0 | SIMATIC IPC127E | 1989.59
6AG4021-0AD12-0CA0 | SIMATIC IPC127E | 1845.77
6AG1124-5GC00-4AC0 | SIPLUS HMI TP700 Comfort GEA | 2571.26
6AG1124-5QC00-4YU1 | SIPLUS HMI TP1500 Comfort Bredemeyer ED | 8848.01
6AG1124-5XC00-4YB1 | SIPLUS HMI TP2200 Comfort Bredemeyer ED | 12485.04
6AG1135-6TD00-2CA1 | SIPLUS ET 200SP AQ 4xI HART High Feature | 1521.89
6AG1137-6EA00-2BA0 | SIPLUS ET 200SP CM CAN | 984.3
6AG1206-2BB00-7AC2 | SIPLUS NET SCALANCE XC206-2 | 3992.3
6AG1206-2BS00-7AC2 | SIPLUS NET SCALANCE XC206-2SFP | 3112.89
3VL2706-2MB33-0AA0 | CIRCUIT-BREAKER VL 160H | 1157.83
3VL2706-2MS36-0AA0 | CIRCUIT-BREAKER VL 160H | 1112.03
3VL2706-2NN43-0AA0 | CIRCUIT-BREAKER VL 160H | 1864.29
3VL2716-1SL33-0AA0 | CIRCUIT-BREAKER VL 160N | 1890.45
3VL2716-1SL36-0AA0 | CIRCUIT-BREAKER VL 160N | 1864.29
3VL2710-1TB43-0AA0 | CIRCUIT-BREAKER VL 160N | 1203.61
3VL2706-2SS33-0AA0 | CIRCUIT-BREAKER VL 160H | 1020.46
3VL2716-1UL36-0AA0 | CIRCUIT-BREAKER VL 160N | 2498.8
3VA9234-0JA12 | BOX TERMINAL 4 PCS. | 28.44
3VA9234-0JB11 | Wire connector 4 pcs. | 26.13
3VL2716-1UM33-0AA0 | CIRCUIT-BREAKER VL 160N | 2511.88
3VL2706-2TH43-0AA0 | CIRCUIT-BREAKER VL 160H | 1772.71
3VL2710-1UN43-0AA0 | CIRCUIT-BREAKER VL 160N | 2610
3VL2710-2DK33-0AA0 | CIRCUIT-BREAKER VL 160H | 667.22
3VL2706-3MB33-0AA0 | CIRCUIT-BREAKER VL 160L | 1412.94
3VL3720-2LB33-0AA0 | CIRCUIT-BREAKER VL 250H | 2400.69
3VL3720-2MF36-0AA0 | CIRCUIT-BREAKER VL 250H | 2878.2
3VL3725-1ML36-0AA0 | CIRCUIT-BREAKER VL 250N | 2466.1
3VL3725-1MP36-0AA0 | CIRCUIT-BREAKER VL 250N | 2014.74
3VL3720-2ML36-0AA0 | CIRCUIT-BREAKER VL 250H | 2675.43
3VL3720-2MS33-0AA0 | CIRCUIT-BREAKER VL 250H | 2243.69
3VL3720-2NA46-0AA0 | CIRCUIT-BREAKER VL 250H | 2891.28
3VL4720-1EJ46-0AA0 | CIRCUIT-BREAKER VL 400N | 2498.8
3VL3720-2SF36-0AA0 | CIRCUIT-BREAKER VL 250H | 2747.37
3VL3720-2TF46-0AA0 | CIRCUIT-BREAKER VL 250H | 2969.77
3VL4720-3DC36-0AA0 | CIRCUIT-BREAKER VL 400L | 2838.95
3VL3725-1SE36-0AA0 | CIRCUIT-BREAKER VL 250N | 1949.33
3VL4740-2LA46-0AA0 | CIRCUIT-BREAKER VL 400H | 4526.62
3VL4740-2MH36-0AA0 | CIRCUIT-BREAKER VL 400H | 3604.3
3VL4725-1DC36-0AB1 | CIRCUIT-BREAKER VL 400N | 1989.23
3VL4725-1DK36-0AA0 | CIRCUIT-BREAKER VL 400N | 1759.63
6AG4131-3HJ23-3BA1 | SIMATIC IPC627E (Box PC) | 6287.88
6AG1193-6AA00-0AA0 | SIPLUS MountingKit ET 200SP | 666.84
6AG1208-0BA00-7AC2 | SIPLUS NET SCALANCE XC208 | 2757.63
3VL2706-2LB33-0AA0 | CIRCUIT-BREAKER VL 160H | 1203.61
3VL2706-2LE33-0AA0 | CIRCUIT-BREAKER VL 160H | 1262.49
3VL2706-2MH33-0AA0 | CIRCUIT-BREAKER VL 160H | 1412.94
3VL2706-2ML36-0AA0 | CIRCUIT-BREAKER VL 160H | 1360.6
3VL2710-1SG33-0AA0 | CIRCUIT-BREAKER VL 160N | 1170.9
3VL2716-1TB43-0AA0 | CIRCUIT-BREAKER VL 160N | 1864.29
3VL2710-1TE46-0AA0 | CIRCUIT-BREAKER VL 160N | 1249.39
3VA9233-0JG11 | Wire connector w. control wire tap 3pcs | 22.48
3VL2710-1TN43-0AA0 | CIRCUIT-BREAKER VL 160N | 1589.56
3VA9234-0JJ22 | WIRE CONNECTOR2 CABLES 4 PCS. | 96.27
3VL2716-2DC33-0AB1 | CIRCUIT-BREAKER VL 160H | 1308.92
3VA9234-0JK11 | Wire connector Cu w.ctrl-wire tap 4pcs. | 164.13
3VL2716-2DC36-8TB1 | CIRCUIT-BREAKER VL 160H | 1460.03
3VL2710-2DC33-8TB1 | CIRCUIT-BREAKER VL 160H | 949.81
3VL2706-3DC33-0AD1 | CIRCUIT-BREAKER VL 160L | 939.99
3VL2716-2LB33-0AA0 | CIRCUIT-BREAKER VL 160H | 1772.71
3VL2710-2DK33-0AD1 | CIRCUIT-BREAKER VL 160H | 776.47
3VL2706-3LS36-0AA0 | CIRCUIT-BREAKER VL 160L | 1452.19
3VL3725-1LS33-0AA0 | CIRCUIT-BREAKER VL 250N | 2400.69
3VL3720-2ME36-0AA0 | CIRCUIT-BREAKER VL 250H | 2269.85
3VL3725-1NB43-0AA0 | CIRCUIT-BREAKER VL 250N | 2538.06
3VL3720-2TB43-0AA0 | CIRCUIT-BREAKER VL 250H | 2675.43
3VL4740-1UN46-0AA0 | CIRCUIT-BREAKER VL 400N | 5108.8
3VL3720-2UM33-0AA0 | CIRCUIT-BREAKER VL 250H | 3865.94
3VL4740-2LF46-0AA0 | CIRCUIT-BREAKER VL 400H | 4964.9
3VL4740-2MF36-0AA0 | CIRCUIT-BREAKER VL 400H | 3898.66
3VL4725-1EC46-0AA0 | CIRCUIT-BREAKER VL 400N | 2636.17
3VL3720-3DC36-8CB1 | CIRCUIT-BREAKER VL 250L | 2114.17
3VL2716-2EC43-2HD1 | CIRCUIT-BREAKER VL 160H | 2078.84
3VL2710-2DK33-8TB1 | CIRCUIT-BREAKER VL 160H | 917.11
3VL2710-2EJ43-0AD1 | CIRCUIT-BREAKER VL 160H | 1025.03
3VL2706-3LF46-0AA0 | CIRCUIT-BREAKER VL 160L | 2086.7
3VL2706-3MB36-0AA0 | CIRCUIT-BREAKER VL 160L | 1393.31
3VL2706-3MF33-0AA0 | CIRCUIT-BREAKER VL 160L | 1753.08
3VL2710-2EM46-0AA0 | CIRCUIT-BREAKER VL 160H | 915.79
3VL2710-2LA46-0AA0 | CIRCUIT-BREAKER VL 160H | 1609.18
3VL2706-3MP33-0AA0 | CIRCUIT-BREAKER VL 160L | 1321.35
3VL2706-3MS36-0AA0 | CIRCUIT-BREAKER VL 160L | 1367.15
3VL2710-2LS33-0AA0 | CIRCUIT-BREAKER VL 160H | 1445.64
3VL2716-2ML33-0AA0 | CIRCUIT-BREAKER VL 160H | 2106.33
3VL2710-2ME36-0AA0 | CIRCUIT-BREAKER VL 160H | 1183.98
3VL2706-3SF36-0AA0 | CIRCUIT-BREAKER VL 160L | 1596.09
3VL2716-2NN46-0AA0 | CIRCUIT-BREAKER VL 160H | 2858.58
3VL2706-3TF46-0AA0 | CIRCUIT-BREAKER VL 160L | 1818.49
3VL2710-2SS33-0AA0 | CIRCUIT-BREAKER VL 160H | 1255.94
3VL2716-2TE43-0AA0 | CIRCUIT-BREAKER VL 160H | 2165.19
3VL2708-2EJ43-0AD1 | CIRCUIT-BREAKER VL 160H | 913.83
3VL3720-3DC33-0AA0 | CIRCUIT-BREAKER VL 250L | 1890.45
3VL3725-1TA43-0AA0 | CIRCUIT-BREAKER VL 250N | 2610
3VL4725-2DK36-0AB1 | CIRCUIT-BREAKER VL 400H | 2028.48
3VL3720-3LA43-0AA0 | CIRCUIT-BREAKER VL 250L | 3898.66
3VL4725-2EM46-0AA0 | CIRCUIT-BREAKER VL 400H | 3100.61
3VL4731-1DK36-0AB1 | CIRCUIT-BREAKER VL 400N | 1989.23
3VL4740-2TE46-0AA0 | CIRCUIT-BREAKER VL 400H | 4075.27
3VL4731-1MG36-0AA0 | CIRCUIT-BREAKER VL 400N | 3466.93
3VL3725-2EJ46-0AD1 | CIRCUIT-BREAKER VL 250H | 2320.22
3VL4740-3EJ46-0AA0 | CIRCUIT-BREAKER VL 400L | 3865.94
3VL4731-1SF36-0AA0 | CIRCUIT-BREAKER VL 400N | 3551.97
3VL4740-3MF36-0AA0 | CIRCUIT-BREAKER VL 400L | 4644.37
3VL4740-3NB46-0AA0 | CIRCUIT-BREAKER VL 400L | 4644.37
3VL3725-2LE33-0AA0 | CIRCUIT-BREAKER VL 250H | 2511.88
6AG2138-6DB00-1BB1 | SIPLUS ET 200SP TM PULSE 2x24V T1 RAIL | 1055.17
6AG2512-1DK01-1AB0 | SIPLUS ET 200SP CPU 1512SP-1 PN RAIL | 3152.1
6AG2515-2RM00-4AB0 | SIPLUS S7-1500 CPU 1515R-2 PN TX RAIL | 12031.89
6AG2623-0AA00-4AA0 | SIPLUS PN/J1939 LINK TX RAIL | 1550.61
6AG4131-3CJ11-2AA2 | SIMATIC IPC627E (Box PC) | 4771.72
6AG4131-3HM13-3DA3 | SIMATIC IPC627E (Box PC) | 8163.6
3VL2706-2MH36-0AA0 | CIRCUIT-BREAKER VL 160H | 1393.31
3VL2706-2NE43-0AA0 | CIRCUIT-BREAKER VL 160H | 1524.13
3VL2706-2NE46-0AA0 | CIRCUIT-BREAKER VL 160H | 1497.97
3VL2710-1SS33-0AA0 | CIRCUIT-BREAKER VL 160N | 1131.65
3VL2706-2SS36-0AA0 | CIRCUIT-BREAKER VL 160H | 994.28
3VL2706-2TA46-0AA0 | CIRCUIT-BREAKER VL 160H | 1393.31
3VL2716-1UN46-0AA0 | CIRCUIT-BREAKER VL 160N | 3192.19
3VL2710-1TN46-0AA0 | CIRCUIT-BREAKER VL 160N | 1537.23
3VA9234-0JD11 | Wire connector Cu 4 pcs. | 141.68
3VL2706-2UL33-0AA0 | CIRCUIT-BREAKER VL 160H | 2636.17
3VL2716-2DC33-2UB1 | CIRCUIT-BREAKER VL 160H | 1525.44
3VL2716-2EJ43-0AB1 | CIRCUIT-BREAKER VL 160H | 1681.79
3VL2716-2EJ43-0AD1 | CIRCUIT-BREAKER VL 160H | 1705.34
3VL2716-2EJ43-8TD1 | CIRCUIT-BREAKER VL 160H | 1869.53
3VL2716-2EM46-0AA0 | CIRCUIT-BREAKER VL 160H | 1707.3
3VL2710-2EE43-0AA0 | CIRCUIT-BREAKER VL 160H | 667.22
3VL2706-3LF43-0AA0 | CIRCUIT-BREAKER VL 160L | 2106.33
3VL3725-1MB33-0AA0 | CIRCUIT-BREAKER VL 250N | 1955.86
3VL3720-2LE36-0AA0 | CIRCUIT-BREAKER VL 250H | 2498.8
3VL3725-1MB36-0AA0 | CIRCUIT-BREAKER VL 250N | 1949.33
3VL2716-1NA46-0AA0 | CIRCUIT-BREAKER VL 160N | 2067.07
3VL3720-2NE46-0AA0 | CIRCUIT-BREAKER VL 250H | 2891.28
3VL3720-2NH43-0AA0 | CIRCUIT-BREAKER VL 250H | 3852.86
3VL3720-2NH46-0AA0 | CIRCUIT-BREAKER VL 250H | 3826.7
3VL3720-2TA43-0AA0 | CIRCUIT-BREAKER VL 250H | 2852.03
3VL3725-1SE33-0AA0 | CIRCUIT-BREAKER VL 250N | 1955.86
3VL3725-1SF36-0AA0 | CIRCUIT-BREAKER VL 250N | 2603.47
3VL4740-2ME36-0AA0 | CIRCUIT-BREAKER VL 400H | 3198.73
3VL3720-3EM43-0AA0 | CIRCUIT-BREAKER VL 250L | 2570.76
3VL3720-3EM46-0AA0 | CIRCUIT-BREAKER VL 250L | 2557.67
3VL2706-3DC33-8TD1 | CIRCUIT-BREAKER VL 160L | 1104.18
3VL2706-3DC36-0AA0 | CIRCUIT-BREAKER VL 160L | 811.13
3VL2706-3DK33-0AD1 | CIRCUIT-BREAKER VL 160L | 920.36
3VL2710-2EJ43-8TD1 | CIRCUIT-BREAKER VL 160H | 1189.22
3VL2710-2LB36-0AA0 | CIRCUIT-BREAKER VL 160H | 1170.9
3VL2716-2MP33-0AA0 | CIRCUIT-BREAKER VL 160H | 1537.23
3VL2716-2MS33-0AA0 | CIRCUIT-BREAKER VL 160H | 1687.67
3VL2710-2MP36-0AA0 | CIRCUIT-BREAKER VL 160H | 1249.39
3VL2710-2MS33-0AA0 | CIRCUIT-BREAKER VL 160H | 1367.15
3VL2716-2NB43-0AA0 | CIRCUIT-BREAKER VL 160H | 2106.33
3VL2706-3SS33-0AA0 | CIRCUIT-BREAKER VL 160L | 1282.12
3VL2706-3TB43-0AA0 | CIRCUIT-BREAKER VL 160L | 1687.67
3VL2710-2NF46-0AA0 | CIRCUIT-BREAKER VL 160H | 1596.09
3VL2716-2SB33-0AA0 | CIRCUIT-BREAKER VL 160H | 1537.23
3VL3725-1SS33-0AA0 | CIRCUIT-BREAKER VL 250N | 2086.7
3VL3725-1UH33-0AA0 | CIRCUIT-BREAKER VL 250N | 3251.06
3VL3725-1UJ43-0AA0 | CIRCUIT-BREAKER VL 250N | 4114.52
3VL4740-2NE46-0AA0 | CIRCUIT-BREAKER VL 400H | 4199.56
3VL4740-2SE36-0AA0 | CIRCUIT-BREAKER VL 400H | 3054.83
3VL4725-3EJ46-0AA0 | CIRCUIT-BREAKER VL 400L | 3650.08
3VL4731-1DC36-0AB1 | CIRCUIT-BREAKER VL 400N | 1989.23
3VL4731-1DC36-0AD1 | CIRCUIT-BREAKER VL 400N | 2012.78
3VL3725-2DC36-8TB1 | CIRCUIT-BREAKER VL 250H | 1937.55
3VL3725-2DE33-0AA0 | CIRCUIT-BREAKER VL 250H | 1216.69
3VL3720-3NH46-0AA0 | CIRCUIT-BREAKER VL 250L | 4206.1
3VL4740-2UM36-0AA0 | CIRCUIT-BREAKER VL 400H | 4755.58
3VL3725-2LA43-0AA0 | CIRCUIT-BREAKER VL 250H | 3290.31
3VA5212-5GD41-0AA0 | MCCB_UL_FS250_125A_4P_35KA_TM_ FTFM | 743.94
3VA5212-6EF41-0AA0 | MCCB_UL_FS250_125A_4P_65KA_TM_ ATAM | 1061.22
3VA5212-7GC41-0AA0 | MCCB_UL_FS250_125A_4P_100KA_TM_ FTAM | 973.69
3VA5560-5EC46-0AA0 | MCCB_UL_FS800_600A_4P_35KA_TM_ FTAM | 2357.66
3VA5560-5EC62-0AA0 | MCCB_UL_FS800_600A_2P_35KA_TM_ FTAM | 1504.31
3VA4110-5ED14-0AA0 | MCCB_UL_FS125_100A_1P_35kA_TM_ FTFM | 141.13
3VA5215-5GD41-0AA0 | MCCB_UL_FS250_150A_4P_35KA_TM_ FTFM | 869.75
3VA5215-6EF31-0AA0 | MCCB_UL_FS250_150A_3P_65KA_TM_ ATAM | 820.55
3VA5217-5EC41-0AA0 | MCCB_UL_FS250_175A_4P_35KA_TM_ FTAM | 913.51
3VA5580-5EC42-0AA0 | MCCB_UL_FS800_800A_4P_35KA_TM_ FTAM | 2877.33
3VA4111-5ED14-1AA0 | MCCB_UL_FS125_110A_1P_35kA_TM_ FTFM | 188.73
3VA5570-5EC32-1AA0 | MCCB_UL_FS800_700A_3P_35KA_TM_ FTAM | 2018.52
3VA5570-6GC46-0AA0 | MCCB_UL_FS800_700A_4P_65KA_TM_ FTAM | 3030.52
3VA5570-7EC32-1AA0 | MCCB_UL_FS800_700A_3P_100KA_TM_ FTAM | 2417.84
3VA5580-0BB32-0AA0 | MCS_UL_FS800_800A_3P_65kA | 1783.31
3VA5580-0MH32-0AA0 | MCCB_UL_FS800_800A_3P_TM_ AM | 2330.3
3VA4110-6ED34-0AA0 | MCCB_UL_FS125_100A_3P_65KA_TM_ FTFM | 304.15
3VA5580-5GC42-0AA0 | MCCB_UL_FS800_800A_4P_35KA_TM_ FTAM | 2877.33
3VA4111-5ED14-3AA0 | MCCB_UL_FS125_110A_1P_35kA_TM_ FTFM | 177.77
3VA5580-7GC46-0AA0 | MCCB_UL_FS800_800A_4P_100KA_TM_ FTAM | 3856.51
3VA6225-0HN41-0AA0 | MCCB_UL_FS250_4P_200KA_ETU350_ LSI | 2023.96
3VA4111-6ED24-3AA0 | MCCB_UL_FS125_110A_2P_65KA_TM_ FTFM | 348.45
3VA4112-5ED54-0AA0 | MCCB_UL_FS125_125A_1P_35kA_TM_ FTFM | 350.08
3VA4112-6ED34-0AA0 | MCCB_UL_FS125_125A_3P_65KA_TM_ FTFM | 502.72
3VA4120-6ED34-0AA0 | MCCB_UL_FS125_20A_3P_65KA_TM_ FTFM | 233.57
3VA4125-4ED14-3AA0 | MCCB_UL_FS125_25A_1P_25kA_TM_ FTFM | 98.46
3VA4125-5ED34-3AA0 | MCCB_UL_FS125_25A_3P_35KA_TM_ FTFM | 213.88
3VA4130-4ED34-1AA0 | MCCB_UL_FS125_30A_3P_25KA_TM_ FTFM | 201.86
3VA4135-4ED34-0AA0 | MCCB_UL_FS125_35A_3P_25KA_TM_ FTFM | 192
3VA4135-5ED34-1AA0 | MCCB_UL_FS125_35A_3P_35KA_TM_ FTFM | 224.29
3VA4140-5ED14-3AA0 | MCCB_UL_FS125_40A_1P_35kA_TM_ FTFM | 108.86
3VA4140-5ED34-1AA0 | MCCB_UL_FS125_40A_3P_35KA_TM_ FTFM | 224.29
3VA4145-4ED34-3AA0 | MCCB_UL_FS125_45A_3P_25KA_TM_ FTFM | 192
3VA6325-0KT41-0AA0 | MCCB_UL_FS400_4P_200KA_ETU856_ LSI | 3407.95
3VA4150-4ED14-0AA0 | MCCB_UL_FS125_50A_1P_25kA_TM_ FTFM | 98.46
3VA6115-0HL41-0AA0 | MCCB_UL_FS150_4P_200KA_ETU320_ LI | 1498.83
3VA4150-5ED34-1AA0 | MCCB_UL_FS125_50A_3P_35KA_TM_ FTFM | 224.29
3VA4150-5ED54-0AA0 | MCCB_UL_FS125_50A_1P_35kA_TM_ FTFM | 175.05
3VA4150-6ED34-1AA0 | MCCB_UL_FS125_50A_3P_65KA_TM_ FTFM | 245.06
3VA4160-4ED14-1AA0 | MCCB_UL_FS125_60A_1P_25kA_TM_ FTFM | 109.93
3VL1706-1DD33-2PB1 | CIRCUIT-BREAKER VL160X N | 768.6
3VL1706-1DD36-0AB1 | CIRCUIT-BREAKER VL160X N | 527.89
3VL1706-2DD33-0AD1 | CIRCUIT-BREAKER VL160X H | 641.71
3VL1708-1EA43-0AA0 | CIRCUIT-BREAKER VL160X N | 607.69
3VA6580-7HN36-0AA0 | MCCB_UL_FS800_800A_3P_100KA_ETU3_LSI | 3446.25
3VL1708-1EH43-8TD1 | CIRCUIT-BREAKER VL160X N | 856.27
3SU1801-0AQ00-2AB1 | Enclosure plastic, 1 control point | 46.09
3SU1801-1AP20-1DA1 | Enclosure plastic, 1 control point | 303.86
3UF7010-1AU00-0AX0 | BASIC UNIT SIMOCODE PRO V PB; | 721.85
3VA1112-1AA36-0DF0 | SD_IEC_FS160_125A_3P | 488.13
3VA1196-3ED26-0AF0 | MCCB_IEC_FS160_16A_2P_25KA_TM_ FTFM | 252.78
3VA1216-4EE32-0AA0 | MCCB_IEC_FS250_160A_3P_36KA_TM_ ATFM | 677.54
3VA1225-6EE42-0AA0 | MCCB_IEC_FS250_250A_4P_70KA_TM_ ATFM | 1267.34
3VA1332-5EF32-0AJ0 | MCCB_IEC_FS400_320A_3P_55KA_TM_ ATAM | 1357.87
3VA1332-7EE32-0AA0 | MCCB_IEC_FS400_320A_3p_110kA_TM_ ATFM | 1448.38
3VA1340-5EF32-0KB0 | MCCB_IEC_FS400_400A_3P_55KA_TM_ ATAM | 1399.65
3VL4740-2ML36-0AA0 | CIRCUIT-BREAKER VL 400H | 3604.3
3VL4725-2DK36-0AD1 | CIRCUIT-BREAKER VL 400H | 2052.03
3VL2716-2EC43-8TA0 | CIRCUIT-BREAKER VL 160H | 1917.27
3VL2716-2EE43-0AA0 | CIRCUIT-BREAKER VL 160H | 1249.39
3VL2710-2DK36-8TB1 | CIRCUIT-BREAKER VL 160H | 894.86
3VL2706-3LE33-0AA0 | CIRCUIT-BREAKER VL 160L | 1563.38
3VL2706-3MF36-0AA0 | CIRCUIT-BREAKER VL 160L | 1707.3
3VL2716-2ME36-0AA0 | CIRCUIT-BREAKER VL 160H | 1759.63
3VL2706-3NB43-0AA0 | CIRCUIT-BREAKER VL 160L | 1805.42
3VL2706-3NB46-0AA0 | CIRCUIT-BREAKER VL 160L | 1772.71
3VL2706-3NE43-0AA0 | CIRCUIT-BREAKER VL 160L | 1897
3VL2706-3NE46-0AA0 | CIRCUIT-BREAKER VL 160L | 1864.29
3VL2710-2MG36-0AA0 | CIRCUIT-BREAKER VL 160H | 1393.31
3VL2710-2NA46-0AA0 | CIRCUIT-BREAKER VL 160H | 1497.97
3VL2706-3SL36-0AA0 | CIRCUIT-BREAKER VL 160L | 1497.97
3VL2706-3TN46-0AA0 | CIRCUIT-BREAKER VL 160L | 2040.9
3VL2706-3UJ43-0AA0 | CIRCUIT-BREAKER VL 160L | 3146.39
3VL2708-1DC33-0AD1 | CIRCUIT-BREAKER VL 160N | 616.2
3VL2708-1EJ43-0AA0 | CIRCUIT-BREAKER VL 160N | 667.22
3VL3720-2UP33-0AA0 | CIRCUIT-BREAKER VL 250H | 3512.71
3VL3725-1SL36-0AA0 | CIRCUIT-BREAKER VL 250N | 2348.36
3VL3725-1SP33-0AA0 | CIRCUIT-BREAKER VL 250N | 1936.25
3VL3725-1TF43-0AA0 | CIRCUIT-BREAKER VL 250N | 2747.37
3VL4740-2SH36-0AA0 | CIRCUIT-BREAKER VL 400H | 3493.09
3VL3725-1UN43-0AA0 | CIRCUIT-BREAKER VL 250N | 4114.52
3VL4731-1DK36-0AD1 | CIRCUIT-BREAKER VL 400N | 2012.78
3VL4731-1EC46-0AB1 | CIRCUIT-BREAKER VL 400N | 2721.86
3VL4731-1EJ46-0AA0 | CIRCUIT-BREAKER VL 400N | 2498.8
3VL3720-3ML36-0AA0 | CIRCUIT-BREAKER VL 250L | 3022.1
3VL4731-1LE36-0AA0 | CIRCUIT-BREAKER VL 400N | 3244.53
3VL4731-1LS36-0AA0 | CIRCUIT-BREAKER VL 400N | 3551.97
3VL3720-3NE43-0AA0 | CIRCUIT-BREAKER VL 250L | 3414.6
3VL4740-3EC46-0AA0 | CIRCUIT-BREAKER VL 400L | 4049.11
3VL4740-3SE36-0AA0 | CIRCUIT-BREAKER VL 400L | 3794
3VL2706-3MP36-0AA0 | CIRCUIT-BREAKER VL 160L | 1295.19
3VL2716-2NB46-0AA0 | CIRCUIT-BREAKER VL 160H | 2086.7
3VL2706-3NF46-0AA0 | CIRCUIT-BREAKER VL 160L | 1942.78
3VL2706-3NH43-0AA0 | CIRCUIT-BREAKER VL 160L | 2224.07
3VA9257-0GX10 | Aux. switch module for rotary operators | 36.69
3VL2706-3SG36-0AA0 | CIRCUIT-BREAKER VL 160L | 1524.13
3VL2706-3SH33-0AA0 | CIRCUIT-BREAKER VL 160L | 1563.38
3VL2716-2NN43-0AA0 | CIRCUIT-BREAKER VL 160H | 2878.2
3VL2710-2NH46-0AA0 | CIRCUIT-BREAKER VL 160H | 1864.29
3VL2710-2SE33-0AA0 | CIRCUIT-BREAKER VL 160H | 1098.95
3VL2710-2SG33-0AA0 | CIRCUIT-BREAKER VL 160H | 1308.27
3VL2708-1DC33-0AA0 | CIRCUIT-BREAKER VL 160N | 506.96
3VL2708-1EM43-0AA0 | CIRCUIT-BREAKER VL 160N | 686.84
3VL2708-2DC36-0AA0 | CIRCUIT-BREAKER VL 160H | 595.92
3VL2716-2UM33-0AA0 | CIRCUIT-BREAKER VL 160H | 2636.17
3VL2716-2UN43-0AA0 | CIRCUIT-BREAKER VL 160H | 3355.72
3VL2710-2UH33-0AA0 | CIRCUIT-BREAKER VL 160H | 2387.59
3VL2710-3DC33-8CB1 | CIRCUIT-BREAKER VL 160L | 1198.38
3VL4720-3DK36-0AA0 | CIRCUIT-BREAKER VL 400L | 2610
3VL3720-2UN43-0AA0 | CIRCUIT-BREAKER VL 250H | 4421.96
3VL4725-2DK36-0AA0 | CIRCUIT-BREAKER VL 400H | 1942.78
3VL3725-1TH43-0AA0 | CIRCUIT-BREAKER VL 250N | 3414.6
3VL3725-1UJ46-0AA0 | CIRCUIT-BREAKER VL 250N | 4094.89
3VL3720-3LB36-0AA0 | CIRCUIT-BREAKER VL 250L | 2812.79
3VL4731-1DC36-2LB1 | CIRCUIT-BREAKER VL 400N | 2205.75
3VL4731-1DC36-8CB1 | CIRCUIT-BREAKER VL 400N | 2153.42
3VL3720-3MF33-0AA0 | CIRCUIT-BREAKER VL 250L | 3303.39
3VL3720-3MG36-0AA0 | CIRCUIT-BREAKER VL 250L | 3061.36
3VL4731-1EJ46-0AB1 | CIRCUIT-BREAKER VL 400N | 2584.49
3VL3725-2DK33-0AA0 | CIRCUIT-BREAKER VL 250H | 1563.38
3VL3720-3SB36-0AA0 | CIRCUIT-BREAKER VL 250L | 2466.1
3VL4740-3MG36-0AA0 | CIRCUIT-BREAKER VL 400L | 4421.96
3VL4740-3MH36-0AA0 | CIRCUIT-BREAKER VL 400L | 4421.96
3VL4740-3NA46-0AA0 | CIRCUIT-BREAKER VL 400L | 4814.44
3VL4740-3TA46-0AA0 | CIRCUIT-BREAKER VL 400L | 4696.7
3VL3720-3TA46-0AA0 | CIRCUIT-BREAKER VL 250L | 3329.56
3VL2710-2LF46-0AA0 | CIRCUIT-BREAKER VL 160H | 1687.67
3VL2710-2MB36-0AA0 | CIRCUIT-BREAKER VL 160H | 1138.2
3VL2716-2MS36-0AA0 | CIRCUIT-BREAKER VL 160H | 1661.5
3VL2706-3SF33-0AA0 | CIRCUIT-BREAKER VL 160L | 1609.18
3VL2710-2MH33-0AA0 | CIRCUIT-BREAKER VL 160H | 1412.94
3VL2716-2NH46-0AA0 | CIRCUIT-BREAKER VL 160H | 2891.28
3VL2710-2NB46-0AA0 | CIRCUIT-BREAKER VL 160H | 1445.64
3VL2710-2NE43-0AA0 | CIRCUIT-BREAKER VL 160H | 1524.13
3VL2716-2SF36-0AA0 | CIRCUIT-BREAKER VL 160H | 2165.19
3VL2710-2SB36-0AA0 | CIRCUIT-BREAKER VL 160H | 1020.46
3VL2706-3UN46-0AA0 | CIRCUIT-BREAKER VL 160L | 3113.69
3VL2716-2TA46-0AA0 | CIRCUIT-BREAKER VL 160H | 2106.33
3VL2716-2TH46-0AA0 | CIRCUIT-BREAKER VL 160H | 2786.62
3VL2716-2TN46-0AA0 | CIRCUIT-BREAKER VL 160H | 2740.84
3VL2710-2TH43-0AA0 | CIRCUIT-BREAKER VL 160H | 1772.71
3VA9277-0CK72 | Max-Flex Operator, Complete Kit | 513.67
3VL2710-2UM36-0AA0 | CIRCUIT-BREAKER VL 160H | 2610
3VL4740-2EM46-0AA0 | CIRCUIT-BREAKER VL 400H | 3303.39
3VL3725-1SS36-0AA0 | CIRCUIT-BREAKER VL 250N | 2040.9
3VL3725-1TA46-0AA0 | CIRCUIT-BREAKER VL 250N | 2577.29
3VL3725-1TB43-0AA0 | CIRCUIT-BREAKER VL 250N | 2426.85
3VL3720-3EC46-0AA0 | CIRCUIT-BREAKER VL 250L | 2557.67
3VL3725-1TN46-0AA0 | CIRCUIT-BREAKER VL 250N | 3323.01
3VL3720-3LS36-0AA0 | CIRCUIT-BREAKER VL 250L | 2878.2
3VL4725-2EJ46-0AA0 | CIRCUIT-BREAKER VL 400H | 2969.77
3VL4725-3EC46-0AA0 | CIRCUIT-BREAKER VL 400L | 3774.37
3VL4740-2SG36-0AA0 | CIRCUIT-BREAKER VL 400H | 3493.09
3VL3725-2DC36-0AB1 | CIRCUIT-BREAKER VL 250H | 1773.36
3VL3720-3NA43-0AA0 | CIRCUIT-BREAKER VL 250L | 3493.09
3VL3720-3NB43-0AA0 | CIRCUIT-BREAKER VL 250L | 3323.01
3VL4731-1LA46-0AA0 | CIRCUIT-BREAKER VL 400N | 4003.31
3VL4731-1MB36-0AA0 | CIRCUIT-BREAKER VL 400N | 2675.43
3VL3725-2EC46-0AD1 | CIRCUIT-BREAKER VL 250H | 2457.59
3VL3725-2EE46-0AA0 | CIRCUIT-BREAKER VL 250H | 1497.97
3VL4740-3EM46-0AA0 | CIRCUIT-BREAKER VL 400L | 4049.11
3VL3720-3SG33-0AA0 | CIRCUIT-BREAKER VL 250L | 2969.77
3VL4731-3NB46-0AA0 | CIRCUIT-BREAKER VL 400L | 4644.37
3VL5763-3UN46-0AA0 | CIRCUIT-BREAKER VL 630L | 7980.46
3VL3725-2UL33-0AA0 | CIRCUIT-BREAKER VL 250H | 3865.94
3VL3725-2UL36-0AA0 | CIRCUIT-BREAKER VL 250H | 3852.86
3VL6160-2PE30-0AA0 | CIRCUIT-BREAKER VL UL | 5049.94
3VL6160-2PH30-0AA0 | CIRCUIT-BREAKER VL UL | 5671.37
3VL6160-2VH30-0AA0 | CIRCUIT-BREAKER VL UL | 8438.37
3VL6160-2VM30-0AA0 | CIRCUIT-BREAKER VL UL | 8438.37
3VL6180-1VH30-0AA0 | CIRCUIT-BREAKER VL UL | 7980.46
3VL6180-1VJ30-0AA0 | CIRCUIT-BREAKER VL UL | 7980.46
3VL6180-2KE30-0AE1 | CIRCUIT-BREAKER VL UL | 4940.69
3VL5740-2EJ46-0AA0 | CIRCUIT-BREAKER VL 630H | 4271.51
3VL5750-1DC36-0AE1 | CIRCUIT-BREAKER VL 630N | 2837.64
3VL3725-3EJ46-0AA0 | CIRCUIT-BREAKER VL 250L | 2603.47
3VL3725-3MB33-0AA0 | CIRCUIT-BREAKER VL 250L | 2636.17
3VL6180-3KE30-0AA0 | CIRCUIT-BREAKER VL UL | 5377.01
3VL5750-1UP36-0AA0 | CIRCUIT-BREAKER VL 630N | 5514.38
3VL4731-3TH46-0AA0 | CIRCUIT-BREAKER VL 400L | 5874.15
3VL4731-3UH36-0AA0 | CIRCUIT-BREAKER VL 400L | 5108.8
3VL6180-3PH30-0AA0 | CIRCUIT-BREAKER VL UL | 7260.91
3VL3725-3NA43-0AA0 | CIRCUIT-BREAKER VL 250L | 3493.09
3VL3725-3NB46-0AA0 | CIRCUIT-BREAKER VL 250L | 3290.31
3VA1340-5GE42-0AA0 | MCCB_IEC_FS400_400A_4P_55KA_TM_ ATFM | 1538.91
3VA1450-5EF32-0AB0 | MCCB_IEC_FS630_500A_3P_55KA_TM_ ATAM | 1692.1
3VA1463-1AA32-0AJ0 | SD_IEC_FS630_630A_3P | 1162.88
3VA1463-6EE32-0AA0 | MCCB_IEC_FS630_630A_3P_70KA_TM_ ATFM | 1914.94
3VA1463-7EE42-0AA0 | MCCB_IEC_FS630_630A_4p_110KA_TM_ ATFM | 2673.93
3VA1510-6EF32-0KJ0 | MCCB_IEC_FS1000_1000A_3P_70KA_TM_ ATAM | 3996.99
3VA2010-5HN32-0AL0 | MCCB_IEC_FS100_100A_3P_55KA_ETU3_LSI | 703.31
3VA2110-0KP46-0AA0 | MCCB_IEC_FS160_4P_200KA_ETU850_ LSI | 1613.71
3VA2110-0KQ42-0AA0 | MCCB_IEC_FS160_4P_200KA_ETU860_ LSIG | 1699.28
3VA2125-0HL32-0AA0 | MCCB_IEC_FS160_3P_200KA_ETU320_ LI | 654.02
3VA2125-0MQ32-0AA0 | MCCB_IEC_FS160_3P_200KA_ETU860M_ LSIG | 1075.8
3VA2225-0HN32-0AA0 | MCCB_IEC_FS250_3P_200KA_ETU350_ LSI | 1436.44
3VA2225-0KP32-0AA0 | MCCB_IEC_FS250_3P_200KA_ETU850_ LSI | 2004.9
3VA2163-0KQ46-0AA0 | MCCB_IEC_FS160_4P_200KA_ETU860_ LSIG | 1668.73
3VA2163-5HL32-0JB0 | MCCB_IEC_FS160_63A_3P_55KA_ETU3_LI | 655.25
3VA2440-5MQ32-0AF0 | MCCB_IEC_FS630_400A_3P_55KA_ETU8_LSIG | 2402.37
3VA2325-8HM42-0AA0 | MCCB_IEC_FS400_250A_4P_150KA_ETU3_LIG | 2475.56
3VA2340-0KP42-0AA0 | MCCB_IEC_FS400_4P_200KA_ETU850_ LSI | 3105.16
3VA2225-6HL32-0DB0 | MCCB_IEC_FS250_250A_3P_85KA_ETU3_LI | 1364.82
3VA2340-5HN32-0LC0 | MCCB_IEC_FS400_400A_3P_55KA_ETU3_LSI | 1740.85
3VA2216-7HM32-0AC0 | MCCB_IEC_FS250_160A_3P_110KA_ETU3_LIG | 1594.61
3VA2220-0MQ32-0AA0 | MCCB_IEC_FS250_3P_200KA_ETU860M_ LSIG | 1711.5
3VA2463-5HL32-0CB0 | MCCB_IEC_FS630_630A_3P_55KA_ETU3_LI | 2075.1
3VA2325-0HM42-0AA0 | MCCB_IEC_FS400_4P_200KA_ETU330_ LIG | 2677.27
3VA2463-5HN42-0AH0 | MCCB_IEC_FS630_630A_4P_55KA_ETU3_LSI | 2646.09
3VA2463-8HK32-0AA0 | MCCB_IEC_FS630_630A_3P_150KA_ETU3_ ELISA | 2341.1
3VA1116-6ED32-0DF0 | MCCB_IEC_FS160_160A_3P_70KA_TM_ FTFM | 814.71
3VA1225-5EE32-0AA0 | MCCB_IEC_FS250_250A_3P_55KA_TM_ ATFM | 856.49
3VA1325-5MH32-0AH0 | MCCB_IEC_FS400_250A_3P_55KA_TM_ AM | 967.92
3VA1220-4EF32-0KB0 | MCCB_IEC_FS250_200A_3P_36KA_TM_ ATAM | 898.28
3VA1332-7EF32-0AH0 | MCCB_IEC_FS400_320A_3p_110kA_TM_ ATAM | 1580.69
3VA1340-1AA32-0BB0 | SD_IEC_FS400_400A_3P | 855.76
3VA1340-7GE42-0AA0 | MCCB_IEC_FS400_400A_4p_110kA_TM_ ATFM | 1894.05
3VA1450-7GE42-0AA0 | MCCB_IEC_FS630_500A_4p_110KA_TM_ ATFM | 2472
3VA1463-5GE42-0AA0 | MCCB_IEC_FS630_630A_4P_55KA_TM_ ATFM | 2179.55
3VA1580-5EF32-0CB0 | MCCB_IEC_FS1000_800A_3P_55KA_TM_ ATAM | 2673.93
3VA2010-6HL42-0BF0 | MCCB_IEC_FS100_100A_4P_85KA_ETU3_LI | 926.13
3VA2110-0KP32-0AA0 | MCCB_IEC_FS160_3P_200KA_ETU850_ LSI | 1326.39
3VA2125-0KP36-0AA0 | MCCB_IEC_FS160_3P_200KA_ETU850_ LSI | 1301.97
3VA2125-0MN32-0AA0 | MCCB_IEC_FS160_3P_200KA_ETU350M_ LSI | 605.14
3VA2140-0HM32-0AA0 | MCCB_IEC_FS160_3P_200KA_ETU330_ LIG | 880.19
3VA2140-0KP36-0AA0 | MCCB_IEC_FS160_3P_200KA_ETU850_ LSI | 1301.97
3VA2140-5HL32-0AB0 | MCCB_IEC_FS160_40A_3P_55KA_ETU3_LI | 566.81
3VA2163-0HL32-0AA0 | MCCB_IEC_FS160_3P_200KA_ETU320_ LI | 654.02
3VA2116-0HN36-0AA0 | MCCB_IEC_FS160_3P_200KA_ETU350_ LSI | 1143.03
3VA2440-5MQ32-0AC0 | MCCB_IEC_FS630_400A_3P_55KA_ETU8_LSIG | 2402.37
3VA2325-8KQ32-0AA0 | MCCB_IEC_FS400_250A_3P_150KA_ETU8_LSIG | 2493.91
3VA2340-0HM42-0AA0 | MCCB_IEC_FS400_4P_200KA_ETU330_ LIG | 2677.27
3VA2440-8HL32-0AA0 | MCCB_IEC_FS630_400A_3P_150KA_ETU3_LI | 2320.51
3VA2440-8HM32-0AA0 | MCCB_IEC_FS630_400A_3P_150KA_ETU3_LIG | 2548.92
3VA2450-0MQ32-0AA0 | MCCB_IEC_FS630_3P_200KA_ETU860M_ LSIG | 3050.16
3VA2450-5MN32-0BF0 | MCCB_IEC_FS630_500A_3P_55KA_ETU3_LSI | 2562.53
3VA2463-0KP32-0AA0 | MCCB_IEC_FS630_3P_200KA_ETU850_ LSI | 3123.48
3VA2340-6HL32-0KF0 | MCCB_IEC_FS400_400A_3P_85KA_ETU3_LI | 1712.99
3VL2706-3ME36-0AA0 | CIRCUIT-BREAKER VL 160L | 1471.8
3VL2716-2NA46-0AA0 | CIRCUIT-BREAKER VL 160H | 2210.99
3VL2706-3SB36-0AA0 | CIRCUIT-BREAKER VL 160L | 1282.12
3VL2710-2ML36-0AA0 | CIRCUIT-BREAKER VL 160H | 1360.6
3VL2706-3SH36-0AA0 | CIRCUIT-BREAKER VL 160L | 1524.13
3VL2716-2SF33-0AA0 | CIRCUIT-BREAKER VL 160H | 2197.89
3VL2706-3TE46-0AA0 | CIRCUIT-BREAKER VL 160L | 1753.08
3VL2706-3UJ46-0AA0 | CIRCUIT-BREAKER VL 160L | 3113.69
3VL2706-3UM33-0AA0 | CIRCUIT-BREAKER VL 160L | 2904.36
3VL2710-2SP33-0AA0 | CIRCUIT-BREAKER VL 160H | 1144.75
3VL2716-2SH33-0AA0 | CIRCUIT-BREAKER VL 160H | 2067.07
3VL2716-2SP33-0AA0 | CIRCUIT-BREAKER VL 160H | 1445.64
3VL2716-2TF43-0AA0 | CIRCUIT-BREAKER VL 160H | 2302.56
3VL2716-2TH43-0AA0 | CIRCUIT-BREAKER VL 160H | 2845.5
3VL2708-2EJ43-0AA0 | CIRCUIT-BREAKER VL 160H | 804.58
3VL2710-2TB43-0AA0 | CIRCUIT-BREAKER VL 160H | 1360.6
3VL2716-2UP33-0AA0 | CIRCUIT-BREAKER VL 160H | 2387.59
3VA9277-0CK12 | Max-Flex Operator, Complete Kit | 477
3VL2708-3DC33-0AD1 | CIRCUIT-BREAKER VL 160L | 972.7
3VL2710-3DC33-0AB1 | CIRCUIT-BREAKER VL 160L | 1034.18
3VL3720-2UH36-0AA0 | CIRCUIT-BREAKER VL 250H | 3473.46
3VL3720-3DC36-0AB1 | CIRCUIT-BREAKER VL 250L | 1949.98
3VL4725-1DC36-0AD1 | CIRCUIT-BREAKER VL 400N | 2012.78
3VL4725-1DK36-2HB1 | CIRCUIT-BREAKER VL 400N | 2061.84
3VL4725-1EJ46-0AB1 | CIRCUIT-BREAKER VL 400N | 2584.49
3VL3725-1TF46-0AA0 | CIRCUIT-BREAKER VL 250N | 2714.66
3VL4740-2NA46-0AA0 | CIRCUIT-BREAKER VL 400H | 4049.11
3VL4740-2SB36-0AA0 | CIRCUIT-BREAKER VL 400H | 2747.37
3VL4731-1EC46-8TD1 | CIRCUIT-BREAKER VL 400N | 2909.6
3VL3725-1UP36-0AA0 | CIRCUIT-BREAKER VL 250N | 3244.53
3VL3725-2EJ46-0AB1 | CIRCUIT-BREAKER VL 250H | 2296.67
3VL3725-2EM46-0AA0 | CIRCUIT-BREAKER VL 250H | 2348.36
3VL5740-1DC36-0AC1 | CIRCUIT-BREAKER VL 630N | 2857.93
3VL5740-1EJ46-0AA0 | CIRCUIT-BREAKER VL 630N | 3512.71
3VL5763-3UL36-0AA0 | CIRCUIT-BREAKER VL 630L | 7587.98
3VL6160-1PD30-0AA0 | CIRCUIT-BREAKER VL UL | 5108.8
3VL6160-1VH30-0AA0 | CIRCUIT-BREAKER VL UL | 7980.46
3VL4731-3NH46-0AA0 | CIRCUIT-BREAKER VL 400L | 5998.44
3VL3725-2UP33-0AA0 | CIRCUIT-BREAKER VL 250H | 3512.71
3VL4731-3SB36-0AA0 | CIRCUIT-BREAKER VL 400L | 3493.09
3VL6160-3VH30-0AA0 | CIRCUIT-BREAKER VL UL | 9354.16
3VL3725-3DE33-0AA0 | CIRCUIT-BREAKER VL 250L | 1471.8
3VL6180-1PH30-0AA0 | CIRCUIT-BREAKER VL UL | 5926.48
3VL6180-2KN30-0AA0 | CIRCUIT-BREAKER VL UL | 4964.9
3VL5740-2EM46-0AA0 | CIRCUIT-BREAKER VL 630H | 4461.21
3VL5750-1DC36-0AC1 | CIRCUIT-BREAKER VL 630N | 2857.93
3VL6180-2PD30-0AA0 | CIRCUIT-BREAKER VL UL | 6266.63
3VL3725-3LF43-0AA0 | CIRCUIT-BREAKER VL 250L | 4049.11
3VL3725-3ME36-0AA0 | CIRCUIT-BREAKER VL 250L | 2701.58
3VL3725-3MG33-0AA0 | CIRCUIT-BREAKER VL 250L | 3100.61
3VL6780-1DE36-0AA0 | CIRCUIT-BREAKER VL 800N | 4094.89
3VL5750-2SS36-0AA0 | CIRCUIT-BREAKER VL 630H | 4513.55
3VL5750-3EJ46-0AA0 | CIRCUIT-BREAKER VL 630L | 5095.72
3VL6780-1LA46-0AA0 | CIRCUIT-BREAKER VL 800N | 7064.68
3VL7712-1TN46-0AA0 | CIRCUIT-BREAKER VL 1250N | 11709.05
3VL7712-1UM36-0AA0 | CIRCUIT-BREAKER VL 1250N | 9812.05
3VL7712-3EE46-0AA0 | CIRCUIT-BREAKER VL 1250L | 10008.3
3VL7712-3NB46-0AA0 | CIRCUIT-BREAKER VL 1250L | 10989.5
3WL9212-3AC41-2BA1 | ACCESORIES FOR BREAKER 3WL | 4100.63
3VL7712-3SB36-0AA0 | CIRCUIT-BREAKER VL 1250L | 8372.96
3ZS1320-6CC12-4YA5 | SIRIUS Soft Starter ES V16 | 334.91
3VL7712-3TF46-0AA0 | CIRCUIT-BREAKER VL 1250L | 11709.05
3VL8112-2PE30-0AA0 | CIRCUIT-BREAKER VL UL | 9942.87
3VL8112-3PH30-0AA0 | CIRCUIT-BREAKER VL UL | 13148.14
3VL3725-2LB33-0AA0 | CIRCUIT-BREAKER VL 250H | 2400.69
3VL3725-2LB36-0AA0 | CIRCUIT-BREAKER VL 250H | 2387.59
3VL3720-3NN43-0AA0 | CIRCUIT-BREAKER VL 250L | 4193.01
3VL5763-3TF46-0AA0 | CIRCUIT-BREAKER VL 630L | 6999.26
3VL5740-1DC36-0AE1 | CIRCUIT-BREAKER VL 630N | 2837.64
3VL4731-3MH36-0AA0 | CIRCUIT-BREAKER VL 400L | 4421.96
3VL4731-3NE46-0AA0 | CIRCUIT-BREAKER VL 400L | 4971.44
3VL6160-1VM30-0AA0 | CIRCUIT-BREAKER VL UL | 7980.46
3VL4731-3SF36-0AA0 | CIRCUIT-BREAKER VL 400L | 4513.55
3VL6180-1KN30-0AA0 | CIRCUIT-BREAKER VL UL | 4003.31
3VL3725-3DC36-0AA0 | CIRCUIT-BREAKER VL 250L | 2021.29
3VL5740-3EC46-0AA0 | CIRCUIT-BREAKER VL 630L | 5265.8
3VL5740-3EJ46-0AA0 | CIRCUIT-BREAKER VL 630L | 5095.72
3VL3725-3DK33-0AA0 | CIRCUIT-BREAKER VL 250L | 1942.78
3VL6180-2PH30-0AA0 | CIRCUIT-BREAKER VL UL | 6351.67
3VL3725-3LA46-0AA0 | CIRCUIT-BREAKER VL 250L | 3865.94
3VL6180-2VM30-0AA0 | CIRCUIT-BREAKER VL UL | 8438.37
3VL3725-3MH33-0AA0 | CIRCUIT-BREAKER VL 250L | 3100.61
3VL4731-3SG36-0AA0 | CIRCUIT-BREAKER VL 400L | 4323.85
3VL3725-3MH36-0AA0 | CIRCUIT-BREAKER VL 250L | 3061.36
3VL3725-3ML33-0AA0 | CIRCUIT-BREAKER VL 250L | 3054.83
3VL3725-3NN43-0AA0 | CIRCUIT-BREAKER VL 250L | 4193.01
3VL5750-2UP36-0AA0 | CIRCUIT-BREAKER VL 630H | 6050.77
3VL7712-1SG36-0AA0 | CIRCUIT-BREAKER VL 1250N | 8700.02
3VL7712-1SH36-0AA0 | CIRCUIT-BREAKER VL 1250N | 8700.02
3VL7712-1SL36-0AA0 | CIRCUIT-BREAKER VL 1250N | 8438.37
3VL7712-2LB36-0AA0 | CIRCUIT-BREAKER VL 1250H | 8503.78
3VL7712-2LF46-0AA0 | CIRCUIT-BREAKER VL 1250H | 12166.94
3VL7712-2MB36-0AA0 | CIRCUIT-BREAKER VL 1250H | 7522.57
5SA2811 | D-Fuse DI 25A gG 500V a.c./440V d.c. | 3.76
5SB2811 | D-Fuse DII 25A gG 500V a.c./440V d.c. | 1.24
5SB4011 | D-Fuse DIII 32A gG 500V a.c./440V d.c. | 2.38
3WL9212-3AC41-2AA1 | ACCESORIES FOR BREAKER 3WL | 3591.46
3VL7712-3UL36-0AA0 | CIRCUIT-BREAKER VL 1250L | 11185.73
3VL7712-3UN46-0AA0 | CIRCUIT-BREAKER VL 1250L | 14456.42
3VL8112-1VJ30-0AA0 | CIRCUIT-BREAKER VL UL | 13998.53
3VL8716-1DE30-0AA0 | CIRCUIT-BREAKER VL 1600N | 8503.78
5SU1326-6FP13 | RCBO 2P 2MW, 13A | 96.15
5SU1326-6FP16 | RCBO 2P 2MW, 16A | 90.58
5SU1326-6FP25 | RCBO 2P 2MW, 25A | 104.31
5SU1636-6FP10 | RCBO 3P B10 6KA type A 300mA 3MW | 147.09
5SU1636-6FP25 | RCBO 3P B25 6KA type A 300mA 3MW | 227.14
5SU1636-7FP06 | RCBO 3P C6 6KA type A 300mA 3MW | 134.5
5SU1636-7FP10 | RCBO 3P C10 6KA type A 300mA 3MW | 134.5
5SU1646-6FP32 | RCBO 4P B32 6KA type A 300mA 4MW | 262.84
5SV1316-4KK06 | RCBO compact 6kA Type F 30mA C6 | 161.55
5SV1316-6GV10 | RCBO A 5SV1 1+N 30mA B10 6kA GV | 89.1
5SV1316-6LK06 | RCBO compact 6kA Type A (G) 30mA B6 | 137.51
5SV1616-7KK04 | RCBO compact 6kA Type A 300mA C4 | 91.86
5SV1616-7KK10 | RCBO compact 6kA Type A 300mA C10 | 91.67
5SY5108-6 | MCB UC 10kA, 1-pole, B, 8A | 25.14
5SV5612-6 | RCCB TYPE A 25/2 300MA 2MW RES | 87.35
5SV6316-7KP10 | AFDD-RCBOele PT 30mA A C10 1+N 230V 1MW | 373.61
5SV6316-7KP16 | AFDD-RCBOele PT 30mA A C16 1+N 230V 1MW | 373.61
5SV6316-7KP40 | AFDD-RCBOele PT 30mA A C40 1+N 230V 1MW | 411.47
5TC9774-4AM00 | DELTA,ROOM THERMOSTAT,ALUMINIUM MET. | 122.39
3VA6580-7KL46-0AA0 | MCCB_UL_FS800_800A_4P_100KA_ETU8_LI | 5431.93
3VA6580-7KL46-2AA0 | MCCB_UL_FS800_800A_4P_100KA_ETU8_LI | 5962.54
3VL1702-2EA46-2JA0 | CIRCUIT-BREAKER VL160X H | 848.42
3VL1702-2EH43-0AA0 | CIRCUIT-BREAKER VL160X H | 632.55
3VL1703-1DD36-0AA0 | CIRCUIT-BREAKER VL160X N | 442.2
3VL2706-1LS36-0AA0 | CIRCUIT-BREAKER VL 160N | 1000.83
3VL2706-1MB36-0AA0 | CIRCUIT-BREAKER VL 160N | 1020.46
3VA2325-0KQ42-0AA0 | MCCB_IEC_FS400_4P_200KA_ETU860_ LSIG | 3239.61
3VA2463-5HN32-0LB0 | MCCB_IEC_FS630_630A_3P_55KA_ETU3_LSI | 2263.11
3VA4160-6ED54-0AA0 | MCCB_UL_FS125_60A_1P_65kA_TM_ FTFM | 193.64
3VA2220-5MQ32-0AB0 | MCCB_IEC_FS250_200A_3P_55KA_ETU8_LSIG | 1622.47
3VA2463-8HN32-0AA0 | MCCB_IEC_FS630_630A_3P_150KA_ETU3_LSI | 2420.56
3VA2463-8KQ32-0AA0 | MCCB_IEC_FS630_630A_3P_150KA_ETU8_LSIG | 3117.38
3VA4160-5ED24-0AA0 | MCCB_UL_FS125_60A_2P_35KA_TM_ FTFM | 198.58
3VA4160-6ED14-3AA0 | MCCB_UL_FS125_60A_1P_65kA_TM_ FTFM | 120.89
3VA4170-6ED14-1AA0 | MCCB_UL_FS125_70A_1P_65kA_TM_ FTFM | 147.16
3VA4180-5ED14-3AA0 | MCCB_UL_FS125_80A_1P_35kA_TM_ FTFM | 120.89
3VA4190-4ED34-1AA0 | MCCB_UL_FS125_90A_3P_25KA_TM_ FTFM | 224.29
3VA4190-5ED14-3AA0 | MCCB_UL_FS125_90A_1P_35kA_TM_ FTFM | 120.89
3VA4195-4ED14-0AA0 | MCCB_UL_FS125_15A_1P_25kA_TM_ FTFM | 98.46
3VA4195-4ED24-3AA0 | MCCB_UL_FS125_15A_2P_25KA_TM_ FTFM | 178.87
3VA2440-0MQ32-0AA0 | MCCB_IEC_FS630_3P_200KA_ETU860M_ LSIG | 2640.6
3VA2510-5KQ42-0DJ0 | MCCB_IEC_FS1000_1000A_4P_55KA_ETU8_LSIG | 6162.6
3VA5217-7GD41-0AA0 | MCCB_UL_FS250_175A_4P_100KA_TM_ FTFM | 1099.51
3VA5220-5ED31-0AC0 | MCCB_UL_FS250_200A_3P_35KA_TM_ FTFM | 1141.99
3VA5220-7EC41-0AA0 | MCCB_UL_FS250_200A_4P_100KA_TM_ FTAM | 1137.81
3VA5220-7EF31-0AA0 | MCCB_UL_FS250_200A_3P_100KA_TM_ ATAM | 924.47
3VA5222-5GC41-0AA0 | MCCB_UL_FS250_225A_4P_35KA_TM_ FTAM | 1028.38
3VA5225-6EC41-0AA0 | MCCB_UL_FS250_250A_4P_65KA_TM_ FTAM | 1165.15
3VA5240-5ED41-0AA0 | MCCB_UL_FS250_40A_4P_35KA_TM_ FTFM | 585.31
3VA5250-6ED31-0AA0 | MCCB_UL_FS250_50A_3P_65KA_TM_ FTFM | 515.84
3VA5250-7ED31-0AA0 | MCCB_UL_FS250_50A_3P_100KA_TM_ FTFM | 568.91
3VA5270-5EF31-0AA0 | MCCB_UL_FS250_70A_3P_35KA_TM_ ATAM | 532.78
3VA5270-6EF31-0AA0 | MCCB_UL_FS250_70A_3P_65KA_TM_ ATAM | 612.68
3VA2580-5HN32-0JJ0 | MCCB_IEC_FS1000_800A_3P_55KA_ETU3_LSI | 2917.67
3VA5280-5ED31-1AA0 | MCCB_UL_FS250_80A_3P_35KA_TM_ FTFM | 493.43
3VA5280-6EC61-0AA0 | MCCB_UL_FS250_80A_2P_65KA_TM_ FTAM | 504.9
3VA2580-5KQ32-0JJ0 | MCCB_IEC_FS1000_800A_3P_55KA_ETU8_LSIG | 3948.24
3VA2580-7JP32-0KH0 | MCCB_IEC_FS1000_800A_3P_110KA_ETU5_LSI | 3934.32
3VA5440-1MU31-0AA0 | MCCB_UL_FS600_400A_3P_TM_ AM | 1274.58
3VA5210-5EC41-0AA0 | MCCB_UL_FS250_100A_4P_35KA_TM_ FTAM | 678.3
3VA2612-5HN42-0AA0 | MCCB_IEC_FS1250_1250A_4p_55kA_ETU3_LSI | 5030.61
3VA5210-6GF41-0AA0 | MCCB_UL_FS250_100A_4P_65KA_TM_ ATAM | 1061.22
3VA2612-7HN42-0AA0 | MCCB_IEC_FS1250_1250A_4p_110kA_ETU3_LSI | 6234.77
3VA5460-0BB31-0AA0 | MCS_UL_FS600_600A_3P_65kA | 1219.87
3VA4110-4ED24-0AA0 | MCCB_UL_FS125_100A_2P_25KA_TM_ FTFM | 228.64
3VA5560-6EC36-0AA0 | MCCB_UL_FS800_600A_3P_65KA_TM_ FTAM | 1958.34
3VA5560-7EC36-0AA0 | MCCB_UL_FS800_600A_3P_100KA_TM_ FTAM | 2144.33
3VA5560-7GC42-0AA0 | MCCB_UL_FS800_600A_4P_100KA_TM_ FTAM | 2592.87
3VA5570-6EC46-0AA0 | MCCB_UL_FS800_700A_4P_65KA_TM_ FTAM | 3030.52
3VA5215-7GC41-0AA0 | MCCB_UL_FS250_150A_4P_100KA_TM_ FTAM | 1099.51
3VA4111-4ED14-0AA0 | MCCB_UL_FS125_110A_1P_25kA_TM_ FTFM | 159.73
3VA5580-5EC36-0AA0 | MCCB_UL_FS800_800A_3P_35KA_TM_ FTAM | 2527.25
3VA5580-7EC46-0AA0 | MCCB_UL_FS800_800A_4P_100KA_TM_ FTAM | 3856.51
3VA6580-6JP46-0AA0 | MCCB_UL_FS800_800A_4P_65KA_ETU5_LSI | 4666.08
3VL1702-1DD33-0AD1 | CIRCUIT-BREAKER VL160X N | 575.65
3VL1702-1DD36-0AA0 | CIRCUIT-BREAKER VL160X N | 442.2
3VA6580-6KQ36-0AA0 | MCCB_UL_FS800_800A_3P_65KA_ETU8_LSIG | 4173.77
3VL1703-1DD33-8RD1 | CIRCUIT-BREAKER VL160X N | 739.82
3VL2706-1LB33-0AA0 | CIRCUIT-BREAKER VL 160N | 1066.24
3VL2706-1MB33-0AA0 | CIRCUIT-BREAKER VL 160N | 1046.62
3VL1703-2DA33-0AA0 | CIRCUIT-BREAKER VL160X H | 509.57
3VL4740-1DC36-2JD1 | CIRCUIT-BREAKER VL 400N | 2432.08
3VL7712-1NA46-0AA0 | CIRCUIT-BREAKER VL 1250N | 9812.05
3VL7712-1NE46-0AA0 | CIRCUIT-BREAKER VL 1250N | 9484.98
3VL7712-1NF46-0AA0 | CIRCUIT-BREAKER VL 1250N | 10073.71
3VL7712-1TF46-0AA0 | CIRCUIT-BREAKER VL 1250N | 9942.87
3VL7712-1TH46-0AA0 | CIRCUIT-BREAKER VL 1250N | 12101.53
3VL7712-2TE46-0AA0 | CIRCUIT-BREAKER VL 1250H | 9942.87
3VL7712-3SG36-0AA0 | CIRCUIT-BREAKER VL 1250L | 10073.71
3VL8116-1PE30-0AA0 | CIRCUIT-BREAKER VL UL | 10531.6
3VL8116-1VM30-0AA0 | CIRCUIT-BREAKER VL UL | 13998.53
3VL8116-2KE30-0AE1 | CIRCUIT-BREAKER VL UL | 10101.83
3VL8116-2KN30-0AA0 | CIRCUIT-BREAKER VL UL | 10204.53
3VL8116-2PD30-0AA0 | CIRCUIT-BREAKER VL UL | 13082.73
5SU1336-7FP10 | RCBO 3P C10 6KA type A 30mA 3MW | 134.5
5SU1336-7FP20 | RCBO 3P C20 6KA type A 30mA 3MW | 227.14
5SU1336-7FP32 | RCBO 3P C32 6KA type A 30mA 3MW | 227.14
5SU1346-6FP06 | RCBO 4P B6 6KA type A 30mA 4MW | 170.22
5SV1316-7LK10 | RCBO compact 6kA Type A (G) 30mA C10 | 147.14
5SV1316-7LK13 | RCBO compact 6kA Type A (G) 30mA C13 | 147.14
5SV1613-1KK10 | RCBO compact 4,5kA Type AC 300mA C10 | 42.77
5SV1613-7KK04 | RCBO compact 4,5kA Type A 300mA C4 | 150.41
5SV1613-7KK06 | RCBO compact 4,5kA Type A 300mA C6 | 136.74
5SV6016-6KP06 | AFDD-MCB PT B6 1+N 230V 1MW | 198.03
5SV6016-7KK40 | AFDD-MCB C40 1+N 230V 1MW | 226.44
5SV6016-7KP16 | AFDD-MCB PT C16 1+N 230V 1MW | 198.03
5SV6316-6KP10 | AFDD-RCBOele PT 30mA A B10 1+N 230V 1MW | 373.61
3VL1708-2DD33-8RB1 | CIRCUIT-BREAKER VL160X H | 813.09
3VA6580-7JQ46-2AA0 | MCCB_UL_FS800_800A_4P_100KA_ETU5_LSIG | 6673.65
3VA6580-7JT36-2AA0 | MCCB_UL_FS800_800A_3P_100KA_ETU5_LSI | 4994.29
3VL1702-1EH46-0AA0 | CIRCUIT-BREAKER VL160X N | 522
3VL1702-2DA33-0AA0 | CIRCUIT-BREAKER VL160X H | 509.57
3VA6580-6KL32-0AA0 | MCCB_UL_FS800_800A_3P_65KA_ETU8_LI | 3758.04
3VA6580-6KT46-2AA0 | MCCB_UL_FS800_800A_4P_65KA_ETU8_LSI | 5689.02
3VL2706-1LA46-0AA0 | CIRCUIT-BREAKER VL 160N | 1412.94
3VL1703-2DD33-8TD1 | CIRCUIT-BREAKER VL160X H | 805.9
3VL2706-1NA46-0AA0 | CIRCUIT-BREAKER VL 160N | 1360.6
3VL1704-1EA46-0AA0 | CIRCUIT-BREAKER VL160X N | 544.9
3VL1704-2EA46-0AA0 | CIRCUIT-BREAKER VL160X H | 631.9
3VL1704-2EH43-0AA0 | CIRCUIT-BREAKER VL160X H | 632.55
3VL2705-1DC33-8TD1 | CIRCUIT-BREAKER VL 160N | 752.92
3VL2705-2DC33-0AB1 | CIRCUIT-BREAKER VL 160H | 677.69
3VL2705-2EJ43-0AA0 | CIRCUIT-BREAKER VL 160H | 765.35
3VL1705-2DD36-0AA0 | CIRCUIT-BREAKER VL160X H | 510.22
3VL2706-1DC33-0AA0 | CIRCUIT-BREAKER VL 160N | 479.48
3VL1706-1DA36-0AA0 | CIRCUIT-BREAKER VL160X N | 421.26
3VL2706-1DC33-8RD1 | CIRCUIT-BREAKER VL 160N | 752.92
3VL2706-1EJ43-0AD1 | CIRCUIT-BREAKER VL 160N | 733.94
3VL2706-2EM43-0AA0 | CIRCUIT-BREAKER VL 160H | 784.96
3VL2716-1SB36-0AA0 | CIRCUIT-BREAKER VL 160N | 1406.39
3VL2712-3DC33-0AA0 | CIRCUIT-BREAKER VL 160L | 1340.98
3VL3720-1MB33-0AA0 | CIRCUIT-BREAKER VL 250N | 1955.86
3VL2712-3EC46-0AA0 | CIRCUIT-BREAKER VL 160L | 1805.42
3VL2712-3EJ46-0AA0 | CIRCUIT-BREAKER VL 160L | 1687.67
3VL3725-1LE36-0AA0 | CIRCUIT-BREAKER VL 250N | 2243.69
3VL2716-1DE33-8TA0 | CIRCUIT-BREAKER VL 160N | 994.95
3VL3720-1TF43-0AA0 | CIRCUIT-BREAKER VL 250N | 2747.37
3VL3720-1TN46-0AA0 | CIRCUIT-BREAKER VL 250N | 3323.01
3VL3720-1UL33-0AA0 | CIRCUIT-BREAKER VL 250N | 3650.08
3VL2716-1MP33-0AA0 | CIRCUIT-BREAKER VL 160N | 1445.64
3VL2706-1SE36-0AA0 | CIRCUIT-BREAKER VL 160N | 955.05
3VL2706-1SF36-0AA0 | CIRCUIT-BREAKER VL 160N | 1216.69
3VL1705-1EH43-0AB1 | CIRCUIT-BREAKER VL160X N | 635.17
3VL1705-2DA36-0AA0 | CIRCUIT-BREAKER VL160X H | 491.91
3VL8116-2PH30-0AA0 | CIRCUIT-BREAKER VL UL | 13213.55
3VL8116-3PE30-0AA0 | CIRCUIT-BREAKER VL UL | 12232.35
5SU1326-7FP10 | RCBO 2P 2MW, 10A | 95.36
5SU1326-7FP32 | RCBO 2P 2MW, 32A | 95.36
5SU1346-6FP25 | RCBO 4P B25 6KA type A 30mA 4MW | 262.84
4RB4300-3FC50 | POWER CAPACITOR MKK 525V 30,0KVAR | 483.43
5SU1646-7FP06 | RCBO 4P C6 6KA type A 300mA 4MW | 155.62
5SV1316-3KK06 | RCBO compact 6kA Type F 30mA B6 | 152.89
5SV1316-7GV16 | RCBO A 5SV1 1+N 30mA C16 6kA GV | 84.24
5SV1616-0KK10 | RCBO compact 6kA Type AC 300mA B10 | 63.56
5SV1616-6KK13 | RCBO compact 6kA Type A 300mA B13 | 86.75
5ST3673-6 | Pin Busbar 10mm2, 3p/N 6xComp 6MW | 11.3
5SV6016-6GV13 | AFDD/MCB 6kA B13 1+N 1MW GV | 198.03
5SV6316-7KK06 | AFDD-RCBOele C6 1+N 230V 1MW | 373.61
5SV6316-7KK32 | AFDD-RCBOele C32 1+N 230V 1MW | 411.47
3VL1708-2DD33-0AA0 | CIRCUIT-BREAKER VL160X H | 563.22
3VA6580-7JQ46-0AA0 | MCCB_UL_FS800_800A_4P_100KA_ETU5_LSIG | 6126.64
3VA6580-7JT42-2AA0 | MCCB_UL_FS800_800A_4P_100KA_ETU5_LSI | 6071.92
3VA6580-7KQ36-2AA0 | MCCB_UL_FS800_800A_3P_100KA_ETU8_LSIG | 4835.66
3VA6460-0HN41-0AA0 | MCCB_UL_FS600_4P_200KA_ETU350_ LSI | 3593.93
3VA6580-6KL46-0AA0 | MCCB_UL_FS800_800A_4P_65KA_ETU8_LI | 5114.65
3VA6580-6KT42-0AA0 | MCCB_UL_FS800_800A_4P_65KA_ETU8_LSI | 4802.84
3VL1703-1EA43-8TB1 | CIRCUIT-BREAKER VL160X N | 824.86
3VL1704-2DD33-0AA0 | CIRCUIT-BREAKER VL160X H | 532.47
3VL2706-1NN46-0AA0 | CIRCUIT-BREAKER VL 160N | 1661.5
3VL2705-1EM46-0AA0 | CIRCUIT-BREAKER VL 160N | 610.96
3VL1705-2EA43-0AA0 | CIRCUIT-BREAKER VL160X H | 660.68
3VL2706-1TA46-0AA0 | CIRCUIT-BREAKER VL 160N | 1223.24
3VL1705-2EH46-0AA0 | CIRCUIT-BREAKER VL160X H | 603.77
3VL2705-3EJ43-0AB1 | CIRCUIT-BREAKER VL 160L | 1178.1
3VL2706-1DK33-8CA0 | CIRCUIT-BREAKER VL 160N | 609.65
3VL2710-1NA43-0AA0 | CIRCUIT-BREAKER VL 160N | 1386.76
3VL2706-1UL33-0AA0 | CIRCUIT-BREAKER VL 160N | 2511.88
3VL2706-1UM36-0AA0 | CIRCUIT-BREAKER VL 160N | 2498.8
3VL2706-2DC33-0AB1 | CIRCUIT-BREAKER VL 160H | 677.69
3VL3720-1NF43-0AA0 | CIRCUIT-BREAKER VL 250N | 2858.58
3VL3725-1LE33-0AA0 | CIRCUIT-BREAKER VL 250N | 2263.32
3VL2716-1DK33-0AD1 | CIRCUIT-BREAKER VL 160N | 1182.02
3VL2716-1DK36-0AA0 | CIRCUIT-BREAKER VL 160N | 1053.16
3VL3720-1SG33-0AA0 | CIRCUIT-BREAKER VL 250N | 2439.93
3VL2716-1EJ43-8TA0 | CIRCUIT-BREAKER VL 160N | 1635.99
3VL3720-1TF46-0AA0 | CIRCUIT-BREAKER VL 250N | 2714.66
3VL2716-1MB36-0AA0 | CIRCUIT-BREAKER VL 160N | 1504.52
3VL3725-3UN46-0AA0 | CIRCUIT-BREAKER VL 250L | 4919.1
3VL3720-2EC46-0AA0 | CIRCUIT-BREAKER VL 250H | 2086.7
3VL2706-1SL36-0AA0 | CIRCUIT-BREAKER VL 160N | 1131.65
3VL1705-1EA43-8JB1 | CIRCUIT-BREAKER VL160X N | 824.86
3VL1705-2DD33-8TD1 | CIRCUIT-BREAKER VL160X H | 805.9
3VL2706-1TB46-0AA0 | CIRCUIT-BREAKER VL 160N | 1157.83
3VL2706-1TE46-0AA0 | CIRCUIT-BREAKER VL 160N | 1249.39
3VL2716-1NH43-0AA0 | CIRCUIT-BREAKER VL 160N | 2845.5
3VL2706-2DK36-0AA0 | CIRCUIT-BREAKER VL 160H | 537.71
3VL2716-1NN43-0AA0 | CIRCUIT-BREAKER VL 160N | 2747.37
3VL2706-2LE36-0AA0 | CIRCUIT-BREAKER VL 160H | 1249.39
3VL2706-2ME36-0AA0 | CIRCUIT-BREAKER VL 160H | 1183.98
3VL2706-2ML33-0AA0 | CIRCUIT-BREAKER VL 160H | 1367.15
3VL2710-1SB36-0AA0 | CIRCUIT-BREAKER VL 160N | 902.72
3VL2710-1SL33-0AA0 | CIRCUIT-BREAKER VL 160N | 1144.75
3VL2716-1TN46-0AA0 | CIRCUIT-BREAKER VL 160N | 2610
3VL2710-1TF43-0AA0 | CIRCUIT-BREAKER VL 160N | 1360.6
3VL2706-2UN46-0AA0 | CIRCUIT-BREAKER VL 160H | 2786.62
3VL2710-1UL33-0AA0 | CIRCUIT-BREAKER VL 160N | 2511.88
3VL2716-2DE36-0AA0 | CIRCUIT-BREAKER VL 160H | 915.79
3VL1703-1EH43-8TA0 | CIRCUIT-BREAKER VL160X N | 713.66
3VL1704-1DA36-0AA0 | CIRCUIT-BREAKER VL160X N | 421.26
3VL1704-1DD33-0AD1 | CIRCUIT-BREAKER VL160X N | 575.65
3VL2706-1NB46-0AA0 | CIRCUIT-BREAKER VL 160N | 1282.12
3VL2706-1NF43-0AA0 | CIRCUIT-BREAKER VL 160N | 1471.8
3VL2706-1NN43-0AA0 | CIRCUIT-BREAKER VL 160N | 1687.67
3VL1705-1DD36-0AA0 | CIRCUIT-BREAKER VL160X N | 442.2
3VL1706-1DA33-0AD1 | CIRCUIT-BREAKER VL160X N | 548.83
3VL1706-1DA33-8RA0 | CIRCUIT-BREAKER VL160X N | 603.77
3VL2705-2EM46-0AA0 | CIRCUIT-BREAKER VL 160H | 752.25
3VL2706-1DK36-0AA0 | CIRCUIT-BREAKER VL 160N | 423.22
3VL2706-1EJ43-0AB1 | CIRCUIT-BREAKER VL 160N | 710.39
3VL2716-1NF43-0AA0 | CIRCUIT-BREAKER VL 160N | 2269.85
3VL2706-2EJ43-0AA0 | CIRCUIT-BREAKER VL 160H | 765.35
3VL3725-1EE46-0AA0 | CIRCUIT-BREAKER VL 250N | 1308.27
3VL3725-1EJ46-0AB1 | CIRCUIT-BREAKER VL 250N | 2021.94
3VL2712-3DC33-0AD1 | CIRCUIT-BREAKER VL 160L | 1450.23
3VL2712-3EC43-0AA0 | CIRCUIT-BREAKER VL 160L | 1857.75
3VL2716-1DC33-2HA0 | CIRCUIT-BREAKER VL 160N | 1335.1
3VL3725-1EJ46-8TA0 | CIRCUIT-BREAKER VL 250N | 2100.43
3VL3725-1LA46-0AA0 | CIRCUIT-BREAKER VL 250N | 2943.61
3VL2716-1DK33-0AA0 | CIRCUIT-BREAKER VL 160N | 1072.79
3VL3720-1NN46-0AA0 | CIRCUIT-BREAKER VL 250N | 3414.6
3VL3720-1SS36-0AB1 | CIRCUIT-BREAKER VL 250N | 1982.68
3VL3720-1TA43-0AA0 | CIRCUIT-BREAKER VL 250N | 2610
3VL3720-1UN46-0AA0 | CIRCUIT-BREAKER VL 250N | 4094.89
3VL3720-1UP33-0AA0 | CIRCUIT-BREAKER VL 250N | 3251.06
3VL2705-1EJ43-8KD1 | CIRCUIT-BREAKER VL 160N | 898.13
3VL2706-1SS36-0AA0 | CIRCUIT-BREAKER VL 160N | 869.99
3VL2706-1TA43-0AA0 | CIRCUIT-BREAKER VL 160N | 1262.49
3VL2705-1EJ46-0AA0 | CIRCUIT-BREAKER VL 160N | 595.92
3VL1706-1DA33-0AB1 | CIRCUIT-BREAKER VL160X N | 525.28
3VL2710-1NA46-0AA0 | CIRCUIT-BREAKER VL 160N | 1360.6
3VL2706-1TH43-0AA0 | CIRCUIT-BREAKER VL 160N | 1622.26
3VL2706-2LA43-0AA0 | CIRCUIT-BREAKER VL 160H | 1641.89
3VL2710-1SF33-0AA0 | CIRCUIT-BREAKER VL 160N | 1249.39
3VL2706-2MS33-0AA0 | CIRCUIT-BREAKER VL 160H | 1131.65
3VL2706-2NA43-0AA0 | CIRCUIT-BREAKER VL 160H | 1524.13
3VL2706-2NB46-0AA0 | CIRCUIT-BREAKER VL 160H | 1445.64
3VL2706-2SE33-0AA0 | CIRCUIT-BREAKER VL 160H | 1098.95
3VL2710-1TF46-0AA0 | CIRCUIT-BREAKER VL 160N | 1321.35
3VL2716-1UJ43-0AA0 | CIRCUIT-BREAKER VL 160N | 3198.73
3VA9234-0JA11 | BOX TERMINAL 4 PCS. | 28.3
3VL2716-2DC33-8TD1 | CIRCUIT-BREAKER VL 160H | 1496.66
3VL2706-2UP33-0AA0 | CIRCUIT-BREAKER VL 160H | 2387.59
3VL2706-2UP36-0AA0 | CIRCUIT-BREAKER VL 160H | 2348.36
3VL2716-2DC36-0AA0 | CIRCUIT-BREAKER VL 160H | 1210.16
3VL2716-1MF33-0AA0 | CIRCUIT-BREAKER VL 160N | 2197.89
3VL3720-2MP33-0AA0 | CIRCUIT-BREAKER VL 250H | 2106.33
3VL2716-1NA43-0AA0 | CIRCUIT-BREAKER VL 160N | 2093.23
3VL3720-2NB46-0AA0 | CIRCUIT-BREAKER VL 250H | 2740.84
3VL3720-2SG33-0AA0 | CIRCUIT-BREAKER VL 250H | 2675.43
3VL4740-2DC36-0AD1 | CIRCUIT-BREAKER VL 400H | 2411.81
3VL4720-2EM46-0AA0 | CIRCUIT-BREAKER VL 400H | 3100.61
3VL4740-2DC36-8CB1 | CIRCUIT-BREAKER VL 400H | 2552.45
3VL3720-2TH46-0AA0 | CIRCUIT-BREAKER VL 250H | 3650.08
3VL3725-1SF33-0AA0 | CIRCUIT-BREAKER VL 250N | 2636.17
3VL3725-1SH33-0AA0 | CIRCUIT-BREAKER VL 250N | 2439.93
3VL3720-2UM36-0AA0 | CIRCUIT-BREAKER VL 250H | 3852.86
3VL2706-2MB36-0AA0 | CIRCUIT-BREAKER VL 160H | 1138.2
3VL2716-1SF36-0AA0 | CIRCUIT-BREAKER VL 160N | 2040.9
3VL2716-1SG36-0AA0 | CIRCUIT-BREAKER VL 160N | 1936.25
3VL2710-1SG36-0AA0 | CIRCUIT-BREAKER VL 160N | 1144.75
3VL2716-1SS36-0AA0 | CIRCUIT-BREAKER VL 160N | 1445.64
3VL1703-2EH46-0AA0 | CIRCUIT-BREAKER VL160X H | 603.77
3VL2706-1MP33-0AA0 | CIRCUIT-BREAKER VL 160N | 941.95
3VL1704-1EH46-0AA0 | CIRCUIT-BREAKER VL160X N | 522
3VL1704-2EH43-8TD1 | CIRCUIT-BREAKER VL160X H | 905.97
3VL2706-1SB36-0AA0 | CIRCUIT-BREAKER VL 160N | 902.72
3VL2706-1SG33-0AA0 | CIRCUIT-BREAKER VL 160N | 1170.9
3VL2705-1EJ43-8TD1 | CIRCUIT-BREAKER VL 160N | 898.13
3VL1705-1EA46-0AA0 | CIRCUIT-BREAKER VL160X N | 544.9
3VL1705-2EA46-0AA0 | CIRCUIT-BREAKER VL160X H | 631.9
3VL2706-1TB43-0AA0 | CIRCUIT-BREAKER VL 160N | 1203.61
3VL2705-3EJ43-0AA0 | CIRCUIT-BREAKER VL 160L | 1092.42
3VL2706-1DC33-2PD1 | CIRCUIT-BREAKER VL 160N | 805.25
3VL2706-1DC36-0AD1 | CIRCUIT-BREAKER VL 160N | 571.06
3VL2706-1TN43-0AA0 | CIRCUIT-BREAKER VL 160N | 1589.56
3VL2706-1UJ43-0AA0 | CIRCUIT-BREAKER VL 160N | 2610
3VL1796-2EA46-0AA0 | CIRCUIT-BREAKER VL160X H | 631.9
3VA6580-5JQ32-2AA0 | MCCB_UL_FS800_800A_3P_35KA_ETU5_LSIG | 4119.07
3VA6580-5JT32-2AA0 | MCCB_UL_FS800_800A_3P_35KA_ETU5_LSI | 3916.67
3VA6580-5KQ32-0AA0 | MCCB_UL_FS800_800A_3P_35KA_ETU8_LSIG | 3522.83
3VA6580-6HL46-0AA0 | MCCB_UL_FS800_800A_4P_65KA_ETU3_LI | 4157.35
3VA6580-6JP42-2AA0 | MCCB_UL_FS800_800A_4P_65KA_ETU5_LSI | 4677.04
3VA6580-6JT36-2AA0 | MCCB_UL_FS800_800A_3P_65KA_ETU5_LSI | 4682.5
3VL1702-1DD33-0AB1 | CIRCUIT-BREAKER VL160X N | 552.1
3VL1702-2DD33-8TD1 | CIRCUIT-BREAKER VL160X H | 805.9
3VA6580-6KQ46-2AA0 | MCCB_UL_FS800_800A_4P_65KA_ETU8_LSIG | 5689.02
3VL1703-1DA33-0AD1 | CIRCUIT-BREAKER VL160X N | 548.83
3VL1703-1DA36-0AA0 | CIRCUIT-BREAKER VL160X N | 421.26
3VL1703-1EH43-0AB1 | CIRCUIT-BREAKER VL160X N | 635.17
3VL2706-1MH36-0AA0 | CIRCUIT-BREAKER VL 160N | 1262.49
3VL1703-2DD36-0AA0 | CIRCUIT-BREAKER VL160X H | 510.22
3VL1703-2EH43-0AA0 | CIRCUIT-BREAKER VL160X H | 632.55
3VL1704-1EA43-8TB1 | CIRCUIT-BREAKER VL160X N | 824.86
3VL1704-1EH43-0AD1 | CIRCUIT-BREAKER VL160X N | 658.72
3VL1704-2DA33-0AB1 | CIRCUIT-BREAKER VL160X H | 595.26
3VL2706-1NH43-0AA0 | CIRCUIT-BREAKER VL 160N | 1753.08
3VL1705-1DA36-0AA0 | CIRCUIT-BREAKER VL160X N | 421.26
3VL1705-1DD33-0AB1 | CIRCUIT-BREAKER VL160X N | 552.1
3VL1703-1EA43-8CD1 | CIRCUIT-BREAKER VL160X N | 848.42
3VL2706-1LF43-0AA0 | CIRCUIT-BREAKER VL 160N | 1537.23
3VL2706-1ME33-0AA0 | CIRCUIT-BREAKER VL 160N | 1098.95
3VL1703-2EA43-0AA0 | CIRCUIT-BREAKER VL160X H | 660.68
3VL1704-1DD33-8TB1 | CIRCUIT-BREAKER VL160X N | 716.27
3VL1704-1DD36-0AA0 | CIRCUIT-BREAKER VL160X N | 442.2
3VL2706-1MS33-0AA0 | CIRCUIT-BREAKER VL 160N | 1000.83
3VL1704-1EH43-8TB1 | CIRCUIT-BREAKER VL160X N | 799.35
3VL2705-1DC33-0AB1 | CIRCUIT-BREAKER VL 160N | 565.18
3VL1705-1DD33-0AD1 | CIRCUIT-BREAKER VL160X N | 575.65
3VL2706-1SB33-0AA0 | CIRCUIT-BREAKER VL 160N | 935.42
3VL1705-1EA43-0AA0 | CIRCUIT-BREAKER VL160X N | 574.98
3VL1705-2DA33-0AB1 | CIRCUIT-BREAKER VL160X H | 595.26
3VL1705-2EH43-8TD1 | CIRCUIT-BREAKER VL160X H | 905.97
3VL2705-3EJ46-0AA0 | CIRCUIT-BREAKER VL 160L | 1066.24
3VL2710-1MS36-0AA0 | CIRCUIT-BREAKER VL 160N | 1223.24
3VL2706-1TF46-0AA0 | CIRCUIT-BREAKER VL 160N | 1321.35
3VL2716-2LS36-0AA0 | CIRCUIT-BREAKER VL 160H | 1792.34
3VL2706-3MH36-0AA0 | CIRCUIT-BREAKER VL 160L | 1654.97
3VL2706-3NA43-0AA0 | CIRCUIT-BREAKER VL 160L | 1890.45
3VL2710-2MB33-0AA0 | CIRCUIT-BREAKER VL 160H | 1157.83
3VL2716-2NH43-0AA0 | CIRCUIT-BREAKER VL 160H | 2943.61
3VL2716-2SE33-0AA0 | CIRCUIT-BREAKER VL 160H | 1654.97
3VL2710-2SG36-0AA0 | CIRCUIT-BREAKER VL 160H | 1282.12
3VL2708-1EM46-0AA0 | CIRCUIT-BREAKER VL 160N | 654.14
3VL2710-2TE43-0AA0 | CIRCUIT-BREAKER VL 160H | 1412.94
3VL2716-1EJ43-0AD1 | CIRCUIT-BREAKER VL 160N | 1581.05
3VL2716-1LA43-0AA0 | CIRCUIT-BREAKER VL 160N | 2269.85
3VL3720-1TA46-0AA0 | CIRCUIT-BREAKER VL 250N | 2577.29
3VL3720-1UL36-0AA0 | CIRCUIT-BREAKER VL 250N | 3610.83
3VL2716-1MH33-0AA0 | CIRCUIT-BREAKER VL 160N | 2067.07
3VL3720-2LS36-0AA0 | CIRCUIT-BREAKER VL 250H | 2439.93
3VL3725-1MP33-0AA0 | CIRCUIT-BREAKER VL 250N | 2040.9
3VL3720-2ML33-0AA0 | CIRCUIT-BREAKER VL 250H | 2701.58
3VL4740-1UM36-0AA0 | CIRCUIT-BREAKER VL 400N | 4467.75
3VL3720-2NF46-0AA0 | CIRCUIT-BREAKER VL 250H | 3100.61
3VL3720-2SE36-0AA0 | CIRCUIT-BREAKER VL 250H | 2165.19
3VL4720-1DK36-0AA0 | CIRCUIT-BREAKER VL 400N | 1759.63
3VL3725-1NA43-0AA0 | CIRCUIT-BREAKER VL 250N | 2714.66
3VL4720-2DK36-8TB1 | CIRCUIT-BREAKER VL 400H | 2192.66
3VL3720-2TF43-0AA0 | CIRCUIT-BREAKER VL 250H | 3009.03
3VL3720-2TN43-0AA0 | CIRCUIT-BREAKER VL 250H | 3565.05
3VL4740-2EJ46-0AD1 | CIRCUIT-BREAKER VL 400H | 3262.17
3VL4740-2LB36-0AA0 | CIRCUIT-BREAKER VL 400H | 3218.35
3VL4740-2LE36-0AA0 | CIRCUIT-BREAKER VL 400H | 3512.71
3VL2716-1SE33-0AA0 | CIRCUIT-BREAKER VL 160N | 1537.23
3VL2706-2MG36-0AA0 | CIRCUIT-BREAKER VL 160H | 1393.31
3VL2706-2NA46-0AA0 | CIRCUIT-BREAKER VL 160H | 1497.97
3VL2710-1SH36-0AA0 | CIRCUIT-BREAKER VL 160N | 1144.75
3VL2706-2SF36-0AA0 | CIRCUIT-BREAKER VL 160H | 1340.98
3VL2706-2SH33-0AA0 | CIRCUIT-BREAKER VL 160H | 1308.27
3VL2716-1UL33-0AA0 | CIRCUIT-BREAKER VL 160N | 2511.88
3VL2710-1UH33-0AA0 | CIRCUIT-BREAKER VL 160N | 2243.69
3VL2716-1UP36-0AA0 | CIRCUIT-BREAKER VL 160N | 2210.99
3VL2706-2TN43-0AA0 | CIRCUIT-BREAKER VL 160H | 1753.08
3VA9234-0QA00 | NUT KEEPER KIT 4 PCS | 26.13
3VL2706-2UM36-0AA0 | CIRCUIT-BREAKER VL 160H | 2610
3VL2716-2DK33-0AD1 | CIRCUIT-BREAKER VL 160H | 1280.14
3VL2716-2DK33-8VB1 | CIRCUIT-BREAKER VL 160H | 1420.78
3VL2716-2EC46-0AA0 | CIRCUIT-BREAKER VL 160H | 1707.3
3VL2706-3EM46-0AA0 | CIRCUIT-BREAKER VL 160L | 1072.79
3VL2716-2LF46-0AA0 | CIRCUIT-BREAKER VL 160H | 2610
3VL2716-1LE36-0AA0 | CIRCUIT-BREAKER VL 160N | 1759.63
3VL2716-1LF46-0AA0 | CIRCUIT-BREAKER VL 160N | 2466.1
3VL2716-1ME33-0AA0 | CIRCUIT-BREAKER VL 160N | 1654.97
3VL3720-2DC33-0AA0 | CIRCUIT-BREAKER VL 250H | 1504.52
3VL3725-1LF43-0AA0 | CIRCUIT-BREAKER VL 250N | 3159.47
3VL3725-1LF46-0AA0 | CIRCUIT-BREAKER VL 250N | 3120.24
3VL3720-2LS33-0AA0 | CIRCUIT-BREAKER VL 250H | 2466.1
3VL3720-2MG33-0AA0 | CIRCUIT-BREAKER VL 250H | 2760.46
3VL2716-1MS36-0AA0 | CIRCUIT-BREAKER VL 160N | 1537.23
3VL3720-2NE43-0AA0 | CIRCUIT-BREAKER VL 250H | 2943.61
3VL4740-2DC36-0AA0 | CIRCUIT-BREAKER VL 400H | 2302.56
3VL3720-2SG36-0AA0 | CIRCUIT-BREAKER VL 250H | 2649.25
3VL3720-2TE46-0AA0 | CIRCUIT-BREAKER VL 250H | 2786.62
3VL3725-1NH43-0AA0 | CIRCUIT-BREAKER VL 250N | 3519.26
3VL4740-2DE36-0AA0 | CIRCUIT-BREAKER VL 400H | 1484.89
3VL3725-1SB36-0AA0 | CIRCUIT-BREAKER VL 250N | 1857.75
3VL6780-1UH36-0AA0 | CIRCUIT-BREAKER VL 800N | 7718.82
3VL6780-1UL36-0AA0 | CIRCUIT-BREAKER VL 800N | 7718.82
3VL5763-1DE36-0AC1 | CIRCUIT-BREAKER VL 630N | 1870.18
3VL5763-1DE36-2GA0 | CIRCUIT-BREAKER VL 630N | 1989.88
3VL4740-1LE36-0AA0 | CIRCUIT-BREAKER VL 400N | 3244.53
3VL5763-1LA46-0AA0 | CIRCUIT-BREAKER VL 630N | 5749.86
3VL6780-2ME36-0AA0 | CIRCUIT-BREAKER VL 800H | 5265.8
3VL4740-1SG36-0AA0 | CIRCUIT-BREAKER VL 400N | 3355.72
3VL7710-1SF36-0AA0 | CIRCUIT-BREAKER VL 1250N | 7915.05
3VL7710-1TE46-0AA0 | CIRCUIT-BREAKER VL 1250N | 8307.53
3VL7710-1UL36-0AA0 | CIRCUIT-BREAKER VL 1250N | 9812.05
3VL4740-1UJ46-0AA0 | CIRCUIT-BREAKER VL 400N | 5108.8
3VL1706-1DA33-8TB1 | CIRCUIT-BREAKER VL160X N | 689.47
3VL2706-1DC33-8KD1 | CIRCUIT-BREAKER VL 160N | 752.92
3VL2706-1DK33-0AA0 | CIRCUIT-BREAKER VL 160N | 445.47
3VL2706-1DK33-0AD1 | CIRCUIT-BREAKER VL 160N | 554.71
3VL2706-1EM43-0AA0 | CIRCUIT-BREAKER VL 160N | 641.06
3VL2706-2DC33-0AD1 | CIRCUIT-BREAKER VL 160H | 701.23
3VL2710-1NH46-0AA0 | CIRCUIT-BREAKER VL 160N | 1707.3
3VL2710-1NN43-0AA0 | CIRCUIT-BREAKER VL 160N | 1687.67
3VL2710-1NN46-0AA0 | CIRCUIT-BREAKER VL 160N | 1661.5
3VL2710-1SL36-0AA0 | CIRCUIT-BREAKER VL 160N | 1131.65
3VL2716-1TH43-0AA0 | CIRCUIT-BREAKER VL 160N | 2740.84
3VL2710-1UJ43-0AA0 | CIRCUIT-BREAKER VL 160N | 2610
3VA9234-0JB12 | WIRE CONNECTOR 4 PCS. | 37.32
3VA9234-0QF00 | REAR CONNECTING STUDS ROUND 4 PCS. | 71.67
3VL2710-1UP36-0AA0 | CIRCUIT-BREAKER VL 160N | 2210.99
3VL2716-2DK33-8VA0 | CIRCUIT-BREAKER VL 160H | 1335.1
3VL3720-1TH43-0AA0 | CIRCUIT-BREAKER VL 250N | 3414.6
3VL2716-1LF43-0AA0 | CIRCUIT-BREAKER VL 160N | 2498.8
3VL3720-1TH46-0AA0 | CIRCUIT-BREAKER VL 250N | 3388.43
3VL3720-2DC36-0AD1 | CIRCUIT-BREAKER VL 250H | 1600.68
3VL3725-3UM36-0AA0 | CIRCUIT-BREAKER VL 250L | 4251.89
3VL3725-3UN43-0AA0 | CIRCUIT-BREAKER VL 250L | 4951.81
3VL3725-1MH33-0AA0 | CIRCUIT-BREAKER VL 250N | 2564.21
3VL3720-2MF33-0AA0 | CIRCUIT-BREAKER VL 250H | 2904.36
3VL2716-1NB43-0AA0 | CIRCUIT-BREAKER VL 160N | 1949.33
3VL2716-1NB46-0AA0 | CIRCUIT-BREAKER VL 160N | 1942.78
3VL3725-1MS36-0AA0 | CIRCUIT-BREAKER VL 250N | 2165.19
3VL4720-1DC36-0AA0 | CIRCUIT-BREAKER VL 400N | 1903.53
3VL3720-2SB36-0AA0 | CIRCUIT-BREAKER VL 250H | 2040.9
3VL3725-1NE43-0AA0 | CIRCUIT-BREAKER VL 250N | 2675.43
3VL3725-1NE46-0AA0 | CIRCUIT-BREAKER VL 250N | 2649.25
3VL3720-2UJ43-0AA0 | CIRCUIT-BREAKER VL 250H | 4421.96
3VL3720-2UJ46-0AA0 | CIRCUIT-BREAKER VL 250H | 4376.18
3VL2710-1NE46-0AA0 | CIRCUIT-BREAKER VL 160N | 1360.6
3VL2710-1NF46-0AA0 | CIRCUIT-BREAKER VL 160N | 1445.64
3VL2710-1SB33-0AA0 | CIRCUIT-BREAKER VL 160N | 935.42
3VL2710-1SE36-0AA0 | CIRCUIT-BREAKER VL 160N | 955.05
3VL2706-2NN46-0AA0 | CIRCUIT-BREAKER VL 160H | 1818.49
3VL2716-1SH33-0AA0 | CIRCUIT-BREAKER VL 160N | 1942.78
3VL2716-1SP33-0AA0 | CIRCUIT-BREAKER VL 160N | 1321.35
3VL2706-2SB33-0AA0 | CIRCUIT-BREAKER VL 160H | 1046.62
3VL2706-2SL36-0AA0 | CIRCUIT-BREAKER VL 160H | 1223.24
3VL2706-2SP36-0AA0 | CIRCUIT-BREAKER VL 160H | 915.79
3VL2716-1TF43-0AA0 | CIRCUIT-BREAKER VL 160N | 2165.19
3VL2716-1TH46-0AA0 | CIRCUIT-BREAKER VL 160N | 2708.13
3VA9234-0JC13 | WIRE CONNECTOR LARGE CTL: WIRE TAP 4PCS. | 97.35
3VL2710-1TA46-0AA0 | CIRCUIT-BREAKER VL 160N | 1223.24
3VL2706-2UJ46-0AA0 | CIRCUIT-BREAKER VL 160H | 2786.62
3VL2706-2UL36-0AA0 | CIRCUIT-BREAKER VL 160H | 2610
3VL2710-2DC33-0AA0 | CIRCUIT-BREAKER VL 160H | 699.92
3VL2710-2DC33-0AD1 | CIRCUIT-BREAKER VL 160H | 809.17
3VL2710-2DE33-0AB1 | CIRCUIT-BREAKER VL 160H | 592.65
3VL2710-2DK33-0AB1 | CIRCUIT-BREAKER VL 160H | 752.92
3VL2706-3EM43-0AA0 | CIRCUIT-BREAKER VL 160L | 1098.95
3VL2710-2LB33-0AA0 | CIRCUIT-BREAKER VL 160H | 1203.61
3VL2716-1MF36-0AA0 | CIRCUIT-BREAKER VL 160N | 2165.19
3VL3720-2LA43-0AA0 | CIRCUIT-BREAKER VL 250H | 3290.31
3VL3725-1MF33-0AA0 | CIRCUIT-BREAKER VL 250N | 2714.66
3VL3725-1MG33-0AA0 | CIRCUIT-BREAKER VL 250N | 2564.21
3VL3720-2MB36-0AA0 | CIRCUIT-BREAKER VL 250H | 2165.19
3VL3720-2NF43-0AA0 | CIRCUIT-BREAKER VL 250H | 3113.69
3VL3720-2NN43-0AA0 | CIRCUIT-BREAKER VL 250H | 3650.08
3VL3720-2SH36-0AA0 | CIRCUIT-BREAKER VL 250H | 2649.25
3VL4720-2DC36-0AA0 | CIRCUIT-BREAKER VL 400H | 2158.66
3VL2716-1UH36-0AA0 | CIRCUIT-BREAKER VL 160N | 2210.99
3VL2706-2TH46-0AA0 | CIRCUIT-BREAKER VL 160H | 1759.63
3VL2710-1UL36-0AA0 | CIRCUIT-BREAKER VL 160N | 2498.8
3VL2710-1UN46-0AA0 | CIRCUIT-BREAKER VL 160N | 2577.29
3VL2710-2DE33-0AA0 | CIRCUIT-BREAKER VL 160H | 506.96
3VL2706-3DC33-0AA0 | CIRCUIT-BREAKER VL 160L | 830.76
3VL2710-2EJ46-0AA0 | CIRCUIT-BREAKER VL 160H | 889.62
3VL2716-2LB36-0AA0 | CIRCUIT-BREAKER VL 160H | 1759.63
3VL2716-2LE33-0AA0 | CIRCUIT-BREAKER VL 160H | 1936.25
3VL3720-1UJ43-0AA0 | CIRCUIT-BREAKER VL 250N | 4114.52
3VL2716-1MB33-0AA0 | CIRCUIT-BREAKER VL 160N | 1524.13
3VL3720-2EC46-0AB1 | CIRCUIT-BREAKER VL 250H | 2172.38
3VL3720-2LE33-0AA0 | CIRCUIT-BREAKER VL 250H | 2511.88
3VL3725-1ML33-0AA0 | CIRCUIT-BREAKER VL 250N | 2498.8
3VL2716-1ML36-0AA0 | CIRCUIT-BREAKER VL 160N | 1955.86
3VL3720-2MG36-0AA0 | CIRCUIT-BREAKER VL 250H | 2740.84
3VL3720-2MP36-0AA0 | CIRCUIT-BREAKER VL 250H | 2086.7
3VL3720-2NA43-0AA0 | CIRCUIT-BREAKER VL 250H | 2943.61
3VL3720-2SB33-0AA0 | CIRCUIT-BREAKER VL 250H | 2086.7
3VL3720-2SE33-0AA0 | CIRCUIT-BREAKER VL 250H | 2204.44
3VL4720-1DC36-0AD1 | CIRCUIT-BREAKER VL 400N | 2012.78
3VL4720-1DK36-0AD1 | CIRCUIT-BREAKER VL 400N | 1868.86
3VL4720-2DK36-0AA0 | CIRCUIT-BREAKER VL 400H | 1942.78
3VL4740-2DC36-8TD1 | CIRCUIT-BREAKER VL 400H | 2576
3VL3720-2TH43-0AA0 | CIRCUIT-BREAKER VL 250H | 3669.71
3VL5763-1DC36-2PC1 | CIRCUIT-BREAKER VL 630N | 3258.25
3VL5763-1DC36-8CE1 | CIRCUIT-BREAKER VL 630N | 3213.78
3VL5763-1DC36-8TE1 | CIRCUIT-BREAKER VL 630N | 3213.78
3VL6780-2EE46-0AA0 | CIRCUIT-BREAKER VL 800H | 5717.16
3VL6780-2LB36-0AA0 | CIRCUIT-BREAKER VL 800H | 5717.16
3VL5763-1LB36-0AA0 | CIRCUIT-BREAKER VL 630N | 4232.26
3VL6780-2NE46-0AA0 | CIRCUIT-BREAKER VL 800H | 6803.02
3VL5763-1NE46-0AA0 | CIRCUIT-BREAKER VL 630N | 5108.8
3VL4740-1TN46-0AA0 | CIRCUIT-BREAKER VL 400N | 4513.55
3VL7710-2MF36-0AA0 | CIRCUIT-BREAKER VL 1250H | 8503.78
3VL8716-1ML30-0AA0 | CIRCUIT-BREAKER VL 1600N | 11578.21
3VL8716-1NA40-0AA0 | CIRCUIT-BREAKER VL 1600N | 13213.55
3VL6780-3DE36-0AA0 | CIRCUIT-BREAKER VL 800L | 5161.14
3VL8716-1SF30-0AA0 | CIRCUIT-BREAKER VL 1600N | 12559.42
3VL8716-1SG30-0AA0 | CIRCUIT-BREAKER VL 1600N | 11709.05
3VL7710-2NN46-0AA0 | CIRCUIT-BREAKER VL 1250H | 10989.5
3VL7710-2SB36-0AA0 | CIRCUIT-BREAKER VL 1250H | 6737.61
3VL6780-2UM36-0AA0 | CIRCUIT-BREAKER VL 800H | 8176.71
3VL5763-2DC36-0AA0 | CIRCUIT-BREAKER VL 630H | 3218.35
3VL8716-1NN40-0AA0 | CIRCUIT-BREAKER VL 1600N | 16091.76
3VL5763-2ME36-0AA0 | CIRCUIT-BREAKER VL 630H | 4500.47
3VL8716-1UL30-0AA0 | CIRCUIT-BREAKER VL 1600N | 13475.21
3VL6780-3TF46-0AA0 | CIRCUIT-BREAKER VL 800L | 8045.89
3VL7110-1PD30-0AA0 | CIRCUIT-BREAKER VL UL | 7980.46
3VL5763-2MF36-0AA0 | CIRCUIT-BREAKER VL 630H | 5324.68
3VL5763-2MG36-0AA0 | CIRCUIT-BREAKER VL 630H | 5102.27
3VL7110-2PB30-0AA0 | CIRCUIT-BREAKER VL UL | 7260.91
3VL8716-2SF30-0AA0 | CIRCUIT-BREAKER VL 1600H | 13082.73
3VL8716-2SG30-0AA0 | CIRCUIT-BREAKER VL 1600H | 12232.35
3VL2716-3MF33-0AA0 | CIRCUIT-BREAKER VL 160L | 2564.21
3VL2710-1LB36-0AA0 | CIRCUIT-BREAKER VL 160N | 1046.62
3VL2710-3MF33-0AA0 | CIRCUIT-BREAKER VL 160L | 1753.08
3VL2710-3MH36-0AA0 | CIRCUIT-BREAKER VL 160L | 1654.97
3VL2710-3ML36-0AA0 | CIRCUIT-BREAKER VL 160L | 1609.18
3VL2710-3MP33-0AA0 | CIRCUIT-BREAKER VL 160L | 1504.52
3VL2716-3NN46-0AA0 | CIRCUIT-BREAKER VL 160L | 3257.6
3VL2716-3SL36-0AA0 | CIRCUIT-BREAKER VL 160L | 2210.99
3VL3725-1DC36-0AD1 | CIRCUIT-BREAKER VL 250N | 1600.68
3VL3725-1DC36-2HA0 | CIRCUIT-BREAKER VL 250N | 1707.95
3VL2710-2TF46-0AA0 | CIRCUIT-BREAKER VL 160H | 1484.89
3VL2716-2UL33-0AA0 | CIRCUIT-BREAKER VL 160H | 2636.17
3VL2708-3DC36-0AA0 | CIRCUIT-BREAKER VL 160L | 843.84
3VA9277-0HC20 | SEO520, 42-60 V AC/DC | 1187.03
3VL2716-3EC43-0AA0 | CIRCUIT-BREAKER VL 160L | 2040.9
3VL2710-1DC33-0AB1 | CIRCUIT-BREAKER VL 160N | 682.27
3VL2710-1DC36-0AA0 | CIRCUIT-BREAKER VL 160N | 576.94
3VL2710-1DC36-0AD1 | CIRCUIT-BREAKER VL 160N | 686.19
3VL2716-3LA46-0AA0 | CIRCUIT-BREAKER VL 160L | 2812.79
3VL3725-1UL33-0AA0 | CIRCUIT-BREAKER VL 250N | 3650.08
3VL4725-3DK36-0AA0 | CIRCUIT-BREAKER VL 400L | 2610
3VL3720-3ME36-0AA0 | CIRCUIT-BREAKER VL 250L | 2701.58
3VL4731-1DK36-0AA0 | CIRCUIT-BREAKER VL 400N | 1903.53
3VL3720-3MH36-0AA0 | CIRCUIT-BREAKER VL 250L | 3061.36
3VL4731-1EC46-0AD1 | CIRCUIT-BREAKER VL 400N | 2745.41
3VL3725-2DC36-0AD1 | CIRCUIT-BREAKER VL 250H | 1796.91
3VL3720-3NH43-0AA0 | CIRCUIT-BREAKER VL 250L | 4232.26
3VL3725-2EC46-8TA0 | CIRCUIT-BREAKER VL 250H | 2512.53
3VL4731-1NF46-0AA0 | CIRCUIT-BREAKER VL 400N | 3970.6
3VL3725-2EM43-0AA0 | CIRCUIT-BREAKER VL 250H | 2400.69
3VL4740-3ME36-0AA0 | CIRCUIT-BREAKER VL 400L | 3872.49
3VL4740-3SF36-0AA0 | CIRCUIT-BREAKER VL 400L | 4513.55
3VL3720-3SS33-0AA0 | CIRCUIT-BREAKER VL 250L | 2557.67
3VL4740-3TE46-0AA0 | CIRCUIT-BREAKER VL 400L | 4873.32
3VL4740-3TH46-0AA0 | CIRCUIT-BREAKER VL 400L | 5874.15
3VL4731-1UJ46-0AA0 | CIRCUIT-BREAKER VL 400N | 5108.8
3VL3725-2ME33-0AA0 | CIRCUIT-BREAKER VL 250H | 2269.85
3VL4731-2EJ46-0AD1 | CIRCUIT-BREAKER VL 400H | 3079.02
3VL2710-2UP36-0AA0 | CIRCUIT-BREAKER VL 160H | 2348.36
3VL2708-3EM46-0AA0 | CIRCUIT-BREAKER VL 160L | 1118.57
3VL2716-3DC33-0AA0 | CIRCUIT-BREAKER VL 160L | 1484.89
3VL2716-3DE33-0AA0 | CIRCUIT-BREAKER VL 160L | 1183.98
3VL2710-1DK33-0AB1 | CIRCUIT-BREAKER VL 160N | 641.71
3VL2710-1LS33-0AA0 | CIRCUIT-BREAKER VL 160N | 1308.27
3VL2716-3MS33-0AA0 | CIRCUIT-BREAKER VL 160L | 1949.33
3VL2710-3MH33-0AA0 | CIRCUIT-BREAKER VL 160L | 1661.5
3VL2710-3NF46-0AA0 | CIRCUIT-BREAKER VL 160L | 1942.78
3VL2710-3SB33-0AA0 | CIRCUIT-BREAKER VL 160L | 1308.27
3VL2716-3NH46-0AA0 | CIRCUIT-BREAKER VL 160L | 3323.01
3VL4740-3TF46-0AA0 | CIRCUIT-BREAKER VL 400L | 5095.72
3VL3720-3UH33-0AA0 | CIRCUIT-BREAKER VL 250L | 3898.66
3VL4740-3UN46-0AA0 | CIRCUIT-BREAKER VL 400L | 6377.84
3VL4731-2EM46-0AA0 | CIRCUIT-BREAKER VL 400H | 3100.61
3VL3725-2MH36-0AA0 | CIRCUIT-BREAKER VL 250H | 2740.84
3VL4731-2LA46-0AA0 | CIRCUIT-BREAKER VL 400H | 4526.62
3VL5763-3DC36-0AA0 | CIRCUIT-BREAKER VL 630L | 4049.11
3VL5763-3EC46-0AA0 | CIRCUIT-BREAKER VL 630L | 5422.79
3VL5731-1DC36-0AC1 | CIRCUIT-BREAKER VL 630N | 2857.93
3VL3725-2SB33-0AA0 | CIRCUIT-BREAKER VL 250H | 2086.7
3VL3725-2SF36-0AA0 | CIRCUIT-BREAKER VL 250H | 2747.37
3VL4731-2UL36-0AA0 | CIRCUIT-BREAKER VL 400H | 4755.58
3VL5763-3MH36-0AA0 | CIRCUIT-BREAKER VL 630L | 5874.15
3VL5763-3NA46-0AA0 | CIRCUIT-BREAKER VL 630L | 6868.43
3VL5763-3SF36-0AA0 | CIRCUIT-BREAKER VL 630L | 6057.3
3VL4731-3LE36-0AA0 | CIRCUIT-BREAKER VL 400L | 4343.47
3VL3725-2TH46-0AA0 | CIRCUIT-BREAKER VL 250H | 3650.08
3VL2716-3DK33-0AA0 | CIRCUIT-BREAKER VL 160L | 1412.94
3VL2710-3EM46-0AA0 | CIRCUIT-BREAKER VL 160L | 1249.39
3VL2710-1DE33-0AA0 | CIRCUIT-BREAKER VL 160N | 448.08
3VL2710-1DK33-0AD1 | CIRCUIT-BREAKER VL 160N | 665.25
3VL2710-1ME33-0AA0 | CIRCUIT-BREAKER VL 160N | 1098.95
3VL2710-3LS33-0AA0 | CIRCUIT-BREAKER VL 160L | 1753.08
3VL2710-3NA43-0AA0 | CIRCUIT-BREAKER VL 160L | 1890.45
3VL2710-3NB43-0AA0 | CIRCUIT-BREAKER VL 160L | 1805.42
3VL6780-2TB46-0AA0 | CIRCUIT-BREAKER VL 800H | 6332.04
3VL6780-3DE36-0AC1 | CIRCUIT-BREAKER VL 800L | 5310.93
3VL6780-3LB36-0AA0 | CIRCUIT-BREAKER VL 800L | 6606.78
3VL6780-3NE46-0AA0 | CIRCUIT-BREAKER VL 800L | 7915.05
3VL6780-3NH46-0AA0 | CIRCUIT-BREAKER VL 800L | 8896.25
3VL6780-2UJ46-0AA0 | CIRCUIT-BREAKER VL 800H | 10204.53
3VL7710-2SF36-0AA0 | CIRCUIT-BREAKER VL 1250H | 8438.37
3VL8716-1LF40-0AA0 | CIRCUIT-BREAKER VL 1600N | 15372.21
3VL5763-1UM36-0AA0 | CIRCUIT-BREAKER VL 630N | 6247
3VL7710-2SL36-0AA0 | CIRCUIT-BREAKER VL 1250H | 7849.64
3VL7710-2UH36-0AA0 | CIRCUIT-BREAKER VL 1250H | 10204.53
3VL5763-2DC36-2RE1 | CIRCUIT-BREAKER VL 630H | 3617.38
3VL5763-2EE46-0AA0 | CIRCUIT-BREAKER VL 630H | 2557.67
3VL6780-3UH36-0AA0 | CIRCUIT-BREAKER VL 800L | 9027.09
3VL8716-2LF40-0AA0 | CIRCUIT-BREAKER VL 1600H | 16418.83
3VL8716-2NA40-0AA0 | CIRCUIT-BREAKER VL 1600H | 13933.12
3VL7110-2PD30-0AA0 | CIRCUIT-BREAKER VL UL | 8438.37
3VL7110-2VM30-0AA0 | CIRCUIT-BREAKER VL UL | 10531.6
3VL8716-2NE40-0AA0 | CIRCUIT-BREAKER VL 1600H | 13475.21
3VL7112-2PB30-0AA0 | CIRCUIT-BREAKER VL UL | 8045.89
3VL2710-1EJ43-0AB1 | CIRCUIT-BREAKER VL 160N | 857.58
3VL2710-1EJ43-8TA0 | CIRCUIT-BREAKER VL 160N | 936.07
3VL2716-3NA43-0AA0 | CIRCUIT-BREAKER VL 160L | 2636.17
3VL2710-3TH43-0AA0 | CIRCUIT-BREAKER VL 160L | 2106.33
3VL2716-3SE33-0AA0 | CIRCUIT-BREAKER VL 160L | 1936.25
3VL2710-3TN46-0AA0 | CIRCUIT-BREAKER VL 160L | 2040.9
3VL2716-3SP33-0AA0 | CIRCUIT-BREAKER VL 160L | 1687.67
3VL2712-1DC33-0AA0 | CIRCUIT-BREAKER VL 160N | 981.2
3VL2716-3TE43-0AA0 | CIRCUIT-BREAKER VL 160L | 2498.8
3VL2716-3UJ46-0AA0 | CIRCUIT-BREAKER VL 160L | 3650.08
3VL3725-1DC36-2JA0 | CIRCUIT-BREAKER VL 250N | 1707.95
3VL3725-1DE36-8TB1 | CIRCUIT-BREAKER VL 250N | 1250.71
3VL2716-3UL36-0AA0 | CIRCUIT-BREAKER VL 160L | 2871.66
3VL3720-1EM46-0AA0 | CIRCUIT-BREAKER VL 250N | 1818.49
3VL5763-2TF46-0AA0 | CIRCUIT-BREAKER VL 630H | 6109.63
3VL4731-2MG36-0AA0 | CIRCUIT-BREAKER VL 400H | 3604.3
3VL5763-2UN46-0AA0 | CIRCUIT-BREAKER VL 630H | 6999.26
3VL3725-2NA46-0AA0 | CIRCUIT-BREAKER VL 250H | 2891.28
3VL4731-2SH36-0AA0 | CIRCUIT-BREAKER VL 400H | 3493.09
3VL5763-3EE46-0AA0 | CIRCUIT-BREAKER VL 630L | 3218.35
3VL3725-2SP33-0AA0 | CIRCUIT-BREAKER VL 250H | 2119.4
3VL5763-3MG36-0AA0 | CIRCUIT-BREAKER VL 630L | 5874.15
3VL5763-3NB46-0AA0 | CIRCUIT-BREAKER VL 630L | 6606.78
3VL4731-3LS36-0AA0 | CIRCUIT-BREAKER VL 400L | 4683.62
3VL6160-1KN30-0AA0 | CIRCUIT-BREAKER VL UL | 3519.26
3VL6160-1PH30-0AA0 | CIRCUIT-BREAKER VL UL | 5311.58
3VL5740-2DC36-8TC1 | CIRCUIT-BREAKER VL 630H | 3548.03
3VL6160-2PB30-0AA0 | CIRCUIT-BREAKER VL UL | 4749.03
3VL3725-3DC36-0AB1 | CIRCUIT-BREAKER VL 250L | 2106.97
3VL2712-1DC36-0AA0 | CIRCUIT-BREAKER VL 160N | 955.05
3VL2716-3TN43-0AA0 | CIRCUIT-BREAKER VL 160L | 3159.47
3VL2716-3UL33-0AA0 | CIRCUIT-BREAKER VL 160L | 2904.36
3VL2712-1EJ46-0AA0 | CIRCUIT-BREAKER VL 160N | 1223.24
3VL3725-1DC36-2SD1 | CIRCUIT-BREAKER VL 250N | 1817.2
3VL3720-1DC36-0AD1 | CIRCUIT-BREAKER VL 250N | 1417.51
3VL3725-1DE36-8TD1 | CIRCUIT-BREAKER VL 250N | 1274.26
3VL2716-3UM33-0AA0 | CIRCUIT-BREAKER VL 160L | 2904.36
3VL2716-3UN46-0AA0 | CIRCUIT-BREAKER VL 160L | 3650.08
3VL3725-1EE43-0AA0 | CIRCUIT-BREAKER VL 250N | 1340.98
3VL2712-2EJ43-8TD1 | CIRCUIT-BREAKER VL 160H | 1679.83
3VL2712-2EM46-0AA0 | CIRCUIT-BREAKER VL 160H | 1491.43
3VL3720-1LB33-0AA0 | CIRCUIT-BREAKER VL 250N | 2125.95
3VL3720-1MF33-0AA0 | CIRCUIT-BREAKER VL 250N | 2714.66
3VL2712-3EJ43-0AA0 | CIRCUIT-BREAKER VL 160L | 1720.38
3VL4720-2DC36-0AD1 | CIRCUIT-BREAKER VL 400H | 2267.89
3VL6780-1TA46-0AA0 | CIRCUIT-BREAKER VL 800N | 6122.71
3VL7710-1NN46-0AA0 | CIRCUIT-BREAKER VL 1250N | 10335.37
3VL4740-1LA46-0AA0 | CIRCUIT-BREAKER VL 400N | 4003.31
3VL4740-1MF36-0AA0 | CIRCUIT-BREAKER VL 400N | 3650.08
3VL4740-1NB46-0AA0 | CIRCUIT-BREAKER VL 400N | 3394.97
3VL4740-1NN46-0AA0 | CIRCUIT-BREAKER VL 400N | 4618.21
3VL4740-1SB36-0AA0 | CIRCUIT-BREAKER VL 400N | 2557.67
3VL7710-1UH36-0AA0 | CIRCUIT-BREAKER VL 1250N | 9812.05
3VL6780-2SG36-0AA0 | CIRCUIT-BREAKER VL 800H | 5867.6
3VL7710-2LB36-0AA0 | CIRCUIT-BREAKER VL 1250H | 7653.39
3VL7710-2NE46-0AA0 | CIRCUIT-BREAKER VL 1250H | 9027.09
3VL7710-2NF46-0AA0 | CIRCUIT-BREAKER VL 1250H | 9484.98
3VL8716-1NH40-0AA0 | CIRCUIT-BREAKER VL 1600N | 16549.66
3VL6780-3ME36-0AA0 | CIRCUIT-BREAKER VL 800L | 6076.93
3VL7710-2MH36-0AA0 | CIRCUIT-BREAKER VL 1250H | 8045.89
3VL7710-2ML36-0AA0 | CIRCUIT-BREAKER VL 1250H | 7915.05
3VL6780-2UH36-0AA0 | CIRCUIT-BREAKER VL 800H | 8176.71
3VL8716-1MF30-0AA0 | CIRCUIT-BREAKER VL 1600N | 12559.42
3VL5763-1UH36-0AA0 | CIRCUIT-BREAKER VL 630N | 5704.08
3VL8716-1NE40-0AA0 | CIRCUIT-BREAKER VL 1600N | 12624.84
3VL8716-1NF40-0AA0 | CIRCUIT-BREAKER VL 1600N | 13606.05
3VL5763-2DC36-8TE1 | CIRCUIT-BREAKER VL 630H | 3593.16
3VL8716-1TA40-0AA0 | CIRCUIT-BREAKER VL 1600N | 13082.73
3VL5763-2EC46-0AA0 | CIRCUIT-BREAKER VL 630H | 4618.21
3VL8716-2EE40-0AA0 | CIRCUIT-BREAKER VL 1600H | 10204.53
3VL8716-2LE30-0AA0 | CIRCUIT-BREAKER VL 1600H | 11839.87
3VL7110-3PD30-0AA0 | CIRCUIT-BREAKER VL UL | 9419.57
3VL7110-3VJ30-0AA0 | CIRCUIT-BREAKER VL UL | 11578.21
3VL7112-1KN30-0AA0 | CIRCUIT-BREAKER VL UL | 6999.26
3VL7112-1PB30-0AA0 | CIRCUIT-BREAKER VL UL | 7457.16
3VL7112-1PD30-0AA0 | CIRCUIT-BREAKER VL UL | 9092.5
3VL2710-1EE43-0AB1 | CIRCUIT-BREAKER VL 160N | 671.8
3VL2710-1EE46-0AA0 | CIRCUIT-BREAKER VL 160N | 556.67
3VL2710-1EJ43-0AA0 | CIRCUIT-BREAKER VL 160N | 771.88
3VL2716-3MG36-0AA0 | CIRCUIT-BREAKER VL 160L | 2400.69
3VL2716-3SE36-0AA0 | CIRCUIT-BREAKER VL 160L | 1897
3VL2710-3TN43-0AA0 | CIRCUIT-BREAKER VL 160L | 2086.7
3VL2710-3UL36-0AA0 | CIRCUIT-BREAKER VL 160L | 2871.66
3VL2710-3UN43-0AA0 | CIRCUIT-BREAKER VL 160L | 3146.39
3VL2710-3UN46-0AA0 | CIRCUIT-BREAKER VL 160L | 3113.69
3VL2712-1EC43-0AA0 | CIRCUIT-BREAKER VL 160N | 1367.15
3VL2712-1EC43-8TD1 | CIRCUIT-BREAKER VL 160N | 1640.58
3VL3725-1DE36-0AD1 | CIRCUIT-BREAKER VL 250N | 1110.06
3VL3725-1DE36-8CB1 | CIRCUIT-BREAKER VL 250N | 1250.71
3VL2712-1EM46-0AA0 | CIRCUIT-BREAKER VL 160N | 1347.53
3VL2712-2DC33-0AB1 | CIRCUIT-BREAKER VL 160H | 1171.55
3VL2712-2EJ43-0AA0 | CIRCUIT-BREAKER VL 160H | 1406.39
3VL5763-2TB46-0AA0 | CIRCUIT-BREAKER VL 630H | 5599.41
3VL3725-2MP36-0AA0 | CIRCUIT-BREAKER VL 250H | 2204.44
3VL4731-2NF46-0AA0 | CIRCUIT-BREAKER VL 400H | 4421.96
3VL4731-2NN46-0AA0 | CIRCUIT-BREAKER VL 400H | 5095.72
3VL4731-2SS36-0AA0 | CIRCUIT-BREAKER VL 400H | 3323.01
3VL4731-2TB46-0AA0 | CIRCUIT-BREAKER VL 400H | 3741.67
3VL4731-2TF46-0AA0 | CIRCUIT-BREAKER VL 400H | 4323.85
3VL4731-2UM36-0AA0 | CIRCUIT-BREAKER VL 400H | 4755.58
3VL5763-3NF46-0AA0 | CIRCUIT-BREAKER VL 630L | 7195.5
3VL4731-3EC46-0AA0 | CIRCUIT-BREAKER VL 400L | 3774.37
3VL4731-3MB36-0AA0 | CIRCUIT-BREAKER VL 400L | 3604.3
3VL3725-2TN46-0AA0 | CIRCUIT-BREAKER VL 250H | 3519.26
3VL5763-3SG36-0AA0 | CIRCUIT-BREAKER VL 630L | 5736.78
3VL5740-2DC36-0AC1 | CIRCUIT-BREAKER VL 630H | 3302.74
3VL3725-2UM33-0AA0 | CIRCUIT-BREAKER VL 250H | 3865.94
3VL6160-1VJ30-0AA0 | CIRCUIT-BREAKER VL UL | 7980.46
3VL3725-1DC36-2HB1 | CIRCUIT-BREAKER VL 250N | 1793.65
3VL2712-1EJ43-0AA0 | CIRCUIT-BREAKER VL 160N | 1255.94
3VL3725-1DK36-0AB1 | CIRCUIT-BREAKER VL 250N | 1433.21
3VL3725-1EC46-0AB1 | CIRCUIT-BREAKER VL 250N | 2192.01
3VL2716-3UP36-0AA0 | CIRCUIT-BREAKER VL 160L | 2649.25
3VL2712-2EM43-0AA0 | CIRCUIT-BREAKER VL 160H | 1504.52
3VL4731-2LB36-0AA0 | CIRCUIT-BREAKER VL 400H | 3218.35
3VL4731-2LE36-0AA0 | CIRCUIT-BREAKER VL 400H | 3512.71
3VL5763-2UH36-0AA0 | CIRCUIT-BREAKER VL 630H | 6227.38
3VL4731-2MB36-0AA0 | CIRCUIT-BREAKER VL 400H | 2871.66
3VL4731-2SG36-0AA0 | CIRCUIT-BREAKER VL 400H | 3493.09
3VL5763-3EJ46-0AA0 | CIRCUIT-BREAKER VL 630L | 5265.8
3VL5763-3MB36-0AA0 | CIRCUIT-BREAKER VL 630L | 5102.27
3VL5731-2DC36-0AA0 | CIRCUIT-BREAKER VL 630H | 3152.94
3VL4731-3DK36-0AA0 | CIRCUIT-BREAKER VL 400L | 2838.95
3VL5740-1EC46-0AA0 | CIRCUIT-BREAKER VL 630N | 3695.87
3VL5763-3UM36-0AA0 | CIRCUIT-BREAKER VL 630L | 7587.98
3VL6160-3PD30-0AA0 | CIRCUIT-BREAKER VL UL | 6279.71
3VL6160-3PE30-0AA0 | CIRCUIT-BREAKER VL UL | 5795.65
3VL2712-1DC33-8VB1 | CIRCUIT-BREAKER VL 160N | 1231.08
3VL3725-1EC43-0AA0 | CIRCUIT-BREAKER VL 250N | 2125.95
3VL2716-3UN43-0AA0 | CIRCUIT-BREAKER VL 160L | 3695.87
3VL2712-2EJ46-0AA0 | CIRCUIT-BREAKER VL 160H | 1386.76
3VL3720-1LF43-0AA0 | CIRCUIT-BREAKER VL 250N | 3159.47
3VL3720-1MB36-0AA0 | CIRCUIT-BREAKER VL 250N | 1949.33
3VL3720-1ME36-0AA0 | CIRCUIT-BREAKER VL 250N | 2067.07
3VL3720-1NA46-0AA0 | CIRCUIT-BREAKER VL 250N | 2701.58
3VL3720-1NH43-0AA0 | CIRCUIT-BREAKER VL 250N | 3519.26
3VL3725-1LB33-0AA0 | CIRCUIT-BREAKER VL 250N | 2125.95
3VL2716-1DC33-8TA0 | CIRCUIT-BREAKER VL 160N | 1282.76
3VL2716-1DC33-8TB1 | CIRCUIT-BREAKER VL 160N | 1368.45
3VL2716-1DE33-8CA0 | CIRCUIT-BREAKER VL 160N | 994.95
3VL2716-1EC43-0AB1 | CIRCUIT-BREAKER VL 160N | 1681.79
3VL3720-1SG36-0AA0 | CIRCUIT-BREAKER VL 250N | 2426.85
3VL5740-1DC36-8QE1 | CIRCUIT-BREAKER VL 630N | 3082.94
3VL5763-3TE46-0AA0 | CIRCUIT-BREAKER VL 630L | 6737.61
3VL5763-3TN46-0AA0 | CIRCUIT-BREAKER VL 630L | 7849.64
3VL4731-3SE36-0AA0 | CIRCUIT-BREAKER VL 400L | 3794
3VL4731-3SL36-0AA0 | CIRCUIT-BREAKER VL 400L | 4232.26
3VL6180-2VH30-0AA0 | CIRCUIT-BREAKER VL UL | 8438.37
3VL6180-2VJ30-0AA0 | CIRCUIT-BREAKER VL UL | 8438.37
3VL3725-3LE36-0AA0 | CIRCUIT-BREAKER VL 250L | 2943.61
3VL4731-3TF46-0AA0 | CIRCUIT-BREAKER VL 400L | 5095.72
3VL3725-3MS33-0AA0 | CIRCUIT-BREAKER VL 250L | 2812.79
3VL5750-2EM46-0AA0 | CIRCUIT-BREAKER VL 630H | 4461.21
3VL6780-1LF46-0AA0 | CIRCUIT-BREAKER VL 800N | 7457.16
3VL4740-1DC36-2PB1 | CIRCUIT-BREAKER VL 400N | 2408.53
3VL5750-3MS36-0AA0 | CIRCUIT-BREAKER VL 630L | 5494.75
3VL3725-3SS36-0AA0 | CIRCUIT-BREAKER VL 250L | 2701.58
3VL2716-3UH33-0AA0 | CIRCUIT-BREAKER VL 160L | 2675.43
3VL3725-1DK36-0AA0 | CIRCUIT-BREAKER VL 250N | 1347.53
3VL2716-3UM36-0AA0 | CIRCUIT-BREAKER VL 160L | 2871.66
3VL3720-1LE33-0AA0 | CIRCUIT-BREAKER VL 250N | 2263.32
3VL2712-3EM43-0AA0 | CIRCUIT-BREAKER VL 160L | 1857.75
3VL3720-1NN43-0AA0 | CIRCUIT-BREAKER VL 250N | 3447.3
3VL3720-1SB33-0AA0 | CIRCUIT-BREAKER VL 250N | 1890.45
3VL3720-1SB36-0AA0 | CIRCUIT-BREAKER VL 250N | 1857.75
3VL2716-1DC36-0AA0 | CIRCUIT-BREAKER VL 160N | 1098.95
3VL2716-1DE33-8TB1 | CIRCUIT-BREAKER VL 160N | 1080.63
3VL3720-1SP36-0AA0 | CIRCUIT-BREAKER VL 250N | 1759.63
3VL3720-1SS36-0AA0 | CIRCUIT-BREAKER VL 250N | 1897
3VL2716-1EE46-0AA0 | CIRCUIT-BREAKER VL 160N | 1053.16
3VL6180-1VM30-0AA0 | CIRCUIT-BREAKER VL UL | 7980.46
3VL6180-2KE30-0AA0 | CIRCUIT-BREAKER VL UL | 4781.74
3VL3725-1EM43-0AA0 | CIRCUIT-BREAKER VL 250N | 2125.95
3VL2716-1DC33-2PD1 | CIRCUIT-BREAKER VL 160N | 1444.33
3VL2716-1DC36-0AB1 | CIRCUIT-BREAKER VL 160N | 1184.65
3VL2716-1DE33-0AD1 | CIRCUIT-BREAKER VL 160N | 939.99
3VL2716-1EC43-0AD1 | CIRCUIT-BREAKER VL 160N | 1705.34
3VL5740-1DC36-2HE1 | CIRCUIT-BREAKER VL 630N | 3107.16
3VL5763-3UJ46-0AA0 | CIRCUIT-BREAKER VL 630L | 7980.46
3VL3725-2UP36-0AA0 | CIRCUIT-BREAKER VL 250H | 3473.46
3VL3725-3DE36-0AA0 | CIRCUIT-BREAKER VL 250L | 1452.19
3VL3725-3EJ43-0AA0 | CIRCUIT-BREAKER VL 250L | 2636.17
3VL4731-3SS36-0AA0 | CIRCUIT-BREAKER VL 400L | 4068.74
3VL5750-2DC36-0AC1 | CIRCUIT-BREAKER VL 630H | 3302.74
3VL5750-2DK36-0AA0 | CIRCUIT-BREAKER VL 630H | 2969.77
3VL5750-2EC46-0AA0 | CIRCUIT-BREAKER VL 630H | 4461.21
3VL3725-3NA46-0AA0 | CIRCUIT-BREAKER VL 250L | 3447.3
3VL3725-3NB43-0AA0 | CIRCUIT-BREAKER VL 250L | 3323.01
3VL5750-3DC36-0AA0 | CIRCUIT-BREAKER VL 630L | 3924.82
3VL3725-3SB36-0AA0 | CIRCUIT-BREAKER VL 250L | 2466.1
3VL6780-1MF36-0AA0 | CIRCUIT-BREAKER VL 800N | 5828.35
3VL6780-1NH46-0AA0 | CIRCUIT-BREAKER VL 800N | 7326.32
3VL3725-3SP36-0AA0 | CIRCUIT-BREAKER VL 250L | 2498.8
3VL3725-3TA46-0AA0 | CIRCUIT-BREAKER VL 250L | 3329.56
3VL5750-3SS36-0AA0 | CIRCUIT-BREAKER VL 630L | 5416.25
3VL3725-1DC36-2HD1 | CIRCUIT-BREAKER VL 250N | 1817.2
3VL3725-1DC36-8TB1 | CIRCUIT-BREAKER VL 250N | 1741.32
3VL3725-1DE36-2HA0 | CIRCUIT-BREAKER VL 250N | 1217.35
3VL3725-1DE36-8RD1 | CIRCUIT-BREAKER VL 250N | 1274.26
3VL3725-1EC46-8TB1 | CIRCUIT-BREAKER VL 250N | 2356.2
3VL3725-1EE46-0AD1 | CIRCUIT-BREAKER VL 250N | 1417.51
3VL3720-1LF46-0AA0 | CIRCUIT-BREAKER VL 250N | 3120.24
3VL3720-1NB43-0AA0 | CIRCUIT-BREAKER VL 250N | 2538.06
3VL3720-1NB46-0AA0 | CIRCUIT-BREAKER VL 250N | 2511.88
3VL3720-1NF46-0AA0 | CIRCUIT-BREAKER VL 250N | 2812.79
3VL3720-1NH46-0AA0 | CIRCUIT-BREAKER VL 250N | 3493.09
3VL2716-1EC46-0AA0 | CIRCUIT-BREAKER VL 160N | 1563.38
3VL2716-1EJ46-0AA0 | CIRCUIT-BREAKER VL 160N | 1445.64
3VL5740-3DC36-0AA0 | CIRCUIT-BREAKER VL 630L | 3924.82
3VL5750-1DC36-2HC1 | CIRCUIT-BREAKER VL 630N | 3127.43
3VL3725-3LB36-0AA0 | CIRCUIT-BREAKER VL 250L | 2812.79
3VL5750-1LS36-0AA0 | CIRCUIT-BREAKER VL 630N | 4683.62
3VL5750-1SS36-0AA0 | CIRCUIT-BREAKER VL 630N | 4068.74
3VL5750-2DC36-0AA0 | CIRCUIT-BREAKER VL 630H | 3152.94
3VL3725-3SF36-0AA0 | CIRCUIT-BREAKER VL 250L | 3198.73
3VL6780-1SB36-0AA0 | CIRCUIT-BREAKER VL 800N | 4513.55
3VL3725-3SL33-0AA0 | CIRCUIT-BREAKER VL 250L | 2943.61
3VL6780-1TF46-0AA0 | CIRCUIT-BREAKER VL 800N | 6502.11
3VL7710-1NB46-0AA0 | CIRCUIT-BREAKER VL 1250N | 8307.53
3VL4740-1EJ46-0AA0 | CIRCUIT-BREAKER VL 400N | 2714.66
3VL5763-2DE36-0AA0 | CIRCUIT-BREAKER VL 630H | 1949.33
3VL5763-2EM46-0AA0 | CIRCUIT-BREAKER VL 630H | 4618.21
3VL5763-2LA46-0AA0 | CIRCUIT-BREAKER VL 630H | 6737.61
3VL7110-2KN30-0AA0 | CIRCUIT-BREAKER VL UL | 6803.02
3VL7112-2KE30-0AA0 | CIRCUIT-BREAKER VL UL | 7587.98
3VL8716-2TF40-0AA0 | CIRCUIT-BREAKER VL 1600H | 14129.35
3VL7112-3PB30-0AA0 | CIRCUIT-BREAKER VL UL | 9027.09
3VL8716-2UL30-0AA0 | CIRCUIT-BREAKER VL 1600H | 14063.94
3VL7180-3PE30-0AA0 | CIRCUIT-BREAKER VL UL | 7457.16
3VL8716-3MF30-0AA0 | CIRCUIT-BREAKER VL 1600L | 14456.42
3VL7190-3KN30-0AA0 | CIRCUIT-BREAKER VL UL | 7326.32
3VL8716-3NB40-0AA0 | CIRCUIT-BREAKER VL 1600L | 14718.07
3VL8716-3NN40-0AA0 | CIRCUIT-BREAKER VL 1600L | 18185
3VL7710-1ML36-0AA0 | CIRCUIT-BREAKER VL 1250N | 7457.16
3VL8716-3TH40-0AA0 | CIRCUIT-BREAKER VL 1600L | 18577.48
3VL7710-3TA46-0AA0 | CIRCUIT-BREAKER VL 1250L | 10466.19
3VL3725-3DC36-2HD1 | CIRCUIT-BREAKER VL 250L | 2347.04
3VL3725-3DC36-8TD1 | CIRCUIT-BREAKER VL 250L | 2294.71
3VL2712-1EC46-0AA0 | CIRCUIT-BREAKER VL 160N | 1347.53
3VL3725-1DE36-0AB1 | CIRCUIT-BREAKER VL 250N | 1086.52
3VL3725-1DE36-2HB1 | CIRCUIT-BREAKER VL 250N | 1303.04
3VL3725-1DE36-2PB1 | CIRCUIT-BREAKER VL 250N | 1303.04
3VL3725-1DE36-8QB1 | CIRCUIT-BREAKER VL 250N | 1250.71
3VL3720-1EJ43-0AA0 | CIRCUIT-BREAKER VL 250N | 1720.38
3VL2712-2DC33-0AD1 | CIRCUIT-BREAKER VL 160H | 1195.1
3VL3720-1LE36-0AA0 | CIRCUIT-BREAKER VL 250N | 2243.69
3VL3720-1ML33-0AA0 | CIRCUIT-BREAKER VL 250N | 2498.8
3VL3720-1ML36-0AA0 | CIRCUIT-BREAKER VL 250N | 2466.1
3VL3720-1MP33-0AA0 | CIRCUIT-BREAKER VL 250N | 1897
3VL3725-1EM46-0AA0 | CIRCUIT-BREAKER VL 250N | 2106.33
3VL2716-1DE33-0AA0 | CIRCUIT-BREAKER VL 160N | 830.76
3VL3720-1SL36-0AA0 | CIRCUIT-BREAKER VL 250N | 2348.36
3VL5763-3SL36-0AA0 | CIRCUIT-BREAKER VL 630L | 5736.78
3VL6160-1PB30-0AA0 | CIRCUIT-BREAKER VL UL | 4350
3VL6160-1PE30-0AA0 | CIRCUIT-BREAKER VL UL | 4565.88
3VL5750-1DC36-0AA0 | CIRCUIT-BREAKER VL 630N | 2708.13
3VL3725-3DK36-0AD1 | CIRCUIT-BREAKER VL 250L | 2012.78
3VL3725-3MB36-0AA0 | CIRCUIT-BREAKER VL 250L | 2603.47
3VL5750-1EM46-0AA0 | CIRCUIT-BREAKER VL 630N | 3695.87
3VL4731-3UN46-0AA0 | CIRCUIT-BREAKER VL 400L | 6377.84
3VL4740-1DC36-2HB1 | CIRCUIT-BREAKER VL 400N | 2408.53
3VL3725-3NE43-0AA0 | CIRCUIT-BREAKER VL 250L | 3414.6
3VL3725-3NE46-0AA0 | CIRCUIT-BREAKER VL 250L | 3388.43
3VL3725-3SF33-0AA0 | CIRCUIT-BREAKER VL 250L | 3218.35
3VL5750-3UP36-0AA0 | CIRCUIT-BREAKER VL 630L | 6933.85
3VL3725-3TB46-0AA0 | CIRCUIT-BREAKER VL 250L | 3198.73
3VL3725-3TE43-0AA0 | CIRCUIT-BREAKER VL 250L | 3323.01
3VL5763-1DC36-0AA0 | CIRCUIT-BREAKER VL 630N | 2838.95
3VL3725-1DC36-8CD1 | CIRCUIT-BREAKER VL 250N | 1764.87
3VL3725-1DC36-8TA0 | CIRCUIT-BREAKER VL 250N | 1655.62
3VL3720-1DC33-0AA0 | CIRCUIT-BREAKER VL 250N | 1340.98
3VL3720-1EC46-0AA0 | CIRCUIT-BREAKER VL 250N | 1818.49
3VL2712-2EC43-0AA0 | CIRCUIT-BREAKER VL 160H | 1504.52
3VL3725-1EJ46-0AA0 | CIRCUIT-BREAKER VL 250N | 1936.25
3VL3725-1EJ46-0AD1 | CIRCUIT-BREAKER VL 250N | 2045.49
3VL3720-1MG33-0AA0 | CIRCUIT-BREAKER VL 250N | 2564.21
3VL2712-3DC36-0AA0 | CIRCUIT-BREAKER VL 160L | 1308.27
3VL2716-1DK33-0AB1 | CIRCUIT-BREAKER VL 160N | 1158.47
3VL3720-1SH36-0AA0 | CIRCUIT-BREAKER VL 250N | 2426.85
3VL2716-1EC43-2PD1 | CIRCUIT-BREAKER VL 160N | 1921.86
3VL3720-1TE46-0AA0 | CIRCUIT-BREAKER VL 250N | 2538.06
3VL2716-1LA46-0AA0 | CIRCUIT-BREAKER VL 160N | 2243.69
3VL3725-3EE46-0AA0 | CIRCUIT-BREAKER VL 250L | 1890.45
3VL6180-2PE30-0AA0 | CIRCUIT-BREAKER VL UL | 5579.79
3VL6180-3PB30-0AA0 | CIRCUIT-BREAKER VL UL | 6168.51
3VL5750-1SP36-0AA0 | CIRCUIT-BREAKER VL 630N | 3741.67
3VL4731-3TB46-0AA0 | CIRCUIT-BREAKER VL 400L | 4526.62
3VL4740-1DC36-0AB1 | CIRCUIT-BREAKER VL 400N | 2192.01
3VL4740-1DC36-2HA0 | CIRCUIT-BREAKER VL 400N | 2322.83
3VL4740-1DC36-2HD1 | CIRCUIT-BREAKER VL 400N | 2432.08
3VL5750-3DK36-0AA0 | CIRCUIT-BREAKER VL 630L | 3695.87
3VL6780-1LB36-0AA0 | CIRCUIT-BREAKER VL 800N | 5220.01
3VL6780-1NB46-0AA0 | CIRCUIT-BREAKER VL 800N | 5965.72
3VL3725-3SH33-0AA0 | CIRCUIT-BREAKER VL 250L | 2969.77
3VL6780-1NF46-0AA0 | CIRCUIT-BREAKER VL 800N | 6606.78
3VL3725-3SS33-0AA0 | CIRCUIT-BREAKER VL 250L | 2708.13
3VL5750-3MP36-0AA0 | CIRCUIT-BREAKER VL 630L | 5161.14
3VL5750-3SP36-0AA0 | CIRCUIT-BREAKER VL 630L | 5063.02
3VL4740-1EC46-0AA0 | CIRCUIT-BREAKER VL 400N | 2943.61
3VL3725-3UL33-0AA0 | CIRCUIT-BREAKER VL 250L | 4297.67
3VL2716-3NB43-0AA0 | CIRCUIT-BREAKER VL 160L | 2466.1
3VL2710-3SP33-0AA0 | CIRCUIT-BREAKER VL 160L | 1406.39
3VL2710-3SS36-0AA0 | CIRCUIT-BREAKER VL 160L | 1491.43
3VL2716-3SL33-0AA0 | CIRCUIT-BREAKER VL 160L | 2243.69
3VL2716-3TA43-0AA0 | CIRCUIT-BREAKER VL 160L | 2498.8
3VL3725-1DC36-0AB1 | CIRCUIT-BREAKER VL 250N | 1577.13
3VL4740-3NN46-0AA0 | CIRCUIT-BREAKER VL 400L | 5880.68
3VL3720-3SS36-0AA0 | CIRCUIT-BREAKER VL 250L | 2538.06
3VL3720-3TF43-0AA0 | CIRCUIT-BREAKER VL 250L | 3512.71
3VL4731-1UL36-0AA0 | CIRCUIT-BREAKER VL 400N | 4467.75
3VL3720-3UL36-0AA0 | CIRCUIT-BREAKER VL 250L | 4251.89
3VL3725-2MG36-0AA0 | CIRCUIT-BREAKER VL 250H | 2740.84
3VL3725-2MS33-0AA0 | CIRCUIT-BREAKER VL 250H | 2407.22
3VL4731-2LS36-0AA0 | CIRCUIT-BREAKER VL 400H | 3852.86
3VL3725-2SE33-0AA0 | CIRCUIT-BREAKER VL 250H | 2204.44
3VL3725-2TA43-0AA0 | CIRCUIT-BREAKER VL 250H | 2852.03
3VL5763-3SH36-0AA0 | CIRCUIT-BREAKER VL 630L | 5736.78
3VL3725-2UJ43-0AA0 | CIRCUIT-BREAKER VL 250H | 4421.96
3VL4740-1DE36-0AA0 | CIRCUIT-BREAKER VL 400N | 1295.19
3VL6780-1NN46-0AA0 | CIRCUIT-BREAKER VL 800N | 7130.09
3VL5763-1DC36-0AC1 | CIRCUIT-BREAKER VL 630N | 2988.75
3VL5763-1DC36-8TC1 | CIRCUIT-BREAKER VL 630N | 3234.06
3VL4740-1LB36-0AA0 | CIRCUIT-BREAKER VL 400N | 2891.28
3VL7710-1SE36-0AA0 | CIRCUIT-BREAKER VL 1250N | 6358.21
3VL6780-2SL36-0AA0 | CIRCUIT-BREAKER VL 800H | 5749.86
3VL7710-1UN46-0AA0 | CIRCUIT-BREAKER VL 1250N | 12559.42
3VL5763-1TH46-0AA0 | CIRCUIT-BREAKER VL 630N | 6227.38
3VL6780-2TE46-0AA0 | CIRCUIT-BREAKER VL 800H | 6672.19
5SU1324-6FN15 | RCBO 2P B15 10KA type A 30mA 2MW, red.i2 | 183.07
5SU1324-7FR06 | RCBO 2P 2MW, 6A, K | 131.79
6AG2193-6BP00-4BU0 | SIPLUS ET 200SP BU20-P16+A0+2B TX RAIL | 118.62
6AG2526-2BF00-1AB0 | SIPLUS S7-1500 F-DQ 8x24VDC 2A T1 RAIL | 2621.28
6AG2541-1AD00-4AB0 | SIPLUS S7-1500 CM PtP RS232 HF TX RAIL | 2802.91
6AG1067-5AA00-4AA0 | Demokoffer SIMOCODE Pro DMF- LOCAL PN | 11120
6AG4025-0CB10-3AA0 | SIMATIC IPC527G (Box PC) | 2329.67
6AG4131-3GG20-1AA0 | SIMATIC IPC627E (Box PC) | 7134.35
3VL2706-2LB36-0AA0 | CIRCUIT-BREAKER VL 160H | 1170.9
3VL2706-2MP33-0AA0 | CIRCUIT-BREAKER VL 160H | 1066.24
3VL2706-2NB43-0AA0 | CIRCUIT-BREAKER VL 160H | 1471.8
3VL2706-2NH43-0AA0 | CIRCUIT-BREAKER VL 160H | 1897
3VL2716-1TB46-0AA0 | CIRCUIT-BREAKER VL 160N | 1818.49
3VL2706-2TE46-0AA0 | CIRCUIT-BREAKER VL 160H | 1393.31
3VA9233-0JK11 | Wire connector Cu w.ctrl-wire tap 3pcs. | 124.18
3VL2716-1UN43-0AA0 | CIRCUIT-BREAKER VL 160N | 3198.73
3VA9234-0JG12 | WIRE CONNECTOR W. CONTROL WIRE TAP 4 PC. | 42.7
3VL2706-2TF46-0AA0 | CIRCUIT-BREAKER VL 160H | 1484.89
3VL2706-2UH33-0AA0 | CIRCUIT-BREAKER VL 160H | 2387.59
3VA9234-0QE00 | REAR CONNECTION STUDS FLAT 4 PCS. | 71.67
3VL2716-2DE33-0AA0 | CIRCUIT-BREAKER VL 160H | 941.95
3VL2716-2EJ43-0AA0 | CIRCUIT-BREAKER VL 160H | 1596.09
3VL2710-2DC33-8TD1 | CIRCUIT-BREAKER VL 160H | 973.36
3VL2710-2DK36-0AA0 | CIRCUIT-BREAKER VL 160H | 644.98
3VL2716-1MP36-0AA0 | CIRCUIT-BREAKER VL 160N | 1412.94
3VL2716-1NE46-0AA0 | CIRCUIT-BREAKER VL 160N | 2086.7
3VL4720-1EC46-0AA0 | CIRCUIT-BREAKER VL 400N | 2636.17
3VL3720-2SP33-0AA0 | CIRCUIT-BREAKER VL 250H | 1975.49
3VL3720-2TB46-0AA0 | CIRCUIT-BREAKER VL 250H | 2649.25
3VL3725-1NH46-0AA0 | CIRCUIT-BREAKER VL 250N | 3493.09
3VL4740-2DC36-8TB1 | CIRCUIT-BREAKER VL 400H | 2552.45
3VL3720-2UL33-0AA0 | CIRCUIT-BREAKER VL 250H | 3865.94
3VL4720-3EC46-0AA0 | CIRCUIT-BREAKER VL 400L | 3774.37
3VL3725-1SP36-0AA0 | CIRCUIT-BREAKER VL 250N | 1897
3VL4725-2DC36-0AB1 | CIRCUIT-BREAKER VL 400H | 2244.34
3VL5750-1DK36-0AE1 | CIRCUIT-BREAKER VL 630N | 2621.78
3VL3725-3LS33-0AA0 | CIRCUIT-BREAKER VL 250L | 3100.61
3VL3725-3ME33-0AA0 | CIRCUIT-BREAKER VL 250L | 2708.13
3VL6180-3PE30-0AA0 | CIRCUIT-BREAKER VL UL | 6462.88
3VL6180-3VJ30-0AA0 | CIRCUIT-BREAKER VL UL | 9354.16
3VL5750-2MS36-0AA0 | CIRCUIT-BREAKER VL 630H | 4618.21
3VL6780-1MG36-0AA0 | CIRCUIT-BREAKER VL 800N | 5632.12
3VL6780-1MH36-0AA0 | CIRCUIT-BREAKER VL 800N | 5632.12
3VL3725-3SH36-0AA0 | CIRCUIT-BREAKER VL 250L | 2963.24
3VL3725-3TF46-0AA0 | CIRCUIT-BREAKER VL 250L | 3466.93
3VL3725-3TH43-0AA0 | CIRCUIT-BREAKER VL 250L | 4147.22
3VL3725-3TH46-0AA0 | CIRCUIT-BREAKER VL 250L | 4101.44
3VL3725-3UJ43-0AA0 | CIRCUIT-BREAKER VL 250L | 4951.81
3VL4740-1EC46-8TD1 | CIRCUIT-BREAKER VL 400N | 3217.04
3VL6780-1UM36-0AA0 | CIRCUIT-BREAKER VL 800N | 7718.82
3VL5763-1DC36-2HC1 | CIRCUIT-BREAKER VL 630N | 3258.25
3VL5763-1DC36-8TA0 | CIRCUIT-BREAKER VL 630N | 3084.26
3VL5763-2LB36-0AA0 | CIRCUIT-BREAKER VL 630H | 4827.54
3VL5763-2LF46-0AA0 | CIRCUIT-BREAKER VL 630H | 7064.68
3VL5763-2MB36-0AA0 | CIRCUIT-BREAKER VL 630H | 4323.85
3VL6780-3TE46-0AA0 | CIRCUIT-BREAKER VL 800L | 7718.82
3VL8716-2MH30-0AA0 | CIRCUIT-BREAKER VL 1600H | 12494.01
3VL8716-2ML30-0AA0 | CIRCUIT-BREAKER VL 1600H | 12101.53
3VL7110-1KN30-0AA0 | CIRCUIT-BREAKER VL UL | 6155.42
3VL5763-2NE46-0AA0 | CIRCUIT-BREAKER VL 630H | 5959.19
3VL8716-2UH30-0AA0 | CIRCUIT-BREAKER VL 1600H | 14063.94
3VL7180-2PE30-0AA0 | CIRCUIT-BREAKER VL UL | 6515.21
3VL8716-3EE40-0AA0 | CIRCUIT-BREAKER VL 1600L | 11447.39
3VL8716-3LE30-0AA0 | CIRCUIT-BREAKER VL 1600L | 13213.55
3VL7180-3KN30-0AA0 | CIRCUIT-BREAKER VL UL | 6803.02
3VL7180-3PB30-0AA0 | CIRCUIT-BREAKER VL UL | 7326.32
3VL7710-3NF46-0AA0 | CIRCUIT-BREAKER VL 1250L | 10727.84
3VL7710-3NH46-0AA0 | CIRCUIT-BREAKER VL 1250L | 12232.35
3VL7710-3SL36-0AA0 | CIRCUIT-BREAKER VL 1250L | 8700.02
3VW9011-0AT45 | Adapter 3WL (Release 2) for TD400 | 123.35
3VL7712-1ML36-0AA0 | CIRCUIT-BREAKER VL 1250N | 8569.19
6AG4141-5BF00-4AA0 | SIMATIC IPC427E (MicroBOX PC) | 3796.4
6AG4112-3GP12-0XX3 | SIMATIC IPC647E (Rack PC) | 6259.42
6AG4112-3GQ11-0BX2 | SIMATIC IPC647E (Rack PC) | 5986.74
6AG4112-3HA42-4BX2 | SIMATIC IPC647E (Rack PC) | 7021.99
6AG4112-3HE13-0HB3 | SIMATIC IPC647E (Rack PC) | 9781.65
6AG4141-5DG40-0FA0 | SIMATIC IPC427E (MicroBOX PC) | 4331.25
6AG4141-7AA08-0FA0 | SIMATIC IPC427E (MicroBOX PC) | 4746.24
6AG4112-3KD24-2HC2 | SIMATIC IPC647E (Rack PC) | 12193.71
6AG4112-3KE33-0HA2 | SIMATIC IPC647E (Rack PC) | 10439.35
6AG4141-7CB44-0FA0 | SIMATIC IPC427E (MicroBOX PC) | 5365
6AG4141-7CC04-0EA0 | SIMATIC IPC427E (MicroBOX PC) | 5469.87
6AG4114-3DD51-1AY1 | SIMATIC IPC847E (Rack PC) | 5772.5
6AG4141-7CE04-0FA0 | SIMATIC IPC427E (MicroBOX PC) | 6153.04
6AG4141-7DC38-0GA0 | SIMATIC IPC427E (MicroBOX PC) | 6250.42
6AG4141-7DG34-0FA0 | SIMATIC IPC427E (MicroBOX PC) | 5279.61
6AG4114-3GD33-0HB2 | SIMATIC IPC847E (Rack PC) | 9796.62
6AG4114-3GH62-4DC2 | SIMATIC IPC847E (Rack PC) | 9733.71
6AG4114-3GP42-0BA1 | SIMATIC IPC847E (Rack PC) | 6873.67
3VL2716-2MG36-0AA0 | CIRCUIT-BREAKER VL 160H | 2125.95
3VL2710-2EJ43-0AB1 | CIRCUIT-BREAKER VL 160H | 1001.48
3VL2710-2LA43-0AA0 | CIRCUIT-BREAKER VL 160H | 1641.89
3VL2716-2MH36-0AA0 | CIRCUIT-BREAKER VL 160H | 2125.95
3VL2710-2LS36-0AA0 | CIRCUIT-BREAKER VL 160H | 1406.39
3VL2710-2NH43-0AA0 | CIRCUIT-BREAKER VL 160H | 1897
3VL2710-2NN43-0AA0 | CIRCUIT-BREAKER VL 160H | 1864.29
3VL2716-2SE36-0AA0 | CIRCUIT-BREAKER VL 160H | 1641.89
3VL2716-2SG33-0AA0 | CIRCUIT-BREAKER VL 160H | 2067.07
3VW9011-0AT43 | Adapter 3VA for TD400 | 123.35
6AG4141-5BC47-0FA0 | SIMATIC IPC427E (MicroBOX PC) | 5084.83
6AG4141-5BF51-0FA0 | SIMATIC IPC427E (MicroBOX PC) | 4509.53
6AG4141-5BG04-0DA0 | SIMATIC IPC427E (MicroBOX PC) | 4233.87
6AG4112-3DQ32-0CX2 | SIMATIC IPC647E (Rack PC) | 6467.66
6AG4112-3JC13-0BX2 | SIMATIC IPC647E (Rack PC) | 7191.29
6AG4141-5DC47-0FA0 | SIMATIC IPC427E (MicroBOX PC) | 5084.83
6AG4112-3MC16-0BX2 | SIMATIC IPC647E (Rack PC) | 7173.3
6AG4141-7BE00-0JA0 | SIMATIC IPC427E (MicroBOX PC) | 5306.57
6AG4141-7CB34-0FA0 | SIMATIC IPC427E (MicroBOX PC) | 5195.7
6AG4114-3DH32-0AX0 | SIMATIC IPC847E (Rack PC) | 7699.16
6AG4114-3LQ01-0BX1 | SIMATIC IPC847E (Rack PC) | 6392.75
3VL2716-2MB36-0AA0 | CIRCUIT-BREAKER VL 160H | 1641.89
3VL2706-3MG36-0AA0 | CIRCUIT-BREAKER VL 160L | 1654.97
3VL2706-3ML36-0AA0 | CIRCUIT-BREAKER VL 160L | 1609.18
3VL2710-2LF43-0AA0 | CIRCUIT-BREAKER VL 160H | 1720.38
3VL2710-2ME33-0AA0 | CIRCUIT-BREAKER VL 160H | 1216.69
3VL2706-3NH46-0AA0 | CIRCUIT-BREAKER VL 160L | 2204.44
3VL2710-2MP33-0AA0 | CIRCUIT-BREAKER VL 160H | 1262.49
3VL2716-2NE46-0AA0 | CIRCUIT-BREAKER VL 160H | 2210.99
3VL2706-3TA46-0AA0 | CIRCUIT-BREAKER VL 160L | 1753.08
3VL2706-3UH36-0AA0 | CIRCUIT-BREAKER VL 160L | 2649.25
3VL2716-2SH36-0AA0 | CIRCUIT-BREAKER VL 160H | 2021.29
3VL2716-2SL36-0AA0 | CIRCUIT-BREAKER VL 160H | 1955.86
3VL2708-1EJ46-0AA0 | CIRCUIT-BREAKER VL 160N | 637.78
3VL2710-2TF43-0AA0 | CIRCUIT-BREAKER VL 160H | 1497.97
3VL2716-3DC33-0AB1 | CIRCUIT-BREAKER VL 160L | 1570.58
3VL2710-1DC33-0AD1 | CIRCUIT-BREAKER VL 160N | 705.82
3VL2716-3EE46-0AA0 | CIRCUIT-BREAKER VL 160L | 1504.52
3VL2710-3EE43-0AA0 | CIRCUIT-BREAKER VL 160L | 830.76
3VL3725-2DC33-0AA0 | CIRCUIT-BREAKER VL 250H | 1707.3
3VL4740-2TF46-0AA0 | CIRCUIT-BREAKER VL 400H | 4323.85
3VL4740-2UJ46-0AA0 | CIRCUIT-BREAKER VL 400H | 5560.16
3VL4731-1EM46-0AA0 | CIRCUIT-BREAKER VL 400N | 2636.17
3VL3720-3NF43-0AA0 | CIRCUIT-BREAKER VL 250L | 3604.3
3VL3720-3SB33-0AA0 | CIRCUIT-BREAKER VL 250L | 2498.8
3VL4731-1NA46-0AA0 | CIRCUIT-BREAKER VL 400N | 3597.75
3VL4731-1NB46-0AA0 | CIRCUIT-BREAKER VL 400N | 3394.97
3VL3725-2LA46-0AA0 | CIRCUIT-BREAKER VL 250H | 3251.06
3VL3720-3SE33-0AA0 | CIRCUIT-BREAKER VL 250L | 2610
3VL3720-3SH36-0AA0 | CIRCUIT-BREAKER VL 250L | 2963.24
3VL4731-1SB36-0AA0 | CIRCUIT-BREAKER VL 400N | 2557.67
3VL3720-3SP33-0AA0 | CIRCUIT-BREAKER VL 250L | 2400.69
3VL3725-2LF46-0AA0 | CIRCUIT-BREAKER VL 250H | 3414.6
3VL4740-3TB46-0AA0 | CIRCUIT-BREAKER VL 400L | 4526.62
3VL4740-3TN46-0AA0 | CIRCUIT-BREAKER VL 400L | 5749.86
3VL3720-3TH43-0AA0 | CIRCUIT-BREAKER VL 250L | 4147.22
3VL4731-1UP36-0AA0 | CIRCUIT-BREAKER VL 400N | 4049.11
3VL4731-2DC36-8TB1 | CIRCUIT-BREAKER VL 400H | 2408.53
3VL8716-2ME30-0AA0 | CIRCUIT-BREAKER VL 1600H | 10466.19
3VL7110-1PE30-0AA0 | CIRCUIT-BREAKER VL UL | 6868.43
3VL7110-3PE30-0AA0 | CIRCUIT-BREAKER VL UL | 8372.96
3VL7112-1PE30-0AA0 | CIRCUIT-BREAKER VL UL | 7849.64
3VL7112-2KK30-0AA0 | CIRCUIT-BREAKER VL UL | 7457.16
3VL7112-2PD30-0AA0 | CIRCUIT-BREAKER VL UL | 9615.8
3VL8716-2TB40-0AA0 | CIRCUIT-BREAKER VL 1600H | 13082.73
3VL8716-2TE40-0AA0 | CIRCUIT-BREAKER VL 1600H | 13409.8
3VL7112-3VJ30-0AA0 | CIRCUIT-BREAKER VL UL | 11578.21
3VL8716-3DE30-0AA0 | CIRCUIT-BREAKER VL 1600L | 10531.6
3VL7180-2VJ30-0AA0 | CIRCUIT-BREAKER VL UL | 10531.6
3VL8716-3ML30-0AA0 | CIRCUIT-BREAKER VL 1600L | 13409.8
3VL8716-3NE40-0AA0 | CIRCUIT-BREAKER VL 1600L | 14914.32
3VL7710-1ME36-0AA0 | CIRCUIT-BREAKER VL 1250N | 6502.11
3VL8716-3SL30-0AA0 | CIRCUIT-BREAKER VL 1600L | 13213.55
3VL7710-1NA46-0AA0 | CIRCUIT-BREAKER VL 1250N | 8700.02
3VL6780-1TN46-0AA0 | CIRCUIT-BREAKER VL 800N | 7064.68
3VL6780-3SL36-0AA0 | CIRCUIT-BREAKER VL 800L | 6606.78
3VL8716-2DE30-2HA0 | CIRCUIT-BREAKER VL 1600H | 9427.41
3VL7110-2PH30-0AA0 | CIRCUIT-BREAKER VL UL | 8569.19
3VL7110-3PB30-0AA0 | CIRCUIT-BREAKER VL UL | 8307.53
3VL7110-3PH30-0AA0 | CIRCUIT-BREAKER VL UL | 9615.8
3VL5763-2SF36-0AA0 | CIRCUIT-BREAKER VL 630H | 5226.55
3VL8716-3MH30-0AA0 | CIRCUIT-BREAKER VL 1600L | 13606.05
3VL7190-1KN30-0AA0 | CIRCUIT-BREAKER VL UL | 5906.86
3VL7190-2KN30-0AA0 | CIRCUIT-BREAKER VL UL | 6364.75
3VL7710-3MH36-0AA0 | CIRCUIT-BREAKER VL 1250L | 8961.67
3VL7710-3SB36-0AA0 | CIRCUIT-BREAKER VL 1250L | 7653.39
3VL8716-3SF30-0AA0 | CIRCUIT-BREAKER VL 1600L | 14129.35
3VL7710-3SF36-0AA0 | CIRCUIT-BREAKER VL 1250L | 9354.16
3VL8716-3SG30-0AA0 | CIRCUIT-BREAKER VL 1600L | 13475.21
3VL7710-1LE36-0AA0 | CIRCUIT-BREAKER VL 1250N | 7326.32
3VL7710-3UL36-0AA0 | CIRCUIT-BREAKER VL 1250L | 11185.73
3VM1450-1AA42-0AA0 | SD_IEC_FS630_500A_4p | 738.48
6AG1216-4BS00-7AC2 | SIPLUS NET SCALANCE XC216-4C | 6074.35
6AG4112-3DA03-0HC2 | SIMATIC IPC647E (Rack PC) | 8001.8
6AG4112-3DC02-0JH2 | SIMATIC IPC647E (Rack PC) | 7414.5
6AG4112-3DQ02-0CX2 | SIMATIC IPC647E (Rack PC) | 5703.59
6AG4141-5BH52-2FA0 | SIMATIC IPC427E (MicroBOX PC) | 5511.82
6AG4141-5CB00-0AA0 | SIMATIC IPC427E (MicroBOX PC) | 3287.02
6AG4141-5CB34-0FA0 | SIMATIC IPC427E (MicroBOX PC) | 4600.92
6AG4141-5DC07-0GA0 | SIMATIC IPC427E (MicroBOX PC) | 5381.48
6AG4141-7BE06-5GA8 | SIMATIC IPC427E (MicroBOX PC) | 7582.31
6AG4141-0AA01-0JA0 | SIMATIC IPC427E (MicroBOX PC) | 2699.72
3VL2706-3ME33-0AA0 | CIRCUIT-BREAKER VL 160L | 1484.89
3VL2716-2MB33-0AA0 | CIRCUIT-BREAKER VL 160H | 1654.97
3VL2716-2MH33-0AA0 | CIRCUIT-BREAKER VL 160H | 2165.19
3VL2706-3NN43-0AA0 | CIRCUIT-BREAKER VL 160L | 2204.44
3VL2706-3SE33-0AA0 | CIRCUIT-BREAKER VL 160L | 1367.15
3VL2706-3SP36-0AA0 | CIRCUIT-BREAKER VL 160L | 1183.98
3VL2710-2NE46-0AA0 | CIRCUIT-BREAKER VL 160H | 1497.97
3VL2710-2NF43-0AA0 | CIRCUIT-BREAKER VL 160H | 1609.18
3VL2706-3TH43-0AA0 | CIRCUIT-BREAKER VL 160L | 2106.33
3VL2710-2SE36-0AA0 | CIRCUIT-BREAKER VL 160H | 1085.87
3VL2716-2SP36-0AA0 | CIRCUIT-BREAKER VL 160H | 1412.94
3VL2710-2UL36-0AA0 | CIRCUIT-BREAKER VL 160H | 2610
3VL2710-3DC33-0AA0 | CIRCUIT-BREAKER VL 160L | 948.5
3VL2710-3DE36-0AA0 | CIRCUIT-BREAKER VL 160L | 612.92
3VL2710-3DK33-0AD1 | CIRCUIT-BREAKER VL 160L | 1011.95
3VL3720-3MG33-0AA0 | CIRCUIT-BREAKER VL 250L | 3100.61
3VL3725-2DC36-8KD1 | CIRCUIT-BREAKER VL 250H | 1961.1
3VL4740-2TN46-0AA0 | CIRCUIT-BREAKER VL 400H | 4971.44
3VL4731-1EJ46-2HD1 | CIRCUIT-BREAKER VL 400N | 2824.56
3VL4731-1EJ46-8TA0 | CIRCUIT-BREAKER VL 400N | 2663
3VL3720-3NF46-0AA0 | CIRCUIT-BREAKER VL 250L | 3597.75
3VL4740-2UN46-0AA0 | CIRCUIT-BREAKER VL 400H | 5560.16
3VL3720-3NN46-0AA0 | CIRCUIT-BREAKER VL 250L | 4114.52
3VL3725-2EC46-0AB1 | CIRCUIT-BREAKER VL 250H | 2434.04
3VL4731-1NN46-0AA0 | CIRCUIT-BREAKER VL 400N | 4618.21
3VL4740-3LF46-0AA0 | CIRCUIT-BREAKER VL 400L | 5874.15
3VL4731-1SG36-0AA0 | CIRCUIT-BREAKER VL 400N | 3355.72
3VL4731-1SH36-0AA0 | CIRCUIT-BREAKER VL 400N | 3355.72
3VL4731-1SL36-0AA0 | CIRCUIT-BREAKER VL 400N | 3303.39
3VL3720-3TB46-0AA0 | CIRCUIT-BREAKER VL 250L | 3198.73
3VL4731-1TE46-0AA0 | CIRCUIT-BREAKER VL 400N | 3604.3
3VL3720-3TE43-0AA0 | CIRCUIT-BREAKER VL 250L | 3323.01
3VL4731-2DC36-0AA0 | CIRCUIT-BREAKER VL 400H | 2158.66
3VL7110-1VM30-0AA0 | CIRCUIT-BREAKER VL UL | 10008.3
3VL3720-3EJ43-0AA0 | CIRCUIT-BREAKER VL 250L | 2453.02
3VL2716-2DK36-0AA0 | CIRCUIT-BREAKER VL 160H | 1157.83
3VL2710-2DC33-0AB1 | CIRCUIT-BREAKER VL 160H | 785.62
3VL2710-2DC36-0AA0 | CIRCUIT-BREAKER VL 160H | 686.84
3VL2716-2EJ43-8TA0 | CIRCUIT-BREAKER VL 160H | 1760.28
3VL2710-2DK33-8VB1 | CIRCUIT-BREAKER VL 160H | 917.11
3VL2706-3LB33-0AA0 | CIRCUIT-BREAKER VL 160L | 1491.43
3VL2710-2EJ43-0AA0 | CIRCUIT-BREAKER VL 160H | 915.79
3VL2716-2ME33-0AA0 | CIRCUIT-BREAKER VL 160H | 1772.71
3VL2706-3MS33-0AA0 | CIRCUIT-BREAKER VL 160L | 1393.31
3VL2716-2MF36-0AA0 | CIRCUIT-BREAKER VL 160H | 2269.85
3VL2716-2NA43-0AA0 | CIRCUIT-BREAKER VL 160H | 2243.69
3VL2710-2MF33-0AA0 | CIRCUIT-BREAKER VL 160H | 1471.8
3VL2706-3NN46-0AA0 | CIRCUIT-BREAKER VL 160L | 2165.19
3VL2706-3SG33-0AA0 | CIRCUIT-BREAKER VL 160L | 1563.38
3VL2710-2ML33-0AA0 | CIRCUIT-BREAKER VL 160H | 1367.15
3VL2716-2NF46-0AA0 | CIRCUIT-BREAKER VL 160H | 2400.69
3VL2710-2SB33-0AA0 | CIRCUIT-BREAKER VL 160H | 1046.62
3VL2706-3TB46-0AA0 | CIRCUIT-BREAKER VL 160L | 1654.97
3VL2710-2SF36-0AA0 | CIRCUIT-BREAKER VL 160H | 1340.98
3VL2708-2DC33-0AB1 | CIRCUIT-BREAKER VL 160H | 703.19
3VL2708-2EJ43-0AB1 | CIRCUIT-BREAKER VL 160H | 890.29
3VL4740-2MG36-0AA0 | CIRCUIT-BREAKER VL 400H | 3604.3
3VL3720-3DC36-0AA0 | CIRCUIT-BREAKER VL 250L | 1864.29
3VL3725-1TE43-0AA0 | CIRCUIT-BREAKER VL 250N | 2564.21
3VL3725-1UL36-0AA0 | CIRCUIT-BREAKER VL 250N | 3610.83
3VL3720-3LF46-0AA0 | CIRCUIT-BREAKER VL 250L | 4003.31
3VL4725-3DC36-0AA0 | CIRCUIT-BREAKER VL 400L | 2838.95
3VL4740-2TA46-0AA0 | CIRCUIT-BREAKER VL 400H | 3964.07
3VL4740-2TB46-0AA0 | CIRCUIT-BREAKER VL 400H | 3741.67
3VL3720-3MS36-0AA0 | CIRCUIT-BREAKER VL 250L | 2649.25
3VL4731-1ME36-0AA0 | CIRCUIT-BREAKER VL 400N | 2878.2
3VL4731-1MH36-0AA0 | CIRCUIT-BREAKER VL 400N | 3466.93
3VL3725-2DK36-0AD1 | CIRCUIT-BREAKER VL 250H | 1633.38
3VL3725-2EJ46-0AA0 | CIRCUIT-BREAKER VL 250H | 2210.99
3VL3720-3SF33-0AA0 | CIRCUIT-BREAKER VL 250L | 3218.35
3VL4731-1SE36-0AA0 | CIRCUIT-BREAKER VL 400N | 2760.46
3VL4740-3SB36-0AA0 | CIRCUIT-BREAKER VL 400L | 3493.09
3VL3720-3SG36-0AA0 | CIRCUIT-BREAKER VL 250L | 2963.24
3VL4731-1TB46-0AA0 | CIRCUIT-BREAKER VL 400N | 3303.39
3VL2716-2MG33-0AA0 | CIRCUIT-BREAKER VL 160H | 2165.19
3VL2716-2ML36-0AA0 | CIRCUIT-BREAKER VL 160H | 2086.7
3VL2706-3SB33-0AA0 | CIRCUIT-BREAKER VL 160L | 1308.27
3VL2710-2NA43-0AA0 | CIRCUIT-BREAKER VL 160H | 1524.13
3VL2706-3SL33-0AA0 | CIRCUIT-BREAKER VL 160L | 1504.52
3VL2706-3TE43-0AA0 | CIRCUIT-BREAKER VL 160L | 1772.71
3VL2706-3TH46-0AA0 | CIRCUIT-BREAKER VL 160L | 2086.7
3VL2706-3TN43-0AA0 | CIRCUIT-BREAKER VL 160L | 2086.7
3VL2706-3UL33-0AA0 | CIRCUIT-BREAKER VL 160L | 2904.36
3VL2716-2SG36-0AA0 | CIRCUIT-BREAKER VL 160H | 2021.29
3VL2706-3UP36-0AA0 | CIRCUIT-BREAKER VL 160L | 2649.25
3VL2708-1DC33-0AB1 | CIRCUIT-BREAKER VL 160N | 592.65
3VL2708-2EJ46-0AA0 | CIRCUIT-BREAKER VL 160H | 784.96
3VL2710-2TE46-0AA0 | CIRCUIT-BREAKER VL 160H | 1393.31
3VL2716-2UJ46-0AA0 | CIRCUIT-BREAKER VL 160H | 3323.01
3VL2716-2UP36-0AA0 | CIRCUIT-BREAKER VL 160H | 2348.36
3VL2710-2UN46-0AA0 | CIRCUIT-BREAKER VL 160H | 2786.62
3VL2708-3EM43-0AA0 | CIRCUIT-BREAKER VL 160L | 1138.2
3VL3725-1SG36-0AA0 | CIRCUIT-BREAKER VL 250N | 2426.85
3VL4725-2DC36-8TB1 | CIRCUIT-BREAKER VL 400H | 2408.53
3VL4740-2NB46-0AA0 | CIRCUIT-BREAKER VL 400H | 3872.49
3VL3720-3LE33-0AA0 | CIRCUIT-BREAKER VL 250L | 2963.24
3VL3720-3ME33-0AA0 | CIRCUIT-BREAKER VL 250L | 2708.13
3VL4740-2UH36-0AA0 | CIRCUIT-BREAKER VL 400H | 4323.85
3VL2706-3UL36-0AA0 | CIRCUIT-BREAKER VL 160L | 2871.66
3VL2710-2SH33-0AA0 | CIRCUIT-BREAKER VL 160H | 1308.27
3VL2710-2SH36-0AA0 | CIRCUIT-BREAKER VL 160H | 1282.12
3VL2716-2TA43-0AA0 | CIRCUIT-BREAKER VL 160H | 2125.95
3VL2716-2TB43-0AA0 | CIRCUIT-BREAKER VL 160H | 2014.74
3VL2716-2TF46-0AA0 | CIRCUIT-BREAKER VL 160H | 2269.85
3VL2710-2UH36-0AA0 | CIRCUIT-BREAKER VL 160H | 2348.36
3VL2716-3DK33-0AD1 | CIRCUIT-BREAKER VL 160L | 1522.17
3VL2716-3EC46-0AA0 | CIRCUIT-BREAKER VL 160L | 2014.74
3VL3720-3LS33-0AA0 | CIRCUIT-BREAKER VL 250L | 2904.36
3VL4740-2SL36-0AA0 | CIRCUIT-BREAKER VL 400H | 3493.09
3VL3725-1UP33-0AA0 | CIRCUIT-BREAKER VL 250N | 3251.06
3VL4731-1LF46-0AA0 | CIRCUIT-BREAKER VL 400N | 4395.8
3VL3720-3NA46-0AA0 | CIRCUIT-BREAKER VL 250L | 3447.3
3VL3720-3NB46-0AA0 | CIRCUIT-BREAKER VL 250L | 3290.31
3VL4731-1ML36-0AA0 | CIRCUIT-BREAKER VL 400N | 3394.97
3VL3725-2DK36-0AA0 | CIRCUIT-BREAKER VL 250H | 1524.13
3VL3725-2EC43-0AA0 | CIRCUIT-BREAKER VL 250H | 2400.69
3VL4731-1MS36-0AA0 | CIRCUIT-BREAKER VL 400N | 3251.06
3VL3720-3SF36-0AA0 | CIRCUIT-BREAKER VL 250L | 3198.73
3VL4740-3LA46-0AA0 | CIRCUIT-BREAKER VL 400L | 5422.79
3VL4740-3LB36-0AA0 | CIRCUIT-BREAKER VL 400L | 4009.86
3VL3720-3SH33-0AA0 | CIRCUIT-BREAKER VL 250L | 2969.77
3VL3725-2LF43-0AA0 | CIRCUIT-BREAKER VL 250H | 3447.3
3VL4740-3SH36-0AA0 | CIRCUIT-BREAKER VL 400L | 4323.85
3VL4731-1SP36-0AA0 | CIRCUIT-BREAKER VL 400N | 2708.13
3VL4731-1TN46-0AA0 | CIRCUIT-BREAKER VL 400N | 4513.55
3VL4731-1UH36-0AA0 | CIRCUIT-BREAKER VL 400N | 4049.11
3VL7112-1PH30-0AA0 | CIRCUIT-BREAKER VL UL | 9419.57
3VL7112-1VJ30-0AA0 | CIRCUIT-BREAKER VL UL | 10008.3
3VL7112-1VM30-0AA0 | CIRCUIT-BREAKER VL UL | 10008.3
3VL7112-2VJ30-0AA0 | CIRCUIT-BREAKER VL UL | 10531.6
3VL8716-2TN40-0AA0 | CIRCUIT-BREAKER VL 1600H | 16615.07
3VL7112-3VH30-0AA0 | CIRCUIT-BREAKER VL UL | 11578.21
3VL7180-3VH30-0AA0 | CIRCUIT-BREAKER VL UL | 11578.21
3VL7180-3VJ30-0AA0 | CIRCUIT-BREAKER VL UL | 11578.21
3VL7712-1LF46-0AA0 | CIRCUIT-BREAKER VL 1250N | 11447.39
3WL1112-2CB31-1AA2 | FIXED-MOUNTED CIRCUIT BREAKER | 7096.33
6AG4141-7CK58-5GA8 | SIMATIC IPC427E (MicroBOX PC) | 8135.14
6AG4114-3KD52-4BY1 | SIMATIC IPC847E (Rack PC) | 7988.32
6AG4114-3KG56-0BX2 | SIMATIC IPC847E (Rack PC) | 8752.39
6AG4141-1BG00-3AA0 | SIMATIC IPC427E (MicroBOX PC) | 2931.95
6AG4141-3BA04-0DA0 | SIMATIC IPC427E (MicroBOX PC) | 3640.59
6AG4141-3BB47-0FA0 | SIMATIC IPC427E (MicroBOX PC) | 4271.32
6AG4141-3BG07-0DA0 | SIMATIC IPC427E (MicroBOX PC) | 3734.97
6AV2105-0DA06-0AH0 | WinCC Runtime Prof 512, V16 DL | 7082.46
6AG4141-3CA31-4FA0 | SIMATIC IPC427E (MicroBOX PC) | 4478.07
6AG4141-5BA34-0EA0 | SIMATIC IPC427E (MicroBOX PC) | 4218.89
6AV2105-0PA06-0AA0 | WinCC Runtime Prof 102400, V16 | 20251.4
6AG4141-5BB47-0JA0 | SIMATIC IPC427E (MicroBOX PC) | 4217.38
6AV2105-0RA06-0AH0 | WinCC Runtime Prof 153600, V16 DL | 23434.35
6AV2154-1FB01-6LA0 | WinCC Unified V16 PC Runtime 5k DL | 7956.6
6AV2154-2EB01-6BA0 | WinCC Unified V16 ASIA PC Runtime 1k | 4455.17
6AV2156-0BC01-6AA0 | WinCC Unified Calendar V16 | 2674.4
6AV2156-0BL01-6AA0 | WinCC Unified Line Coord. V16 | 9089.08
6AV2156-0BL01-6LA0 | WinCC Unified Line Coord. V16 DL | 8117.46
6AV2156-0BP01-6AA0 | WinCC Unified Perf. Insight V16 | 7798.99
6AV2157-1EA00-0AB0 | WinCC Unified 500 LoggingTags | 895.36
6AV2157-1FA00-0AB0 | WinCC Unified 5000 LoggingTags | 8048.24
6AV2157-1FA00-0LB0 | WinCC Unified 5000 LoggingTags DL | 7187.32
6AV2157-2CW00-0LB0 | WinCC Unified 10 Operate Clients DL | 20864.6
6AV2103-0DA06-0AA5 | WinCC Professional 512 PowerTags V16 | 4565.67
3VL3720-3MP36-0AA0 | CIRCUIT-BREAKER VL 250L | 2498.8
3VL3725-2EC46-0AA0 | CIRCUIT-BREAKER VL 250H | 2348.36
3VL4740-3DE36-0AA0 | CIRCUIT-BREAKER VL 400L | 1857.75
3VL3720-3SE36-0AA0 | CIRCUIT-BREAKER VL 250L | 2577.29
3VL4740-3LE36-0AA0 | CIRCUIT-BREAKER VL 400L | 4343.47
3VL5740-1EC46-0AC1 | CIRCUIT-BREAKER VL 630N | 3845.67
3VL5763-3UH36-0AA0 | CIRCUIT-BREAKER VL 630L | 7064.68
3VL4731-3MS36-0AA0 | CIRCUIT-BREAKER VL 400L | 4193.01
3VL5740-1EM46-0AA0 | CIRCUIT-BREAKER VL 630N | 3695.87
3VL6160-2KN30-0AA0 | CIRCUIT-BREAKER VL UL | 3892.11
3VL6160-3KN30-0AC1 | CIRCUIT-BREAKER VL UL | 4746.42
3VL6160-3VJ30-0AA0 | CIRCUIT-BREAKER VL UL | 9354.16
3VL6180-2PB30-0AA0 | CIRCUIT-BREAKER VL UL | 5324.68
3VL3725-3EM43-0AA0 | CIRCUIT-BREAKER VL 250L | 2858.58
3VL3725-3MF36-0AA0 | CIRCUIT-BREAKER VL 250L | 3290.31
3VL3725-3MG36-0AA0 | CIRCUIT-BREAKER VL 250L | 3061.36
3VL5750-1MS36-0AA0 | CIRCUIT-BREAKER VL 630N | 4193.01
3VL4731-3UP36-0AA0 | CIRCUIT-BREAKER VL 400L | 5108.8
3VL3725-3MP36-0AA0 | CIRCUIT-BREAKER VL 250L | 2610
3VL5750-2EJ46-0AA0 | CIRCUIT-BREAKER VL 630H | 4271.51
3VL5750-2MP36-0AA0 | CIRCUIT-BREAKER VL 630H | 4369.63
3VL7712-2LA46-0AA0 | CIRCUIT-BREAKER VL 1250H | 11839.87
3VL7712-2NA46-0AA0 | CIRCUIT-BREAKER VL 1250H | 10466.19
3VL7712-2UH36-0AA0 | CIRCUIT-BREAKER VL 1250H | 10204.53
3WL9213-8AD31-0AA1 | ACCESORIES FOR BREAKER 3WL | 13220.81
3ZS1320-6CE12-0YB5 | SIRIUS Soft Starter ES V16 | 1491.43
3VL7712-3TH46-0AA0 | CIRCUIT-BREAKER VL 1250L | 13867.69
3ZS1632-2XE03-0YB0 | RUNTIME F. PCS 7 BLOCK LIBRARY V9.X | 1306.13
3VL8112-3KN30-0AA0 | CIRCUIT-BREAKER VL UL | 9812.05
3VL8116-2PE30-0AA0 | CIRCUIT-BREAKER VL UL | 11120.32
3VL8116-3KN30-0AA0 | CIRCUIT-BREAKER VL UL | 11185.73
5SU1326-7FP20 | RCBO 2P 2MW, 20A | 95.36
5SU1336-6FP06 | RCBO 3P B6 6KA type A 30mA 3MW | 147.09
5SU1346-6FP16 | RCBO 4P B16 6KA type A 30mA 4MW | 170.22
5SU1346-7FP06 | RCBO 4P C6 6KA type A 30mA 4MW | 155.62
5SY4204-6 | MCB 400V 10kA, 2pole, B, 4A | 31.38
5SU1646-7FP25 | RCBO 4P C25 6KA type A 300mA 4MW | 262.84
5SV1316-7GV10 | RCBO A 5SV1 1+N 30mA C10 6kA GV | 93.56
5SV1613-7KK16 | RCBO compact 4,5kA Type A 300mA C16 | 136.74
5SV1616-6KK10 | RCBO compact 6kA Type A 300mA B10 | 86.75
5ST3674-7 | Pin Busbar 10mm2, 1p/N 9xComp 9MW | 12.69
5SV6016-6GV16 | AFDD/MCB 6kA B16 1+N 1MW GV | 198.03
5SV6316-6KP40 | AFDD-RCBOele PT 30mA A B40 1+N 230V 1MW | 411.47
5SV6316-7KK10 | AFDD-RCBOele C10 1+N 230V 1MW | 373.61
5SV6316-7KK40 | AFDD-RCBOele C40 1+N 230V 1MW | 411.47
5TC9774-4CM00 | DELTA,ROOM THERMOSTAT,CM | 119.22
3VA6580-7JP46-0AA0 | MCCB_UL_FS800_800A_4P_100KA_ETU5_LSI | 4977.9
3VL1708-2EH43-0AA0 | CIRCUIT-BREAKER VL160X H | 660.68
3VA6580-7KL36-0AA0 | MCCB_UL_FS800_800A_3P_100KA_ETU8_LI | 4310.52
3VA6580-7KQ36-0AA0 | MCCB_UL_FS800_800A_3P_100KA_ETU8_LSIG | 4419.94
3VA9467-0GX01 | Aux. switch module for rotary operators | 10.83
3VA6580-7KT46-0AA0 | MCCB_UL_FS800_800A_4P_100KA_ETU8_LSI | 5524.93
3VA6580-6KL42-0AA0 | MCCB_UL_FS800_800A_4P_65KA_ETU8_LI | 4704.38
3VA6580-6KQ32-0AA0 | MCCB_UL_FS800_800A_3P_65KA_ETU8_LSIG | 3861.95
3VA6580-6KT42-2AA0 | MCCB_UL_FS800_800A_4P_65KA_ETU8_LSI | 5300.64
3VL1703-1EA43-0AB1 | CIRCUIT-BREAKER VL160X N | 660.68
3VL2706-1LE33-0AA0 | CIRCUIT-BREAKER VL 160N | 1131.65
3VL1703-1EH43-8TB1 | CIRCUIT-BREAKER VL160X N | 799.35
3VL1703-2EH43-0AD1 | CIRCUIT-BREAKER VL160X H | 741.8
3VL1704-2EA43-0AD1 | CIRCUIT-BREAKER VL160X H | 769.92
3VL2706-1SL33-0AA0 | CIRCUIT-BREAKER VL 160N | 1144.75
3VL2706-1SS33-0AA0 | CIRCUIT-BREAKER VL 160N | 889.62
3VL5763-2MH36-0AA0 | CIRCUIT-BREAKER VL 630H | 5102.27
3VL8716-2SB30-0AA0 | CIRCUIT-BREAKER VL 1600H | 10073.71
3VL8716-2SE30-0AA0 | CIRCUIT-BREAKER VL 1600H | 10335.37
3VL5763-2SE36-0AA0 | CIRCUIT-BREAKER VL 630H | 4369.63
3VL7180-1PH30-0AA0 | CIRCUIT-BREAKER VL UL | 7130.09
3VL7180-1VH30-0AA0 | CIRCUIT-BREAKER VL UL | 10008.3
3VL5763-2SG36-0AA0 | CIRCUIT-BREAKER VL 630H | 5023.77
3VL8716-3SE30-0AA0 | CIRCUIT-BREAKER VL 1600L | 11381.98
3VL8716-3TN40-0AA0 | CIRCUIT-BREAKER VL 1600L | 18119.58
3VL7710-3TE46-0AA0 | CIRCUIT-BREAKER VL 1250L | 10073.71
3VL7712-1NH46-0AA0 | CIRCUIT-BREAKER VL 1250N | 12166.94
6AG4141-7CC40-0EA0 | SIMATIC IPC427E (MicroBOX PC) | 5243.64
6AG4114-3DQ02-0AX0 | SIMATIC IPC847E (Rack PC) | 5678.11
6AG4114-3DX30-0XX0 | SIMATIC IPC847E (Rack PC) | 4713.29
6AG4114-3LQ17-0DA2 | SIMATIC IPC847E (Rack PC) | 8620.55
6AG4114-3ML14-2DC2 | SIMATIC IPC847E (Rack PC) | 13503.14
6AG4141-0BA01-4AA0 | SIMATIC IPC427E (MicroBOX PC) | 3023.34
6AG4141-0BB07-0EA0 | SIMATIC IPC427E (MicroBOX PC) | 3168.66
6AG4141-5BB42-0FA0 | SIMATIC IPC427E (MicroBOX PC) | 4493.06
6AG4141-5BB44-0EA0 | SIMATIC IPC427E (MicroBOX PC) | 4627.88
6AG4141-5BB47-0FA0 | SIMATIC IPC427E (MicroBOX PC) | 4541
6AV2151-0XB01-6AA5 | WinCC Unified V16 Comfort Engineering | 1558.18
6AV2153-0XB01-6LA5 | WinCC Unified V16 PC Engineering max. DL | 11935.72
6AV2155-1EB01-6AA0 | WinCC Unified V16 PC RT 500, Package | 2674.4
6AV6372-2DF07-2CH4 | Energy Manager V7.2, Upgr. <= 50 Tags DL | 4871.12
6AV6372-2DF77-2XX4 | Energy Manager V7.2, Upgr. > 5000 Tags | 33114.87
6AV2101-4AB06-0AE5 | SIMATIC WinCC Comfort V16 Upgrade | 1826.26
6AV2156-1DL00-0AB0 | WinCC Unified Line Coord. Ext. (50) | 18247.37
6AV2156-6DP00-0AB0 | WinCC Unified Perf. Insight Ext.(300) | 35773
6AV2105-3HH06-0AK0 | UpG WinCC RT Prof 4096 V11/15->V16 DL | 3834.5
6AV2105-3KK06-0AE0 | UpG WinCC RT Prof 8192 V11/15->V16 | 4695.64
6AV2105-3MM06-0AK0 | UpG WinCC RTProf 64k-256kV11/15->V16DL | 5135.97
6AV2157-2FA00-0AB0 | WinCC Unified 10000 LoggingTags | 15203.98
6AV2104-0BA06-0AA0 | WinCC Runtime Advanced 128 V16 | 918.01
6AV2104-0KA06-0AA0 | WinCC Runtime Advanced 8192 V16 | 9131.32
6AG4112-3AQ11-0AX2 | SIMATIC IPC647E (Rack PC) | 5126.79
6AG4112-3GP52-0BX2 | SIMATIC IPC647E (Rack PC) | 6767.3
6AG4141-5BH00-3AA0 | SIMATIC IPC427E (MicroBOX PC) | 4323.77
6AG4112-3HQ12-0HH2 | SIMATIC IPC647E (Rack PC) | 8451.25
6AG4112-3JA02-0BC2 | SIMATIC IPC647E (Rack PC) | 6215.97
6AV7241-5BB07-0FA0 | SIMATIC IPC 477E, 15" Touch | 5772.5
6AV7241-5BB34-0FA0 | SIMATIC IPC 477E, 15" Touch | 6129.07
6AV7241-5BC00-0DA0 | SIMATIC IPC 477E, 15" Touch | 5699.09
6AV7241-5BC07-0FA0 | SIMATIC IPC 477E, 15" Touch | 6316.34
6AV7882-0HA20-7EA0 | SIMATIC IPC277E, 12" Multitouch | 3612.13
6AV7882-0JB30-6CA0 | SIMATIC IPC277E, 15" Multitouch Atex | 4963.48
6AV7882-0JB30-7EA0 | SIMATIC IPC277E, 15" Multitouch Atex | 4346.23
6AV7241-5KC44-0JA0 | SIMATIC IPC 477E, 19" Multitouch | 7171.81
6AV7241-5KH07-0DA0 | SIMATIC IPC 477E, 19" Multitouch | 6729.83
6DR5010-0EN00-0AA3 | SIPART PS2 2wire without HART SA | 1534.73
6AV7241-7EE04-0EA0 | SIMATIC IPC 477E, 22" Touch | 8518.67
6AV7241-7JJ34-0FA0 | SIMATIC IPC 477E, 15" Multitouch | 7260.2
6AV7241-7LC08-0FA0 | SIMATIC IPC 477E, 22" Multitouch | 8364.37
6AV7241-7WB38-0FA8 | SIMATIC IPC 477E, 15" Multitouch neutral | 7053.45
6DL1193-6AG40-0AA0 | ET 200SP HA, BUSADAPTER BA LC/FC | 382.98
6DR5125-0EG11-0AA0 | SIPART PS2 2-L HART DA Alu Ex proof | 3397.45
6DR5210-0EG11-0AA1 | SIPART PS2 4 wire with HART SA | 2687.61
6DR5210-0EN01-0AA0 | SIPART PS2 4 wire with HART SA | 2141.77
3VL7710-3UH36-0AA0 | CIRCUIT-BREAKER VL 1250L | 11185.73
3VL7712-1MF36-0AA0 | CIRCUIT-BREAKER VL 1250N | 9157.91
3VL7712-1MH36-0AA0 | CIRCUIT-BREAKER VL 1250N | 8830.84
3VL7712-1NN46-0AA0 | CIRCUIT-BREAKER VL 1250N | 11839.87
3VL7712-1TA46-0AA0 | CIRCUIT-BREAKER VL 1250N | 9615.8
3VL7712-1TE46-0AA0 | CIRCUIT-BREAKER VL 1250N | 9419.57
6AG4141-7CJ32-0FA0 | SIMATIC IPC427E (MicroBOX PC) | 5291.58
6AG4141-7FC18-0GA0 | SIMATIC IPC427E (MicroBOX PC) | 6292.37
6AG4114-3GP42-0DX1 | SIMATIC IPC847E (Rack PC) | 6683.4
6AG4114-3JE52-4DX2 | SIMATIC IPC847E (Rack PC) | 8413.8
6AG4114-3KT08-4HB2 | SIMATIC IPC847E (Rack PC) | 14484.44
6AG4114-3LQ11-0BX1 | SIMATIC IPC847E (Rack PC) | 6478.14
6AV2104-4DD06-0AK0 | WinCC RT Advanced 512 V16 Upgrade DL | 1054.49
6AG4114-3MP17-4BX2 | SIMATIC IPC847E (Rack PC) | 9943.45
6AG4141-3BG22-0FA0 | SIMATIC IPC427E (MicroBOX PC) | 4350.73
6AV2105-0DA06-0AA0 | WinCC Runtime Professional 512, V16 | 7967.98
6AG4141-3DA07-0DA0 | SIMATIC IPC427E (MicroBOX PC) | 3411.36
6AG4141-3DB04-0JA0 | SIMATIC IPC427E (MicroBOX PC) | 3880.3
6AG4141-5AB00-0GA0 | SIMATIC IPC427E (MicroBOX PC) | 4544
6AG4141-5BA42-0FA0 | SIMATIC IPC427E (MicroBOX PC) | 4253.35
6AG4141-5BB04-0FA0 | SIMATIC IPC427E (MicroBOX PC) | 4473.58
6AV2105-0MA16-0AA0 | WinCC Runtime Prof 65536, Asia V16 | 14431.39
6AU1810-1HA34-0XA0 | SINAMICS DCC V3.4 HF1 FULL LICENSE DVD | 635.71
6AV6372-2DF07-2DH4 | Energy Manager V7.2, Upgr. <=100 Tags DL | 7100.34
6AV2154-2EB01-6LA0 | WinCC Unified V16 PC Runtime 1k DL | 3979.11
6AV2155-1GB01-6AA0 | WinCC Unified V16 PC RT 50k, Package | 12476.76
6AV2155-3DB01-6AA0 | WinCC Unified V16 PC RT 150, Package | 1069.11
6AV2101-0AA06-0AA5 | SIMATIC WinCC Comfort V16 | 1602.04
6AV2101-0AA06-0AH5 | SIMATIC WinCC Comfort V16 DL | 1420.07
6AV2105-3FF06-0AK0 | UpG WinCC RT Prof 2048 V11/15->V16 DL | 3473.8
6AV2157-0BQ01-6LB0 | WinCC Unified V16 Reporting Execution DL | 597.92
6AV2101-4AB06-0AK5 | WinCC Comfort V16 Upgrade DL | 1624.79
6AV2157-2DW00-0AB0 | WinCC Unified 100 Operate Clients | 131841.11
6AV2103-3HA06-0AE5 | WinCC Professional 4096 V16 Upgrade | 2286.07
6AG4141-5BG07-0FA0 | SIMATIC IPC427E (MicroBOX PC) | 4328.25
6AG4112-3FP12-0AX1 | SIMATIC IPC647E (Rack PC) | 6400.24
6AG4112-3GA42-4BX2 | SIMATIC IPC647E (Rack PC) | 6732.83
6AG4112-3JE53-0HH2 | SIMATIC IPC647E (Rack PC) | 9808.61
6AG4141-5DG47-0FA8 | SIMATIC IPC427E (MicroBOX PC) | 4710.3
6AV7882-0EB20-6BA0 | SIMATIC IPC277E, 19" Touch | 4746.24
6AV7241-5BA04-0JA0 | SIMATIC IPC 477E, 15" Touch | 5439.91
6AV7241-5EC10-0FA0 | SIMATIC IPC 477E, 22" Touch | 7171.81
6DR4004-3LP | SIPART PS2 overvoltage protection | 1054.01
6DR4004-4LP | SIPART PS2 overvoltage protection | 739.81
6AV7241-5EC34-0FA1 | SIMATIC IPC 477E, 22" Touch | 7703.67
6AV7241-5JC14-0FA0 | SIMATIC IPC 477E, 15" Multitouch | 6878.16
6AV7241-5LB04-0GA2 | SIMATIC IPC 477E, 22" Multitouch | 7952.36
6DR4004-8NN30 | NCS-Sensor for SIPART PS2 | 854.26
6AV7241-5LB37-0FA1 | SIMATIC IPC 477E, 22" Multitouch | 7257.2
6DR5010-0EG01-0AA0 | SIPART PS2 2wire without HART SA | 1736.67
6DR5010-0EG11-0AA0 | SIPART PS2 2wire without HART SA | 2045.08
6DR5010-0NG11-0AA0 | SIPART PS2 2wire without HART SA | 1943.5
6AV7241-5YB47-0DA0 | SIMATIC IPC 477E, 22" Multitouch neutral | 7215.26
6DR5020-0NN00-0AA0 | SIPART PS2 2wire without HART DA | 1418.46
6DR5110-0NG03-0AA1 | SIPART PS2 2 wire with Hart SA | 2216.42
6DR5110-0NG20-0AA0 | SIPART PS2 2 wire with Hart SA | 2083.02
6DR5120-0NG00-0AA0 | SIPART PS2 2 wire with HART DA | 1652.23
6AV7414-5AD00-0YA0 | IPC277E OEM, 19" T, Express-Design | 4930.53
6AV2105-4BB06-0AE0 | UpG WinCC 7.3/7.5->RT Prof 128 V16 | 2058.61
6AV2103-0HA06-0AA5 | WinCC Prof. 4096 PowerTags V16 | 5706.27
6AV2105-4DD06-0AK0 | UpG WinCC 7.3/7.5->RT Prof 512 V16 DL | 2835.26
6AV2105-4KK06-0AE0 | UpG WinCC 7.3/7.5->RT Prof 8192 V16 | 4695.64
6AG4141-5BC00-0GA0 | SIMATIC IPC427E (MicroBOX PC) | 5087.83
6AG4141-5BC05-0FA0 | SIMATIC IPC427E (MicroBOX PC) | 4788.2
6AG4141-5BC14-0FA8 | SIMATIC IPC427E (MicroBOX PC) | 5272.1
6AG4141-5BC44-0FA0 | SIMATIC IPC427E (MicroBOX PC) | 5314.06
6AG4141-5BG40-0FA0 | SIMATIC IPC427E (MicroBOX PC) | 4331.25
6AG4141-5DB34-0JA0 | SIMATIC IPC427E (MicroBOX PC) | 4277.32
6AV7882-0EB30-2BA0 | SIMATIC IPC277E, 19" Touch | 4707.3
6AV7882-0ED60-6CA0 | SIMATIC IPC277E, 19" Touch | 5296.07
6AV7241-5BA04-0DA0 | SIMATIC IPC 477E, 15" Touch | 5439.91
6AV7241-5DB17-0FA0 | SIMATIC IPC 477E, 19" Touch | 6268.4
6AV7241-5EB07-0DA0 | SIMATIC IPC 477E, 22" Touch | 6428.71
6AV7882-0FB30-7EA0 | SIMATIC IPC277E, 15" Multitouch | 4346.23
6AV7241-7BC08-0FA0 | SIMATIC IPC 477E, 15" Touch | 7057.94
6DR5010-0NG30-0AA0 | SIPART PS2 2wire without HART SA | 1619.18
6DR5010-0NN00-0AA0 | SIPART PS2 2wire without HART SA | 1233.66
6AV7241-7KC34-0FA0 | SIMATIC IPC 477E, 19" Multitouch | 7920.9
6AV7241-7KH08-0FA6 | SIMATIC IPC 477E, 19" Multitouch | 7931.39
6DR5020-0NG01-0AA0 | SIPART PS2 2wire without HART DA | 1819.89
6DR5020-0NG02-0AA2 | SIPART PS2 2wire without HART DA | 1806.44
6DR5110-0NN00-5KA0 | SIPART PS2 2 wire with Hart SA | 1469.87
6DR5113-0NG11-0AA0 | SIPART PS2 2 wire with Hart SA Alu | 2262.93
6DR5115-0EG00-0AA0 | SIPART PS2 2-L HART SA Alu Ex proof | 2537.08
6DR5220-0EG00-0AA0 | SIPART PS2 4 wire with HART DA | 1910.45
6DL1193-6GC00-8NN0 | CARRIER MODULE EIGHTFOLD w/o PB | 259.28
6DR5220-0EG01-0AA0 | SIPART PS2 4 wire with HART DA | 2341.26
6DR5623-0FN00-0AA0 | SIPART PS2 FF DA Alu | 2113.62
6DL5260-0DB00-2YV8 | SIMIT VC FULL SUS, 5 CONTROLLER DL | 5208.23
6ES7138-6AA01-2BA0 | ET 200SP, TM Count 1X 24V, PU10 | 271.59
6ES7141-6BG00-0BB0 | ET 200eco PN, DI 8x24VDC, M12-L | 371.99
6EP4436-8XB00-0CP0 | SITOP CNX8600/4X5A/BMW | 277.82
6AV7860-3PA00-0AA0 | IFP V2 Power Supply AC 24V DC 60W | 250.2
6AV7863-4MA14-2AA0 | SIMATIC Flat Panel 22" MT V2 PRO | 3414.91
6ES7292-2AG40-0XA2 | Connector keyed, 7 Poles, Tin (4/Pk) | 37.23
6ES7292-2AH30-0XA0 | Connector Block, 8 Terminal, Tin (4/PK) | 55.83
6ES7292-2AK30-0XA0 | Connector Block, 10 Poles, Tin (4/PK) | 75.77
6ES7292-2AR30-0XA0 | Connector Block, 16 Poles, Tin (4/PK) | 75.77
6ES7647-8BA23-2BA1 | SIMATIC IPC227E (Nanobox PC) | 2476.5
6ES7647-8BA32-7EA3 | SIMATIC IPC227E (Nanobox PC) | 2485.48
6ES7647-8BB11-0AA3 | SIMATIC IPC227E (Nanobox PC) | 1574.6
6ES7647-8BB11-0LA1 | SIMATIC IPC227E (Nanobox PC) | 1983.59
6ES7647-8BB21-0LA2 | SIMATIC IPC227E (Nanobox PC) | 2118.43
6ES7647-8BB21-2CA1 | SIMATIC IPC227E (Nanobox PC) | 2618.83
6ES7647-8BB32-6EA2 | SIMATIC IPC227E (Nanobox PC) | 2948.43
6ES7647-8BB32-6RA3 | SIMATIC IPC227E (Nanobox PC) | 2948.43
6ES7647-8BB32-7EA1 | SIMATIC IPC227E (Nanobox PC) | 2654.78
6ES7647-8BB33-6BA1 | SIMATIC IPC227E (Nanobox PC) | 3162.67
5ST3673-7 | Pin Busbar 10mm2, 3p/N 9xComp 9MW | 22.56
5ST3674-6 | Pin Busbar 10mm2, 1p/N 6xComp 6MW | 6.37
5SV5646-6 | RCCB TYPE A 63/4 300MA 4MW RES | 154.97
5SV6016-6KP10 | AFDD-MCB PT B10 1+N 230V 1MW | 198.03
5SV6016-6KP13 | AFDD-MCB PT B13 1+N 230V 1MW | 198.03
5TC9774-4PM00 | STYLE,,ROOM THERMOSTAT,PLATINUM METALIC. | 122.39
5SU1324-6FP10 | RCBO 2P 2MW, 10A | 116.38
5SU1324-6FP20 | RCBO 2P 2MW, 20A | 116.38
5SU1324-6FP25 | RCBO 2P 2MW, 25A | 120.03
3VL2705-3EM43-0AA0 | CIRCUIT-BREAKER VL 160L | 1098.95
3VL2705-3EM46-0AA0 | CIRCUIT-BREAKER VL 160L | 1072.79
3VL2706-1UH36-0AA0 | CIRCUIT-BREAKER VL 160N | 2210.99
3VL2706-1UL36-0AA0 | CIRCUIT-BREAKER VL 160N | 2498.8
3VL2706-2EJ46-0AA0 | CIRCUIT-BREAKER VL 160H | 745.72
3VL3720-1LB36-0AA0 | CIRCUIT-BREAKER VL 250N | 2119.4
3VL3720-1ME33-0AA0 | CIRCUIT-BREAKER VL 250N | 2093.23
3VL2716-1DC33-2GA0 | CIRCUIT-BREAKER VL 160N | 1335.1
3VL2716-1DC33-8TD1 | CIRCUIT-BREAKER VL 160N | 1392
3VL2716-1DK33-8TB1 | CIRCUIT-BREAKER VL 160N | 1322.66
3VL3720-1SF36-0AA0 | CIRCUIT-BREAKER VL 250N | 2603.47
3VL2716-1EE43-0AA0 | CIRCUIT-BREAKER VL 160N | 1085.87
3VL2716-1EJ43-0AA0 | CIRCUIT-BREAKER VL 160N | 1471.8
3VL3720-1TB46-0AA0 | CIRCUIT-BREAKER VL 250N | 2400.69
3VL2716-1LB36-0AA0 | CIRCUIT-BREAKER VL 160N | 1609.18
3VL3720-1TN43-0AA0 | CIRCUIT-BREAKER VL 250N | 3355.72
3VL3720-1UM33-0AA0 | CIRCUIT-BREAKER VL 250N | 3650.08
3VL2716-1ML33-0AA0 | CIRCUIT-BREAKER VL 160N | 1975.49
3VL3725-3UM33-0AA0 | CIRCUIT-BREAKER VL 250L | 4297.67
3VL3725-3UP33-0AA0 | CIRCUIT-BREAKER VL 250L | 3898.66
3VL3725-3UP36-0AA0 | CIRCUIT-BREAKER VL 250L | 3865.94
3VL1705-1EA43-0AB1 | CIRCUIT-BREAKER VL160X N | 660.68
3VL1705-2DD33-0AD1 | CIRCUIT-BREAKER VL160X H | 641.71
3VL1706-1DA33-8CA0 | CIRCUIT-BREAKER VL160X N | 603.77
3VL2706-1TN46-0AA0 | CIRCUIT-BREAKER VL 160N | 1537.23
3VL2706-1UM33-0AA0 | CIRCUIT-BREAKER VL 160N | 2511.88
3VL2706-2LF46-0AA0 | CIRCUIT-BREAKER VL 160H | 1687.67
3VL2706-2MP36-0AA0 | CIRCUIT-BREAKER VL 160H | 1046.62
3VL2710-1SH33-0AA0 | CIRCUIT-BREAKER VL 160N | 1170.9
3VL2716-1SS33-0AA0 | CIRCUIT-BREAKER VL 160N | 1471.8
3VL2706-2SH36-0AA0 | CIRCUIT-BREAKER VL 160H | 1282.12
3VL2706-2TB43-0AA0 | CIRCUIT-BREAKER VL 160H | 1360.6
3VL2716-1UM36-0AA0 | CIRCUIT-BREAKER VL 160N | 2498.8
3VL2706-2TF43-0AA0 | CIRCUIT-BREAKER VL 160H | 1497.97
3VL2710-1UM36-0AA0 | CIRCUIT-BREAKER VL 160N | 2498.8
3VL3725-3UL36-0AA0 | CIRCUIT-BREAKER VL 250L | 4251.89
3VL3720-1UH36-0AA0 | CIRCUIT-BREAKER VL 250N | 3244.53
3VL2716-1MH36-0AA0 | CIRCUIT-BREAKER VL 160N | 2021.29
3VL3720-2EJ46-8TA0 | CIRCUIT-BREAKER VL 250H | 2106.97
3VL2716-1NE43-0AA0 | CIRCUIT-BREAKER VL 160N | 2106.33
3VL3720-2SF33-0AA0 | CIRCUIT-BREAKER VL 250H | 2786.62
3VL4720-1DK36-0AB1 | CIRCUIT-BREAKER VL 400N | 1845.32
3VL3720-2SP36-0AA0 | CIRCUIT-BREAKER VL 250H | 1955.86
3VL3725-1NB46-0AA0 | CIRCUIT-BREAKER VL 250N | 2511.88
3VL3720-2TE43-0AA0 | CIRCUIT-BREAKER VL 250H | 2852.03
3VL4720-2EC46-0AA0 | CIRCUIT-BREAKER VL 400H | 3100.61
3VL3720-2UH33-0AA0 | CIRCUIT-BREAKER VL 250H | 3512.71
3VL3725-1SL33-0AA0 | CIRCUIT-BREAKER VL 250N | 2387.59
3VL4740-2MB36-0AA0 | CIRCUIT-BREAKER VL 400H | 2871.66
3VL2716-1SE36-0AA0 | CIRCUIT-BREAKER VL 160N | 1524.13
3VL2706-2LF43-0AA0 | CIRCUIT-BREAKER VL 160H | 1720.38
3VL2710-1NH43-0AA0 | CIRCUIT-BREAKER VL 160N | 1753.08
3VL2706-2MG33-0AA0 | CIRCUIT-BREAKER VL 160H | 1412.94
3VL2716-1SF33-0AA0 | CIRCUIT-BREAKER VL 160N | 2086.7
3VL2706-2NF46-0AA0 | CIRCUIT-BREAKER VL 160H | 1596.09
3VL2706-2SE36-0AA0 | CIRCUIT-BREAKER VL 160H | 1085.87
3VL2706-2TA43-0AA0 | CIRCUIT-BREAKER VL 160H | 1412.94
3VL2716-1UH33-0AA0 | CIRCUIT-BREAKER VL 160N | 2243.69
3VL2706-2TE43-0AA0 | CIRCUIT-BREAKER VL 160H | 1412.94
3VA9233-0JD11 | Wire connector Cu 3 pcs. | 107.21
3VA9234-0JD12 | WIRE CONNECTOR-CU 4 PCS. | 141.68
3VL2706-2UJ43-0AA0 | CIRCUIT-BREAKER VL 160H | 2812.79
3VL2716-2DC33-2PB1 | CIRCUIT-BREAKER VL 160H | 1525.44
3VL2716-2EE46-0AA0 | CIRCUIT-BREAKER VL 160H | 1210.16
6DR5220-0EG03-0AA2 | SIPART PS2 4 wire with HART DA | 2745.13
6DR5510-0NN00-0AA0 | SIPART PS2 PA SA | 1712.19
6DR5523-0FN00-0AA0 | SIPART PS2 PA DA Alu | 2113.62
6AV7674-1LB15-0AA0 | Handles for HMI PRO devices 24" | 670.78
6DL5422-1BA15-0BH5 | SIPAT V5.1 CONCURRENT METHOD DL | 21734.96
6AV7860-0EH03-0AA0 | SIMATIC Flat Panel 30m CAT cable | 116.85
6DL8913-0AK20-0AE5 | SIMIT SP V10.2 UG ENG. S V10.1 -> V10.2 | 1479.76
6DL8913-0BK20-0AE5 | SIMIT SP V10.2 UG ENG. M V10.1 -> V10.2 | 6227.78
6AV7863-7MA00-2NA0 | SIMATIC Flat Panel 24" MT V2 | 3243.65
6ES7223-1BL32-1XB0 | Digital I/O SM 1223, 16DI/16DO sink | 420.08
6ES7292-2AG30-0XA0 | Connector Block, 7 Poles, Tin (4/PK) | 37.23
6ES7292-2AG40-0XA1 | Connector keyed, 7 Poles, Tin (4/PK) | 37.23
6ES7292-2BG30-0XA0 | Connector Block, 7 Poles, Gold (4/PK) | 55.83
6ES7292-2BL30-0XA0 | Connector Block, 11 Poles, Gold (4/PK) | 55.83
6ES7647-8BA21-4MA1 | SIMATIC IPC227E (Nanobox PC) | 2677.26
6ES7647-8BA22-5EA3 | SIMATIC IPC227E (Nanobox PC) | 2539.42
6ES7647-8BA22-7RA1 | SIMATIC IPC227E (Nanobox PC) | 2245.78
6ES7647-8BB21-7EA3 | SIMATIC IPC227E (Nanobox PC) | 2278.73
6ES7647-8BB24-2CA1 | SIMATIC IPC227E (Nanobox PC) | 2924.46
6ES7647-8BB31-0MA1 | SIMATIC IPC227E (Nanobox PC) | 2612.84
6ES7654-6CJ00-4AF0 | SIMATIC PCS 7 CPU 410 SINGLE AS | 18274.85
6ES7647-8BB34-4CA5 | SIMATIC IPC227E (Nanobox PC) | 3391.89
6ES7647-8BB62-6CA1 | SIMATIC IPC227E (Nanobox PC) | 3355.93
5SV5342-6 | RCCB TYPE A 25/4 30MA 4MW RES | 94.96
5SV5614-6 | RCCB TYPE A 40/2 300MA 2MW RES | 93.43
5SV6016-6KP40 | AFDD-MCB PT B40 1+N 230V 1MW | 226.44
5SV6016-7GV10 | AFDD/MCB 6kA C10 1+N 1MW GV | 198.03
5SV6316-6KP20 | AFDD-RCBOele PT 30mA A B20 1+N 230V 1MW | 411.47
5SV6316-7KP06 | AFDD-RCBOele PT 30mA A C6 1+N 230V 1MW | 373.61
5SU1324-7FP10 | RCBO 2P 2MW, 10A | 109.75
6AG1500-0HP00-4AB0 | SIPLUS S7-1500 CPU 1517H System Bundle | 38572.31
6AG2124-0QC13-1AX0 | SIPLUS HMI TP1500 OUTDOOR T1 RAIL | 14345.79
6AG2132-6FD00-4CU0 | SIPLUS ET 200SP DQ 4X24..230VAC TX RAIL | 845.67
6AG2155-6AA01-4BN0 | SIPLUS ET 200SP IM155-6PN ST BA TX RAIL | 1263.12
6AG2677-2SB42-2GB0 | SIPLUS ET 200SP CPU1515SP PC2 F RAIL | 8553.76
6AG4021-0AB12-0BA0 | SIMATIC IPC127E | 1625.54
6AG1067-5AA00-5AA0 | Demo-case_SIMOCODE Pro S | 9693.9
6AG4131-3GD20-3AA2 | SIMATIC IPC627E (Box PC) | 6642.95
6AG4131-3GG13-1AA0 | SIMATIC IPC627E (Box PC) | 6761.31
6AG4025-0CE20-2BB0 | SIMATIC IPC527G (Box PC) | 3110.24
6AG1155-6BA01-7CN0 | SIPLUS ET 200SP IM155-6DP HF | 1033.6
3VL2706-1UN46-0AA0 | CIRCUIT-BREAKER VL 160N | 2577.29
3VL2706-1EJ43-8KD1 | CIRCUIT-BREAKER VL 160N | 898.13
3VL2706-2EJ43-8KD1 | CIRCUIT-BREAKER VL 160H | 1038.77
3VL2716-1SG33-0AA0 | CIRCUIT-BREAKER VL 160N | 1942.78
3VL2716-1SH36-0AA0 | CIRCUIT-BREAKER VL 160N | 1936.25
3VL2706-2NH46-0AA0 | CIRCUIT-BREAKER VL 160H | 1864.29
3VL2716-1TA43-0AA0 | CIRCUIT-BREAKER VL 160N | 1955.86
3VL2716-1TN43-0AA0 | CIRCUIT-BREAKER VL 160N | 2649.25
3VL2706-2TB46-0AA0 | CIRCUIT-BREAKER VL 160H | 1321.35
3VA9234-0JJ13 | WIRE CONNECTOR LARGE 4 PCS. | 84.78
3VL2716-2DC33-0AA0 | CIRCUIT-BREAKER VL 160H | 1223.24
3VL2706-2TN46-0AA0 | CIRCUIT-BREAKER VL 160H | 1707.3
3VL2706-2UH36-0AA0 | CIRCUIT-BREAKER VL 160H | 2348.36
3VL2710-1UH36-0AA0 | CIRCUIT-BREAKER VL 160N | 2210.99
3VL2710-1UP33-0AA0 | CIRCUIT-BREAKER VL 160N | 2243.69
3VL2716-2EJ46-0AA0 | CIRCUIT-BREAKER VL 160H | 1589.56
3VL2706-3EJ46-0AA0 | CIRCUIT-BREAKER VL 160L | 1066.24
3VL2716-2LE36-0AA0 | CIRCUIT-BREAKER VL 160H | 1897
3VL3720-1UN43-0AA0 | CIRCUIT-BREAKER VL 250N | 4114.52
6DR5320-0NG00-0AA0 | SIPART PS2 4wire without HART DA | 1587.35
6EP3434-7SB00-3AX0 | SITOP PSU6200/3AC/24VDC/10A | 266.8
6EP3437-8MB00-2CP0 | SITOP PSU8600/3AC/24VDC/40A/4X10A PN/BMW | 966.86
6DL5422-8XA15-0BH5 | SIPAT V5.1 SP1 BASIC PACK (1 METHOD) DL | 72452.4
6EP4231-7HB00-0AX0 | SITOP BUF1200/300MS/40A | 381.85
6AV7863-5MA16-2NA0 | SIMATIC Flat Panel 15" MT V2 PRO | 2731.34
6AV7863-6MA00-2NA0 | SIMATIC Flat Panel 19" MT V2 | 2560.08
6AV7863-6MA10-2AA0 | SIMATIC Flat Panel 19" MT V2 Extended | 2560.08
6ES7615-4DF10-0AB0 | SIMATIC Drive Controller, CPU 1504D TF | 6042.56
6ES7647-8BA11-6BA1 | SIMATIC IPC227E (Nanobox PC) | 2449.54
6ES7653-2CX02-0XK0 | PCS neo CPU 410 EXPANSION PACK (V10) DL | 1609.15
6ES7654-5CX00-3BF0 | SIMATIC PCS 7 CPU 410 SINGLE AS | 10120.24
6ES7647-8BB31-2BA2 | SIMATIC IPC227E (Nanobox PC) | 2716.2
6ES7647-8BB31-5RA1 | SIMATIC IPC227E (Nanobox PC) | 2812.1
6ES7647-8BB31-6BA1 | SIMATIC IPC227E (Nanobox PC) | 2993.37
6ES7647-8BB34-6RA1 | SIMATIC IPC227E (Nanobox PC) | 3117.72
6ES7647-8BC12-0AA3 | SIMATIC IPC227E (Nanobox PC) | 1627.03
6ES7647-8BD12-0AA3 | SIMATIC IPC227E (Nanobox PC) | 1796.32
5SV1616-1KK16 | RCBO compact 6kA Type AC 300mA C16 | 71.28
5SV1616-6KK16 | RCBO compact 6kA Type A 300mA B16 | 77.99
5SV6016-7KP06 | AFDD-MCB PT C6 1+N 230V 1MW | 198.03
5SV6016-7KP25 | AFDD-MCB PT C25 1+N 230V 1MW | 226.44
5SV6016-7KP40 | AFDD-MCB PT C40 1+N 230V 1MW | 226.44
5TA2156-0KA | PROFIBOX,100 Uni.Switch+100 Rocker TW | 648.29
6AG1591-1AB00-2AA0 | SIPLUS S7-1500 Displaymodul CPUs 35mm | 409.82
6AG1591-1BA02-2AA0 | SIPLUS S7-1500 FRONTKLAPPE CPU 70MM | 1180.61
6AG1647-8BE72-4HA1 | SIPLUS IPC 227E ET | 6835.83
6AG1960-1CB00-4AA5 | SIPLUS S7-1500 Sync Submodule 10m | 1003.72
6AG1067-1AA24-0AA1 | SINUMERIK 828D BASIC SIMULATOR | 46552.29
6AG2543-6WX00-4XE0 | SIPLUS ET 200SP CP 1543SP-1 ISEC TX RAIL | 3293.34
6AG4131-3DJ23-2BA1 | SIMATIC IPC627E (Box PC) | 5427.91
6AG4025-0CF30-3AA0 | SIMATIC IPC527G (Box PC) | 3373.9
6AG4025-0DF20-2BB0 | SIMATIC IPC527G (Box PC) | 3790.4
6AG4025-0DF20-4BB0 | SIMATIC IPC527G (Box PC) | 3708.01
6AG1155-6AU01-7CN0 | SIPLUS ET 200SP IM155-6PN HF | 1110.62
3VL2710-1NB46-0AA0 | CIRCUIT-BREAKER VL 160N | 1282.12
3VL2706-2LA46-0AA0 | CIRCUIT-BREAKER VL 160H | 1609.18
3VL2710-1SE33-0AA0 | CIRCUIT-BREAKER VL 160N | 987.75
3VL2710-1SP36-0AA0 | CIRCUIT-BREAKER VL 160N | 1020.46
3VL2716-1SP36-0AA0 | CIRCUIT-BREAKER VL 160N | 1295.19
3VL2710-1SS36-0AA0 | CIRCUIT-BREAKER VL 160N | 1112.03
3VL2706-2SL33-0AA0 | CIRCUIT-BREAKER VL 160H | 1255.94
3VL2716-1TF46-0AA0 | CIRCUIT-BREAKER VL 160N | 2119.4
3VL2710-1TH43-0AA0 | CIRCUIT-BREAKER VL 160N | 1622.26
3VL2710-1TH46-0AA0 | CIRCUIT-BREAKER VL 160N | 1596.09
3VA9234-0JC22 | WIRE CONNECTOR 2C W. CTL. WIRE TAP 4PCS | 105.02
3VA9234-0JF60 | DISTRIB. WIRE CONNECTOR 6 CABLES 4 PCS. | 124.73
3VA9234-0JK12 | WIRE CONNECTOR-CU W. CTL. WIRE TAP 4PCS. | 164.13
3VL2706-2UM33-0AA0 | CIRCUIT-BREAKER VL 160H | 2636.17
3VL2706-2UN43-0AA0 | CIRCUIT-BREAKER VL 160H | 2812.79
3VL2716-2EC43-0AA0 | CIRCUIT-BREAKER VL 160H | 1753.08
3VL2716-2EC43-0AB1 | CIRCUIT-BREAKER VL 160H | 1838.78
3VL2710-2DC33-2PB1 | CIRCUIT-BREAKER VL 160H | 1002.14
3VL2706-3LE36-0AA0 | CIRCUIT-BREAKER VL 160L | 1537.23
3VL2706-3LS33-0AA0 | CIRCUIT-BREAKER VL 160L | 1484.89
3VL2716-2LA43-0AA0 | CIRCUIT-BREAKER VL 160H | 2466.1
3VL3720-2DC36-0AA0 | CIRCUIT-BREAKER VL 250H | 1491.43
3VL3720-2DC36-0AB1 | CIRCUIT-BREAKER VL 250H | 1577.13
3VL3720-2DC36-8TD1 | CIRCUIT-BREAKER VL 250H | 1764.87
3VL3720-2EC43-0AA0 | CIRCUIT-BREAKER VL 250H | 2106.33
6AG2134-6PA20-4BD0 | SIPLUS ET 200SP AI EMETER 480VAC TX RAIL | 728.61
6AG2136-6RA00-1BF0 | SIPLUS ET 200SP F-RQ 24VDC230VAC/5A RAIL | 459.04
6AG2155-5AA01-4AB0 | SIPLUS ET 200MP IM155-5 PN ST TX RAIL | 2165.61
6AG1067-5AA00-0AA0 | Demokoffer SIMOCODE pro | 11828.7
6AG1067-5AA00-1AA0 | Simocode Demo-case PN | 11281.56
6AG4131-3GG23-1DA1 | SIMATIC IPC627E (Box PC) | 7468.44
6AG4131-3GJ00-3AA7 | SIMATIC IPC627E (Box PC) | 5547.78
6AG4131-3GL20-1AA0 | SIMATIC IPC627E (Box PC) | 7016
6AG4131-3HG13-1AA3 | SIMATIC IPC627E (Box PC) | 7269.19
6AG4131-3HJ20-1AB2 | SIMATIC IPC627E (Box PC) | 6199.49
6AG1144-8AA00-4AC1 | SIPLUS HMI TP700 Comfort GEA | 2859.55
3VL2706-1EJ46-0AA0 | CIRCUIT-BREAKER VL 160N | 595.92
3VL2706-2DC33-0AA0 | CIRCUIT-BREAKER VL 160H | 592
3VL2706-2DC33-8TB1 | CIRCUIT-BREAKER VL 160H | 841.88
3VL2706-2LS36-0AA0 | CIRCUIT-BREAKER VL 160H | 1138.2
3VL2706-2ME33-0AA0 | CIRCUIT-BREAKER VL 160H | 1216.69
3VL2706-2MF33-0AA0 | CIRCUIT-BREAKER VL 160H | 1471.8
3VL2710-1SF36-0AA0 | CIRCUIT-BREAKER VL 160N | 1216.69
3VL2710-1SP33-0AA0 | CIRCUIT-BREAKER VL 160N | 1046.62
3VA9233-0JB11 | Wire connector 3 pcs. | 19.55
3VL2716-1TE43-0AA0 | CIRCUIT-BREAKER VL 160N | 2014.74
3VL2716-1TE46-0AA0 | CIRCUIT-BREAKER VL 160N | 1955.86
3VL2706-2SF33-0AA0 | CIRCUIT-BREAKER VL 160H | 1360.6
3VL2710-1TB46-0AA0 | CIRCUIT-BREAKER VL 160N | 1157.83
3VL2710-1TE43-0AA0 | CIRCUIT-BREAKER VL 160N | 1262.49
3VL2716-2DC33-0AD1 | CIRCUIT-BREAKER VL 160H | 1332.47
3VL2716-2DE33-0AD1 | CIRCUIT-BREAKER VL 160H | 1051.2
3VL2716-2DK33-0AA0 | CIRCUIT-BREAKER VL 160H | 1170.9
3VL2716-2DK33-0AB1 | CIRCUIT-BREAKER VL 160H | 1256.59
3VL2706-3DK36-0AA0 | CIRCUIT-BREAKER VL 160L | 791.5
3VL2710-2DE36-0AA0 | CIRCUIT-BREAKER VL 160H | 486.02
3VL3720-1UM36-0AA0 | CIRCUIT-BREAKER VL 250N | 3610.83
3VL2716-1MG33-0AA0 | CIRCUIT-BREAKER VL 160N | 2067.07
3VL2716-1MG36-0AA0 | CIRCUIT-BREAKER VL 160N | 2021.29
3VL3720-2EJ43-0AA0 | CIRCUIT-BREAKER VL 250H | 1955.86
3VL3725-1ME33-0AA0 | CIRCUIT-BREAKER VL 250N | 2093.23
3VL3720-2LF46-0AA0 | CIRCUIT-BREAKER VL 250H | 3414.6
3VL3720-2MB33-0AA0 | CIRCUIT-BREAKER VL 250H | 2204.44
3VL2716-1MS33-0AA0 | CIRCUIT-BREAKER VL 160N | 1563.38
3VL3725-1MS33-0AA0 | CIRCUIT-BREAKER VL 250N | 2204.44
3VL4720-1EM46-0AA0 | CIRCUIT-BREAKER VL 400N | 2636.17
3VL4740-2EC46-0AA0 | CIRCUIT-BREAKER VL 400H | 3303.39
3VL4740-2EE46-0AA0 | CIRCUIT-BREAKER VL 400H | 1903.53
3VL4720-3EJ46-0AA0 | CIRCUIT-BREAKER VL 400L | 3650.08
3VL3720-2UP36-0AA0 | CIRCUIT-BREAKER VL 250H | 3473.46
3VL4725-2EC46-0AA0 | CIRCUIT-BREAKER VL 400H | 3100.61
3VL3725-1UH36-0AA0 | CIRCUIT-BREAKER VL 250N | 3244.53
3VL5763-1LE36-0AA0 | CIRCUIT-BREAKER VL 630N | 4421.96
3VL4740-1NE46-0AA0 | CIRCUIT-BREAKER VL 400N | 3741.67
3VL4740-1SE36-0AA0 | CIRCUIT-BREAKER VL 400N | 2760.46
3VL7710-1TF46-0AA0 | CIRCUIT-BREAKER VL 1250N | 8700.02
3VL6780-2SF36-0AA0 | CIRCUIT-BREAKER VL 800H | 6109.63
3VL5763-1TB46-0AA0 | CIRCUIT-BREAKER VL 630N | 4755.58
3VL6780-2UN46-0AA0 | CIRCUIT-BREAKER VL 800H | 10204.53
3VL8716-1MH30-0AA0 | CIRCUIT-BREAKER VL 1600N | 11839.87
3VL6780-3NN46-0AA0 | CIRCUIT-BREAKER VL 800L | 8700.02
3VL6780-3SE36-0AA0 | CIRCUIT-BREAKER VL 800L | 5998.44
3VL7710-2UL36-0AA0 | CIRCUIT-BREAKER VL 1250H | 10204.53
6AG4141-5BG17-0FA0 | SIMATIC IPC427E (MicroBOX PC) | 4497.55
6AG4141-5BG22-0FA0 | SIMATIC IPC427E (MicroBOX PC) | 4620.4
6AG4141-5DB07-0DA0 | SIMATIC IPC427E (MicroBOX PC) | 3920.75
6AG4141-5DB30-0AA0 | SIMATIC IPC427E (MicroBOX PC) | 3414.36
6AG4141-5DG40-0FA8 | SIMATIC IPC427E (MicroBOX PC) | 4416.65
3VL2716-2LA46-0AA0 | CIRCUIT-BREAKER VL 160H | 2439.93
3VL2706-3DK33-0AA0 | CIRCUIT-BREAKER VL 160L | 811.13
3VL2706-3LA46-0AA0 | CIRCUIT-BREAKER VL 160L | 1975.49
3VL2706-3LB36-0AA0 | CIRCUIT-BREAKER VL 160L | 1484.89
3VL2716-2LS33-0AA0 | CIRCUIT-BREAKER VL 160H | 1805.42
3VL3720-2EJ46-8TD1 | CIRCUIT-BREAKER VL 250H | 2216.21
3VL3725-1LB36-0AA0 | CIRCUIT-BREAKER VL 250N | 2119.4
3VL3725-1MG36-0AA0 | CIRCUIT-BREAKER VL 250N | 2557.67
3VL3725-1MH36-0AA0 | CIRCUIT-BREAKER VL 250N | 2557.67
3VL3720-2MH36-0AA0 | CIRCUIT-BREAKER VL 250H | 2740.84
3VL3720-2NN46-0AA0 | CIRCUIT-BREAKER VL 250H | 3643.54
3VL3720-2SH33-0AA0 | CIRCUIT-BREAKER VL 250H | 2675.43
3VL3720-2SL36-0AA0 | CIRCUIT-BREAKER VL 250H | 2557.67
3VL3720-2SS36-0AA0 | CIRCUIT-BREAKER VL 250H | 2106.33
3VL3725-1NF43-0AA0 | CIRCUIT-BREAKER VL 250N | 2858.58
3VL4720-2EJ46-0AA0 | CIRCUIT-BREAKER VL 400H | 2969.77
3VL4740-2DC36-2PB1 | CIRCUIT-BREAKER VL 400H | 2604.76
3VL3725-1NN46-0AA0 | CIRCUIT-BREAKER VL 250N | 3414.6
3VL3720-2TN46-0AA0 | CIRCUIT-BREAKER VL 250H | 3519.26
3VL4740-1EC46-8TA0 | CIRCUIT-BREAKER VL 400N | 3107.81
3VL7710-1NH46-0AA0 | CIRCUIT-BREAKER VL 1250N | 10531.6
3VL6780-1UN46-0AA0 | CIRCUIT-BREAKER VL 800N | 9812.05
3VL6780-2SH36-0AA0 | CIRCUIT-BREAKER VL 800H | 5867.6
3VL5763-1SF36-0AA0 | CIRCUIT-BREAKER VL 630N | 4729.4
3VL7710-2MB36-0AA0 | CIRCUIT-BREAKER VL 1250H | 6868.43
3VL7710-2SE36-0AA0 | CIRCUIT-BREAKER VL 1250H | 6868.43
3VL8716-1LE30-0AA0 | CIRCUIT-BREAKER VL 1600N | 11185.73
3VL6780-3LF46-0AA0 | CIRCUIT-BREAKER VL 800L | 9354.16
3VL8716-1SH30-0AA0 | CIRCUIT-BREAKER VL 1600N | 11709.05
3VL6780-2UL36-0AA0 | CIRCUIT-BREAKER VL 800H | 8176.71
3VL8716-1MB30-0AA0 | CIRCUIT-BREAKER VL 1600N | 9550.39
3VL6780-3ML36-0AA0 | CIRCUIT-BREAKER VL 800L | 6672.19
3VL6780-3SB36-0AA0 | CIRCUIT-BREAKER VL 800L | 5730.23
3VL6780-3TA46-0AA0 | CIRCUIT-BREAKER VL 800L | 7653.39
3VL6780-3TN46-0AA0 | CIRCUIT-BREAKER VL 800L | 8634.6
3VL6780-3UJ46-0AA0 | CIRCUIT-BREAKER VL 800L | 11381.98
3VL7110-2PE30-0AA0 | CIRCUIT-BREAKER VL UL | 7326.32
3VL7110-3KN30-0AA0 | CIRCUIT-BREAKER VL UL | 7587.98
3VL8716-2NH40-0AA0 | CIRCUIT-BREAKER VL 1600H | 17203.8
3VL7112-2PE30-0AA0 | CIRCUIT-BREAKER VL UL | 8307.53
3VL2710-1DK33-8RD1 | CIRCUIT-BREAKER VL 160N | 829.44
3VL2716-3LS36-0AA0 | CIRCUIT-BREAKER VL 160L | 2086.7
3VL2710-1EJ43-8KD1 | CIRCUIT-BREAKER VL 160N | 1045.3
3VL2716-3ME36-0AA0 | CIRCUIT-BREAKER VL 160L | 2014.74
3VL2710-1MF33-0AA0 | CIRCUIT-BREAKER VL 160N | 1367.15
3VL2710-3LS36-0AA0 | CIRCUIT-BREAKER VL 160L | 1720.38
3VL2710-3MS33-0AA0 | CIRCUIT-BREAKER VL 160L | 1622.26
3VL2710-3TF43-0AA0 | CIRCUIT-BREAKER VL 160L | 1857.75
3VL2710-3UH36-0AA0 | CIRCUIT-BREAKER VL 160L | 2649.25
3VL2716-3TH46-0AA0 | CIRCUIT-BREAKER VL 160L | 3218.35
3VL2716-3UH36-0AA0 | CIRCUIT-BREAKER VL 160L | 2649.25
3VL3720-1DC36-8TD1 | CIRCUIT-BREAKER VL 250N | 1581.7
3VL3725-1DK33-0AA0 | CIRCUIT-BREAKER VL 250N | 1367.15
3VL3720-1EJ46-0AA0 | CIRCUIT-BREAKER VL 250N | 1687.67
3VL3720-1EJ46-8KD1 | CIRCUIT-BREAKER VL 250N | 1961.1
3VL2712-2EJ43-0AD1 | CIRCUIT-BREAKER VL 160H | 1515.64
3VL3725-1DC33-0AA0 | CIRCUIT-BREAKER VL 250N | 1497.97
3VL5763-2TA46-0AA0 | CIRCUIT-BREAKER VL 630H | 5828.35
3VL4731-2MH36-0AA0 | CIRCUIT-BREAKER VL 400H | 3604.3
3VL5763-2UL36-0AA0 | CIRCUIT-BREAKER VL 630H | 6672.19
3VL4731-2SP36-0AA0 | CIRCUIT-BREAKER VL 400H | 2891.28
3VL3725-2NF46-0AA0 | CIRCUIT-BREAKER VL 250H | 3100.61
3VL5731-1DC36-0AA0 | CIRCUIT-BREAKER VL 630N | 2708.13
3VL5763-3ME36-0AA0 | CIRCUIT-BREAKER VL 630L | 5298.5
3VL3720-2EJ46-0AA0 | CIRCUIT-BREAKER VL 250H | 1942.78
3VL3720-2LB36-0AA0 | CIRCUIT-BREAKER VL 250H | 2387.59
3VL3725-1MF36-0AA0 | CIRCUIT-BREAKER VL 250N | 2708.13
3VL3725-1NA46-0AA0 | CIRCUIT-BREAKER VL 250N | 2701.58
3VL3720-2SL33-0AA0 | CIRCUIT-BREAKER VL 250H | 2564.21
3VL4740-2DC36-0AB1 | CIRCUIT-BREAKER VL 400H | 2388.26
3VL3725-1SB33-0AA0 | CIRCUIT-BREAKER VL 250N | 1890.45
3VL4740-2EJ46-0AA0 | CIRCUIT-BREAKER VL 400H | 3152.94
3VL3720-2UL36-0AA0 | CIRCUIT-BREAKER VL 250H | 3852.86
3VL4725-1DK36-0AB1 | CIRCUIT-BREAKER VL 400N | 1845.32
3VL4725-2DC36-0AA0 | CIRCUIT-BREAKER VL 400H | 2158.66
3VL3720-3LA46-0AA0 | CIRCUIT-BREAKER VL 250L | 3865.94
3VL4740-2NH46-0AA0 | CIRCUIT-BREAKER VL 400H | 5220.01
3VL5763-1LF46-0AA0 | CIRCUIT-BREAKER VL 630N | 6057.3
3VL6780-2LE36-0AA0 | CIRCUIT-BREAKER VL 800H | 5919.93
3VL4740-1NA46-0AA0 | CIRCUIT-BREAKER VL 400N | 3597.75
3VL6780-2NA46-0AA0 | CIRCUIT-BREAKER VL 800H | 6737.61
3VL4740-1SL36-0AA0 | CIRCUIT-BREAKER VL 400N | 3303.39
3VL7710-1SL36-0AA0 | CIRCUIT-BREAKER VL 1250N | 7326.32
3VL4740-1TE46-0AA0 | CIRCUIT-BREAKER VL 400N | 3604.3
3VL7710-2LE36-0AA0 | CIRCUIT-BREAKER VL 1250H | 7915.05
3VL8716-1EE40-0AA0 | CIRCUIT-BREAKER VL 1600N | 9550.39
3VL6780-2TF46-0AA0 | CIRCUIT-BREAKER VL 800H | 6933.85
3VL6780-2TH46-0AA0 | CIRCUIT-BREAKER VL 800H | 7653.39
3VL7710-2SH36-0AA0 | CIRCUIT-BREAKER VL 1250H | 7980.46
3VL6780-3MH36-0AA0 | CIRCUIT-BREAKER VL 800L | 6803.02
3VL5763-2DE36-0AC1 | CIRCUIT-BREAKER VL 630H | 2099.13
3VL6780-3TB46-0AA0 | CIRCUIT-BREAKER VL 800L | 7391.75
3VL8716-1UJ40-0AA0 | CIRCUIT-BREAKER VL 1600N | 15960.94
3VL8716-1UM30-0AA0 | CIRCUIT-BREAKER VL 1600N | 13475.21
3VL7710-2UN46-0AA0 | CIRCUIT-BREAKER VL 1250H | 13213.55
6AG4141-5BC07-0DA0 | SIMATIC IPC427E (MicroBOX PC) | 4464.59
6AG4141-5BC07-0FA0 | SIMATIC IPC427E (MicroBOX PC) | 4788.2
6AG4141-5CB17-0FA0 | SIMATIC IPC427E (MicroBOX PC) | 4413.65
6AG4141-5CG04-0FA0 | SIMATIC IPC427E (MicroBOX PC) | 4557.48
6AG4141-5CH07-0FA0 | SIMATIC IPC427E (MicroBOX PC) | 4872.09
6AG4112-3KE37-0HX2 | SIMATIC IPC647E (Rack PC) | 11029.63
6AG4112-3ME27-0HA2 | SIMATIC IPC647E (Rack PC) | 11405.67
6AG4141-7BB04-0FA0 | SIMATIC IPC427E (MicroBOX PC) | 5068.35
6AG4141-7BD06-5FA8 | SIMATIC IPC427E (MicroBOX PC) | 6193.49
6AG4141-7CA50-3AA0 | SIMATIC IPC427E (MicroBOX PC) | 4518.52
3VL8112-2PH30-0AA0 | CIRCUIT-BREAKER VL UL | 12036.12
3VL8112-3PD30-0AA0 | CIRCUIT-BREAKER VL UL | 13017.32
3VL8116-1VJ30-0AA0 | CIRCUIT-BREAKER VL UL | 13998.53
3VL8116-3VH30-0AA0 | CIRCUIT-BREAKER VL UL | 15699.28
5SU1636-6FP16 | RCBO 3P B16 6KA type A 300mA 3MW | 147.09
5SU1646-6FP10 | RCBO 4P B10 6KA type A 300mA 4MW | 170.22
5SY4303-6 | MCB 400V 10kA, 3pole, B, 3A | 44.39
5SV1316-3KK13 | RCBO compact 6kA Type F 30mA B13 | 152.89
5SV1316-4KK10 | RCBO compact 6kA Type F 30mA C10 | 161.55
5SV1616-6KK06 | RCBO compact 6kA Type A 300mA B6 | 86.75
5SV5316-6 | RCCB TYPE A 63/2 30MA 2MW RES | 151.18
5SY5204-6 | MCB UC 10kA, 2-pole, B, 4A | 68.85
5SV6316-6KP06 | AFDD-RCBOele PT 30mA A B6 1+N 230V 1MW | 373.61
5TC9774-5PM00 | STYLE THERMOSTAT LIMIT.FLOOR HEAT,PL.ME. | 191.24
5SU1324-7FR16 | RCBO 2P 2MW, 16A, K | 131.79
6AG1900-2AA01-4AA0 | SIPLUS FTA | 7136.09
6AG2134-6JD00-1CA1 | SIPLUS ET 200SP AI 4xRTD/TC HF RAIL | 976.6
6AG2136-6PA00-1BC0 | SIPLUS ET 200SP F-PM-E 24VDC/8A PPM RAIL | 1215.36
6AG2158-3AD10-4XA0 | SIPLUS PN/PN Coupler TX RAIL | 1805.42
6AG2510-1DJ01-4AB0 | SIPLUS ET 200SP CPU 1510SP-1 PN RAIL | 2863.59
6AG2512-1DK01-4AB0 | SIPLUS ET 200SP CPU 1512SP-1 PN RAIL | 3832.88
3VL3720-2EM43-0AA0 | CIRCUIT-BREAKER VL 250H | 2106.33
3VL3720-2EM46-0AA0 | CIRCUIT-BREAKER VL 250H | 2086.7
3VL3720-2LA46-0AA0 | CIRCUIT-BREAKER VL 250H | 3251.06
3VL3720-2MH33-0AA0 | CIRCUIT-BREAKER VL 250H | 2760.46
3VL3720-2NB43-0AA0 | CIRCUIT-BREAKER VL 250H | 2760.46
3VL3720-2SS33-0AA0 | CIRCUIT-BREAKER VL 250H | 2119.4
3VL3720-2TA46-0AA0 | CIRCUIT-BREAKER VL 250H | 2786.62
3VL3725-1SH36-0AA0 | CIRCUIT-BREAKER VL 250N | 2426.85
3VL4725-1EM46-0AA0 | CIRCUIT-BREAKER VL 400N | 2636.17
3VL3725-1TB46-0AA0 | CIRCUIT-BREAKER VL 250N | 2400.69
3VL3725-1TE46-0AA0 | CIRCUIT-BREAKER VL 250N | 2538.06
3VL3720-3LB33-0AA0 | CIRCUIT-BREAKER VL 250L | 2852.03
3VL4740-2SF36-0AA0 | CIRCUIT-BREAKER VL 400H | 3794
3VL5763-1ME36-0AA0 | CIRCUIT-BREAKER VL 630N | 3990.23
3VL5763-1MF36-0AA0 | CIRCUIT-BREAKER VL 630N | 4827.54
3VL4740-1LF46-0AA0 | CIRCUIT-BREAKER VL 400N | 4395.8
3VL6780-2NB46-0AA0 | CIRCUIT-BREAKER VL 800H | 6462.88
3VL5763-1MH36-0AA0 | CIRCUIT-BREAKER VL 630N | 4618.21
3VL7710-2NB46-0AA0 | CIRCUIT-BREAKER VL 1250H | 8961.67
3VL7710-2TA46-0AA0 | CIRCUIT-BREAKER VL 1250H | 9354.16
3VL7710-2TF46-0AA0 | CIRCUIT-BREAKER VL 1250H | 9419.57
3VL5763-2EJ46-0AA0 | CIRCUIT-BREAKER VL 630H | 4461.21
3VL8716-1TN40-0AA0 | CIRCUIT-BREAKER VL 1600N | 15960.94
3VL7710-3LA46-0AA0 | CIRCUIT-BREAKER VL 1250L | 12036.12
3VL7710-3LB36-0AA0 | CIRCUIT-BREAKER VL 1250L | 8830.84
3VL8716-2MB30-0AA0 | CIRCUIT-BREAKER VL 1600H | 10204.53
6AG4141-5BB50-0FA0 | SIMATIC IPC427E (MicroBOX PC) | 4418.14
6AG4141-5BC03-0FA0 | SIMATIC IPC427E (MicroBOX PC) | 4967.98
6AG4112-3AA02-0AX3 | SIMATIC IPC647E (Rack PC) | 4750.75
6AG4112-3CS12-2AX2 | SIMATIC IPC647E (Rack PC) | 7282.68
6AG4141-5BH20-3AA0 | SIMATIC IPC427E (MicroBOX PC) | 4663.85
6AG4141-7CB40-4FA0 | SIMATIC IPC427E (MicroBOX PC) | 5505.82
6AG4141-7CC04-0FA0 | SIMATIC IPC427E (MicroBOX PC) | 5612.2
3VL7712-3UH36-0AA0 | CIRCUIT-BREAKER VL 1250L | 11185.73
3VL7712-3UJ46-0AA0 | CIRCUIT-BREAKER VL 1250L | 14456.42
3VL8112-1KN30-0AA0 | CIRCUIT-BREAKER VL UL | 8176.71
3VL8112-2PB30-0AA0 | CIRCUIT-BREAKER VL UL | 9615.8
5SU1326-6FP10 | RCBO 2P 2MW, 10A | 96.15
5SU1326-7FP13 | RCBO 2P 2MW, 13A | 95.36
5SU1336-6FP32 | RCBO 3P B32 6KA type A 30mA 3MW | 227.14
5SU1336-7FP16 | RCBO 3P C16 6KA type A 30mA 3MW | 134.5
5SV5642-6 | RCCB TYPE A 25/4 300MA 4MW RES | 90.4
5SV6016-6GV06 | AFDD/MCB 6kA B06 1+N 1MW GV | 198.03
5SV6016-6KK40 | AFDD-MCB B40 1+N 230V 1MW | 226.44
5SV6016-7GV16 | AFDD/MCB 6kA C16 1+N 1MW GV | 198.03
5SU1324-6FP32 | RCBO 2P 2MW, 32A | 120.03
5SU1324-6FR25 | RCBO 2P 2MW, 25A, K | 144.16
5SU1324-7FP13 | RCBO 2P 2MW, 13A | 109.75
5SU1324-7FP16 | RCBO 2P 2MW, 16A | 109.75
5SU1324-7FP32 | RCBO 2P 2MW, 32A | 109.75
6AG2137-6EA00-2BA0 | SIPLUS ET 200SP CM CAN RAIL | 1110.62
6AG2155-5AA00-1AC0 | SIPLUS ET 200MP IM 155-5 PN HF T1 RAIL | 2182.84
6AG2155-6AU01-1CN0 | SIPLUS ET 200SP IM155-6PN HF T1 RAIL | 1024.36
6AG2155-6AU01-4CN0 | SIPLUS ET 200SP IM155-6PN HF TX RAIL | 1203.04
6AG4131-3AA00-0AA0 | SIMATIC IPC627E (Box PC) | 3394.89
6AG4131-3CA03-0AB1 | SIMATIC IPC627E (Box PC) | 3955.21
6AG1067-5AA00-3AA0 | Demokoffer SIMOCODE Pro Safety o. Taster | 13418.52
6AG1067-5AA00-6AA0 | Demokoffer_SIMOCODE_EIB | 8929.2
6AG4131-3HC43-1AA0 | SIMATIC IPC627E (Box PC) | 8442.27
6AG4131-3HD23-1DA0 | SIMATIC IPC627E (Box PC) | 7060.94
6AG4025-0CE20-1AB0 | SIMATIC IPC527G (Box PC) | 3026.33
6AG4025-0DB10-0BB0 | SIMATIC IPC527G (Box PC) | 2597.84
6AG4131-3HG30-1BA3 | SIMATIC IPC627E (Box PC) | 8631.03
6AV7251-5JB00-3AA0 | SIMATIC IPC477E PRO, 22" MTouch | 7266.2
6AG4141-7BB08-0FA0 | SIMATIC IPC427E (MicroBOX PC) | 4985.96
6AG4141-7BD18-0GA8 | SIMATIC IPC427E (MicroBOX PC) | 6123.07
6AG4141-7BE28-0GA8 | SIMATIC IPC427E (MicroBOX PC) | 7089.41
6AG4141-7BG54-0EA8 | SIMATIC IPC427E (MicroBOX PC) | 5562.75
3VL7712-3TB46-0AA0 | CIRCUIT-BREAKER VL 1250L | 10858.66
3ZS1320-6CC12-0YA5 | SIRIUS Soft Starter ES V16 | 1504.52
3VL8112-3VH30-0AA0 | CIRCUIT-BREAKER VL UL | 15699.28
3VL8112-3VJ30-0AA0 | CIRCUIT-BREAKER VL UL | 15699.28
3VL8114-2KN30-0AA0 | CIRCUIT-BREAKER VL UL | 9354.16
3VL8116-1PB30-0AA0 | CIRCUIT-BREAKER VL UL | 10204.53
5SU1646-7FP32 | RCBO 4P C32 6KA type A 300mA 4MW | 262.84
5SY4215-6 | MCB 400V 10kA, 2pole, B, 1,6A | 39.12
5SV1313-1GV16 | RCBO AC 5SV1 1+N 30mA C16 4.5kA GV | 35.41
5SV1316-7LK16 | RCBO compact 6kA Type A (G) 30mA C16 | 129.82
5SV1616-0KK06 | RCBO compact 6kA Type AC 300mA B6 | 63.56
5SV6316-7KK16 | AFDD-RCBOele C16 1+N 230V 1MW | 373.61
5SV6316-7KK20 | AFDD-RCBOele C20 1+N 230V 1MW | 411.47
5SV6316-7KP20 | AFDD-RCBOele PT 30mA A C20 1+N 230V 1MW | 411.47
5SV6316-7KP25 | AFDD-RCBOele PT 30mA A C25 1+N 230V 1MW | 411.47
6AG2131-6CF00-4AU0 | SIPLUS ET 200SP DI 8x48VUC TX RAIL | 366.61
6AG2132-6BH01-4BA0 | SIPLUS ET 200SP DQ 16X24VDC/0.5A TX RAIL | 363.53
6AG2132-6GD51-4BA0 | SIPLUS ET 200SP RQ 4x24VUC/2A ST TX RAIL | 206.41
6AG2134-6GD01-4BA1 | SIPLUS ET 200SP AI 4XI 2-/4-WIRE TX RAIL | 611.53
6AG2193-6BP20-4DC0 | SIPLUS ET 200SP BU20-P6+A2+4D TX RAIL | 146.33
6AG2677-2DB42-2GB0 | SIPLUS ET 200SP CPU1515SP PC2 RAIL | 7571
6AG4131-3GA20-1AB4 | SIMATIC IPC627E (Box PC) | 5826.44
6AG4131-3GC10-1AA0 | SIMATIC IPC627E (Box PC) | 5591.23
6AV7251-5UB00-0DA0 | SIMATIC IPC477E PRO, 22" MTouch | 7360.58
6AV7882-0BB20-0BA0 | SIMATIC IPC277E, 9" Touch | 3243.57
6AV7882-0BB20-0CA0 | SIMATIC IPC277E, 9" Touch | 3385.9
6AV7882-0BB20-4BA0 | SIMATIC IPC277E, 9" Touch | 3717
6AV7882-0BB20-6BA0 | SIMATIC IPC277E, 9" Touch | 3766.43
6AV7882-0CA20-0BA0 | SIMATIC IPC277E, 12" Touch | 3400.87
6AV6881-0AQ10-0AA0 | SIMATIC SD outdoor card 2 GB | 234.69
6DL8913-0CK20-0AE5 | SIMIT SP V10.2 UG ENG. L V10.1 -> V10.2 | 13344.36
6AV7882-0CA20-2MA0 | SIMATIC IPC277E, 12" Touch | 3788.91
6AV7882-0CA20-7EA0 | SIMATIC IPC277E, 12" Touch | 3448.81
6DL8913-0EK20-0AH5 | SIMIT COMPONENT TYPE EDITOR DL | 6532.06
6AV7241-1JB05-0DA0 | SIMATIC IPC 477E, 15" Multitouch | 4764.23
6AV7241-1LC34-0EA2 | SIMATIC IPC 477E, 22" Multitouch | 7039.97
6AV7882-0CB30-5BA0 | SIMATIC IPC277E, 12" Touch | 4331.25
6AV7241-3BB37-0FA1 | SIMATIC IPC 477E, 15" Touch | 5681.11
6AV7241-3DG17-0FA0 | SIMATIC IPC 477E, 19" Touch | 6082.63
6AV7241-3JB43-5FA0 | SIMATIC IPC 477E, 15" Multitouch | 6975.54
6AV7241-3JC55-0DA0 | SIMATIC IPC 477E, 15" Multitouch | 5886.37
6AV7882-0EA60-6BA0 | SIMATIC IPC277E, 19" Touch | 4899.06
6AV7882-0EB20-0CA0 | SIMATIC IPC277E, 19" Touch | 4365.71
6ES7615-7DF10-0AB0 | SIMATIC Drive Controller, CPU 1507D TF | 10556.6
6ES7647-0BA00-0YA2 | SIMATIC IoT2050 | 431.65
6ES7653-2CX02-0XE0 | PCS neo CPU 410 EXPANSION PACK (V10) | 1683.82
6ES7647-8BA21-2LA1 | SIMATIC IPC227E (Nanobox PC) | 2194.85
6ES7647-8BB31-6RA1 | SIMATIC IPC227E (Nanobox PC) | 2812.1
6ES7647-8BB32-4DA1 | SIMATIC IPC227E (Nanobox PC) | 3815.88
3VL7712-1SB36-0AA0 | CIRCUIT-BREAKER VL 1250N | 6933.85
3VL7712-1UJ46-0AA0 | CIRCUIT-BREAKER VL 1250N | 12559.42
3VL7712-3DE36-0AA0 | CIRCUIT-BREAKER VL 1250L | 7849.64
3VL7712-3LA46-0AA0 | CIRCUIT-BREAKER VL 1250L | 13213.55
3WL9212-5AE41-0BA1 | ACCESORIES FOR BREAKER 3WL | 6381.88
3VL7712-3NN46-0AA0 | CIRCUIT-BREAKER VL 1250L | 13671.46
3VL8112-2VM30-0AA0 | CIRCUIT-BREAKER VL UL | 14587.25
3VL3725-2SE36-0AA0 | CIRCUIT-BREAKER VL 250H | 2165.19
3VL3725-2SL36-0AA0 | CIRCUIT-BREAKER VL 250H | 2557.67
3VL5731-1EJ46-0AA0 | CIRCUIT-BREAKER VL 630N | 3512.71
3VL4731-3EJ46-0AA0 | CIRCUIT-BREAKER VL 400L | 3650.08
3VL3725-2SP36-0AA0 | CIRCUIT-BREAKER VL 250H | 2106.33
3VL4731-3MP36-0AA0 | CIRCUIT-BREAKER VL 400L | 3826.7
3VL5740-2DC36-0AA0 | CIRCUIT-BREAKER VL 630H | 3152.94
3VL6160-2PD30-0AA0 | CIRCUIT-BREAKER VL UL | 5547.08
3VL6170-2KN30-0AA0 | CIRCUIT-BREAKER VL UL | 4291.14
3VL2712-1DC33-0AD1 | CIRCUIT-BREAKER VL 160N | 1090.44
3VL2712-1DC36-0AD1 | CIRCUIT-BREAKER VL 160N | 1064.28
3VL2712-1EC46-0AD1 | CIRCUIT-BREAKER VL 160N | 1456.76
3VL2712-1EM43-0AA0 | CIRCUIT-BREAKER VL 160N | 1367.15
3VL3720-1DC36-8TB1 | CIRCUIT-BREAKER VL 250N | 1558.15
3VL3725-1EC46-0AD1 | CIRCUIT-BREAKER VL 250N | 2215.56
3VL3720-1EC43-0AA0 | CIRCUIT-BREAKER VL 250N | 1864.29
3VL2712-2DC36-0AA0 | CIRCUIT-BREAKER VL 160H | 1066.24
3VL3720-1MS33-0AA0 | CIRCUIT-BREAKER VL 250N | 2040.9
3VL3725-1EJ46-8TB1 | CIRCUIT-BREAKER VL 250N | 2186.13
3VL2716-1DC33-0AD1 | CIRCUIT-BREAKER VL 160N | 1227.81
3VL3720-1SL33-0AA0 | CIRCUIT-BREAKER VL 250N | 2387.59
3VL5763-3TA46-0AA0 | CIRCUIT-BREAKER VL 630L | 6737.61
3VL4731-3ML36-0AA0 | CIRCUIT-BREAKER VL 400L | 4369.63
3VL4731-3NA46-0AA0 | CIRCUIT-BREAKER VL 400L | 4814.44
3VL3725-2UM36-0AA0 | CIRCUIT-BREAKER VL 250H | 3852.86
3VL3725-3DC33-0AA0 | CIRCUIT-BREAKER VL 250L | 2067.07
3VL3725-3DC36-0AD1 | CIRCUIT-BREAKER VL 250L | 2130.52
3VL3725-3EC46-0AA0 | CIRCUIT-BREAKER VL 250L | 2852.03
3VL3725-3LA43-0AA0 | CIRCUIT-BREAKER VL 250L | 3898.66
3VL5750-1DK36-0AA0 | CIRCUIT-BREAKER VL 630N | 2492.26
3VL5750-1EC46-0AE1 | CIRCUIT-BREAKER VL 630N | 3825.39
3VL4731-3SP36-0AA0 | CIRCUIT-BREAKER VL 400L | 3650.08
3VL5750-2DC36-0AE1 | CIRCUIT-BREAKER VL 630H | 3282.47
3VL3725-3MS36-0AA0 | CIRCUIT-BREAKER VL 250L | 2760.46
3VL3725-3SE36-0AA0 | CIRCUIT-BREAKER VL 250L | 2577.29
3VL4740-1DC36-8TD1 | CIRCUIT-BREAKER VL 400N | 2379.75
3VL5763-1DC36-2HA0 | CIRCUIT-BREAKER VL 630N | 3108.45
3VL2712-1EC43-8KD1 | CIRCUIT-BREAKER VL 160N | 1640.58
3VL3720-1DC36-2JA0 | CIRCUIT-BREAKER VL 250N | 1524.8
3VL2712-2EC46-0AA0 | CIRCUIT-BREAKER VL 160H | 1491.43
3VL3720-1LS33-0AA0 | CIRCUIT-BREAKER VL 250N | 2210.99
3VL3720-1MF36-0AA0 | CIRCUIT-BREAKER VL 250N | 2708.13
3VL3720-1MP36-0AA0 | CIRCUIT-BREAKER VL 250N | 1890.45
3VL3720-1NE43-0AA0 | CIRCUIT-BREAKER VL 250N | 2675.43
3VL3725-1EJ46-8TD1 | CIRCUIT-BREAKER VL 250N | 2209.68
3VL3725-1LA43-0AA0 | CIRCUIT-BREAKER VL 250N | 2963.24
3VL2716-1EC43-8CB1 | CIRCUIT-BREAKER VL 160N | 1845.98
3VL2716-1EJ43-8KD1 | CIRCUIT-BREAKER VL 160N | 1745.24
3VL6180-2KK30-0AA0 | CIRCUIT-BREAKER VL UL | 4847.15
3VL5750-1DC36-8TE1 | CIRCUIT-BREAKER VL 630N | 3082.94
3VL3725-3LF46-0AA0 | CIRCUIT-BREAKER VL 250L | 4003.31
3VL3725-3MF33-0AA0 | CIRCUIT-BREAKER VL 250L | 3303.39
3VL5750-1MP36-0AA0 | CIRCUIT-BREAKER VL 630N | 3865.94
3VL4731-3TA46-0AA0 | CIRCUIT-BREAKER VL 400L | 4696.7
3VL4731-3UL36-0AA0 | CIRCUIT-BREAKER VL 400L | 5494.75
3VL6780-1EE46-0AA0 | CIRCUIT-BREAKER VL 800N | 5220.01
3VL3725-3MP33-0AA0 | CIRCUIT-BREAKER VL 250L | 2649.25
3VL5750-2SP36-0AA0 | CIRCUIT-BREAKER VL 630H | 4232.26
3VL3725-3NH46-0AA0 | CIRCUIT-BREAKER VL 250L | 4206.1
3VL6780-1MB36-0AA0 | CIRCUIT-BREAKER VL 800N | 4644.37
3VL3725-3SB33-0AA0 | CIRCUIT-BREAKER VL 250L | 2498.8
3VL4740-1DC36-8TB1 | CIRCUIT-BREAKER VL 400N | 2356.2
3VL3725-3SL36-0AA0 | CIRCUIT-BREAKER VL 250L | 2891.28
3VL5750-3EM46-0AA0 | CIRCUIT-BREAKER VL 630L | 5265.8
6AG2531-7NF10-4AB0 | SIPLUS S7-1500 AI 8xU/I HS TX RAIL | 2383.25
6AG1067-5AA01-0AA0 | Simocode_proV_PB_Trockenlaufschutz | 10434.96
6AG4131-3GG30-3CA0 | SIMATIC IPC627E (Box PC) | 8075.21
6AG4131-3HC20-1AA2 | SIMATIC IPC627E (Box PC) | 6048.16
6AG4025-0DF30-4AA0 | SIMATIC IPC527G (Box PC) | 3946.21
6AG1141-5BG34-4FA0 | SIPLUS IPC427E | 8527.68
6AV7882-0AB30-2CA0 | SIMATIC IPC277E, 7" Touch | 3543.2
6AV7251-5GC07-0FA0 | SIMATIC IPC477E PRO, 19" MTouch | 7622.76
6AV7882-0AB30-6BA0 | SIMATIC IPC277E, 7" Touch | 3678.04
6AV7251-7GC08-0GA0 | SIMATIC IPC477E PRO, 19" MTouch | 8957.65
6AV7251-7JG06-0FA0 | SIMATIC IPC477E PRO, 22" MTouch | 8640.03
6AV7882-0BA30-0BA0 | SIMATIC IPC277E, 9" Touch | 3312.48
6AV6881-0AM62-0AE0 | IcoTek Cable grommets, 5-6 | 45.54
6AV7882-0BB30-2CA0 | SIMATIC IPC277E, 9" Touch | 3869.81
6AV7882-0CA10-1CA0 | SIMATIC IPC277E, 12" Touch | 3652.58
6AV7882-0CA10-6EA0 | SIMATIC IPC277E, 12" Touch | 3606.13
6AV7882-0CB20-2CA0 | SIMATIC IPC277E, 12" Touch | 3958.21
6AV7882-0CB30-0BA0 | SIMATIC IPC277E, 12" Touch | 3808.39
6AV7241-1BA07-0FA0 | SIMATIC IPC 477E, 15" Touch | 4686.33
6DL8913-0HK20-0AH5 | SIMIT CHEM BASIC LIBRARY DL | 19596.21
6AV7882-0DA20-1LA0 | SIMATIC IPC277E, 15" Touch | 3860.82
6AV7241-3EC07-0DA0 | SIMATIC IPC 477E, 22" Touch | 6702.88
6AV7882-0DB10-0LA0 | SIMATIC IPC277E, 15" Touch | 3648.07
6DL8913-0RK20-0AE5 | SIMIT 5 VC UG V10.1-> V10.2 (ENTRY/SIS) | 5137.18
6ES7195-0BH10-0XA0 | ERTEC 200P, PROFINET IO ASIC, 90 Pieces | 3470.56
6ES7195-0BH30-0XA0 | ERTEC 200P, PROFINET IO ASIC,1000 Pieces | 35969.62
6ES7292-2AP30-0XA0 | Connector Block, 14 Poles, Tin (4/PK) | 75.77
6ES7590-0CA00-0AA0 | Slot Cover Active Backplane S7-1500 | 76.29
6ES7647-8BA13-1LA1 | SIMATIC IPC227E (Nanobox PC) | 2229.3
6ES7647-8BA21-5CA1 | SIMATIC IPC227E (Nanobox PC) | 2726.69
6ES7647-8BA22-7BA2 | SIMATIC IPC227E (Nanobox PC) | 2427.06
6ES7647-8BB21-0AA1 | SIMATIC IPC227E (Nanobox PC) | 1709.42
6ES7654-5DP00-0XF0 | PCS neo CPU 410-5H + SE PO1600 + V10 | 25967.4
6ES7647-8BB31-0AA3 | SIMATIC IPC227E (Nanobox PC) | 1949.14
6ES7647-8BB33-6CA1 | SIMATIC IPC227E (Nanobox PC) | 3304.99
6ES7647-8BB34-6CA1 | SIMATIC IPC227E (Nanobox PC) | 3441.32
6ES7647-8BB52-2CA1 | SIMATIC IPC227E (Nanobox PC) | 2840.56
3VL7712-1MG36-0AA0 | CIRCUIT-BREAKER VL 1250N | 8830.84
3VW9011-0AT15 | PROFIBUS_Gateway_with_COM040 | 1009.24
3WL1116-3CB32-1AJ2 | FIXED-MOUNTED CIRCUIT BREAKER | 11557.79
3VL7712-2SL36-0AA0 | CIRCUIT-BREAKER VL 1250H | 8961.67
5SB2711 | D-Fuse DII 20A gG 500V a.c./440V d.c. | 1.24
3WL9211-1BC41-0BA1 | ACCESORIES FOR BREAKER 3WL | 3227.43
3VL7712-3SF36-0AA0 | CIRCUIT-BREAKER VL 1250L | 10466.19
3ZS1633-1XE50-0YA0 | PCS 7 Library Block 3RW5 V9.0+SP2 | 696.91
3ZS1633-1XX50-0YA0 | PCS 7 Library Block 3RW55 V9.0+SP2 | 713.83
3VL8116-1KN30-0AA0 | CIRCUIT-BREAKER VL UL | 9354.16
3VL8116-1PH30-0AA0 | CIRCUIT-BREAKER VL UL | 12624.84
5SU1326-7FP06 | RCBO 2P 2MW, 6A | 95.36
5SU1326-7FP25 | RCBO 2P 2MW, 25A | 95.36
5SU1346-6FP10 | RCBO 4P B10 6KA type A 30mA 4MW | 170.22
5SU1346-7FP13 | RCBO 4P C13 6KA type A 30mA 4MW | 155.62
5SY4202-6 | MCB 400V 10kA, 2pole, B, 2A | 46.21
5SY4208-6 | MCB 400V 10kA, 2pole, B, 8A | 39.12
5SV1316-4KK16 | RCBO compact 6kA Type F 30mA C16 | 144.24
5SV1316-6GV16 | RCBO A 5SV1 1+N 30mA B16 6kA GV | 80.5
5SV1613-6KK16 | RCBO compact 4,5kA Type A 300mA B16 | 136.74
5SV1613-7KK10 | RCBO compact 4,5kA Type A 300mA C10 | 136.74
3VL5763-2NB46-0AA0 | CIRCUIT-BREAKER VL 630H | 5717.16
3VL7112-2VM30-0AA0 | CIRCUIT-BREAKER VL UL | 10531.6
3VL7180-1VJ30-0AA0 | CIRCUIT-BREAKER VL UL | 10008.3
6AV7251-5JB07-0DA0 | SIMATIC IPC477E PRO, 22" MTouch | 7490.92
6AV7251-5KG00-0DA0 | SIMATIC IPC477E PRO, 22" MTouch | 7281.17
6AV7251-5KG05-0DA0 | SIMATIC IPC477E PRO, 22" MTouch | 7574.82
6AV7251-7KH08-0FA0 | SIMATIC IPC477E PRO, 22" MTouch | 9183.86
6AV6881-0AD56-3CA0 | Flange mount adapter VESA 100/75, IP65 | 577.96
6AV6881-0AE10-0CB0 | Connector, female, 3-pin, type 4 | 68.31
6AV7882-0BB30-7CA0 | SIMATIC IPC277E, 9" Touch | 3853.33
6AV6881-0AM62-0AH0 | IcoTek Cable grommets, 8-9 | 45.54
6AV6881-0AP40-0AA0 | SIMATIC SD indoor card 32 GB | 311.75
6DL8913-0FK20-0AH5 | SIMIT FLOWNET LIBRARY DL | 3266.02
6AV7241-1BG42-0EA7 | SIMATIC IPC 477E, 15" Touch | 5251.13
6DL8913-0GK20-0AH5 | SIMIT CONTEC LIBRARY DL | 3266.02
6DL8913-0KK20-0AK5 | SIMIT 5 VC UG V10.1-> V10.2 (FULL) DL | 13262.72
6AV7882-0DB30-7EA0 | SIMATIC IPC277E, 15" Touch | 4182.93
6AV7241-3KA07-0FA0 | SIMATIC IPC 477E, 19" Multitouch | 5917.83
6AV7241-3WB57-0DA0 | SIMATIC IPC 477E, 15" Multitouch neutral | 5505.82
6ES7531-7LH00-0AB0 | S7-1500, AI 16xU BA | 564.48
6ES7531-7MH00-0AB0 | S7-1500, AI 16xI BA | 564.48
6ES7292-2AL30-0XA0 | Connector Block, 11 Poles, Tin (4/PK) | 55.83
6ES7292-2AM30-0XA0 | Connector Block, 12 Poles, Tin (4/PK) | 55.83
6ES7647-8BA12-0LA1 | SIMATIC IPC227E (Nanobox PC) | 1950.63
6ES7647-8BA12-5CA1 | SIMATIC IPC227E (Nanobox PC) | 2728.19
6ES7647-8BA24-1BA4 | SIMATIC IPC227E (Nanobox PC) | 2612.84
6ES7647-8BA24-7CA1 | SIMATIC IPC227E (Nanobox PC) | 2738.68
6ES7647-8BA32-7EA1 | SIMATIC IPC227E (Nanobox PC) | 2485.48
6ES7647-8BB21-6BA2 | SIMATIC IPC227E (Nanobox PC) | 2753.66
6ES7647-8BB21-6RA1 | SIMATIC IPC227E (Nanobox PC) | 2572.38
6ES7647-8BB21-7EA1 | SIMATIC IPC227E (Nanobox PC) | 2278.73
6ES7647-8BB22-5BA2 | SIMATIC IPC227E (Nanobox PC) | 2890
6ES7647-8BB24-0AA2 | SIMATIC IPC227E (Nanobox PC) | 2015.05
6ES7647-8BB24-2BA1 | SIMATIC IPC227E (Nanobox PC) | 2782.13
6ES7647-8BB24-4CA1 | SIMATIC IPC227E (Nanobox PC) | 3152.18
6ES7647-8BB61-6CA1 | SIMATIC IPC227E (Nanobox PC) | 3219.6
3VL7712-1LB36-0AA0 | CIRCUIT-BREAKER VL 1250N | 7980.46
3VL7712-1LE36-0AA0 | CIRCUIT-BREAKER VL 1250N | 8307.53
3WL1225-3FB34-3AA2 | FIXED-MOUNTED CIRCUIT BREAKER | 20104.66
3VL7712-2SB36-0AA0 | CIRCUIT-BREAKER VL 1250H | 7457.16
3VL7712-2SF36-0AA0 | CIRCUIT-BREAKER VL 1250H | 9550.39
3VL7712-3MG36-0AA0 | CIRCUIT-BREAKER VL 1250L | 10204.53
3VL7712-3UM36-0AA0 | CIRCUIT-BREAKER VL 1250L | 11185.73
3VL8112-1VM30-0AA0 | CIRCUIT-BREAKER VL UL | 13998.53
3VL8116-2PB30-0AA0 | CIRCUIT-BREAKER VL UL | 10924.08
3VL8116-2VH30-0AA0 | CIRCUIT-BREAKER VL UL | 14587.25
3VL8116-3VM30-0AA0 | CIRCUIT-BREAKER VL UL | 15699.28
5SU1326-6FP20 | RCBO 2P 2MW, 20A | 96.15
5SU1636-6FP06 | RCBO 3P B6 6KA type A 300mA 3MW | 147.09
5SU1636-6FP20 | RCBO 3P B20 6KA type A 300mA 3MW | 227.14
5SU1636-7FP16 | RCBO 3P C16 6KA type A 300mA 3MW | 134.5
5SU1636-7FP20 | RCBO 3P C20 6KA type A 300mA 3MW | 227.14
5SU1636-7FP25 | RCBO 3P C25 6KA type A 300mA 3MW | 227.14
5SV1316-3KK10 | RCBO compact 6kA Type F 30mA B10 | 152.89
5SV1316-3KK16 | RCBO compact 6kA Type F 30mA B16 | 136.54
5SY4315-6 | MCB 400V 10kA, 3pole, B, 1,6A | 55.25
5SV1616-0KK13 | RCBO compact 6kA Type AC 300mA B13 | 63.56
5SV1616-0KK16 | RCBO compact 6kA Type AC 300mA B16 | 63.56
5SV1616-1KK06 | RCBO compact 6kA Type AC 300mA C6 | 71.28
3VL8716-2SL30-0AA0 | CIRCUIT-BREAKER VL 1600H | 12036.12
6AG4141-0BA04-0EA0 | SIMATIC IPC427E (MicroBOX PC) | 3158.18
6AG4141-0BG12-4AA0 | SIMATIC IPC427E (MicroBOX PC) | 3516.23
6AG4141-3AB07-0FA0 | SIMATIC IPC427E (MicroBOX PC) | 3974.69
3VL8112-3PB30-0AA0 | CIRCUIT-BREAKER VL UL | 10858.66
3VL8112-3PE30-0AA0 | CIRCUIT-BREAKER VL UL | 11120.32
3VL8112-3VM30-0AA0 | CIRCUIT-BREAKER VL UL | 15699.28
3VL8114-1KN30-0AA0 | CIRCUIT-BREAKER VL UL | 8830.84
5SU1336-6FP10 | RCBO 3P B10 6KA type A 30mA 3MW | 147.09
5SU1336-6FP20 | RCBO 3P B20 6KA type A 30mA 3MW | 147.09
5SU1336-7FP06 | RCBO 3P C6 6KA type A 30mA 3MW | 134.5
5SU1336-7FP25 | RCBO 3P C25 6KA type A 30mA 3MW | 227.14
5SY4308-6 | MCB 400V 10kA, 3pole, B, 8A | 55.25
5SV1316-7LK06 | RCBO compact 6kA Type A (G) 30mA C6 | 147.14
5SV1613-1KK04 | RCBO compact 4,5kA Type AC 300mA C4 | 61.97
5SV1613-6KK06 | RCBO compact 4,5kA Type A 300mA B6 | 136.74
5SV1613-6KK13 | RCBO compact 4,5kA Type A 300mA B13 | 136.74
3VL7112-3KN30-0AA0 | CIRCUIT-BREAKER VL UL | 8438.37
3VL7112-3PE30-0AA0 | CIRCUIT-BREAKER VL UL | 9354.16
3VL7112-3VM30-0AA0 | CIRCUIT-BREAKER VL UL | 11578.21
3VL7180-1KN30-0AA0 | CIRCUIT-BREAKER VL UL | 5324.68
6AV2104-4FF06-0AE0 | WinCC RT Advanced 2048 V16 Upgrade | 1826.26
6AG4141-3BJ00-0GA0 | SIMATIC IPC427E (MicroBOX PC) | 4647.37
6AG4141-3CA37-4FA0 | SIMATIC IPC427E (MicroBOX PC) | 4526.01
6AV2105-0BA16-0AA0 | WinCC Runtime Prof 128, Asia V16 | 5153.84
6AU1400-2QA20-0AA0 | SIMOTION D, CF CARD 2 GB for D4X5-2 | 385.54
6AG4141-5BA07-0FA0 | SIMATIC IPC427E (MicroBOX PC) | 4004.64
6AV2105-0HA06-0AA0 | WinCC Runtime Professional 4096, V16 | 10782.12
6AG4141-5BB17-0EA0 | SIMATIC IPC427E (MicroBOX PC) | 4271.32
6AG4141-5BB27-0FA0 | SIMATIC IPC427E (MicroBOX PC) | 4584.45
6AG4141-5BB34-0GA0 | SIMATIC IPC427E (MicroBOX PC) | 5194.2
6AG4141-5BB34-0JA0 | SIMATIC IPC427E (MicroBOX PC) | 4277.32
6AV2153-0XB01-6AA5 | WinCC Unified V16 PC Engineering max. | 13367.16
6AV2153-2FB00-0LY5 | WinCC Unified PC ES 10k SUS DL | 559.6
6AV2153-2FB01-6LA5 | WinCC Unified V16 PC Engineering 10k DL | 3481.92
6AV2154-2FB01-6AA0 | WinCC Unified V16 PC Runtime 10k | 11141.2
6AV2154-2FB01-6LA0 | WinCC Unified V16 PC Runtime 10k DL | 9946.97
6AV2154-2GB01-6AA0 | WinCC Unified V16 PC Runtime 100k | 22279.14
6AV2100-0AA06-0AA5 | SIMATIC WinCC Basic V16 | 224.22
6AV2100-0AA06-0AH5 | SIMATIC WinCC Basic V16 DL | 201.47
6AV2156-1CL00-0LB0 | WinCC Unified Line Coord. Ext. (5) DL | 2443.6
6AV2156-1JC00-0LB0 | WinCC Unified Calendar Extension (1) DL | 958.5
6AV2105-4FF06-0AE0 | UpG WinCC 7.3/7.5->RT Prof 2048 V16 | 3909.25
6AV2105-4FF06-0AK0 | UpG WinCC7.3/7.5->RT Prof 2048 V16 DL | 3473.8
6AV2105-4MM06-0AE0 | UG WinCC 7.3/7.5->RT Prof 64k-256k V16 | 5774.51
6AV2103-0XA06-0AA5 | WinCC Prof. max. PowerTags V16 | 9131.32
6AV6881-0AW31-3AA0 | Tablet PC carrying strap | 117.34
6AV6881-0GJ22-0AA0 | Protect. film 7" front, type 5 | 215.42
6AV6881-0HE20-0AA0 | Connector, female, 8-pin | 108.59
6AV6881-7MJ13-2AA0 | Protect. film 12" Front, type 6 | 101.58
3VL2716-3UP33-0AA0 | CIRCUIT-BREAKER VL 160L | 2675.43
3VL3720-1EC46-0AB1 | CIRCUIT-BREAKER VL 250N | 1904.2
3VL3725-1EJ46-8KD1 | CIRCUIT-BREAKER VL 250N | 2209.68
3VL3720-1LS36-0AA0 | CIRCUIT-BREAKER VL 250N | 2197.89
3VL3720-1MS36-0AA0 | CIRCUIT-BREAKER VL 250N | 2014.74
3VL3720-1NA43-0AA0 | CIRCUIT-BREAKER VL 250N | 2714.66
3VL2716-1DC33-8CD1 | CIRCUIT-BREAKER VL 160N | 1392
3VL2716-1DC33-8QD1 | CIRCUIT-BREAKER VL 160N | 1392
3VL3720-1SE36-0AA0 | CIRCUIT-BREAKER VL 250N | 1949.33
3VL3720-1SF33-0AA0 | CIRCUIT-BREAKER VL 250N | 2636.17
3VL2716-1EE43-0AB1 | CIRCUIT-BREAKER VL 160N | 1171.55
3VL3720-1SS33-0AA0 | CIRCUIT-BREAKER VL 250N | 1936.25
3VL2716-1LS36-0AA0 | CIRCUIT-BREAKER VL 160N | 1641.89
3VL2716-1ME36-0AA0 | CIRCUIT-BREAKER VL 160N | 1641.89
3VL7180-1VM30-0AA0 | CIRCUIT-BREAKER VL UL | 10008.3
3VL8716-2UM30-0AA0 | CIRCUIT-BREAKER VL 1600H | 14063.94
6AG4141-0CA02-4AA0 | SIMATIC IPC427E (MicroBOX PC) | 3023.34
6AG4141-3AB07-0DA0 | SIMATIC IPC427E (MicroBOX PC) | 3651.07
6AG4141-3BB07-0JA0 | SIMATIC IPC427E (MicroBOX PC) | 3651.07
6AG4114-3MT53-4BJ1 | SIMATIC IPC847E (Rack PC) | 10063.3
6AV2105-0BA06-0AH0 | WinCC Runtime Prof 128, V16 DL | 4581.91
6AG4141-5BA07-0DA0 | SIMATIC IPC427E (MicroBOX PC) | 3681.04
6AG4141-5BB00-0GA0 | SIMATIC IPC427E (MicroBOX PC) | 4544
6AG4141-5BB07-0FA0 | SIMATIC IPC427E (MicroBOX PC) | 4244.35
6AG4141-5BB12-0FA0 | SIMATIC IPC427E (MicroBOX PC) | 4365.71
6AV2105-0MA06-0AH0 | WinCC Runtime Prof 65536, V16 DL | 12835.86
6AV2143-6JB00-0AA0 | SIMATIC HMI TP900 Basic OEM | 1891.7
6AV2151-0XB00-0LY5 | WinCC Unified Comfort ES SUS DL | 223.85
6AV2153-2GB00-0LY5 | WinCC Unified PC ES 100k SUS DL | 1277.04
6AV2154-0BS01-6AA0 | WinCC Unified V16 Database Storage | 4455.17
6AV2154-2MB01-6LA0 | WinCC Unified V16 PC Runtime 2.5k DL | 5173.34
6AV2154-3DB01-6BA0 | WinCC Unified V16 ASIA PC Runtime 150 | 1335.58
6AV6372-2DF07-2FX4 | Energy Manager V7.2, Upgr. <= 500 Tags | 14488.26
6AV2155-1FB01-6AA0 | WinCC Unified V16 PC RT 5k, Package | 7129.59
6AV2156-6CP00-0AB0 | WinCC Unified Perf. Insight Ext. (30) | 4471.08
6AV2157-2CW00-0AB0 | WinCC Unified 10 Operate Clients | 23369.9
6AV2157-6FA00-0LB0 | WinCC Unified 30000 LoggingTags DL | 38328.53
6AV2105-4BB06-0AK0 | UpG WinCC 7.3/7.5->RT Prof 128 V16 DL | 1832.77
6AV2103-3HA06-0AK5 | WinCC Prof. 4096 V16 Upgrade DL | 2027.74
6AV2107-0DB16-0AA0 | WinCC Runtime Prof Asia Client V16 | 4905.25
6AV2107-0PX06-0AA6 | Visualization Architect V16, Rental | 2186.97
3VL3720-1EJ43-0AB1 | CIRCUIT-BREAKER VL 250N | 1806.06
3VL2712-2DC33-0AA0 | CIRCUIT-BREAKER VL 160H | 1085.87
3VL3725-1EE46-0AB1 | CIRCUIT-BREAKER VL 250N | 1393.96
3VL3720-1MH36-0AA0 | CIRCUIT-BREAKER VL 250N | 2557.67
3VL2716-1DC33-0AA0 | CIRCUIT-BREAKER VL 160N | 1118.57
3VL2716-1DC33-0AB1 | CIRCUIT-BREAKER VL 160N | 1204.26
3VL2716-1DE36-8QB1 | CIRCUIT-BREAKER VL 160N | 1061.01
3VL3720-1SH33-0AA0 | CIRCUIT-BREAKER VL 250N | 2439.93
3VL2716-1EC43-0AA0 | CIRCUIT-BREAKER VL 160N | 1596.09
3VL2716-1EJ43-0AB1 | CIRCUIT-BREAKER VL 160N | 1557.5
3VL4731-3MG36-0AA0 | CIRCUIT-BREAKER VL 400L | 4421.96
3VL5740-1DC36-8TC1 | CIRCUIT-BREAKER VL 630N | 3103.22
3VL3725-2UN43-0AA0 | CIRCUIT-BREAKER VL 250H | 4421.96
3VL5740-2EC46-0AA0 | CIRCUIT-BREAKER VL 630H | 4461.21
3VL6170-3KN30-0AA0 | CIRCUIT-BREAKER VL UL | 5069.55
3VL6180-1PE30-0AA0 | CIRCUIT-BREAKER VL UL | 5134.98
3VL3725-3LB33-0AA0 | CIRCUIT-BREAKER VL 250L | 2852.03
3VL6180-3PD30-0AA0 | CIRCUIT-BREAKER VL UL | 7130.09
3VL4731-3UJ46-0AA0 | CIRCUIT-BREAKER VL 400L | 6377.84
3VL4740-1DC36-0AD1 | CIRCUIT-BREAKER VL 400N | 2215.56
3VL4740-1DC36-2GA0 | CIRCUIT-BREAKER VL 400N | 2322.83
3VL3725-3NF43-0AA0 | CIRCUIT-BREAKER VL 250L | 3604.3
3VL3725-3NF46-0AA0 | CIRCUIT-BREAKER VL 250L | 3597.75
3VL6780-1ME36-0AA0 | CIRCUIT-BREAKER VL 800N | 4820.99
3VL3725-3SE33-0AA0 | CIRCUIT-BREAKER VL 250L | 2610
3VL6780-1NA46-0AA0 | CIRCUIT-BREAKER VL 800N | 6273.18
3VL6780-1NE46-0AA0 | CIRCUIT-BREAKER VL 800N | 6312.41
5SU1324-7FN15 | RCBO 2P C15 10KA type A 30mA 2MW, red.i2 | 183.07
5SU1324-7FP06 | RCBO 2P 2MW, 6A | 109.75
6AG1513-1FL02-2AB0 | SIPLUS S7-1500 CPU 1513F-1 PN | 6645.4
6AG1517-3HP00-4AB0 | SIPLUS S7-1500 CPU 1517H-3 PN | 17615.6
6AG1991-1AF00-7AA0 | SIPLUS NET SCALANCE X SFP991-1LD | 710.52
6AG2132-6BF00-4CA0 | SIPLUS ET 200SP DQ 8X24VDC/0.5A TX RAIL | 284.98
3VL6780-1TE46-0AA0 | CIRCUIT-BREAKER VL 800N | 6201.22
3VL4740-1EC46-8KB1 | CIRCUIT-BREAKER VL 400N | 3193.49
3VL6780-1UJ46-0AA0 | CIRCUIT-BREAKER VL 800N | 9812.05
3VL5763-1DE36-0AA0 | CIRCUIT-BREAKER VL 630N | 1720.38
3VL8716-1TH40-0AA0 | CIRCUIT-BREAKER VL 1600N | 16418.83
3VL6780-3TH46-0AA0 | CIRCUIT-BREAKER VL 800L | 8700.02
3VL8716-1UN40-0AA0 | CIRCUIT-BREAKER VL 1600N | 15960.94
3VL8716-2MG30-0AA0 | CIRCUIT-BREAKER VL 1600H | 12494.01
3VL6780-3UN46-0AA0 | CIRCUIT-BREAKER VL 800L | 11381.98
3VL5763-2ML36-0AA0 | CIRCUIT-BREAKER VL 630H | 5056.47
3VL7112-2PH30-0AA0 | CIRCUIT-BREAKER VL UL | 9942.87
3VL7112-3KE30-0AA0 | CIRCUIT-BREAKER VL UL | 8307.53
3VL7112-3PH30-0AA0 | CIRCUIT-BREAKER VL UL | 10924.08
3VL7180-2PD30-0AA0 | CIRCUIT-BREAKER VL UL | 7457.16
3VL7180-3PD30-0AA0 | CIRCUIT-BREAKER VL UL | 8503.78
3VL8716-3ME30-0AA0 | CIRCUIT-BREAKER VL 1600L | 11447.39
3VL7710-3NN46-0AA0 | CIRCUIT-BREAKER VL 1250L | 12101.53
3VL7710-1LF46-0AA0 | CIRCUIT-BREAKER VL 1250N | 10073.71
3VL7710-3SG36-0AA0 | CIRCUIT-BREAKER VL 1250L | 8896.25
3VL7710-3TB46-0AA0 | CIRCUIT-BREAKER VL 1250L | 9942.87
3VW9011-0AT14 | PROFINET_Gateway_with_COM041 | 1009.24
6AG4141-5BC04-0FA8 | SIMATIC IPC427E (MicroBOX PC) | 5102.81
6AG4141-5BC05-0GA0 | SIMATIC IPC427E (MicroBOX PC) | 5381.48
6AG4141-5BC57-0FA0 | SIMATIC IPC427E (MicroBOX PC) | 5255.64
6AG4112-3CC16-2CA2 | SIMATIC IPC647E (Rack PC) | 6792.77
6AG4112-3DQ12-2AA2 | SIMATIC IPC647E (Rack PC) | 6488.63
6AG4112-3GB14-2XX2 | SIMATIC IPC647E (Rack PC) | 8499.19
6AG4112-3HP14-2DX2 | SIMATIC IPC647E (Rack PC) | 9892.52
6AG4112-3JT11-0DB1 | SIMATIC IPC647E (Rack PC) | 7487.92
6AG4141-5DC57-0FA0 | SIMATIC IPC427E (MicroBOX PC) | 5255.64
6AG4112-3KT16-0DA2 | SIMATIC IPC647E (Rack PC) | 8418.3
6AG4141-7BB04-0EA0 | SIMATIC IPC427E (MicroBOX PC) | 4926.02
6AG4141-7BH04-0FA0 | SIMATIC IPC427E (MicroBOX PC) | 5696.09
6AG4114-3GA42-4BX2 | SIMATIC IPC847E (Rack PC) | 6800.25
6AG4114-3JQ03-5DX2 | SIMATIC IPC847E (Rack PC) | 9025.07
3VL2706-3MH33-0AA0 | CIRCUIT-BREAKER VL 160L | 1661.5
3VL2706-3NA46-0AA0 | CIRCUIT-BREAKER VL 160L | 1857.75
3VL2710-2LE36-0AA0 | CIRCUIT-BREAKER VL 160H | 1249.39
3VL2706-3NF43-0AA0 | CIRCUIT-BREAKER VL 160L | 1949.33
3VL2710-2MH36-0AA0 | CIRCUIT-BREAKER VL 160H | 1393.31
3VL2710-2NB43-0AA0 | CIRCUIT-BREAKER VL 160H | 1471.8
3VL2706-3SP33-0AA0 | CIRCUIT-BREAKER VL 160L | 1203.61
3VL2706-3TA43-0AA0 | CIRCUIT-BREAKER VL 160L | 1759.63
3VL2706-3UH33-0AA0 | CIRCUIT-BREAKER VL 160L | 2675.43
3VL2710-2SF33-0AA0 | CIRCUIT-BREAKER VL 160H | 1360.6
3VL2710-2SL33-0AA0 | CIRCUIT-BREAKER VL 160H | 1255.94
3VL2716-2SL33-0AA0 | CIRCUIT-BREAKER VL 160H | 1975.49
3VL2710-2TA43-0AA0 | CIRCUIT-BREAKER VL 160H | 1412.94
3VL2716-2SS36-0AA0 | CIRCUIT-BREAKER VL 160H | 1537.23
3VL2708-1EJ43-8TA0 | CIRCUIT-BREAKER VL 160N | 831.41
3VL2708-2DC33-0AA0 | CIRCUIT-BREAKER VL 160H | 617.51
3VL2708-2DC33-0AD1 | CIRCUIT-BREAKER VL 160H | 726.74
3VL2716-2TN43-0AA0 | CIRCUIT-BREAKER VL 160H | 2760.46
3VL2716-2UL36-0AA0 | CIRCUIT-BREAKER VL 160H | 2610
3VL2710-2UJ46-0AA0 | CIRCUIT-BREAKER VL 160H | 2786.62
3VL2708-2EM46-0AA0 | CIRCUIT-BREAKER VL 160H | 798.05
3VA9277-0HC35 | SEO520, 110-230 VAC/110-250 VDC INCL COM | 1351.16
3VL2716-3EE43-0AA0 | CIRCUIT-BREAKER VL 160L | 1537.23
3VL3725-1UM36-0AA0 | CIRCUIT-BREAKER VL 250N | 3610.83
3VL3720-3MB33-0AA0 | CIRCUIT-BREAKER VL 250L | 2636.17
3VL4731-1DC36-8TA0 | CIRCUIT-BREAKER VL 400N | 2067.72
3VL3720-3MP33-0AA0 | CIRCUIT-BREAKER VL 250L | 2511.88
3VL4740-2UL36-0AA0 | CIRCUIT-BREAKER VL 400H | 4755.58
6AG4141-3BA00-0EA0 | SIMATIC IPC427E (MicroBOX PC) | 3299
6AG4141-3BB02-0FA0 | SIMATIC IPC427E (MicroBOX PC) | 3926.73
6AG4141-3BB07-0FA0 | SIMATIC IPC427E (MicroBOX PC) | 3974.69
6AG4141-3DB47-0FA0 | SIMATIC IPC427E (MicroBOX PC) | 4271.32
6AG4141-5AB00-0GA8 | SIMATIC IPC427E (MicroBOX PC) | 4629.39
6AG4141-5BB02-0EA0 | SIMATIC IPC427E (MicroBOX PC) | 4054.08
6AG4141-5BB07-0DA0 | SIMATIC IPC427E (MicroBOX PC) | 3920.75
6AV2105-0RA06-0AA0 | WinCC Runtime Prof 153600, V16 | 26358.99
6AV2154-0XB01-6LA0 | WinCC Unified V16 PC Runtime max. DL | 31828.04
6AV2154-1GB01-6AA0 | WinCC Unified V16 PC Runtime 50k | 15594.75
6AV2154-3DB01-6LA0 | WinCC Unified V16 PC Runtime 150 DL | 1194.23
6AV2155-0XV01-6AL0 | WinCC Unified V16 PC ES 100k Incubation | 994.36
6AV2155-1EV01-6AA0 | WinCC Unified V16 PC RT 500+1CL, Package | 6154.71
6AV2155-1EW01-6AA0 | WinCC Unified V16 PC RT 500+2CL, Package | 9636.63
6AV2101-4BB06-0AE5 | SIMATIC WinCC Comfort V16 Upgrade | 638.55
6AV2157-2DW00-0LB0 | WinCC Unified 100 Operate Clients DL | 117717.58
6AV2157-6CW00-0AB0 | WinCC Unified 30 Operate Clients | 57201.51
6AV2104-0FA06-0AH0 | WinCC Runtime Advanced 2048, V16 DL | 4057.1
6AV2104-0LA06-0AA0 | WinCC Runtime Advanced 16384 V16 | 12553.13
6AV2107-0DB06-0AH0 | WinCC Runtime Prof Client V16 DL | 4364.18
6AV2107-4DB06-0AE0 | UpG WinCC 7.3/7.5->RT Prof CL V16 | 1962.75
3VL3725-1DK36-0AD1 | CIRCUIT-BREAKER VL 250N | 1456.76
3VL3720-1EM43-0AA0 | CIRCUIT-BREAKER VL 250N | 1864.29
3VL3720-1LA43-0AA0 | CIRCUIT-BREAKER VL 250N | 2963.24
3VL3720-1LA46-0AA0 | CIRCUIT-BREAKER VL 250N | 2943.61
3VL3720-1MG36-0AA0 | CIRCUIT-BREAKER VL 250N | 2557.67
3VL3720-1SE33-0AA0 | CIRCUIT-BREAKER VL 250N | 1955.86
3VL2716-1DE33-0AB1 | CIRCUIT-BREAKER VL 160N | 916.44
3VL2716-1DE33-8TD1 | CIRCUIT-BREAKER VL 160N | 1104.18
3VL3720-1TB43-0AA0 | CIRCUIT-BREAKER VL 250N | 2426.85
3VL3720-1TE43-0AA0 | CIRCUIT-BREAKER VL 250N | 2564.21
3VL2716-1EM43-0AA0 | CIRCUIT-BREAKER VL 160N | 1596.09
3VL2716-1LB33-0AA0 | CIRCUIT-BREAKER VL 160N | 1641.89
3VL2716-1LE33-0AA0 | CIRCUIT-BREAKER VL 160N | 1772.71
3VL6160-3KN30-0AA0 | CIRCUIT-BREAKER VL UL | 4565.88
3VL6160-3PB30-0AA0 | CIRCUIT-BREAKER VL UL | 5612.49
3VL6160-3PH30-0AA0 | CIRCUIT-BREAKER VL UL | 6462.88
3VL6160-3VM30-0AA0 | CIRCUIT-BREAKER VL UL | 9354.16
3VL3725-3DK36-0AA0 | CIRCUIT-BREAKER VL 250L | 1903.53
3VL4731-3TE46-0AA0 | CIRCUIT-BREAKER VL 400L | 4873.32
3VL4731-3TN46-0AA0 | CIRCUIT-BREAKER VL 400L | 5749.86
3VL3725-3ML36-0AA0 | CIRCUIT-BREAKER VL 250L | 3022.1
3VL5750-2LS36-0AA0 | CIRCUIT-BREAKER VL 630H | 5220.01
3VL6780-1ML36-0AA0 | CIRCUIT-BREAKER VL 800N | 5468.58
3VL3725-3SG33-0AA0 | CIRCUIT-BREAKER VL 250L | 2969.77
3VL3725-3SG36-0AA0 | CIRCUIT-BREAKER VL 250L | 2963.24
3VL4740-1DE36-8RD1 | CIRCUIT-BREAKER VL 400N | 1568.62
3VL3725-3UH33-0AA0 | CIRCUIT-BREAKER VL 250L | 3898.66
3VL7710-1NF46-0AA0 | CIRCUIT-BREAKER VL 1250N | 8896.25
3VL5763-1EC46-0AA0 | CIRCUIT-BREAKER VL 630N | 3898.66
5SU1324-6FP06 | RCBO 2P 2MW, 6A | 116.38
5SU1324-6FP13 | RCBO 2P 2MW, 13A | 116.38
5SU1324-6FR20 | RCBO 2P 2MW, 20A, K | 144.16
6AG1543-6WX00-7XE0 | SIPLUS ET 200SP CP 1543SP-1 ISEC | 3025.31
6AG1677-2DB40-2AA0 | SIPLUS ET 200SP CPU1515SP PC2 | 5942.8
6AG1900-0AB01-4AA0 | SIPLUS C-Plug 256 | 633.67
6AG1960-1FB00-4AA5 | SIPLUS S7-1500 Sync Submodule <10km | 2001.19
6AG2193-6BP20-4BB1 | SIPLUS ET 200SP BU20-P12+A0+4B TX RAIL | 121.7
6AG2526-1BH00-1AB0 | SIPLUS S7-1500 F-DI 16x24VDC T1 RAIL | 2311.26
6AG4021-0AB12-2BA0 | SIMATIC IPC127E | 1854.75
6AG4131-3GC10-1AA2 | SIMATIC IPC627E (Box PC) | 5591.23
3VL3725-2UN46-0AA0 | CIRCUIT-BREAKER VL 250H | 4376.18
3VL5740-2DC36-0AE1 | CIRCUIT-BREAKER VL 630H | 3282.47
3VL6180-1PB30-0AA0 | CIRCUIT-BREAKER VL UL | 4860.24
3VL6180-1PD30-0AA0 | CIRCUIT-BREAKER VL UL | 5795.65
3VL4731-3SH36-0AA0 | CIRCUIT-BREAKER VL 400L | 4323.85
3VL5750-1EC46-0AA0 | CIRCUIT-BREAKER VL 630N | 3695.87
3VL5750-1EJ46-0AA0 | CIRCUIT-BREAKER VL 630N | 3512.71
3VL3725-3LS36-0AA0 | CIRCUIT-BREAKER VL 250L | 3061.36
3VL6180-3VM30-0AA0 | CIRCUIT-BREAKER VL UL | 9354.16
3VL4731-3UM36-0AA0 | CIRCUIT-BREAKER VL 400L | 5494.75
3VL3725-3NH43-0AA0 | CIRCUIT-BREAKER VL 250L | 4232.26
3VL5750-3EC46-0AA0 | CIRCUIT-BREAKER VL 630L | 5265.8
3VL4740-1DE36-0AB1 | CIRCUIT-BREAKER VL 400N | 1380.88
3VL6780-1SG36-0AA0 | CIRCUIT-BREAKER VL 800N | 5507.83
3VL4740-1EC46-8CD1 | CIRCUIT-BREAKER VL 400N | 3217.04
3VL5763-1DC36-2HE1 | CIRCUIT-BREAKER VL 630N | 3237.98
3VL4740-1EE46-0AA0 | CIRCUIT-BREAKER VL 400N | 1661.5
5SU1324-7FP25 | RCBO 2P 2MW, 25A | 109.75
5SU1324-7FR20 | RCBO 2P 2MW, 20A, K | 131.79
5SU1324-7FR25 | RCBO 2P 2MW, 25A, K | 131.79
5SU1324-7FR32 | RCBO 2P 2MW, 32A, K | 131.79
6AG2134-6JF00-1CA1 | SIPLUS ET 200SP AI 8XRTD/TC T1 RAIL | 996.63
6AG2135-6HB00-1DA1 | SIPLUS ET 200SP AQ 2x U/I HS RAIL | 1164.54
6AG2136-6AA00-1CA1 | SIPLUS ET 200SP F-AI 4xI 2/4-w HF RAIL | 2236.64
6AG2136-6DC00-1CA0 | SIPLUS ET 200SP F-DQ 8x24VDC 0.5A RAIL | 817.94
6AG2510-1SJ01-1AB0 | SIPLUS ET 200SP CPU 1510 F-1 PN RAIL | 3455.08
6AG2512-1SK01-1AB0 | SIPLUS ET 200SP CPU 1512 F-1 PN RAIL | 4757.39
6AG2512-1SK01-4AB0 | SIPLUS ET 200SP CPU 1512 F-1 PN RAIL | 4115.91
6AG1067-0AA32-0AA0 | Demo construction_S7-1500 | 1242.99
6AG1067-1AA25-0AA0 | Training Case SINAMICS G120C PROFIBUS | 4435.51
6AG1067-1AA32-0AA0 | SINAMICS S7-1500T CPU Demo Case | 15169.89
6AG1067-1AA33-0AA0 | Democase SINAMICS S210 2-axis 100W | 18043.6
6AG4021-0AD12-2CA0 | SIMATIC IPC127E | 2074.98
6AG1067-5AA00-7AA0 | Demokoffer SIMOCODE Pump Blockage | 11281.56
6AG1067-5AA01-1AA0 | Simocode_proV_PN_Trockenlaufschutz | 10161.35
6AG4131-3GS22-3AA2 | SIMATIC IPC627E (Box PC) | 6184.51
6AG4131-3HD23-3AA0 | SIMATIC IPC627E (Box PC) | 6726.85
6AG4025-0CE20-3BB0 | SIMATIC IPC527G (Box PC) | 2882.5
6AG1141-5BG47-4CB1 | SIPLUS IPC427E CONTI Bundle Win10 | 12196.76
3VL8716-2UN40-0AA0 | CIRCUIT-BREAKER VL 1600H | 16876.73
3VL7710-3NB46-0AA0 | CIRCUIT-BREAKER VL 1250L | 10008.3
3VL8716-3UH30-0AA0 | CIRCUIT-BREAKER VL 1600L | 15045.14
3VL8716-3UL30-0AA0 | CIRCUIT-BREAKER VL 1600L | 15045.14
3VM9417-0GK00 | Rotary operator with shaft stub | 50.32
3VW9011-0AT44 | Adapter 3WL (Release 1) for TD400 | 123.35
3VL7712-1UH36-0AA0 | CIRCUIT-BREAKER VL 1250N | 9812.05
3VL7712-2SE36-0AA0 | CIRCUIT-BREAKER VL 1250H | 7653.39
4RB5200-3EE50 | POWER CAPACITOR MKK 440V 20,0KVAR | 421.75
3VL7712-3LF46-0AA0 | CIRCUIT-BREAKER VL 1250L | 13606.05
3VL7712-3MH36-0AA0 | CIRCUIT-BREAKER VL 1250L | 10204.53
5SD7432-5 | SPD type 3, UN=24V AC/34V DC | 111.45
5SD7432-7 | SPD type 3, UN=240V AC/DC | 111.45
6AV2107-4DB06-0AK0 | UpG WinCC7.3/7.5->RT Prof CL V16 DL | 1745.03
6AV7251-3KB07-0DA0 | SIMATIC IPC477E PRO, 22" MTouch | 7221.24
6AV7251-5CA30-0DA0 | SIMATIC IPC477E PRO, 15" MTouch | 5779.99
6AV7882-0AB20-2CA0 | SIMATIC IPC277E, 7" Touch | 3304.99
6AV7882-0AB20-7CA0 | SIMATIC IPC277E, 7" Touch | 3288.51
6AV7251-7KK00-0AA0 | SIMATIC IPC477E PRO, 22" MTouch | 8622.05
6AV7251-7TC00-0FA0 | SIMATIC IPC477E PRO, 22" MTouch | 8822.81
6AV6881-0AJ11-0AA0 | Protect. film 10" front, type 4 | 176.9
6AV6881-0AM62-0AD0 | IcoTek Cable grommets, 4-5 | 45.54
6BK1623-0AA00-0AA0 | SIMATIC PN/J1939 LINK | 875.62
3VL4740-3DC36-0AD1 | CIRCUIT-BREAKER VL 400L | 3124.81
3VL3725-2EJ43-0AA0 | CIRCUIT-BREAKER VL 250H | 2224.07
3VL3720-3SL33-0AA0 | CIRCUIT-BREAKER VL 250L | 2943.61
3VL3720-3SP36-0AA0 | CIRCUIT-BREAKER VL 250L | 2387.59
3VL3720-3TA43-0AA0 | CIRCUIT-BREAKER VL 250L | 3368.8
3VL3720-3TB43-0AA0 | CIRCUIT-BREAKER VL 250L | 3218.35
3VL3720-3TE46-0AA0 | CIRCUIT-BREAKER VL 250L | 3290.31
3VL4740-3UH36-0AA0 | CIRCUIT-BREAKER VL 400L | 5108.8
3VL3725-2LS33-0AA0 | CIRCUIT-BREAKER VL 250H | 2636.17
3VL4731-1UN46-0AA0 | CIRCUIT-BREAKER VL 400N | 5108.8
3VL7110-1VJ30-0AA0 | CIRCUIT-BREAKER VL UL | 10008.3
3VL7110-2VJ30-0AA0 | CIRCUIT-BREAKER VL UL | 10531.6
3VL7110-3VM30-0AA0 | CIRCUIT-BREAKER VL UL | 11578.21
3VL8716-2TA40-0AA0 | CIRCUIT-BREAKER VL 1600H | 13867.69
3VL7180-1PB30-0AA0 | CIRCUIT-BREAKER VL UL | 5867.6
3VL7180-2VH30-0AA0 | CIRCUIT-BREAKER VL UL | 10531.6
3VL8716-3MB30-0AA0 | CIRCUIT-BREAKER VL 1600L | 11316.57
3VL7710-1LB36-0AA0 | CIRCUIT-BREAKER VL 1250N | 7195.5
3VL7710-3NE46-0AA0 | CIRCUIT-BREAKER VL 1250L | 10204.53
3VL7710-1MB36-0AA0 | CIRCUIT-BREAKER VL 1250N | 6332.04
3VL8716-3TA40-0AA0 | CIRCUIT-BREAKER VL 1600L | 15241.39
3VL8716-3TF40-0AA0 | CIRCUIT-BREAKER VL 1600L | 15633.87
3VL7710-3UJ46-0AA0 | CIRCUIT-BREAKER VL 1250L | 14456.42
3VL7710-3UM36-0AA0 | CIRCUIT-BREAKER VL 1250L | 11185.73
3VL7712-1ME36-0AA0 | CIRCUIT-BREAKER VL 1250N | 7326.32
3VM9217-0GK00 | Rotary operator with shaft stub | 37.75
3VL7712-1SE36-0AA0 | CIRCUIT-BREAKER VL 1250N | 7260.91
6AG4141-7CG50-0EA8 | SIMATIC IPC427E (MicroBOX PC) | 5039.89
6AG4141-7CJ44-0FA0 | SIMATIC IPC427E (MicroBOX PC) | 5738.05
6AG4141-7FC40-0GA0 | SIMATIC IPC427E (MicroBOX PC) | 5979.25
6AG4114-3HT02-0BX2 | SIMATIC IPC847E (Rack PC) | 7633.25
6AG4114-3JT33-0BX1 | SIMATIC IPC847E (Rack PC) | 9246.79
6AG4114-3KJ33-0HC0 | SIMATIC IPC847E (Rack PC) | 12016.93
6AG4114-3LD16-0BX1 | SIMATIC IPC847E (Rack PC) | 7546.35
6AG4141-0CA34-0FA0 | SIMATIC IPC427E (MicroBOX PC) | 3427.84
6AG4141-3CA14-0FA0 | SIMATIC IPC427E (MicroBOX PC) | 4133.48
6AG4141-3DA37-0DA0 | SIMATIC IPC427E (MicroBOX PC) | 3538.71
6AG4141-3DB07-0DA0 | SIMATIC IPC427E (MicroBOX PC) | 3651.07
6AG4141-5BA04-0FA0 | SIMATIC IPC427E (MicroBOX PC) | 4233.87
6AG4141-5BB02-0FA0 | SIMATIC IPC427E (MicroBOX PC) | 4196.41
6AV2105-0MA06-0AA0 | WinCC Runtime Professional 65536 V16 | 14431.39
6AV2105-0TA06-0AH0 | WinCC Runtime Prof 262144, V16 DL | 32177.36
6AV2153-2FB01-6AA5 | WinCC Unified V16 PC Engineering 10k | 3899.5
6AV2153-2GB01-6AA5 | WinCC Unified V16 PC Engineering 100k | 8911.98
6AV6372-2DF07-2FH4 | Energy Manager V7.2, Upgr. <=500 Tags DL | 14202.29
6AV2154-2GB01-6LA0 | WinCC Unified V16 PC Runtime 100k DL | 19892.32
6AV2155-2EB01-6AA0 | WinCC Unified V16 PC RT 1k, Package | 3566.42
6AV2155-3DV01-6AA0 | WinCC Unified V16 PC RT 150+1CL, Package | 4551.03
6AV2100-3AA06-0AE5 | SIMATIC WinCC Basic V16 Upgrade | 89.36
6AV2105-3DD06-0AK0 | UpG WinCC RT Prof 512 V11/15->V16 DL | 2835.26
6AV2105-3FF06-0AE0 | UpG WinCC RT Prof 2048 V11/15->V16 | 3909.25
6AV2157-0BQ01-6AB0 | WinCC Unified V16 Reporting Execution | 669.42
6AV2157-2DA00-0LB0 | WinCC Unified 100 LoggingTags DL | 159.26
6AV2102-0AA06-0AH5 | SIMATIC WinCC Advanced V16 DL | 3550.17
6AV2157-6FA00-0AB0 | WinCC Unified 30000 LoggingTags | 42928.75
6AV2102-4AA06-0AK5 | WinCC Advanced V16 Upgrade DL | 1421.69
6AG4141-5BC00-0DA0 | SIMATIC IPC427E (MicroBOX PC) | 4170.95
6AG4112-3GC02-0BX2 | SIMATIC IPC647E (Rack PC) | 6036.19
6AG4112-3JQ02-0BC2 | SIMATIC IPC647E (Rack PC) | 6879.67
6AG4141-5DA02-0EA0 | SIMATIC IPC427E (MicroBOX PC) | 3814.37
6AG2510-1DJ01-1AB0 | SIPLUS ET 200SP CPU 1510SP-1 PN RAIL | 2362.96
6AG2531-7KF00-4AB0 | SIPLUS S7-1500 AI 8xU/I/RTD/TC TX RAIL | 2110.82
6AG2677-2DB40-2AA0 | SIPLUS ET 200SP CPU1515SP PC2 RAIL | 6622.12
6AG1067-2AA00-0AD0 | Micro Drive Democase | 8782.69
6AG4131-3CG10-0AA2 | SIMATIC IPC627E (Box PC) | 5899.85
6AG4131-3GC33-1AC2 | SIMATIC IPC627E (Box PC) | 6777.79
6AG4131-3GH40-1AA2 | SIMATIC IPC627E (Box PC) | 10887.3
6AG1155-6AU01-2CN0 | SIPLUS ET 200SP IM155-6PN HF | 922.7
3VL7710-3ML36-0AA0 | CIRCUIT-BREAKER VL 1250L | 8830.84
3VL8716-3SH30-0AA0 | CIRCUIT-BREAKER VL 1600L | 13475.21
3VL7710-3TH46-0AA0 | CIRCUIT-BREAKER VL 1250L | 12232.35
3VL7712-1LA46-0AA0 | CIRCUIT-BREAKER VL 1250N | 11120.32
3VL7712-1MB36-0AA0 | CIRCUIT-BREAKER VL 1250N | 7064.68
3VL7712-1NB46-0AA0 | CIRCUIT-BREAKER VL 1250N | 9092.5
3WL1225-3CB33-1AA2 | FIXED-MOUNTED CIRCUIT BREAKER | 18915.52
3VL7712-2MH36-0AA0 | CIRCUIT-BREAKER VL 1250H | 9354.16
3VL7712-2NE46-0AA0 | CIRCUIT-BREAKER VL 1250H | 10073.71
5SA2711 | D-Fuse DI 20A gG 500V a.c./440V d.c. | 3.76
3WL9212-4AE31-0AA1 | ACCESORIES FOR BREAKER 3WL | 3839.23
6AV2114-2HA06-0AA0 | WinCC RT Advanced V16 (4096) SW Package | 5478.79
6AV7251-3DB00-0FA0 | SIMATIC IPC477E PRO, 15" MTouch | 5944.8
6AV7251-5FG07-0FA0 | SIMATIC IPC477E PRO, 19" MTouch | 7162.81
6AV7882-0AA20-0AA0 | SIMATIC IPC277E, 7" Touch | 2226.3
6AV7882-0AA20-2CA0 | SIMATIC IPC277E, 7" Touch | 3135.7
6AV7882-0AA20-2LA0 | SIMATIC IPC277E, 7" Touch | 2881.01
6AV7882-0AB20-7EA0 | SIMATIC IPC277E, 7" Touch | 2964.91
6AV6676-6LT00-3AG8 | SIMATIC Transfer Tool V3 Linux, floating | 18568.33
6AV7882-0AB30-7EA0 | SIMATIC IPC277E, 7" Touch | 3203.12
6AV7882-0BA60-6BA0 | SIMATIC IPC277E, 9" Touch | 3919.24
6AV7241-5EB44-0FA0 | SIMATIC IPC 477E, 22" Touch | 7278.17
6AV7241-5JH07-0FA0 | SIMATIC IPC 477E, 15" Multitouch | 6563.54
6AV7241-5RG07-0DA2 | SIMATIC IPC 477E, 24" Multitouch | 7053.45
6DR5010-0GN00-5KA0 | SIPART PS2 2wire without HART SA | 1335.24
6DR5010-0NG31-0AA0 | SIPART PS2 2wire without HART SA | 2020.61
6DR5010-0NM00-0AA0 | SIPART PS2 2wire without HART SA | 1233.66
6AV7241-7EB18-0FA0 | SIMATIC IPC 477E, 22" Touch | 7663.21
6AV7241-7JJ44-0FA0 | SIMATIC IPC 477E, 15" Multitouch | 7429.5
6DR5015-0EN00-0AA0 | SIPART PS2 2-L SA Alu Ex proof | 2278.85
6DR5020-0EM00-0AA4 | SIPART PS2 2wire without HART DA | 1751.35
6DR5022-0NG01-0AA0 | SIPART PS2 2-L DA SST | 3231.01
6AV7241-7KC08-0GA0 | SIMATIC IPC 477E, 19" Multitouch | 8304.43
6AV7261-1CC13-0AA0 | SIMATIC IPC677E, 22" Multitouch | 7375.56
6DR5110-0NG10-0AA0 | SIPART PS2 2 wire with Hart SA | 1778.29
6DR5120-0NG11-0AA2 | SIPART PS2 2 wire with HART DA | 2593.37
6DL1193-6AG20-0AA0 | ET 200SP HA, BUSADAPTER BA LC/RJ45 | 361.3
6DR5223-0FN00-0AA0 | SIPART PS2 4 wire with Hart DA alu | 2030.4
6DR5223-0FN01-0AA0 | SIPART PS2 4 wire with Hart DA alu | 2461.2
6DR5510-0EN00-0AA3 | SIPART PS2 PA SA | 2013.27
6ED1052-1FB08-0BA1 | LOGO!230RCE, 8DI/4DO, 400 Blocks | 198.22
6ES7141-6BH00-0BB0 | ET 200eco PN, DI 16x24VDC, M12-L | 496.85
6AV7674-1LA80-0AA0 | Extension Unit box 24" Portrait | 568.55
6EP3436-8MB00-2CP0 | SITOP PSU8600/3AC/24VDC/20A/4X5A PN/BMW | 757.57
6EP4437-8XB00-0CP0 | SITOP CNX8600/4X10A/BMW | 307.2
6ES7193-6KA00-3AA0 | ET 200SP, 20 coding elements, type A | 24.46
6DL8913-0AK10-0AB5 | SIMIT SP V10.1 Engineering S | 4165.94
6AV7863-4MA10-2AA0 | SIMATIC Flat Panel 22" MT V2 Extended | 2901.12
6AV7863-5MA15-2AA0 | SIMATIC Flat Panel 15" MT V2 PRO | 2731.34
6AV7863-6MA10-2NA0 | SIMATIC Flat Panel 19" MT V2 Extended | 2560.08
6AV7863-6MA16-2NA0 | SIMATIC Flat Panel 19" MT V2 PRO | 3072.39
6AG4131-3GC20-1AA0 | SIMATIC IPC627E (Box PC) | 5964.28
6AG4025-0CB10-3BA0 | SIMATIC IPC527G (Box PC) | 2415.08
6AG4131-3GC20-1AA2 | SIMATIC IPC627E (Box PC) | 5964.28
6AG4131-3HG33-1AA1 | SIMATIC IPC627E (Box PC) | 8016.78
6AG4131-3HL33-3DA3 | SIMATIC IPC627E (Box PC) | 8656.51
3VL7180-2VM30-0AA0 | CIRCUIT-BREAKER VL UL | 10531.6
3VL7180-3PH30-0AA0 | CIRCUIT-BREAKER VL UL | 8700.02
3VL7710-3MG36-0AA0 | CIRCUIT-BREAKER VL 1250L | 8961.67
3VL7710-1MF36-0AA0 | CIRCUIT-BREAKER VL 1250N | 7980.46
3VL7710-1MH36-0AA0 | CIRCUIT-BREAKER VL 1250N | 7587.98
3VL8716-3UN40-0AA0 | CIRCUIT-BREAKER VL 1600L | 18185
3VL7712-1DE36-0AA0 | CIRCUIT-BREAKER VL 1250N | 6541.37
3VL7712-1SF36-0AA0 | CIRCUIT-BREAKER VL 1250N | 9092.5
3WL1116-2BB34-4AN2 | FIXED-MOUNTED CIRCUIT BREAKER | 12977.06
3VL7712-2ME36-0AA0 | CIRCUIT-BREAKER VL 1250H | 7849.64
3VL7712-2MF36-0AA0 | CIRCUIT-BREAKER VL 1250H | 9615.8
3VL7712-2MG36-0AA0 | CIRCUIT-BREAKER VL 1250H | 9354.16
3VL7712-2TN46-0AA0 | CIRCUIT-BREAKER VL 1250H | 12494.01
3VL7712-2UM36-0AA0 | CIRCUIT-BREAKER VL 1250H | 10204.53
5SB4211 | D-Fuse DIII 50A gG 500V a.c./440V d.c. | 2.38
5SB4311 | D-Fuse DIII 63A gG 500V a.c./440V d.c. | 2.38
3WL9211-2AE41-0AA1 | ACCESORIES FOR BREAKER 3WL | 2737.5
3WL9212-3AC00-0AA1 | ACCESORIES FOR BREAKER 3WL | 2742.31
6AV2114-2FA06-0AA0 | WinCC RT Advanced V16 (2048) SW Package | 3652.53
6AV7251-5GH07-0FA0 | SIMATIC IPC477E PRO, 19" MTouch | 7706.66
6AV7251-5JC07-0FA0 | SIMATIC IPC477E PRO, 22" MTouch | 8358.37
6AV7251-5JG07-0FA0 | SIMATIC IPC477E PRO, 22" MTouch | 7898.42
6AV7251-5KB05-1FA0 | SIMATIC IPC477E PRO, 22" MTouch | 7950.87
6AV7882-0BA20-1BA0 | SIMATIC IPC277E, 9" Touch | 3319.97
6AV7882-0BA20-2EA0 | SIMATIC IPC277E, 9" Touch | 3138.7
6BK1136-6AB00-0BU0 | F-TM ServoDrive 1x24..48V 5A ST | 723.86
6AV7241-7BB04-0FA0 | SIMATIC IPC 477E, 15" Touch | 6596.5
6DR5010-0NG00-5KA0 | SIPART PS2 2wire without HART SA | 1233.66
6DR5010-0NG20-0BA0 | SIPART PS2 2wire without HART SA | 1846.82
6AV7241-7KB88-0FA0 | SIMATIC IPC 477E, 19" Multitouch | 7463.95
6AV7241-7KC08-0FA0 | SIMATIC IPC 477E, 19" Multitouch | 7711.15
6AV7261-0DJ40-0AC0 | SIMATIC IPC677E, 19" Multitouch | 9624.33
6DR5120-0NN01-0AA0 | SIPART PS2 2 wire with HART DA | 2053.65
6DR5213-0EG21-0AA1 | SIPART PS2 4 wire with Hart SA Alu | 3109.85
6DL1193-6TC00-0DH0 | TERMINAL BLOCK, TYPE H0, D-SUB | 121.44
6ED1052-1MD08-0BA1 | LOGO!12/24RCE, 8DI(4AI)/4DO, 400 Blocks | 193.07
6ED1052-2CC08-0BA1 | LOGO! 24CEo, 8DI(4AI)/4DO, 400 Blocks | 148.03
6ED1052-2FB08-0BA1 | LOGO!230RCEo, 8DI/4DO,400 Blocks | 158.32
6ES7138-6BA01-0BA0 | ET 200SP, TM Posinput 1 | 310.21
6ES7141-5AH00-0BL0 | ET 200AL, IO-Link, DI 16x24VDC, 8xM12 | 205.96
6EP4297-8HB10-0XP0 | SITOP BUF8600/300MS/40A/BMW | 433.25
6EP4437-7FB00-3CX0 | SITOP SEL1200/4X2-10A | 129.73
6EP4437-7FB00-3DX0 | SITOP SEL1200/8X1-5A | 210.51
6DL8913-0BK10-0AK5 | SIMIT SP V10.1 UG ENG. M V10.0->V10.1 DL | 5660.92
6DL8913-0BX00-0AV8 | SIMIT SUS ENGINEERING M DL | 1790.39
3VL8716-1TE40-0AA0 | CIRCUIT-BREAKER VL 1600N | 12559.42
3VL8716-2NB40-0AA0 | CIRCUIT-BREAKER VL 1600H | 13213.55
3VL7110-1PH30-0AA0 | CIRCUIT-BREAKER VL UL | 8111.3
3VL7710-3LE36-0AA0 | CIRCUIT-BREAKER VL 1250L | 8896.25
3VL7112-2KN30-0AA0 | CIRCUIT-BREAKER VL UL | 7653.39
3VL8716-2NN40-0AA0 | CIRCUIT-BREAKER VL 1600H | 16876.73
3VL7180-1PD30-0AA0 | CIRCUIT-BREAKER VL UL | 6933.85
3VL7180-1PE30-0AA0 | CIRCUIT-BREAKER VL UL | 5965.72
3VL7180-2PB30-0AA0 | CIRCUIT-BREAKER VL UL | 6417.08
3VL7710-1LA46-0AA0 | CIRCUIT-BREAKER VL 1250N | 9942.87
3VL8716-3NA40-0AA0 | CIRCUIT-BREAKER VL 1600L | 15241.39
6AV7241-5KG37-0FA0 | SIMATIC IPC 477E, 19" Multitouch | 6636.95
6DR5013-0GG01-0AA1 | SIPART PS2 2wire without HART SA Alu | 2020.61
6BK1943-6FA00-0AA0 | HCS Connector Set POM4320 Highend (9pcs) | 248.6
6DR5020-0NG01-0AA2 | SIPART PS2 2wire without HART DA | 2051.21
6DR5020-0NG11-0AA2 | SIPART PS2 2wire without HART DA | 2359.62
6DR5020-0NN00-0AA4 | SIPART PS2 2wire without HART DA | 1649.78
6DR5110-0NG30-0AA0 | SIPART PS2 2 wire with Hart SA | 1855.38
6DR5113-0NM31-0AA0 | SIPART PS2 2 wire with Hart SA Alu | 2340.04
6DR5120-0NG01-0AA0 | SIPART PS2 2 wire with HART DA | 2053.65
6DR5120-0NG11-0AA0 | SIPART PS2 2 wire with HART DA | 2362.07
6ES7136-6AB00-0CA1 | ET 200SP, F-AI 4xU 0..10V HF | 780.86
6DL5410-8AX00-0YL8 | SIMATIC PCS 7 INDUSTRY LIBRARY SUS | 666.88
6DL5422-1BA00-0BV8 | SIPAT CONCURRENT METHOD SUPPORT DL | 4710.54
6DL5422-1CA15-0BH5 | SIPAT V5.1 DATA MINER DL | 10868.1
6DL5422-1DA15-1BH5 | SIPAT V5.1 ANALYZER DL | 10868.1
6DL8913-0AK10-0AH5 | SIMIT SP V10.1 Engineering S DL | 3787.22
6AV7863-4MA00-2NA0 | SIMATIC Flat Panel 22" MT V2 | 2901.12
6AV7863-6MA14-2AA0 | SIMATIC Flat Panel 19" MT V2 PRO | 3072.39
6AV7863-6MA14-2NA0 | SIMATIC Flat Panel 19" MT V2 PRO | 3072.39
6AV7863-6MA15-2AA0 | SIMATIC Flat Panel 19" MT V2 PRO | 3072.39
6AV7863-6MA16-2AA0 | SIMATIC Flat Panel 19" MT V2 PRO | 3072.39
3VL8716-1TF40-0AA0 | CIRCUIT-BREAKER VL 1600N | 13475.21
3VL8716-2DE30-8TC1 | CIRCUIT-BREAKER VL 1600H | 9553.02
3VL7710-3ME36-0AA0 | CIRCUIT-BREAKER VL 1250L | 7849.64
3VL7110-2VH30-0AA0 | CIRCUIT-BREAKER VL UL | 10531.6
3VL5763-2NA46-0AA0 | CIRCUIT-BREAKER VL 630H | 5959.19
3VL5763-2NH46-0AA0 | CIRCUIT-BREAKER VL 630H | 7195.5
3VL8716-3LA40-0AA0 | CIRCUIT-BREAKER VL 1600L | 17727.1
3VL8716-3LF40-0AA0 | CIRCUIT-BREAKER VL 1600L | 18054.17
3VL7710-1MG36-0AA0 | CIRCUIT-BREAKER VL 1250N | 7587.98
3VL2710-1DE33-0AD1 | CIRCUIT-BREAKER VL 160N | 557.32
3VL2710-3LE33-0AA0 | CIRCUIT-BREAKER VL 160L | 1563.38
3VL2710-3LE36-0AA0 | CIRCUIT-BREAKER VL 160L | 1537.23
3VL2710-1EJ46-0AA0 | CIRCUIT-BREAKER VL 160N | 752.25
3VL2710-1LA43-0AA0 | CIRCUIT-BREAKER VL 160N | 1452.19
3VL2710-1LE36-0AA0 | CIRCUIT-BREAKER VL 160N | 1098.95
3VL2710-3LF43-0AA0 | CIRCUIT-BREAKER VL 160L | 2106.33
3VL2710-3MB36-0AA0 | CIRCUIT-BREAKER VL 160L | 1393.31
3VL2710-3ME33-0AA0 | CIRCUIT-BREAKER VL 160L | 1484.89
3VL2710-3MF36-0AA0 | CIRCUIT-BREAKER VL 160L | 1707.3
3VL2710-3SG33-0AA0 | CIRCUIT-BREAKER VL 160L | 1563.38
3VL2710-3SG36-0AA0 | CIRCUIT-BREAKER VL 160L | 1524.13
3VL2710-3SH33-0AA0 | CIRCUIT-BREAKER VL 160L | 1563.38
3VL2710-3TE46-0AA0 | CIRCUIT-BREAKER VL 160L | 1753.08
3VL2716-3TE46-0AA0 | CIRCUIT-BREAKER VL 160L | 2466.1
3VL2716-3TH43-0AA0 | CIRCUIT-BREAKER VL 160L | 3244.53
3VL2716-3TN46-0AA0 | CIRCUIT-BREAKER VL 160L | 3120.24
3VL3725-1DC36-8TD1 | CIRCUIT-BREAKER VL 250N | 1764.87
3VL3725-1DE33-0AA0 | CIRCUIT-BREAKER VL 250N | 1020.46
3VL3720-1DC36-0AB1 | CIRCUIT-BREAKER VL 250N | 1393.96
3VL5763-2TN46-0AA0 | CIRCUIT-BREAKER VL 630H | 6868.43
3VL4731-2SL36-0AA0 | CIRCUIT-BREAKER VL 400H | 3493.09
3VL3725-2NE43-0AA0 | CIRCUIT-BREAKER VL 250H | 2943.61
3VL5763-3LE36-0AA0 | CIRCUIT-BREAKER VL 630L | 5959.19
3VL5763-3NE46-0AA0 | CIRCUIT-BREAKER VL 630L | 6868.43
3VL5731-3DK36-0AA0 | CIRCUIT-BREAKER VL 630L | 3610.83
3VL3725-2TF43-0AA0 | CIRCUIT-BREAKER VL 250H | 3009.03
3VL5763-3TH46-0AA0 | CIRCUIT-BREAKER VL 630L | 7980.46
3VL7712-2SH36-0AA0 | CIRCUIT-BREAKER VL 1250H | 9157.91
3VL7712-2TA46-0AA0 | CIRCUIT-BREAKER VL 1250H | 10335.37
3VL7712-3NA46-0AA0 | CIRCUIT-BREAKER VL 1250L | 11447.39
3VL7712-3NE46-0AA0 | CIRCUIT-BREAKER VL 1250L | 11316.57
6AG1242-7KX31-7XE0 | SIPLUS NET CP 1242-7 V2 | 1681.66
6AV7241-5BA04-0FA0 | SIMATIC IPC 477E, 15" Touch | 5763.51
6AV7241-5BC07-0GA0 | SIMATIC IPC 477E, 15" Touch | 6909.63
6AV7241-5DB15-0FA0 | SIMATIC IPC 477E, 19" Touch | 6268.4
6AV7241-5EC04-0GA0 | SIMATIC IPC 477E, 22" Touch | 8118.66
6DR4004-8NN20 | NCS-Sensor for SIPART PS2 | 480.98
6AV7241-5LB07-0JA0 | SIMATIC IPC 477E, 22" Multitouch | 6755.31
6DR5010-0EG01-0AA1 | SIPART PS2 2wire without HART SA | 1936.15
6DR5010-0NG00-0AA1 | SIPART PS2 2wire without HART SA | 1433.15
6DR5010-0NG11-0AA1 | SIPART PS2 2wire without HART SA | 2143
6DR5010-0NN00-5KA0 | SIPART PS2 2wire without HART SA | 1233.66
6BK1943-6EA00-0AA0 | HCS fuse 32A/690V 14x51 (10 pcs) | 888.76
6DR5110-0NG00-0AA1 | SIPART PS2 2 wire with Hart SA | 1669.36
6AV7410-5AA00-1FW6 | SIMATIC IPC277E 7T Flottweg Bundle | 9191.36
6DR5110-0NN00-0AA0 | SIPART PS2 2 wire with Hart SA | 1469.87
6DR5120-0NG01-0AA2 | SIPART PS2 2 wire with HART DA | 2284.96
6DL1136-6DA00-0PH1 | ET 200SP HA, F-DQ 10X24VDC/2A | 2470.39
6DR5213-0FN01-0AA0 | SIPART PS2 4 wire with Hart SA Alu | 2265.38
6DR5220-0EG02-0AA0 | SIPART PS2 4 wire with HART DA | 2079.36
6DR5510-0NS00-0AA0 | SIPART PS2 PA SA | 1817.44
6AV7674-1LA72-0AA0 | Extension Unit 24" PROFINET | 1041.22
6ES7143-5BF00-0BL0 | ET 200AL, IO-Link, DIQ 4+DQ 4x24VDC/0,5A | 137.72
6EP3433-7SB00-0AX0 | SITOP PSU6200/3AC/24VDC/5A | 215.4
6AV7860-0EH02-0AA0 | SIMATIC Flat Panel 20m CAT cable | 100.38
6DL8913-0AK10-0AE5 | SIMIT SP V10.1 UG ENG. S V10.0 -> V10.1 | 2082.99
6AV7863-4MA16-2NA0 | SIMATIC Flat Panel 22" MT V2 PRO | 3414.91
6AV7863-7MA00-2AA0 | SIMATIC Flat Panel 24" MT V2 | 3243.65
6AV7863-7MA14-2AA0 | SIMATIC Flat Panel 24" MT V2 PRO | 3755.95
6ES7521-1BP00-0AA0 | S7-1500, DI 64x24VDC SNK/SRC BA | 450.76
6ES7292-2AG40-0XA0 | Connector keyed, 7 Poles, Tin (4/PK) | 37.23
6ES7590-0BD00-0AA0 | SIMATIC S7-1500 active backplane/4 slot | 246.86
6ES7647-8BA21-7CA1 | SIMATIC IPC227E (Nanobox PC) | 2433.05
6ES7647-8BA22-6BA1 | SIMATIC IPC227E (Nanobox PC) | 2720.71
6ES7647-8BB21-7CA1 | SIMATIC IPC227E (Nanobox PC) | 2602.35
6ES7647-8BB22-0AA1 | SIMATIC IPC227E (Nanobox PC) | 1845.77
6ES7647-8BB24-6BA1 | SIMATIC IPC227E (Nanobox PC) | 3059.3
5SV1616-7KK06 | RCBO compact 6kA Type A 300mA C6 | 91.67
5SV5344-6 | RCCB TYPE A 40/4 30MA 4MW RES | 100.27
5SV6016-6KP16 | AFDD-MCB PT B16 1+N 230V 1MW | 198.03
5SV6016-7GV06 | AFDD/MCB 6kA C06 1+N 1MW GV | 198.03
5SV6316-7KK25 | AFDD-RCBOele C25 1+N 230V 1MW | 411.47
5SV6316-7KP32 | AFDD-RCBOele PT 30mA A C32 1+N 230V 1MW | 411.47
5SU1324-6FR16 | RCBO 2P 2MW, 16A, K | 131.73
5SU1324-7FR10 | RCBO 2P 2MW, 10A, K | 131.79
6AG1511-1FK02-2AB0 | SIPLUS S7-1500 CPU 1511F-1 PN | 2944.12
6AG1992-1AM00-7AA0 | SIPLUS NET SCALANCE X SFP992-1LD | 1065.77
6AG2131-6BH01-4BA0 | SIPLUS ET 200SP DI 16X24VDC ST TX RAIL | 309.61
6AG2155-6AU01-4BN0 | SIPLUS ET 200SP IM155-6PN ST TX RAIL | 919.6
6AG4021-0AC11-0AA0 | SIMATIC IPC127E | 1132.62
6AG4021-0AC12-0AA0 | SIMATIC IPC127E | 1268.96
6AG4131-3GE00-1AA1 | SIMATIC IPC627E (Box PC) | 6379.27
6AG4025-0CE10-1AB0 | SIMATIC IPC527G (Box PC) | 2813.59
6AG1138-6AA01-2BA0 | SIPLUS ET 200SP TM COUNT 1X24V | 546.83
3VL2706-1UN43-0AA0 | CIRCUIT-BREAKER VL 160N | 2610
3VL2706-1UP33-0AA0 | CIRCUIT-BREAKER VL 160N | 2243.69
3VL2706-2DK33-0AA0 | CIRCUIT-BREAKER VL 160H | 559.94
3VL2716-1NH46-0AA0 | CIRCUIT-BREAKER VL 160N | 2786.62
3VL2706-2LS33-0AA0 | CIRCUIT-BREAKER VL 160H | 1157.83
3VL2710-1NF43-0AA0 | CIRCUIT-BREAKER VL 160N | 1471.8
3VL2706-2MF36-0AA0 | CIRCUIT-BREAKER VL 160H | 1452.19
6AV7863-7MA17-2AA0 | SIMATIC Flat Panel 24" MT V2 PRO | 4097.03
3VL6780-3SG36-0AA0 | CIRCUIT-BREAKER VL 800L | 6672.19
3VL5763-2LE36-0AA0 | CIRCUIT-BREAKER VL 630H | 5056.47
3VL6780-3UL36-0AA0 | CIRCUIT-BREAKER VL 800L | 9027.09
3VL8716-2LB30-0AA0 | CIRCUIT-BREAKER VL 1600H | 11578.21
3VL7110-1PB30-0AA0 | CIRCUIT-BREAKER VL UL | 6803.02
3VL7110-1VH30-0AA0 | CIRCUIT-BREAKER VL UL | 10008.3
3VL7710-3MB36-0AA0 | CIRCUIT-BREAKER VL 1250L | 7718.82
3VL7110-3VH30-0AA0 | CIRCUIT-BREAKER VL UL | 11578.21
3VL7112-2KE30-0AE1 | CIRCUIT-BREAKER VL UL | 7746.94
3VL7112-3PD30-0AA0 | CIRCUIT-BREAKER VL UL | 10662.43
3VL7180-2PH30-0AA0 | CIRCUIT-BREAKER VL UL | 7653.39
3VL8716-3NF40-0AA0 | CIRCUIT-BREAKER VL 1600L | 15895.53
3VL7710-3SE36-0AA0 | CIRCUIT-BREAKER VL 1250L | 7653.39
3VL7710-3SH36-0AA0 | CIRCUIT-BREAKER VL 1250L | 8896.25
3VL2710-1DC33-8RD1 | CIRCUIT-BREAKER VL 160N | 869.99
3VL2716-3LA43-0AA0 | CIRCUIT-BREAKER VL 160L | 2858.58
3VL2710-1MB36-0AA0 | CIRCUIT-BREAKER VL 160N | 1020.46
3VL2710-3MG33-0AA0 | CIRCUIT-BREAKER VL 160L | 1661.5
3VL2710-3NA46-0AA0 | CIRCUIT-BREAKER VL 160L | 1857.75
3VL2716-3NE46-0AA0 | CIRCUIT-BREAKER VL 160L | 2603.47
3VL2710-1MG33-0AA0 | CIRCUIT-BREAKER VL 160N | 1295.19
3VL2716-3NN43-0AA0 | CIRCUIT-BREAKER VL 160L | 3303.39
3VL2716-3SB36-0AA0 | CIRCUIT-BREAKER VL 160L | 1772.71
3VL2716-3SG36-0AA0 | CIRCUIT-BREAKER VL 160L | 2269.85
3VL2712-1DC33-8RD1 | CIRCUIT-BREAKER VL 160N | 1254.63
3VL2712-1EJ43-8KD1 | CIRCUIT-BREAKER VL 160N | 1529.37
3VL3725-1DC36-2PA0 | CIRCUIT-BREAKER VL 250N | 1707.95
3VL3725-1DC36-2PD1 | CIRCUIT-BREAKER VL 250N | 1817.2
3VL3720-1DC36-2HB1 | CIRCUIT-BREAKER VL 250N | 1610.48
3VL4740-3UJ46-0AA0 | CIRCUIT-BREAKER VL 400L | 6377.84
3VL5763-2TH46-0AA0 | CIRCUIT-BREAKER VL 630H | 6999.26
3VL4731-2NA46-0AA0 | CIRCUIT-BREAKER VL 400H | 4049.11
3VL4731-2SB36-0AA0 | CIRCUIT-BREAKER VL 400H | 2747.37
3VL5763-3DC36-0AE1 | CIRCUIT-BREAKER VL 630L | 4178.62
3VL5763-3LA46-0AA0 | CIRCUIT-BREAKER VL 630L | 7718.82
3VL4731-2TE46-0AA0 | CIRCUIT-BREAKER VL 400H | 4075.27
3VL4731-3DC36-0AB1 | CIRCUIT-BREAKER VL 400L | 2924.65
3VL5731-2DK36-0AA0 | CIRCUIT-BREAKER VL 630H | 2878.2
3VL5763-3NN46-0AA0 | CIRCUIT-BREAKER VL 630L | 7915.05
3VL3725-2TB43-0AA0 | CIRCUIT-BREAKER VL 250H | 2675.43
3VL5731-3EJ46-0AA0 | CIRCUIT-BREAKER VL 630L | 5095.72
3VL5763-3TB46-0AA0 | CIRCUIT-BREAKER VL 630L | 6508.66
3VL5740-1DC36-2HC1 | CIRCUIT-BREAKER VL 630N | 3127.43
3VL7712-2EE46-0AA0 | CIRCUIT-BREAKER VL 1250H | 8961.67
3VL7712-2NH46-0AA0 | CIRCUIT-BREAKER VL 1250H | 12821.07
3VL7712-2SG36-0AA0 | CIRCUIT-BREAKER VL 1250H | 9157.91
3VL7712-2TF46-0AA0 | CIRCUIT-BREAKER VL 1250H | 10531.6
3ZS1320-6CC12-0YE5 | SIRIUS Soft Starter ES V16 | 379.4
3VL8112-1PE30-0AA0 | CIRCUIT-BREAKER VL UL | 9157.91
3VL8112-1VH30-0AA0 | CIRCUIT-BREAKER VL UL | 13998.53
3VL8116-2VJ30-0AA0 | CIRCUIT-BREAKER VL UL | 14587.25
3VL8116-3VJ30-0AA0 | CIRCUIT-BREAKER VL UL | 15699.28
5SU1336-6FP16 | RCBO 3P B16 6KA type A 30mA 3MW | 147.09
5SU1336-7FP13 | RCBO 3P C13 6KA type A 30mA 3MW | 134.5
5SU1346-7FP20 | RCBO 4P C20 6KA type A 30mA 4MW | 262.84
5SU1636-6FP32 | RCBO 3P B32 6KA type A 300mA 3MW | 227.14
5SU1646-7FP20 | RCBO 4P C20 6KA type A 300mA 4MW | 262.84
5SV1316-6LK10 | RCBO compact 6kA Type A (G) 30mA B10 | 137.51
5SV1613-1KK06 | RCBO compact 4,5kA Type AC 300mA C6 | 42.77
5SV1613-1KK16 | RCBO compact 4,5kA Type AC 300mA C16 | 42.77
5ST1010-0FP | Auxiliary switch 1CO for RCBO 2/3/4P | 17.54
5SV5314-6 | RCCB TYPE A 40/2 30MA 2MW RES | 94.19
5SV6016-6GV10 | AFDD/MCB 6kA B10 1+N 1MW GV | 198.03
3VL2710-3EJ46-0AA0 | CIRCUIT-BREAKER VL 160L | 1210.16
3VL2710-3LB33-0AA0 | CIRCUIT-BREAKER VL 160L | 1491.43
3VL2710-1DC33-8TD1 | CIRCUIT-BREAKER VL 160N | 869.99
3VL2716-3LF43-0AA0 | CIRCUIT-BREAKER VL 160L | 3054.83
3VL2716-3LS33-0AA0 | CIRCUIT-BREAKER VL 160L | 2106.33
3VL2716-3MB33-0AA0 | CIRCUIT-BREAKER VL 160L | 1936.25
3VL2716-3MF36-0AA0 | CIRCUIT-BREAKER VL 160L | 2557.67
3VL2710-1MF36-0AA0 | CIRCUIT-BREAKER VL 160N | 1347.53
3VL2710-3NF43-0AA0 | CIRCUIT-BREAKER VL 160L | 1949.33
3VL2710-1ML36-0AA0 | CIRCUIT-BREAKER VL 160N | 1249.39
3VL2710-1MP33-0AA0 | CIRCUIT-BREAKER VL 160N | 1144.75
3VL2716-3SG33-0AA0 | CIRCUIT-BREAKER VL 160L | 2269.85
3VL2710-3UJ43-0AA0 | CIRCUIT-BREAKER VL 160L | 3146.39
3VL2710-3UP33-0AA0 | CIRCUIT-BREAKER VL 160L | 2675.43
3VL2716-3UJ43-0AA0 | CIRCUIT-BREAKER VL 160L | 3695.87
3VL2712-1EJ43-0AB1 | CIRCUIT-BREAKER VL 160N | 1341.63
3VL3720-3UJ43-0AA0 | CIRCUIT-BREAKER VL 250L | 4951.81
3VL4731-2DC36-8TD1 | CIRCUIT-BREAKER VL 400H | 2432.08
3VL5763-2SL36-0AA0 | CIRCUIT-BREAKER VL 630H | 4925.65
3VL3725-2ML36-0AA0 | CIRCUIT-BREAKER VL 250H | 2675.43
3VL5763-2UM36-0AA0 | CIRCUIT-BREAKER VL 630H | 6672.19
3VL3725-2MS36-0AA0 | CIRCUIT-BREAKER VL 250H | 2400.69
3VL5763-3EM46-0AA0 | CIRCUIT-BREAKER VL 630L | 5422.79
3VL5731-1DK36-0AA0 | CIRCUIT-BREAKER VL 630N | 2439.93
3VL3725-2SH36-0AA0 | CIRCUIT-BREAKER VL 250H | 2649.25
3VL4731-2TH46-0AA0 | CIRCUIT-BREAKER VL 400H | 5095.72
3VL4731-2UN46-0AA0 | CIRCUIT-BREAKER VL 400H | 5560.16
3VL5731-1EM46-0AA0 | CIRCUIT-BREAKER VL 630N | 3695.87
3VL3725-2SS36-0AA0 | CIRCUIT-BREAKER VL 250H | 2243.69
3VL5740-1DC36-0AA0 | CIRCUIT-BREAKER VL 630N | 2708.13
3VL4731-3MF36-0AA0 | CIRCUIT-BREAKER VL 400L | 4644.37
3VL7712-2ML36-0AA0 | CIRCUIT-BREAKER VL 1250H | 9027.09
3VL7712-2NB46-0AA0 | CIRCUIT-BREAKER VL 1250H | 9812.05
3VL7712-2UL36-0AA0 | CIRCUIT-BREAKER VL 1250H | 10204.53
3VL7712-3LE36-0AA0 | CIRCUIT-BREAKER VL 1250L | 9942.87
3VL7712-3MB36-0AA0 | CIRCUIT-BREAKER VL 1250L | 8438.37
5SD7432-6 | SPD type 3,UN=120V AC/150V DC | 111.45
3VL7712-3SL36-0AA0 | CIRCUIT-BREAKER VL 1250L | 9877.46
3VL7712-3TA46-0AA0 | CIRCUIT-BREAKER VL 1250L | 11381.98
3ZS1632-1XE03-0YA0 | SIMOCODE PRO PCS 7 LIBRARY V9.0+V9.0SP1 | 2017.93
3VL8112-2KN30-0AA0 | CIRCUIT-BREAKER VL UL | 8700.02
3VL8112-2VJ30-0AA0 | CIRCUIT-BREAKER VL UL | 14587.25
3VL8114-3KN30-0AA0 | CIRCUIT-BREAKER VL UL | 10466.19
5SU1346-6FP13 | RCBO 4P B13 6KA type A 30mA 4MW | 170.22
5SU1346-6FP32 | RCBO 4P B32 6KA type A 30mA 4MW | 262.84
5SU1346-7FP10 | RCBO 4P C10 6KA type A 30mA 4MW | 155.62
5SU1346-7FP16 | RCBO 4P C16 6KA type A 30mA 4MW | 155.62
5SY4302-6 | MCB 400V 10kA, 3pole, B, 2A | 55.25
5SY4304-6 | MCB 400V 10kA, 3pole, B, 4A | 55.25
5SV1316-6LK16 | RCBO compact 6kA Type A (G) 30mA B16 | 124.05
5SV1316-7GV06 | RCBO A 5SV1 1+N 30mA C6 6kA GV | 93.56
5SV5346-6 | RCCB TYPE A 63/4 30MA 4MW RES | 161.81
5ST3673-4 | Pin Busbar 10mm2, 3p/N 14xComp 14MW | 27.24
5ST3674-1 | Pin Busbar 10mm2, 12xCBE 12MW | 12.11
5SV5644-6 | RCCB TYPE A 40/4 300MA 4MW RES | 96.48
5SV6316-7KK13 | AFDD-RCBOele C13 1+N 230V 1MW | 373.61
5SY5208-6 | MCB UC 10kA, 2-pole, B, 8A | 68.85
5SV6316-7KP13 | AFDD-RCBOele PT 30mA A C13 1+N 230V 1MW | 373.61
5TC9774-5WH00 | DELTA,FLOOR HEATING THERMOSTAT WH | 174.24
5TC9774-6WH00 | DELTA,CHRONOTHERMOSTAT WH | 274.85
6AV6881-6UD42-0AA0 | Adapter frame widescreen 19" Rack | 224.17
6AV6881-7VJ13-2AA0 | Protect. film 22" Front, type 6 | 490.38
6AV2108-0AA06-0AA5 | Energy Suite V16, Engineering +2x5EnO | 1821.4
3VL7712-3NF46-0AA0 | CIRCUIT-BREAKER VL 1250L | 11839.87
3VL8112-1PB30-0AA0 | CIRCUIT-BREAKER VL UL | 9027.09
3ZS1322-6CC14-0YA5 | SIRIUS; SIMOCODE ES V16 | 2740.63
3VL8112-1PD30-0AA0 | CIRCUIT-BREAKER VL UL | 10989.5
3ZS1322-6CC14-0YE5 | SIRIUS; SIMOCODE ES V16 | 688.74
3ZS1322-6CC14-4YA5 | SIRIUS; SIMOCODE ES V16 | 418.99
3VL8116-2VM30-0AA0 | CIRCUIT-BREAKER VL UL | 14587.25
3VL8116-3KE30-0AA0 | CIRCUIT-BREAKER VL UL | 11120.32
3VL8116-3PB30-0AA0 | CIRCUIT-BREAKER VL UL | 12036.12
3VL8116-3PH30-0AA0 | CIRCUIT-BREAKER VL UL | 14587.25
5SY4201-6 | MCB 400V 10kA, 2pole, B, 1A | 39.12
5SY4203-6 | MCB 400V 10kA, 2pole, B, 3A | 39.12
5SU1646-6FP16 | RCBO 4P B16 6KA type A 300mA 4MW | 170.22
5SU1646-6FP20 | RCBO 4P B20 6KA type A 300mA 4MW | 262.84
5SV1316-4KK13 | RCBO compact 6kA Type F 30mA C13 | 161.55
5SV1613-6KK10 | RCBO compact 4,5kA Type A 300mA B10 | 136.74
5SV1616-1KK02 | RCBO compact 6kA Type AC 300mA C2 | 78.89
5SV1616-1KK04 | RCBO compact 6kA Type AC 300mA C4 | 78.89
5SV1616-1KK13 | RCBO compact 6kA Type AC 300mA C13 | 71.28
5SV1616-7KK02 | RCBO compact 6kA Type A 300mA C2 | 91.86
5SV6016-6KP32 | AFDD-MCB PT B32 1+N 230V 1MW | 226.44
5SV6016-7KP20 | AFDD-MCB PT C20 1+N 230V 1MW | 226.44
5SV6016-7KP32 | AFDD-MCB PT C32 1+N 230V 1MW | 226.44
5SV6316-6KP13 | AFDD-RCBOele PT 30mA A B13 1+N 230V 1MW | 373.61
6AV2104-3DD06-0AK0 | WinCC RT Advanced 512 V16 Upgrade DL | 1054.49
6AV2104-3KK06-0AE0 | WinCC RT Advanced 8192 V16 Upgrade | 3647.65
6AV2104-4BB06-0AE0 | WinCC RT Advanced 128 V16 Upgrade | 367.2
6AV2107-0PX06-0AA5 | SIMATIC Visualization Architect V16 | 8177.57
6AV2114-2DA06-0AA0 | WinCC RT Advanced V16 (512) SW Package | 2378.7
6AV7251-3CA34-0FA0 | SIMATIC IPC477E PRO, 15" MTouch | 6356.79
6AV7251-3FB07-0DA0 | SIMATIC IPC477E PRO, 19" MTouch | 6485.63
6AV7251-3JB04-0DA0 | SIMATIC IPC477E PRO, 22" MTouch | 7450.47
6AG4141-7AC00-0GA8 | SIMATIC IPC427E (MicroBOX PC) | 5768.01
6AG4141-7BB34-0GA0 | SIMATIC IPC427E (MicroBOX PC) | 5788.98
6AG4141-7BC54-0JA0 | SIMATIC IPC427E (MicroBOX PC) | 5756.02
6AG4141-7BC58-0FA0 | SIMATIC IPC427E (MicroBOX PC) | 5997.22
6AG4141-7CK56-5GA0 | SIMATIC IPC427E (MicroBOX PC) | 8049.74
6AG4141-0BA00-0DA0 | SIMATIC IPC427E (MicroBOX PC) | 2454.03
6AG4141-0BA01-0EA0 | SIMATIC IPC427E (MicroBOX PC) | 2881.01
6AG4114-3HT53-5BY1 | SIMATIC IPC847E (Rack PC) | 10300.02
6AG4114-3LC17-0JA2 | SIMATIC IPC847E (Rack PC) | 10064.79
6AG4141-3BC07-0GA0 | SIMATIC IPC427E (MicroBOX PC) | 5111.8
6AG4141-3BG01-4AA0 | SIMATIC IPC427E (MicroBOX PC) | 4010.63
6AG4141-3BG12-4AA0 | SIMATIC IPC427E (MicroBOX PC) | 4179.93
6AG4141-3BG14-0FA0 | SIMATIC IPC427E (MicroBOX PC) | 4457.1
6AV2105-0FA06-0AA0 | WinCC Runtime Professional 2048, V16 | 9768.24
6AV2105-0FA16-0AA0 | WinCC Runtime Prof 2048, Asia V16 | 9768.24
6AG4141-5BB17-0FA0 | SIMATIC IPC427E (MicroBOX PC) | 4413.65
6AG4141-5BB30-0AA0 | SIMATIC IPC427E (MicroBOX PC) | 3414.36
6AG4141-5BB41-0FA0 | SIMATIC IPC427E (MicroBOX PC) | 4493.06
6AV7882-0CB20-5BA0 | SIMATIC IPC277E, 12" Touch | 4093.05
6AV7882-0CB20-7DA0 | SIMATIC IPC277E, 12" Touch | 4535
6DL8913-0JK10-0AE5 | SIMIT V10.1 VC UG V10.0-> V10.1 (1 CTRL) | 3736.98
6AV7882-0DA10-1BA0 | SIMATIC IPC277E, 15" Touch | 3836.85
6AV7241-3BA34-0EA1 | SIMATIC IPC 477E, 15" Touch | 5529.79
6DL8913-0JK10-0AK5 | SIMIT V10.1 VC UG V10.0->V10.1 (1 C.) DL | 3396.54
6AV7882-0DA20-7EA0 | SIMATIC IPC277E, 15" Touch | 3775.43
6AV7882-0DA30-7EA0 | SIMATIC IPC277E, 15" Touch | 4013.63
6AV7882-0DB20-1BA0 | SIMATIC IPC277E, 15" Touch | 4142.48
6DL8913-0NX00-0AV8 | SIMIT VC 300 SUS, 1 CONTROLLER DL | 235.14
3VL2706-2NF43-0AA0 | CIRCUIT-BREAKER VL 160H | 1609.18
3VL2706-2SB36-0AA0 | CIRCUIT-BREAKER VL 160H | 1020.46
3VL2716-1TA46-0AA0 | CIRCUIT-BREAKER VL 160N | 1949.33
3VL2706-2SG33-0AA0 | CIRCUIT-BREAKER VL 160H | 1308.27
3VL2706-2SG36-0AA0 | CIRCUIT-BREAKER VL 160H | 1282.12
3VL2706-2SP33-0AA0 | CIRCUIT-BREAKER VL 160H | 948.5
3VL2710-1TA43-0AA0 | CIRCUIT-BREAKER VL 160N | 1262.49
3VL2716-1UJ46-0AA0 | CIRCUIT-BREAKER VL 160N | 3192.19
3VA9234-0JG11 | Wire connector w. control wire tap 4pcs | 29.92
3VL2716-1UP33-0AA0 | CIRCUIT-BREAKER VL 160N | 2243.69
3VL2710-1UJ46-0AA0 | CIRCUIT-BREAKER VL 160N | 2577.29
3VL2710-1UM33-0AA0 | CIRCUIT-BREAKER VL 160N | 2511.88
3VL2716-2EM43-0AA0 | CIRCUIT-BREAKER VL 160H | 1753.08
3VL2706-3EJ43-0AA0 | CIRCUIT-BREAKER VL 160L | 1092.42
3VL2706-3LA43-0AA0 | CIRCUIT-BREAKER VL 160L | 2021.29
3VL2710-2DK33-8RD1 | CIRCUIT-BREAKER VL 160H | 940.66
3VL2716-2LF43-0AA0 | CIRCUIT-BREAKER VL 160H | 2649.25
3VL3720-1UP36-0AA0 | CIRCUIT-BREAKER VL 250N | 3244.53
3VL3725-1LS36-0AA0 | CIRCUIT-BREAKER VL 250N | 2387.59
3VL3720-2LF43-0AA0 | CIRCUIT-BREAKER VL 250H | 3447.3
3VL3725-1ME36-0AA0 | CIRCUIT-BREAKER VL 250N | 2067.07
3VL3720-2ME33-0AA0 | CIRCUIT-BREAKER VL 250H | 2269.85
3VL3720-2MS36-0AA0 | CIRCUIT-BREAKER VL 250H | 2210.99
3VL3725-1NF46-0AA0 | CIRCUIT-BREAKER VL 250N | 2812.79
3VL3725-1NN43-0AA0 | CIRCUIT-BREAKER VL 250N | 3447.3
3VL3725-1SG33-0AA0 | CIRCUIT-BREAKER VL 250N | 2439.93
3VL3720-2UN46-0AA0 | CIRCUIT-BREAKER VL 250H | 4376.18
3VL4720-3EM46-0AA0 | CIRCUIT-BREAKER VL 400L | 3774.37
3VL4725-1EJ46-0AA0 | CIRCUIT-BREAKER VL 400N | 2498.8
3VL3725-1TH46-0AA0 | CIRCUIT-BREAKER VL 250N | 3388.43
3VL3720-3EJ46-0AA0 | CIRCUIT-BREAKER VL 250L | 2426.85
3VL4740-2NF46-0AA0 | CIRCUIT-BREAKER VL 400H | 4421.96
3VL3720-3LF43-0AA0 | CIRCUIT-BREAKER VL 250L | 4049.11
3VL4740-1EJ46-8TB1 | CIRCUIT-BREAKER VL 400N | 2964.55
3VL6780-2MB36-0AA0 | CIRCUIT-BREAKER VL 800H | 5063.02
3VL6780-2MF36-0AA0 | CIRCUIT-BREAKER VL 800H | 6260.08
3VL4740-1MG36-0AA0 | CIRCUIT-BREAKER VL 400N | 3466.93
3VL4740-1TF46-0AA0 | CIRCUIT-BREAKER VL 400N | 3852.86
3VL7710-2LA46-0AA0 | CIRCUIT-BREAKER VL 1250H | 10727.84
3VL4740-1UL36-0AA0 | CIRCUIT-BREAKER VL 400N | 4467.75
3VL8716-1ME30-0AA0 | CIRCUIT-BREAKER VL 1600N | 9877.46
3VL5763-1UL36-0AA0 | CIRCUIT-BREAKER VL 630N | 6247
3VL6780-3LA46-0AA0 | CIRCUIT-BREAKER VL 800L | 8896.25
3VL7710-2SG36-0AA0 | CIRCUIT-BREAKER VL 1250H | 7980.46
3VL7710-2UJ46-0AA0 | CIRCUIT-BREAKER VL 1250H | 13213.55
3VL8716-1SB30-0AA0 | CIRCUIT-BREAKER VL 1600N | 9484.98
3VL8716-1SL30-0AA0 | CIRCUIT-BREAKER VL 1600N | 11447.39
3VL8716-1TB40-0AA0 | CIRCUIT-BREAKER VL 1600N | 12232.35
3VL5763-2DE36-0AE1 | CIRCUIT-BREAKER VL 630H | 2078.84
3VL7710-2UM36-0AA0 | CIRCUIT-BREAKER VL 1250H | 10204.53
3VL8716-2DE30-0AA0 | CIRCUIT-BREAKER VL 1600H | 9157.91
6AG4141-5BC04-0GA0 | SIMATIC IPC427E (MicroBOX PC) | 5610.69
6AG4141-5BG04-0EA0 | SIMATIC IPC427E (MicroBOX PC) | 4415.15
6AG4141-5BG50-3AA0 | SIMATIC IPC427E (MicroBOX PC) | 4247.35
6AG4112-3KB03-0XX2 | SIMATIC IPC647E (Rack PC) | 6529.08
6AG4141-5CB32-0GA0 | SIMATIC IPC427E (MicroBOX PC) | 4917.05
6AG4112-3KD14-0HY2 | SIMATIC IPC647E (Rack PC) | 10842.36
6AG4141-7BC08-0FA0 | SIMATIC IPC427E (MicroBOX PC) | 5529.79
6AG4141-7BK58-3GA0 | SIMATIC IPC427E (MicroBOX PC) | 7625.76
3VL7712-3SE36-0AA0 | CIRCUIT-BREAKER VL 1250L | 8569.19
3VL7712-3TE46-0AA0 | CIRCUIT-BREAKER VL 1250L | 11185.73
3ZS1633-2XE50-0YB0 | PCS 7 Library Block 3RW5 V9.0+SP2 | 458.51
3ZS1633-2XX50-0YB0 | PCS 7 Block Library 3RW55 V9.0+SP2 | 472.86
5SV6016-6KP20 | AFDD-MCB PT B20 1+N 230V 1MW | 226.44
5SV6316-6KP25 | AFDD-RCBOele PT 30mA A B25 1+N 230V 1MW | 411.47
5SV6316-6KP32 | AFDD-RCBOele PT 30mA A B32 1+N 230V 1MW | 411.47
6AV2107-0PX06-0AH6 | Visualization Architect V16, Rental DL | 1948.13
6AV6881-0MJ22-0AA0 | Protect. film 12" front, type 5 | 332.77
6AV2108-0AA06-0AH5 | Energy Suite V16, Engineering +2x5EnO DL | 1624.79
6AV2108-3AA06-0AK5 | Energy Suite V16, Upgrade DL | 487.43
6AV7251-1CA34-0FA0 | SIMATIC IPC477E PRO, 15" MTouch | 5778.5
6AV7251-5CB30-0DA0 | SIMATIC IPC477E PRO, 15" MTouch | 6018.21
6AV7882-0AB20-0CA0 | SIMATIC IPC277E, 7" Touch | 3059.3
6AG4141-7BC44-0FA0 | SIMATIC IPC427E (MicroBOX PC) | 5908.83
6AG4141-7BE06-5FA8 | SIMATIC IPC427E (MicroBOX PC) | 6989.03
6AG4141-7BK18-4FA0 | SIMATIC IPC427E (MicroBOX PC) | 6989.03
6AG4114-3HP52-0BX2 | SIMATIC IPC847E (Rack PC) | 7038.48
6AG4141-0BJ30-0EA0 | SIMATIC IPC427E (MicroBOX PC) | 3375.41
6AU1400-1QA20-0AA0 | SIMOTION D, CF CARD 2 GB for D410-2 | 385.54
6AG4141-3BA40-0FA0 | SIMATIC IPC427E (MicroBOX PC) | 3737.97
6AG4141-3BB37-0FA0 | SIMATIC IPC427E (MicroBOX PC) | 4102.02
6AV2105-0BA06-0AA0 | WinCC Runtime Professional 128, V16 | 5153.84
6AV2105-0DA16-0AA0 | WinCC Runtime Prof 512, Asia V16 | 7967.98
6AG4141-5AB04-0JA0 | SIMATIC IPC427E (MicroBOX PC) | 4149.96
6AG4141-5BB00-0DA0 | SIMATIC IPC427E (MicroBOX PC) | 3627.1
6AG4141-5BB05-0DA0 | SIMATIC IPC427E (MicroBOX PC) | 3920.75
6AV7882-0BB30-6BA0 | SIMATIC IPC277E, 9" Touch | 4004.64
6AV7882-0CA20-1BA0 | SIMATIC IPC277E, 12" Touch | 3646.58
6DL8913-0CK20-0AD5 | SIMIT SP V10.2 CONV. PACK ENG. M -> L | 14233.17
6DL8913-0CK20-0AK5 | SIMIT SP V10.2 UG ENG. L V10.1->V10.2 DL | 12130.54
6AV7882-0CB30-2MA0 | SIMATIC IPC277E, 12" Touch | 4196.41
6AV7241-3EA04-0JA0 | SIMATIC IPC 477E, 22" Touch | 6150.04
6AV7882-0DB20-2CA0 | SIMATIC IPC277E, 15" Touch | 4284.8
6AV7882-0DB20-7CA0 | SIMATIC IPC277E, 15" Touch | 4268.32
6DL8913-0KK20-0AE5 | SIMIT 5 VC UG V10.1-> V10.2 (FULL) | 14589
6DL8913-0NX00-0AL8 | SIMIT VC 300 SUS, 1 CONTROLLER | 299.82
6DL8913-0PX00-0AV8 | SIMIT VC 300 SUS, 5 CONTROLLER DL | 938.11
6AV7882-0EA10-1BA0 | SIMATIC IPC277E, 19" Touch | 4163.45
6AV7882-0EB30-6CA0 | SIMATIC IPC277E, 19" Touch | 5126.79
6AV7241-5BA07-0DA0 | SIMATIC IPC 477E, 15" Touch | 5210.68
6AV7241-5BB02-0DA1 | SIMATIC IPC 477E, 15" Touch | 5451.88
6AV7241-5BF07-0DA0 | SIMATIC IPC 477E, 15" Touch | 5294.58
6AV7241-5BG44-0FA1 | SIMATIC IPC 477E, 15" Touch | 6433.2
6AV7882-0FB20-7CA0 | SIMATIC IPC277E, 15" Multitouch | 4431.62
6AV7241-5DG44-0FA1 | SIMATIC IPC 477E, 19" Touch | 6759.8
6AV7882-0WA50-4MA0 | SIMATIC IPC277E, 15" Multitouch neutral | 4753.73
3VL5763-1EJ46-0AA0 | CIRCUIT-BREAKER VL 630N | 3695.87
3VL5763-1MG36-0AA0 | CIRCUIT-BREAKER VL 630N | 4618.21
3VL7710-1SG36-0AA0 | CIRCUIT-BREAKER VL 1250N | 7522.57
3VL5763-1NF46-0AA0 | CIRCUIT-BREAKER VL 630N | 5422.79
3VL7710-1TA46-0AA0 | CIRCUIT-BREAKER VL 1250N | 8634.6
3VL6780-2TA46-0AA0 | CIRCUIT-BREAKER VL 800H | 6672.19
3VL5763-1TA46-0AA0 | CIRCUIT-BREAKER VL 630N | 5056.47
3VL7710-2ME36-0AA0 | CIRCUIT-BREAKER VL 1250H | 6933.85
3VL8716-1MG30-0AA0 | CIRCUIT-BREAKER VL 1600N | 11839.87
3VL7710-2TB46-0AA0 | CIRCUIT-BREAKER VL 1250H | 8830.84
3VL7710-2TN46-0AA0 | CIRCUIT-BREAKER VL 1250H | 10858.66
3VL6780-3NA46-0AA0 | CIRCUIT-BREAKER VL 800L | 7849.64
3VL5763-2DC36-8TC1 | CIRCUIT-BREAKER VL 630H | 3613.46
6AG4141-5BC04-0EA0 | SIMATIC IPC427E (MicroBOX PC) | 4875.09
6AG4112-3DA01-0AX3 | SIMATIC IPC647E (Rack PC) | 4666.85
6AG4112-3GE03-4BX3 | SIMATIC IPC647E (Rack PC) | 8635.54
6AV2108-0AA06-0AA7 | Energy Suite TRIAL V16 | 55.25
6AV7251-1BB37-0DA0 | SIMATIC IPC477E PRO, 15" MTouch | 5463.88
6AV7251-5FB02-0FA0 | SIMATIC IPC477E PRO, 19" MTouch | 7030.97
6AV7251-5FC07-0FA0 | SIMATIC IPC477E PRO, 19" MTouch | 7622.76
6AV7882-0AA10-3MA0 | SIMATIC IPC277E, 7" Touch | 3227.09
6AV7882-0AA20-1BA0 | SIMATIC IPC277E, 7" Touch | 2993.37
6AG4141-7BB38-0FA0 | SIMATIC IPC427E (MicroBOX PC) | 5113.31
6AG4141-7BC20-0GA8 | SIMATIC IPC427E (MicroBOX PC) | 6108.1
6AG4141-7BC22-0FA0 | SIMATIC IPC427E (MicroBOX PC) | 5675.12
6AG4141-7BE20-0GA0 | SIMATIC IPC427E (MicroBOX PC) | 6563.54
6AG4141-7CB30-4FA0 | SIMATIC IPC427E (MicroBOX PC) | 5336.52
6AG4114-3DP51-0AY0 | SIMATIC IPC847E (Rack PC) | 5883.37
6AG4114-3GC02-0XX2 | SIMATIC IPC847E (Rack PC) | 5595.72
6AG4141-3BA37-0JA0 | SIMATIC IPC427E (MicroBOX PC) | 3538.71
6AG4141-3CA15-0JA0 | SIMATIC IPC427E (MicroBOX PC) | 3580.65
6AG4141-3CB04-0EA0 | SIMATIC IPC427E (MicroBOX PC) | 4061.57
6AG4141-5AB12-0FA0 | SIMATIC IPC427E (MicroBOX PC) | 4365.71
6AG4141-5AB30-0AA0 | SIMATIC IPC427E (MicroBOX PC) | 3414.36
6AV2105-0KA06-0AH0 | WinCC Runtime Prof 8192, V16 DL | 10439.28
6AV2105-0KA16-0AA0 | WinCC Runtime Prof 8192, Asia V16 | 11735.87
6AV6881-0AM62-0AQ0 | IcoTek Cable grommets, 6+6 | 54.29
6AV7882-0BB30-7EA0 | SIMATIC IPC277E, 9" Touch | 3529.72
6AV7882-0BB30-8EA0 | SIMATIC IPC277E, 9" Touch | 3529.72
6AV7882-0CA10-2BA0 | SIMATIC IPC277E, 12" Touch | 3510.25
6DL8913-0EK20-0AB5 | SIMIT COMPONENT TYPE EDITOR | 7185.28
6DL8913-0FK20-0AB5 | SIMIT FLOWNET LIBRARY | 3593.28
6AV7241-1BA07-0DA0 | SIMATIC IPC 477E, 15" Touch | 4362.71
6AV7241-1BB07-0DA0 | SIMATIC IPC 477E, 15" Touch | 4600.92
6AV7241-3BB07-0FA0 | SIMATIC IPC 477E, 15" Touch | 5502.82
6AV7241-3BC07-0GA0 | SIMATIC IPC 477E, 15" Touch | 6639.95
6AV7882-0DB30-2BA0 | SIMATIC IPC277E, 15" Touch | 4380.68
6AV7882-0DB30-7CA0 | SIMATIC IPC277E, 15" Touch | 4506.54
6AV7241-3LB54-0FA0 | SIMATIC IPC 477E, 22" Multitouch | 7038.48
6DL8913-0QK20-0AE5 | SIMIT 1 VC UG V10.1-> V10.2 (ENTRY/SIS) | 1315.49
6DL8913-0QK20-0AK5 | SIMIT 1VC UG V10.1->V10.2 (ENTRY/SIS) DL | 1196.88
6AV7882-0EB30-7CA0 | SIMATIC IPC277E, 19" Touch | 4833.14
6AV7882-0EB30-8EA0 | SIMATIC IPC277E, 19" Touch | 4509.53
6AV7241-5DB07-0FA0 | SIMATIC IPC 477E, 19" Touch | 6099.1
6AV7241-5DB34-0FA0 | SIMATIC IPC 477E, 19" Touch | 6455.68
6AV7241-5DB34-0FA1 | SIMATIC IPC 477E, 19" Touch | 6506.62
6AV7241-5DB44-0GA0 | SIMATIC IPC 477E, 19" Touch | 7218.26
6AV7241-5EB07-1GA0 | SIMATIC IPC 477E, 22" Touch | 7481.92
6AV7882-0JB30-7CA0 | SIMATIC IPC277E, 15" Multitouch Atex | 4669.84
3VL6780-2LA46-0AA0 | CIRCUIT-BREAKER VL 800H | 7653.39
3VL6780-2MH36-0AA0 | CIRCUIT-BREAKER VL 800H | 5998.44
3VL6780-2SB36-0AA0 | CIRCUIT-BREAKER VL 800H | 4964.9
3VL4740-1TA46-0AA0 | CIRCUIT-BREAKER VL 400N | 3466.93
3VL4740-1UH36-0AA0 | CIRCUIT-BREAKER VL 400N | 4049.11
3VL5763-1NN46-0AA0 | CIRCUIT-BREAKER VL 630N | 6227.38
3VL5763-1SE36-0AA0 | CIRCUIT-BREAKER VL 630N | 3865.94
3VL5763-1SH36-0AA0 | CIRCUIT-BREAKER VL 630N | 4513.55
3VL7710-2NH46-0AA0 | CIRCUIT-BREAKER VL 1250H | 11185.73
3VL7710-2TE46-0AA0 | CIRCUIT-BREAKER VL 1250H | 8961.67
3VL8716-1NB40-0AA0 | CIRCUIT-BREAKER VL 1600N | 12494.01
3VL6780-3NF46-0AA0 | CIRCUIT-BREAKER VL 800L | 8176.71
3VL8716-1SE30-0AA0 | CIRCUIT-BREAKER VL 1600N | 9812.05
6AG4141-5BC42-0FA0 | SIMATIC IPC427E (MicroBOX PC) | 5036.89
6AG4141-5BG41-0FA0 | SIMATIC IPC427E (MicroBOX PC) | 4576.95
6AG4141-5BG44-0FA0 | SIMATIC IPC427E (MicroBOX PC) | 4854.11
6AG4141-5BH47-0FA0 | SIMATIC IPC427E (MicroBOX PC) | 5168.74
3VL8116-3PD30-0AA0 | CIRCUIT-BREAKER VL UL | 14391.01
5SU1326-6FP06 | RCBO 2P 2MW, 6A | 96.15
4RB2300-3EJ50 | POWER CAPACITOR MKP 480V 30,0KVAR | 265.66
5SU1646-6FP06 | RCBO 4P B6 6KA type A 300mA 4MW | 170.22
5SU1646-7FP10 | RCBO 4P C10 6KA type A 300mA 4MW | 155.62
5SV1316-6GV06 | RCBO A 5SV1 1+N 30mA B6 6kA GV | 89.1
5SV1616-1KK10 | RCBO compact 6kA Type AC 300mA C10 | 71.28
5SV1616-7KK13 | RCBO compact 6kA Type A 300mA C13 | 91.67
5SV5616-6 | RCCB TYPE A 63/2 300MA 2MW RES | 149.65
5SV6016-7KP10 | AFDD-MCB PT C10 1+N 230V 1MW | 198.03
5SV6016-7KP13 | AFDD-MCB PT C13 1+N 230V 1MW | 198.03
5TC9774-5CM00 | DELTA,THERMOSTAT LIMIT.FLOOR HEAT,CM | 191.24
5SU1324-6FP16 | RCBO 2P 2MW, 16A | 106.75
5UB1511-0KA | PROFIBOX,100 SCHUKO+100 SCHUKO covers.TW | 391.34
6AG2124-0GC13-1AX0 | SIPLUS HMI TP700 OUTDOOR T1 RAIL | 5363.83
6AG2134-6GF00-4AA1 | SIPLUS ET 200SP AI 8xI 2-/4-W BA TX RAIL | 1015.11
6AG2136-6DB00-1CA0 | SIPLUS ET 200SP F-DQ 4X24VDC/2A PM RAIL | 1069.03
6AG2193-6BP00-4DU0 | SIPLUS ET 200SP BU20-P16+A0+2D TX RAIL | 177.14
6AG2511-1AK02-4AB0 | SIPLUS S7-1500 CPU 1511-1 PN TX RAIL | 3953.12
6AG1067-1AA38-0AA0 | Demokoffer G115D | 23825.49
6AG1067-2AA00-0AC1 | SINAMICS_Demokoffer_G120X | 8983.03
6AG4131-3CE10-2AA1 | SIMATIC IPC627E (Box PC) | 5730.56
6AG4131-3CG23-0AA1 | SIMATIC IPC627E (Box PC) | 6272.9
6AG4131-3GC30-3AA7 | SIMATIC IPC627E (Box PC) | 6882.66
6AG4131-3GQ40-3AB3 | SIMATIC IPC627E (Box PC) | 11107.54
6AV7882-0AB20-6CA0 | SIMATIC IPC277E, 7" Touch | 3582.16
6AV7251-5GA30-0DA0 | SIMATIC IPC477E PRO, 19" MTouch | 6350.81
6AV7251-7HG08-0FA0 | SIMATIC IPC477E PRO, 22" MTouch | 8640.03
6AV7882-0BA20-7EA0 | SIMATIC IPC277E, 9" Touch | 3122.21
6AV7882-0BB20-7CA0 | SIMATIC IPC277E, 9" Touch | 3615.13
6AV7882-0BB30-6CA0 | SIMATIC IPC277E, 9" Touch | 4146.97
6AV7882-0CA10-1BA0 | SIMATIC IPC277E, 12" Touch | 3510.25
6AV7882-0CA10-4BA0 | SIMATIC IPC277E, 12" Touch | 3737.97
6AV7882-0CA50-5BA0 | SIMATIC IPC277E, 12" Touch | 4007.64
6AV7882-0CB30-2CA0 | SIMATIC IPC277E, 12" Touch | 4196.41
6AV7241-1BA31-3AA0 | SIMATIC IPC 477E, 15" Touch | 4511.03
6DL8913-0HK20-0AB5 | SIMIT CHEM BASIC LIBRARY | 21555.81
6AV7241-1DB07-0DA0 | SIMATIC IPC 477E, 19" Touch | 4927.53
6AV7241-1DG44-0FA0 | SIMATIC IPC 477E, 19" Touch | 5860.89
6AV7882-0DA10-4DA0 | SIMATIC IPC277E, 15" Touch | 4800.18
6AV7241-3BA31-0DA0 | SIMATIC IPC 477E, 15" Touch | 5020.41
6AV7241-3EB07-0DA1 | SIMATIC IPC 477E, 22" Touch | 6209.97
6AV7241-3JA07-0FA0 | SIMATIC IPC 477E, 15" Multitouch | 5427.91
6AV7882-0DB10-2BA0 | SIMATIC IPC277E, 15" Touch | 4006.15
6DL8913-0PK20-0AE5 | SIMIT 5 VC UG V10.1-> V10.2 (300) | 2569.37
6AV7882-0EB20-2BA0 | SIMATIC IPC277E, 19" Touch | 4469.07
6AV7882-0AA10-0AA0 | SIMATIC IPC277E, 7" Touch | 2089.97
6ES7195-0BH20-0XA0 | ERTEC 200P, PROFINET IO ASIC, 450 Pieces | 16186.16
6ES7513-2PL00-0AB0 | ET 200pro: CPU 1513pro-2 PN | 2845.01
6ES7292-2AP40-0XA0 | Connector Block, 14 Poles, Tin (4/PK) | 75.77
6ES7591-1BA02-0AA0 | Display for CPU 1515/1516/1517/1518 | 212.84
6ES7647-8BA11-0BA1 | SIMATIC IPC227E (Nanobox PC) | 1926.66
6ES7647-8BA21-6RA1 | SIMATIC IPC227E (Nanobox PC) | 2403.09
6ES7647-8BA23-2BA2 | SIMATIC IPC227E (Nanobox PC) | 2476.5
6ES7647-8BB21-0CA1 | SIMATIC IPC227E (Nanobox PC) | 2373.12
6ES7654-5DQ00-0XF0 | PCS neo CPU 410-5H + SE PO2k+ + V10 | 32210.24
6ES7647-8BB31-6CA1 | SIMATIC IPC227E (Nanobox PC) | 3135.7
6ES7647-8BB33-2CA1 | SIMATIC IPC227E (Nanobox PC) | 3027.83
6ES7647-8BB34-2CA1 | SIMATIC IPC227E (Nanobox PC) | 3164.17
6ES7647-8BB52-1CA1 | SIMATIC IPC227E (Nanobox PC) | 2840.56
6AV7882-0EA20-2LA0 | SIMATIC IPC277E, 19" Touch | 4187.42
6AV7882-0EB20-6CA0 | SIMATIC IPC277E, 19" Touch | 4888.57
6DL8913-0RK20-0AK5 | SIMIT 5VC UG V10.1->V10.2 (ENTRY/SIS) DL | 4672
6DL8913-0SK20-0AH5 | SIMIT V10.2 VC PCS neo (1 CTRL) DL | 1617.4
6AV7241-5BC04-0FA0 | SIMATIC IPC 477E, 15" Touch | 6545.56
6AV7882-0FB30-6CA0 | SIMATIC IPC277E, 15" Multitouch | 4963.48
6AV7882-0FB30-7DA0 | SIMATIC IPC277E, 15" Multitouch | 5263.12
6AV7241-5EA07-0FA0 | SIMATIC IPC 477E, 22" Touch | 6514.11
3VL4740-1NH46-0AA0 | CIRCUIT-BREAKER VL 400N | 4729.4
3VL5763-1NA46-0AA0 | CIRCUIT-BREAKER VL 630N | 5108.8
3VL6780-2NF46-0AA0 | CIRCUIT-BREAKER VL 800H | 7064.68
3VL7710-1TB46-0AA0 | CIRCUIT-BREAKER VL 1250N | 8176.71
3VL5763-1TE46-0AA0 | CIRCUIT-BREAKER VL 630N | 5056.47
3VL5763-1TF46-0AA0 | CIRCUIT-BREAKER VL 630N | 5298.5
3VL8716-1LB30-0AA0 | CIRCUIT-BREAKER VL 1600N | 10924.08
3VL5763-1UN46-0AA0 | CIRCUIT-BREAKER VL 630N | 6181.59
3VL6780-3EE46-0AA0 | CIRCUIT-BREAKER VL 800L | 6606.78
3VL5763-2DC36-0AC1 | CIRCUIT-BREAKER VL 630H | 3368.15
3VL6780-3MF36-0AA0 | CIRCUIT-BREAKER VL 800L | 7064.68
3VL6780-3MG36-0AA0 | CIRCUIT-BREAKER VL 800L | 6803.02
6AG4112-3EQ11-0CX2 | SIMATIC IPC647E (Rack PC) | 5705.08
6AG4112-3GA42-4BX3 | SIMATIC IPC647E (Rack PC) | 6732.83
6AG4141-5DC34-0FA0 | SIMATIC IPC427E (MicroBOX PC) | 5144.77
6AV7882-0AB20-2BA0 | SIMATIC IPC277E, 7" Touch | 3162.67
6AV7882-0AB20-6BA0 | SIMATIC IPC277E, 7" Touch | 3439.83
6AV7882-0AB50-6BA0 | SIMATIC IPC277E, 7" Touch | 3523.74
6AV7251-5KG07-0DA0 | SIMATIC IPC477E PRO, 22" MTouch | 7574.82
6AV7882-0BB20-1BA0 | SIMATIC IPC277E, 9" Touch | 3489.26
6AV7882-0BB20-2BA0 | SIMATIC IPC277E, 9" Touch | 3489.26
6AV7882-0BB20-2CA0 | SIMATIC IPC277E, 9" Touch | 3631.59
6AV6881-0AM62-0AF0 | IcoTek Cable grommets, 6-7 | 45.54
6DL8913-0DK10-0AK5 | SIMIT SP V10.1 UG ENG.XL V10.0->V10.1 DL | 19408.87
6DL8913-0DK20-0AD5 | SIMIT SP V10.2 CONV. PACK ENG. L -> XL | 16012.31
6AV7882-0CB20-7CA0 | SIMATIC IPC277E, 12" Touch | 3941.72
6AV7882-0CB30-0CA0 | SIMATIC IPC277E, 12" Touch | 3950.72
6AV7882-0CB30-6BA0 | SIMATIC IPC277E, 12" Touch | 4331.25
6AV7882-0CB30-7BA0 | SIMATIC IPC277E, 12" Touch | 4037.6
6AV7882-0CB30-7CA0 | SIMATIC IPC277E, 12" Touch | 4179.93
6AV7882-0CB60-7DA0 | SIMATIC IPC277E, 12" Touch | 4857.11
6AV7241-3BC03-0FA0 | SIMATIC IPC 477E, 15" Touch | 6226.45
6AV7241-3DA44-0FA1 | SIMATIC IPC 477E, 19" Touch | 6168.03
6AV7882-0DB20-7EA0 | SIMATIC IPC277E, 15" Touch | 3944.72
6DL8913-0KK10-0AE5 | SIMIT V10.1 VC UG V10.0 > V10.1 (5 CTRL) | 14589
6AV2105-0PA06-0AH0 | WinCC Runtime Prof 102400, V16 DL | 18002.68
6AV2105-0PA16-0AA0 | WinCC Runtime Prof 102400, Asia V16 | 20251.4
6AV2154-1EB01-6BA0 | WinCC Unified V16 ASIA PC Runtime 500 | 3342.19
6AV2154-1FB01-6BA0 | WinCC Unified V16 ASIA PC Runtime 5k | 8911.98
6AV2156-0BC01-6LA0 | WinCC Unified Calendar V16 DL | 2386.82
6AV2156-0BP01-6LA0 | WinCC Unified Perf. Insight V16 DL | 6962.22
6AV2157-1JW00-0LB0 | WinCC Unified 1 Operate Client DL | 3113.69
6AV2157-2EA00-0LB0 | WinCC Unified 1000 LoggingTags DL | 1597.03
6AV2105-3DD06-0AE0 | UpG WinCC RT Prof 512 V11/14-> V16 | 3186.21
6AV2104-0LA06-0AH0 | WinCC Runtime Advanced 16384, V16 DL | 11160.69
6AV2107-0DB06-0AA0 | WinCC Runtime Prof Client V16 | 4905.25
6ES7647-8BD31-0DA1 | SIMATIC IPC227E (Nanobox PC) | 3291.51
6ES7647-8BE71-0HA1 | SIMATIC IPC227E (Nanobox PC) | 2475
6ES7656-6CL30-2GF0 | SIMATIC PCS 7 CPU 410 REDUNDANCY AS | 45161.26
6ES7656-6CX30-1CF0 | SIMATIC PCS 7 CPU 410 REDUNDANCY AS | 23579.92
6FX5002-5CN16-1AJ0 | POWER CABLE PREASSEMBLED | 242.4
6AG4141-5BH00-0GA0 | SIMATIC IPC427E (MicroBOX PC) | 5171.73
6AG4141-5CC07-0FA0 | SIMATIC IPC427E (MicroBOX PC) | 4788.2
6AG4141-5DB47-0FA0 | SIMATIC IPC427E (MicroBOX PC) | 4541
6AG4141-5DG44-0FA0 | SIMATIC IPC427E (MicroBOX PC) | 4854.11
6AG4141-5CH20-3AA0 | SIMATIC IPC427E (MicroBOX PC) | 4663.85
6AG4112-3KR13-0HB2 | SIMATIC IPC647E (Rack PC) | 9882.01
6AG4141-7BB48-0FA0 | SIMATIC IPC427E (MicroBOX PC) | 5282.59
6AV7882-0AA20-1CA0 | SIMATIC IPC277E, 7" Touch | 3135.7
6AV7251-5FH03-0GA0 | SIMATIC IPC477E PRO, 19" MTouch | 8479.73
6AV7251-5CH05-0FA0 | SIMATIC IPC477E PRO, 15" MTouch | 7135.85
6AV7251-5JB34-0FA0 | SIMATIC IPC477E PRO, 22" MTouch | 8171.1
6AV6676-6LT00-3YA5 | SIMATIC Transfer Tool V3 Linux, single | 1122.64
6AV7882-0BA20-0BA0 | SIMATIC IPC277E, 9" Touch | 3074.27
6AV7251-7CK08-0DA0 | SIMATIC IPC477E PRO, 15" MTouch | 8096.19
6AV6881-0AD56-2CA0 | Flange mount adapter VESA 100/75 INOX | 430.84
6AV7882-0BA20-1CA0 | SIMATIC IPC277E, 9" Touch | 3462.3
6AV6881-0AM62-0AR0 | IcoTek Cable grommets, 8+8 | 54.29
6AV6881-0AQ40-0AA0 | SIMATIC SD-Outdoorkarte 32 GB | 371.3
6AV7882-0CB20-2BA0 | SIMATIC IPC277E, 12" Touch | 3815.88
6DL8913-0DK20-0AK5 | SIMIT SP V10.2 UG ENG.XL V10.1->V10.2 DL | 19408.87
6AV7241-1EA00-0AA1 | SIMATIC IPC 477E, 22" Touch | 4759.73
6AV7241-3BA04-0FA0 | SIMATIC IPC 477E, 15" Touch | 5493.84
6AV7241-3EA31-0FA1 | SIMATIC IPC 477E, 22" Touch | 6374.78
6AV7882-0DB20-4MA0 | SIMATIC IPC277E, 15" Touch | 4512.52
6AV7241-3JB44-0FA0 | SIMATIC IPC 477E, 15" Multitouch | 6192
6AV7882-0EA20-2BA0 | SIMATIC IPC277E, 19" Touch | 4299.8
6AV2153-0XB00-0LY5 | WinCC Unified PC ES max. SUS DL | 1917
6AV2154-0BP01-6LB0 | WinCC Unified V16 Parameter Ctrl. PC DL | 597.92
6AV2154-0XB01-6AA0 | WinCC Unified V16 PC Runtime max. | 35647.92
6AV6372-2DF07-2DX4 | Energy Manager V7.2, Upgr. <= 100 Tags | 7241.69
6AV2156-0BS01-6LA0 | WinCC Unified Sequence V16 DL | 3652.53
6AV2156-2DP00-0LB0 | WinCC Unified Perf. Insight Ext.(100) DL | 11978.39
6AV2157-1EA00-0LB0 | WinCC Unified 500 LoggingTags DL | 799.24
6AV2170-2BA00-0AA0 | Device-managed EDGE | 319.99
6AV2105-4KK06-0AK0 | UpG WinCC 7.3/7.5->RT Prof 8192 V16 DL | 4175.72
6AV2103-3XA06-0AK5 | WinCC Prof. max. V16 Upgrade DL | 3246.32
6AV2104-0HA06-0AA0 | WinCC Runtime Advanced 4096 V16 | 6851.74
6AV2104-3BB06-0AK0 | WinCC RT Advanced 128 V16 Upgrade DL | 324.96
6AV2107-0PX06-0AH5 | SIMATIC Visualization Architect V16 DL | 7587.77
6AV2107-3PX06-0AH5 | Visualization Architect V16, Upgrade DL | 3036.74
6AV2114-2KA06-0AA0 | WinCC RT Advanced V16 (8192) SW Package | 7300.18
6ES7648-6WC11-7YA0 | SIMATIC IPC Operating System Package | 292.14
6ES7648-6WC21-3YA0 | SIMATIC IPC Operating System Package | 420.99
6FX5002-5DQ15-1AC0 | POWER CABLE EXTENSION | 278.51
6FX5002-5CN06-1GA0 | POWER CABLE PREASSEMBLED | 437.45
6FX5002-5DS01-1DC0 | POWER CABLE, PREASSEMBLED | 542.46
6FX5002-5DS06-1AC0 | POWER CABLE PREASSEMBLED | 226.29
6FX5002-5DS06-1BF0 | POWER CABLE PREASSEMBLED | 310.8
6ES7923-5BC50-0GB0 | CONNECT. CABLE 40P TO 50P 2.5M UNSHIELD | 68.89
6FX5002-5CN27-1AH0 | POWER CABLE PREASSEMBLED | 229.46
6FX5002-5CN31-1BD0 | POWER CABLE PREASSEMBLED | 419.87
6FX5002-5DS21-1AH0 | POWER CABLE, PREASSEMBLED | 407.7
6FX5002-5CN36-1AG0 | POWER CABLE PREASSEMBLED | 286.63
6FX5002-5CN46-1BJ0 | POWER CABLE PREASSEMBLED | 391.51
6FX5002-5CN46-1DA0 | POWER CABLE PREASSEMBLED | 481.21
6FX5002-5DS56-1BF0 | POWER CABLE PREASSEMBLED | 471.84
6FX5002-2AH00-1DB0 | SIGNAL CABLE, PREFABRICATED | 270.46
6FX5002-2AH00-1FC0 | SIGNAL CABLE, PREFABRICATED | 399.85
6AG4112-3JL14-6XX2 | SIMATIC IPC647E (Rack PC) | 13865.7
6AG4112-3JP12-0BX3 | SIMATIC IPC647E (Rack PC) | 6971.06
6AG4141-5BH50-4JA0 | SIMATIC IPC427E (MicroBOX PC) | 5385.97
6AG4112-3KD03-2BC2 | SIMATIC IPC647E (Rack PC) | 8237.01
6AG4112-3KD74-2XA2 | SIMATIC IPC647E (Rack PC) | 10081.28
6AG4112-3KE03-4HJ2 | SIMATIC IPC647E (Rack PC) | 10623.62
6AG4112-3KE14-6HX2 | SIMATIC IPC647E (Rack PC) | 13119.6
6AG4141-7BC10-0FA0 | SIMATIC IPC427E (MicroBOX PC) | 5258.62
6AV7882-0AA20-0CA0 | SIMATIC IPC277E, 7" Touch | 2890
6AV7251-5JB00-0AA0 | SIMATIC IPC477E PRO, 22" MTouch | 6857.19
6AV7251-5JB00-0FA0 | SIMATIC IPC477E PRO, 22" MTouch | 7520.89
6AV7251-5JB05-0FA0 | SIMATIC IPC477E PRO, 22" MTouch | 7814.52
6AV7251-7GH38-1FA0 | SIMATIC IPC477E PRO, 19" MTouch | 8711.94
6AV7251-7HC04-0FA0 | SIMATIC IPC477E PRO, 22" MTouch | 9182.37
6AV7882-0CA10-3LA0 | SIMATIC IPC277E, 12" Touch | 3625.61
6AV7882-0CA10-5BA0 | SIMATIC IPC277E, 12" Touch | 3787.4
6AV7882-0CA30-0BA0 | SIMATIC IPC277E, 12" Touch | 3639.09
6AV7882-0CA30-7EA0 | SIMATIC IPC277E, 12" Touch | 3687.03
6AV7241-1BA04-0JA0 | SIMATIC IPC 477E, 15" Touch | 4591.94
6AV7241-1BA34-0EA0 | SIMATIC IPC 477E, 15" Touch | 4900.56
6AV7882-0DA20-2BA0 | SIMATIC IPC277E, 15" Touch | 3973.18
6AV7882-0DA20-5CA0 | SIMATIC IPC277E, 15" Touch | 4392.68
6AV7241-3JA07-0DA0 | SIMATIC IPC 477E, 15" Multitouch | 5104.31
6DL8913-0JK20-0AE5 | SIMIT 1 VC UG V10.1-> V10.2 (FULL) | 3736.98
6AV7882-0DA30-2BA0 | SIMATIC IPC277E, 15" Touch | 4211.39
6DL8913-0NK20-0AE5 | SIMIT 1 VC UG V10.1-> V10.2 (300) | 659.29
6DL8913-0PX00-0AL8 | SIMIT VC 300 SUS, 5 CONTROLLER | 1193.19
6DL8913-0QX00-0AV8 | SIMIT VC ENTRY / SIS SUS,1 CONTROLLER DL | 470.29
6AV7882-0EA10-2CA0 | SIMATIC IPC277E, 19" Touch | 4305.78
6AV2153-2GB01-6LA5 | WinCC Unified V16 PC Engineering 100k DL | 7956.6
6AV2154-2GB01-6BA0 | WinCC Unified V16 ASIA PC Runtime 100k | 22279.14
6AV2101-3AA06-0AK5 | WinCC Comfort V16 Upgrade DL | 568.68
6AV2156-2CL00-0LB0 | WinCC Unified Line Coord. Ext. (10) DL | 4072.19
6AV2156-2CP00-0AB0 | WinCC Unified Perf. Insight Ext. (10) | 1787.86
6AV2156-2CP00-0LB0 | WinCC Unified Perf. Insight Ext. (10) DL | 1597.03
6AV2102-4AA06-0AE5 | SIMATIC WinCC Advanced V16 Upgrade | 1602.04
6AV2105-4DD06-0AE0 | UpG WinCC 7.3/7.5-> RT Prof 512 V16 | 3186.21
6AV2103-0DA06-0AH5 | WinCC Prof 512 PowerTags V16 DL | 4057.1
6AV2103-0HA06-0AH5 | WinCC Prof 4096 PowerTags V16 DL | 5072.6
6AV6881-6AD10-0AA0 | Steel mounting clip, type 2 | 78.81
6ES7648-6WC11-1YA0 | SIMATIC IPC Operating System Package | 437.47
6ES7648-6WC11-3YA0 | SIMATIC IPC Operating System Package | 437.47
6ES7648-6WC11-6YA0 | SIMATIC IPC Operating System Package | 437.47
6ES7656-6CL33-2GF0 | SIMATIC PCS 7 CPU 410 REDUNDANCY AS | 53395.28
6FX5002-5DQ15-1AD0 | POWER CABLE EXTENSION | 288.3
6FX5002-5DQ15-1CA0 | POWER CABLE EXTENSION | 454.6
6FX5002-5CN06-1CJ0 | POWER CABLE PREASSEMBLED | 310.07
6FX5002-5CN06-1EA0 | POWER CABLE PREASSEMBLED | 357.86
6FX5002-5DS06-1AD0 | POWER CABLE PREASSEMBLED | 232.75
6FX5002-5CN16-1FJ0 | POWER CABLE PREASSEMBLED | 504.6
6FX5002-5DS06-1AJ0 | POWER CABLE PREASSEMBLED | 265.26
6FX5002-5DS06-1BB0 | POWER CABLE PREASSEMBLED | 284.8
6FX5002-5CN31-1CG0 | POWER CABLE PREASSEMBLED | 506.48
6FX5002-5CN31-1FA0 | POWER CABLE PREASSEMBLED | 666.28
6FX5002-5DS06-2AA0 | POWER CABLE PREASSEMBLED | 863.56
6FX5002-5DS14-1AF0 | POWER CABLE, PREASSEMBLED | 683.96
6FX5002-5CN51-1BE0 | POWER CABLE PREASSEMBLED | 509.59
6FX5002-5CN54-1AB0 | POWER CABLE PREASSEMBLED | 226.17
6FX5002-5CN54-1AD0 | POWER CABLE PREASSEMBLED | 250.64
3VM9117-0GK00 | Rotary operator with shaft stub | 33.6
3VL7712-2DE36-0AA0 | CIRCUIT-BREAKER VL 1250H | 6933.85
3VL7712-2LE36-0AA0 | CIRCUIT-BREAKER VL 1250H | 8830.84
3VL7712-3MF36-0AA0 | CIRCUIT-BREAKER VL 1250L | 10531.6
5SB4111 | D-Fuse DIII 35A gG 500V a.c./440V d.c. | 2.38
3VL7712-3SH36-0AA0 | CIRCUIT-BREAKER VL 1250L | 10073.71
3VL8112-2PD30-0AA0 | CIRCUIT-BREAKER VL UL | 11709.05
3VL8112-2VH30-0AA0 | CIRCUIT-BREAKER VL UL | 14587.25
3VL8116-1PD30-0AA0 | CIRCUIT-BREAKER VL UL | 12232.35
3VL8116-2KE30-0AA0 | CIRCUIT-BREAKER VL UL | 9942.87
5SU1326-6FP32 | RCBO 2P 2MW, 32A | 104.31
5SU1326-7FP16 | RCBO 2P 2MW, 16A | 94.06
5SU1346-6FP20 | RCBO 4P B20 6KA type A 30mA 4MW | 206.04
5SU1346-7FP32 | RCBO 4P C32 6KA type A 30mA 4MW | 262.84
5SU1646-6FP25 | RCBO 4P B25 6KA type A 300mA 4MW | 262.84
5SY4301-6 | MCB 400V 10kA, 3pole, B, 1A | 55.25
5SV1316-1GV16 | RCBO AC 5SV1 1+N 30mA C16 6kA GV | 71.28
5SV1316-6GV13 | RCBO A 5SV1 1+N 30mA B13 6kA GV | 89.1
5SV1316-7GV13 | RCBO A 5SV1 1+N 30mA C13 6kA GV | 93.56
5SV1613-7KK02 | RCBO compact 4,5kA Type A 300mA C2 | 150.41
5SV1613-7KK13 | RCBO compact 4,5kA Type A 300mA C13 | 136.74
3VL5763-2NF46-0AA0 | CIRCUIT-BREAKER VL 630H | 6247
3VL8716-2UJ40-0AA0 | CIRCUIT-BREAKER VL 1600H | 16876.73
3VL7180-2KN30-0AA0 | CIRCUIT-BREAKER VL UL | 5906.86
6AG4141-3AB00-0GA8 | SIMATIC IPC427E (MicroBOX PC) | 4359.71
6AG4141-3BF01-3AA0 | SIMATIC IPC427E (MicroBOX PC) | 3517.74
6AG4141-5BA04-0EA0 | SIMATIC IPC427E (MicroBOX PC) | 4091.54
6AG4141-5BB07-1GA0 | SIMATIC IPC427E (MicroBOX PC) | 4973.96
6AG4141-5BB17-0DA0 | SIMATIC IPC427E (MicroBOX PC) | 4090.05
6AG4141-5BB37-0FA0 | SIMATIC IPC427E (MicroBOX PC) | 4371.7
6AV2145-6GB06-0AA0 | SIMATIC HMI KTP700F Mobile Arctic | 5033.18
6AV2154-0BR01-6LB0 | WinCC Unified V16 Collaboration PC DL | 2983.11
6AV2154-0BS01-6LA0 | WinCC Unified V16 Database Storage DL | 3979.11
6AV2154-1GB01-6LA0 | WinCC Unified V16 PC Runtime 50k DL | 13924.46
6AV2154-2EB01-6AA0 | WinCC Unified V16 PC Runtime 1k | 4455.17
6AV2154-2MB01-6AA0 | WinCC Unified V16 PC Runtime 2.5k | 5794.01
6AV2154-3DB01-6AA0 | WinCC Unified V16 PC Runtime 150 | 1335.58
6AV2155-3DW01-6AA0 | WinCC Unified V16 PC RT 150+2CL, Package | 8031.35
6AV2101-3AA06-0AE5 | SIMATIC WinCC Comfort V16 Upgrade | 638.55
6AV2157-1JW00-0AB0 | WinCC Unified 1 Operate Client | 3488.19
6AV2157-2DA00-0AB0 | WinCC Unified 100 LoggingTags | 179.36
6AV2105-3KK06-0AK0 | UpG WinCC RT Prof 8192 V11/15->V16 DL | 4175.72
6AV2102-3AA06-0AK5 | WinCC Advanced V16 Upgrade DL | 1421.69
6AV2103-3DA06-0AK5 | WinCC Prof. 512 V16 Upgrade DL | 1624.79
6AV2104-0DA06-0AH0 | WinCC Runtime Advanced 512, V16 DL | 2638.65
6AV2104-3FF06-0AE0 | WinCC RT Advanced 2048 V16 Upgrade | 1826.26
6AV2107-0PX06-0AA7 | Visualization Architect V16, Trial | 55.25
3VL3725-1EC46-0AA0 | CIRCUIT-BREAKER VL 250N | 2106.33
3VL3720-1DC36-2PA0 | CIRCUIT-BREAKER VL 250N | 1524.8
3VL2712-2DC33-8TB1 | CIRCUIT-BREAKER VL 160H | 1335.74
3VL2712-3DC33-0AB1 | CIRCUIT-BREAKER VL 160L | 1426.68
3VL3725-1EJ43-0AA0 | CIRCUIT-BREAKER VL 250N | 1949.33
3VL3720-1MH33-0AA0 | CIRCUIT-BREAKER VL 250N | 2564.21
3VL3720-1NE46-0AA0 | CIRCUIT-BREAKER VL 250N | 2649.25
3VL2716-1DC33-2HB1 | CIRCUIT-BREAKER VL 160N | 1420.78
3VL2716-1DE36-0AA0 | CIRCUIT-BREAKER VL 160N | 811.13
3VL3720-1SP33-0AA0 | CIRCUIT-BREAKER VL 250N | 1792.34
3VL2716-1EM46-0AA0 | CIRCUIT-BREAKER VL 160N | 1563.38
3VL3720-1UH33-0AA0 | CIRCUIT-BREAKER VL 250N | 3251.06
3VL3720-1UJ46-0AA0 | CIRCUIT-BREAKER VL 250N | 4094.89
3VL4731-3NF46-0AA0 | CIRCUIT-BREAKER VL 400L | 5220.01
6FX5002-2AH11-1AE0 | SIGNAL CABLE PREASSAMBLED | 144.97
6FX5002-8QE04-1AB5 | ONE-CABLE-CONNECTION EXTENSION | 174.82
6FX5002-8QE04-1CA0 | ONE-CABLE-CONNECTION EXTENSION | 351.64
6FX5002-8QE08-1AD0 | ONE-CABLE-CONNECTION EXTENSION | 250.64
6FX5002-2CC06-1BF0 | SIGNAL CABLE, PREASSEMBLED, | 202.63
6FX5002-2CC11-1AE0 | SIGNAL CABLE, PREASSEMBLED, | 137.84
6FX5002-8QN04-1BJ0 | ONE-CABLE-CONNECTION ASSEMBLY | 313.05
6FX5002-5CR73-1AK0 | POWER CABLE, PREASSEMBLED | 814.05
6FX5002-8QN08-1AD0 | ONE-CABLE-CONNECTION ASSEMBLY | 176.2
6FX5002-8QN08-1AG0 | ONE-CABLE-CONNECTION ASSEMBLY | 211.64
6FX5002-5CR73-1DB0 | POWER CABLE, PREASSEMBLED | 1854.54
6FX5002-2CR00-1BA0 | SIGNAL CABLE, PREASSEMBLED | 176.23
6FX5002-2CR00-1GA0 | SIGNAL CABLE, PREASSEMBLED | 503.45
6FX5002-5CR73-1FF0 | POWER CABLE, PREASSEMBLED | 2989.59
6FX5002-5CR83-1CA0 | POWER CABLE, PREASSEMBLED | 1793.68
6FX5002-2DC00-1CE0 | SIGNAL CABLE, PREASSEMBLED | 265.52
6FX5002-5CR83-1CF0 | POWER CABLE, PREASSEMBLED | 2139.1
6FX5002-8QN08-1CF0 | ONE-CABLE-CONNECTION ASSEMBLY | 436.2
6FX5002-2DC10-1DD6 | SIGNAL CABLE, PREASSEMBLED | 354.05
6FX5002-2DC10-1EF7 | SIGNAL CABLE, PREASSEMBLED | 439.56
6FX5002-2DC20-1AA8 | SIGNAL CABLE, PREASSEMBLED | 137.08
6FX5002-5CS06-1AG0 | POWER CABLE PREASSEMBLED | 222.52
6FX5008-1BB05-1HA0 | POWER CABLE SOLD BY THE METER | 12083.52
6FX5002-5CS06-1EF0 | POWER CABLE PREASSEMBLED | 377.75
6FX5002-5CS06-2AA0 | POWER CABLE PREASSEMBLED | 596.65
6ES7822-1AA06-0XC5 | STEP 7 Prof. Upgrade&Powerpack V16 | 2797.88
6ES7823-0GE00-1AA0 | SIMATIC Kinematics Operate V1.0 DL | 1260.43
6ES7672-7FC01-6YA0 | SIMATIC SW Contr. CPU 1507S F Package | 1914.29
6ES7833-1FC16-0YA5 | STEP 7 Safety Advanced V16 Combo | 2034.24
6FX5002-5CE06-1BA0 | POWER CABLE, PREASSEMBLED | 373.86
6FX5002-5CG01-1CH0 | POWER CABLE, PREASSEMBLED | 251.12
6FX5002-5CG10-1AA4 | POWER CABLE PREASSEMBLED | 131.13
6FX5002-5CG10-1GF0 | POWER CABLE PREASSEMBLED | 427.18
6FX2002-1DC00-1AG8 | SIGNAL CABLE, PREASSEMBLED | 157.34
6FX5002-5CG12-1AE0 | POWER CABLE PREASSEMBLED | 152.34
6FX5002-5CG12-1CF0 | POWER CABLE PREASSEMBLED | 284.4
6ES7853-2BE01-0YA0 | PRONETA Professional V1.1 | 416.5
6FX5002-5CG32-1GA0 | POWER CABLE PREASSEMBLED | 578.58
6FX2002-1DC00-1BB8 | SIGNAL CABLE, PREASSEMBLED | 194.55
6FX5002-5CN01-1CB7 | POWER CABLE PREASSEMBLED | 370.41
6FX5002-5CN05-1AB0 | POWER CABLE PREASSEMBLED | 238.17
6FX2002-1DC00-1DB1 | SIGNAL CABLE, PREASSEMBLED | 343.7
6FX5002-5CN05-1AC5 | POWER CABLE PREASSEMBLED | 247.43
6FX5002-5DN36-1CB0 | POWER CABLE PREASSEMBLED | 439.66
6FX5002-5CN06-1AC3 | POWER CABLE PREASSEMBLED | 210.59
6FX5002-5CN06-1AF5 | POWER CABLE PREASSEMBLED | 222.53
6FX5002-5CN06-1AH0 | POWER CABLE PREASSEMBLED | 226.51
6FX8002-2DC44-1CJ0 | DRIVE-CLIQ EXTENSION | 441.1
6FX5002-5CS56-1DA0 | POWER CABLE PREASSEMBLED | 548.65
6FX5002-5CS66-1BF0 | POWER CABLE PREASSEMBLED | 495.12
6FX5002-5CS66-1HA0 | POWER CABLE PREASSEMBLED | 1314.93
6FX8002-2EN20-1CA0 | SIGNAL CABLE, PREASSEMBLED | 397.83
6FX8002-2EQ14-1AJ1 | SIGNAL CABLE, PREASSEMBLED EXT. | 273.26
6FX5002-5CA05-1AB5 | POWER CABLE, PREASSEMBLED,EXT. | 242.78
6FX8002-2EQ31-1BK0 | SIGNAL CABLE, PREASSEMBLED, | 358.1
6FX8002-2FN20-1AD0 | SIGNAL CABLE, PREASSEMBLED | 204.98
6FX5012-5CS56-1DA0 | POWER CABLE PREASSEMBLED | 548.65
6FX8002-2SL00-1AD0 | SIGNAL CABLE, PREASSEMBLED | 209.81
6FX8002-2SL01-1AD5 | SIGNAL CABLE, PREASSEMBLED | 288.97
6FX5002-5CA28-1CA0 | POWER CABLE, PREASSEMBLED,EXT. | 466.67
6FX5012-5DN36-1DA0 | POWER CABLE PREASSEMBLED | 512.52
6FX5002-5CN16-1BA0 | POWER CABLE PREASSEMBLED | 252.92
6FX5002-5CN16-1BF0 | POWER CABLE PREASSEMBLED | 279.14
6FX5002-5CN21-1AD0 | POWER CABLE PREASSEMBLED | 345.98
6FX5002-5CN21-1DA0 | POWER CABLE PREASSEMBLED | 482.1
6FX5002-5CN21-1EC7 | POWER CABLE PREASSEMBLED | 547.59
6FX5002-5CN26-1BA0 | POWER CABLE PREASSEMBLED | 293.12
6FX5002-5DS31-1BE0 | POWER CABLE, PREASSEMBLED | 495.62
6FX5002-5DS36-1AH0 | POWER CABLE PREASSEMBLED | 326.42
6FX5002-5CN36-1AK0 | POWER CABLE PREASSEMBLED | 302.35
6FX5002-5CN36-1CA0 | POWER CABLE PREASSEMBLED | 360.05
6FX5002-5CN36-1GA0 | POWER CABLE PREASSEMBLED | 569.85
6FX5002-5CN54-1AJ0 | POWER CABLE PREASSEMBLED | 311.93
6FX5002-5CN56-2AA0 | POWER CABLE PREASSEMBLED | 1224.97
6FX5002-5CN64-1BA0 | POWER CABLE PREASSEMBLED | 404.2
6FX5002-5CN66-1AG0 | POWER CABLE PREASSEMBLED | 361.02
6FX5002-8QE04-1AD0 | ONE-CABLE-CONNECTION EXTENSION | 184.64
6FX5002-8QE04-1AG0 | ONE-CABLE-CONNECTION EXTENSION | 214.07
6FX5002-8QE04-1BC0 | ONE-CABLE-CONNECTION EXTENSION | 273.05
6FX5002-8QE04-1BF0 | ONE-CABLE-CONNECTION EXTENSION | 302.5
6FX5002-2CC12-2FA0 | SIGNAL CABLE, PREASSEMBLED | 1046.1
6FX5002-2CD24-1BF0 | SIGNAL CABLE, PREASSEMBLED | 197.11
6FX5002-2CF02-2DF0 | SIGNAL CABLE, PREASSEMBLED | 1018.8
6FX5002-2CF04-1BC1 | SIGNAL CABLE, PREASSEMBLED,EXT. | 230.99
6FX5002-2CG00-1EA0 | SIGNAL CABLE, PREASSEMBLED, | 332.58
6FX5002-2CQ31-1AF0 | SIGNAL CABLE, PREASSEMBLED, | 158.37
6FX5002-5CR73-1CA0 | POWER CABLE, PREASSEMBLED | 1334.27
6FX5002-5CR73-1CF0 | POWER CABLE, PREASSEMBLED | 1570.77
6FX5002-5CR73-1DA0 | POWER CABLE, PREASSEMBLED | 1807.23
6FX5002-5CR73-1JF0 | POWER CABLE, PREASSEMBLED | 4408.38
6FX5002-2DC00-1BB6 | SIGNAL CABLE, PREASSEMBLED | 180.01
6FX5002-2DC00-1BE0 | SIGNAL CABLE, PREASSEMBLED | 194.25
6FX5002-5CR83-1AF0 | POWER CABLE, PREASSEMBLED | 757.42
6FX5002-2DC10-1BA3 | SIGNAL CABLE, PREASSEMBLED | 190.46
6FX5002-2DC10-1BD2 | SIGNAL CABLE, PREASSEMBLED | 211.79
6FX5002-8QN11-1BF0 | ONE-CABLE-CONNECTION ASSEMBLY | 405.18
6FX5002-8QN21-1BF0 | ONE-CABLE-CONNECTION ASSEMBLY | 594.04
6FX5002-5CS06-1BG0 | POWER CABLE PREASSEMBLED | 262.31
6FX5002-2DC20-1BA5 | SIGNAL CABLE, PREASSEMBLED | 208.06
6FX5002-2DC20-1FA0 | SIGNAL CABLE, PREASSEMBLED | 486.09
6FX5002-5CS06-1BJ0 | POWER CABLE PREASSEMBLED | 270.26
6FX5002-5CS06-1CC0 | POWER CABLE PREASSEMBLED | 286.19
6FX5002-5CS11-1BC0 | POWER CABLE, PREASSEMBLED | 341.77
6FX5002-5CS12-1ED0 | POWER CABLE, PREASSEMBLED | 486.11
6FX5008-1BB35-1JA0 | POWER CABLE, SOLD BY THE METER | 4728.85
6FX5008-1BB35-3AA0 | POWER CABLE, SOLD BY THE METER | 11747.64
6ES7677-2VB42-0GL0 | CPU1515SP PC2 T + HMI 512PT | 6531.71
6ES7677-2WB42-0GM0 | CPU1515SP PC2 TF + HMI 2048PT | 8663.43
6FX5002-5CF10-1BA0 | POWER CABLE, PREASSEMBLED | 162.94
6FX5002-5CF14-1AF0 | POWER CABLE, PREASSEMBLED | 250.65
6FX5002-5CF14-1BA0 | POWER CABLE, PREASSEMBLED | 285.69
6FX5002-5CG01-1DB0 | POWER CABLE, PREASSEMBLED | 269.4
6FX5002-5CG10-2AA0 | POWER CABLE PREASSEMBLED | 589
6FX5002-5CG12-1AD0 | POWER CABLE PREASSEMBLED | 146.09
6FX5002-5CG22-1CF0 | POWER CABLE PREASSEMBLED | 390.78
6FX5002-5CG23-1AJ0 | POWER CABLE PREASSEMBLED | 961.29
6FX5002-5CG32-1EA0 | POWER CABLE PREASSEMBLED | 452.72
6FX2002-1DC00-1BC7 | SIGNAL CABLE, PREASSEMBLED | 202.08
6FX2002-1DC00-1BD2 | SIGNAL CABLE, PREASSEMBLED | 209.52
6FX2002-1DC00-1BE2 | SIGNAL CABLE, PREASSEMBLED | 216.96
6FX2002-1DC00-1BF4 | SIGNAL CABLE, PREASSEMBLED | 224.35
6FX2002-1DC00-1BJ3 | SIGNAL CABLE, PREASSEMBLED | 246.8
6FX2002-1DC00-1CA1 | SIGNAL CABLE, PREASSEMBLED | 261.82
6FX5002-5DS41-1BD0 | POWER CABLE, PREASSEMBLED | 532.62
6FX5002-2AH00-1KB0 | SIGNAL CABLE, PREFABRICATED | 638.84
6FX5002-2AH00-2BB0 | SIGNAL CABLE, PREFABRICATED | 762.79
6FX5002-2AH04-1BC0 | SIGNAL CABLE, PREASSEMBLED,EXT. | 205.47
6FX5002-5CN66-1EA0 | POWER CABLE PREASSEMBLED | 867.76
6FX5002-2CA12-1FF0 | SIGNAL CABLE, PREASSEMBLED | 431.05
6FX5002-2CA31-1AD5 | SIGNAL CABLE, PREASSEMBLED, | 150.56
6FX5002-2CA34-1AD1 | SIGNAL CABLE, PREASSEMBLED,EXT. | 183.07
6FX5002-2CA34-1AH0 | SIGNAL CABLE, PREASSEMBLED,EXT. | 208.34
6FX5002-5CR73-1BC0 | POWER CABLE, PREASSEMBLED | 955.99
6FX5002-8QN04-1DA0 | ONE-CABLE-CONNECTION ASSEMBLY | 430.92
6FX5002-8QN08-1AA5 | ONE-CABLE-CONNECTION ASSEMBLY | 152.55
6FX5002-8QN08-1AB5 | ONE-CABLE-CONNECTION ASSEMBLY | 164.39
6FX5002-5CR73-1EF0 | POWER CABLE, PREASSEMBLED | 2516.63
6FX5002-5CR73-1EG0 | POWER CABLE, PREASSEMBLED | 2563.91
6FX5002-5CR73-1FA0 | POWER CABLE, PREASSEMBLED | 2753.12
6FX5002-2CR00-1CA0 | SIGNAL CABLE, PREASSEMBLED | 241.69
6FX5002-2DC10-1AB2 | SIGNAL CABLE, PREASSEMBLED | 126.59
6FX5002-2DC10-1AC3 | SIGNAL CABLE, PREASSEMBLED | 133.72
6FX5002-2DC10-1AD4 | SIGNAL CABLE, PREASSEMBLED | 140.8
6FX5002-2DC10-1BA0 | SIGNAL CABLE, PREASSEMBLED | 183.36
6FX5002-2DC10-1EK0 | SIGNAL CABLE, PREASSEMBLED | 460.87
6FX5008-1BA50-1AC0 | POWER CABLE, SOLD BY THE METER | 212.42
6FX5002-2DC10-1GJ0 | SIGNAL CABLE, PREASSEMBLED | 594.74
6FX5008-1BB25-1EG0 | POWER CABLE, SOLD BY THE METER | 1901.18
6FX5008-1BB25-1FA0 | POWER CABLE, SOLD BY THE METER | 2063.07
6FX5008-1BB31-1BJ0 | POWER CABLE, SOLD BY THE METER | 215.86
6ES7823-0BE00-2BA0 | SIMATIC OPC UA S7-1200 Basic DL | 88.12
6ES7833-1FB16-0YA5 | STEP 7 Safety Basic V16 | 411.07
6ES7833-1FB16-0YH5 | STEP 7 Safety Basic V16 SW DL | 363.95
6FX5002-5CG10-1AC5 | POWER CABLE PREASSEMBLED | 140.38
6FX5002-5CG10-1AH4 | POWER CABLE PREASSEMBLED | 163.48
6FX2002-1DC00-1AD3 | SIGNAL CABLE, PREASSEMBLED | 134.81
6FX5002-5CG10-1BE0 | POWER CABLE PREASSEMBLED | 191.26
6FX5002-5CG10-1CF0 | POWER CABLE PREASSEMBLED | 242.19
6FX5002-5CG21-1AE0 | POWER CABLE, PREASSEMBLED | 243.65
6FX5002-5CG22-1AH0 | POWER CABLE PREASSEMBLED | 264.67
6FX5002-5CG22-1BF0 | POWER CABLE PREASSEMBLED | 320.73
6FX5002-5CG22-1CC0 | POWER CABLE PREASSEMBLED | 369.74
6FX5002-5CG42-1AD0 | POWER CABLE PREASSEMBLED | 231.89
6FX2002-1DC00-1AH1 | SIGNAL CABLE, PREASSEMBLED | 164.69
6FX2002-1DC00-1BB3 | SIGNAL CABLE, PREASSEMBLED | 194.55
6FX5002-5CG42-1EF0 | POWER CABLE PREASSEMBLED | 603.94
6FX5002-5CN01-1AC8 | POWER CABLE PREASSEMBLED | 274.59
6FX5002-5CN01-1AD8 | POWER CABLE PREASSEMBLED | 279.63
6FX5002-5CN01-1BG0 | POWER CABLE PREASSEMBLED | 340.08
6FX5002-5DN30-1BA0 | POWER CABLE PREASSEMBLED | 238.26
6FX5002-5DN30-1DF0 | POWER CABLE PREASSEMBLED | 450.45
6FX5002-5DN36-1AC0 | POWER CABLE PREASSEMBLED | 285.94
6FX5002-5CN06-1AH5 | POWER CABLE PREASSEMBLED | 230.49
6FX2002-1DC00-1EG0 | SIGNAL CABLE, PREASSEMBLED | 448.21
6FX2002-1DC20-1AH0 | SIGNAL CABLE, PREASSEMBLED | 197.69
6FX5002-5CN06-1BA0 | POWER CABLE PREASSEMBLED | 238.42
6FX5002-5CW12-1BC0 | POWER CABLE PREASSEMBLED | 216.18
6FX5002-2DD40-1BF0 | SIGNAL CABLE, PREASSEMBLED | 240.35
6FX5002-2EQ10-2JA0 | SIGNAL CABLE, PREASSEMBLED | 1489.89
6FX8002-2DC48-1AD0 | SIGNAL CABLE, PREASSEMBLED | 196.47
6FX5002-5CW52-1DA0 | POWER CABLE PREASSEMBLED | 446.95
6FX5002-5CX18-1BF0 | POWER CABLE PREASSEMBLED,EXT. | 1880.94
6FX8002-2EQ20-1AF5 | SIGNAL CABLE PREASSAMBLED | 234.97
6FX8002-2SL01-1AB7 | SIGNAL CABLE, PREASSEMBLED | 266.68
6FX5002-5CA15-1AB0 | POWER CABLE, PREASSEMBLED,EXT. | 256.03
6FX8002-2SL01-1AD0 | SIGNAL CABLE, PREASSEMBLED | 277.82
6FX5002-5DF07-1AF0 | POWER CABLE, PREASSEMBLED | 243.28
6FX5002-5DF10-1BA0 | POWER CABLE, PREASSEMBLED | 208.84
6FX5002-5DF14-1AF0 | POWER CABLE, PREASSEMBLED | 261.58
6FX5002-5DG01-1EF0 | POWER CABLE, PREASSEMBLED | 502.7
6FX8002-2SL20-1AK0 | SIGNAL CABLE, PREASSEMBLED | 260.33
6FX8002-2SL20-1BA0 | SIGNAL CABLE, PREASSEMBLED | 271.5
6FX8002-2YS01-1AG0 | SIGNAL CABLE, PREASSEMBLED, | 278.9
6FX8002-5CR43-1CA0 | POWER CABLE, PREASSEMBLED | 935.53
6FX5022-5CN06-1FB0 | POWER CABLE PREASSEMBLED | 370.73
6FX5002-5DG10-1EB0 | POWER CABLE PREASSEMBLED | 470.6
6FX8002-5CS01-1EH0 | POWER CABLE, PREASSEMBLED | 909.04
6FX8002-5CS06-1AC0 | POWER CABLE PREASSEMBLED | 232.66
6FX8002-5CE04-1AF0 | POWER CABLE, PREASSEMBLED | 327.47
6FX8002-5CE06-1AH0 | POWER CABLE, PREASSEMBLED | 433.76
6FX5022-5DN36-1CA0 | POWER CABLE PREASSEMBLED | 400.63
6FX5022-5DN56-1FA0 | POWER CABLE PREASSEMBLED | 899.73
6FX8002-5CG10-1AB0 | POWER CABLE PREASSEMBLED | 147.42
6FX5022-5DS16-2AA0 | POWER CABLE PREASSEMBLED | 991.54
6FX8002-5CS06-1BE0 | POWER CABLE PREASSEMBLED | 359.98
6FX8002-5CS06-1CA0 | POWER CABLE PREASSEMBLED | 423.68
6FX5022-5DS16-2CA0 | POWER CABLE PREASSEMBLED | 1153.39
6FX5042-5CN05-1AC0 | POWER CABLE PREASSEMBLED | 242.81
6FX7002-5EA61-1AG5 | POWER CABLE, PREASSEMBLED | 546.69
6FX7002-5EA61-1CC0 | POWER CABLE, PREASSEMBLED | 1151.15
6FX5002-5DG12-1EF0 | POWER CABLE PREASSEMBLED | 587.49
6FX5002-5DG12-1EH0 | POWER CABLE PREASSEMBLED | 607.06
6FX5002-5DG33-1BC0 | POWER CABLE, PREASSEMBLED | 1547.95
6FX5002-5DG33-1DA0 | POWER CABLE, PREASSEMBLED | 2305.43
6FX5002-5CN64-1BF0 | POWER CABLE PREASSEMBLED | 498.65
6FX5002-5CQ15-1AD0 | POWER CABLE EXTENSION | 268.64
6FX5002-8QE04-1BA0 | ONE-CABLE-CONNECTION EXTENSION | 253.41
6FX5002-8QE08-1AF0 | ONE-CABLE-CONNECTION EXTENSION | 274.3
6FX5002-2CA12-1BF0 | SIGNAL CABLE, PREASSEMBLED | 177.87
6FX5002-2CA12-1GA0 | SIGNAL CABLE, PREASSEMBLED | 464.08
6FX5002-2CA20-1AE0 | SIGNAL CABLE PREASSAMBLED | 214.53
6FX5002-2CG00-1AC0 | SIGNAL CABLE, PREASSEMBLED, | 110.72
6FX5002-5CR73-1AE0 | POWER CABLE, PREASSEMBLED | 577.56
6FX5002-5CR73-1BA0 | POWER CABLE, PREASSEMBLED | 861.36
6FX5002-2DC00-1BC0 | SIGNAL CABLE, PREASSEMBLED | 180.04
6FX5002-2DC00-1BC2 | SIGNAL CABLE, PREASSEMBLED | 187.14
6FX5002-5CR83-1BA0 | POWER CABLE, PREASSEMBLED | 1102.85
6FX5002-5CR83-1BF0 | POWER CABLE, PREASSEMBLED | 1448.25
6FX5002-5CS06-1AC0 | POWER CABLE PREASSEMBLED | 206.6
6FX5002-2DC10-1BA2 | SIGNAL CABLE, PREASSEMBLED | 190.46
6FX5002-2DC10-1BB7 | SIGNAL CABLE, PREASSEMBLED | 197.58
6FX5002-8QN08-1EA0 | ONE-CABLE-CONNECTION ASSEMBLY | 613.47
6FX5002-2DC10-1CH5 | SIGNAL CABLE, PREASSEMBLED | 311.48
6FX5002-2DC20-1AA1 | SIGNAL CABLE, PREASSEMBLED | 137.08
6FX5002-2DC20-1AA4 | SIGNAL CABLE, PREASSEMBLED | 137.08
6FX5008-1BA35-1CA0 | POWER CABLE, SOLD BY THE METER | 1464.38
6FX5008-1BA51-1AF0 | POWER CABLE, SOLD BY THE METER | 146.3
6FX5002-5CS06-1DE0 | POWER CABLE PREASSEMBLED | 333.97
6FX5002-5CS06-1EA0 | POWER CABLE PREASSEMBLED | 357.86
6FX5008-1BB25-1AC0 | POWER CABLE, SOLD BY THE METER | 102.77
6FX5008-1BB25-1AE0 | POWER CABLE, SOLD BY THE METER | 184.68
6FX5002-5CS14-1AH0 | POWER CABLE, PREASSEMBLED | 660.26
6FX5002-5CS14-1AJ0 | POWER CABLE, PREASSEMBLED | 677.67
6FX5008-1BB50-1GD0 | POWER CABLE, SOLD BY THE METER | 5017.32
6FX5008-1BB51-1FA0 | POWER CABLE, SOLD BY THE METER | 1136.34
6FX5002-5CS31-1AG0 | POWER CABLE, PREASSEMBLED | 373.32
6FX5002-5CS36-1BA0 | POWER CABLE PREASSEMBLED | 307.62
6FX5002-5DA38-1BA0 | POWER CABLE, PREASSEMBLED, EXT. | 486.51
6FX5022-5CN06-1BG0 | POWER CABLE PREASSEMBLED | 231.4
6FX5002-5DG10-1AK0 | POWER CABLE PREASSEMBLED | 217.56
6FX8002-2SL10-1BA0 | SIGNAL CABLE EXTENSION | 413.71
6FX8002-2SL20-1AC0 | SIGNAL CABLE, PREASSEMBLED | 182.29
6FX8002-2SL20-1AH0 | SIGNAL CABLE, PREASSEMBLED | 238.04
6FX8002-5CR52-1BF0 | POWER CABLE, PREASSEMBLED | 928.03
6FX8002-5CR52-1EF0 | POWER CABLE, PREASSEMBLED | 2208.75
6FX5002-5DG10-1CK0 | POWER CABLE PREASSEMBLED | 375.69
6FX5022-5CN06-1EF0 | POWER CABLE PREASSEMBLED | 346.84
6FX5002-5DG10-1EK0 | POWER CABLE PREASSEMBLED | 533.87
6FX8002-5CS01-1DG0 | POWER CABLE, PREASSEMBLED | 761.52
6FX5002-5DG10-1FE0 | POWER CABLE PREASSEMBLED | 573.52
6FX8002-5CA38-1BD0 | POWER CABLE, PREASSEMBLED EXT. | 593.62
6FX8002-5CE04-1AD0 | POWER CABLE, PREASSEMBLED | 289.39
6FX8002-5CS06-1AF0 | POWER CABLE PREASSEMBLED | 264.46
6FX8002-5CF10-1AD0 | POWER CABLE, PREASSEMBLED | 165.13
6FX8002-5CG01-1AH5 | POWER CABLE PREASSEMBLED | 237.35
6FX5022-5DN06-1BA0 | POWER CABLE PREASSEMBLED | 247.3
6FX5022-5DN26-1DA0 | POWER CABLE PREASSEMBLED | 432.07
6FX8002-5CG10-1BB0 | POWER CABLE PREASSEMBLED | 276.23
6FX5002-5DG12-1AG0 | POWER CABLE PREASSEMBLED | 206.04
6FX5002-5DG12-1DF0 | POWER CABLE PREASSEMBLED | 489.72
6FX8002-5CS14-1CD0 | POWER CABLE, PREASSEMBLED | 1213.93
6FX5042-5DN16-1CA0 | POWER CABLE PREASSEMBLED | 375.09
6FX7002-5EA41-1BG0 | POWER CABLE, PREASSEMBLED | 669.01
6FX8002-5CS16-1BG0 | POWER CABLE PREASSEMBLED | 410.78
6FX8002-5CG10-1CA5 | POWER CABLE PREASSEMBLED | 405.02
6FX5002-5DG13-1BF0 | POWER CABLE, PREASSEMBLED | 1079.64
6FX8002-5CG10-1CB0 | POWER CABLE PREASSEMBLED | 405.02
6FX5002-5DG32-1CF0 | POWER CABLE PREASSEMBLED | 465.85
6FX5002-5CQ28-1BA0 | POWER CABLE EXTENSION | 420.86
6FX5002-5CQ68-1BA0 | POWER CABLE EXTENSION | 520.98
6FX5002-2AH11-1AJ0 | SIGNAL CABLE PREASSAMBLED | 182.24
6FX5002-5MN05-1AJ0 | POWER CABLE, PREASSEMBLED,EXT. | 266.34
6FX5002-2CC12-1BF0 | SIGNAL CABLE, PREASSEMBLED | 188.74
6FX5002-8QE21-1FA0 | ONE-CABLE-CONNECTION EXTENSION | 1577.06
6FX5002-2CD24-1DA0 | SIGNAL CABLE, PREASSEMBLED | 292.32
6FX5002-8QN04-1AH0 | ONE-CABLE-CONNECTION ASSEMBLY | 205
6FX5002-5CR73-1BF0 | POWER CABLE, PREASSEMBLED | 1097.84
6FX5002-5CR73-1GA0 | POWER CABLE, PREASSEMBLED | 3226.02
6FX5002-5CR73-1HA0 | POWER CABLE, PREASSEMBLED | 3698.98
6FX5002-5CR83-1CD0 | POWER CABLE, PREASSEMBLED | 2000.93
6FX5002-2DC00-1BD0 | SIGNAL CABLE, PREASSEMBLED | 187.12
6FX5002-5CS01-1BC5 | POWER CABLE, PREASSEMBLED | 324.98
6FX5002-5CS02-1DF0 | POWER CABLE, PREASSEMBLED | 373.82
6FX5002-2DC10-1BG5 | SIGNAL CABLE, PREASSEMBLED | 233
6FX5002-2DC10-1CB4 | SIGNAL CABLE, PREASSEMBLED | 268.85
6FX5002-2DC10-1FJ0 | SIGNAL CABLE, PREASSEMBLED | 525.36
6FX5002-2DC10-1GG0 | SIGNAL CABLE, PREASSEMBLED | 580.4
6FX5002-2DC20-1AE5 | SIGNAL CABLE, PREASSEMBLED | 165.52
6FX5008-1BA51-1FA0 | POWER CABLE, SOLD BY THE METER | 1345.01
6FX5002-2DC20-1CB0 | SIGNAL CABLE, PREASSEMBLED | 279.34
6FX5008-1BB12-1BE0 | POWER CABLE SOLD BY THE METER | 2947.65
6FX5008-1BB25-1AK0 | POWER CABLE, SOLD BY THE METER | 388.83
6FX5008-1BB31-1FF0 | POWER CABLE, SOLD BY THE METER | 637.17
6FX5008-1BB35-1HF0 | POWER CABLE, SOLD BY THE METER | 4430.83
6FX5008-1BB50-1BC0 | POWER CABLE, SOLD BY THE METER | 975.81
6FX5002-5CS16-1CF0 | POWER CABLE PREASSEMBLED | 331.59
6FX5008-1BB70-1KK0 | POWER CABLE SOLD BY THE METER | 14224.14
6FX5012-2AH11-1BA0 | SIGNAL CABLE PREASSAMBLED | 200.9
6FX5002-2DC40-1AE0 | SIGNAL CABLE, PREASSEMBLED | 156.4
6FX2002-1DC00-1CB4 | SIGNAL CABLE, PREASSEMBLED | 269.26
6FX2002-1DC00-1CJ5 | SIGNAL CABLE, PREASSEMBLED | 321.48
6FX5002-5DN36-1CH0 | POWER CABLE PREASSEMBLED | 488.26
6FX5002-5CN06-1AD5 | POWER CABLE PREASSEMBLED | 214.56
6FX5002-5CN06-1AD8 | POWER CABLE PREASSEMBLED | 214.56
6FX5002-5CN06-1AE3 | POWER CABLE PREASSEMBLED | 218.55
6FX5002-5CS64-1DF0 | POWER CABLE, PREASSEMBLED | 876.41
6FX5002-5CS66-1AK0 | POWER CABLE PREASSEMBLED | 405.72
6FX5002-2DC48-1BF0 | SIGNAL CABLE, PREASSEMBLED | 259.71
6FX5002-2DD40-1AF0 | SIGNAL CABLE, PREASSEMBLED | 164.06
6FX8002-2EN24-1AA2 | SIGNAL CABLE EXTENSION | 250.48
6FX5002-2EQ31-1AF0 | SIGNAL CABLE, PREASSEMBLED | 154.48
6FX5002-2EQ31-1BH0 | SIGNAL CABLE, PREASSEMBLED | 246.02
6FX5002-2CH00-1BJ0 | SIGNAL CABLE, PREASSEMBLED | 248.34
6FX5002-5DA05-1FA0 | POWER CABLE, PREASSEMBLED, EXT. | 640.59
6FX8002-2FN24-1AG0 | SIGNAL CABLE EXTENSION | 281.8
6FX8002-2SL00-1AC0 | SIGNAL CABLE, PREASSEMBLED | 198.69
6FX5002-5DA15-1BC0 | POWER CABLE, PREASSEMBLED, EXT. | 376.63
6FX8002-2SL02-1AF0 | SIGNAL CABLE, PREASSEMBLED | 300.1
6FX5012-5DN01-1BA0 | POWER CABLE PREASSEMBLED | 353.11
6FX8002-2SL02-1BD0 | SIGNAL CABLE, PREASSEMBLED | 389.32
6FX8002-2SL02-1BK0 | SIGNAL CABLE, PREASSEMBLED | 456.24
6FX8002-2SL10-1AD0 | SIGNAL CABLE EXTENSION | 335.66
6FX8002-2SL10-1AG0 | SIGNAL CABLE EXTENSION | 369.11
6FX8002-2SL10-1AH0 | SIGNAL CABLE EXTENSION | 380.26
6FX8002-2SL10-1AJ0 | SIGNAL CABLE EXTENSION | 391.38
6FX8002-5CA05-1AB7 | POWER CABLE, PREASSEMBLED EXT. | 273.15
6FX8002-5CA05-1BD0 | POWER CABLE, PREASSEMBLED EXT. | 414.62
6FX8002-5CA15-1AH0 | POWER CABLE, PREASSEMBLED EXT. | 370.23
6FX5022-5CN06-1CA0 | POWER CABLE PREASSEMBLED | 247.3
6FX8002-5CS01-1EB5 | POWER CABLE, PREASSEMBLED | 841.79
6FX8002-5CS01-1ED0 | POWER CABLE, PREASSEMBLED | 855.39
6FX5002-5DG11-1EF0 | POWER CABLE, PREASSEMBLED | 589.42
6FX8002-5CF10-1AG0 | POWER CABLE, PREASSEMBLED | 203.8
6FX8002-5CF10-1BC0 | POWER CABLE, PREASSEMBLED | 281.11
6FX8002-5CG01-1AB5 | POWER CABLE PREASSEMBLED | 160.27
6FX8002-5CG01-1AE0 | POWER CABLE PREASSEMBLED | 185.91
6FX5002-5DG12-1DA0 | POWER CABLE PREASSEMBLED | 440.81
6FX8002-5CS06-1AH5 | POWER CABLE PREASSEMBLED | 296.32
6FX8002-5CS06-1BC0 | POWER CABLE PREASSEMBLED | 338.75
6FX7002-5EA02-1AF0 | POWER CABLE, PREASSEMBLED | 264.53
6FX7002-5EA02-1AK0 | POWER CABLE, PREASSEMBLED | 355.62
6FX8002-5CS16-1AJ0 | POWER CABLE PREASSEMBLED | 312.04
6FX8002-5CS16-1BA5 | POWER CABLE PREASSEMBLED | 349.06
6FX8002-5CS16-1CA0 | POWER CABLE PREASSEMBLED | 460.13
6FX8002-5CS17-1BC0 | POWER CABLE PREASSEMBLED | 1037.94
6FX5002-5DG13-1CA0 | POWER CABLE, PREASSEMBLED | 1190.9
6FX5002-5DG32-1AG0 | POWER CABLE PREASSEMBLED | 280.02
6FX5002-5DG32-1AH0 | POWER CABLE PREASSEMBLED | 289.78
6FX5002-5CR72-1AG0 | POWER CABLE, PREASSEMBLED | 671.98
6FX5002-5CR72-1FA0 | POWER CABLE, PREASSEMBLED | 2752.93
6FX5002-5CR73-1AC0 | POWER CABLE, PREASSEMBLED | 483.04
6FX5002-5CR73-1AD0 | POWER CABLE, PREASSEMBLED | 530.3
6FX5002-8QN04-1AB5 | ONE-CABLE-CONNECTION ASSEMBLY | 155.89
6FX5002-8QN04-1AC0 | ONE-CABLE-CONNECTION ASSEMBLY | 155.89
6FX5002-2CC12-1CA0 | SIGNAL CABLE, PREASSEMBLED | 220.36
6FX5002-2CN20-1DA0 | SIGNAL CABLE, PREASSEMBLED | 480.5
6FX5002-2CQ31-1EA0 | SIGNAL CABLE, PREASSEMBLED, | 435.15
6FX5002-2CQ34-1BA0 | SIGNAL CABLE, PREASSEMBLED, | 233.81
6FX5002-2CR00-1AC0 | SIGNAL CABLE, PREASSEMBLED | 123.93
6FX5002-5CR83-1EA0 | POWER CABLE, PREASSEMBLED | 3175.39
6FX5002-5CR83-1GD0 | POWER CABLE, PREASSEMBLED | 4764.31
6FX5002-5CS36-2AA0 | POWER CABLE PREASSEMBLED | 779.51
6FX5002-2DC40-1AC0 | SIGNAL CABLE, PREASSEMBLED | 141.16
6FX5002-5CS54-1CF0 | POWER CABLE, PREASSEMBLED | 520.29
6FX5002-5CS56-1BB0 | POWER CABLE PREASSEMBLED | 365.09
6FX8002-2DC42-1BE2 | SIGNAL CABLE, PREASSEMBLED | 313.94
6FX8002-2DC44-1AF0 | DRIVE-CLIQ EXTENSION | 216.05
6FX5002-2EQ20-1FA0 | SIGNAL CABLE PREASSAMBLED | 649.19
6FX5002-2EQ31-1AK0 | SIGNAL CABLE, PREASSEMBLED | 185.02
6FX5002-2EQ31-1BC5 | SIGNAL CABLE, PREASSEMBLED | 215.5
6FX5002-2EQ31-1BF0 | SIGNAL CABLE, PREASSEMBLED | 230.78
6FX5002-5DN01-1CA1 | POWER CABLE PREASSEMBLED | 443.95
6FX7002-5LM62-1AC0 | POWER CABLE PREASSEMBLED | 251.06
6FX7002-5LM62-1BD0 | POWER CABLE PREASSEMBLED | 383.82
6FX8002-5CS46-1AK0 | POWER CABLE PREASSEMBLED | 415.33
6FX8002-1AA01-1AH0 | SIGNAL CABLE, PREASSEMBLED, | 196.81
6FX8002-2AD04-1AA5 | SIGNAL CABLE, PREASSEMBLED EXT. | 181.89
6FX8002-5CN01-1DH0 | POWER CABLE PREASSEMBLED | 774.08
6FX8002-5CN01-1HF0 | POWER CABLE PREASSEMBLED | 1285.5
6FX8002-5CN05-1AC3 | POWER CABLE PREASSEMBLED EXT. | 286.07
6FX8002-5CN05-1CJ0 | POWER CABLE PREASSEMBLED EXT. | 608.09
6FX5002-5DN06-1AD3 | POWER CABLE PREASSEMBLED | 239.26
6FX5002-5DN06-1AF0 | POWER CABLE PREASSEMBLED | 245.76
6FX8002-2AD04-1BA0 | SIGNAL CABLE, PREASSEMBLED EXT. | 280.72
6FX8002-5CN06-1AH5 | POWER CABLE PREASSEMBLED | 296.32
6FX8002-5CN06-1AK0 | POWER CABLE PREASSEMBLED | 306.96
6FX5002-5DN06-1BJ0 | POWER CABLE PREASSEMBLED | 330.29
6FX5002-5DN06-1CA0 | POWER CABLE PREASSEMBLED | 343.34
6FX8002-5CN06-1BJ0 | POWER CABLE PREASSEMBLED | 402.45
6FX8002-5CN06-1CG0 | POWER CABLE PREASSEMBLED | 487.3
6FX8002-2CA24-1BF0 | SIGNAL CABLE PREASSAMBLED | 412.51
6FX8002-2CA34-1AD5 | SIGNAL CABLE, PREASSEMBLED EXT. | 215.92
6FX5002-5DN06-1CE0 | POWER CABLE PREASSEMBLED | 369.34
6FX5002-5DN16-1AF0 | POWER CABLE PREASSEMBLED | 253.7
6FX8002-5CN06-1DF0 | POWER CABLE PREASSEMBLED | 582.81
6FX8002-5CN06-1FA0 | POWER CABLE PREASSEMBLED | 742.01
6FX8002-2CA34-1AF8 | SIGNAL CABLE, PREASSEMBLED EXT. | 237.85
6FX8002-5DA68-1AE5 | POWER CABLE, PREASSEMBLED EXT. | 664.14
6FX8002-5DA68-1BB0 | POWER CABLE, PREASSEMBLED EXT. | 910.62
6FX8002-5DA68-1CA0 | POWER CABLE, PREASSEMBLED EXT. | 1281.05
6FX8002-5CN26-1DA0 | POWER CABLE PREASSEMBLED | 588.09
6FX5002-5DN27-1AB0 | POWER CABLE PREASSEMBLED | 208.24
6FX5002-5DN27-1BF0 | POWER CABLE PREASSEMBLED | 301.9
6FX8002-5CN26-1FA0 | POWER CABLE PREASSEMBLED | 800.31
6FX8002-5DG10-1BH0 | POWER CABLE PREASSEMBLED | 441.29
6FX8002-5DG10-1CE0 | POWER CABLE PREASSEMBLED | 558.81
6FX8002-5DG10-1CF0 | POWER CABLE PREASSEMBLED | 575.6
6FX8002-5DG10-1DF0 | POWER CABLE PREASSEMBLED | 743.45
6FX8002-5DS06-1FF0 | POWER CABLE PREASSEMBLED | 984.48
6FX8002-5DS14-1BC0 | POWER CABLE, PREASSEMBLED | 1006.99
6FX8002-5CN36-1DE0 | POWER CABLE PREASSEMBLED | 691.31
6FX8002-2CF02-1CD0 | SIGNAL CABLE, PREASSEMBLED, | 397.79
6FX8002-5DG11-1EF0 | POWER CABLE, PREASSEMBLED | 1028.58
6FX8002-5DG12-1BC0 | POWER CABLE PREASSEMBLED | 389.32
6FX8002-5DS14-1BG0 | POWER CABLE, PREASSEMBLED | 1149.45
6AV2102-3AA06-0AE5 | SIMATIC WinCC Advanced V16 Upgrade | 1602.04
6AV2157-6CW00-0LB0 | WinCC Unified 30 Operate Clients DL | 51073.12
6AV2103-0XA06-0AH5 | WinCC Prof max. PowerTags V16 DL | 8117.46
6AV2104-3KK06-0AK0 | WinCC RT Advanced 8192 V16 Upgr. DL | 3246.32
6AV2104-4BB06-0AK0 | WinCC RT Advanced 128 V16 Upgrade DL | 324.96
6AV6881-0AW21-3AA0 | Tablet PC support with handle | 176.9
6AV6881-0QJ22-0AA0 | Protect. film 15" front, type 5 | 352.03
6FX5002-8QN08-1BJ0 | ONE-CABLE-CONNECTION ASSEMBLY | 353.49
6FX5002-8QN08-1CG0 | ONE-CABLE-CONNECTION ASSEMBLY | 448
6FX5002-2DC10-1CC8 | SIGNAL CABLE, PREASSEMBLED | 275.98
6FX5002-8QN21-1BJ0 | ONE-CABLE-CONNECTION ASSEMBLY | 673.26
6FX5002-8QN21-1DA0 | ONE-CABLE-CONNECTION ASSEMBLY | 990.05
6FX5002-2DC10-1EC7 | SIGNAL CABLE, PREASSEMBLED | 418.17
6FX5002-5CS06-1AD0 | POWER CABLE PREASSEMBLED | 210.57
6FX5002-5CS06-1AF0 | POWER CABLE PREASSEMBLED | 218.55
6FX5002-5CS06-1BB0 | POWER CABLE PREASSEMBLED | 242.4
6FX5002-5CS06-1BD0 | POWER CABLE PREASSEMBLED | 250.36
6FX5008-1BB35-1DC0 | POWER CABLE, SOLD BY THE METER | 1903.16
6FX5002-5CS06-1FA0 | POWER CABLE PREASSEMBLED | 397.65
6FX5002-5CS11-1CF0 | POWER CABLE, PREASSEMBLED | 428.57
6FX5002-5CS12-1AH4 | POWER CABLE, PREASSEMBLED | 253.57
6FX5002-5CS12-1FF0 | POWER CABLE, PREASSEMBLED | 566.47
6FX5002-5CS17-1BA0 | POWER CABLE PREASSEMBLED | 810.66
6FX5002-5CS23-1EF0 | POWER CABLE, PREASSEMBLED | 1927.42
6FX5002-5CS26-1AK0 | POWER CABLE PREASSEMBLED | 289.13
6FX8002-2DC40-1BG0 | SIGNAL CABLE, PREASSEMBLED | 301.59
6FX5002-2DC40-1AK0 | SIGNAL CABLE, PREASSEMBLED | 194.55
6FX8002-2DC42-1AA6 | SIGNAL CABLE, PREASSEMBLED | 176.9
6FX8002-2DC42-1BA0 | SIGNAL CABLE, PREASSEMBLED | 265.01
6FX5002-2EN20-1BA0 | SIGNAL CABLE, PREASSEMBLED | 279.68
6FX5002-5CS66-1GA0 | POWER CABLE PREASSEMBLED | 1165.88
6FX5002-5CW02-1AD0 | POWER CABLE PREASSEMBLED | 163.01
6FX8002-2DC48-1BA0 | SIGNAL CABLE, PREASSEMBLED | 265.01
6FX5012-5CS46-1CF0 | POWER CABLE PREASSEMBLED | 443.84
6FX8002-2EN24-1BA0 | SIGNAL CABLE EXTENSION | 351.61
6FX8002-2EQ20-1CJ0 | SIGNAL CABLE PREASSAMBLED | 462.83
6FX8002-2EQ31-1BC0 | SIGNAL CABLE, PREASSEMBLED, | 281.22
6FX8002-5CS51-1DE0 | POWER CABLE, PREASSEMBLED | 1205.85
6FX7008-1BC21-1AC0 | POWER CABLE, SOLD BY THE METER | 74.84
6FX7008-1BC21-1BF0 | POWER CABLE, SOLD BY THE METER | 450.64
6FX7008-1BC51-1CA0 | POWER CABLE,SOLD BY THE METER, | 955.48
6FX8002-5CS54-1FA0 | POWER CABLE, PREASSEMBLED | 1470.23
6FX8002-5CN05-1AG5 | POWER CABLE PREASSEMBLED EXT. | 337.57
6FX8002-5CN05-1BC2 | POWER CABLE PREASSEMBLED EXT. | 414.89
6FX5002-5DN06-1AC8 | POWER CABLE PREASSEMBLED | 232.81
6FX8002-5CN06-1AG1 | POWER CABLE PREASSEMBLED | 285.69
6FX5002-5DN06-1AJ5 | POWER CABLE PREASSEMBLED | 271.75
6FX8002-5CS64-1CD0 | POWER CABLE, PREASSEMBLED | 1054.43
6FX8002-5CX28-1BD0 | POWER CABLE, PREASSEMBLED EXT. | 2299.69
6FX8002-2CA12-1AG0 | SIGNAL CABLE PREASSEMBLED | 127.11
6FX8002-2CA12-1BA0 | SIGNAL CABLE PREASSEMBLED | 157.84
6FX8002-5CN06-1BG0 | POWER CABLE PREASSEMBLED | 381.22
6FX8002-5CN06-1BH5 | POWER CABLE PREASSEMBLED | 402.45
6FX5002-5DN06-1FH0 | POWER CABLE PREASSEMBLED | 583.91
6FX5002-5DN06-1CH0 | POWER CABLE PREASSEMBLED | 388.83
6FX5002-5DN06-2AA0 | POWER CABLE PREASSEMBLED | 863.56
6FX5002-5DN11-1AC0 | POWER CABLE PREASSEMBLED | 298.98
6FX8002-5CN16-1BC0 | POWER CABLE PREASSEMBLED | 361.43
6FX8002-5CN16-1CA0 | POWER CABLE PREASSEMBLED | 460.13
6FX8002-5DA15-1DF0 | POWER CABLE, PREASSEMBLED EXT. | 941.03
6FX8002-5DA48-1BB0 | POWER CABLE, PREASSEMBLED EXT. | 670.83
6FX8002-5DG01-1AC0 | POWER CABLE, PREASSEMBLED | 189.41
6FX8002-5DG01-1AE5 | POWER CABLE, PREASSEMBLED | 239.71
6FX8002-5CN21-1AK0 | POWER CABLE PREASSEMBLED | 473.45
6FX8002-5CN21-1BD0 | POWER CABLE PREASSEMBLED | 527.3
6FX8002-5CN36-1AD0 | POWER CABLE PREASSEMBLED | 308.58
6FX8002-5DS06-1BF0 | POWER CABLE PREASSEMBLED | 432.85
6FX8002-5DS06-1BH0 | POWER CABLE PREASSEMBLED | 460.43
6FX8002-5DG01-1EA0 | POWER CABLE, PREASSEMBLED | 826.5
6AV2107-3DB06-0AE0 | UpG WinCC RT Prof CL V11/15->V16 | 1962.75
6AV6646-7BA00-0AA0 | SIMATIC HMI IWP1500MT | 3206.12
6ES7647-8BB64-0MA1 | SIMATIC IPC227E (Nanobox PC) | 3002.36
6ES7647-8BC21-0EA1 | SIMATIC IPC227E (Nanobox PC) | 1965.62
6ES7656-6CJ30-1GF0 | SIMATIC PCS 7 CPU 410 REDUNDANCY AS | 41030.76
6ES7648-6WC21-2YA0 | SIMATIC IPC Operating System Package | 420.99
6ED1052-1CC08-0BA1 | LOGO! 24CE, 8DI(4AI)/4DO, 400 Blocks | 169.91
6ED1052-2HB08-0BA1 | LOGO! 24RCEO, 8DI/4DO, 400 Blocks | 154.47
6ED1055-4MH08-0BA1 | LOGO! TD Textdisplay, 6 Lines | 211.71
6DL5260-0DC00-2YV8 | SIMIT VC INHOUSE SUS 1 CONTROLLER DL | 712.9
6EP3344-7SB00-3AX0 | SITOP PSU6200/1AC/48VDC/5A | 285.16
6EP3436-7SB00-3AX0 | SITOP PSU6200/3AC/24VDC/20A | 304.74
6EP4297-8HB00-0XP0 | SITOP BUF8600/100MS/40A/BMW | 255.79
6ES7193-6CP00-4MA0 | 50 color-coded labels CC00 | 78.52
6AV7863-4MA00-2AA0 | SIMATIC Flat Panel 22" MT V2 | 2901.12
6DL8913-0AK20-0AK5 | SIMIT SP V10.2 UG ENG. S V10.1->V10.2 DL | 1345.24
6DL8913-0BK10-0AE5 | SIMIT SP V10.1 UG ENG. M V10.0 -> V10.1 | 6227.78
6AV7863-4MA15-2AA0 | SIMATIC Flat Panel 22" MT V2 PRO | 3414.91
6ES7292-2BF30-0XB0 | Terminal block, 6 Poles, gold (4/PK) | 46.53
6ES7591-1BB00-0AA0 | Display module for S7-1500 CPUs, 70 mm | 98.33
6ES7647-8BA11-0BA2 | SIMATIC IPC227E (Nanobox PC) | 1926.66
6ES7647-8BB23-0EA1 | SIMATIC IPC227E (Nanobox PC) | 2218.82
6ES7647-8BB24-0BA1 | SIMATIC IPC227E (Nanobox PC) | 2536.42
6ES7654-5DJ00-0XF0 | PCS neo CPU 410-5H + SE PO100 + V10 | 16601.12
6ES7654-5DL00-0XF0 | PCS neo CPU 410-5H + SE PO500 + V10 | 19099.63
6ES7654-5DN00-0XF0 | PCS neo CPU 410-5H + SE PO1000 + V10 | 22218.99
6ES7823-1AA06-0YA5 | TIA Portal Multiuser Engineering V16 | 1117.86
6ES7823-1AA06-0YE5 | TIA Portal Multiuser Upgrade V16 | 445.2
6ES7833-1CC36-0YE5 | SIMATIC S7 F SYSTEMS UG V6.2 -> V6.3 | 987.3
6ES7677-2WB42-0GK0 | CPU1515SP PC2 TF + HMI 128PT | 6542.11
6FX5002-5CA48-1AD0 | POWER CABLE, PREASSEMBLED,EXT. | 403.52
6FX5002-5CA48-1AF0 | POWER CABLE, PREASSEMBLED,EXT. | 421.33
6FX2002-1DC00-1AG7 | SIGNAL CABLE, PREASSEMBLED | 157.34
6FX5002-5CG10-1DE0 | POWER CABLE PREASSEMBLED | 283.76
6FX5002-5CG11-1AD0 | POWER CABLE, PREASSEMBLED | 146.1
6ES7853-2BE01-0YE0 | PRONETA Professional Upgrade V1.1 | 250.2
6FX5002-5CG22-1DC0 | POWER CABLE PREASSEMBLED | 439.9
6FX5002-5CG23-1AF0 | POWER CABLE PREASSEMBLED | 887.79
6FX5002-5CG32-1EF0 | POWER CABLE PREASSEMBLED | 484.16
6FX5002-5CG51-1CC0 | POWER CABLE, PREASSEMBLED | 456.24
6FX2002-1DC00-1BB1 | SIGNAL CABLE, PREASSEMBLED | 194.55
6FX2002-1DC00-1BF5 | SIGNAL CABLE, PREASSEMBLED | 224.35
6FX2002-1DC00-1BG2 | SIGNAL CABLE, PREASSEMBLED | 232.03
6FX5002-5CN01-1AD2 | POWER CABLE PREASSEMBLED | 279.63
6FX5002-5CN01-1DD6 | POWER CABLE PREASSEMBLED | 430.89
6FX5002-5DN27-1DF0 | POWER CABLE PREASSEMBLED | 435.64
6FX5002-5CN05-2AA0 | POWER CABLE PREASSEMBLED | 696.05
6FX5002-5CN06-1AA3 | POWER CABLE PREASSEMBLED | 202.63
6FX5002-5CN06-1AE0 | POWER CABLE PREASSEMBLED | 214.56
6FX5002-5CN06-1AE5 | POWER CABLE PREASSEMBLED | 218.55
6FX5002-5CN06-1AE8 | POWER CABLE PREASSEMBLED | 218.55
6FX2002-1DC00-1CH5 | SIGNAL CABLE, PREASSEMBLED | 314.09
6FX5002-5DN56-1DF0 | POWER CABLE PREASSEMBLED | 734.02
6FX5002-5DN64-1CA0 | POWER CABLE PREASSEMBLED | 698.35
6ES7822-1BE06-0YC5 | SIMATIC STEP 7 Prof. Pp Trial 365 ->V16 | 1579.3
6ES7823-1AE06-0YE5 | TIA Portal Multiuser Upgrade V16 DL | 398.07
6ES7823-1UE30-0YA0 | TIA UMC - 100 User Accounts DL | 509.38
6ES7833-1CC36-0YA5 | SIMATIC S7 F SYSTEMS V6.3 | 2527.44
6ES7924-2AM20-0BC0 | 32K CONNECT. MOD. TP1 M-SIGNAL LED PUSH | 76.63
6FX5002-5DS26-1AK0 | POWER CABLE PREASSEMBLED | 326.5
6FX5002-5DS36-1AG0 | POWER CABLE PREASSEMBLED | 318.27
6FX5002-5DS36-1DA0 | POWER CABLE PREASSEMBLED | 512.52
6FX5002-5DS46-1AF0 | POWER CABLE PREASSEMBLED | 326.57
6FX5002-5DS46-1AH0 | POWER CABLE PREASSEMBLED | 347.83
6FX5002-5DS51-1EA0 | POWER CABLE, PREASSEMBLED | 1025.45
6FX5002-5DS56-1BA0 | POWER CABLE PREASSEMBLED | 406.3
6FX5002-5CR72-1AE0 | POWER CABLE, PREASSEMBLED | 577.37
6FX5002-5CR72-1CA0 | POWER CABLE, PREASSEMBLED | 1334.07
6FX5002-5DX28-1BF0 | POWER CABLE PREASSEMBLED, EXT. | 2071.9
6FX5002-5ME05-1AD0 | .POWER CABLE, PREASSEMBLED | 219.39
6FX5002-8QN04-1AA7 | ONE-CABLE-CONNECTION ASSEMBLY | 146.06
6FX5002-8QN04-1AF0 | ONE-CABLE-CONNECTION ASSEMBLY | 185.36
6FX5002-2CF04-2AA0 | SIGNAL CABLE, PREASSEMBLED,EXT. | 806.37
6FX5002-5CR73-1BG0 | POWER CABLE, PREASSEMBLED | 1145.12
6FX5002-5CR73-1BH0 | POWER CABLE, PREASSEMBLED | 1192.44
6FX5002-2CN20-1BA0 | SIGNAL CABLE, PREASSEMBLED | 283.91
6FX5002-2CQ31-1AB0 | SIGNAL CABLE, PREASSEMBLED, | 126.75
6FX5002-8QN08-1AK0 | ONE-CABLE-CONNECTION ASSEMBLY | 247.09
6FX5002-8QN08-1BA0 | ONE-CABLE-CONNECTION ASSEMBLY | 258.92
6FX5002-2DC10-1AE8 | SIGNAL CABLE, PREASSEMBLED | 147.94
6FX5002-8QN08-1BB0 | ONE-CABLE-CONNECTION ASSEMBLY | 270.75
6FX5002-2DC10-1AK4 | SIGNAL CABLE, PREASSEMBLED | 183.54
6FX5002-2DC10-1BD3 | SIGNAL CABLE, PREASSEMBLED | 211.79
6FX5002-8QN21-1CA0 | ONE-CABLE-CONNECTION ASSEMBLY | 726.03
6FX5002-8QN21-1FA0 | ONE-CABLE-CONNECTION ASSEMBLY | 1483.44
6FX5008-1BB05-1AH0 | POWER CABLE SOLD BY THE METER | 1208.36
6FX5002-5CS06-1DF0 | POWER CABLE PREASSEMBLED | 337.96
6FX5002-5CS06-1FF0 | POWER CABLE PREASSEMBLED | 417.57
6FX5002-5CS23-1AG0 | POWER CABLE, PREASSEMBLED | 926.35
6FX5002-5CS26-1BF0 | POWER CABLE PREASSEMBLED | 313.03
6FX5012-2CA31-1AD0 | SIGNAL CABLE, PREASSEMBLED, | 142.65
6FX5012-2CF02-1BA0 | SIGNAL CABLE, PREASSEMBLED | 191.94
6FX5002-5CS26-1EA0 | POWER CABLE PREASSEMBLED | 412.54
6FX5002-2DC40-1AH0 | SIGNAL CABLE, PREASSEMBLED | 179.3
6FX5002-2DC40-1BF0 | SIGNAL CABLE, PREASSEMBLED | 240.35
6FX5002-2DC40-1CF0 | SIGNAL CABLE, PREASSEMBLED | 316.63
6FX5002-2DC40-1DF0 | SIGNAL CABLE, PREASSEMBLED | 392.88
6FX5012-5CS06-1AD5 | POWER CABLE PREASSEMBLED | 214.56
6FX8002-2DC42-1BF5 | SIGNAL CABLE, PREASSEMBLED | 323.71
6FX8002-2DC44-1BA5 | DRIVE-CLIQ EXTENSION | 274.79
6FX5002-5CS56-1BC0 | POWER CABLE PREASSEMBLED | 374.76
6FX5002-5CG22-1DE0 | POWER CABLE PREASSEMBLED | 453.89
6FX5002-5CG22-1DJ0 | POWER CABLE PREASSEMBLED | 481.89
6FX5002-5CG23-1KA0 | POWER CABLE PREASSEMBLED | 2969.21
6FX2002-1DC00-1BD6 | SIGNAL CABLE, PREASSEMBLED | 209.52
6FX5002-5CG52-1CE0 | POWER CABLE PREASSEMBLED | 478.28
6FX5002-5CG52-1DA0 | POWER CABLE PREASSEMBLED | 545.32
6FX2002-1DC00-1BD7 | SIGNAL CABLE, PREASSEMBLED | 209.52
6FX5002-5CN01-1DD0 | POWER CABLE PREASSEMBLED | 425.82
6FX5002-5CN01-1DF0 | POWER CABLE PREASSEMBLED | 435.91
6FX5002-5CN01-1EJ0 | POWER CABLE PREASSEMBLED | 501.45
6FX5002-5CN01-1JF0 | POWER CABLE PREASSEMBLED | 688.01
6FX5002-5DN30-1AB0 | POWER CABLE PREASSEMBLED | 161.89
6FX5002-5DN30-1CA0 | POWER CABLE PREASSEMBLED | 323.16
6FX5002-5DN31-1AH0 | POWER CABLE PREASSEMBLED | 424
6FX5002-5DN36-1AD0 | POWER CABLE PREASSEMBLED | 294.04
6FX5002-5DN46-1BJ0 | POWER CABLE PREASSEMBLED | 464.76
6FX5002-5DN46-1CF0 | POWER CABLE PREASSEMBLED | 539.2
6FX5002-5CN06-1AK0 | POWER CABLE PREASSEMBLED | 234.43
6FX5002-5CN06-1BC0 | POWER CABLE PREASSEMBLED | 246.39
6FX5002-5CN06-1BC5 | POWER CABLE PREASSEMBLED | 250.39
6FX5002-5DQ48-1AE0 | POWER CABLE PREASSEMBLED | 438.02
6FX5002-5DQ48-1BA0 | POWER CABLE PREASSEMBLED | 512.38
6FX5002-5CN06-1DA0 | POWER CABLE PREASSEMBLED | 318.04
6FX2003-0LU54 | POWER CONNECTOR | 88.47
6FX2003-0LU64 | POWER CONNECTOR | 71.99
6ES7923-0BC00-0FB0 | CONNECTION CABLE IDC/AEH UNSHIELDED 2,0M | 53.6
6FX5002-5CN26-1GA0 | POWER CABLE PREASSEMBLED | 492.15
6FX5002-5CN27-1AF0 | POWER CABLE PREASSEMBLED | 221.48
6FX5002-5DS06-1CF0 | POWER CABLE PREASSEMBLED | 375.85
6FX5002-5DS06-1DA0 | POWER CABLE PREASSEMBLED | 408.38
6ES7923-5BD00-0GB0 | CONNECT. CABLE 40P TO 50P 3.0M UNSHIELD | 71.24
6FX5002-5CN36-1AF0 | POWER CABLE PREASSEMBLED | 281.38
6FX5002-5CN36-1BD0 | POWER CABLE PREASSEMBLED | 323.36
6FX5002-5CN36-1CB0 | POWER CABLE PREASSEMBLED | 365.3
6FX5002-5CN36-1FF0 | POWER CABLE PREASSEMBLED | 543.57
6FX5002-5DS41-1CD0 | POWER CABLE, PREASSEMBLED | 668.11
6FX5002-5CN54-1BB0 | POWER CABLE PREASSEMBLED | 348.72
6FX5002-5CN56-1AF0 | POWER CABLE PREASSEMBLED | 307.13
6FX5002-5DS46-1AE0 | POWER CABLE PREASSEMBLED | 315.9
6FX8002-5CS06-1BF0 | POWER CABLE PREASSEMBLED | 370.58
6FX8002-5CS06-1BH0 | POWER CABLE PREASSEMBLED | 391.85
6FX5002-5DG12-1DK0 | POWER CABLE PREASSEMBLED | 528.81
6FX5002-5DG12-1EB0 | POWER CABLE PREASSEMBLED | 548.36
6FX8002-5CG10-1BH0 | POWER CABLE PREASSEMBLED | 353.53
6FX8002-5CG10-1BH5 | POWER CABLE PREASSEMBLED | 366.39
6FX5002-5DG12-1FA0 | POWER CABLE PREASSEMBLED | 636.41
6FX5002-5DG23-1AF0 | POWER CABLE, PREASSEMBLED | 916.43
6FX8002-5CG10-1BJ0 | POWER CABLE PREASSEMBLED | 366.45
6FX8002-5CS21-1FF0 | POWER CABLE, PREASSEMBLED | 1092.53
6FX8002-5CS23-1AE0 | POWER CABLE, PREASSEMBLED | 934.97
6FX8002-5CS26-1AF0 | POWER CABLE PREASSEMBLED | 322.76
6FX5002-5DG52-1AF0 | POWER CABLE PREASSEMBLED | 312.79
6FX5002-5DG52-1BA0 | POWER CABLE PREASSEMBLED | 389.66
6FX8002-5CG51-1BH0 | POWER CABLE, PREASSEMBLED | 624.85
6FX8002-5CG51-1DA0 | POWER CABLE, PREASSEMBLED | 931.45
6FX5002-5DG53-1FF0 | POWER CABLE, PREASSEMBLED | 5286.19
6FX5002-5DG61-1BA0 | POWER CABLE, PREASSEMBLED | 534.17
6FX8002-5CG61-1CA0 | POWER CABLE, PREASSEMBLED | 918.05
6FX8002-5CG62-1CC0 | POWER CABLE PREASSEMBLED | 987.83
6FX8002-5CS36-1DA0 | POWER CABLE PREASSEMBLED | 641.93
6FX5002-5DN01-1AD7 | POWER CABLE PREASSEMBLED | 303.57
6FX8002-5CN01-1AG4 | POWER CABLE PREASSEMBLED | 370.32
6FX8002-5CN01-1AJ4 | POWER CABLE PREASSEMBLED | 397.21
6FX5002-5DN01-1CC0 | POWER CABLE PREASSEMBLED | 452.2
6FX5002-5DN06-1AB5 | POWER CABLE PREASSEMBLED | 226.26
6FX8002-5CN01-1HA0 | POWER CABLE PREASSEMBLED | 1218.21
6FX8002-5CN05-1AD5 | POWER CABLE PREASSEMBLED EXT. | 298.93
6FX8002-5CS51-1GF0 | POWER CABLE, PREASSEMBLED | 1977.56
6FX8002-2AH00-1AJ0 | SIGNAL CABLE, PREASSEMBLED, | 158.42
6FX8002-2AH00-1BA0 | SIGNAL CABLE, PREASSEMBLED, | 174.61
6FX8002-5CN05-1DA0 | POWER CABLE PREASSEMBLED EXT. | 633.83
6FX8002-5CN06-1AC0 | POWER CABLE PREASSEMBLED | 232.66
6FX5002-5DN06-1BA0 | POWER CABLE PREASSEMBLED | 278.29
6FX8002-5CX28-1BA0 | POWER CABLE, PREASSEMBLED EXT. | 2155.17
6FX8002-5DA05-1AB4 | POWER CABLE, PREASSEMBLED EXT. | 294.91
6FX5002-5DN06-1BB0 | POWER CABLE PREASSEMBLED | 284.8
6FX8002-5CN06-1BG5 | POWER CABLE PREASSEMBLED | 391.81
6FX8002-5CN06-1BH0 | POWER CABLE PREASSEMBLED | 391.85
6FX8002-2CA20-1AF5 | SIGNAL CABLE PREASSAMBLED | 238.56
6FX8002-2CA31-1DE5 | SIGNAL CABLE, PREASSEMBLED, | 532.91
6FX8002-5CN06-1DG0 | POWER CABLE PREASSEMBLED | 593.43
6FX5002-5DN16-1BF0 | POWER CABLE PREASSEMBLED | 334.64
6FX5002-5DN16-1DA0 | POWER CABLE PREASSEMBLED | 456.04
6FX5012-5CN06-1AH0 | POWER CABLE PREASSEMBLED | 226.51
6FX5002-5CS54-1BE0 | POWER CABLE, PREASSEMBLED | 385.46
6FX5012-5CS02-1AC0 | POWER CABLE, PREASSEMBLED | 207.45
6FX8002-2DC44-1BB0 | DRIVE-CLIQ EXTENSION | 274.79
6FX5002-5CS56-2AA0 | POWER CABLE PREASSEMBLED | 1224.97
6FX5002-2DD48-1AG0 | SIGNAL CABLE, PREASSEMBLED | 191.05
6FX8002-2DD40-1AJ0 | SIGNAL CABLE, PREASSEMBLED | 223.25
6FX8002-2EN24-1AF0 | SIGNAL CABLE EXTENSION | 295.43
6FX5002-5CA05-1AE5 | POWER CABLE, PREASSEMBLED,EXT. | 256.63
6FX5012-5CS16-1EA0 | POWER CABLE PREASSEMBLED | 410.21
6FX8002-2EQ31-1CF0 | SIGNAL CABLE, PREASSEMBLED, | 423.94
6FX8002-2EQ31-1DF0 | SIGNAL CABLE, PREASSEMBLED, | 533.8
6FX8002-2EQ34-1BA0 | SIGNAL CABLE PREASSEMBLED EXT | 284.22
6FX8002-5CS46-1BE0 | POWER CABLE PREASSEMBLED | 494.18
6FX8002-5CN01-1DB0 | POWER CABLE PREASSEMBLED | 693.31
6FX5002-5DN05-1BG0 | POWER CABLE PREASSEMBLED | 371.7
6FX5002-5DN05-1DA0 | POWER CABLE PREASSEMBLED | 482.38
6FX8002-5CS54-1CD0 | POWER CABLE, PREASSEMBLED | 800.08
6FX8002-5CS54-1DF0 | POWER CABLE, PREASSEMBLED | 1097.28
6FX5002-5DN06-1AD0 | POWER CABLE PREASSEMBLED | 232.75
6FX8002-5CS64-1AB8 | POWER CABLE, PREASSEMBLED | 308.79
6FX8002-5CN05-1DE0 | POWER CABLE PREASSEMBLED EXT. | 685.38
6FX8002-5CN06-1AG0 | POWER CABLE PREASSEMBLED | 275.09
6FX8002-5CX28-1DD0 | POWER CABLE, PREASSEMBLED EXT. | 3263.97
6FX5002-5DN06-1BG0 | POWER CABLE PREASSEMBLED | 317.3
6FX8002-5DA00-1DA0 | POWER CABLE, PREASSEMBLED | 881
6FX8002-2CA20-1BJ0 | SIGNAL CABLE PREASSAMBLED | 362.87
6FX8002-5DA15-1CA1 | POWER CABLE, PREASSEMBLED EXT. | 671.45
6FX5002-5DN06-1DC0 | POWER CABLE PREASSEMBLED | 421.41
6FX5002-5DN06-1DD0 | POWER CABLE PREASSEMBLED | 427.87
6FX5002-5DN11-1BF0 | POWER CABLE PREASSEMBLED | 432.15
6FX8002-5CN16-1AJ5 | POWER CABLE PREASSEMBLED | 324.36
6FX8002-2CA88-1AC0 | SIGNAL CABLE, PREASSEMBLED EXT. | 169.23
6FX8002-5DA58-1AD7 | POWER CABLE, PREASSEMBLED EXT. | 551.82
6FX5002-5DN20-1BA0 | POWER CABLE PREASSEMBLED | 348.12
6FX8002-5DF01-1CA0 | POWER CABLE, PREASSEMBLED | 462.49
6FX8002-5CN26-1AG0 | POWER CABLE PREASSEMBLED | 333.41
6FX8002-5CN26-1BD0 | POWER CABLE PREASSEMBLED | 407.7
6FX8002-5DG01-1AH5 | POWER CABLE, PREASSEMBLED | 290.12
6FX8002-5CN31-1BD5 | POWER CABLE PREASSEMBLED | 573.95
6FX8002-5DG10-1AF5 | POWER CABLE PREASSEMBLED | 256.62
6FX8002-5DS06-1CC0 | POWER CABLE PREASSEMBLED | 529.41
6FX8002-5CN36-1AF0 | POWER CABLE PREASSEMBLED | 333.29
6FX8002-5CN36-1CG0 | POWER CABLE PREASSEMBLED | 592.52
6FX8002-2CB54-1BA5 | SIGNAL CABLE, PREASSEMBLED EXT. | 219.24
6FX8002-2CC11-1BF0 | SIGNAL CABLE, PREASSEMBLED, | 225.68
6FX8002-5DG11-1AE0 | POWER CABLE, PREASSEMBLED | 234.48
6FX8002-5DG11-1DF0 | POWER CABLE, PREASSEMBLED | 834.39
6FX8002-2CF02-1AG5 | SIGNAL CABLE, PREASSEMBLED, | 221.92
6FX8002-5CN36-1ED0 | POWER CABLE PREASSEMBLED | 802.41
6FX8002-5DS16-1AG0 | POWER CABLE PREASSEMBLED | 323.57
6FX8002-5DS16-1BG0 | POWER CABLE PREASSEMBLED | 483.17
6AV2157-3JW00-0AB0 | WinCC Unified 3 Operate Clients | 8854.65
6AV2103-3DA06-0AE5 | WinCC Professional 512 V16 Upgrade | 1826.26
6AV2104-0BA06-0AH0 | WinCC Runtime Advanced 128, V16 DL | 810.77
6AV2104-3DD06-0AE0 | WinCC RT Advanced 512 V16 Upgrade | 1186.09
6AV2104-3HH06-0AE0 | WinCC RT Advanced 4096 V16 Upgrade | 2742.65
6AV6881-0UJ22-0AA0 | Protect. film 19" front, type 5 | 490.38
6AV6881-4AW41-4AA0 | Locking bolt PRO | 59.54
6AV6881-7QJ13-2AA0 | Protect. film 15" Front, type 6 | 332.77
6AV7251-5BF07-0DA0 | SIMATIC IPC477E PRO, 15" MTouch | 6030.19
6ES7647-8BD31-0CW1 | SIMATIC IPC227E (Nanobox PC) | 2792.62
6ES7656-6CJ30-4AF0 | SIMATIC PCS 7 CPU 410 REDUNDANCY AS | 39225.44
6ES7648-6WC21-7YA0 | SIMATIC IPC Operating System Package | 274.17
6DR5510-0EG00-0AA0 | SIPART PS2 PA SA | 1813.78
6DR5520-0NN00-0BA4 | SIPART PS2 PA DA | 2128.3
6DR5610-0EG00-0AA0 | SIPART PS2 FF SA | 1813.78
6AV7674-1LA70-0AA0 | Extension Unit box 24" | 784.63
6AV7674-1LA83-0AA0 | Extension Unit 24" Portrait PROFISAFE | 960.18
6ES7158-3MU10-0XA0 | SIMATIC PN/MF Coupler | 848.24
6EP3336-8MB00-2CY0 | SITOP PSU8600/1AC/24VDC/20A/4X5A PN | 855.49
6DL8913-0AK20-0AB5 | SIMIT SP V10.2 ENGINEERING S | 4165.94
6AV7860-1EY00-0AA0 | SIMATIC IFP V2., CAT6 Connector | 23.97
6DL8913-0BK20-0AJ5 | SIMIT SP V10.2 CONV. PACK ENG. S -> M DL | 8087.02
6DL8913-0BK20-0AK5 | SIMIT SP V10.2 UG ENG. M V10.1->V10.2 DL | 5660.92
6AV7863-5MA15-2NA0 | SIMATIC Flat Panel 15" MT V2 PRO | 2731.34
6AV7863-7MA15-2AA0 | SIMATIC Flat Panel 24" MT V2 PRO | 3755.95
6ES7292-2AH40-0XA0 | Connector Block, 8 Poles, Tin (4/PK) | 55.83
6ES7292-2BC30-0XA0 | Connector Block, 3-pole, gold (4/PK) | 37.23
6ES7647-8BA11-2RA1 | SIMATIC IPC227E (Nanobox PC) | 1991.08
6ES7647-8BA21-1LA1 | SIMATIC IPC227E (Nanobox PC) | 2194.85
6ES7647-8BA21-2BA3 | SIMATIC IPC227E (Nanobox PC) | 2307.21
6ES7647-8BA32-6BA1 | SIMATIC IPC227E (Nanobox PC) | 2960.41
6ES7647-8BA61-2BA2 | SIMATIC IPC227E (Nanobox PC) | 2630.81
6ES7647-8BB22-5EA1 | SIMATIC IPC227E (Nanobox PC) | 2708.71
6ES7823-1AE06-0YA5 | TIA Portal Multiuser ES V16 DL | 994.36
6ES7823-1HA13-0YA5 | SIMATIC Machine Simulator M V3.0 | 16015.85
6ES7833-1FA16-0YC5 | STEP 7 Safety Advanced V16 Powerpack | 1205.59
6FX5002-5CA68-1BA5 | POWER CABLE PREASSEMBLED,EXT. | 539.07
6FX5002-5CG01-1AE5 | POWER CABLE, PREASSEMBLED | 149.6
6FX2002-1DC00-1AF8 | SIGNAL CABLE, PREASSEMBLED | 149.65
6FX2002-1DC00-1AG4 | SIGNAL CABLE, PREASSEMBLED | 157.34
6FX5002-5CG12-1AG0 | POWER CABLE PREASSEMBLED | 164.9
6FX2002-1DC00-1AK4 | SIGNAL CABLE, PREASSEMBLED | 179.49
6FX2002-1DC00-1BA4 | SIGNAL CABLE, PREASSEMBLED | 187.12
6FX2002-1DC00-1BB6 | SIGNAL CABLE, PREASSEMBLED | 194.55
6FX5002-5CG52-1BF0 | POWER CABLE PREASSEMBLED | 377.75
6FX5002-5CG62-1BF0 | POWER CABLE PREASSEMBLED | 479.04
6FX2002-1DC00-1BH8 | SIGNAL CABLE, PREASSEMBLED | 239.39
6FX2002-1DC00-1CA2 | SIGNAL CABLE, PREASSEMBLED | 261.82
6FX2002-1DC00-1DE0 | SIGNAL CABLE, PREASSEMBLED | 358.66
6FX5002-5CN01-1EC7 | POWER CABLE PREASSEMBLED | 476.22
6FX5002-5DN30-1AF0 | POWER CABLE PREASSEMBLED | 195.84
6FX5002-5DN36-1CE0 | POWER CABLE PREASSEMBLED | 463.93
6FX5002-5CN06-1AD0 | POWER CABLE PREASSEMBLED | 210.57
6FX2002-1DC20-1AD0 | SIGNAL CABLE, PREASSEMBLED | 167.82
6FX2003-0DE01 | POWER CONNECTOR 7 POLE | 26.32
6FX5002-5CN06-1CA0 | POWER CABLE PREASSEMBLED | 278.24
6FX5002-5DN56-1AH0 | POWER CABLE PREASSEMBLED | 366.97
6FE1263-8FB10-0AA0 | SIMATIC ECC CHAdeMO | 355.09
6ES7822-1AE06-0XC2 | STEP 7 Prof. Upgr&Pp V16 Trans. DL | 695.42
6ES7822-1AE06-0YE5 | SIMATIC STEP 7 Prof. Upgrade V16 DL | 1502.93
6ES7823-1EE06-0YE5 | TIA Portal Teamcenter Gateway UgV16 DL | 794.52
6ES7823-1HA03-0YA5 | SIMATIC Machine Simulator S V3.0 | 7802.59
6ES7677-2WB42-0GL0 | CPU1515SP PC2 TF + HMI 512PT | 7789.19
6FX5002-5DS11-1AH0 | POWER CABLE, PREASSEMBLED | 350.18
6FX5002-5DS11-1JC0 | POWER CABLE, PREASSEMBLED | 1117.58
6ES7924-2AK20-0BA0 | 32K CONNECT. MOD. TP1 M-READ LED SCREW | 76.63
6FX5002-5CN36-1BA0 | POWER CABLE PREASSEMBLED | 307.62
6FX5002-5CN36-1CF0 | POWER CABLE PREASSEMBLED | 386.27
6FX5002-5DS36-1BA0 | POWER CABLE PREASSEMBLED | 350.68
6FX5002-5DX28-1AH0 | POWER CABLE PREASSEMBLED, EXT. | 1868.2
6FX8002-5DS06-1CJ0 | POWER CABLE PREASSEMBLED | 612.14
6FX8002-5DS06-1DD0 | POWER CABLE PREASSEMBLED | 681.1
6FX8002-5DS06-1EA0 | POWER CABLE PREASSEMBLED | 777.62
6FX8002-5DS06-1EH0 | POWER CABLE PREASSEMBLED | 874.16
6FX8002-2CC11-1EF0 | SIGNAL CABLE, PREASSEMBLED, | 461.31
6FX8002-2CC81-1BF0 | SIGNAL CABLE PREASSEMBLED, | 324.67
6FX8002-5DG11-1AH0 | POWER CABLE, PREASSEMBLED | 292.53
6FX8002-5DG11-1BB0 | POWER CABLE, PREASSEMBLED | 369.92
6FX8002-5DG11-1DA0 | POWER CABLE, PREASSEMBLED | 737.42
6FX8002-5DS16-1BC0 | POWER CABLE PREASSEMBLED | 419.32
6FX8002-5CN46-1BC0 | POWER CABLE PREASSEMBLED | 462.67
6FX8002-5CN46-1BD0 | POWER CABLE PREASSEMBLED | 478.46
6FX8002-5DS16-1BD0 | POWER CABLE PREASSEMBLED | 435.28
6AV2104-0HA06-0AH0 | WinCC Runtime Advanced 4096, V16 DL | 6086.46
6AV2104-0KA06-0AH0 | WinCC Runtime Advanced 8192, V16 DL | 8117.46
6AV6881-7UJ13-2AA0 | Protect. film 19" Front, type 6 | 430.84
6AV2107-3PX06-0AA5 | Visualization Architect V16, Upgrade | 3270.7
6AV2108-3AA06-0AE5 | Energy Suite V16, Upgrade | 544.3
6AV7882-0AA10-2LA0 | SIMATIC IPC277E, 7" Touch | 2744.68
6AV7251-5FG30-4FA8 | SIMATIC IPC477E PRO, 19" MTouch | 7745.61
6AV7251-5FG37-0FA0 | SIMATIC IPC477E PRO, 19" MTouch | 7290.17
6DR5510-0ES00-0AA0 | SIPART PS2 PA SA | 1919.02
6DR5520-0EG00-0AA0 | SIPART PS2 PA DA | 1998.58
6DR5520-0EN00-0AA0 | SIPART PS2 PA DA | 1998.58
6DR5520-0NG00-0AA0 | SIPART PS2 PA DA | 1897
6ES7143-6BH00-0BB0 | ET 200eco PN, DIQ 16x24VDC/2A, M12-L | 575.37
6AV7674-1LB50-0AA0 | Exchange adapter for PRO devices | 325.76
6DL5422-1AX15-0BH5 | SIPAT V5.1 BASE STATION DL | 2897.72
6AV7674-1ME50-0AA0 | Key-operated Switch Safety for Ext. Unit | 148.88
6AV7674-1MG50-0AA0 | Pushbutton Safety for Ext. Unit | 89.32
6AV7860-1EX21-0AB1 | IFP V2 receiver incl. cable set 10m | 416.5
6ES7193-6KD00-3AA0 | ET 200SP, 20 coding elements, type D | 24.46
6AV7860-1EX23-0AB1 | IFP V2 receiver incl. cable set 30m | 749.09
6DL8913-0AK10-0AK5 | SIMIT SP V10.1 UG ENG. S V10.0->V10.1 DL | 1893.61
6AV7863-5MA00-2AA0 | SIMATIC Flat Panel 15" MT V2 | 2390.3
6DL8913-0CK10-0AK5 | SIMIT SP V10.1 UG ENG. L V10.0->V10.1 DL | 12130.54
6AV7863-5MA00-2NA0 | SIMATIC Flat Panel 15" MT V2 | 2390.3
6AV7863-5MA14-2NA0 | SIMATIC Flat Panel 15" MT V2 PRO | 2731.34
6ES7523-1BP50-0AA0 | S7-1500, DI 32x24VDC/DQ 32x24VDC/0.3A BA | 532.57
6ES7647-8BA12-0LA3 | SIMATIC IPC227E (Nanobox PC) | 1950.63
6ES7647-8BA21-0BA1 | SIMATIC IPC227E (Nanobox PC) | 2061.5
6ES7647-8BA22-1BA1 | SIMATIC IPC227E (Nanobox PC) | 2443.54
6ES7647-8BA22-7EA1 | SIMATIC IPC227E (Nanobox PC) | 2245.78
6ES7647-8BA24-7EA1 | SIMATIC IPC227E (Nanobox PC) | 2415.08
6ES7647-8BA31-6BA1 | SIMATIC IPC227E (Nanobox PC) | 2824.07
6ES7647-8BA32-4BA1 | SIMATIC IPC227E (Nanobox PC) | 2910.97
6ES7647-8BB21-0BA1 | SIMATIC IPC227E (Nanobox PC) | 2230.79
6ES7647-8BB21-2BA1 | SIMATIC IPC227E (Nanobox PC) | 2476.5
6ES7823-1EA06-0YE5 | TIA Portal Teamcenter Gateway Upgr V16 | 893.64
6ES7823-1FE02-0YA5 | SIMATIC S7-PLCSIM Advanced V3.0 DL | 4830.5
6FX5002-5CG10-1BD5 | POWER CABLE PREASSEMBLED | 191.19
6FX5002-5CG10-1BG0 | POWER CABLE PREASSEMBLED | 200.48
6FX5002-5CG10-1DC0 | POWER CABLE PREASSEMBLED | 274.51
6FX2002-1DC00-1AC3 | SIGNAL CABLE, PREASSEMBLED | 127.39
6FX5002-5CG23-1CD0 | POWER CABLE PREASSEMBLED | 1328.95
6FX5002-5CG32-1CD0 | POWER CABLE PREASSEMBLED | 345.87
6FX2002-1DC00-1AK7 | SIGNAL CABLE, PREASSEMBLED | 179.49
6FX2002-1DC00-1BA3 | SIGNAL CABLE, PREASSEMBLED | 187.12
6FX2002-1DC00-1BE4 | SIGNAL CABLE, PREASSEMBLED | 216.96
6FX2002-1DC00-1BE8 | SIGNAL CABLE, PREASSEMBLED | 216.96
6FX5002-5CN56-1BH0 | POWER CABLE PREASSEMBLED | 423.08
6FX5002-2AH00-2BF0 | SIGNAL CABLE, PREFABRICATED | 787.39
6FX5002-5CQ58-1BA0 | POWER CABLE EXTENSION | 500.14
6FX5002-5MN05-1AA4 | POWER CABLE, PREASSEMBLED,EXT. | 206.9
6FX5002-8QE08-1BA0 | ONE-CABLE-CONNECTION EXTENSION | 333.37
6FX5002-2CA34-1AD5 | SIGNAL CABLE, PREASSEMBLED,EXT. | 183.07
6FX5002-2CF04-1BA0 | SIGNAL CABLE, PREASSEMBLED,EXT. | 211.14
6FX5002-8QN04-1AJ0 | ONE-CABLE-CONNECTION ASSEMBLY | 214.84
6FX5002-2CG00-1AH0 | SIGNAL CABLE, PREASSEMBLED, | 139.93
6FC9343-0AA00-1AC0 | SIGNAL CABLE; SOLD BY THE METER | 16.08
6FX5002-8QN04-1CF0 | ONE-CABLE-CONNECTION ASSEMBLY | 381.8
6FX5002-2CQ31-1CF0 | SIGNAL CABLE, PREASSEMBLED, | 316.52
6FX5002-2CR00-1CF0 | SIGNAL CABLE, PREASSEMBLED | 274.4
6FX5002-2DC00-1AJ0 | SIGNAL CABLE, PREASSEMBLED | 151.68
6FX5002-2DC00-1CC0 | SIGNAL CABLE, PREASSEMBLED | 251.32
6FX5002-2DC10-1AH6 | SIGNAL CABLE, PREASSEMBLED | 169.21
6FX5002-5CR83-1DA0 | POWER CABLE, PREASSEMBLED | 2484.54
6FX5002-5CS01-1FC0 | POWER CABLE, PREASSEMBLED | 521.6
6FX5002-8QN11-1CA0 | ONE-CABLE-CONNECTION ASSEMBLY | 485
6FX5002-2DC10-1ED5 | SIGNAL CABLE, PREASSEMBLED | 425.25
6FX5008-1BA25-1AD0 | POWER CABLE, SOLD BY THE METER | 190.67
6FX5002-5CS06-1AH0 | POWER CABLE PREASSEMBLED | 226.51
6FX5002-5CS06-1CA0 | POWER CABLE PREASSEMBLED | 278.24
6FX5008-1BB35-1FA0 | POWER CABLE, SOLD BY THE METER | 2955.66
6FX5002-5CS13-1CA0 | POWER CABLE, PREASSEMBLED | 1241.03
6FX5002-5CS16-1BA0 | POWER CABLE PREASSEMBLED | 252.92
6FX5002-5CS26-1GA0 | POWER CABLE PREASSEMBLED | 492.15
6FX8002-2DC40-1AG0 | SIGNAL CABLE, PREASSEMBLED | 203.72
6FX5002-2DC40-1AF0 | SIGNAL CABLE, PREASSEMBLED | 164.06
6FX5012-5CN06-1AK0 | POWER CABLE PREASSEMBLED | 234.43
6FX8002-2DC40-1BD0 | SIGNAL CABLE, PREASSEMBLED | 272.21
6FX5002-2DC40-1EA0 | SIGNAL CABLE, PREASSEMBLED | 430.99
6FX8002-2DC42-1BD0 | SIGNAL CABLE, PREASSEMBLED | 294.36
6FX5002-5CS51-1EF0 | POWER CABLE, PREASSEMBLED | 889.52
6FX8002-2DC44-1BC0 | DRIVE-CLIQ EXTENSION | 284.57
6FX5002-5CG22-1CJ0 | POWER CABLE PREASSEMBLED | 411.75
6FX5002-5CG32-1AH5 | POWER CABLE PREASSEMBLED | 251.53
6FX2002-1DC00-1BA2 | SIGNAL CABLE, PREASSEMBLED | 187.12
6FX5002-5CG52-1AH0 | POWER CABLE PREASSEMBLED | 288.38
6FX2002-1DC00-1BD1 | SIGNAL CABLE, PREASSEMBLED | 209.52
6FX2002-1DC00-1BE7 | SIGNAL CABLE, PREASSEMBLED | 216.96
6FX5002-5CG62-1AF0 | POWER CABLE PREASSEMBLED | 297.99
6FX2002-1DC00-1BG1 | SIGNAL CABLE, PREASSEMBLED | 232.03
6FX5002-5CN01-1AE1 | POWER CABLE PREASSEMBLED | 284.66
6FX2002-1DC00-1BJ2 | SIGNAL CABLE, PREASSEMBLED | 246.8
6FX2002-1DC00-1DA6 | SIGNAL CABLE, PREASSEMBLED | 336.24
6FX2002-1DC00-1FG4 | SIGNAL CABLE, PREASSEMBLED | 529.57
6FX5002-5CN05-1AG0 | POWER CABLE PREASSEMBLED | 261.3
6FX5002-5DN27-1CF0 | POWER CABLE PREASSEMBLED | 368.78
6FX5002-5DN36-1CF0 | POWER CABLE PREASSEMBLED | 472.05
6FX2002-1DC00-1CH4 | SIGNAL CABLE, PREASSEMBLED | 314.09
6FX2002-1DC20-1CH0 | SIGNAL CABLE, PREASSEMBLED | 347.1
6FX5002-5DN46-1DA0 | POWER CABLE PREASSEMBLED | 592.32
6FX5002-5CN06-1BE0 | POWER CABLE PREASSEMBLED | 254.35
6FX5002-5DQ15-1AJ0 | POWER CABLE EXTENSION | 337.2
6FX5002-5DQ38-1BB5 | POWER CABLE PREASSEMBLED | 505.81
6FX5002-5CN06-1DJ0 | POWER CABLE PREASSEMBLED | 349.87
6FX5002-5CN06-1GB0 | POWER CABLE PREASSEMBLED | 441.44
6FX5002-5CN11-1HA0 | POWER CABLE PREASSEMBLED | 728.04
6FX5002-5CN16-1AC0 | POWER CABLE PREASSEMBLED | 210.95
6FX5002-5DS06-1AE0 | POWER CABLE PREASSEMBLED | 239.26
6FX5002-5CN26-1AG0 | POWER CABLE PREASSEMBLED | 277.23
6FX2002-1DC00-1BF1 | SIGNAL CABLE, PREASSEMBLED | 224.35
6FX2002-1DC00-1CA4 | SIGNAL CABLE, PREASSEMBLED | 261.82
6FX2002-1DC00-1CA5 | SIGNAL CABLE, PREASSEMBLED | 261.82
6FX2002-1DC00-1CJ2 | SIGNAL CABLE, PREASSEMBLED | 321.48
6FX2002-1DC00-1DC8 | SIGNAL CABLE, PREASSEMBLED | 351.23
6FX5002-5DN36-1BA0 | POWER CABLE PREASSEMBLED | 350.68
6FX5002-5DN36-1BB0 | POWER CABLE PREASSEMBLED | 358.77
6FX5002-5DN36-1BG0 | POWER CABLE PREASSEMBLED | 399.22
6FX5002-5DN36-1CA0 | POWER CABLE PREASSEMBLED | 431.59
6FX5002-5CN06-1AC0 | POWER CABLE PREASSEMBLED | 206.6
6FX5002-5DN51-1BE0 | POWER CABLE PREASSEMBLED | 592.28
6FX5002-5DN51-1BJ0 | POWER CABLE PREASSEMBLED | 658.74
6FX5002-5DN54-1FF0 | POWER CABLE PREASSEMBLED | 1142.74
6FX5002-5CN06-1AF0 | POWER CABLE PREASSEMBLED | 218.55
6ES7806-2CD03-0YG6 | SIMATIC ODK 1500S V2.5 PoC DL | 214.24
6ES7823-0FE01-1AA0 | SIMATIC SAFE KINEMATICS DL | 2572.27
6ES7823-1EE06-0YA5 | TIA Portal Teamcenter Gateway V16 DL | 1988.75
6FX5002-5CN27-1CA0 | POWER CABLE PREASSEMBLED | 281.25
6FX5002-5CN31-1AG0 | POWER CABLE PREASSEMBLED | 373.27
6FX5002-5CN31-1HA0 | POWER CABLE PREASSEMBLED | 799.48
6FX5002-5CN36-1FA0 | POWER CABLE PREASSEMBLED | 517.34
6FX5002-5CN36-1GD0 | POWER CABLE PREASSEMBLED | 585.58
6FX5002-5CN36-2AA0 | POWER CABLE PREASSEMBLED | 779.51
6FX5002-5CN41-1BJ0 | POWER CABLE PREASSEMBLED | 506.23
6FX5002-2AH00-1AG0 | SIGNAL CABLE, PREFABRICATED | 116.75
6FX5002-2AH00-1BA0 | SIGNAL CABLE, PREFABRICATED | 141.53
6FX5002-5CN56-1CC0 | POWER CABLE PREASSEMBLED | 471.37
6FX5002-5CN64-2AA0 | POWER CABLE PREASSEMBLED | 2104.46
6FX5002-8QE08-1CA0 | ONE-CABLE-CONNECTION EXTENSION | 451.54
6FX5002-8QN04-1AA2 | ONE-CABLE-CONNECTION ASSEMBLY | 146.06
6FX5002-8QN04-1AA3 | ONE-CABLE-CONNECTION ASSEMBLY | 146.06
6FX5002-2AH11-1DA0 | SIGNAL CABLE PREASSAMBLED | 387.29
6FX5002-2CA12-1DA0 | SIGNAL CABLE, PREASSEMBLED | 273.08
6FB1221-5SM10-7BP0 | SIDOOR ATE530G COATED | 1689.23
6FX5002-8QN04-1BE0 | ONE-CABLE-CONNECTION ASSEMBLY | 273.78
6FX5002-8QN04-1BF0 | ONE-CABLE-CONNECTION ASSEMBLY | 283.59
6FX5002-5CR73-1HF0 | POWER CABLE, PREASSEMBLED | 3935.45
6FX5002-5CR73-1JA0 | POWER CABLE, PREASSEMBLED | 4171.88
6FX5002-5CR83-1BH0 | POWER CABLE, PREASSEMBLED | 1586.45
6FX5002-8QN11-1AC0 | ONE-CABLE-CONNECTION ASSEMBLY | 197.69
6FX5002-8QN11-1AD0 | ONE-CABLE-CONNECTION ASSEMBLY | 213.62
6FX5002-5CS01-1BH5 | POWER CABLE, PREASSEMBLED | 350.24
6FX5002-5CS01-1CK0 | POWER CABLE, PREASSEMBLED | 405.61
6FX5008-1BA31-1CA0 | POWER CABLE, SOLD BY THE METER | 340.41
6FX5002-2DC10-1FB8 | SIGNAL CABLE, PREASSEMBLED | 482.69
6FX5002-2DC10-1JC0 | SIGNAL CABLE, PREASSEMBLED | 695.48
6FX5008-1BA41-1FA0 | POWER CABLE, SOLD BY THE METER | 1009.1
6FX5002-5CS14-1AD8 | POWER CABLE, PREASSEMBLED | 609.63
6FX5008-1BB41-2CF0 | POWER CABLE, SOLD BY THE METER | 1832.85
6FX5008-1BB61-2JA0 | POWER CABLE, SOLD BY THE METER | 5378.14
6FX5012-2EQ31-1BA0 | SIGNAL CABLE, PREASSEMBLED | 192.62
6FX5002-5CS36-1CA0 | POWER CABLE PREASSEMBLED | 360.05
6FX5002-5CS36-1CF0 | POWER CABLE PREASSEMBLED | 386.27
6FX5002-5CS36-1FA0 | POWER CABLE PREASSEMBLED | 517.34
6FX8002-2DC40-1CC0 | SIGNAL CABLE, PREASSEMBLED | 360.24
6FX8002-2DC40-1DC0 | SIGNAL CABLE, PREASSEMBLED | 458.13
6FX8002-2DC42-1AD0 | SIGNAL CABLE, PREASSEMBLED | 196.47
6FX8002-2DC42-1AG0 | SIGNAL CABLE, PREASSEMBLED | 225.87
6FX8002-2DC42-1AG5 | SIGNAL CABLE, PREASSEMBLED | 235.61
6FX5002-5CG22-1BC0 | POWER CABLE PREASSEMBLED | 299.73
6FX5002-5CG22-1CE0 | POWER CABLE PREASSEMBLED | 383.74
6FX5002-5CG62-1AJ0 | POWER CABLE PREASSEMBLED | 352.27
6FX5002-5CN26-1BF0 | POWER CABLE PREASSEMBLED | 313.03
6FX5002-5CN31-1DD0 | POWER CABLE PREASSEMBLED | 553.09
6FX5002-5DS11-1BC0 | POWER CABLE, PREASSEMBLED | 401.39
6FX5002-5DS14-1DF0 | POWER CABLE, PREASSEMBLED | 1309.72
6FX5002-5DS21-1FA0 | POWER CABLE, PREASSEMBLED | 763.82
6FX5002-5CN46-1AC0 | POWER CABLE PREASSEMBLED | 271.95
6FX5002-5CN46-1AF0 | POWER CABLE PREASSEMBLED | 294.36
6FX5002-5DS31-1BC0 | POWER CABLE, PREASSEMBLED | 475.2
6FX5002-5DS41-1BH0 | POWER CABLE, PREASSEMBLED | 586.77
6FX5002-5DX18-1AJ0 | POWER CABLE PREASSEMBLED, EXT. | 1788.66
6FX5002-5CN56-1BG0 | POWER CABLE PREASSEMBLED | 413.39
6FX8002-5CS06-1AK5 | POWER CABLE PREASSEMBLED | 317.55
6FX8002-5CS06-1CJ0 | POWER CABLE PREASSEMBLED | 508.57
6FX7002-5EA05-1AE0 | POWER CABLE, PREASSEMBLED | 308.25
6FX7002-5EA61-1BA2 | POWER CABLE, PREASSEMBLED | 708.59
6FX8002-5CG10-1CF0 | POWER CABLE PREASSEMBLED | 456.54
6FX5002-5DG32-1BF0 | POWER CABLE PREASSEMBLED | 368.07
6FX8002-5CG22-1AE0 | POWER CABLE PREASSEMBLED | 265.01
6FX8002-5CG22-1AJ0 | POWER CABLE PREASSEMBLED | 316.5
6FX8002-5CG32-1AK0 | POWER CABLE PREASSEMBLED | 346.48
6FX5002-5DG51-1AF0 | POWER CABLE, PREASSEMBLED, | 312.9
6FX5002-5DG52-1CC0 | POWER CABLE PREASSEMBLED | 574.19
6FX5002-5DG52-1DC0 | POWER CABLE PREASSEMBLED | 727.99
6FX5002-5DG52-1EA0 | POWER CABLE PREASSEMBLED | 851.02
6FX8002-5CG52-1BC0 | POWER CABLE PREASSEMBLED | 506.91
6FX8002-5CS41-1AC0 | POWER CABLE, PREASSEMBLED | 397.1
6FX5002-5DG62-1AF0 | POWER CABLE PREASSEMBLED | 407
6FX7002-5EX21-1BA5 | POWER CABLE, PREASSEMBLED | 537.97
6FX5002-5DN01-1AD1 | POWER CABLE PREASSEMBLED | 303.57
6FX5002-5DN01-1CJ0 | POWER CABLE PREASSEMBLED | 501.74
6FX8002-5CN01-1CE0 | POWER CABLE PREASSEMBLED | 599.15
6FX7002-5LM62-1BH0 | POWER CABLE PREASSEMBLED | 432.07
6FX5002-5DN06-1AA5 | POWER CABLE PREASSEMBLED | 219.76
6FX8002-5CN05-1AF5 | POWER CABLE PREASSEMBLED EXT. | 324.69
6FX8002-5CN05-1BD0 | POWER CABLE PREASSEMBLED EXT. | 414.91
6FX8002-5CS64-1CJ0 | POWER CABLE, PREASSEMBLED | 1232.51
6FX8002-2AD04-1AF5 | SIGNAL CABLE, PREASSEMBLED EXT. | 236.67
6FX8002-2AH00-1AD5 | SIGNAL CABLE, PREASSEMBLED, | 125.83
6FX8002-2AH00-1BG0 | SIGNAL CABLE, PREASSEMBLED, | 223.43
6FX8002-5CN06-1AD0 | POWER CABLE PREASSEMBLED | 243.28
6FX5002-5DN06-1AE0 | POWER CABLE PREASSEMBLED | 239.26
6FX5002-5DN06-1AK0 | POWER CABLE PREASSEMBLED | 271.8
6FX5002-5DN06-1BH0 | POWER CABLE PREASSEMBLED | 323.79
6FX8002-5CN06-1BB0 | POWER CABLE PREASSEMBLED | 328.17
6FX5002-5DN06-1CC0 | POWER CABLE PREASSEMBLED | 356.37
6FX8002-5DA15-1AF5 | POWER CABLE, PREASSEMBLED EXT. | 379.93
6FX8002-2CA12-1AB0 | SIGNAL CABLE PREASSEMBLED | 88.65
6FX8002-5DA15-1BK5 | POWER CABLE, PREASSEMBLED EXT. | 650.94
6FX8002-2CA31-1FE0 | SIGNAL CABLE, PREASSEMBLED, | 741.57
6FX5002-5DN11-1BD0 | POWER CABLE PREASSEMBLED | 411.64
6FX8002-5CN06-1CB0 | POWER CABLE PREASSEMBLED | 434.28
6FX5002-5DN16-1DF0 | POWER CABLE PREASSEMBLED | 496.49
3VL7710-3UN46-0AA0 | CIRCUIT-BREAKER VL 1250L | 14456.42
6AG4141-7BF50-3AA0 | SIMATIC IPC427E (MicroBOX PC) | 4603.91
6AG4141-7CC08-0GA0 | SIMATIC IPC427E (MicroBOX PC) | 6123.07
6AG4114-3KD32-0JX2 | SIMATIC IPC847E (Rack PC) | 9076
6AG4141-0AA02-4AA0 | SIMATIC IPC427E (MicroBOX PC) | 3023.34
6AV2104-4FF06-0AK0 | WinCC RT Advanced 2048 V16 Upgr. DL | 1624.79
6AV2104-4KK06-0AE0 | WinCC RT Advanced 8192 V16 Upgrade | 3647.65
6AG4141-3BA07-0DA0 | SIMATIC IPC427E (MicroBOX PC) | 3411.36
6AG4141-3CA44-0FA0 | SIMATIC IPC427E (MicroBOX PC) | 4260.83
6AG4141-5AC07-0GA0 | SIMATIC IPC427E (MicroBOX PC) | 5381.48
6FX5002-5CN01-1AB5 | POWER CABLE PREASSEMBLED | 269.57
6FX2002-1DC00-1DF7 | SIGNAL CABLE, PREASSEMBLED | 373.47
6FX2002-1DC00-1DH6 | SIGNAL CABLE, PREASSEMBLED | 388.51
6FX5002-5DN27-1CA0 | POWER CABLE PREASSEMBLED | 335.33
6FX5002-5DN36-1FA0 | POWER CABLE PREASSEMBLED | 674.4
6FX5002-5CN06-1AD3 | POWER CABLE PREASSEMBLED | 214.56
6FX5002-5DN41-1BF0 | POWER CABLE PREASSEMBLED | 559.62
6FX5002-5CN06-1BF0 | POWER CABLE PREASSEMBLED | 258.34
6FX5002-5DN56-1CA0 | POWER CABLE PREASSEMBLED | 537.38
6FX5002-5DN56-1DA0 | POWER CABLE PREASSEMBLED | 668.48
6FX5002-5DQ15-1AF0 | POWER CABLE EXTENSION | 307.88
6FX5002-5CN06-1HA0 | POWER CABLE PREASSEMBLED | 477.24
6FX5002-5CN11-1AJ0 | POWER CABLE PREASSEMBLED | 315.12
6FX5002-5CN11-1BB0 | POWER CABLE PREASSEMBLED | 335.11
6FX2003-0LA34 | POWER CONNECTOR | 98.33
6FX5002-5CN11-1CC0 | POWER CABLE PREASSEMBLED | 408.33
6FX5002-5CN16-1DF0 | POWER CABLE PREASSEMBLED | 384
6FX5002-5DS13-1BA0 | POWER CABLE, PREASSEMBLED | 1106.27
6FX5002-5DS14-1AD0 | POWER CABLE, PREASSEMBLED | 642.26
6FX5002-5DS14-1BF0 | POWER CABLE, PREASSEMBLED | 892.52
6FX5002-5DS14-1DA0 | POWER CABLE, PREASSEMBLED | 1205.41
6FX5002-5CN46-1AK0 | POWER CABLE PREASSEMBLED | 324.26
6FX5002-5CN46-1BD0 | POWER CABLE PREASSEMBLED | 354.18
6FX5002-5DX28-1BA0 | POWER CABLE PREASSEMBLED, EXT. | 1944.73
6FX5002-5DX28-1CG5 | POWER CABLE PREASSEMBLED, EXT. | 2374.68
6FX5002-5CN56-1DA0 | POWER CABLE PREASSEMBLED | 548.65
6FX8002-5CS06-1AH0 | POWER CABLE PREASSEMBLED | 285.72
6FX8002-5CS14-1CC0 | POWER CABLE, PREASSEMBLED | 1184.62
6FX8002-5CS16-1AC0 | POWER CABLE PREASSEMBLED | 237.93
6FX8002-5CS16-1AG0 | POWER CABLE PREASSEMBLED | 287.31
6FX8002-5CS16-1BC0 | POWER CABLE PREASSEMBLED | 361.43
6FX8002-5CG10-1FA0 | POWER CABLE PREASSEMBLED | 778.59
6FX8002-5CG10-1CH0 | POWER CABLE PREASSEMBLED | 482.31
6FX8002-5CG12-1BG0 | POWER CABLE PREASSEMBLED | 370.58
6FX8002-5CG13-1CA0 | POWER CABLE, PREASSEMBLED | 1447.57
6FX5002-5DG32-2AA0 | POWER CABLE PREASSEMBLED | 1199.46
6FX5002-5DG42-1AF0 | POWER CABLE PREASSEMBLED | 284.91
6FX5002-5DG42-1BF0 | POWER CABLE PREASSEMBLED | 408.83
6FX5002-5DG43-1AJ0 | POWER CABLE, PREASSEMBLED | 1419.84
6FX5002-5DG52-1DE0 | POWER CABLE PREASSEMBLED | 758.75
6FX5002-5DG52-1DH0 | POWER CABLE PREASSEMBLED | 804.88
6FX8002-5CS36-1BB0 | POWER CABLE PREASSEMBLED | 407.36
6FX8002-5CS36-1BD0 | POWER CABLE PREASSEMBLED | 432.07
6FX8002-5CN01-1AF8 | POWER CABLE PREASSEMBLED | 356.84
6FX8002-5CS46-1AG0 | POWER CABLE PREASSEMBLED | 368.04
6FX7002-5EB11-1BD0 | POWER CABLE, PREASSEMBLED | 480.09
6FX5002-5DN01-1DJ0 | POWER CABLE PREASSEMBLED | 584.25
6FX5002-5DN01-2AA0 | POWER CABLE PREASSEMBLED | 1096.06
6FX8002-5CN01-1CJ0 | POWER CABLE PREASSEMBLED | 653
6FX8002-5CN01-1DE0 | POWER CABLE PREASSEMBLED | 733.7
6FX8002-5CN05-1BE0 | POWER CABLE PREASSEMBLED EXT. | 427.83
6FX8002-5CS56-1BC0 | POWER CABLE PREASSEMBLED | 510.85
6FX8002-5CS56-1CF0 | POWER CABLE PREASSEMBLED | 764.23
6FX8002-5CS64-1CF0 | POWER CABLE, PREASSEMBLED | 1125.41
6FX8002-5CS64-1CJ5 | POWER CABLE, PREASSEMBLED | 1267.82
6FX8002-5CX18-1AJ0 | POWER CABLE, PREASSEMBLED EXT. | 1970.16
6FX8002-2BA10-1BF0 | SIGNAL CABLE, PREASSEMBLED, | 269.37
6FX8002-5CN06-1AF0 | POWER CABLE PREASSEMBLED | 264.46
6FX8002-5DA15-1AD8 | POWER CABLE, PREASSEMBLED EXT. | 341.02
6FX8002-5DA15-1AE5 | POWER CABLE, PREASSEMBLED EXT. | 360.45
6FX5002-5DN06-1CC5 | POWER CABLE PREASSEMBLED | 362.9
6FX5002-5DN06-1CD0 | POWER CABLE PREASSEMBLED | 362.84
6FX5002-5DN06-1DA0 | POWER CABLE PREASSEMBLED | 408.38
6FX5002-5DN06-1GA0 | POWER CABLE PREASSEMBLED | 603.43
6FX5002-5DN06-2FA0 | POWER CABLE PREASSEMBLED | 1188.73
6FX5002-5DN11-1AJ0 | POWER CABLE PREASSEMBLED | 360.47
3VL8716-3TE40-0AA0 | CIRCUIT-BREAKER VL 1600L | 14914.32
3VL8716-3UJ40-0AA0 | CIRCUIT-BREAKER VL 1600L | 18185
3VL8716-3UM30-0AA0 | CIRCUIT-BREAKER VL 1600L | 15045.14
6AG4141-7CC40-0GA0 | SIMATIC IPC427E (MicroBOX PC) | 5979.25
6AG4141-7DC08-0GA0 | SIMATIC IPC427E (MicroBOX PC) | 6123.07
6AG4141-7FC08-0FA0 | SIMATIC IPC427E (MicroBOX PC) | 5529.79
6AG4114-3KJ33-0HC2 | SIMATIC IPC847E (Rack PC) | 12042.41
6AG4114-3KT08-0HB2 | SIMATIC IPC847E (Rack PC) | 13363.81
6AG4114-3MJ78-6HC2 | SIMATIC IPC847E (Rack PC) | 17614.15
6AG4141-3CB10-0JA0 | SIMATIC IPC427E (MicroBOX PC) | 3526.72
6AG4141-5AA04-0FA0 | SIMATIC IPC427E (MicroBOX PC) | 4233.87
6AV2105-0KA06-0AA0 | WinCC Runtime Professional 8192, V16 | 11735.87
6AG4141-5BB01-0FA0 | SIMATIC IPC427E (MicroBOX PC) | 4196.41
6AV2151-0XB01-6LA5 | WinCC Unified V16 Comfort Engineering DL | 1390.81
6AV2154-2MB01-6BA0 | WinCC Unified V16 ASIA PC Runtime 2.5k | 5794.01
6AV2100-3AA06-0AK5 | SIMATIC WinCC Basic V16 Upgrade DL | 81.24
6AV2156-1CS00-0LB0 | WinCC Unified Sequence Ext. (5 Seq.) DL | 2037.53
6AV2156-1DL00-0LB0 | WinCC Unified Line Coord. Ext. (50) DL | 16290.19
6DL8913-0CK10-0AE5 | SIMIT SP V10.1 UG ENG. L V10.0 -> V10.1 | 13344.36
6AV7863-5MA14-2AA0 | SIMATIC Flat Panel 15" MT V2 PRO | 2731.34
6AV7863-6MA00-2AA0 | SIMATIC Flat Panel 19" MT V2 | 2560.08
6ES7656-8EP40-3BF0 | SIMATIC PCS 7 REDUNDANCY AS | 68613.83
6ES7647-8BA12-0CA1 | SIMATIC IPC227E (Nanobox PC) | 2205.33
6ES7647-8BA21-2CA1 | SIMATIC IPC227E (Nanobox PC) | 2449.54
6ES7647-8BA22-7EA3 | SIMATIC IPC227E (Nanobox PC) | 2245.78
6ES7647-8BA23-7EA1 | SIMATIC IPC227E (Nanobox PC) | 2278.73
6ES7647-8BA24-2CA1 | SIMATIC IPC227E (Nanobox PC) | 2755.16
6ES7647-8BB21-0LA5 | SIMATIC IPC227E (Nanobox PC) | 2118.43
6ES7647-8BB21-4MA1 | SIMATIC IPC227E (Nanobox PC) | 2846.55
6ES7647-8BB21-6BA1 | SIMATIC IPC227E (Nanobox PC) | 2753.66
6AV7241-3KA07-0DA0 | SIMATIC IPC 477E, 19" Multitouch | 5594.21
6AV7241-3KC05-0DA0 | SIMATIC IPC 477E, 19" Multitouch | 6376.27
6AV7241-3KC55-0DA0 | SIMATIC IPC 477E, 19" Multitouch | 6376.27
6AV7882-0ED60-7CA0 | SIMATIC IPC277E, 19" Touch | 5002.44
6AV7241-3YB47-0DA0 | SIMATIC IPC 477E, 22" Multitouch neutral | 6945.58
6AV7241-5BB04-0EA0 | SIMATIC IPC 477E, 15" Touch | 5859.4
6AV7241-5EB07-0FA0 | SIMATIC IPC 477E, 22" Touch | 6752.31
6AV7882-0GB20-7EA0 | SIMATIC IPC277E, 19" Multitouch | 4597.92
6AV7241-5EC34-0FA0 | SIMATIC IPC 477E, 22" Touch | 7652.73
6AV7241-5JB37-0FA0 | SIMATIC IPC 477E, 15" Multitouch | 6063.15
6AV7241-5JC07-0FA0 | SIMATIC IPC 477E, 15" Multitouch | 6479.65
6AV7241-5KC42-0GA2 | SIMATIC IPC 477E, 19" Multitouch | 7862.48
6AV7241-5RC07-0FA0 | SIMATIC IPC 477E, 24" Multitouch | 7786.06
6AV7241-5YB04-0FA0 | SIMATIC IPC 477E, 22" Multitouch neutral | 7471.44
6DR5010-0EN00-0AA0 | SIPART PS2 2wire without HART SA | 1335.24
6DR5013-0NG31-0AA0 | SIPART PS2 2wire without HART SA Alu | 2105.06
6DR5015-0EG00-0AA0 | SIPART PS2 2-L SA Alu Ex proof | 2278.85
6DR5015-0EG01-0AA0 | SIPART PS2 2-L SA Alu Ex proof | 2650.9
6AV7241-7DC08-0FA0 | SIMATIC IPC 477E, 19" Touch | 7384.55
6AV7241-7EE02-0EA0 | SIMATIC IPC 477E, 22" Touch | 8241.5
6DR5020-0NG00-5KA0 | SIPART PS2 2wire without HART DA | 1232.44
6DR5020-0NG02-0AA0 | SIPART PS2 2wire without HART DA | 1575.12
6DR5020-0NG03-0AA0 | SIPART PS2 2wire without HART DA | 1965.54
6DR5020-0NG10-0AA0 | SIPART PS2 2wire without HART DA | 1726.88
6AV7261-0HC30-3CB1 | SIMATIC IPC677E, 19" Multitouch | 9083.49
6AV2105-0HA06-0AH0 | WinCC Runtime Prof 4096, V16 DL | 9587.89
6AV2105-0TA06-0AA0 | WinCC Runtime Prof 262144, V16 | 36182.47
6AV2144-8UC10-0AA1 | SIMATIC HMI TP1900 Comfort INOX | 6593.02
6AV6372-2DF07-0BH0 | SIMATIC EnMBasic/PRO Tag Package 1 DL | 64.57
6AV2154-1EB01-6AA0 | WinCC Unified V16 PC Runtime 500 | 3342.19
6AV2105-3BB06-0AK0 | UpG WinCC RT Prof 128 V11/15->V16 DL | 1832.77
6AV2156-1CL00-0AB0 | WinCC Unified Line Coord. Ext. (5) | 2737.76
6AV6372-2DF77-2XH4 | Energy Manager V7.2, Upgr. >5000 Tags DL | 32463.33
6AV2156-2DP00-0AB0 | WinCC Unified Perf. Insight Ext.(100) | 13414.7
6AV2156-6DP00-0LB0 | WinCC Unified Perf. Insight Ext.(300) DL | 31940.43
6DL8913-0AK20-0BH5 | SIMIT SP V10.2 ENGINEERING S (1 YEAR) DL | 2461.69
6AV7863-4MA14-2NA0 | SIMATIC Flat Panel 22" MT V2 PRO | 3414.91
6AV7863-7MA10-2NA0 | SIMATIC Flat Panel 24" MT V2 Extended | 3243.65
6AV7863-7MA16-2AA0 | SIMATIC Flat Panel 24" MT V2 PRO | 3755.95
6ES7194-6KC00-0XA0 | ET200, Y cable | 74.65
6ES7222-1BH32-1XB0 | Digital Output SM1222, 16DO, 24V DC sink | 265.87
6ES7522-1BP50-0AA0 | S7-1500, DQ 64x24VDC/0.3A SNK BA | 613
6ES7292-2AT30-0XA0 | Connector Block, 18 Poles, Tin (4/PK) | 75.77
6ES7591-4BB00-0AA0 | Front cover for S7-1500 CPUs, 70 mm | 66.04
6ES7647-8BA11-0AA1 | SIMATIC IPC227E (Nanobox PC) | 1405.3
6ES7647-8BA21-0EA1 | SIMATIC IPC227E (Nanobox PC) | 1880.23
6ES7647-8BA21-2BA1 | SIMATIC IPC227E (Nanobox PC) | 2307.21
6ES7654-5CC03-3CF0 | SIMATIC PCS 7 CPU 410 SINGLE AS | 27103.64
6ES7654-5CJ00-4BF0 | SIMATIC PCS 7 CPU 410 SINGLE AS | 18824.69
6ES7647-8BA32-6EA1 | SIMATIC IPC227E (Nanobox PC) | 2779.13
6ES7647-8BB22-0AA3 | SIMATIC IPC227E (Nanobox PC) | 1845.77
6ES7647-8BB22-0EA1 | SIMATIC IPC227E (Nanobox PC) | 2185.85
6ES7647-8BB24-0CA1 | SIMATIC IPC227E (Nanobox PC) | 2678.75
6ES7647-8BB31-2BA1 | SIMATIC IPC227E (Nanobox PC) | 2716.2
6ES7647-8BB31-7EA2 | SIMATIC IPC227E (Nanobox PC) | 2518.45
6ES7647-8BB32-6BA2 | SIMATIC IPC227E (Nanobox PC) | 3129.7
6AV7241-3JC05-0DA0 | SIMATIC IPC 477E, 15" Multitouch | 5886.37
6DL8913-0PK20-0AK5 | SIMIT 5 VC UG V10.1-> V10.2 (300) DL | 2336.77
6AV7241-3RA00-0AA1 | SIMATIC IPC 477E, 24" Multitouch | 5827.93
6AV7882-0EB30-2CA0 | SIMATIC IPC277E, 19" Touch | 4849.63
6AV7241-5BC07-0DA0 | SIMATIC IPC 477E, 15" Touch | 5992.74
6AV7241-5BC07-0GA2 | SIMATIC IPC 477E, 15" Touch | 6960.57
6AV7882-0FB60-6BA0 | SIMATIC IPC277E, 15" Multitouch | 4905.05
6AV7241-5EB17-0FA0 | SIMATIC IPC 477E, 22" Touch | 6921.61
6DR4004-5A | Cable socket, M12 SST, (A-coding) | 107.89
6AV7241-5EC17-0FA0 | SIMATIC IPC 477E, 22" Touch | 7465.44
6AV7241-5KG34-0FA0 | SIMATIC IPC 477E, 19" Multitouch | 6866.18
6AV7241-5RB00-0DA0 | SIMATIC IPC 477E, 24" Multitouch | 6624.98
6DR5010-0EG00-5KA0 | SIPART PS2 2wire without HART SA | 1335.24
6DR5010-0NG10-0AA0 | SIPART PS2 2wire without HART SA | 1542.07
6AV7241-7BC04-0GA0 | SIMATIC IPC 477E, 15" Touch | 7733.63
6DR5013-0NG00-0AA0 | SIPART PS2 2wire without HART SA Alu | 1318.11
6AV7241-7JH04-0FA6 | SIMATIC IPC 477E, 15" Multitouch | 7523.88
6AV7241-7KH08-0FA0 | SIMATIC IPC 477E, 19" Multitouch | 7795.06
6DR5020-0NG12-0AA0 | SIPART PS2 2wire without HART DA | 1883.53
6DR5020-0NG31-0AA0 | SIPART PS2 2wire without HART DA | 2205.41
6AV7241-7YA34-0FA0 | SIMATIC IPC 477E, 22" Multitouch neutral | 7955.36
6AV7261-0CC23-2CB2 | SIMATIC IPC677E, 19" Multitouch | 7339.6
6AV7261-1GS20-1AA1 | SIMATIC IPC677E, 22" Multitouch | 8830.29
6DR5110-0NG11-0AA0 | SIPART PS2 2 wire with Hart SA | 2179.71
6DR5120-0NG01-0BA0 | SIPART PS2 2 wire with HART DA | 2053.65
6DR5120-0NG10-0AA0 | SIPART PS2 2 wire with HART DA | 1960.64
3VL6160-2VJ30-0AA0 | CIRCUIT-BREAKER VL UL | 8438.37
3VL4731-3NN46-0AA0 | CIRCUIT-BREAKER VL 400L | 5880.68
3VL6170-1KN30-0AA0 | CIRCUIT-BREAKER VL UL | 3695.87
3VL3725-3EM46-0AA0 | CIRCUIT-BREAKER VL 250L | 2852.03
3VL3725-3LE33-0AA0 | CIRCUIT-BREAKER VL 250L | 2963.24
3VL6180-3KN30-0AA0 | CIRCUIT-BREAKER VL UL | 5612.49
3VL6180-3VH30-0AA0 | CIRCUIT-BREAKER VL UL | 9354.16
3VL3725-3NN46-0AA0 | CIRCUIT-BREAKER VL 250L | 4114.52
3VL3725-3TB43-0AA0 | CIRCUIT-BREAKER VL 250L | 3218.35
3VL3725-3TF43-0AA0 | CIRCUIT-BREAKER VL 250L | 3512.71
3VL6780-1TH46-0AA0 | CIRCUIT-BREAKER VL 800N | 7195.5
3VL7710-1NE46-0AA0 | CIRCUIT-BREAKER VL 1250N | 8438.37
5SU1324-7FN20 | RCBO 2P 2MW, 20A, reduced i2 | 185.36
5SU1324-7FP20 | RCBO 2P 2MW, 20A | 109.75
5UB1518-0KA | PROFIBOX,100 SCHUKO+100Covers,Shutte. TW | 573.67
6AG1516-3AN02-2AB0 | SIPLUS S7-1500 CPU 1516-3 PN/DP | 12335.96
6AG2131-6TF00-4CA0 | SIPLUS ET 200SP DI 8xNAMUR HF TX RAIL | 865.7
6AG2134-6HD01-4BA1 | SIPLUS ET 200SP AI 4XU/I 2-WIRE TX RAIL | 614.61
6AG2193-6BP00-4DA1 | SIPLUS ET 200SP BU15-P16+A0+2D/T TX RAIL | 150.97
6AG2541-1AB00-4AB0 | SIPLUS S7-1500 CM PTP RS422/485 TX RAIL | 2837.36
6AG4021-0AA11-2BA0 | SIMATIC IPC127E | 1412.79
6AG1067-2AA00-0AE0 | Micro Drive mit F-TM Drive Demokoffer | 11007.96
6AG4131-3CC23-0AA0 | SIMATIC IPC627E (Box PC) | 5102.81
6AG4131-3DJ00-2AA7 | SIMATIC IPC627E (Box PC) | 4771.72
6AG4131-3GD43-1DA2 | SIMATIC IPC627E (Box PC) | 9371.14
3VL5763-2NN46-0AA0 | CIRCUIT-BREAKER VL 630H | 6933.85
3VL8716-3LB30-0AA0 | CIRCUIT-BREAKER VL 1600L | 12951.91
3VL8716-3MG30-0AA0 | CIRCUIT-BREAKER VL 1600L | 13606.05
3VL8716-3NH40-0AA0 | CIRCUIT-BREAKER VL 1600L | 18642.89
3VL8716-3SB30-0AA0 | CIRCUIT-BREAKER VL 1600L | 11185.73
3VL7710-3TN46-0AA0 | CIRCUIT-BREAKER VL 1250L | 12036.12
3VL7712-1EE46-0AA0 | CIRCUIT-BREAKER VL 1250N | 8438.37
3VL7712-1TB46-0AA0 | CIRCUIT-BREAKER VL 1250N | 9027.09
3VL7712-1UL36-0AA0 | CIRCUIT-BREAKER VL 1250N | 9812.05
3VL7712-1UN46-0AA0 | CIRCUIT-BREAKER VL 1250N | 12559.42
3VL7712-2TB46-0AA0 | CIRCUIT-BREAKER VL 1250H | 9615.8
3VL7712-2TH46-0AA0 | CIRCUIT-BREAKER VL 1250H | 12821.07
3VL7712-2UN46-0AA0 | CIRCUIT-BREAKER VL 1250H | 13213.55
3VL7712-3LB36-0AA0 | CIRCUIT-BREAKER VL 1250L | 9550.39
3VL7712-3NH46-0AA0 | CIRCUIT-BREAKER VL 1250L | 13933.12
5SB2611 | D-Fuse DII 16A gG 500V a.c./440V d.c. | 1.06
3WL9213-6AE41-0AA1 | ACCESORIES FOR BREAKER 3WL | 7203.77
3WL9213-8AD41-0BA1 | ACCESORIES FOR BREAKER 3WL | 14131.71
6AV7251-3CB35-0DA0 | SIMATIC IPC477E PRO, 15" MTouch | 6042.18
6AV7251-5FA30-0DA0 | SIMATIC IPC477E PRO, 19" MTouch | 6350.81
6AV7882-0AA10-7EA0 | SIMATIC IPC277E, 7" Touch | 2659.28
6AV7882-0AA20-2EA0 | SIMATIC IPC277E, 7" Touch | 2812.1
6AV7882-0AA40-1CA0 | SIMATIC IPC277E, 7" Touch | 3084.76
6AV7882-0AB30-0CA0 | SIMATIC IPC277E, 7" Touch | 3297.51
6AV7251-5KB37-0FA0 | SIMATIC IPC477E PRO, 22" MTouch | 7941.87
6AV7882-0AB30-6CA0 | SIMATIC IPC277E, 7" Touch | 3820.37
6AV7882-0BA20-6BA0 | SIMATIC IPC277E, 9" Touch | 3597.14
6AV7882-0BB10-8EA0 | SIMATIC IPC277E, 9" Touch | 3155.18
6AV7241-5JB42-0FA0 | SIMATIC IPC 477E, 15" Multitouch | 6184.51
6BK1622-0AA00-0AA0 | SIMATIC PN/M-Bus LINK | 768.85
6AV7241-5LB07-0EA0 | SIMATIC IPC 477E, 22" Multitouch | 6936.58
6AV7241-5RG30-0DA2 | SIMATIC IPC 477E, 24" Multitouch | 6887.15
6DR5010-0NG21-0AA0 | SIPART PS2 2wire without HART SA | 2248.25
6AV7241-7EC08-0FA0 | SIMATIC IPC 477E, 22" Touch | 8037.75
6DR5020-0EG00-0AA0 | SIPART PS2 2wire without HART DA | 1520.05
6DR5020-0NG00-0AA2 | SIPART PS2 2wire without HART DA | 1649.78
6DR5020-0NN01-0AA0 | SIPART PS2 2wire without HART DA | 1819.89
6DR5025-0EG01-0BA0 | SIPART PS2 2-L DA Alu Ex proof | 2834.48
6DR5110-0NG11-0AA1 | SIPART PS2 2 wire with Hart SA | 2379.2
6DL1132-6BL00-0PH1 | ET 200SP HA, DQ 32X24VDC/0,5A | 987.28
6DR5120-0NG30-0AA0 | SIPART PS2 2 wire with HART DA | 2037.74
6ED1052-1HB08-0BA1 | LOGO! 24RCE, 8DI/4DO, 400 Blocks | 193.07
6AV7674-1LA73-0AA0 | Extension Unit 24" PROFISAFE | 1230.29
6AV7674-1LB40-0AA0 | Round tube plug for PRO devices | 80.56
6DL5422-4XX15-0YT8 | SIPAT V5.1 SP1 SOFTWARE MEDIA PACKAGE | 151.81
6EP3336-7SC00-3AX0 | SITOP PSU6200/1AC/24VDC/20A/CO | 548.29
6AV7676-3AA21-0AA0 | Accessory battery for ITP1000 | 242.71
6AV7860-1EX22-0AB1 | IFP V2 receiver incl. cable set 20m | 582.79
6AV7863-4MA16-2AA0 | SIMATIC Flat Panel 22" MT V2 PRO | 3414.91
6AV7863-5MA10-2NA0 | SIMATIC Flat Panel 15" MT V2 Extended | 2390.3
6AV7863-5MA16-2AA0 | SIMATIC Flat Panel 15" MT V2 PRO | 2731.34
6AV7863-7MA10-2AA0 | SIMATIC Flat Panel 24" MT V2 Extended | 3243.65
6AV7863-7MA17-2NA0 | SIMATIC Flat Panel 24" MT V2 PRO | 4097.03
6AV7882-0AA10-1MA0 | SIMATIC IPC277E, 7" Touch | 2999.37
3VL6780-3SF36-0AA0 | CIRCUIT-BREAKER VL 800L | 6933.85
3VL6780-3SH36-0AA0 | CIRCUIT-BREAKER VL 800L | 6672.19
3VL8716-1UH30-0AA0 | CIRCUIT-BREAKER VL 1600N | 13475.21
3VL6780-3UM36-0AA0 | CIRCUIT-BREAKER VL 800L | 9027.09
3VL8716-2LA40-0AA0 | CIRCUIT-BREAKER VL 1600H | 15960.94
3VL8716-2MF30-0AA0 | CIRCUIT-BREAKER VL 1600H | 13213.55
3VL7710-3LF46-0AA0 | CIRCUIT-BREAKER VL 1250L | 12101.53
3VL7112-1VH30-0AA0 | CIRCUIT-BREAKER VL UL | 10008.3
3VL8716-2NF40-0AA0 | CIRCUIT-BREAKER VL 1600H | 14456.42
3VL8716-2SH30-0AA0 | CIRCUIT-BREAKER VL 1600H | 12232.35
3VL7112-2VH30-0AA0 | CIRCUIT-BREAKER VL UL | 10531.6
3VL8716-2TH40-0AA0 | CIRCUIT-BREAKER VL 1600H | 17203.8
3VL7710-3MF36-0AA0 | CIRCUIT-BREAKER VL 1250L | 9419.57
3VL5763-2SB36-0AA0 | CIRCUIT-BREAKER VL 630H | 4199.56
3VL7180-3VM30-0AA0 | CIRCUIT-BREAKER VL UL | 11578.21
3VL7710-3NA46-0AA0 | CIRCUIT-BREAKER VL 1250L | 10531.6
3VL2710-1DC33-8TB1 | CIRCUIT-BREAKER VL 160N | 846.45
3VL2710-3LB36-0AA0 | CIRCUIT-BREAKER VL 160L | 1484.89
3VL2716-3EJ43-0AA0 | CIRCUIT-BREAKER VL 160L | 1936.25
3VL2710-1DC36-8TD1 | CIRCUIT-BREAKER VL 160N | 850.38
3VL2716-3MB36-0AA0 | CIRCUIT-BREAKER VL 160L | 1897
3VL2710-1DK33-0AA0 | CIRCUIT-BREAKER VL 160N | 556.02
3VL2716-3MS36-0AA0 | CIRCUIT-BREAKER VL 160L | 1942.78
3VL2716-3NE43-0AA0 | CIRCUIT-BREAKER VL 160L | 2636.17
3VL2716-3SF36-0AA0 | CIRCUIT-BREAKER VL 160L | 2439.93
3VL2716-3SH36-0AA0 | CIRCUIT-BREAKER VL 160L | 2269.85
3VL2716-3SS33-0AA0 | CIRCUIT-BREAKER VL 160L | 1857.75
3VL2716-3TA46-0AA0 | CIRCUIT-BREAKER VL 160L | 2466.1
3VL2716-3TB46-0AA0 | CIRCUIT-BREAKER VL 160L | 2315.64
3VL2712-1DC33-8TD1 | CIRCUIT-BREAKER VL 160N | 1254.63
3VL3725-1DC36-2JB1 | CIRCUIT-BREAKER VL 250N | 1793.65
3VL3725-1DC36-2PB1 | CIRCUIT-BREAKER VL 250N | 1793.65
3VL4731-2DK36-0AB1 | CIRCUIT-BREAKER VL 400H | 2205.09
3VL3720-3UN43-0AA0 | CIRCUIT-BREAKER VL 250L | 4951.81
3VL5763-2SH36-0AA0 | CIRCUIT-BREAKER VL 630H | 5023.77
3VL3725-2MP33-0AA0 | CIRCUIT-BREAKER VL 250H | 2224.07
3VL5763-2UJ46-0AA0 | CIRCUIT-BREAKER VL 630H | 6999.26
3VL4731-2ME36-0AA0 | CIRCUIT-BREAKER VL 400H | 3198.73
3VL4731-2MS36-0AA0 | CIRCUIT-BREAKER VL 400H | 3414.6
3VL5763-3DE36-0AA0 | CIRCUIT-BREAKER VL 630L | 2466.1
3VL3725-2NH43-0AA0 | CIRCUIT-BREAKER VL 250H | 3852.86
3VL4731-2TA46-0AA0 | CIRCUIT-BREAKER VL 400H | 3964.07
3VL3725-2SB36-0AA0 | CIRCUIT-BREAKER VL 250H | 2040.9
3VL3725-2SG36-0AA0 | CIRCUIT-BREAKER VL 250H | 2649.25
3VL3725-2SH33-0AA0 | CIRCUIT-BREAKER VL 250H | 2675.43
3VL5731-2EC46-0AA0 | CIRCUIT-BREAKER VL 630H | 4461.21
3VL3725-2TA46-0AA0 | CIRCUIT-BREAKER VL 250H | 2786.62
3VL5731-3DC36-0AA0 | CIRCUIT-BREAKER VL 630L | 3924.82
3VL4731-3LF46-0AA0 | CIRCUIT-BREAKER VL 400L | 5874.15
3VL7712-2NF46-0AA0 | CIRCUIT-BREAKER VL 1250H | 10727.84
3VL7712-2NN46-0AA0 | CIRCUIT-BREAKER VL 1250H | 12559.42
3VL7712-2UJ46-0AA0 | CIRCUIT-BREAKER VL 1250H | 13213.55
3VL7712-3ME36-0AA0 | CIRCUIT-BREAKER VL 1250L | 8700.02
3VL7712-3ML36-0AA0 | CIRCUIT-BREAKER VL 1250L | 9942.87
5SA2611 | D-Fuse DI 16A gG 500V a.c./440V d.c. | 3.76
3VL7712-3TN46-0AA0 | CIRCUIT-BREAKER VL 1250L | 13606.05
3VL8112-1PH30-0AA0 | CIRCUIT-BREAKER VL UL | 11381.98
3ZS1322-6CE14-0YB5 | SIRIUS; SIMOCODE ES V16 | 2711.92
3VL8116-1VH30-0AA0 | CIRCUIT-BREAKER VL UL | 13998.53
3VL8116-2KE30-2PC1 | CIRCUIT-BREAKER VL UL | 10449.19
5SU1336-6FP13 | RCBO 3P B13 6KA type A 30mA 3MW | 147.09
5SU1336-6FP25 | RCBO 3P B25 6KA type A 30mA 3MW | 227.14
5SU1346-7FP25 | RCBO 4P C25 6KA type A 30mA 4MW | 262.84
5SU1636-7FP32 | RCBO 3P C32 6KA type A 300mA 3MW | 227.14
5SU1646-7FP16 | RCBO 4P C16 6KA type A 300mA 4MW | 155.62
5SV1313-1GV10 | RCBO AC 5SV1 1+N 30mA C10 4.5kA GV | 34.21
5SV1316-1GV10 | RCBO AC 5SV1 1+N 30mA C10 6kA GV | 71.28
5SV1316-6LK13 | RCBO compact 6kA Type A (G) 30mA B13 | 137.51
5SV1613-1KK02 | RCBO compact 4,5kA Type AC 300mA C2 | 61.97
5SV1613-1KK13 | RCBO compact 4,5kA Type AC 300mA C13 | 55.91
5SV1616-7KK16 | RCBO compact 6kA Type A 300mA C16 | 81.84
5SV5312-6 | RCCB TYPE A 25/2 30MA 2MW RES | 88.12
5SV6016-6GV25 | AFDD/MCB 6kA B25 1+N 1MW GV | 226.44
5SV6016-6KP25 | AFDD-MCB PT B25 1+N 230V 1MW | 226.44
5SV6316-6KP16 | AFDD-RCBOele PT 30mA A B16 1+N 230V 1MW | 373.61
5SY5202-6 | MCB UC 10kA, 2-pole, B, 2A | 68.85
6AV6881-0KJ22-0AA0 | Protect. film 10" front, type 5 | 234.69
6AV6881-5AA00-0AA1 | Service set KTP Mobile covers | 133.11
6AV2108-0AB06-0AH5 | Energy Suite V16, Engineering DL | 810.77
6AV2114-2BA06-0AA0 | WinCC RT Advanced V16 (128) SW Package | 729.53
6AV7251-1DA00-0AA0 | SIMATIC IPC477E PRO, 15" MTouch | 4464.59
6AV7251-5DC05-0FA0 | SIMATIC IPC477E PRO, 15" MTouch | 7051.94
6AV7882-0AB10-8EA0 | SIMATIC IPC277E, 7" Touch | 2828.56
6AG4141-7BE18-0GA8 | SIMATIC IPC427E (MicroBOX PC) | 6918.61
6AG4141-7BH20-3AA0 | SIMATIC IPC427E (MicroBOX PC) | 5258.62
6AG4141-7CJ34-0FA0 | SIMATIC IPC427E (MicroBOX PC) | 5568.75
6AG4141-0BG11-4AA0 | SIMATIC IPC427E (MicroBOX PC) | 3516.23
6AV2104-4HH06-0AK0 | WinCC RT Advanced 4096 V16 Upgr. DL | 2433.93
6AG4141-3BB17-0FA0 | SIMATIC IPC427E (MicroBOX PC) | 4143.98
6AV2104-4KK06-0AK0 | WinCC RT Advanced 8192 V16 Upgr. DL | 3246.32
6AG4114-3RR13-0XX2 | SIMATIC IPC847E (Rack PC) | 8535.15
6AG4141-3DB34-0JA0 | SIMATIC IPC427E (MicroBOX PC) | 4007.64
6AG4141-5BB00-0FA0 | SIMATIC IPC427E (MicroBOX PC) | 3950.72
6AV2105-0HA16-0AA0 | WinCC Runtime Prof 4096, Asia V16 | 10782.12
6AG4141-5BB02-0DA0 | SIMATIC IPC427E (MicroBOX PC) | 3872.81
6AG4141-5BB04-0EA0 | SIMATIC IPC427E (MicroBOX PC) | 4331.25
6AV7882-0BB20-6CA0 | SIMATIC IPC277E, 9" Touch | 3908.76
6AV6881-0AM62-0AG0 | IcoTek Cable grommets, 7-8 | 45.54
6AV7882-0CA10-6BA0 | SIMATIC IPC277E, 12" Touch | 3787.4
6AV7882-0CA20-2BA0 | SIMATIC IPC277E, 12" Touch | 3646.58
6DL8913-0CK20-0AJ5 | SIMIT SP V10.2 CONV. PACK ENG. M -> L DL | 12939.24
6AV7882-0CB30-2BA0 | SIMATIC IPC277E, 12" Touch | 4054.08
6DL8913-0GK20-0AB5 | SIMIT CONTEC LIBRARY | 3593.28
6AV7882-0DB20-4BA0 | SIMATIC IPC277E, 15" Touch | 4370.2
6AV7882-0EA20-0AA0 | SIMATIC IPC277E, 19" Touch | 3532.71
6AV7882-0EB30-0BA0 | SIMATIC IPC277E, 19" Touch | 4461.59
6AV7241-5BA07-0FA0 | SIMATIC IPC 477E, 15" Touch | 5534.3
6DR4004-1LP | SIPART PS2 overvoltage protection | 642.6
6AV7241-5DB07-0DA0 | SIMATIC IPC 477E, 19" Touch | 5775.5
6AV7882-0FA20-7EA0 | SIMATIC IPC277E, 15" Multitouch | 3938.73
6AV7241-5DF34-0JA1 | SIMATIC IPC 477E, 19" Touch | 6028.7
6DR4004-4ES | Position Transmitter (NCS, MLS) | 1032.65
3VL7710-1SB36-0AA0 | CIRCUIT-BREAKER VL 1250N | 6273.18
3VL6780-2MG36-0AA0 | CIRCUIT-BREAKER VL 800H | 5998.44
3VL4740-1MH36-0AA0 | CIRCUIT-BREAKER VL 400N | 3466.93
3VL5763-1NB46-0AA0 | CIRCUIT-BREAKER VL 630N | 4919.1
3VL6780-2NN46-0AA0 | CIRCUIT-BREAKER VL 800H | 7653.39
3VL6780-2SE36-0AA0 | CIRCUIT-BREAKER VL 800H | 5161.14
3VL4740-1TB46-0AA0 | CIRCUIT-BREAKER VL 400N | 3303.39
3VL6780-2TN46-0AA0 | CIRCUIT-BREAKER VL 800H | 7587.98
3VL7710-2NA46-0AA0 | CIRCUIT-BREAKER VL 1250H | 9419.57
3VL5763-1UJ46-0AA0 | CIRCUIT-BREAKER VL 630N | 6181.59
3VL6780-3LE36-0AA0 | CIRCUIT-BREAKER VL 800L | 6868.43
3VL7710-2TH46-0AA0 | CIRCUIT-BREAKER VL 1250H | 11120.32
3VL6780-3MB36-0AA0 | CIRCUIT-BREAKER VL 800L | 5828.35
3VL6780-3NB46-0AA0 | CIRCUIT-BREAKER VL 800L | 7522.57
3VL5763-2DC36-0AE1 | CIRCUIT-BREAKER VL 630H | 3347.88
6AG4141-5BB52-0EA0 | SIMATIC IPC427E (MicroBOX PC) | 4521.52
6AG4112-3DS02-0JH2 | SIMATIC IPC647E (Rack PC) | 8655
6AG4141-5BH04-0GA0 | SIMATIC IPC427E (MicroBOX PC) | 5694.6
6AG4141-5CB04-0FA0 | SIMATIC IPC427E (MicroBOX PC) | 4473.58
6AG4141-5DC42-0FA0 | SIMATIC IPC427E (MicroBOX PC) | 5036.89
6AG4112-3KT32-0HX2 | SIMATIC IPC647E (Rack PC) | 10028.85
6AG4141-7BB24-0FA0 | SIMATIC IPC427E (MicroBOX PC) | 5408.45
6AG4141-7BC04-5GA0 | SIMATIC IPC427E (MicroBOX PC) | 7038.48
6AV7882-0AB20-0BA0 | SIMATIC IPC277E, 7" Touch | 2916.97
6AV7251-5GG30-4FA8 | SIMATIC IPC477E PRO, 19" MTouch | 7745.61
6AV7251-5KB00-0AA0 | SIMATIC IPC477E PRO, 22" MTouch | 6857.19
6AV7882-0AB30-7CA0 | SIMATIC IPC277E, 7" Touch | 3526.72
6AV7251-5SB00-0DA0 | SIMATIC IPC477E PRO, 22" MTouch | 7360.58
6AV7882-0BA20-0CA0 | SIMATIC IPC277E, 9" Touch | 3216.6
6AV6881-0AM62-0AX0 | IcoTek Cable grommets, blank | 45.54
6AV7882-0BB30-0CA0 | SIMATIC IPC277E, 9" Touch | 3624.1
6DL8913-0DK10-0AE5 | SIMIT SP V10.1 UG ENG. XL V10.0 -> V10.1 | 21349.76
6AV7882-0CB20-6CA0 | SIMATIC IPC277E, 12" Touch | 4235.37
6DL8913-0DK20-0AE5 | SIMIT SP V10.2 UG ENG. XL V10.1 -> V10.2 | 21349.76
6DL8913-0DX00-0AV8 | SIMIT SUS ENGINEERING XL DL | 6136.39
6AV7241-1DA40-0JA0 | SIMATIC IPC 477E, 19" Touch | 4692.31
6AV7241-3DF37-0FA0 | SIMATIC IPC 477E, 19" Touch | 5802.47
6AV7882-0DB20-2EA0 | SIMATIC IPC277E, 15" Touch | 3961.2
6AV7882-0DB20-6BA0 | SIMATIC IPC277E, 15" Touch | 4419.64
6AV7882-0DB30-2CA0 | SIMATIC IPC277E, 15" Touch | 4523.01
6AV7241-3KB07-0DA0 | SIMATIC IPC 477E, 19" Multitouch | 5832.43
6AV7882-0EB20-0BA0 | SIMATIC IPC277E, 19" Touch | 4223.38
6AV2143-6DB00-0AA0 | SIMATIC HMI TP400 Basic OEM | 541.06
6AV2154-0BR01-6AB0 | WinCC Unified V16 Collaboration PC | 3342.19
6AV2154-0XB01-6BA0 | WinCC Unified V16 ASIA PC Runtime max. | 35647.92
6AV6372-2DF07-2CX4 | Energy Manager V7.2, Upgr. <= 50 Tags | 4968.62
6AV6372-2DF07-2HH4 | Energy Manager V7.2, Upgr.<=5000 Tags DL | 24347.49
6AV2105-3BB06-0AE0 | UpG WinCC RT Prof 128 V11/15->V16 | 2058.61
6AV2156-1JC00-0AB0 | WinCC Unified Cal. Extension (1) | 1073.29
6AV2156-6CP00-0LB0 | WinCC Unified Perf. Insight Ext. (30) DL | 3993.28
6AV2102-0AA06-0AA5 | SIMATIC WinCC Advanced V16 | 3998.61
6AV2105-3MM06-0AE0 | UpG WinCC RT Prof 64k-256k V11/15->V16 | 5774.51
6AV2157-3JW00-0LB0 | WinCC Unified 3 Operate Clients DL | 7904.76
6AV2105-4MM06-0AK0 | UpG WinCC7.3/7.5->RT Prof64k-256kV16DL | 5135.97
6AV2104-0DA06-0AA0 | WinCC Runtime Advanced 512 V16 | 2965.25
6AV2104-3HH06-0AK0 | WinCC RT Advanced 4096 V16 Upgr. DL | 2433.93
6AV6881-0WJ22-0AA0 | Protect. film 24" front, type 5 | 646.26
6AV2117-2DB06-0AA0 | WinCC Client for RT Prof. V16 SW Pack | 3923.86
6ES7654-6CN03-3BF2 | SIMATIC PCS 7 CPU 410 SINGLE AS | 33920.38
6ES7654-8BD00-4KG0 | SIMATIC PCS 7 AS | 19182.74
6ES7648-6WC21-1YA0 | SIMATIC IPC Operating System Package | 420.99
6ES7648-6WC21-4YA0 | SIMATIC IPC Operating System Package | 420.99
6FX5002-5DN64-1DA0 | POWER CABLE PREASSEMBLED | 921.48
6FX5002-5CN06-1CH5 | POWER CABLE PREASSEMBLED | 310.1
6FX5002-5CN11-1BG0 | POWER CABLE PREASSEMBLED | 368.43
6FX5002-5DQ38-1AH0 | POWER CABLE PREASSEMBLED | 456.95
6ES7923-0BA50-0FB0 | CONNECTION CABLE IDC/AEH UNSHIELDED 0,5M | 45.15
6FX5002-5DS06-1BD0 | POWER CABLE PREASSEMBLED | 297.78
6ES7923-5BC00-0GB0 | CONNECT. CABLE 40P TO 50P 2.0M UNSHIELD | 67.44
6FX5002-5CN31-1AF0 | POWER CABLE PREASSEMBLED | 366.6
6FX5002-5CN31-1CB0 | POWER CABLE PREASSEMBLED | 473.16
6FX5002-5DS14-1BD0 | POWER CABLE, PREASSEMBLED | 850.82
6FX5002-5CN36-1AB0 | POWER CABLE PREASSEMBLED | 260.41
6FX5002-5CN46-1BG0 | POWER CABLE PREASSEMBLED | 376.56
6FX5002-5CN46-1CA0 | POWER CABLE PREASSEMBLED | 406.47
6FX5002-2AD04-1BA0 | SIGNAL CABLE, PREASSEMBLED,EXT. | 214.16
6FX5002-2AD04-1BA5 | SIGNAL CABLE, PREASSEMBLED,EXT. | 220.78
6FX5002-2AH00-1EG0 | SIGNAL CABLE, PREFABRICATED | 361.88
6FX5002-2AH00-1JE0 | SIGNAL CABLE, PREFABRICATED | 597.06
6FX5002-5CR73-1AF0 | POWER CABLE, PREASSEMBLED | 624.92
6FX5002-2AH11-1DC0 | SIGNAL CABLE PREASSAMBLED | 405.9
6FX5002-8QN04-1AA4 | ONE-CABLE-CONNECTION ASSEMBLY | 146.06
6FX5002-2CC06-1AD0 | SIGNAL CABLE, PREASSEMBLED, | 132.75
6FX5002-2CC12-1BC0 | SIGNAL CABLE, PREASSEMBLED | 169.7
6FX5002-8QN04-1AD7 | ONE-CABLE-CONNECTION ASSEMBLY | 175.57
6FC9343-0AN00-1CA0 | SIGNAL CABLE; SOLD BY THE METER | 59.72
6FX5002-8QN08-1AH0 | ONE-CABLE-CONNECTION ASSEMBLY | 223.46
6FX5002-2CQ31-1BD0 | SIGNAL CABLE, PREASSEMBLED, | 221.69
6FX5002-5CR73-1EA0 | POWER CABLE, PREASSEMBLED | 2280.13
6FX5002-2CR00-1EA0 | SIGNAL CABLE, PREASSEMBLED | 372.58
6FX5002-2DC00-1AG0 | SIGNAL CABLE, PREASSEMBLED | 137.35
6FX5002-2DC00-1BK0 | SIGNAL CABLE, PREASSEMBLED | 229.86
6FX5002-2DC00-1FF0 | SIGNAL CABLE, PREASSEMBLED | 486.58
6FX5002-5CR83-1FF0 | POWER CABLE, PREASSEMBLED | 4211.6
6FX5002-8QN08-1CJ0 | ONE-CABLE-CONNECTION ASSEMBLY | 471.65
6FX5002-2DC10-1CE4 | SIGNAL CABLE, PREASSEMBLED | 290.18
6FX5002-8QN21-1CB0 | ONE-CABLE-CONNECTION ASSEMBLY | 752.43
6FX5002-5CS06-1AA5 | POWER CABLE PREASSEMBLED | 202.63
6FX5002-5CS06-1BA0 | POWER CABLE PREASSEMBLED | 238.42
6FX5002-5CS06-1CF0 | POWER CABLE PREASSEMBLED | 298.14
6FX5008-1BB25-1EB0 | POWER CABLE, SOLD BY THE METER | 1696.96
6FX5002-5CS06-1FH0 | POWER CABLE PREASSEMBLED | 425.52
6FX5008-1BB35-1EC0 | POWER CABLE, SOLD BY THE METER | 2489.24
6ES7822-1AA06-0YC5 | SIMATIC STEP 7 Prof. Powerpack V16 | 3581.04
6ES7822-1AE06-0YA5 | SIMATIC STEP 7 Prof. V16 DL | 3758.15
6ES7823-1FA02-0YA5 | SIMATIC S7-PLCSIM Advanced V3.0 | 5420.3
6ES7823-1GE06-0YA5 | SIMATIC 50h Engineering V16 Combo DL | 974.87
6ES7833-1FC16-0YH5 | STEP 7 Safety Advanced V16 Combo SW DL | 1832.77
6FX5002-5CF10-1AF0 | POWER CABLE, PREASSEMBLED | 140.72
6FX5002-5CG01-1FJ0 | POWER CABLE, PREASSEMBLED | 394.28
6FX5002-5CG10-1AA3 | POWER CABLE PREASSEMBLED | 131.13
6FX5002-5CG10-1CK0 | POWER CABLE PREASSEMBLED | 260.62
6FX2002-1DC00-1AG6 | SIGNAL CABLE, PREASSEMBLED | 157.34
6FX5002-5CG12-1BA0 | POWER CABLE PREASSEMBLED | 190.07
6FX5002-5CG12-1DA0 | POWER CABLE PREASSEMBLED | 315.87
6FX5002-5CG32-1FA0 | POWER CABLE PREASSEMBLED | 515.63
6FX2002-1DC00-1BB4 | SIGNAL CABLE, PREASSEMBLED | 194.55
6FX2002-1DC00-1BC6 | SIGNAL CABLE, PREASSEMBLED | 202.08
6FX2002-1DC00-1BF8 | SIGNAL CABLE, PREASSEMBLED | 224.35
6FX5002-5CN01-1BG7 | POWER CABLE PREASSEMBLED | 345.16
6FX5002-5CN01-1CH5 | POWER CABLE PREASSEMBLED | 400.63
6FX2002-1DC00-1EF7 | SIGNAL CABLE, PREASSEMBLED | 447.97
6FX5002-5CN05-1DB5 | POWER CABLE PREASSEMBLED | 381.51
6FX5002-5DN36-1AF0 | POWER CABLE PREASSEMBLED | 310.21
6FX5002-5CN06-1AB0 | POWER CABLE PREASSEMBLED | 202.63
6FX5002-5DN36-1DA0 | POWER CABLE PREASSEMBLED | 512.52
6FX5002-5CN06-1AF3 | POWER CABLE PREASSEMBLED | 222.53
6FX5002-5CN06-1AF8 | POWER CABLE PREASSEMBLED | 222.53
6FX5002-2DC40-1HA0 | SIGNAL CABLE, PREASSEMBLED | 659.81
6FX5002-5CS64-1AE0 | POWER CABLE, PREASSEMBLED | 290.86
6FX5002-5CS66-1BD0 | POWER CABLE PREASSEMBLED | 465.3
6FX5002-5CS66-1FA0 | POWER CABLE PREASSEMBLED | 1016.83
6FX5002-5CW12-1AD0 | POWER CABLE PREASSEMBLED | 169
6FX8002-2EN20-1AC3 | SIGNAL CABLE, PREASSEMBLED | 213.83
6FX8002-2EQ14-1AJ6 | SIGNAL CABLE, PREASSEMBLED EXT. | 273.26
6FX5002-5CA05-1CF0 | POWER CABLE, PREASSEMBLED,EXT. | 349.16
6FX8002-2EQ31-1DF5 | SIGNAL CABLE, PREASSEMBLED, | 544.79
6FX5002-5CX28-1BA0 | POWER CABLE PREASSEMBLED,EXT. | 1919.32
6FX5002-5DA15-1CC0 | POWER CABLE, PREASSEMBLED, EXT. | 474.42
6FX5012-5CS56-1EA0 | POWER CABLE PREASSEMBLED | 645.27
6FX5002-5CA23-1DA0 | POWER CABLE PREASSEMBLED | 1529.09
6FX5012-5DS21-1BF0 | POWER CABLE, PREASSEMBLED | 473.61
6FX5002-5DA48-1AF5 | POWER CABLE, PREASSEMBLED, EXT. | 462.85
6FX5022-5CN06-1BA0 | POWER CABLE PREASSEMBLED | 207.51
6FX5002-5DG10-1AH0 | POWER CABLE PREASSEMBLED | 201.81
6FX8002-2SL10-1BB0 | SIGNAL CABLE EXTENSION | 424.84
6FX8002-2SL20-1AF0 | SIGNAL CABLE, PREASSEMBLED | 215.71
6FX8002-2YT02-1DA0 | SIGNAL CABLE, PREASSEMBLED | 413.76
6FX8002-5CR53-1BJ0 | POWER CABLE, PREASSEMBLED | 1138.56
6FX5022-5CN06-1EC0 | POWER CABLE PREASSEMBLED | 334.88
6FX5002-5DG10-1DE0 | POWER CABLE PREASSEMBLED | 415.31
6FX8002-5CS01-1DA5 | POWER CABLE, PREASSEMBLED | 694.25
6FX5002-5DG10-1FA0 | POWER CABLE PREASSEMBLED | 541.84
6FX8002-5CA58-1AF8 | POWER CABLE, PREASSEMBLED EXT. | 553.15
6FX8002-5CE04-1AE0 | POWER CABLE, PREASSEMBLED | 308.4
6FX8002-5CS06-1AD0 | POWER CABLE PREASSEMBLED | 243.28
6FX8002-5CE06-1BF0 | POWER CABLE, PREASSEMBLED | 626.37
6FX8002-5CG01-1BH0 | POWER CABLE PREASSEMBLED | 353.34
6FX5022-5DN26-1CF0 | POWER CABLE PREASSEMBLED | 399.58
6FX5002-5DG12-1AC0 | POWER CABLE PREASSEMBLED | 166.86
6FX5002-5DG12-1CF0 | POWER CABLE PREASSEMBLED | 391.86
6FX5002-5DG12-1EA0 | POWER CABLE PREASSEMBLED | 538.58
6FX8002-5CS06-1EF0 | POWER CABLE PREASSEMBLED | 688.93
6FX7002-5EA51-1AD0 | POWER CABLE, PREASSEMBLED | 329.95
6FX8002-5CS16-1BJ0 | POWER CABLE PREASSEMBLED | 435.51
6FX8002-5CG10-1BK5 | POWER CABLE PREASSEMBLED | 392.14
6FX5002-5DG12-1FE0 | POWER CABLE PREASSEMBLED | 675.58
6FX5002-5DG32-1BH0 | POWER CABLE PREASSEMBLED | 387.63
6FX8002-5CG10-1EA0 | POWER CABLE PREASSEMBLED | 649.79
6FX5002-5CQ38-1BA0 | POWER CABLE EXTENSION | 453.72
6FX5002-2AH04-1AE0 | SIGNAL CABLE, PREASSEMBLED,EXT. | 156.8
6FX5002-2AH11-1AD0 | SIGNAL CABLE PREASSAMBLED | 135.67
6FX5002-5DX38-1BA0 | POWER CABLE PREASSEMBLED, EXT. | 2481.27
6FX5002-2CB54-1AF0 | SIGNAL CABLE, PREASSEMBLED,EXT. | 149.12
6FX5002-8QN04-1AD5 | ONE-CABLE-CONNECTION ASSEMBLY | 175.57
3VL7712-1DE36-2HA0 | CIRCUIT-BREAKER VL 1250N | 6810.87
6AG4141-7BC38-0FA0 | SIMATIC IPC427E (MicroBOX PC) | 5657.14
6AG4114-3DQ02-4AY1 | SIMATIC IPC847E (Rack PC) | 6909.63
6AG4114-3GP52-0BX2 | SIMATIC IPC847E (Rack PC) | 6767.3
6AG4114-3GT52-6BY0 | SIMATIC IPC847E (Rack PC) | 9595.87
6AG4114-3HA02-0BX2 | SIMATIC IPC847E (Rack PC) | 5881.87
6AV2104-4DD06-0AE0 | WinCC RT Advanced 512 V16 Upgrade | 1186.09
6AG4141-3CA47-0FA0 | SIMATIC IPC427E (MicroBOX PC) | 4031.61
6AV2105-0RA16-0AA0 | WinCC Runtime Prof 153600, Asia V16 | 26358.99
6AV2154-1EB01-6LA0 | WinCC Unified V16 PC Runtime 500 DL | 2983.11
6AV2154-1FB01-6AA0 | WinCC Unified V16 PC Runtime 5k | 8911.98
6AV2154-1GB01-6BA0 | WinCC Unified V16 ASIA PC Runtime 50k | 15594.75
6AV2157-2EA00-0AB0 | WinCC Unified 1000 LoggingTags | 1787.86
6ES7193-6KC00-3AA0 | ET 200SP, 20 coding elements, type C | 24.46
6AV7860-3EH00-0AA0 | IFP V2 Host Extended Transceiver | 416.5
6DL8913-0AK20-0BB5 | SIMIT SP V10.2 ENGINEERING S (1 YEAR) | 2651.05
6AV7882-0AA10-1LA0 | SIMATIC IPC277E, 7" Touch | 2744.68
6ES7292-2AV30-0XA0 | Connector Block, 20 Poles, Tin (4/PK) | 83.76
6ES7292-2AV40-0XA0 | Connector Block, 20-pole, tin (4/PK) | 83.76
6ES7590-0BL00-0AA0 | SIMATIC S7-1500 act. backplane/ 12 slot | 743.37
6ES7647-8BA21-1BA2 | SIMATIC IPC227E (Nanobox PC) | 2307.21
6ES7647-8BB31-6CA5 | SIMATIC IPC227E (Nanobox PC) | 3135.7
6ES7647-8BB31-6EA4 | SIMATIC IPC227E (Nanobox PC) | 2812.1
6ES7647-8BB32-6CA1 | SIMATIC IPC227E (Nanobox PC) | 3272.03
6AV7882-0DB50-4CA0 | SIMATIC IPC277E, 15" Touch | 4596.43
6AV7882-0EA10-5BA0 | SIMATIC IPC277E, 19" Touch | 4440.62
6AV7882-0EA20-6BA0 | SIMATIC IPC277E, 19" Touch | 4576.95
6AV7241-5DB42-3JA0 | SIMATIC IPC 477E, 19" Touch | 6433.2
6AV7241-5DC17-0DA0 | SIMATIC IPC 477E, 19" Touch | 6488.63
6DR4004-2ES | Position Transmitter (NCS) | 791.97
6AV7882-0WA20-2CA0 | SIMATIC IPC277E, 15" Multitouch neutral | 4442.12
6DR4004-8NP30 | NCS-Sensor for SIPART PS2 | 1002.35
6AV7241-5LB17-0GA0 | SIMATIC IPC 477E, 22" Multitouch | 7841.49
6AV7241-5LG34-0FA0 | SIMATIC IPC 477E, 22" Multitouch | 7519.38
6DR5010-0EG00-0AA1 | SIPART PS2 2wire without HART SA | 1534.73
6DR5010-0NG20-0AA0 | SIPART PS2 2wire without HART SA | 1846.82
6AV7241-7KH04-0FA0 | SIMATIC IPC 477E, 19" Multitouch | 7877.45
6DR5020-0NM01-0AA0 | SIPART PS2 2wire without HART DA | 1819.89
6DR5020-0NN01-0AA4 | SIPART PS2 2wire without HART DA | 2051.21
6DR5025-0EG01-0AA0 | SIPART PS2 2-L DA Alu Ex proof | 2834.48
6AV7241-7LB03-0FA0 | SIMATIC IPC 477E, 22" Multitouch | 7853.48
6AV7241-7LC58-0FA0 | SIMATIC IPC 477E, 22" Multitouch | 8364.37
6DR5110-0NN01-0BA3 | SIPART PS2 2 wire with Hart SA | 2070.78
6DR5113-0NG01-0AA0 | SIPART PS2 2 wire with Hart SA Alu | 1954.52
6DR5113-0NG01-0AA1 | SIPART PS2 2 wire with Hart SA Alu | 2154.01
6DR5210-0EG01-0AA0 | SIPART PS2 4 wire with HART SA | 2141.77
6DR5210-0EG02-0AA0 | SIPART PS2 4 wire with HART SA | 1879.87
6DR5210-0EG10-0AA1 | SIPART PS2 4 wire with HART SA | 2256.82
6DR5210-0EN01-0AA3 | SIPART PS2 4 wire with HART SA | 2355.94
6ES7822-1AA06-0YE5 | SIMATIC STEP 7 Prof. Upgrade V16 | 1693.04
6ES7648-6WC11-2YA0 | SIMATIC IPC Operating System Package | 437.47
6ES7648-6WC11-4YA0 | SIMATIC IPC Operating System Package | 437.47
6ES7648-6WC11-5YA0 | SIMATIC IPC Operating System Package | 437.47
6ES7648-6WC21-5YA0 | SIMATIC IPC Operating System Package | 420.99
6ES7656-6EK30-7FF0 | SIMATIC PCS 7 CPU 410 REDUNDANCY AS | 21960.38
6ES7833-1FA16-0YF5 | STEP 7 Safety Advanced V16 Upgrade | 567.06
6FX5002-5CE04-1DA0 | POWER CABLE, PREASSEMBLED | 486.58
6FX5002-2CF02-1DC0 | SIGNAL CABLE, PREASSEMBLED | 337.64
6FX5002-8QN08-1AJ0 | ONE-CABLE-CONNECTION ASSEMBLY | 235.31
6FX5002-5CR73-1CC0 | POWER CABLE, PREASSEMBLED | 1428.92
6FX5002-5CR73-1CD0 | POWER CABLE, PREASSEMBLED | 1476.16
6FX5002-5CR73-1GF0 | POWER CABLE, PREASSEMBLED | 3462.49
6FX5002-5CR83-1DF0 | POWER CABLE, PREASSEMBLED | 2829.94
6FX5002-2DC10-1AH4 | SIGNAL CABLE, PREASSEMBLED | 169.21
6FX5002-5CS01-1AK5 | POWER CABLE, PREASSEMBLED | 309.81
6FX5002-5CS01-1CH5 | POWER CABLE, PREASSEMBLED | 400.7
6FX5002-5CS02-1FA0 | POWER CABLE, PREASSEMBLED | 449.43
6FX5002-8QN21-1AE0 | ONE-CABLE-CONNECTION ASSEMBLY | 303.65
6FX5002-2DC10-1BK3 | SIGNAL CABLE, PREASSEMBLED | 254.53
6FX5002-2DC10-1GD0 | SIGNAL CABLE, PREASSEMBLED | 559.2
6FX5002-2DC10-1HK0 | SIGNAL CABLE, PREASSEMBLED | 673.58
6FX5002-2DC20-1BA0 | SIGNAL CABLE, PREASSEMBLED | 200.95
6FX5008-1BA61-1AF0 | POWER CABLE, SOLD BY THE METER, | 196.47
6FX5002-2DC20-1BB0 | SIGNAL CABLE, PREASSEMBLED | 208.06
6FX5008-1BB05-1FB0 | POWER CABLE SOLD BY THE METER | 8803.73
6FX5008-1BB25-1CD0 | POWER CABLE, SOLD BY THE METER | 959.97
6FX5008-1BB35-1AE0 | POWER CABLE, SOLD BY THE METER | 259.76
6FX5008-1BB41-2FA0 | POWER CABLE, SOLD BY THE METER | 2197.02
6FX5008-1BB50-1DB0 | POWER CABLE, SOLD BY THE METER | 2477.78
6FX5002-5CS16-1BF0 | POWER CABLE PREASSEMBLED | 279.14
6FX5008-1BB70-1GA0 | POWER CABLE SOLD BY THE METER | 8620.68
6FX5002-5CS26-1DA0 | POWER CABLE PREASSEMBLED | 372.74
6FX5012-2CR00-1AH0 | SIGNAL CABLE, PREASSEMBLED | 156.64
6FX5012-5CN01-1CF0 | POWER CABLE PREASSEMBLED | 385.53
6FX8002-2DC40-1BB0 | SIGNAL CABLE, PREASSEMBLED | 252.65
6FX5002-5CS46-1EA0 | POWER CABLE PREASSEMBLED | 555.92
6FX5012-5CN11-1CA0 | POWER CABLE PREASSEMBLED | 395.04
6FX8002-2DC44-1BD0 | DRIVE-CLIQ EXTENSION | 294.36
6FX5002-5CS66-1BC0 | POWER CABLE PREASSEMBLED | 450.42
6FX8002-2EN24-1AA6 | SIGNAL CABLE EXTENSION | 250.48
6FX5002-2EQ10-1DG0 | SIGNAL CABLE, PREASSEMBLED | 390.57
6FX5002-2EQ31-1DF0 | SIGNAL CABLE, PREASSEMBLED | 383.4
6FX5002-5CA05-1BA5 | POWER CABLE, PREASSEMBLED,EXT. | 284.4
6FX8002-2EQ31-1CJ0 | SIGNAL CABLE, PREASSEMBLED, | 456.95
6FX8002-2EQ34-1AF5 | SIGNAL CABLE PREASSEMBLED EXT | 240.26
6FX8002-5CN01-1CK0 | POWER CABLE PREASSEMBLED | 666.44
6FX8002-5CS51-1AF5 | POWER CABLE, PREASSEMBLED | 510.8
6FX5002-5DN01-1CB7 | POWER CABLE PREASSEMBLED | 452.2
6FX5002-5DN05-1CA0 | POWER CABLE PREASSEMBLED | 403.27
6FX8002-5CN05-1AE2 | POWER CABLE PREASSEMBLED EXT. | 311.85
6FX8002-5CS54-1DC0 | POWER CABLE, PREASSEMBLED | 1022.79
6FX8002-5CS56-1CA0 | POWER CABLE PREASSEMBLED | 666.79
6FX8002-5CN05-1BE5 | POWER CABLE PREASSEMBLED EXT. | 440.68
6FX8002-2AH00-1FF0 | SIGNAL CABLE, PREASSEMBLED, | 540.87
6FX8002-5CN06-1AF2 | POWER CABLE PREASSEMBLED | 275.08
6FX8002-5CX28-1BF0 | POWER CABLE, PREASSEMBLED EXT. | 2395.66
6FX5002-5DN06-1BC0 | POWER CABLE PREASSEMBLED | 291.32
6FX8002-5DA05-1BE5 | POWER CABLE, PREASSEMBLED EXT. | 513.06
6FX8002-5CN06-1BB5 | POWER CABLE PREASSEMBLED | 338.75
6FX8002-2CA12-1CA0 | SIGNAL CABLE PREASSEMBLED | 234.77
6FX8002-5DA15-1BK0 | POWER CABLE, PREASSEMBLED EXT. | 631.63
6FX5002-5DN06-1CK0 | POWER CABLE PREASSEMBLED | 401.89
6FX5002-5DN06-1DC7 | POWER CABLE PREASSEMBLED | 427.94
6FX8002-5CN06-1CJ0 | POWER CABLE PREASSEMBLED | 508.57
6FX5002-5DN11-1CD0 | POWER CABLE PREASSEMBLED | 514.09
6FX8002-2CA34-1CD0 | SIGNAL CABLE, PREASSEMBLED EXT. | 424.62
6FX8002-5CN16-1AK0 | POWER CABLE PREASSEMBLED | 324.35
6FX8002-2CA88-1AD0 | SIGNAL CABLE, PREASSEMBLED EXT. | 180.36
6DR5210-0EG00-0AA0 | SIPART PS2 4 wire with HART SA | 1710.96
6DR5213-0FN00-0AA0 | SIPART PS2 4 wire with Hart SA Alu | 1834.57
6ES7822-0AA06-0YA5 | SIMATIC STEP 7 Basic V16 | 669.42
6ES7822-1AA06-0XC2 | STEP 7 Prof. Powerp&Upgr V16 Transition | 784.78
6ES7822-1AE06-0YC5 | SIMATIC STEP 7 Prof. Powerpack V16 DL | 3182.97
6ES7650-0VG00-0NC0 | Process Control System Client IPC427E | 4777.94
6ES7656-6CL33-2BF0 | SIMATIC PCS 7 CPU 410 REDUNDANCY AS | 53266.43
6FX5002-5CA68-1BF0 | POWER CABLE PREASSEMBLED,EXT. | 611.4
6FX5002-5CE04-1BC0 | POWER CABLE, PREASSEMBLED | 332.47
6FX5002-5CG10-1BH0 | POWER CABLE PREASSEMBLED | 205.08
6FX5002-5CG10-1BJ0 | POWER CABLE PREASSEMBLED | 209.75
6FX5002-5CG10-1DJ0 | POWER CABLE PREASSEMBLED | 302.26
6FX5002-5CG10-1CH0 | POWER CABLE PREASSEMBLED | 251.38
6FX5002-5CG11-1CG0 | POWER CABLE, PREASSEMBLED | 291.14
6FX5002-5CG12-1EF0 | POWER CABLE PREASSEMBLED | 410.16
6FX5002-5CG22-1CA0 | POWER CABLE PREASSEMBLED | 355.72
6FX5002-5CG22-1DG0 | POWER CABLE PREASSEMBLED | 467.94
6FX5002-5CG32-1AH0 | POWER CABLE PREASSEMBLED | 245.22
6FX2002-1DC00-1AK1 | SIGNAL CABLE, PREASSEMBLED | 179.49
6FX5002-5CG41-1BD0 | POWER CABLE, PREASSEMBLED | 320.7
6FX2002-1DC00-1BB5 | SIGNAL CABLE, PREASSEMBLED | 194.55
6FX5002-5CG61-1AF0 | POWER CABLE PREASSEMBLED | 297.86
6FX2002-1DC00-1BG3 | SIGNAL CABLE, PREASSEMBLED | 232.03
6FX5002-5CN01-1BC0 | POWER CABLE PREASSEMBLED | 319.92
6FX5002-5CN01-1CE4 | POWER CABLE PREASSEMBLED | 385.49
6FX5002-5CN05-1AE0 | POWER CABLE PREASSEMBLED | 252.05
6FX5002-5CN06-1AA5 | POWER CABLE PREASSEMBLED | 202.63
6FX5002-5CN06-1AG0 | POWER CABLE PREASSEMBLED | 222.52
6FX2002-1DC00-1CH0 | SIGNAL CABLE, PREASSEMBLED | 306.66
6FX2002-1DC20-1EE0 | SIGNAL CABLE, PREASSEMBLED | 473.61
6FX5002-5DN46-1CA0 | POWER CABLE PREASSEMBLED | 486.02
6FX5002-5DQ15-1BF0 | POWER CABLE EXTENSION | 405.74
6FX5002-5DQ15-1CF0 | POWER CABLE EXTENSION | 503.51
6FX5002-5DS01-1AA5 | POWER CABLE, PREASSEMBLED | 286.76
6FX5002-5CN06-1JB0 | POWER CABLE PREASSEMBLED | 521.03
6FX5002-5CN16-1AF0 | POWER CABLE PREASSEMBLED | 226.68
6FX5002-5DS01-1BH5 | POWER CABLE, PREASSEMBLED | 427.08
6FX5002-5CN16-1CE0 | POWER CABLE PREASSEMBLED | 326.36
6ES7923-5BB00-0GB0 | CONNECT. CABLE 40P TO 50P 1.0M UNSHIELD | 63.89
6FX5002-5CN26-1AF0 | POWER CABLE PREASSEMBLED | 273.25
6FX5002-5CN26-1DA0 | POWER CABLE PREASSEMBLED | 372.74
6FX5002-5DS06-1CJ0 | POWER CABLE PREASSEMBLED | 395.33
6FX5002-5CN27-1BA0 | POWER CABLE PREASSEMBLED | 241.4
6FX5002-5CS14-1FF0 | POWER CABLE, PREASSEMBLED | 1494.93
6FX5008-1BB61-1BG0 | POWER CABLE, SOLD BY THE METER | 490.16
6FX5012-2AH11-1DA0 | SIGNAL CABLE PREASSAMBLED | 387.29
6FX5012-2CA31-1DF0 | SIGNAL CABLE, PREASSEMBLED, | 396.51
6FX5002-5CS31-1CG0 | POWER CABLE, PREASSEMBLED | 506.77
6FX8002-2DC40-1BC0 | SIGNAL CABLE, PREASSEMBLED | 262.44
6FX5002-5CS36-1BG0 | POWER CABLE PREASSEMBLED | 339.08
6FX5002-5CS41-1AG5 | POWER CABLE, PREASSEMBLED | 401.93
6FX8002-2DC40-1BK0 | SIGNAL CABLE, PREASSEMBLED | 330.93
6FX5002-2DC44-1AC0 | DRIVE-CLIQ EXTENSION | 160.54
6FX8002-2DC42-1AE0 | SIGNAL CABLE, PREASSEMBLED | 206.28
6FX5012-5CS01-1AF0 | POWER CABLE, PREASSEMBLED | 284.67
6FX5002-5CS56-1CF0 | POWER CABLE PREASSEMBLED | 500.37
6FX8002-2DC44-1BF0 | DRIVE-CLIQ EXTENSION | 313.94
6FX5002-5CS66-1CA0 | POWER CABLE PREASSEMBLED | 569.68
6FX5002-2EN20-1BF0 | SIGNAL CABLE, PREASSEMBLED | 328.82
6FX5002-2EQ10-1EC7 | SIGNAL CABLE, PREASSEMBLED | 444.44
6FX5002-5CW12-1GF0 | POWER CABLE PREASSEMBLED | 494.14
6FX5002-5CX28-1BD0 | POWER CABLE PREASSEMBLED,EXT. | 1992.62
6DR5120-0NG20-0AA0 | SIPART PS2 2 wire with HART DA | 2265.38
6ES7132-6HC50-0BU0 | ET 200SP, RQ CO 3x120VDC.230VAC/5A ST | 91.39
6DL1136-6BA00-0PH1 | ET 200SP HA, F-DI 16X24VDC | 1736.99
6DR5120-0NM01-0AA0 | SIPART PS2 2 wire with HART DA | 2053.65
6DR5120-0NN00-0AA0 | SIPART PS2 2 wire with HART DA | 1652.23
6DR5220-0EM10-0AA0 | SIPART PS2 4 wire with HART DA | 2242.12
6ES7656-6EB30-7FF0 | SIMATIC PCS 7 CPU 410 REDUNDANCY AS | 22994.13
6ES7656-6EK30-1AF0 | SIMATIC PCS 7 CPU 410 REDUNDANCY AS | 22552.16
6ES7822-1AE06-0YA3 | SIMATIC STEP 7 Prof. V16 PoC DL | 190.11
6FE1244-0AD10-0AA0 | SIMATIC Calibration Kit TM ECC CCS2 | 9739.44
6FX5002-5CG10-1CD0 | POWER CABLE PREASSEMBLED | 232.89
6FX5002-5CG10-1CE0 | POWER CABLE PREASSEMBLED | 237.54
6FX2002-1DC00-1AF2 | SIGNAL CABLE, PREASSEMBLED | 149.65
6FX2002-1DC00-1AF3 | SIGNAL CABLE, PREASSEMBLED | 149.65
6FX5002-5CG12-1FA0 | POWER CABLE PREASSEMBLED | 441.63
6FX5002-5CG13-1BF0 | POWER CABLE PREASSEMBLED | 976.78
6FX5002-5CG13-1CA0 | POWER CABLE PREASSEMBLED | 1068.33
6FX5002-5CG22-1AF0 | POWER CABLE PREASSEMBLED | 250.69
6FX5002-5CG23-1AD0 | POWER CABLE PREASSEMBLED | 838.75
6FX5002-5CG31-1EF0 | POWER CABLE, PREASSEMBLED | 484.65
6FX5002-5CG52-1AF0 | POWER CABLE PREASSEMBLED | 266.07
6FX2002-1DC00-1BB7 | SIGNAL CABLE, PREASSEMBLED | 194.55
6FX2002-1DC00-1BD3 | SIGNAL CABLE, PREASSEMBLED | 209.52
6FX2002-1DC00-1BE1 | SIGNAL CABLE, PREASSEMBLED | 216.96
6FX2002-1DC00-1BG4 | SIGNAL CABLE, PREASSEMBLED | 232.03
6FX2002-1DC00-1BG8 | SIGNAL CABLE, PREASSEMBLED | 232.03
6FX5002-5DN30-1AJ0 | POWER CABLE PREASSEMBLED | 221.34
6FX5002-5DN30-1BF0 | POWER CABLE PREASSEMBLED | 280.67
6FX5002-5DN36-1BE0 | POWER CABLE PREASSEMBLED | 383.03
6FX5002-5CN06-1BB0 | POWER CABLE PREASSEMBLED | 242.4
6FX5002-5CN06-1BH0 | POWER CABLE PREASSEMBLED | 266.29
6FX5002-5CN06-2AA0 | POWER CABLE PREASSEMBLED | 596.65
6FX2003-0LA64 | POWER CONNECTOR | 69.79
6FX5002-5CN11-1GA0 | POWER CABLE PREASSEMBLED | 661.41
6FX5002-5CN11-1GF0 | POWER CABLE PREASSEMBLED | 694.72
6FX5002-5CN16-1EF0 | POWER CABLE PREASSEMBLED | 436.42
6FX5002-5DS06-1AF0 | POWER CABLE PREASSEMBLED | 245.76
6FX5002-5DS06-1BA0 | POWER CABLE PREASSEMBLED | 278.29
6FX2003-7EX11 | SHIELD CONNECTION TERMINAL BLOCK M23 | 90.9
6FX5008-1BB51-1BC0 | POWER CABLE, SOLD BY THE METER | 281.88
6FX5008-1BB51-1BG0 | POWER CABLE, SOLD BY THE METER | 371.83
6FX5002-5CS12-1HA0 | POWER CABLE, PREASSEMBLED | 667.28
6FX5002-5CS14-1BE0 | POWER CABLE, PREASSEMBLED | 782.06
6FX5012-2CR00-1BF0 | SIGNAL CABLE, PREASSEMBLED | 208.92
6FX5012-2CR00-1DA0 | SIGNAL CABLE, PREASSEMBLED | 307.15
6FX5012-2CR00-1EF0 | SIGNAL CABLE, PREASSEMBLED | 405.3
6FX5002-5CS26-1AF0 | POWER CABLE PREASSEMBLED | 273.25
6FX5012-5CN06-1AG0 | POWER CABLE PREASSEMBLED | 222.52
6FX5012-5CN06-1AJ0 | POWER CABLE PREASSEMBLED | 230.46
6FX5002-2DC40-1BA0 | SIGNAL CABLE, PREASSEMBLED | 202.2
6FX5002-2DC40-1DA0 | SIGNAL CABLE, PREASSEMBLED | 354.73
6FX5002-5CS51-1CB0 | POWER CABLE, PREASSEMBLED | 595.42
6FX5002-5CS52-1ED0 | POWER CABLE, PREASSEMBLED | 732.17
6FX5002-5CS54-1DA0 | POWER CABLE, PREASSEMBLED | 581.55
6FX5002-5CS56-1AH0 | POWER CABLE PREASSEMBLED | 326.45
6FX5002-2EN20-1CA0 | SIGNAL CABLE, PREASSEMBLED | 377.94
6FX5002-2EQ10-1BA5 | SIGNAL CABLE, PREASSEMBLED | 200.25
6FX8002-2EQ10-1DA5 | SIGNAL CABLE, PREASSEMBLED, | 488.75
6FX5002-5DA15-1AH0 | POWER CABLE, PREASSEMBLED, EXT. | 327.68
6FX8002-2CH00-1BA4 | SIGNAL CABLE, PREASSEMBLED, | 270.43
6FX8002-2SL01-1AA5 | SIGNAL CABLE, PREASSEMBLED | 255.52
6FX5002-5CA05-1CB0 | POWER CABLE, PREASSEMBLED,EXT. | 330.7
6FX5002-5CF10-1AG0 | POWER CABLE, PREASSEMBLED | 145.13
6FX5002-5CG10-1AH0 | POWER CABLE PREASSEMBLED | 158.84
6FX5002-5CG10-1BF3 | POWER CABLE PREASSEMBLED | 200.51
6FX2002-1DC00-1AF4 | SIGNAL CABLE, PREASSEMBLED | 149.65
6FX2002-1DC00-1AH6 | SIGNAL CABLE, PREASSEMBLED | 164.69
6FX2002-1DC00-1AH8 | SIGNAL CABLE, PREASSEMBLED | 164.69
6FX2002-1DC00-1AJ2 | SIGNAL CABLE, PREASSEMBLED | 172.1
6FX5002-5CG41-1BF0 | POWER CABLE, PREASSEMBLED | 338.53
6FX2002-1DC00-1BA7 | SIGNAL CABLE, PREASSEMBLED | 187.12
6FX5002-5CG62-1BC0 | POWER CABLE PREASSEMBLED | 424.73
6FX5002-5CN01-1AC0 | POWER CABLE PREASSEMBLED | 269.55
6FX2002-1DC00-1BH1 | SIGNAL CABLE, PREASSEMBLED | 239.39
6FX2002-1DC00-1BH7 | SIGNAL CABLE, PREASSEMBLED | 239.39
6FX2002-1DC00-1DC7 | SIGNAL CABLE, PREASSEMBLED | 351.23
6FX2002-1DC00-1DG7 | SIGNAL CABLE, PREASSEMBLED | 381.15
6FX2002-1DC20-1AK0 | SIGNAL CABLE, PREASSEMBLED | 212.49
6FX5002-5CN06-1AJ5 | POWER CABLE PREASSEMBLED | 234.46
6FX5002-5CN06-1BA7 | POWER CABLE PREASSEMBLED | 242.4
6FX2002-1DC20-1BA0 | SIGNAL CABLE, PREASSEMBLED | 220.15
6FX5002-5DQ28-1AF0 | POWER CABLE PREASSEMBLED | 425.72
6FX5002-5DQ58-1AE0 | POWER CABLE PREASSEMBLED | 709.03
6FX5002-5CN06-1CB4 | POWER CABLE PREASSEMBLED | 286.21
6FX5002-5CN06-1DF0 | POWER CABLE PREASSEMBLED | 337.96
6FX5002-5DS01-1CE0 | POWER CABLE, PREASSEMBLED | 476.72
6FX5002-5DS01-1CK0 | POWER CABLE, PREASSEMBLED | 517.84
6ES7923-0BB00-0FB0 | CONNECTION CABLE IDC/AEH UNSHIELDED 1,0M | 47.99
6FX5002-5DS01-1CH5 | POWER CABLE, PREASSEMBLED | 509.69
6FX5002-5CN26-1EF0 | POWER CABLE PREASSEMBLED | 432.46
6FX5002-5CN26-1FA0 | POWER CABLE PREASSEMBLED | 452.36
6FX5002-5DS06-1BH0 | POWER CABLE PREASSEMBLED | 323.79
6FX5002-5DS06-1CC0 | POWER CABLE PREASSEMBLED | 356.37
6FX5008-1BB70-1AB0 | POWER CABLE SOLD BY THE METER | 143.67
6FX5002-5CS16-1FA0 | POWER CABLE PREASSEMBLED | 462.64
6FX5002-5CS16-2AA0 | POWER CABLE PREASSEMBLED | 724.83
6FX5002-5CS17-1AA5 | POWER CABLE PREASSEMBLED | 676.52
6FX5012-2EQ10-1EF0 | SIGNAL CABLE, PREASSEMBLED | 459.75
6FX5012-2EQ10-1KF0 | SIGNAL CABLE, PREASSEMBLED | 841.28
6FX5012-5CN01-1CA0 | POWER CABLE PREASSEMBLED | 360.31
6FX5002-5CS36-1AE0 | POWER CABLE PREASSEMBLED | 276.18
6FX5002-5CS36-1AH0 | POWER CABLE PREASSEMBLED | 291.9
6FX8002-2DC40-1CA1 | SIGNAL CABLE, PREASSEMBLED | 350.45
6FX8002-2DC42-1AA8 | SIGNAL CABLE, PREASSEMBLED | 176.9
6FX5012-5CN16-1CF0 | POWER CABLE PREASSEMBLED | 331.59
6FX5012-5CN21-1AF0 | POWER CABLE PREASSEMBLED | 356.06
6FX5002-5CS56-1EA0 | POWER CABLE PREASSEMBLED | 645.27
6FX5002-5CS61-1AE0 | POWER CABLE, PREASSEMBLED | 430.34
6FX5002-5CS64-1AJ0 | POWER CABLE, PREASSEMBLED | 366.48
6FX5002-5CS64-1DA0 | POWER CABLE, PREASSEMBLED | 781.8
6FX8002-2EQ10-1EA5 | SIGNAL CABLE, PREASSEMBLED, | 599.78
6FX8002-2EQ20-1AK0 | SIGNAL CABLE PREASSAMBLED | 266.05
6FX8002-2EQ31-1AB0 | SIGNAL CABLE, PREASSEMBLED, | 160.4
6FX8002-2EQ34-1AF0 | SIGNAL CABLE PREASSEMBLED EXT | 229.26
6FX5002-5CX18-1BJ0 | POWER CABLE PREASSEMBLED,EXT. | 1935.25
6FX5012-5DN01-1DA0 | POWER CABLE PREASSEMBLED | 518.23
6FX8002-2SL02-1AA5 | SIGNAL CABLE, PREASSEMBLED | 255.52
6FX8002-2SL02-1AB0 | SIGNAL CABLE, PREASSEMBLED | 255.52
6FX5012-5DN06-1BK0 | POWER CABLE PREASSEMBLED | 336.84
6FX8002-2SL10-1DA0 | SIGNAL CABLE EXTENSION | 636.65
6FX8002-2SL20-1AD0 | SIGNAL CABLE, PREASSEMBLED | 193.41
6FX8002-2SL20-1BH0 | SIGNAL CABLE, PREASSEMBLED | 349.56
6FX8002-2SL20-1CA0 | SIGNAL CABLE, PREASSEMBLED | 382.98
6FX8002-5CR53-1BH0 | POWER CABLE, PREASSEMBLED | 1095.87
6FX8002-2CH00-1AG5 | SIGNAL CABLE, PREASSEMBLED, | 226.26
6FX5002-5CA38-1AD0 | POWER CABLE, PREASSEMBLED,EXT. | 409.74
6FX5012-5CS16-1FA0 | POWER CABLE PREASSEMBLED | 462.64
6FX5012-5DS16-1KF0 | POWER CABLE PREASSEMBLED | 982.05
6FX8002-2SL10-1AB0 | SIGNAL CABLE EXTENSION | 313.36
6FX8002-5CR42-1GF0 | POWER CABLE, PREASSEMBLED | 2146.47
6FX5012-5DS36-1AF6 | POWER CABLE PREASSEMBLED | 318.28
6FX8002-5CR42-1HF0 | POWER CABLE, PREASSEMBLED | 2433.77
6FX8002-5CR43-1BA0 | POWER CABLE, PREASSEMBLED | 648.27
6FX8002-5CR52-1AD0 | POWER CABLE, PREASSEMBLED | 415.78
6FX5002-5DG10-1CD0 | POWER CABLE PREASSEMBLED | 328.24
6FX8002-5CR53-1BC0 | POWER CABLE, PREASSEMBLED | 882.42
6FX8002-5CR53-1BF0 | POWER CABLE, PREASSEMBLED | 1010.51
6FX8002-5CR53-1EA0 | POWER CABLE, PREASSEMBLED | 2077.72
6FX8002-5CA05-1CH0 | POWER CABLE, PREASSEMBLED EXT. | 594.06
6FX5002-5DG10-1DH0 | POWER CABLE PREASSEMBLED | 439.06
6FX5022-5CN16-1CF0 | POWER CABLE PREASSEMBLED | 300.65
6FX8002-5CS01-1DJ0 | POWER CABLE, PREASSEMBLED | 788.52
6FX5002-5DG11-1AD0 | POWER CABLE, PREASSEMBLED | 176.72
6FX8002-5CA15-1EA0 | POWER CABLE, PREASSEMBLED EXT. | 862.54
6FX8002-5CA58-1DE0 | POWER CABLE, PREASSEMBLED EXT. | 1213.59
6FX8002-5CA68-1AF5 | POWER CABLE, PREASSEMBLED EXT. | 644.06
6FX5002-5DG12-1AD0 | POWER CABLE PREASSEMBLED | 176.65
6FX5002-5CS02-1BC0 | POWER CABLE, PREASSEMBLED | 257.83
6FX5002-8QN11-1CJ0 | ONE-CABLE-CONNECTION ASSEMBLY | 612.71
6FX5008-1BA25-1BF0 | POWER CABLE, SOLD BY THE METER | 876.33
6FX5008-1BA31-1FA0 | POWER CABLE, SOLD BY THE METER | 830.64
6FX5002-5CS06-1AJ0 | POWER CABLE PREASSEMBLED | 230.46
6FX5002-5CS06-1BF0 | POWER CABLE PREASSEMBLED | 258.34
6FX5008-1BB25-1BG0 | POWER CABLE, SOLD BY THE METER | 675.58
6FX5008-1BB31-1KA0 | POWER CABLE, SOLD BY THE METER | 1033.52
6FX5008-1BB41-1HG0 | POWER CABLE, SOLD BY THE METER | 1118.95
6FX5008-1BB51-1AE0 | POWER CABLE, SOLD BY THE METER | 102.43
6FX5008-1BB70-1EF0 | POWER CABLE SOLD BY THE METER | 6465.5
6FX5002-5CS16-1EA0 | POWER CABLE PREASSEMBLED | 410.21
6FX5002-5CS26-1EF0 | POWER CABLE PREASSEMBLED | 432.46
6FX5002-5CS31-1BJ3 | POWER CABLE, PREASSEMBLED | 459.98
6FX5012-2EQ10-1CF1 | SIGNAL CABLE, PREASSEMBLED | 314.56
6FX5002-5CS36-1BF0 | POWER CABLE PREASSEMBLED | 333.84
6FX5012-5CN06-1AF0 | POWER CABLE PREASSEMBLED | 218.55
6FX8002-2DC40-1BF0 | SIGNAL CABLE, PREASSEMBLED | 291.79
6FX5002-2DC42-1BA0 | SIGNAL CABLE, PREASSEMBLED | 221.56
6FX5012-5CN06-1DA0 | POWER CABLE PREASSEMBLED | 318.04
6FX5012-5CN31-1BA0 | POWER CABLE PREASSEMBLED | 399.92
6FX8002-2DC44-1CF0 | DRIVE-CLIQ EXTENSION | 411.75
6FX5002-5CS61-1AJ0 | POWER CABLE, PREASSEMBLED | 505.94
6FX5002-5CW02-1AC0 | POWER CABLE PREASSEMBLED | 159.04
6FX5002-2EQ10-1CB0 | SIGNAL CABLE, PREASSEMBLED | 276.39
6FX8002-2EN24-1AA1 | SIGNAL CABLE EXTENSION | 250.48
6FX5002-2FN20-1BA0 | SIGNAL CABLE, PREASSEMBLED | 259.36
6FX5002-2CH00-1EC0 | SIGNAL CABLE, PREASSEMBLED | 406.16
6FX5002-5CW12-1EA0 | POWER CABLE PREASSEMBLED | 362.98
6FX8002-2EQ31-1EA0 | SIGNAL CABLE, PREASSEMBLED, | 588.76
6FX8002-2MK00-1CA0 | SIGNAL CABLE, PREASSEMBLED | 388.48
6FX5002-5DA15-1CA0 | POWER CABLE, PREASSEMBLED, EXT. | 454.81
6FX8002-2SL01-1AJ0 | SIGNAL CABLE, PREASSEMBLED | 333.55
6FX5002-5CA05-1EA0 | POWER CABLE, PREASSEMBLED,EXT. | 418.33
6FX8002-2SL02-1AD0 | SIGNAL CABLE, PREASSEMBLED | 277.82
6FX8002-2SL02-1BH0 | SIGNAL CABLE, PREASSEMBLED | 433.95
6FX5002-5DA38-1AF0 | POWER CABLE, PREASSEMBLED, EXT. | 437.48
6DL8913-0RX00-0AL8 | SIMIT VC ENTRY / SIS SUS, 5 CONTROLLER | 2383.88
6FX5002-5DA15-1BA0 | POWER CABLE, PREASSEMBLED, EXT. | 357.03
6FX5002-5DA38-1BF0 | POWER CABLE, PREASSEMBLED, EXT. | 535.52
6FX5002-5DG01-1AB5 | POWER CABLE, PREASSEMBLED | 162.2
6FX5002-5DG01-1FF0 | POWER CABLE, PREASSEMBLED | 581.35
6FX8002-5CR52-1AJ0 | POWER CABLE, PREASSEMBLED | 629.18
6FX5002-5DG10-1AC0 | POWER CABLE PREASSEMBLED | 162.18
6FX5002-5DG10-1BK0 | POWER CABLE PREASSEMBLED | 296.68
6FX5002-5DG10-1CC0 | POWER CABLE PREASSEMBLED | 320.31
6FX8002-5CA15-1AG0 | POWER CABLE, PREASSEMBLED EXT. | 355.17
6FX5002-5DG10-1CG0 | POWER CABLE PREASSEMBLED | 351.96
6FX5002-5DG10-1DF0 | POWER CABLE PREASSEMBLED | 423.16
6FX5022-5CN06-1EH0 | POWER CABLE PREASSEMBLED | 354.8
6FX5022-5CS06-1BA0 | POWER CABLE PREASSEMBLED | 207.51
6FX8002-5CS01-1EC8 | POWER CABLE, PREASSEMBLED | 855.15
6FX8002-5CS01-1ED4 | POWER CABLE, PREASSEMBLED | 868.84
6FX8002-5CE02-1AC0 | POWER CABLE, PREASSEMBLED | 223.86
6FX8002-5CE04-1AH0 | POWER CABLE, PREASSEMBLED | 365.66
6FX8002-5CS01-1ED6 | POWER CABLE, PREASSEMBLED | 868.84
6FX8002-5CS06-1AB0 | POWER CABLE PREASSEMBLED | 222.05
6FX8002-5CE06-1BA0 | POWER CABLE, PREASSEMBLED | 506.01
6FX5002-2DC10-1BA7 | SIGNAL CABLE, PREASSEMBLED | 190.46
6FX5002-8QN11-1FA0 | ONE-CABLE-CONNECTION ASSEMBLY | 951.35
6FX5002-2DC10-1DD5 | SIGNAL CABLE, PREASSEMBLED | 354.05
6FX5008-1BB05-1CD0 | POWER CABLE SOLD BY THE METER | 3970.33
6FX5008-1BB05-1KK0 | POWER CABLE SOLD BY THE METER | 17089.56
6FX5008-1BB12-1CD0 | POWER CABLE SOLD BY THE METER | 4842.53
6FX5002-2DC20-1AF5 | SIGNAL CABLE, PREASSEMBLED | 172.72
6FX5008-1BB61-1CC0 | POWER CABLE, SOLD BY THE METER | 669.58
6FX5008-1BB61-1DH0 | POWER CABLE, SOLD BY THE METER | 1114.29
6FX5002-5CS14-2AA0 | POWER CABLE, PREASSEMBLED | 2277.47
6FX5002-5CS16-1AF0 | POWER CABLE PREASSEMBLED | 226.68
6FX8002-2DC40-1AC8 | SIGNAL CABLE, PREASSEMBLED | 174.32
6FX5012-2CF02-1AD0 | SIGNAL CABLE, PREASSEMBLED | 145.68
6FX5012-2EN20-1AC0 | SIGNAL CABLE, PREASSEMBLED | 201.03
6FX8002-2DC40-1AF0 | SIGNAL CABLE, PREASSEMBLED | 193.91
6FX5012-5CN06-1CF0 | POWER CABLE PREASSEMBLED | 298.14
6FX5002-2DC40-1AG0 | SIGNAL CABLE, PREASSEMBLED | 171.68
6FX5002-2DC40-1CB0 | SIGNAL CABLE, PREASSEMBLED | 286.11
6FX8002-2DC40-1AK5 | SIGNAL CABLE, PREASSEMBLED | 242.81
6FX8002-2DC42-1BD5 | SIGNAL CABLE, PREASSEMBLED | 304.1
6FX8002-2DC42-1BH0 | SIGNAL CABLE, PREASSEMBLED | 333.52
6FX5012-5CS06-1BF0 | POWER CABLE PREASSEMBLED | 258.34
6FX5012-5CS06-1CF0 | POWER CABLE PREASSEMBLED | 298.14
6FX5002-2EQ10-1DD0 | SIGNAL CABLE, PREASSEMBLED | 367.67
6FX8002-2DC48-1AH0 | SIGNAL CABLE, PREASSEMBLED | 235.63
6FX8002-2DD40-1AF0 | SIGNAL CABLE, PREASSEMBLED | 193.91
6FX8002-2DD40-1BA0 | SIGNAL CABLE, PREASSEMBLED | 242.87
6FX5002-2CH00-1FF0 | SIGNAL CABLE, PREASSEMBLED | 492.99
6FX5002-5CA05-1BC1 | POWER CABLE, PREASSEMBLED,EXT. | 293.67
6FX8002-2EQ10-1BF3 | SIGNAL CABLE, PREASSEMBLED, | 325.03
6FX8002-2EQ10-1KF0 | SIGNAL CABLE, PREASSEMBLED, | 1191.58
6FX8002-2SL00-1AG0 | SIGNAL CABLE, PREASSEMBLED | 243.25
6FX8002-2SL00-1AH0 | SIGNAL CABLE, PREASSEMBLED | 254.41
6FX8002-2SL01-1AB0 | SIGNAL CABLE, PREASSEMBLED | 255.52
6FX8002-2SL01-1AF0 | SIGNAL CABLE, PREASSEMBLED | 300.1
6FX5002-5DA38-1AH0 | POWER CABLE, PREASSEMBLED, EXT. | 457.16
6FX5002-5DA38-1CA0 | POWER CABLE, PREASSEMBLED, EXT. | 584.32
6AV7882-0EB20-2CA0 | SIMATIC IPC277E, 19" Touch | 4611.4
6AV7882-0EB30-0CA0 | SIMATIC IPC277E, 19" Touch | 4603.91
6AV7241-5BB00-4AA0 | SIMATIC IPC 477E, 15" Touch | 5478.85
6AV7241-5BB04-0FA0 | SIMATIC IPC 477E, 15" Touch | 6001.73
6FX8002-5DA58-1AC7 | POWER CABLE, PREASSEMBLED EXT. | 522.42
6FX5002-5DN21-1JA0 | POWER CABLE PREASSEMBLED | 1010.34
6FX8002-5DF10-1BE0 | POWER CABLE, PREASSEMBLED | 390.91
6FX8002-5CN21-1BG0 | POWER CABLE PREASSEMBLED | 567.66
6FX8002-5CN26-1AH0 | POWER CABLE PREASSEMBLED | 344.04
6FX8002-5CN26-1CD0 | POWER CABLE PREASSEMBLED | 513.82
6FX8002-5CN27-1BA0 | POWER CABLE PREASSEMBLED | 307.67
6FX8002-5DG10-1AG0 | POWER CABLE PREASSEMBLED | 256.63
6FX8002-5DG10-1BE0 | POWER CABLE PREASSEMBLED | 390.91
6FX8002-5DG10-1DH0 | POWER CABLE PREASSEMBLED | 777.03
6FX8002-5DS06-1CD0 | POWER CABLE PREASSEMBLED | 543.2
6FX8002-5CN36-1BA0 | POWER CABLE PREASSEMBLED | 395.04
6FX8002-5CN36-1CD0 | POWER CABLE PREASSEMBLED | 555.49
6FX8002-2CA88-1AF5 | SIGNAL CABLE, PREASSEMBLED EXT. | 213.86
6FX8002-2CC11-1BH0 | SIGNAL CABLE, PREASSEMBLED, | 241.67
6FX8002-5DG11-1AF0 | POWER CABLE, PREASSEMBLED | 253.93
6FX8002-2CC81-1CB0 | SIGNAL CABLE PREASSEMBLED, | 405.12
6FX8002-2CF02-1CC0 | SIGNAL CABLE, PREASSEMBLED, | 386.87
6FX8002-5DS14-1CE0 | POWER CABLE, PREASSEMBLED | 1434.31
6FX8002-5CN41-1EA0 | POWER CABLE PREASSEMBLED | 1157.21
6AV2157-2FA00-0LB0 | WinCC Unified 10000 LoggingTags DL | 13575.4
6AV2105-3HH06-0AE0 | UpG WinCC RT Prof 4096 V11/15->V16 | 4313.81
6AV2103-3XA06-0AE5 | WinCC Professional max. V16 Upgrade | 3647.65
6AV2104-0FA06-0AA0 | WinCC Runtime Advanced 2048 V16 | 4565.67
6AV2104-3BB06-0AE0 | WinCC RT Advanced 128 V16 Upgrade | 367.2
6AV2104-3FF06-0AK0 | WinCC RT Advanced 2048 V16 Upgr. DL | 1624.79
6AV6881-0VJ22-0AA0 | Protect. film 22" front, type 5 | 586.72
6AV6881-5AM52-0AA0 | Battery cover IWLAN Mobile Panel | 115.59
6AV2107-3DB06-0AK0 | UpG WinCC RT Prof CL V11/15->V16 DL | 1745.03
6AV7882-0AA10-4MA0 | SIMATIC IPC277E, 7" Touch | 3227.09
6ES7647-8BB62-7EA1 | SIMATIC IPC227E (Nanobox PC) | 2738.68
6ES7647-8BD31-0CA1 | SIMATIC IPC227E (Nanobox PC) | 2698.23
6ES7647-8BD31-7CA2 | SIMATIC IPC227E (Nanobox PC) | 2927.46
6ES7647-8BD61-7CA1 | SIMATIC IPC227E (Nanobox PC) | 3011.34
6ES7137-6CA00-0BU0 | ET 200SP, CM 1x DALI | 305.06
6DR5910-0NG00-0AA0 | SIPART PS2 with connector module SA | 1140.65
6ES7142-5AF00-0BL0 | ET 200AL, IO-Link, DQ 8x24VDC/2A, 8xM12 | 182.78
6AV7674-1LA81-0AA0 | Extension Unit 24" Portrait hardwired | 688.74
6ES7148-6JG00-0BB0 | ET 200eco PN, CM 8x IO-Link, M12-L | 642.31
6EP3334-7SC00-3AX0 | SITOP PSU6200/1AC/24VDC/10A/CO | 334.12
6DL8913-0AK20-0AH5 | SIMIT SP V10.2 ENGINEERING S DL | 3787.22
6DL8913-0BK20-0AD5 | SIMIT SP V10.2 CONV. PACK ENG. S -> M | 8895.74
6AV7863-4MA15-2NA0 | SIMATIC Flat Panel 22" MT V2 PRO | 3414.91
6AV7863-7MA14-2NA0 | SIMATIC Flat Panel 24" MT V2 PRO | 3755.95
6AV7863-7MA16-2NA0 | SIMATIC Flat Panel 24" MT V2 PRO | 3755.95
6ES7292-2AM40-0XA0 | Connector Block, 12-pole, tin (4/PK) | 55.83
6ES7590-0BH00-0AA0 | SIMATIC S7-1500 act. backplane / 8 slot | 496.51
6ES7647-8BA11-1LA1 | SIMATIC IPC227E (Nanobox PC) | 2060.01
6ES7647-8BA11-5CA1 | SIMATIC IPC227E (Nanobox PC) | 2591.86
6ES7647-8BA21-0DA1 | SIMATIC IPC227E (Nanobox PC) | 2797.11
6ES7647-8BA21-6BA1 | SIMATIC IPC227E (Nanobox PC) | 2584.36
6ES7647-8BA32-6RA1 | SIMATIC IPC227E (Nanobox PC) | 2779.13
6ES7647-8BB22-5BA1 | SIMATIC IPC227E (Nanobox PC) | 2890
6ES7647-8BB22-7EA1 | SIMATIC IPC227E (Nanobox PC) | 2415.08
6ES7823-1BE03-0YA3 | SIMATIC Target 1500S V4.0 PoC DL | 131.61
6ES7833-1FA16-0YY5 | STEP 7 Safety Advanced V16 Upgr SW DL | 502.05
6ES7833-1FB16-0YK5 | STEP 7 Safety Basic V16 Upgr. SW DL | 146.23
6FX5002-5CF10-1BF0 | POWER CABLE, PREASSEMBLED | 185.21
6FX5002-5CG01-1GD0 | POWER CABLE, PREASSEMBLED | 415.48
6FX8002-5CR53-1CA0 | POWER CABLE, PREASSEMBLED | 1223.95
6FX8002-4AA21-1CE0 | SIGNAL CABLE, PREASSEMBLED, | 233.3
6FX8002-5CR53-1DA0 | POWER CABLE, PREASSEMBLED | 1650.85
6FX5022-5CN16-1DA0 | POWER CABLE PREASSEMBLED | 326.86
6FX5022-5CN16-1DF0 | POWER CABLE PREASSEMBLED | 353.06
6FX5002-5DG10-1ED0 | POWER CABLE PREASSEMBLED | 486.4
6FX5002-5DG10-1EG0 | POWER CABLE PREASSEMBLED | 510.12
6FX8002-5CA48-1BE4 | POWER CABLE, PREASSEMBLED EXT. | 685.2
6FX8002-5CA48-1BH0 | POWER CABLE, PREASSEMBLED EXT. | 723.05
6FX8002-5CA48-1CA0 | POWER CABLE, PREASSEMBLED EXT. | 781.59
6FX8002-5CA58-1AH0 | POWER CABLE, PREASSEMBLED EXT. | 576.77
6FX5002-5DG12-1BE0 | POWER CABLE PREASSEMBLED | 284.31
6FX5002-5DG12-1BF0 | POWER CABLE PREASSEMBLED | 294.09
6FX5002-5DG12-1CA0 | POWER CABLE PREASSEMBLED | 342.95
6FX5002-5CS01-1BG5 | POWER CABLE, PREASSEMBLED | 345.17
6FX5008-1BA35-1AB0 | POWER CABLE, SOLD BY THE METER | 91.28
6FX5008-1BA35-1BD0 | POWER CABLE, SOLD BY THE METER | 957.24
6FX5008-1BA35-1EA0 | POWER CABLE, SOLD BY THE METER | 2909.61
6FX5002-2DC10-1JB0 | SIGNAL CABLE, PREASSEMBLED | 688.35
6FX5008-1BA61-1AH0 | POWER CABLE, SOLD BY THE METER, | 268.37
6FX5002-5CS06-1DA0 | POWER CABLE PREASSEMBLED | 318.04
6FX5002-5CS06-1HA0 | POWER CABLE PREASSEMBLED | 477.24
6FX5008-1BB35-1AJ0 | POWER CABLE, SOLD BY THE METER | 495.44
6FX5008-1BB35-1EB0 | POWER CABLE, SOLD BY THE METER | 2430.61
6FX5002-5CS16-1HF0 | POWER CABLE PREASSEMBLED | 593.77
6FX5002-5CS21-1AB0 | POWER CABLE, PREASSEMBLED | 335.92
6FX5002-5CS23-1BC0 | POWER CABLE, PREASSEMBLED | 1080.37
6FX5002-5CS23-1CB0 | POWER CABLE, PREASSEMBLED | 1311.37
6FX5002-5CS36-1AK0 | POWER CABLE PREASSEMBLED | 302.35
6FX5002-5CS36-1BD0 | POWER CABLE PREASSEMBLED | 323.36
6FX5012-5CN06-1AD0 | POWER CABLE PREASSEMBLED | 210.57
6FX5012-5CN06-1AE0 | POWER CABLE PREASSEMBLED | 214.56
6FX5002-2DC44-1CA0 | DRIVE-CLIQ EXTENSION | 297.86
6FX8002-2DC40-1CA0 | SIGNAL CABLE, PREASSEMBLED | 340.68
6FX8002-2DC40-1FA0 | SIGNAL CABLE, PREASSEMBLED | 634.27
6FX8002-2DC42-1AH0 | SIGNAL CABLE, PREASSEMBLED | 235.63
6FX5002-5CS64-1AB5 | POWER CABLE, PREASSEMBLED | 253.1
6FX5002-5CS64-2AA0 | POWER CABLE, PREASSEMBLED | 2104.46
6FX5002-2DD40-1AD0 | SIGNAL CABLE, PREASSEMBLED | 148.81
6FX5002-5CS66-1DA0 | POWER CABLE PREASSEMBLED | 718.7
6FX5002-2EQ31-1AC0 | SIGNAL CABLE, PREASSEMBLED | 131.58
6FX5002-2EQ31-1AD0 | SIGNAL CABLE, PREASSEMBLED | 139.23
6FX5002-2EQ31-1AE5 | SIGNAL CABLE, PREASSEMBLED | 154.48
6FX5002-2EQ31-1CJ0 | SIGNAL CABLE, PREASSEMBLED | 329.99
6FX5002-5DA05-1AB5 | POWER CABLE, PREASSEMBLED, EXT. | 260.96
6FX5002-5DA05-1AF5 | POWER CABLE, PREASSEMBLED, EXT. | 292.56
6FX8002-2FN24-1AF8 | SIGNAL CABLE EXTENSION | 281.77
6FX8002-2CH00-1BA0 | SIGNAL CABLE, PREASSEMBLED, | 259.44
6FX8002-2CH00-1JA0 | SIGNAL CABLE, PREASSEMBLED, | 1028.29
6FX5002-5CA38-1AD5 | POWER CABLE, PREASSEMBLED,EXT. | 416.06
6FX5012-5CS16-1DA0 | POWER CABLE PREASSEMBLED | 357.76
6FX5012-5DN06-1CF0 | POWER CABLE PREASSEMBLED | 375.85
6FX8002-2SL02-1AC0 | SIGNAL CABLE, PREASSEMBLED | 266.7
6AV7882-0EB30-6BA0 | SIMATIC IPC277E, 19" Touch | 4984.47
6AV7241-5BA04-0EA0 | SIMATIC IPC 477E, 15" Touch | 5621.18
6AV7241-5BA07-0EA0 | SIMATIC IPC 477E, 15" Touch | 5391.97
6AV7241-5DB47-0FA1 | SIMATIC IPC 477E, 19" Touch | 6446.69
6AV7241-5DC07-0FA0 | SIMATIC IPC 477E, 19" Touch | 6642.95
6AV7241-5EC07-0FA0 | SIMATIC IPC 477E, 22" Touch | 7296.16
6AV7241-5JB02-0FA0 | SIMATIC IPC 477E, 15" Multitouch | 5887.86
6AV7241-5JB07-0FA1 | SIMATIC IPC 477E, 15" Multitouch | 5986.74
6FX2002-1DC00-1AF6 | SIGNAL CABLE, PREASSEMBLED | 149.65
6FX2002-1DC00-1AG1 | SIGNAL CABLE, PREASSEMBLED | 157.34
6FX5002-5CG11-1DA0 | POWER CABLE, PREASSEMBLED | 316.31
6FX2002-1DC00-1AK3 | SIGNAL CABLE, PREASSEMBLED | 179.49
6FX2002-1DC00-1BA8 | SIGNAL CABLE, PREASSEMBLED | 187.12
6FX5002-5CG51-1DA0 | POWER CABLE, PREASSEMBLED | 545.5
6FX2002-1DC00-1BC2 | SIGNAL CABLE, PREASSEMBLED | 202.08
6FX2002-1DC00-1BH3 | SIGNAL CABLE, PREASSEMBLED | 239.39
6FX2002-1DC00-1BJ1 | SIGNAL CABLE, PREASSEMBLED | 246.8
6FX2002-1DC00-1EA2 | SIGNAL CABLE, PREASSEMBLED | 410.76
6FX5002-5CN05-1AD0 | POWER CABLE PREASSEMBLED | 247.41
6FX5002-5DN30-1AD0 | POWER CABLE PREASSEMBLED | 178.86
6FX5002-5DN30-1AF5 | POWER CABLE PREASSEMBLED | 204.3
6FX5002-5CN06-1AC5 | POWER CABLE PREASSEMBLED | 210.59
6FX5002-5DN41-1AC0 | POWER CABLE PREASSEMBLED | 384.1
6FX2002-1DC20-1DG0 | SIGNAL CABLE, PREASSEMBLED | 414.15
6FX5002-5CN06-1BK0 | POWER CABLE PREASSEMBLED | 274.23
6FX5002-5CN06-1CG0 | POWER CABLE PREASSEMBLED | 302.13
6ES7822-0AE06-0YA5 | SIMATIC STEP 7 Basic V16 DL | 594.67
6ES7823-1BE23-0YA3 | SIMATIC Model Based Design 2020 PoC DL | 701.91
6ES7823-1FE02-0YA7 | SIMATIC S7-PLCSIM Adv. V3.0 PoC DL | 196.6
6ES7823-1TE00-0AL5 | TIA Portal Test Suite Advanced SUS DL | 509.38
6ES7677-2VB42-0GM0 | CPU1515SP PC2 T + HMI 2048PT | 7334.77
6FX5002-5DS11-1EA0 | POWER CABLE, PREASSEMBLED | 687.8
6FX5002-5DS16-1CA0 | POWER CABLE PREASSEMBLED | 375.09
6FX5002-5CN36-1BF0 | POWER CABLE PREASSEMBLED | 333.84
6FX5002-5CN36-1DJ0 | POWER CABLE PREASSEMBLED | 454.42
6FX5002-5CN41-1DA0 | POWER CABLE PREASSEMBLED | 620.04
6FX5002-5DX18-1AH0 | POWER CABLE PREASSEMBLED, EXT. | 1767.65
6FX5002-5CN56-1BF0 | POWER CABLE PREASSEMBLED | 403.74
6FX5002-2AH00-2DF0 | SIGNAL CABLE, PREFABRICATED | 910.15
6FX5002-5CR72-1AD0 | POWER CABLE, PREASSEMBLED | 530.11
6FX5002-5MN05-1AA3 | POWER CABLE, PREASSEMBLED,EXT. | 206.9
6FX5002-2CA12-1DB0 | SIGNAL CABLE, PREASSEMBLED | 279.47
6FX5002-2CF02-1DA5 | SIGNAL CABLE, PREASSEMBLED | 331.01
6FX5002-8QN04-1BC0 | ONE-CABLE-CONNECTION ASSEMBLY | 254.14
6FX5002-2CN20-1AB0 | SIGNAL CABLE, PREASSEMBLED | 195.49
6FX5002-8QN04-1CE0 | ONE-CABLE-CONNECTION ASSEMBLY | 372.01
6FC9343-0AN00-2AA0 | SIGNAL CABLE; SOLD BY THE METER | 287.3
6FX5002-8QN08-1AB0 | ONE-CABLE-CONNECTION ASSEMBLY | 152.55
6FX5002-2CQ31-1BC0 | SIGNAL CABLE, PREASSEMBLED, | 213.78
6FX5002-2CR00-1CE0 | SIGNAL CABLE, PREASSEMBLED | 267.87
6FX5002-2DC00-1BG0 | SIGNAL CABLE, PREASSEMBLED | 208.34
6FX5002-2DC00-1FE0 | SIGNAL CABLE, PREASSEMBLED | 479.38
6FX5002-8QN08-1BG5 | ONE-CABLE-CONNECTION ASSEMBLY | 341.65
6FX5002-2DC10-1AJ8 | SIGNAL CABLE, PREASSEMBLED | 176.35
6FX5002-5CS01-1AA5 | POWER CABLE, PREASSEMBLED | 264.53
6FX5002-5CS01-1EJ0 | POWER CABLE, PREASSEMBLED | 501.37
6FX5002-8QN11-1BA0 | ONE-CABLE-CONNECTION ASSEMBLY | 325.38
6FX5002-2DC10-1EH0 | SIGNAL CABLE, PREASSEMBLED | 446.54
6FX5008-1BA31-1AH0 | POWER CABLE, SOLD BY THE METER | 126.72
6FX5002-5CS06-1AB0 | POWER CABLE PREASSEMBLED | 202.63
6FX5002-5CS06-1AK0 | POWER CABLE PREASSEMBLED | 234.43
6FX5002-2DC20-1HF0 | SIGNAL CABLE, PREASSEMBLED | 662.77
6FX5008-1BB25-1AB0 | POWER CABLE, SOLD BY THE METER | 62.06
6FX5002-5CS06-1GA0 | POWER CABLE PREASSEMBLED | 437.45
6FX5002-5CS16-1CA0 | POWER CABLE PREASSEMBLED | 305.35
6FX5002-5CS21-1AE0 | POWER CABLE, PREASSEMBLED | 350.99
6FX8002-2DC40-1AC6 | SIGNAL CABLE, PREASSEMBLED | 174.32
6FX5012-2EN20-1BF0 | SIGNAL CABLE, PREASSEMBLED | 328.82
6FX5002-5CS41-1AE0 | POWER CABLE, PREASSEMBLED | 373.53
6DR4004-2LP | SIPART PS2 overvoltage protection | 895.13
6AV7882-0HA30-7CA0 | SIMATIC IPC277E, 12" Multitouch | 4173.93
6AV7882-0HB30-7CA0 | SIMATIC IPC277E, 12" Multitouch | 4343.23
6AV7241-5KC44-0GA2 | SIMATIC IPC 477E, 19" Multitouch | 8139.63
6AV7241-5LB87-0FA0 | SIMATIC IPC 477E, 22" Multitouch | 7375.56
6AV7241-5LG37-0FA0 | SIMATIC IPC 477E, 22" Multitouch | 7290.17
6AV7241-5LH07-0FA0 | SIMATIC IPC 477E, 22" Multitouch | 7706.66
6DR5010-0NG01-0AA1 | SIPART PS2 2wire without HART SA | 1834.57
6DR5010-0NN01-0AA0 | SIPART PS2 2wire without HART SA | 1635.08
6DR5013-0NG01-0AA0 | SIPART PS2 2wire without HART SA Alu | 1719.54
6DR5020-0NG11-0AA0 | SIPART PS2 2wire without HART DA | 2128.3
6DR5020-0NN00-5KA0 | SIPART PS2 2wire without HART DA | 1232.44
6DR5110-0NG00-0AA0 | SIPART PS2 2 wire with Hart SA | 1469.87
6AV7412-5AA00-1FW6 | SIMATIC IPC277E 12T Flottweg Bundle | 10030.34
6DL1131-6BL00-0PH1 | ET 200SP HA, DI 32X24VDC | 807.18
6DR5220-0EG11-0AA2 | SIPART PS2 4 wire with HART DA | 2920.15
6DR5610-0NG00-0AA0 | SIPART PS2 FF SA | 1712.19
6DR5613-0FN00-0AA0 | SIPART PS2 FF SA Alu | 1926.37
6DR5620-0EN00-0AA0 | SIPART PS2 FF DA | 1998.58
6EP3333-7SC00-0AX0 | SITOP PSU6200/1AC/24VDC/5A/CO | 246
6DL5422-4XX15-0YG8 | SIPAT V5.1 SP1 SOFTWARE MEDIA PACKAGE DL | 144.34
6ES7193-6AM00-0AA0 | SIMATIC Busadapter BA 2xM12 | 97.82
6EP4437-7EB00-3CX0 | SITOP SEL1400/4X2-10A | 172.57
6AV7251-1CA02-0FA0 | SIMATIC IPC477E PRO, 15" MTouch | 5373.98
6AV7251-5CG30-4FA8 | SIMATIC IPC477E PRO, 15" MTouch | 7174.81
6AV7251-5DB07-0DA0 | SIMATIC IPC477E PRO, 15" MTouch | 6184.51
6AV7251-5EH07-0FA0 | SIMATIC IPC477E PRO, 19" MTouch | 7706.66
6AV7251-5FB07-0DA0 | SIMATIC IPC477E PRO, 19" MTouch | 6755.31
6AV7251-5JC04-0GA0 | SIMATIC IPC477E PRO, 22" MTouch | 9180.88
6AV7251-5JC34-0FA0 | SIMATIC IPC477E PRO, 22" MTouch | 8714.93
6AV7251-7KC08-0GA0 | SIMATIC IPC477E PRO, 22" MTouch | 9693.25
6AV7882-0CA20-2EA0 | SIMATIC IPC277E, 12" Touch | 3465.29
6AV7882-0CA20-5BA0 | SIMATIC IPC277E, 12" Touch | 3923.75
6AV7882-0CA20-5CA0 | SIMATIC IPC277E, 12" Touch | 4066.08
6AV7241-1BA42-0EA0 | SIMATIC IPC 477E, 15" Touch | 4792.69
6AV7241-1BA47-2DA0 | SIMATIC IPC 477E, 15" Touch | 4879.59
6DL8913-0DK20-0AJ5 | SIMIT SP V10.2 CONV. PACK ENG.L -> XL DL | 14556.65
6AV7241-3BA04-0JA0 | SIMATIC IPC 477E, 15" Touch | 5170.23
6AV7241-3BA07-0DA0 | SIMATIC IPC 477E, 15" Touch | 4941.02
6AV7241-3BA07-0JA1 | SIMATIC IPC 477E, 15" Touch | 4991.95
6AV7882-0DB20-0CA0 | SIMATIC IPC277E, 15" Touch | 4039.11
6AV7882-0DB20-6CA0 | SIMATIC IPC277E, 15" Touch | 4561.97
6DL8913-0JK20-0AK5 | SIMIT 1 VC UG V10.1-> V10.2 (FULL) DL | 3396.54
6ES7647-8BB61-6CA2 | SIMATIC IPC227E (Nanobox PC) | 3219.6
6ES7647-8BB61-6CA3 | SIMATIC IPC227E (Nanobox PC) | 3219.6
6ES7647-8BB61-7CA1 | SIMATIC IPC227E (Nanobox PC) | 2925.95
6ES7647-8BC32-0CA1 | SIMATIC IPC227E (Nanobox PC) | 2665.26
6ES7647-8BD11-0AA3 | SIMATIC IPC227E (Nanobox PC) | 1659.99
6ES7648-1AD20-0YP0 | Book Mount 25-Set for IPC427E | 2143.91
6ES7648-1AD21-0YM0 | DIN-Rail 25-Set for IPC427E | 2042.02
6ES7648-2AL81-0QA0 | Memory module 1x 32 GB | 1240.5
6ES7648-2BF10-0XM1 | SIMATIC CFAST memory card, 128 GB | 800.03
6ES7648-6AA13-6YA0 | SIMATIC IPC Image&Partition Creator V3.6 | 182.78
6ES7648-6FA84-0YX0 | FirmwareManager V4.0 DL | 79.4
6ES7647-8BB31-0CA1 | SIMATIC IPC227E (Nanobox PC) | 2612.84
6ES7647-8BB31-2CA1 | SIMATIC IPC227E (Nanobox PC) | 2858.53
6ES7647-8BB31-2CA4 | SIMATIC IPC227E (Nanobox PC) | 2858.53
6ES7647-8BB31-2EA1 | SIMATIC IPC227E (Nanobox PC) | 2534.93
6ES7647-8BB32-5BA1 | SIMATIC IPC227E (Nanobox PC) | 3129.7
6DL8913-0SK20-0AB5 | SIMIT V10.2 VC PCS neo (1 CTRL) | 1779.14
6AV7241-5BH47-0GA0 | SIMATIC IPC 477E, 15" Touch | 7290.17
6AV7882-0FA30-0BA0 | SIMATIC IPC277E, 15" Multitouch | 4128.99
6AV7882-0FB30-2BA0 | SIMATIC IPC277E, 15" Multitouch | 4544
6AV7882-0GB30-7EA0 | SIMATIC IPC277E, 19" Multitouch | 4836.14
6AV7241-5JB03-0EA0 | SIMATIC IPC 477E, 15" Multitouch | 5973.26
6DR4004-8NN40 | NCS-Sensor for SIPART PS2 | 609.49
6AV7241-5RG00-0DA2 | SIMATIC IPC 477E, 24" Multitouch | 6759.8
6DR5010-0NG01-0AA0 | SIPART PS2 2wire without HART SA | 1635.08
6AV7241-7DE08-0GA0 | SIMATIC IPC 477E, 19" Touch | 8518.67
6DR5020-0EG01-0AA0 | SIPART PS2 2wire without HART DA | 1921.47
6DR5020-0NG00-0AA0 | SIPART PS2 2wire without HART DA | 1418.46
6AV7241-7LC54-0FA0 | SIMATIC IPC 477E, 22" Multitouch | 8446.76
6AV7241-7LJ34-0FA0 | SIMATIC IPC 477E, 22" Multitouch | 8403.31
6DD1640-0AH1 | SIMATIC TDC SM500 DI/DQ 16DQ/16DI | 4546.17
6DR5110-0NN01-0BA0 | SIPART PS2 2 wire with Hart SA | 1871.3
6DR5120-0NG02-0AA2 | SIPART PS2 2 wire with HART DA | 2040.19
6DR5123-0NG10-0AA0 | SIPART PS2 2 wire with HART DA Alu | 2046.31
6DR5510-0NG00-0AA0 | SIPART PS2 PA SA | 1712.19
6DR5513-0FN00-0AA0 | SIPART PS2 PA SA alu | 1926.37
6ES7137-6EA00-0BA0 | ET 200SP CM CAN | 441.5
6ES7138-6AA01-0BA0 | ET 200SP, TM Count 1x24V | 271.59
6AV7674-1LA82-0AA0 | Extension Unit 24" Portrait PROFINET | 769.77
6ES7144-5KD50-0BA0 | ET 200AL, AI 4xRTD/TC, 4xM12 | 427.34
6AV7860-1EX21-5AB1 | IFP V2 receiver incl. cable set 15m | 500.4
6AV7251-1CB05-0DA0 | SIMATIC IPC477E PRO, 15" MTouch | 5336.52
6AV7251-3DB37-0FA0 | SIMATIC IPC477E PRO, 15" MTouch | 6365.78
6AV7251-5CC04-0GA0 | SIMATIC IPC477E PRO, 15" MTouch | 7874.45
6AV7251-5FB30-0DA0 | SIMATIC IPC477E PRO, 19" MTouch | 6589.01
6AV7251-5FC04-0GA0 | SIMATIC IPC477E PRO, 19" MTouch | 8445.27
6AV7882-0AB20-1LA0 | SIMATIC IPC277E, 7" Touch | 3050.3
6AV7251-5GG37-0FA0 | SIMATIC IPC477E PRO, 19" MTouch | 7290.17
6AV7251-5KC07-0GA0 | SIMATIC IPC477E PRO, 22" MTouch | 8951.65
6AV7251-5TB00-0DA0 | SIMATIC IPC477E PRO, 22" MTouch | 7360.58
6AV7882-0CA20-1CA0 | SIMATIC IPC277E, 12" Touch | 3788.91
6AV7882-0CA20-6BA0 | SIMATIC IPC277E, 12" Touch | 3923.75
6AV7882-0CA20-7CA0 | SIMATIC IPC277E, 12" Touch | 3772.43
6AV7882-0CB20-0CA0 | SIMATIC IPC277E, 12" Touch | 3712.5
6AV7241-1BA40-2AA0 | SIMATIC IPC 477E, 15" Touch | 4245.86
6AV7241-1KG43-5AA0 | SIMATIC IPC 477E, 19" Multitouch | 6307.36
6AV7882-0DA20-4MA0 | SIMATIC IPC277E, 15" Touch | 4343.23
6AV7241-3BA34-0EA0 | SIMATIC IPC 477E, 15" Touch | 5478.85
6AV7241-3JB07-0DA0 | SIMATIC IPC 477E, 15" Multitouch | 5342.52
6AV7882-0DA30-2EA0 | SIMATIC IPC277E, 15" Touch | 4030.11
6AV7882-0DB30-0CA0 | SIMATIC IPC277E, 15" Touch | 4277.32
6AV7882-0DB30-6CA0 | SIMATIC IPC277E, 15" Touch | 4800.18
6ES7647-8BB34-6BA1 | SIMATIC IPC227E (Nanobox PC) | 3299
6ES7647-8BB52-4EA1 | SIMATIC IPC227E (Nanobox PC) | 2744.68
6ES7647-8BB63-7DA1 | SIMATIC IPC227E (Nanobox PC) | 3688.53
6ES7647-8BD61-7CA2 | SIMATIC IPC227E (Nanobox PC) | 3011.34
6ES7648-6WC11-0YA0 | SIMATIC IPC Operating System Package | 227.72
6ES7647-8BB24-6CA1 | SIMATIC IPC227E (Nanobox PC) | 3201.63
6ES7647-8BB31-2MA2 | SIMATIC IPC227E (Nanobox PC) | 2858.53
6ES7647-8BB31-4BA1 | SIMATIC IPC227E (Nanobox PC) | 2943.94
6ES7647-8BB31-7EA1 | SIMATIC IPC227E (Nanobox PC) | 2518.45
6ES7647-8BB32-6BA1 | SIMATIC IPC227E (Nanobox PC) | 3129.7
6ES7647-8BB34-0CA1 | SIMATIC IPC227E (Nanobox PC) | 2918.46
6ES7647-8BB51-0LA2 | SIMATIC IPC227E (Nanobox PC) | 2203.83
6ES7647-8BE72-8HA1 | SIMATIC IPC227E (Nanobox PC) | 2840.56
6DR4004-6NN30 | NCS-Sensor for SIPART PS2 | 876.28
6AV7241-5SB00-0DA0 | SIMATIC IPC 477E, 24" Multitouch neutral | 6788.28
6DR5010-0EG00-0AA0 | SIPART PS2 2wire without HART SA | 1335.24
6AV7241-7JH08-0FA0 | SIMATIC IPC 477E, 15" Multitouch | 7305.14
6AV7241-7KC54-0DA0 | SIMATIC IPC 477E, 19" Multitouch | 7469.95
6AV7261-0CE10-0AA0 | SIMATIC IPC677E, 19" Multitouch | 7723.15
6AV7261-2CD30-0AA1 | SIMATIC IPC677E, 24" Multitouch | 9389.12
6DR5210-0EG01-0AA1 | SIPART PS2 4 wire with HART SA | 2355.94
6DR5210-0EM01-0AA3 | SIPART PS2 4 wire with HART SA | 2355.94
6DR5210-0EM21-0AA3 | SIPART PS2 4 wire with HART SA | 3014.39
6DR5210-0EN00-0AA0 | SIPART PS2 4 wire with HART SA | 1710.96
6DL5260-0DA00-2YV8 | SIMIT VC FULL SUS, 1 CONTROLLER DL | 1306.41
6ES7141-5BF00-0BL0 | ET 200AL, IO-Link, DI 8x24VDC, 8xM8 | 124.86
6ES7142-6BG00-0BB0 | ET 200eco PN, DQ 8x24VDC/0,5A, M12-L | 388.72
6ES7142-6BR00-0BB0 | ET 200eco PN, DQ 8x24VDC/2A, M12-L | 495.55
6ES7193-6KB00-3AA0 | ET 200SP, 20 coding elements, type B | 24.46
6AV7251-1CG07-0FA0 | SIMATIC IPC477E PRO, 15" MTouch | 5744.04
6AV7251-1DB05-0DA0 | SIMATIC IPC477E PRO, 15" MTouch | 5336.52
6AV7251-3CC07-0FA0 | SIMATIC IPC477E PRO, 15" MTouch | 6782.28
6AV7251-5FH07-0FA0 | SIMATIC IPC477E PRO, 19" MTouch | 7706.66
6AV7882-0AA20-0MA0 | SIMATIC IPC277E, 7" Touch | 2890
6AV7882-0AA20-7CA0 | SIMATIC IPC277E, 7" Touch | 3119.21
6AV7882-0AA50-1MA0 | SIMATIC IPC277E, 7" Touch | 3219.6
6AV7882-0AB30-2BA0 | SIMATIC IPC277E, 7" Touch | 3400.87
6AV7882-0BB30-0BA0 | SIMATIC IPC277E, 9" Touch | 3481.78
6AV7882-0BB30-2BA0 | SIMATIC IPC277E, 9" Touch | 3727.49
6AV6881-0AM62-0AJ0 | IcoTek Cable grommets, 9-10 | 45.54
6AV7882-0CB20-1BA0 | SIMATIC IPC277E, 12" Touch | 3815.88
6AV7882-0CB30-6CA0 | SIMATIC IPC277E, 12" Touch | 4473.58
6AV7882-0CB60-7CA0 | SIMATIC IPC277E, 12" Touch | 4263.83
6AV7241-3BC12-0FA0 | SIMATIC IPC 477E, 15" Touch | 6168.03
6AV7241-3DA01-0DA0 | SIMATIC IPC 477E, 19" Touch | 5219.67
6AV7882-0DB30-7DA0 | SIMATIC IPC277E, 15" Touch | 5099.82
6DL8913-0KK10-0AK5 | SIMIT V10.1 VC UG V10.0->V10.1 (5 C.) DL | 13262.72
6DL8913-0NK20-0AK5 | SIMIT 1 VC UG V10.1-> V10.2 (300) DL | 599.21
6ES7656-5CJ30-2BF0 | SIMATIC PCS 7 CPU 410 REDUNDANCY AS | 40235.22
6ES7648-6WC21-0YA0 | SIMATIC IPC Operating System Package | 211.24
6ES7647-8BB31-5BA1 | SIMATIC IPC227E (Nanobox PC) | 2993.37
6ES7647-8BB31-7BA1 | SIMATIC IPC227E (Nanobox PC) | 2699.72
6ES7647-8BD34-0CA1 | SIMATIC IPC227E (Nanobox PC) | 3003.86
6ES7647-8BD61-6CA1 | SIMATIC IPC227E (Nanobox PC) | 3304.99
6ES7648-3AK20-0PA0 | Memory module 1x 32 GB | 1291.71
6ES7648-6GA84-0YX0 | FirmwareManager V4.0 for 50 devices DL | 483.92
6FX5002-5DN56-1FA0 | POWER CABLE PREASSEMBLED | 930.69
6FX5002-5DN64-1BA0 | POWER CABLE PREASSEMBLED | 475.2
6FX5002-5DQ38-1AF0 | POWER CABLE PREASSEMBLED | 437.39
6FX5002-5CN06-1DA5 | POWER CABLE PREASSEMBLED | 322.03
6FX2003-0LU34 | POWER CONNECTOR | 104.26
6FX5002-5DS01-1DA1 | POWER CABLE, PREASSEMBLED | 534.22
6FX5002-5DS01-1DH5 | POWER CABLE, PREASSEMBLED | 592
6FX5002-5DS01-1ED5 | POWER CABLE, PREASSEMBLED | 642.14
6FX5002-5CN26-1AK0 | POWER CABLE PREASSEMBLED | 289.13
6FX5002-5CN27-1AA6 | POWER CABLE PREASSEMBLED | 205.55
6FX5002-5CN27-1BF0 | POWER CABLE PREASSEMBLED | 261.32
6FX5002-5CN27-1CF0 | POWER CABLE PREASSEMBLED | 301.17
6FX5002-5DS17-1AF0 | POWER CABLE PREASSEMBLED | 764.12
6FX5002-5DS31-1AF6 | POWER CABLE, PREASSEMBLED | 413.73
6FX5002-5DS31-1BJ0 | POWER CABLE, PREASSEMBLED | 536.61
6FX5002-5DS36-1AD0 | POWER CABLE PREASSEMBLED | 294.04
6FX5002-5DS54-1AF0 | POWER CABLE, PREASSEMBLED | 311.49
6FX5012-5CN01-2AA0 | POWER CABLE PREASSEMBLED | 763.55
6FX8002-2DC40-1BE0 | SIGNAL CABLE, PREASSEMBLED | 282.05
6FX5002-2DC40-1GF0 | SIGNAL CABLE, PREASSEMBLED | 621.72
6FX5002-5CS46-1BC0 | POWER CABLE PREASSEMBLED | 346.69
6FX5012-5CN16-1EF0 | POWER CABLE PREASSEMBLED | 436.42
6FX5002-5CS56-1CB0 | POWER CABLE PREASSEMBLED | 461.71
6FX5002-5CG22-1DA0 | POWER CABLE PREASSEMBLED | 425.86
6FX2002-1DC00-1AJ7 | SIGNAL CABLE, PREASSEMBLED | 172.1
6FX5002-5CG52-1AD0 | POWER CABLE PREASSEMBLED | 243.72
6FX5002-5CG52-1AJ0 | POWER CABLE PREASSEMBLED | 299.61
6FX5002-5CG62-1AD0 | POWER CABLE PREASSEMBLED | 261.76
6FX2002-1DC00-1BG6 | SIGNAL CABLE, PREASSEMBLED | 232.03
6FX5002-5CN01-1CD0 | POWER CABLE PREASSEMBLED | 375.43
6FX2002-1DC00-1BH2 | SIGNAL CABLE, PREASSEMBLED | 239.39
6FX2002-1DC00-1BK3 | SIGNAL CABLE, PREASSEMBLED | 254.19
6FX2002-1DC00-1GA0 | SIGNAL CABLE, PREASSEMBLED | 553.64
6FX5002-5CN05-1BF0 | POWER CABLE PREASSEMBLED | 302.95
6FX5002-5DN36-1BF0 | POWER CABLE PREASSEMBLED | 391.15
6FX5002-5DN36-1DJ0 | POWER CABLE PREASSEMBLED | 577.28
6FX5002-5DN41-1FF0 | POWER CABLE PREASSEMBLED | 1099.79
6FX2002-1DC20-1EE8 | SIGNAL CABLE, PREASSEMBLED | 481.05
6FX5002-5CN06-1BD0 | POWER CABLE PREASSEMBLED | 250.36
6FX5002-5DQ28-1BA0 | POWER CABLE PREASSEMBLED | 465.3
6FX5002-5DQ48-1AC0 | POWER CABLE PREASSEMBLED | 413.21
6FX5002-5CN06-1DD5 | POWER CABLE PREASSEMBLED | 333.97
6FX5002-5CN06-1FF0 | POWER CABLE PREASSEMBLED | 417.57
6FX5002-5CN11-1FA0 | POWER CABLE PREASSEMBLED | 594.8
6FX5002-5CN11-1HF0 | POWER CABLE PREASSEMBLED | 761.33
6FX5002-5DS06-1AH0 | POWER CABLE PREASSEMBLED | 258.76
6FX5002-5CN21-1AE0 | POWER CABLE PREASSEMBLED | 350.99
6FX5002-5CN26-1BC0 | POWER CABLE PREASSEMBLED | 301.09
6FX5002-5CN27-1FA0 | POWER CABLE PREASSEMBLED | 400.79
6FX5002-5DS11-1AJ0 | POWER CABLE, PREASSEMBLED | 360.39
6FX5002-5DS16-1BF0 | POWER CABLE PREASSEMBLED | 334.64
6FX5002-5DS26-1BA0 | POWER CABLE PREASSEMBLED | 332.98
6FX5002-5CN41-1BF0 | POWER CABLE PREASSEMBLED | 477.81
6FX5002-5CN46-1AH5 | POWER CABLE PREASSEMBLED | 316.74
6FX5002-5CN51-1BA0 | POWER CABLE PREASSEMBLED | 460.58
6FX5002-5DS36-1CA0 | POWER CABLE PREASSEMBLED | 431.59
6FX5002-5CN56-1BD0 | POWER CABLE PREASSEMBLED | 384.42
6FX5002-2AD04-1AH5 | SIGNAL CABLE, PREASSEMBLED,EXT. | 201.14
6FX8002-5CS06-1AK0 | POWER CABLE PREASSEMBLED | 306.96
6FX8002-5CS06-1BD0 | POWER CABLE PREASSEMBLED | 349.4
6FX8002-5CS06-1CG0 | POWER CABLE PREASSEMBLED | 487.3
6FX5042-2CA31-1AF0 | SIGNAL CABLE, PREASSEMBLED, | 158.37
6FX7002-5EA51-1CJ0 | POWER CABLE, PREASSEMBLED | 1093.71
6FX7002-5EA71-1AF5 | POWER CABLE, PREASSEMBLED | 623.2
6FX5002-5DG32-1AF0 | POWER CABLE PREASSEMBLED | 270.22
6FX8002-5CG10-1DF0 | POWER CABLE PREASSEMBLED | 585.32
6FX8002-5CG21-1BF0 | POWER CABLE, PREASSEMBLED | 406.3
6FX8002-5CG22-1AH0 | POWER CABLE PREASSEMBLED | 303.6
6FX8002-5CG32-1AC0 | POWER CABLE PREASSEMBLED | 243.59
6FX8002-5CS26-1BG0 | POWER CABLE PREASSEMBLED | 439.49
6FX8002-5CG51-1AF0 | POWER CABLE, PREASSEMBLED | 341.72
6FX5002-5DG51-1EA0 | POWER CABLE, PREASSEMBLED, | 853.29
6FX5002-5DG52-1BB0 | POWER CABLE PREASSEMBLED | 405.04
6FX5002-5DG52-1CJ0 | POWER CABLE PREASSEMBLED | 666.45
6FX5002-5DG52-1FE0 | POWER CABLE PREASSEMBLED | 1066.26
6FX8002-5CG52-1BH0 | POWER CABLE PREASSEMBLED | 624.85
6FX5002-5DG61-1BF0 | POWER CABLE, PREASSEMBLED | 661.35
6FX8002-5CN01-1AC5 | POWER CABLE PREASSEMBLED | 316.47
6FX7002-5EB18-1BC0 | POWER CABLE, PREASSEMBLED EXT. | 517.98
6FX8002-5CN01-1CB5 | POWER CABLE PREASSEMBLED | 572.18
6FX5002-5DS54-2AA0 | POWER CABLE, PREASSEMBLED | 1890.91
6FX5002-5DS61-1BH0 | POWER CABLE, PREASSEMBLED | 750.55
6FX5002-5CN54-1BA0 | POWER CABLE PREASSEMBLED | 336.44
6FX5002-2AH00-2AH0 | SIGNAL CABLE, PREFABRICATED | 738.17
6FX5002-5CQ48-1BA0 | POWER CABLE EXTENSION | 465.49
6FX5002-5CQ58-1BF0 | POWER CABLE EXTENSION | 555.97
6FX5002-2AH00-2FC4 | SIGNAL CABLE, PREFABRICATED | 1021.12
6FX5002-8QE04-1AC0 | ONE-CABLE-CONNECTION EXTENSION | 174.82
6FX5002-8QE04-1AF0 | ONE-CABLE-CONNECTION EXTENSION | 204.25
6FX5002-8QE04-1AH0 | ONE-CABLE-CONNECTION EXTENSION | 223.93
6FX5002-8QE08-1AC0 | ONE-CABLE-CONNECTION EXTENSION | 238.82
6FX5002-8QE08-1AH0 | ONE-CABLE-CONNECTION EXTENSION | 297.91
6FX5002-2CA34-1AG0 | SIGNAL CABLE, PREASSEMBLED,EXT. | 199.83
6FX5002-2CB54-1AH0 | SIGNAL CABLE, PREASSEMBLED,EXT. | 162.99
6FX5002-2CB54-1BA0 | SIGNAL CABLE, PREASSEMBLED,EXT. | 183.82
6FX5002-2CC06-1BA0 | SIGNAL CABLE, PREASSEMBLED, | 173.49
6FX5002-2CN20-1CA0 | SIGNAL CABLE, PREASSEMBLED | 382.2
6FC9343-0AA00-1CF0 | SIGNAL CABLE; SOLD BY THE METER | 139.44
6FX5002-5CR73-1AJ0 | POWER CABLE, PREASSEMBLED | 766.77
6FX5002-5CR73-1BB0 | POWER CABLE, PREASSEMBLED | 908.68
6FX5002-2DC00-1BD4 | SIGNAL CABLE, PREASSEMBLED | 194.24
6FX5002-2DC00-1ED0 | SIGNAL CABLE, PREASSEMBLED | 400.58
6FX5002-2DC10-1AC6 | SIGNAL CABLE, PREASSEMBLED | 133.72
6FX5002-2DC10-1AC8 | SIGNAL CABLE, PREASSEMBLED | 133.72
6FX5002-2DC10-1AD2 | SIGNAL CABLE, PREASSEMBLED | 140.8
6ES7833-1CC36-0YH5 | SIMATIC S7 F SYSTEMS V6.3 DL | 2527.44
6ES7833-1CC36-0YK5 | SIMATIC S7 F SYSTEMS UG V6.2 -> V6.3 DL | 987.3
6ES7677-2VB42-0GK0 | CPU1515SP PC2 T + HMI 128PT | 5507.12
6ES7833-1FA16-0YH5 | STEP 7 Safety Advanced V16 SW DL | 1252.72
6FX5002-5CE02-1BA0 | POWER CABLE, PREASSEMBLED | 250.43
6FX5002-5CG10-1DA0 | POWER CABLE PREASSEMBLED | 265.26
6FX5002-5CG10-1DF0 | POWER CABLE PREASSEMBLED | 288.42
6FX5002-5CG10-1GA0 | POWER CABLE PREASSEMBLED | 404
6FX5002-5CG10-1HA0 | POWER CABLE PREASSEMBLED | 450.26
6FX5002-5CG13-1AF0 | POWER CABLE PREASSEMBLED | 795.72
6FX5002-5CG13-1CF0 | POWER CABLE PREASSEMBLED | 1158.75
6FX8002-2SL01-1AC0 | SIGNAL CABLE, PREASSEMBLED | 266.7
6FX8002-2SL01-1BA0 | SIGNAL CABLE, PREASSEMBLED | 355.87
6FX5012-5DN06-1AF0 | POWER CABLE PREASSEMBLED | 245.76
6FX5012-5DN06-1BF0 | POWER CABLE PREASSEMBLED | 310.8
6FX5012-5DN06-1EA0 | POWER CABLE PREASSEMBLED | 473.37
6FX5002-5DG01-1BF5 | POWER CABLE, PREASSEMBLED | 272.94
6FX5002-5DG01-1CE0 | POWER CABLE, PREASSEMBLED | 336.03
6FX5002-5DG10-1AC5 | POWER CABLE PREASSEMBLED | 170.09
6FX8002-2SL10-1AE0 | SIGNAL CABLE EXTENSION | 346.78
6FX5002-5DG10-1BJ0 | POWER CABLE PREASSEMBLED | 288.72
6FX8002-5CR52-1CA0 | POWER CABLE, PREASSEMBLED | 1141.47
6FX8002-5CR52-1FA0 | POWER CABLE, PREASSEMBLED | 2422.18
6FX8002-5CR52-1GF0 | POWER CABLE, PREASSEMBLED | 3062.6
6FX5022-5CN36-1CA0 | POWER CABLE PREASSEMBLED | 329.09
6FX5002-5DG10-1CH0 | POWER CABLE PREASSEMBLED | 359.95
6FX8002-5CE06-1AF0 | POWER CABLE, PREASSEMBLED | 385.64
6FX8002-5CS01-1EE0 | POWER CABLE, PREASSEMBLED | 868.79
6FX8002-5CS06-1AE0 | POWER CABLE PREASSEMBLED | 253.89
6FX8002-5CE06-1BE0 | POWER CABLE, PREASSEMBLED | 602.29
6FX8002-5CS06-1AJ0 | POWER CABLE PREASSEMBLED | 296.32
6FX8002-5CS06-1BB5 | POWER CABLE PREASSEMBLED | 338.75
6FX8002-5CS16-1BF0 | POWER CABLE PREASSEMBLED | 398.43
6FX7002-5EA51-1BC0 | POWER CABLE, PREASSEMBLED | 604.41
6FX7002-5EA71-1AF0 | POWER CABLE, PREASSEMBLED | 573.46
6FX5002-5DG12-1GA0 | POWER CABLE PREASSEMBLED | 734.2
6FX8002-5CG10-1EF0 | POWER CABLE PREASSEMBLED | 714.17
6ES7647-8BB32-5EA1 | SIMATIC IPC227E (Nanobox PC) | 2948.43
6FX5002-5CN06-1BJ0 | POWER CABLE PREASSEMBLED | 270.26
6FX5002-5CN06-1CC0 | POWER CABLE PREASSEMBLED | 286.19
6FX5002-5CN06-1CC8 | POWER CABLE PREASSEMBLED | 290.18
6FX5002-5CN06-1CE0 | POWER CABLE PREASSEMBLED | 294.17
6FX5002-5CN06-1CH0 | POWER CABLE PREASSEMBLED | 306.11
6FX5002-5CN06-1JA0 | POWER CABLE PREASSEMBLED | 517.04
6FX5002-5CN11-1AK0 | POWER CABLE PREASSEMBLED | 321.77
6FX5002-5CN11-1BD0 | POWER CABLE PREASSEMBLED | 348.43
6FX5002-5CN11-1EA0 | POWER CABLE PREASSEMBLED | 528.21
6FX5002-5DS06-1AG0 | POWER CABLE PREASSEMBLED | 252.26
6FX5002-5DS06-1AK0 | POWER CABLE PREASSEMBLED | 271.8
6FX5002-5DS06-1BC0 | POWER CABLE PREASSEMBLED | 291.32
6FX5002-5CN16-1FC0 | POWER CABLE PREASSEMBLED | 473.12
6FX5002-5DS11-1CK0 | POWER CABLE, PREASSEMBLED | 575.65
6FX5002-5DS11-1DF0 | POWER CABLE, PREASSEMBLED | 637.17
6FX5002-5DS11-1FA0 | POWER CABLE, PREASSEMBLED | 789.56
6FX5002-5DS11-1GA0 | POWER CABLE, PREASSEMBLED | 893.61
6FX5002-5CN46-1EA0 | POWER CABLE PREASSEMBLED | 555.92
6FX5002-5DS36-1AF0 | POWER CABLE PREASSEMBLED | 310.21
6FX5002-5DS36-1EA0 | POWER CABLE PREASSEMBLED | 593.47
6FX5002-5DS41-1BA5 | POWER CABLE, PREASSEMBLED | 505.6
6FX5002-5CN56-1CA0 | POWER CABLE PREASSEMBLED | 452.05
6FX5002-5CN56-1HA0 | POWER CABLE PREASSEMBLED | 935.11
6FX5002-2AD04-1AJ5 | SIGNAL CABLE, PREASSEMBLED,EXT. | 207.61
6FX5002-2AH00-1AH0 | SIGNAL CABLE, PREFABRICATED | 123.04
6FX5002-2AH11-1BA0 | SIGNAL CABLE PREASSAMBLED | 200.9
6FX5002-5CR73-1AG0 | POWER CABLE, PREASSEMBLED | 672.17
6FX5002-5CR73-1AH0 | POWER CABLE, PREASSEMBLED | 719.51
6FX5002-5DX38-1AF0 | POWER CABLE PREASSEMBLED, EXT. | 2272.59
6FX5002-2CA12-1AB0 | SIGNAL CABLE, PREASSEMBLED | 88.93
6FX5002-2CA12-1AK0 | SIGNAL CABLE, PREASSEMBLED | 139.6
6FX5002-2CA12-1BD0 | SIGNAL CABLE, PREASSEMBLED | 165.23
6FX5002-2CA12-1GF0 | SIGNAL CABLE, PREASSEMBLED | 495.81
6FX5002-8QN04-1AD0 | ONE-CABLE-CONNECTION ASSEMBLY | 165.73
6FX5002-8QN04-1AG0 | ONE-CABLE-CONNECTION ASSEMBLY | 195.16
6FX5002-2CQ31-1BA0 | SIGNAL CABLE, PREASSEMBLED, | 197.97
6FX5002-2CQ31-1BF0 | SIGNAL CABLE, PREASSEMBLED, | 237.49
6FX5002-5CR73-1CJ0 | POWER CABLE, PREASSEMBLED | 1712.66
6FX5002-5CR73-1DF0 | POWER CABLE, PREASSEMBLED | 2043.72
6FX5002-2DC10-1AJ3 | SIGNAL CABLE, PREASSEMBLED | 176.35
6FX5002-5CR83-1FA0 | POWER CABLE, PREASSEMBLED | 3866.2
6FX5002-5CS01-1AH5 | POWER CABLE, PREASSEMBLED | 299.84
6FX5002-8QN08-1CA0 | ONE-CABLE-CONNECTION ASSEMBLY | 377.1
6ES7822-0AA06-0YE5 | SIMATIC STEP 7 Basic Upgrade V16 | 268.09
6ES7822-0AE06-0YE5 | SIMATIC STEP 7 Basic Upgrade V16 DL | 238.84
6ES7822-1AA06-0YA5 | SIMATIC STEP 7 Professional V16 | 4232.59
6ES7823-0BA00-2BA0 | SIMATIC OPC UA S7-1200 Basic | 106.35
6ES7823-1FA02-0YE5 | SIMATIC S7-PLCSIM Advanced Upgr V3.0 | 2167.47
6ES7672-7AC01-6YA0 | SIMATIC SW Controller CPU 1507S Package | 1400.78
6FX5002-5CG10-1AK0 | POWER CABLE PREASSEMBLED | 168.11
6FX5002-5CG10-1BB0 | POWER CABLE PREASSEMBLED | 177.35
6FX2002-1DC00-1AA7 | SIGNAL CABLE, PREASSEMBLED | 112.43
6FX2002-1DC00-1AB1 | SIGNAL CABLE, PREASSEMBLED | 119.85
6FX2002-1DC00-1AH4 | SIGNAL CABLE, PREASSEMBLED | 164.69
6FX2002-1DC00-1AH7 | SIGNAL CABLE, PREASSEMBLED | 164.69
6FX2002-1DC00-1AJ1 | SIGNAL CABLE, PREASSEMBLED | 172.1
6FX5002-5DA05-1AF0 | POWER CABLE, PREASSEMBLED, EXT. | 284.66
6FX5002-5DA05-1AH7 | POWER CABLE, PREASSEMBLED, EXT. | 308.35
6FX8002-2CH00-1AH5 | SIGNAL CABLE, PREASSEMBLED, | 237.62
6FX8002-2SL00-1AB5 | SIGNAL CABLE, PREASSEMBLED | 198.66
6FX2002-1DC20-1BC0 | SIGNAL CABLE, PREASSEMBLED | 235.11
6FX5002-5DN46-1BF0 | POWER CABLE PREASSEMBLED | 432.9
6FX5002-5DN56-1BA0 | POWER CABLE PREASSEMBLED | 406.3
6FX5002-5CN06-1DG5 | POWER CABLE PREASSEMBLED | 345.92
6FX5002-5CN06-1FA0 | POWER CABLE PREASSEMBLED | 397.65
6FX5002-5CN11-1FF0 | POWER CABLE PREASSEMBLED | 628.12
6FX5002-5CN16-1BJ0 | POWER CABLE PREASSEMBLED | 294.85
6FX5002-5CN16-1CF0 | POWER CABLE PREASSEMBLED | 331.59
6FX5002-5DS01-1CH0 | POWER CABLE, PREASSEMBLED | 501.42
6FX5002-5CN16-1HA0 | POWER CABLE PREASSEMBLED | 567.56
6FX5002-5CN26-1AJ0 | POWER CABLE PREASSEMBLED | 285.16
6FX5002-5DS06-1CA0 | POWER CABLE PREASSEMBLED | 343.34
6FX5002-5DS06-1FA0 | POWER CABLE PREASSEMBLED | 538.42
6FX5002-5DS06-1KA0 | POWER CABLE PREASSEMBLED | 798.54
6FX5002-5DS16-1HF0 | POWER CABLE PREASSEMBLED | 820.21
6ES7924-2AM20-0BA0 | 32K CONNECT. MOD. TP1 M-SIGNAL LED SCREW | 76.63
6FX5002-5CN31-1BF0 | POWER CABLE PREASSEMBLED | 433.21
6FX5002-5CN36-1DA0 | POWER CABLE PREASSEMBLED | 412.46
6FX5002-5CN46-1BA0 | POWER CABLE PREASSEMBLED | 331.74
6FX5002-5CN56-1AD0 | POWER CABLE PREASSEMBLED | 287.8
6FX5002-2AD04-1AG5 | SIGNAL CABLE, PREASSEMBLED,EXT. | 194.4
6FX5002-5CN64-1DA0 | POWER CABLE PREASSEMBLED | 782.01
6FX5002-2AH00-1BH0 | SIGNAL CABLE, PREFABRICATED | 184.58
6FX5002-2AH00-1JA0 | SIGNAL CABLE, PREFABRICATED | 572.55
6FX5002-2AH04-1AC0 | SIGNAL CABLE, PREASSEMBLED,EXT. | 144.68
6FX5002-5CR73-1AD5 | POWER CABLE, PREASSEMBLED | 577.61
6FX5002-5DX58-1AF0 | POWER CABLE PREASSEMBLED, | 2585.32
6FX5002-5MN05-1BA0 | POWER CABLE, PREASSEMBLED,EXT. | 283.26
6FX5002-8QE08-1BF0 | ONE-CABLE-CONNECTION EXTENSION | 392.48
6FB1111-1AT11-3AT3 | SIDOOR AT40 CAN ADV | 1214.73
6FX5002-2CA31-1EA1 | SIGNAL CABLE, PREASSEMBLED, | 443.55
6FX5002-2CD24-1BF3 | SIGNAL CABLE, PREASSEMBLED | 203.48
6FX5002-2CF20-1AJ0 | SIGNAL CABLE PREASSAMBLED | 233.67
6FX5002-2CG00-1BE0 | SIGNAL CABLE, PREASSEMBLED, | 180.69
6FX5002-8QN04-1CA0 | ONE-CABLE-CONNECTION ASSEMBLY | 332.71
6FX5002-8QN08-1AE0 | ONE-CABLE-CONNECTION ASSEMBLY | 188
6FX5002-2DC00-1BA0 | SIGNAL CABLE, PREASSEMBLED | 165.79
6FX5002-5CR83-1BJ0 | POWER CABLE, PREASSEMBLED | 1655.54
6FX5002-8QN08-1BC0 | ONE-CABLE-CONNECTION ASSEMBLY | 282.55
6FX5002-2DC10-1AG8 | SIGNAL CABLE, PREASSEMBLED | 162.02
6FX5002-8QN08-1DA0 | ONE-CABLE-CONNECTION ASSEMBLY | 495.29
6ES7823-1EA06-0YA5 | TIA Portal Teamcenter Gateway V16 | 2230.84
6ES7823-1FE02-0YE5 | SIMATIC S7-PLCSIM Adv. Upgr. V3.0 DL | 1931.88
6ES7833-1FA16-0YA5 | STEP 7 Safety Advanced V16 | 1421.69
6FX5002-5CE04-1BA0 | POWER CABLE, PREASSEMBLED | 315.33
6FX5002-5CG01-1DG0 | POWER CABLE, PREASSEMBLED | 292.34
6FX5002-5CG01-2BD0 | POWER CABLE, PREASSEMBLED | 649.05
6FX2002-1DC00-1AB3 | SIGNAL CABLE, PREASSEMBLED | 119.85
6FX5002-5CG10-1CG0 | POWER CABLE PREASSEMBLED | 246.78
6FX2002-1DC00-1AB4 | SIGNAL CABLE, PREASSEMBLED | 119.85
6FX2002-1DC00-1AH3 | SIGNAL CABLE, PREASSEMBLED | 164.69
6FX5002-5CG12-1CA0 | POWER CABLE PREASSEMBLED | 252.99
6FX5002-5CG12-1GF0 | POWER CABLE PREASSEMBLED | 536.01
6FX5002-5CG13-1EA0 | POWER CABLE PREASSEMBLED | 1429.06
6FX5002-5DA05-1AC5 | POWER CABLE, PREASSEMBLED, EXT. | 268.82
6FX5012-5DN01-1AE0 | POWER CABLE PREASSEMBLED | 303.6
6FX5012-5DN01-1CA0 | POWER CABLE PREASSEMBLED | 435.7
6FX5012-5DN16-1BC0 | POWER CABLE PREASSEMBLED | 310.39
6FX8002-5CR42-1GA0 | POWER CABLE, PREASSEMBLED | 2002.81
6FX5002-5DF10-1AH0 | POWER CABLE, PREASSEMBLED | 186.05
6FX8002-2SL20-1AB0 | SIGNAL CABLE, PREASSEMBLED | 171.13
6FX8002-2SL20-1AG0 | SIGNAL CABLE, PREASSEMBLED | 226.86
6FX5012-5DS16-1AF6 | POWER CABLE PREASSEMBLED | 261.79
6FX8002-2SL10-1AB5 | SIGNAL CABLE EXTENSION | 324.51
6FX8002-2SL10-1AC0 | SIGNAL CABLE EXTENSION | 324.54
6FX5002-5CA05-1BC0 | POWER CABLE, PREASSEMBLED,EXT. | 289.05
6FX8002-2SL20-1AJ0 | SIGNAL CABLE, PREASSEMBLED | 249.16
6FX8002-2SL20-1CF0 | SIGNAL CABLE, PREASSEMBLED | 438.72
6FX8002-5CR42-1HA0 | POWER CABLE, PREASSEMBLED | 2290.11
6FX8002-5CR43-1BF0 | POWER CABLE, PREASSEMBLED | 791.93
6FX8002-5CR43-1FA0 | POWER CABLE, PREASSEMBLED | 1797.38
6FX5002-5DG10-1CB0 | POWER CABLE PREASSEMBLED | 312.42
6FX5002-5DG10-1DD0 | POWER CABLE PREASSEMBLED | 407.36
6FX5002-5DG10-1DG0 | POWER CABLE PREASSEMBLED | 431.08
6FX5002-5DG10-1EA0 | POWER CABLE PREASSEMBLED | 462.69
6FX8002-5CS01-1ED5 | POWER CABLE, PREASSEMBLED | 868.84
6FX5002-5DG11-1FA0 | POWER CABLE, PREASSEMBLED | 637.52
6FX5002-5DG12-1AA6 | POWER CABLE PREASSEMBLED | 157.08
6FX8002-5CG01-1EF0 | POWER CABLE PREASSEMBLED | 712.21
6FX8002-5CG10-1AE0 | POWER CABLE PREASSEMBLED | 186.12
6FX5022-5DN06-1AF0 | POWER CABLE PREASSEMBLED | 214.79
6FX5022-5DN36-1AF0 | POWER CABLE PREASSEMBLED | 279.26
6FX8002-5CS14-1AH0 | POWER CABLE, PREASSEMBLED | 744.08
6FX8002-5CS14-1BD0 | POWER CABLE, PREASSEMBLED | 920.28
6FX5042-2CF02-2CA0 | SIGNAL CABLE, PREASSEMBLED | 919.65
6FX5042-5CN06-1BF0 | POWER CABLE PREASSEMBLED | 258.34
6FX5002-5DG23-1BC0 | POWER CABLE, PREASSEMBLED | 1100.52
6FX5002-5DG23-1EF0 | POWER CABLE, PREASSEMBLED | 1975.54
6FX5002-5DG31-1AD0 | POWER CABLE, PREASSEMBLED, | 250.7
6FX8002-5CG10-1BE5 | POWER CABLE PREASSEMBLED | 327.78
6FX8002-5CS21-1CJ0 | POWER CABLE, PREASSEMBLED | 728.27
6FX8002-5CS23-1AC0 | POWER CABLE, PREASSEMBLED | 850.08
6FX8002-5CS24-1DA0 | POWER CABLE, PREASSEMBLED(1FT/1FK) | 1367.43
6FX8002-5CS26-1AG0 | POWER CABLE PREASSEMBLED | 333.41
6FX5002-5DG43-1BA0 | POWER CABLE, PREASSEMBLED | 1516.94
6FX5002-5DG43-1EA0 | POWER CABLE, PREASSEMBLED | 3015.38
6FX5002-5DG52-1BF0 | POWER CABLE PREASSEMBLED | 466.54
6FX5002-5DG52-1CA0 | POWER CABLE PREASSEMBLED | 543.44
6FX8002-5CG41-1BB5 | POWER CABLE, PREASSEMBLED | 446.61
6FX8002-5CS41-1BF3 | POWER CABLE, PREASSEMBLED | 677.22
6FX8002-5CS46-1AD0 | POWER CABLE PREASSEMBLED | 320.72
6FX8002-5CS46-1AF0 | POWER CABLE PREASSEMBLED | 352.27
6FX7002-5EX04-1AG5 | POWER CABLE, PREASSEMBLED | 315.33
6FX8002-5CS17-1BD0 | POWER CABLE PREASSEMBLED | 1065.84
6FX8002-5CS17-1BG0 | POWER CABLE PREASSEMBLED | 1149.45
6FX8002-5CG21-1AK0 | POWER CABLE, PREASSEMBLED | 329.29
6FX8002-5CG22-1BG0 | POWER CABLE PREASSEMBLED | 419.58
6FX8002-5CG41-1BA5 | POWER CABLE, PREASSEMBLED | 427.6
6FX8002-5CS26-1CA0 | POWER CABLE PREASSEMBLED | 481.97
6FX8002-5CS36-1AH0 | POWER CABLE PREASSEMBLED | 358.01
6FX8002-5CG52-1BB0 | POWER CABLE PREASSEMBLED | 483.32
6FX8002-5CS36-1AK0 | POWER CABLE PREASSEMBLED | 382.67
6FX8002-5CS36-1BC0 | POWER CABLE PREASSEMBLED | 419.72
6FX5002-5DG52-1DK0 | POWER CABLE PREASSEMBLED | 835.65
6FX7002-5LM02-1AA3 | POWER CABLE PREASSEMBLED | 399.82
6FX7002-5LM02-1AB0 | POWER CABLE PREASSEMBLED | 399.82
6FX5002-5DN01-1AC3 | POWER CABLE PREASSEMBLED | 295.3
6FX5002-5DN01-1CD0 | POWER CABLE PREASSEMBLED | 460.43
6FX8002-1AA01-1DA0 | SIGNAL CABLE, PREASSEMBLED, | 366.55
6FX8002-2AD04-1AB5 | SIGNAL CABLE, PREASSEMBLED EXT. | 192.89
6FX8002-5CS46-1BF0 | POWER CABLE PREASSEMBLED | 509.98
6FX8002-5CS54-1AH0 | POWER CABLE, PREASSEMBLED | 402.41
6FX8002-2AH00-1HF0 | SIGNAL CABLE, PREASSEMBLED, | 705.06
6FX8002-2AH04-1AC2 | SIGNAL CABLE, PREASSEMBLED,EXT. | 156.18
6FX8002-2AH04-1BA0 | SIGNAL CABLE, PREASSEMBLED,EXT. | 211.35
6FX8002-5CG10-1GA0 | POWER CABLE PREASSEMBLED | 907.37
6FX8002-5CG11-1AJ0 | POWER CABLE, PREASSEMBLED | 253
6FX5002-5DG33-1AJ0 | POWER CABLE, PREASSEMBLED | 1380.51
6FX5002-5DG41-1AF0 | POWER CABLE, PREASSEMBLED, | 284.91
6FX8002-5CS26-1AH0 | POWER CABLE PREASSEMBLED | 344.04
6FX8002-5CS31-1CD0 | POWER CABLE, PREASSEMBLED | 713.79
6FX8002-5CS36-1AE5 | POWER CABLE PREASSEMBLED | 333.28
6FX8002-5CS36-1AG5 | POWER CABLE PREASSEMBLED | 357.96
6FX8002-5CS36-1CA0 | POWER CABLE PREASSEMBLED | 518.45
6FX5002-5DG53-1AF0 | POWER CABLE, PREASSEMBLED | 1540.09
6FX5002-5DG53-1BA0 | POWER CABLE, PREASSEMBLED | 1912.36
6FX8002-5CG52-1CB0 | POWER CABLE PREASSEMBLED | 719.17
6FX8002-5CN01-1BA7 | POWER CABLE PREASSEMBLED | 424.11
6FX7002-5LM40-1AB2 | POWER CABLE PREASSEMBLED | 266
6FX7002-5LM42-1AG0 | POWER CABLE PREASSEMBLED | 298.72
6FX5002-5DN01-1BG0 | POWER CABLE PREASSEMBLED | 402.61
6FX5002-5DG33-1GF0 | POWER CABLE, PREASSEMBLED | 3775.67
6FX8002-5CG31-1AE0 | POWER CABLE, PREASSEMBLED | 272.86
6FX8002-5CG31-1BF0 | POWER CABLE, PREASSEMBLED | 434.71
6FX8002-5CS24-1CC0 | POWER CABLE, PREASSEMBLED(1FT/1FK) | 1056.66
6FX8002-5CS26-1BA0 | POWER CABLE PREASSEMBLED | 375.85
6FX8002-5CG51-1AH0 | POWER CABLE, PREASSEMBLED | 388.96
6FX8002-5CG51-1BD0 | POWER CABLE, PREASSEMBLED | 530.46
6FX8002-5CG51-1CF0 | POWER CABLE, PREASSEMBLED | 813.45
6FX5002-5DG52-1BH0 | POWER CABLE PREASSEMBLED | 497.32
6FX8002-5CG52-1DC0 | POWER CABLE PREASSEMBLED | 978.63
6FX8002-5CG61-1BA0 | POWER CABLE, PREASSEMBLED | 582.78
6FX5002-5DG62-1BA0 | POWER CABLE PREASSEMBLED | 534.17
6FX5002-5DG62-1BF0 | POWER CABLE PREASSEMBLED | 661.35
6FX7008-1BC51-1BF0 | POWER CABLE,SOLD BY THE METER, | 719.63
6FX5002-5DN05-1AC0 | POWER CABLE PREASSEMBLED | 260.94
6FX5002-5DN05-1AD0 | POWER CABLE PREASSEMBLED | 268.85
6FX7008-1BC51-1KA0 | POWER CABLE,SOLD BY THE METER, | 4227.58
6FX8002-5CS56-1BE0 | POWER CABLE PREASSEMBLED | 549.89
6FX8002-5CS64-1AF0 | POWER CABLE, PREASSEMBLED | 415.48
6FX5002-5DN06-1AC0 | POWER CABLE PREASSEMBLED | 226.29
6FX5002-5DN06-1AE5 | POWER CABLE PREASSEMBLED | 245.76
6FX8002-5CN06-1AE6 | POWER CABLE PREASSEMBLED | 264.48
6FX8002-2BA20-1CB0 | SIGNAL CABLE, PREASSEMBLED, | 289.66
6FX8002-2BB01-1AC0 | SIGNAL CABLE, PREASSEMBLED, | 63.5
6FX5002-5DN06-1AG0 | POWER CABLE PREASSEMBLED | 252.26
6FX5002-5DN06-1CB0 | POWER CABLE PREASSEMBLED | 349.84
6FX8002-5CN06-1BA5 | POWER CABLE PREASSEMBLED | 328.17
6FX8002-5CN06-1BC0 | POWER CABLE PREASSEMBLED | 338.75
6FX8002-5CN06-1BD0 | POWER CABLE PREASSEMBLED | 349.4
6FX8002-5CN06-1BE0 | POWER CABLE PREASSEMBLED | 359.98
6FX8002-2CA31-1DE4 | SIGNAL CABLE, PREASSEMBLED, | 532.91
6FX8002-2CA31-1EC5 | SIGNAL CABLE, PREASSEMBLED, | 621.93
6FX8002-5CN06-1CF0 | POWER CABLE PREASSEMBLED | 476.69
6FX8002-5CN06-1DA0 | POWER CABLE PREASSEMBLED | 529.78
6FX5002-5DN16-1CG2 | POWER CABLE PREASSEMBLED | 431.68
6FX8002-5CN06-1CH0 | POWER CABLE PREASSEMBLED | 497.95
6FX8002-5CN11-1BB0 | POWER CABLE PREASSEMBLED | 450.74
6FX8002-5DA15-1CA5 | POWER CABLE, PREASSEMBLED EXT. | 671.45
6FX8002-5CN16-1BF0 | POWER CABLE PREASSEMBLED | 398.43
6FX8002-5CN16-1BK0 | POWER CABLE PREASSEMBLED | 447.82
6FX5002-5DN16-1FA0 | POWER CABLE PREASSEMBLED | 617.88
6FX8002-5CN16-1AJ0 | POWER CABLE PREASSEMBLED | 312.04
6FX8002-5CN16-1BA0 | POWER CABLE PREASSEMBLED | 336.71
6FX8002-5CN16-1BD5 | POWER CABLE PREASSEMBLED | 386.09
6FX8002-2CB54-1AA6 | SIGNAL CABLE, PREASSEMBLED EXT. | 140.42
6FX8002-5CN26-1BJ0 | POWER CABLE PREASSEMBLED | 460.74
6FX8002-5CN26-1CJ0 | POWER CABLE PREASSEMBLED | 566.86
6FX8002-5CR52-1AF0 | POWER CABLE, PREASSEMBLED | 501.13
6FX5002-5DG10-1AJ0 | POWER CABLE PREASSEMBLED | 209.6
6FX8002-5CR53-1BA0 | POWER CABLE, PREASSEMBLED | 797.03
6FX8002-5CR53-1CF0 | POWER CABLE, PREASSEMBLED | 1437.44
6FX5022-5CN27-1CB0 | POWER CABLE PREASSEMBLED | 254.33
6FX5002-5DG10-1EJ0 | POWER CABLE PREASSEMBLED | 525.91
6FX8002-5CS01-1DH5 | POWER CABLE, PREASSEMBLED | 788.34
6FX8002-5CA38-1AK0 | POWER CABLE, PREASSEMBLED EXT. | 534.89
6FX8002-5CF10-1BF5 | POWER CABLE, PREASSEMBLED | 332.58
6FX8002-5CF10-1CB5 | POWER CABLE, PREASSEMBLED | 409.8
6FX8002-5CG10-1BE0 | POWER CABLE PREASSEMBLED | 314.93
6FX5002-5DG12-1AK0 | POWER CABLE PREASSEMBLED | 235.34
6FX5042-2CA31-1AE0 | SIGNAL CABLE, PREASSEMBLED, | 150.58
6FX8002-5CS06-1BJ0 | POWER CABLE PREASSEMBLED | 402.45
6FX8002-5CS16-1AF0 | POWER CABLE PREASSEMBLED | 274.96
6FX7002-5EA48-1BF0 | POWER CABLE, PREASSEMBLED | 784.39
6FX8002-5CS16-1CF0 | POWER CABLE PREASSEMBLED | 521.87
6FX5002-5DG13-1CF0 | POWER CABLE, PREASSEMBLED | 1301
6FX8002-5CG10-1CC0 | POWER CABLE PREASSEMBLED | 417.92
6FX5002-5DG32-1BG0 | POWER CABLE PREASSEMBLED | 377.86
6FX8002-5CG13-1BG0 | POWER CABLE, PREASSEMBLED | 1314.45
6FX8002-5CS21-1BC5 | POWER CABLE, PREASSEMBLED | 527.11
6FX8002-5CG31-1CA0 | POWER CABLE, PREASSEMBLED | 510.06
6FX8002-5CG41-1AK5 | POWER CABLE, PREASSEMBLED | 408.65
6FX5002-5DG41-1BG0 | POWER CABLE, PREASSEMBLED, | 421.05
6FX5002-5DG42-1AJ0 | POWER CABLE PREASSEMBLED | 322.13
6FX8002-5CG52-1AH0 | POWER CABLE PREASSEMBLED | 388.96
6FX5002-5DG52-1FA0 | POWER CABLE PREASSEMBLED | 1004.74
6FX5002-5DG61-1AD0 | POWER CABLE, PREASSEMBLED | 356.37
6FX8002-5CS36-1CF0 | POWER CABLE PREASSEMBLED | 580.17
6FX7002-5EX10-1AG6 | POWER CABLE, PREASSEMBLED | 298.54
6FX7002-5LM02-1AA8 | POWER CABLE PREASSEMBLED | 399.82
6FX8002-5CG12-1BA0 | POWER CABLE PREASSEMBLED | 282.35
6FX8002-5CG23-1BA0 | POWER CABLE, PREASSEMBLED | 1174.75
6FX8002-5CS24-1AK0 | POWER CABLE, PREASSEMBLED(1FT/1FK) | 551.61
6FX8002-5CG41-1AH0 | POWER CABLE, PREASSEMBLED | 351.46
6FX8002-5CS26-1BE0 | POWER CABLE PREASSEMBLED | 418.3
6FX8002-5CG41-1AJ0 | POWER CABLE, PREASSEMBLED | 370.44
6FX8002-5CS36-1AJ0 | POWER CABLE PREASSEMBLED | 370.34
6FX5002-5DG43-1CF0 | POWER CABLE, PREASSEMBLED | 2268.49
6FX8002-5CG51-1EA0 | POWER CABLE, PREASSEMBLED | 1167.27
6FX8002-5CG52-1AK0 | POWER CABLE PREASSEMBLED | 436.09
6FX5002-5DG52-1EH0 | POWER CABLE PREASSEMBLED | 958.65
6FX8002-5CG52-1BD0 | POWER CABLE PREASSEMBLED | 530.46
6FX8002-5CS36-1BJ0 | POWER CABLE PREASSEMBLED | 493.8
6FX7002-5EB18-1AC0 | POWER CABLE, PREASSEMBLED EXT. | 270.54
6FX7002-5EX10-1AJ5 | POWER CABLE, PREASSEMBLED | 344.52
6FX7002-5LM72-1AC0 | POWER CABLE PREASSEMBLED | 365.93
6FX7002-5LM82-1AC0 | POWER CABLE PREASSEMBLED(1FN3) | 374.67
6FX8002-1AA01-1AK0 | SIGNAL CABLE, PREASSEMBLED, | 211.64
6FX8002-5CN01-1GF0 | POWER CABLE PREASSEMBLED | 1150.92
6FX5002-5DN05-1CB5 | POWER CABLE PREASSEMBLED | 419.09
6FX8002-5CS54-1BB0 | POWER CABLE, PREASSEMBLED | 500.64
6FX8002-5CN05-1AD0 | POWER CABLE PREASSEMBLED EXT. | 286.1
6FX8002-2AD04-1AJ5 | SIGNAL CABLE, PREASSEMBLED EXT. | 269.76
6FX8002-2AH00-1CC0 | SIGNAL CABLE, PREASSEMBLED, | 272.57
6FX8002-5CS64-1DD0 | POWER CABLE, PREASSEMBLED | 1408.19
6FX8002-5CN05-1BG0 | POWER CABLE PREASSEMBLED EXT. | 453.56
6FX5002-5DN06-1AJ0 | POWER CABLE PREASSEMBLED | 265.26
6FX8002-5CX28-1BB0 | POWER CABLE, PREASSEMBLED EXT. | 2203.26
6FX8002-5DA05-1AF5 | POWER CABLE, PREASSEMBLED EXT. | 362.06
6FX5002-5DN06-1BK0 | POWER CABLE PREASSEMBLED | 336.84
6FX8002-5CS46-1AJ0 | POWER CABLE PREASSEMBLED | 399.58
6FX5002-5DN01-2BA0 | POWER CABLE PREASSEMBLED | 1178.6
6FX5002-5DN06-1AA8 | POWER CABLE PREASSEMBLED | 219.76
6FX8002-5CS54-1DA0 | POWER CABLE, PREASSEMBLED | 973.09
6FX8002-5CN05-1BC0 | POWER CABLE PREASSEMBLED EXT. | 402.04
6FX8002-1AA51-1AD0 | SIGNAL CABLE, PREASSEMBLED | 189.15
6FX8002-2AD04-1AH5 | SIGNAL CABLE, PREASSEMBLED EXT. | 258.92
6FX8002-2AH11-1BB0 | SIGNAL CABLE PREASSAMBLED | 221.16
6FX8002-5CN06-1AE0 | POWER CABLE PREASSEMBLED | 253.89
6FX8002-5CN06-1AG5 | POWER CABLE PREASSEMBLED | 285.69
6FX5002-5DN06-1AH5 | POWER CABLE PREASSEMBLED | 265.26
6FX8002-5CN06-1AJ5 | POWER CABLE PREASSEMBLED | 306.94
6FX5002-5DN06-1BH5 | POWER CABLE PREASSEMBLED | 330.29
6FX8002-2CA12-1DA0 | SIGNAL CABLE PREASSEMBLED | 311.67
6FX8002-5DA15-1BH5 | POWER CABLE, PREASSEMBLED EXT. | 612.08
6FX8002-2CA31-1EC4 | SIGNAL CABLE, PREASSEMBLED, | 621.93
6FX5002-5DN11-1BC0 | POWER CABLE PREASSEMBLED | 401.39
6FX5002-5DN11-1BG0 | POWER CABLE PREASSEMBLED | 442.38
6FX8002-5CN06-1FF0 | POWER CABLE PREASSEMBLED | 795.02
3VL8716-3TB40-0AA0 | CIRCUIT-BREAKER VL 1600L | 14521.83
3VL7710-3TF46-0AA0 | CIRCUIT-BREAKER VL 1250L | 10531.6
6AG4141-7BC48-0GA0 | SIMATIC IPC427E (MicroBOX PC) | 6419.72
6AG4141-7BK30-0EA0 | SIMATIC IPC427E (MicroBOX PC) | 5700.59
6AG4141-7CB40-0FA0 | SIMATIC IPC427E (MicroBOX PC) | 4842.14
6AG4114-3HE13-4BX1 | SIMATIC IPC847E (Rack PC) | 9093.98
6AG4141-0BG11-5AA0 | SIMATIC IPC427E (MicroBOX PC) | 3685.53
6AV2104-4HH06-0AE0 | WinCC RT Advanced 4096 V16 Upgrade | 2742.65
6AG4114-3MX18-5XX1 | SIMATIC IPC847E (Rack PC) | 11200.42
6AG4141-3CA32-0DA0 | SIMATIC IPC427E (MicroBOX PC) | 3490.77
6AV2105-0FA06-0AH0 | WinCC Runtime Prof 2048, V16 DL | 8686.13
6AG4141-5AB04-0FA0 | SIMATIC IPC427E (MicroBOX PC) | 4473.58
6AG4141-5BA04-0JA0 | SIMATIC IPC427E (MicroBOX PC) | 3910.27
6AV2105-0TA16-0AA0 | WinCC Runtime Prof 262144, Asia V16 | 36182.47
6AV2154-0BP01-6AB0 | WinCC Unified V16 Parameter Ctrl. PC | 669.42
6AU1810-1HA34-0XE0 | SINAMICS DCC V3.4 HF1 UPGRADE DVD | 340.39
6AV2154-2FB01-6BA0 | WinCC Unified V16 ASIA PC Runtime 10k | 11141.2
6AV2155-0XS01-6AL5 | WinCC Unified V16 PC RT 50k Incubation | 994.36
6AV6372-2DF07-2HX4 | Energy Manager V7.2, Upgr. <= 5000 Tags | 24834.92
6AV2155-2FB01-6AA0 | WinCC Unified V16 PC RT 10k, Package | 8911.98
6AV2155-2MB01-6AA0 | WinCC Unified V16 PC RT 2.5k, Package | 4635.53
6AV2156-2CL00-0AB0 | WinCC Unified Line Coord. Ext. (10) | 4560.04
6AV2101-4BB06-0AK5 | WinCC Comfort V16 Upgrade DL | 568.68
6AV7863-4MA10-2NA0 | SIMATIC Flat Panel 22" MT V2 Extended | 2901.12
6AV7863-5MA10-2AA0 | SIMATIC Flat Panel 15" MT V2 Extended | 2390.3
6AV7863-6MA15-2NA0 | SIMATIC Flat Panel 19" MT V2 PRO | 3072.39
6AV7863-7MA15-2NA0 | SIMATIC Flat Panel 24" MT V2 PRO | 3755.95
6ES7522-1BP00-0AA0 | S7-1500, DQ 64x24VDC/0.3A BA | 613
6ES7292-2AL40-0XA0 | Connector Block, 11 Poles, Tin (4/PK) | 55.83
6ES7647-0BA00-1YA2 | SIMATIC IoT2050 | 603.99
6ES7647-8BA21-0LA1 | SIMATIC IPC227E (Nanobox PC) | 1949.14
6ES7654-5CJ00-3BF0 | SIMATIC PCS 7 CPU 410 SINGLE AS | 19167.77
6ES7647-8BB21-0AA3 | SIMATIC IPC227E (Nanobox PC) | 1709.42
6ES7647-8BB21-6CA1 | SIMATIC IPC227E (Nanobox PC) | 2895.98
6ES7647-8BB22-0BA1 | SIMATIC IPC227E (Nanobox PC) | 2367.12
6ES7647-8BB22-0LA1 | SIMATIC IPC227E (Nanobox PC) | 2254.76
6ES7647-8BB31-0BA1 | SIMATIC IPC227E (Nanobox PC) | 2470.51
6ES7647-8BB31-2LA1 | SIMATIC IPC227E (Nanobox PC) | 2603.84
6ES7647-8BB31-7CA1 | SIMATIC IPC227E (Nanobox PC) | 2842.05
6ES7647-8BB31-7EA3 | SIMATIC IPC227E (Nanobox PC) | 2518.45
6FX8002-2AH11-1BA0 | SIGNAL CABLE PREASSAMBLED | 210.85
6FX8002-2AH11-1CB0 | SIGNAL CABLE PREASSAMBLED | 324.3
6FX5002-5DN06-1BE0 | POWER CABLE PREASSEMBLED | 304.3
6FX8002-5CX28-1DB0 | POWER CABLE, PREASSEMBLED EXT. | 3167.54
6FX8002-5DA00-1DF0 | POWER CABLE, PREASSEMBLED | 982.31
6FX8002-5CN06-1AJ0 | POWER CABLE PREASSEMBLED | 296.32
6FX8002-2CA12-1AE0 | SIGNAL CABLE PREASSEMBLED | 111.73
6FX8002-2CA24-1AD0 | SIGNAL CABLE PREASSAMBLED | 277.65
6FX8002-5CN06-1CA5 | POWER CABLE PREASSEMBLED | 434.28
6FX8002-5CN06-1CC0 | POWER CABLE PREASSEMBLED | 444.88
6FX8002-5CN06-1DK0 | POWER CABLE PREASSEMBLED | 625.29
6FX5002-5DN16-1AH0 | POWER CABLE PREASSEMBLED | 269.92
6FX5002-5DN16-1BC0 | POWER CABLE PREASSEMBLED | 310.39
6FX5002-5DN16-1BD0 | POWER CABLE PREASSEMBLED | 318.48
6FX8002-5CN16-1AF0 | POWER CABLE PREASSEMBLED | 274.96
6FX8002-5DA38-1AC8 | POWER CABLE, PREASSEMBLED EXT. | 472.07
6FX8002-5DA38-1BB0 | POWER CABLE, PREASSEMBLED EXT. | 626.83
6FX8002-5CN16-1AH0 | POWER CABLE PREASSEMBLED | 299.68
6FX5002-5DN20-1AF0 | POWER CABLE PREASSEMBLED | 305.71
6FX5002-5DN21-1BC0 | POWER CABLE PREASSEMBLED | 448.94
6FX5002-5DN21-1FA0 | POWER CABLE PREASSEMBLED | 762.67
6FX5002-5DN26-1AF0 | POWER CABLE PREASSEMBLED | 300.46
6FX5002-5DN16-1HA0 | POWER CABLE PREASSEMBLED | 779.74
6FX5002-5DN20-1FA0 | POWER CABLE PREASSEMBLED | 687.65
6FX8002-5DF10-1AH0 | POWER CABLE, PREASSEMBLED | 273.39
6FX8002-5DF10-1AJ0 | POWER CABLE, PREASSEMBLED | 290.17
6FX8002-5DG01-1CE0 | POWER CABLE, PREASSEMBLED | 558.21
6FX8002-5DG01-1FF0 | POWER CABLE, PREASSEMBLED | 1079.22
6FX8002-5DS06-1BG0 | POWER CABLE PREASSEMBLED | 446.67
6FX8002-5DS06-1BJ0 | POWER CABLE PREASSEMBLED | 474.24
6FX8002-5DG01-1HA0 | POWER CABLE, PREASSEMBLED | 1330.57
6FX8002-5DS11-1AC5 | POWER CABLE, PREASSEMBLED | 358.25
6FX8002-5DS11-1AD5 | POWER CABLE, PREASSEMBLED | 378.57
6FX8002-5DS14-1BH0 | POWER CABLE, PREASSEMBLED | 1185.02
6FX8002-2CB54-1AD1 | SIGNAL CABLE, PREASSEMBLED EXT. | 164.01
6FX8002-5DS14-1BK0 | POWER CABLE, PREASSEMBLED | 1256.23
6FX8002-5DS14-1CC0 | POWER CABLE, PREASSEMBLED | 1363.1
6FX8002-5DS14-1DA0 | POWER CABLE, PREASSEMBLED | 1648
6FX8002-5DS14-1EF0 | POWER CABLE, PREASSEMBLED | 2182.17
6FX8002-5CN46-1CD0 | POWER CABLE PREASSEMBLED | 636.2
6FX8002-5DS16-1BK0 | POWER CABLE PREASSEMBLED | 531.03
6FX8002-5DS16-1CA0 | POWER CABLE PREASSEMBLED | 546.98
6FX8002-2CF02-1AD5 | SIGNAL CABLE, PREASSEMBLED, | 189.12
6FX8002-2CF04-1DB0 | SIGNAL CABLE, PREASSEMBLED EXT. | 506.78
6FX8002-5DG22-1BC0 | POWER CABLE PREASSEMBLED | 435.02
6FX8002-5DG23-1AF0 | POWER CABLE, PREASSEMBLED | 1100.73
6FX8002-5CN51-1AF5 | POWER CABLE PREASSEMBLED | 510.32
6FX8002-2CN24-1AA6 | SIGNAL CABLE EXTENSION | 255.16
6FX8002-2CN24-1BA0 | SIGNAL CABLE EXTENSION | 356.29
6FX8002-2CP00-1AA6 | SIGNAL CABLE, PREASSEMBLED | 93.92
6FX8002-2CP00-1AA8 | SIGNAL CABLE, PREASSEMBLED | 93.92
6FX8002-5DG33-1BB0 | POWER CABLE, PREASSEMBLED | 2168.59
6FX8002-5CN64-1BD0 | POWER CABLE PREASSEMBLED | 698.04
6FX8002-5CN66-1BA0 | POWER CABLE PREASSEMBLED | 568.48
6FX8002-5CP10-1AG0 | POWER CABLE, PREASSEMBLED | 334.47
6FX8002-2DC00-1FF0 | SIGNAL CABLE, PREASSEMBLED | 757.97
6FX8002-5DG33-1EJ0 | POWER CABLE, PREASSEMBLED | 5827.26
6FX8002-5CP16-1CC0 | POWER CABLE PREASSEMBLED | 487.13
6FX8002-5CP17-1AD0 | POWER CABLE PREASSEMBLED | 224.59
6FX8002-5CP26-1BA0 | POWER CABLE PREASSEMBLED | 376.11
6FX8002-5CP27-1BA0 | POWER CABLE PREASSEMBLED | 332.92
6FX8002-2DC10-1AH1 | SIGNAL CABLE, PREASSEMBLED | 197.67
6FX8002-2DC10-1AH4 | SIGNAL CABLE, PREASSEMBLED | 197.67
6FX8002-5CN26-1CK0 | POWER CABLE PREASSEMBLED | 577.48
6FX8002-5CN26-1DC0 | POWER CABLE PREASSEMBLED | 609.29
6FX8002-5CN36-1AJ0 | POWER CABLE PREASSEMBLED | 370.34
6FX8002-5CN36-1AK0 | POWER CABLE PREASSEMBLED | 382.67
6FX8002-5CN36-1BB0 | POWER CABLE PREASSEMBLED | 407.36
6FX8002-5CN36-1BD5 | POWER CABLE PREASSEMBLED | 444.39
6FX8002-5DG11-1BD0 | POWER CABLE, PREASSEMBLED | 408.62
6FX8002-2CD01-1CG0 | SIGNAL CABLE, PREASSEMBLED, | 316.6
6FX8002-2CF02-1AC2 | SIGNAL CABLE, PREASSEMBLED, | 178.19
6FX8002-5DG11-1CF0 | POWER CABLE, PREASSEMBLED | 642.4
6FX8002-5DG11-1FA0 | POWER CABLE, PREASSEMBLED | 1125.91
6FX8002-5CN46-1AC0 | POWER CABLE PREASSEMBLED | 304.93
6FX8002-5CN46-1AF0 | POWER CABLE PREASSEMBLED | 352.27
6FX8002-5DS16-1AH0 | POWER CABLE PREASSEMBLED | 339.5
6FX8002-5DS16-1AK0 | POWER CABLE PREASSEMBLED | 371.43
6FX8002-5DS21-1DA5 | POWER CABLE, PREASSEMBLED | 913.78
6FX8002-5CN46-1DA0 | POWER CABLE PREASSEMBLED | 746.53
6FX8002-5CN46-1EA0 | POWER CABLE PREASSEMBLED | 904.29
6FX8002-5DG21-1CA0 | POWER CABLE, PREASSEMBLED | 568.84
6FX8002-5CN51-1JF0 | POWER CABLE PREASSEMBLED | 2465.01
6FX8002-5CN54-1BA5 | POWER CABLE PREASSEMBLED | 500.64
6FX8002-5DS26-1BF0 | POWER CABLE PREASSEMBLED | 491.19
6FX8002-5DS26-1DF0 | POWER CABLE PREASSEMBLED | 767.03
6FX8002-5CN56-1BE0 | POWER CABLE PREASSEMBLED | 549.89
6FX8002-5CN56-1BF0 | POWER CABLE PREASSEMBLED | 569.31
6FX8002-5DG31-1DA0 | POWER CABLE, PREASSEMBLED | 811.65
6FX8002-5DG32-1BA0 | POWER CABLE PREASSEMBLED | 426.16
6FX8002-2CR00-1AE0 | SIGNAL CABLE PREASSAMBLED | 147.58
6FX8002-5DG33-1BJ0 | POWER CABLE, PREASSEMBLED | 2862.71
6FX8002-5DG33-1CC0 | POWER CABLE, PREASSEMBLED | 3259.79
6FX8002-2CR00-1EA0 | SIGNAL CABLE PREASSAMBLED | 421.49
6FX8002-5DS36-1FA0 | POWER CABLE PREASSEMBLED | 1085.92
6FX8002-5DS41-1CK0 | POWER CABLE, PREASSEMBLED | 1089.71
6FX8002-5CP21-1BE0 | POWER CABLE, PREASSEMBLED | 556.69
6FX8002-5CP26-1AF0 | POWER CABLE PREASSEMBLED | 306.4
6FX8002-5CP41-1CF0 | POWER CABLE, PREASSEMBLED | 1113.84
6FX8002-5CP41-1EG0 | POWER CABLE, PREASSEMBLED | 1783.46
6FX8002-5DG43-1AD0 | POWER CABLE, PREASSEMBLED | 1507.68
6FX8002-5DG43-1AG0 | POWER CABLE, PREASSEMBLED | 1882.27
6FX8002-2DC10-1AJ8 | SIGNAL CABLE, PREASSEMBLED | 206.21
6FX8002-2AD04-1AD3 | SIGNAL CABLE, PREASSEMBLED EXT. | 214.74
6FX8002-2AH00-1AC0 | SIGNAL CABLE, PREASSEMBLED, | 109.51
6FX8002-2AH00-1CG0 | SIGNAL CABLE, PREASSEMBLED, | 305.08
6FX8002-2AH00-1EF0 | SIGNAL CABLE, PREASSEMBLED, | 459.88
6FX5002-5DN06-1BB7 | POWER CABLE PREASSEMBLED | 291.3
6FX5002-5DN06-1BC2 | POWER CABLE PREASSEMBLED | 297.85
6FX5002-5DN06-1BD0 | POWER CABLE PREASSEMBLED | 297.78
6FX8002-2CA12-1EA0 | SIGNAL CABLE PREASSEMBLED | 388.56
6FX8002-2CA20-1AC0 | SIGNAL CABLE PREASSAMBLED | 197.12
6FX8002-2CA20-1FA0 | SIGNAL CABLE PREASSAMBLED | 694.43
6FX8002-5CN06-1BK0 | POWER CABLE PREASSEMBLED | 413.06
6FX8002-5CN06-1DC0 | POWER CABLE PREASSEMBLED | 551
6FX5002-5DN11-1AK0 | POWER CABLE PREASSEMBLED | 370.66
6FX5002-5DN16-1AD0 | POWER CABLE PREASSEMBLED | 237.54
6FX8002-5DA15-1BJ3 | POWER CABLE, PREASSEMBLED EXT. | 631.71
6FX8002-2CA34-1HA0 | SIGNAL CABLE, PREASSEMBLED EXT. | 939.8
6FX8002-2CA80-1EF0 | SIGNAL CABLE, PREASSEMBLED | 648.42
6FX8002-5DA38-1AF5 | POWER CABLE, PREASSEMBLED EXT. | 530.19
6FX8002-5DA38-1AK5 | POWER CABLE, PREASSEMBLED EXT. | 607.62
6FX8002-5CN16-1CF0 | POWER CABLE PREASSEMBLED | 521.87
6FX8002-5DF14-1AF0 | POWER CABLE, PREASSEMBLED | 317.49
6FX5002-5DN26-1DA0 | POWER CABLE PREASSEMBLED | 463.06
6FX8002-2CA12-1AD0 | SIGNAL CABLE PREASSEMBLED | 104.01
6FX8002-5CN06-1BK5 | POWER CABLE PREASSEMBLED | 423.68
6FX8002-2CA31-1BF3 | SIGNAL CABLE, PREASSEMBLED, | 325.24
6FX8002-5CN06-1CD0 | POWER CABLE PREASSEMBLED | 455.51
6FX5002-5DN06-1HC0 | POWER CABLE PREASSEMBLED | 681.53
6FX5002-5DN11-1CA0 | POWER CABLE PREASSEMBLED | 483.37
6FX8002-5CN06-1EF0 | POWER CABLE PREASSEMBLED | 688.93
6FX5002-5DN16-1CC6 | POWER CABLE PREASSEMBLED | 399.38
6FX8002-5DA28-1EG0 | POWER CABLE, PREASSEMBLED EXT. | 1180.76
6FX8002-5DA38-1AC0 | POWER CABLE, PREASSEMBLED EXT. | 452.75
6FX8002-5DA38-1BB5 | POWER CABLE, PREASSEMBLED EXT. | 646.16
6FX8002-2CA34-1AE4 | SIGNAL CABLE, PREASSEMBLED EXT. | 227.01
6FX8002-5DA58-1BC5 | POWER CABLE, PREASSEMBLED EXT. | 816.09
6FX8002-5DA68-1AD5 | POWER CABLE, PREASSEMBLED EXT. | 622.92
6FX5002-5DN26-1AK0 | POWER CABLE PREASSEMBLED | 326.5
6FX8002-5CN16-1BH0 | POWER CABLE PREASSEMBLED | 423.16
6FX8002-5DA15-1CB0 | POWER CABLE, PREASSEMBLED EXT. | 671.45
6FX5002-5DN26-1BF0 | POWER CABLE PREASSEMBLED | 365.49
6FX8002-5CN26-1BA5 | POWER CABLE PREASSEMBLED | 386.47
6FX8002-5CN26-1DF0 | POWER CABLE PREASSEMBLED | 641.12
6FX8002-5CN27-1BF0 | POWER CABLE PREASSEMBLED | 360.7
6FX8002-5DG10-1AK0 | POWER CABLE PREASSEMBLED | 306.94
6FX8002-5DG10-1CA5 | POWER CABLE PREASSEMBLED | 508.45
6FX8002-5CN36-1CA0 | POWER CABLE PREASSEMBLED | 518.45
6FX8002-5DS06-1CA0 | POWER CABLE PREASSEMBLED | 501.81
6FX8002-2CB54-1EA0 | SIGNAL CABLE, PREASSEMBLED EXT. | 446.97
6FX8002-5CN41-1AD5 | POWER CABLE PREASSEMBLED | 437.1
6FX8002-5DG11-1GA0 | POWER CABLE, PREASSEMBLED | 1320.15
6FX8002-5DG12-1BA0 | POWER CABLE PREASSEMBLED | 350.57
6FX8002-5CN41-1DF0 | POWER CABLE PREASSEMBLED | 1057.2
6FX8002-5DS14-1CH0 | POWER CABLE, PREASSEMBLED | 1541.1
6FX8002-5CN46-1AH5 | POWER CABLE PREASSEMBLED | 399.58
6FX8002-5DS16-1BA0 | POWER CABLE PREASSEMBLED | 387.42
6FX8002-5CN46-1BG0 | POWER CABLE PREASSEMBLED | 525.76
6FX8002-2CF02-2CF0 | SIGNAL CABLE, PREASSEMBLED, | 1518.1
6FX8002-2CF04-1AB8 | SIGNAL CABLE, PREASSEMBLED EXT. | 189.42
6FX8002-5DS23-1AD5 | POWER CABLE PREASSEMBLED | 915.37
6FX8002-2CF04-1BF0 | SIGNAL CABLE, PREASSEMBLED EXT. | 332.04
6FX8002-5CN51-1BD0 | POWER CABLE PREASSEMBLED | 683.5
6FX8002-5CN51-1CC0 | POWER CABLE PREASSEMBLED | 906.17
6FX8002-5DG23-1GA0 | POWER CABLE, PREASSEMBLED | 4280.31
6FX8002-2CG00-1BD3 | SIGNAL CABLE, PREASSEMBLED, | 222.03
6FX8002-5DS31-1DH0 | POWER CABLE, PREASSEMBLED | 1126
6FX8002-2CP00-1BC0 | SIGNAL CABLE, PREASSEMBLED | 165.44
6FX8002-5CN56-1BB5 | POWER CABLE PREASSEMBLED | 510.85
6FX8002-5CN56-1DA0 | POWER CABLE PREASSEMBLED | 861.65
6FX8002-5DG33-1AK0 | POWER CABLE, PREASSEMBLED | 1970.16
6FX8002-5CP10-1BF0 | POWER CABLE, PREASSEMBLED | 461.79
6FX8002-2CQ31-1GF0 | SIGNAL CABLE, PREASSEMBLED, | 863.5
6FX8002-5CP11-1AD0 | POWER CABLE, PREASSEMBLED | 349.01
6FX8002-2DC00-1CD0 | SIGNAL CABLE, PREASSEMBLED | 384.21
6FX8002-5DS36-1EA0 | POWER CABLE PREASSEMBLED | 926.31
6FX8002-2DC10-1AA4 | SIGNAL CABLE, PREASSEMBLED | 138.19
6FX8002-5DS46-1AG0 | POWER CABLE PREASSEMBLED | 403.81
6FX8002-2DC10-1AC6 | SIGNAL CABLE, PREASSEMBLED | 155.18
6FX8002-5DS46-1BF0 | POWER CABLE PREASSEMBLED | 577.51
6FX8002-5DG42-1DA0 | POWER CABLE PREASSEMBLED | 1123.86
6FX8002-5DG43-1AJ0 | POWER CABLE, PREASSEMBLED | 2134.31
6FX8002-5CP42-1CA0 | POWER CABLE, PREASSEMBLED | 958.06
6FX8002-5CN05-1BG5 | POWER CABLE PREASSEMBLED EXT. | 466.41
6FX5002-5DN06-1AF5 | POWER CABLE PREASSEMBLED | 252.29
6FX8002-2AH04-1AB0 | SIGNAL CABLE, PREASSEMBLED,EXT. | 140.42
6FX8002-5CP45-1BA0 | POWER CABLE PREASSEMBLED | 560.92
6FX8002-5DG43-1BG0 | POWER CABLE, PREASSEMBLED | 3137.93
6FX8002-5DG43-1CC0 | POWER CABLE, PREASSEMBLED | 3877.93
6FX8002-5CS56-1DG0 | POWER CABLE PREASSEMBLED | 978.6
6FX8002-5CX18-1AG5 | POWER CABLE, PREASSEMBLED EXT. | 1933.63
6FX8002-2AH11-1AD0 | SIGNAL CABLE PREASSAMBLED | 138.65
6FX8002-2BB01-1AA3 | SIGNAL CABLE, PREASSEMBLED, | 57.1
6FX8002-5CN06-1AF5 | POWER CABLE PREASSEMBLED | 275.08
6FX8002-5DA05-1CJ0 | POWER CABLE, PREASSEMBLED EXT. | 730.94
6FX8002-5CN06-1BA0 | POWER CABLE PREASSEMBLED | 317.55
6FX8002-5CN06-1BC5 | POWER CABLE PREASSEMBLED | 349.37
6FX8002-5DA05-1FA0 | POWER CABLE, PREASSEMBLED EXT. | 1100.73
6FX8002-2CA34-1AB2 | SIGNAL CABLE, PREASSEMBLED EXT. | 194.06
6FX5002-5DN06-1CG0 | POWER CABLE PREASSEMBLED | 382.35
6FX5002-5DN06-1DF0 | POWER CABLE PREASSEMBLED | 440.89
6FX5002-5DN06-1EA0 | POWER CABLE PREASSEMBLED | 473.37
6FX5002-5DN16-1BA0 | POWER CABLE PREASSEMBLED | 294.18
6FX8002-5CN11-1BC0 | POWER CABLE PREASSEMBLED | 466.38
6FX8002-5CN11-1BE0 | POWER CABLE PREASSEMBLED | 497.71
6FX8002-5DA48-1AJ5 | POWER CABLE, PREASSEMBLED EXT. | 624.8
6FX8002-5DA48-1CE0 | POWER CABLE, PREASSEMBLED EXT. | 976.99
6FX5002-5DN16-2AA0 | POWER CABLE PREASSEMBLED | 1022.52
6FX8002-5DA58-1AD5 | POWER CABLE, PREASSEMBLED EXT. | 551.82
6FX8002-5CN26-1BH0 | POWER CABLE PREASSEMBLED | 450.13
6FX8002-5CN26-1CA0 | POWER CABLE PREASSEMBLED | 481.97
6FX8002-5CN26-1EA0 | POWER CABLE PREASSEMBLED | 694.2
6FX8002-5CN27-1AJ0 | POWER CABLE PREASSEMBLED | 286.45
6FX8002-5DG10-1BJ0 | POWER CABLE PREASSEMBLED | 458.07
6FX8002-5DG10-1EA0 | POWER CABLE PREASSEMBLED | 827.4
6FX8002-5CN36-1AE5 | POWER CABLE PREASSEMBLED | 333.28
6FX8002-5CN36-1AG0 | POWER CABLE PREASSEMBLED | 345.61
6FX8002-2CB54-1AA3 | SIGNAL CABLE, PREASSEMBLED EXT. | 140.42
6FX8002-2CB54-1CD0 | SIGNAL CABLE, PREASSEMBLED EXT. | 313.86
6FX8002-5DG11-1AD0 | POWER CABLE, PREASSEMBLED | 215.05
6FX8002-5DG11-1AG0 | POWER CABLE, PREASSEMBLED | 273.33
6FX8002-2CC81-1BC0 | SIGNAL CABLE PREASSEMBLED, | 284.44
6FX8002-5DS14-1EB0 | POWER CABLE, PREASSEMBLED | 2039.76
6FX8002-5CN41-1BE0 | POWER CABLE PREASSEMBLED | 637.14
6FX8002-5CN46-1AG0 | POWER CABLE PREASSEMBLED | 368.04
6FX8002-5CN46-1AJ0 | POWER CABLE PREASSEMBLED | 399.58
6FX8002-5DG21-1AB0 | POWER CABLE, PREASSEMBLED | 250.35
6FX8002-5DG23-1AD0 | POWER CABLE, PREASSEMBLED | 985.05
6FX8002-5DG23-1AG0 | POWER CABLE, PREASSEMBLED | 1158.54
6FX8002-5DG23-1AJ0 | POWER CABLE, PREASSEMBLED | 1274.16
6FX8002-5DN36-1AH0 | POWER CABLE PREASSEMBLED | 399.67
6FX8002-5DN36-1AJ0 | POWER CABLE PREASSEMBLED | 415.67
6FX8002-7HY22-1AB6 | HYBRID CABLE, PREASSEMBLED | 437.63
6FX8002-7HY22-1AF5 | HYBRID CABLE, PREASSEMBLED | 534.32
6FX8002-5DN36-1EA0 | POWER CABLE PREASSEMBLED | 926.31
6FX8002-5DN36-1FF0 | POWER CABLE PREASSEMBLED | 1165.73
6FX8002-7HY22-1CC8 | HYBRID CABLE, PREASSEMBLED | 945.27
6FX8002-7HY22-1CD0 | HYBRID CABLE, PREASSEMBLED | 945.27
6GF3540-8AC41 | MV500 protective barrel IR | 919.77
6FX8002-8QE04-1BA0 | ONE-CABLE-CONNECTION EXTENSION | 306.53
6GF3560-8EA03-0FF0 | MV560 Fixed-focus lens f=25 mm | 2380.46
6FX8002-5DN46-1AD0 | POWER CABLE PREASSEMBLED | 345.88
6FX8002-5DN46-1BB5 | POWER CABLE PREASSEMBLED | 519.62
6FX8002-5DN56-1BF0 | POWER CABLE PREASSEMBLED | 657.02
6FX8002-5DN56-1CA1 | POWER CABLE PREASSEMBLED | 802.4
6FX8002-5DN56-1DA0 | POWER CABLE PREASSEMBLED | 1020.54
6FX8002-5DN56-1DB0 | POWER CABLE PREASSEMBLED | 1044.77
6FX8002-8QN08-1AG0 | ONE-CABLE-CONNECTION ASSEMBLY | 247.96
6FX8002-5CN06-1AD5 | POWER CABLE PREASSEMBLED | 253.89
6FX8002-5CX18-1BB0 | POWER CABLE, PREASSEMBLED EXT. | 2083.65
6FX5002-5DN06-1BF0 | POWER CABLE PREASSEMBLED | 310.8
6FX8002-5DA05-1AJ1 | POWER CABLE, PREASSEMBLED EXT. | 412.46
6FX8002-2CA12-1AH0 | SIGNAL CABLE PREASSEMBLED | 134.78
6FX8002-5CN06-1BF5 | POWER CABLE PREASSEMBLED | 381.2
6FX8002-5CN06-1CC5 | POWER CABLE PREASSEMBLED | 455.49
6FX8002-2CA24-1AK0 | SIGNAL CABLE PREASSAMBLED | 345.07
6FX5002-5DN06-1GC0 | POWER CABLE PREASSEMBLED | 616.47
6FX5002-5DN06-1KA0 | POWER CABLE PREASSEMBLED | 798.54
6FX8002-5DA28-1CD0 | POWER CABLE, PREASSEMBLED EXT. | 794.78
6FX8002-5CN11-1GC0 | POWER CABLE PREASSEMBLED | 1249.04
6FX8002-5DA38-1AD5 | POWER CABLE, PREASSEMBLED EXT. | 491.28
6FX8002-5DA38-1CJ0 | POWER CABLE, PREASSEMBLED EXT. | 957.51
6FX8002-2CA80-1FG0 | SIGNAL CABLE, PREASSEMBLED | 769.3
6FX8002-5DA68-1CB0 | POWER CABLE, PREASSEMBLED EXT. | 1322.23
6FX5002-5DN26-1AH0 | POWER CABLE PREASSEMBLED | 313.45
6FX8002-5CN21-1AF0 | POWER CABLE PREASSEMBLED | 419.63
6FX8002-5CN26-1BA0 | POWER CABLE PREASSEMBLED | 375.85
6FX8002-5CN31-1AJ0 | POWER CABLE PREASSEMBLED | 479.95
6FX8002-5DG01-1CF0 | POWER CABLE, PREASSEMBLED | 575.11
6FX8002-5DG10-1BD0 | POWER CABLE PREASSEMBLED | 374.1
6FX8002-5DS06-1CB0 | POWER CABLE PREASSEMBLED | 515.6
6FX8002-5DS06-1DA0 | POWER CABLE PREASSEMBLED | 639.73
6FX8002-5DS11-1CK2 | POWER CABLE, PREASSEMBLED | 904.68
6FX8002-5CN36-1DA0 | POWER CABLE PREASSEMBLED | 641.93
6FX8002-2CD24-1AF0 | SIGNAL CABLE, PREASSEMBLED | 159.3
6FX8002-5DG11-1DD0 | POWER CABLE, PREASSEMBLED | 795.48
6FX8002-5DS14-1CD0 | POWER CABLE, PREASSEMBLED | 1398.67
6FX8002-5DS14-1CJ0 | POWER CABLE, PREASSEMBLED | 1576.77
6FX8002-5CN46-1BE0 | POWER CABLE PREASSEMBLED | 494.18
6FX8002-5DS16-1CB0 | POWER CABLE PREASSEMBLED | 562.94
6FX8002-5DS16-1FA0 | POWER CABLE PREASSEMBLED | 1025.72
6FX8002-5DS23-1BG0 | POWER CABLE PREASSEMBLED | 1648.89
6FX8002-5DS23-1GA0 | POWER CABLE PREASSEMBLED | 4338.43
6FX8002-5CN51-1BC0 | POWER CABLE PREASSEMBLED | 658.8
6FX8002-5DG23-1BB0 | POWER CABLE, PREASSEMBLED | 1447.54
6FX8002-5CN54-1AG5 | POWER CABLE PREASSEMBLED | 401.64
6FX8002-5DS26-1CA0 | POWER CABLE PREASSEMBLED | 560.15
6FX8002-5DN31-1DC0 | POWER CABLE PREASSEMBLED | 1024.38
6FX8002-5DN36-1BC0 | POWER CABLE PREASSEMBLED | 479.51
6FX8002-7HY22-1AH0 | HYBRID CABLE, PREASSEMBLED | 558.48
6FX8002-7HY22-1BF0 | HYBRID CABLE, PREASSEMBLED | 751.86
6FX8002-7HY22-1CB6 | HYBRID CABLE, PREASSEMBLED | 921.09
6FX8002-7HY22-1CE7 | HYBRID CABLE, PREASSEMBLED | 993.59
6FX8002-5DN41-1AF0 | POWER CABLE PREASSEMBLED | 498.68
6FX8002-7HY22-1FK5 | HYBRID CABLE, PREASSEMBLED | 1839.71
6FX8002-8QE04-1AC8 | ONE-CABLE-CONNECTION EXTENSION | 202.28
6FX8002-8QE21-1FA0 | ONE-CABLE-CONNECTION EXTENSION | 2080.91
6FX8002-8QN04-1AB0 | ONE-CABLE-CONNECTION ASSEMBLY | 153.49
6FX8002-5DN56-1AF0 | POWER CABLE PREASSEMBLED | 414.63
6FX8002-5DN56-1BE0 | POWER CABLE PREASSEMBLED | 632.81
6FX8002-5DN56-1EA0 | POWER CABLE PREASSEMBLED | 1262.93
6FX8002-5DN64-1CH0 | POWER CABLE PREASSEMBLED | 1438.11
6FX8002-8QN08-1AD0 | ONE-CABLE-CONNECTION ASSEMBLY | 195.7
6FX8002-5DQ15-1BJ0 | POWER CABLE EXTENSION | 612.08
6FX8002-5DQ28-1AF0 | POWER CABLE PREASSEMBLED EXT. | 493.22
6FX8002-5DQ38-1BG0 | POWER CABLE PREASSEMBLED EXT. | 723.68
6FX8002-8QN08-1AK0 | ONE-CABLE-CONNECTION ASSEMBLY | 300.21
6FX8002-5DQ58-1BC0 | POWER CABLE PREASSEMBLED EXT. | 787.15
6FX8002-5DQ58-1BJ2 | POWER CABLE PREASSEMBLED EXT. | 992.73
6FX8002-5DS06-1AA3 | POWER CABLE PREASSEMBLED | 239.79
6FX8002-5CN31-1BC5 | POWER CABLE PREASSEMBLED | 558.21
6FX5002-5DN27-1BA0 | POWER CABLE PREASSEMBLED | 268.45
6FX8002-5DS06-1BE0 | POWER CABLE PREASSEMBLED | 419.04
6FX8002-5CN31-1CB0 | POWER CABLE PREASSEMBLED | 683.42
6FX8002-5CN31-1EA0 | POWER CABLE PREASSEMBLED | 980.91
6FX8002-5CN36-1BD0 | POWER CABLE PREASSEMBLED | 432.07
6FX8002-5CN36-1CE0 | POWER CABLE PREASSEMBLED | 567.84
6FX8002-5DS06-1DB0 | POWER CABLE PREASSEMBLED | 653.52
6FX8002-5DS06-1FA0 | POWER CABLE PREASSEMBLED | 915.52
6FX8002-2CE31-1BG0 | SIGNAL CABLE, PREASSEMBLED | 409.51
6FX8002-5DG11-1DG0 | POWER CABLE, PREASSEMBLED | 853.76
6FX8002-5DG12-1AB0 | POWER CABLE PREASSEMBLED | 176.35
6FX8002-5DG12-1DA0 | POWER CABLE PREASSEMBLED | 737.65
6FX8002-2CF02-1FC0 | SIGNAL CABLE, PREASSEMBLED, | 715.22
6FX8002-2CF04-1AA8 | SIGNAL CABLE, PREASSEMBLED EXT. | 178.44
6FX8002-5DS17-1HA0 | POWER CABLE PREASSEMBLED | 3104.32
6FX8002-5DS17-1HE0 | POWER CABLE PREASSEMBLED | 3240.57
6FX8002-5CN51-1BE0 | POWER CABLE PREASSEMBLED | 708.35
6FX8002-5CN51-1BH0 | POWER CABLE PREASSEMBLED | 782.54
6FX8002-5DS26-1BC0 | POWER CABLE PREASSEMBLED | 449.85
6FX8002-5DS26-1BJ0 | POWER CABLE PREASSEMBLED | 532.59
6FX8002-5DN36-1BF0 | POWER CABLE PREASSEMBLED | 527.4
6FX8002-5DN36-1CA0 | POWER CABLE PREASSEMBLED | 607.17
6FX8002-5DN36-1CB0 | POWER CABLE PREASSEMBLED | 623.12
6FX8002-5DN41-1EH0 | POWER CABLE PREASSEMBLED | 1528.15
6FX8002-7HY22-1CF4 | HYBRID CABLE, PREASSEMBLED | 1017.77
6FX8002-7HY22-1CK5 | HYBRID CABLE, PREASSEMBLED | 1114.51
6FX8002-7HY22-1DH8 | HYBRID CABLE, PREASSEMBLED | 1307.87
6FX8002-8QN04-1AD0 | ONE-CABLE-CONNECTION ASSEMBLY | 183.25
6FX8002-5DN46-1CD0 | POWER CABLE PREASSEMBLED | 731.93
6FX8002-5DN46-1FF0 | POWER CABLE PREASSEMBLED | 1349.63
6FX8002-5DN51-1AE0 | POWER CABLE PREASSEMBLED | 506.27
6FX8002-5DN51-1BH0 | POWER CABLE PREASSEMBLED | 906.02
6FX8002-8QN04-1AG0 | ONE-CABLE-CONNECTION ASSEMBLY | 227.92
6FX8002-5DQ28-1BD8 | POWER CABLE PREASSEMBLED EXT. | 644.3
6FX8002-5DQ38-1AH0 | POWER CABLE PREASSEMBLED EXT. | 549.39
6FX8002-5DQ38-1AJ0 | POWER CABLE PREASSEMBLED EXT. | 568.76
6FX8002-5DQ38-1BB0 | POWER CABLE PREASSEMBLED EXT. | 626.83
6GK5991-1AD00-8AC0 | SFP991-1 (10 pieces) | 1513.32
6FX8002-8QN11-1BF0 | ONE-CABLE-CONNECTION ASSEMBLY | 516.64
6FX8008-1BA41-2FA0 | POWER CABLE,SOLD BY THE METER, | 4798.22
6FX8008-1BA51-1EF0 | POWER CABLE, SOLD BY THE METER | 2033.88
6FX8008-1BA61-1AF0 | POWER CABLE, SOLD BY THE METER | 329.08
6FX8008-1BA61-1CF0 | POWER CABLE, SOLD BY THE METER | 1582.39
6FX8012-5CN01-1CE0 | POWER CABLE PREASSEMBLED | 599.15
6FX8012-5CN01-1CJ0 | POWER CABLE PREASSEMBLED | 653
6GK1716-0HB16-0AC0 | HARDNET-IE S7 REDCONNECT PP V16 | 1930.84
6GK1716-0HB16-0AK0 | HARDNET-IE S7 REDCONNECT V16 DL | 3148.01
6FX8012-5CS17-1BF0 | POWER CABLE PREASSEMBLED | 1121.57
6GK1724-2VH03-0BV0 | SINEMA RC UMC License | 1365.79
6FX8012-5DA48-1AD0 | POWER CABLE, PREASSEMBLED EXT. | 484.19
6FX8012-5DN01-1CA0 | POWER CABLE, PREASSEMBLED | 645.26
6FX8012-5DN06-1BG0 | POWER CABLE PREASSEMBLED | 446.67
6FX8012-5DN06-1CE0 | POWER CABLE PREASSEMBLED | 556.94
6FX8012-5DN16-1AJ0 | POWER CABLE PREASSEMBLED | 355.51
6FX8012-5DN16-1BB0 | POWER CABLE PREASSEMBLED | 403.37
6FX8012-5DN16-1CA0 | POWER CABLE PREASSEMBLED | 546.98
6FX8012-5DQ48-1AG4 | POWER CABLE PREASSEMBLED EXT. | 577.37
6FX8012-5DQ58-1AG5 | POWER CABLE PREASSEMBLED EXT. | 640.33
6FX8012-5DQ58-1AJ5 | POWER CABLE PREASSEMBLED EXT. | 699.06
6FX8012-5DS06-1AF0 | POWER CABLE PREASSEMBLED | 294.95
6SL3220-1YC10-0UF0 | G120X IP20 200...240V 0.75kW FSA UF | 715.97
6FX8002-8QN08-1AH0 | ONE-CABLE-CONNECTION ASSEMBLY | 265.37
6FX8002-5DQ15-1AC5 | POWER CABLE EXTENSION | 321.7
6FX8002-5DQ15-1AK0 | POWER CABLE EXTENSION | 437.83
6GK1704-0HB16-0AA0 | SOFTNET-IE S7 REDCONNECT V16 | 6993.34
6FX8002-8QN11-1AB0 | ONE-CABLE-CONNECTION ASSEMBLY | 192.16
6FX8002-8QN11-1AF0 | ONE-CABLE-CONNECTION ASSEMBLY | 284.88
6FX8002-5DQ48-1AJ0 | POWER CABLE PREASSEMBLED EXT. | 600.8
6FX8002-5DS06-1AK5 | POWER CABLE PREASSEMBLED | 363.91
6GK5992-1AL00-8AC0 | SFP992-1 (10 pieces) | 2682.7
6GK5992-1AM00-8AC0 | SFP992-1LD ( 10 pieces) | 3893.33
6GK1704-1LW16-0AK0 | SOFTNET-IE S7 LEAN V16 DL | 700.02
6FX8008-1BB61-1DC0 | POWER CABLE,SOLD BY THE METER, | 1544.66
6FX8008-1BB61-3AA0 | POWER CABLE,SOLD BY THE METER, | 9565.8
6FX8012-2EQ14-1AD0 | SIGNAL CABLE, PREASSEMBLED EXT. | 207.25
6FX8012-2EQ31-1BC0 | SIGNAL CABLE, PREASSEMBLED, | 281.22
6FX8012-5CN41-1CE0 | POWER CABLE PREASSEMBLED | 837.13
6FX8012-5CN46-1AE0 | POWER CABLE PREASSEMBLED | 336.45
6FX8012-5CQ58-1BC2 | POWER CABLE EXTENSION | 718.33
6FX8012-5CQ58-1BE0 | POWER CABLE EXTENSION | 741.85
6FX8012-5DN01-1DJ0 | POWER CABLE, PREASSEMBLED | 960.31
6FX8012-5DN01-1EA0 | POWER CABLE, PREASSEMBLED | 995.32
6FX8012-5DN05-1AC0 | POWER CABLE PREASSEMBLED EXT. | 294.91
6FX8012-5DN05-1AJ0 | POWER CABLE PREASSEMBLED EXT. | 395.62
6FX8012-5DN46-1BK0 | POWER CABLE PREASSEMBLED | 654.72
6FX8012-5DN46-1CA0 | POWER CABLE PREASSEMBLED | 674.04
6GK5206-2RS00-5AC2 | SCALANCE XC206-2G PoE (DC 54 V) | 2162.16
6SL3210-5HE11-5UF0 | SINAMICS S210, 3AC 400V, 1.5kW | 1475.71
6SL3210-5HE17-0UF0 | SINAMICS S210, 3AC 400V, 7.0kW | 3429.35
6SL3097-5BD00-0RP | FH Communication S120_6SL3097-5BD00-0RP1 | 84.36
6SL3220-1YC18-0UP0 | G120X IP20 200...240V 3kW FSB UF | 907.92
6SL3220-1YC18-1UP0 | G120X IP20 200...240V 3kW FSB UF | 1020.04
6SL3220-1YC20-0UB0 | G120X IP20 200...240V 4kW FSB UF | 853.59
6SL3220-1YC20-0UF0 | G120X IP20 200...240V 4kW FSB UF | 990.48
6SL3220-1YC28-1UB0 | G120X IP20 200...240V 15kW FSD UF | 2458.76
6SL3077-0AA05-2AH0 | SINAMICS TEC HEM 6SL3077-0AA05-2AH0 | 8354.88
6SL3220-1YC28-1UP0 | G120X IP20 200...240V 15kW FSD UF | 2590.65
6SL3220-1YE14-1AP0 | G120X IP20 380...480V 1.5kW FSA C2 | 1069.52
6SL3220-1YE14-1UF0 | G120X IP20 380...480V 1.5kW FSA UF | 995.24
6SL3220-1YE16-0AP0 | G120X IP20 380...480V 2.2kW FSA C2 | 1022.61
6SL3220-1YE16-1AB0 | G120X IP20 380...480V 2.2kW FSA C2 | 1002.84
6SL3220-2YC20-1UB0 | G120X IP20 200...240V 4kW FSB UF | 1018.46
6SL3220-2YC22-0UB0 | G120X IP20 200...240V 5.5kW FSC UF | 1250.09
6SL3220-1YE22-1UP0 | G120X IP20 380...480V 5.5kW FSB UF | 1362.36
6SL3220-1YE24-0UB0 | G120X IP20 380...480V 7.5kW FSB UF | 1342.99
6SL3220-1YE24-0UF0 | G120X IP20 380...480V 7.5kW FSB UF | 1479.87
6SL3220-2YC28-0UF0 | G120X IP20 200...240V 15kW FSD UF | 2536.29
6SL3220-2YC28-1UB0 | G120X IP20 200...240V 15kW FSD UF | 2511.53
6SL3220-1YE28-1UF0 | G120X IP20 380...480V 15kW FSC UF | 2441.47
6SL3220-1YE30-0AB0 | G120X IP20 380...480V 18.5kW FSD C2 | 2897.34
6SL3220-2YC40-1UP0 | G120X IP20 200...240V 55kW FSF UF | 7500.58
6SL3220-2YE10-0UP0 | G120X IP20 380...480V 0.75kW FSA UF | 867.74
6SL3220-1YE34-1AB0 | G120X IP20 380...480V 30kW FSD C2 | 4347.64
6SL3220-1YE34-1AF0 | G120X IP20 380...480V 30kW FSD C2 | 4484.54
6SL3220-1YE42-0AB0 | G120X IP20 380...480V 75kW FSF C2 | 8504.05
6SL3220-1YE42-0UB0 | G120X IP20 380...480V 75kW FSF UF | 7777.47
6SL3220-1YE42-0UP0 | G120X IP20 380...480V 75kW FSF UF | 7909.38
6SL3220-1YE42-1AF0 | G120X IP20 380...480V 75kW FSF C2 | 8753.05
6SL3220-1YE46-1AB0 | G120X IP20 380...480V 110kW FSF C2 | 11599.77
6FX8002-5DS06-1AJ0 | POWER CABLE PREASSEMBLED | 336.34
6FX8008-1BA31-4AA0 | POWER CABLE,SOLD BY THE METER, | 7713.65
6FX8008-1BA35-1FA0 | POWER CABLE, SOLD BY THE METER, | 6822.8
6FX8008-1BB51-1DD0 | POWER CABLE, SOLD BY THE METER | 1225.12
6FX8008-1BB51-1FA0 | POWER CABLE, SOLD BY THE METER | 1848.04
6GK1713-5CB16-0AA0 | HARDNET-PB S7 V16 | 895.15
6FX8012-5CN01-1BG5 | POWER CABLE PREASSEMBLED | 504.89
6FX8012-5CN05-1AB3 | POWER CABLE PREASSEMBLED EXT. | 273.15
6FX8012-5CN41-1BC0 | POWER CABLE PREASSEMBLED | 597.17
6FX8012-5CS01-1BK0 | POWER CABLE, PREASSEMBLED | 531.87
6GT2812-2EA01 | Antenna RF622A FCC | 375.93
6FX8012-5DN01-1CK0 | POWER CABLE, PREASSEMBLED | 802.82
6FX8012-5DN01-1DG0 | POWER CABLE, PREASSEMBLED | 925.31
6FX8012-5DN05-1BB2 | POWER CABLE PREASSEMBLED EXT. | 462.78
6FX8012-5DN05-1BG0 | POWER CABLE PREASSEMBLED EXT. | 529.96
6FX8012-5DN31-1AJ0 | POWER CABLE PREASSEMBLED | 538.21
6FX8012-5DQ15-1BF0 | POWER CABLE EXTENSION | 554
6FX8012-5DS06-1CF0 | POWER CABLE PREASSEMBLED | 570.77
6SL3070-4AA01-0XL8 | SINAMICS DCC Combo SUS DVD | 402.04
6SL3074-0AA02-0AH0 | eCoL license high output frequency | 92.65
6SL3220-1YC14-0UF0 | G120X IP20 200...240V 1.5kW FSA UF | 769.69
6SL3220-1YC16-1UB0 | G120X IP20 200...240V 2.2kW FSB UF | 792.64
6SL3220-1YC20-0UP0 | G120X IP20 200...240V 4kW FSB UF | 985.48
6SL3074-0AA07-1AH0 | eCoL Dynamic grid support S01 - Booksize | 716.48
6SL3074-7AA04-0AH0 | eCoL EPOS | 190.96
6SL3220-1YC26-0UF0 | G120X IP20 200...240V 11kW FSD UF | 1957.71
6SL3077-0AA02-0AH0 | eCoL TEC-Function DCDCCONV | 556.17
6SL3220-1YC30-1UF0 | G120X IP20 200...240V 18.5kW FSD UF | 3046.35
6SL3220-1YC32-1UP0 | G120X IP20 200...240V 22kW FSE UF | 3576.88
6SL3220-1YE12-0AP0 | G120X IP20 380...480V 1.1kW FSA C2 | 900.43
6SL3220-1YE12-1UP0 | G120X IP20 380...480V 1.1kW FSA UF | 941.14
6SL3220-1YE16-1UP0 | G120X IP20 380...480V 2.2kW FSA UF | 1046.39
6SL3220-1YE18-1AP0 | G120X IP20 380...480V 3kW FSA C2 | 1265.02
6SL3220-1YE20-1UP0 | G120X IP20 380...480V 4kW FSB UF | 1250.03
6SL3220-2YC18-1UB0 | G120X IP20 200...240V 3kW FSB UF | 940.9
6SL3220-1YE24-1UP0 | G120X IP20 380...480V 7.5kW FSB UF | 1587
6SL3220-1YE28-0AB0 | G120X IP20 380...480V 15kW FSC C2 | 2464.28
6SL3220-2YC26-1UP0 | G120X IP20 200...240V 11kW FSD UF | 2117.61
6SL3220-1YE28-0UP0 | G120X IP20 380...480V 15kW FSC UF | 2324.36
6SL3220-1YE30-0UB0 | G120X IP20 380...480V 18.5kW FSD UF | 2613.69
6SL3220-1YE30-1AB0 | G120X IP20 380...480V 18.5kW FSD C2 | 3009.45
6SL3220-1YE32-1UB0 | G120X IP20 380...480V 22kW FSD UF | 3226.29
6SL3200-6AM14-1BH0 | G120P BT Bundle IP55 A B 380-480V 1.5kW | 1165.25
6SL3220-2YE10-1AF0 | G120X IP20 380...480V 0.75kW FSA C2 | 1049.73
6SL3220-2YE12-1AB0 | G120X IP20 380...480V 1.1kW FSA C2 | 933.41
6SL3220-1YE38-0UB0 | G120X IP20 380...480V 45kW FSE UF | 5406.6
6SL3220-2YE16-0AF0 | G120X IP20 380...480V 2.2kW FSA C2 | 1080.36
6SL3220-1YE44-1UB0 | G120X IP20 380...480V 90kW FSF UF | 9380.46
6SL3220-2YE18-0AF0 | G120X IP20 380...480V 3kW FSA C2 | 1210.66
6SL3220-2YE22-0AB0 | G120X IP20 380...480V 5.5kW FSB C2 | 1327.3
6SL3220-2YE22-0AP0 | G120X IP20 380...480V 5.5kW FSB C2 | 1459.21
6SL3220-1YE50-1AB0 | G120X IP20 380...480V 160kW FSG C2 | 15840.96
6SL3220-1YE52-0AB0 | G120X IP20 380...480V 200kW FSG C2 | 18153.16
6SL3220-2YE28-1AB0 | G120X IP20 380...480V 15kW FSC C2 | 2629.17
6SL3220-1YE52-1AP0 | G120X IP20 380...480V 200kW FSG C2 | 18397.17
6SL3220-2YE32-1AB0 | G120X IP20 380...480V 22kW FSD C2 | 3593.98
6SL3220-1YE54-1CF0 | G120X IP20 380...480V 250kW FSG C3 | 20419.98
6SL3220-1YE64-0CP0 | G120X IP20 380...480V 500kW FSJ C3 | 40993.99
6SL3074-0AA07-0AH0 | eCoL Dynamic grid support (S01)-Chassis | 1463.79
6SL3220-1YC10-1UF0 | G120X IP20 200...240V 0.75kW FSA UF | 828.07
6SL3220-1YC12-0UP0 | G120X IP20 200...240V 1.1kW FSA UF | 722.9
6SL3220-1YC24-0UF0 | G120X IP20 200...240V 7.5kW FSC UF | 1574.61
6SL3220-1YC24-0UP0 | G120X IP20 200...240V 7.5kW FSC UF | 1569.64
6SL3220-1YC24-1UB0 | G120X IP20 200...240V 7.5kW FSC UF | 1549.83
6SL3220-1YC24-1UP0 | G120X IP20 200...240V 7.5kW FSC UF | 1681.74
6SL3220-1YC36-0UP0 | G120X IP20 200...240V 37kW FSF UF | 5089.87
6SL3162-1AA04-0AX0 | SINAMICS S120 BOOKSIZE SLM 5/10kW PLUG | 15.59
6SL3220-1YC40-1UB0 | G120X IP20 200...240V 55kW FSF UF | 7315.9
6SL3220-1YE10-0AF0 | G120X IP20 380...480V 0.75kW FSA C2 | 884.84
6SL3220-1YE10-1AB0 | G120X IP20 380...480V 0.75kW FSA C2 | 860.09
6SL3220-1YE20-0AB0 | G120X IP20 380...480V 4kW FSB C2 | 1141.98
6SL3220-1YE20-0UF0 | G120X IP20 380...480V 4kW FSB UF | 1142.9
6SL3220-1YE20-0UP0 | G120X IP20 380...480V 4kW FSB UF | 1137.92
6SL3220-1YE20-1AB0 | G120X IP20 380...480V 4kW FSB C2 | 1254.08
6SL3220-1YE28-0AF0 | G120X IP20 380...480V 15kW FSC C2 | 2601.17
6SL3220-2YC24-0UB0 | G120X IP20 200...240V 7.5kW FSC UF | 1490.5
6SL3220-2YC26-1UB0 | G120X IP20 200...240V 11kW FSD UF | 1985.7
6SL3220-1YE32-0AB0 | G120X IP20 380...480V 22kW FSD C2 | 3429.09
6SL3220-2YC34-0UB0 | G120X IP20 200...240V 30kW FSE UF | 4197.82
6SL3220-2YC40-1UB0 | G120X IP20 200...240V 55kW FSF UF | 7368.69
6SL3220-1YE32-1AB0 | G120X IP20 380...480V 22kW FSD C2 | 3541.21
6SL3220-2YE14-0UP0 | G120X IP20 380...480V 1.5kW FSA UF | 930.92
6SL3220-2YE14-1AF0 | G120X IP20 380...480V 1.5kW FSA C2 | 1127.29
6SL3220-1YE36-1AP0 | G120X IP20 380...480V 37kW FSD C2 | 5307.38
6SL3220-1YE36-1UB0 | G120X IP20 380...480V 37kW FSD UF | 4745.06
6SL3220-2YE18-1AP0 | G120X IP20 380...480V 3kW FSA C2 | 1317.79
6SL3220-2YE18-1UF0 | G120X IP20 380...480V 3kW FSA UF | 1216.51
6SL3220-2YE20-0UP0 | G120X IP20 380...480V 4kW FSB UF | 1190.69
6SL3220-2YE20-1UF0 | G120X IP20 380...480V 4kW FSB UF | 1307.79
6SL3220-1YE52-1AF0 | G120X IP20 380...480V 200kW FSG C2 | 18402.14
6SL3220-2YE24-1AF0 | G120X IP20 380...480V 7.5kW FSB C2 | 1841.38
6SL3220-2YE24-1UF0 | G120X IP20 380...480V 7.5kW FSB UF | 1644.76
6SL3220-2YE26-1AF0 | G120X IP20 380...480V 11kW FSC C2 | 2263.9
6SL3220-1YE58-1CB0 | G120X IP20 380...480V 355kW FSH C3 | 27582.66
6SL3220-1YE58-1CP0 | G120X IP20 380...480V 355kW FSH C3 | 27713.89
6SL3220-1YE60-0CB0 | G120X IP20 380...480V 400kW FSH C3 | 31859.15
6SL3220-1YE60-1CP0 | G120X IP20 380...480V 400kW FSH C3 | 32101.9
6SL3220-1YE62-1CP0 | G120X IP20 380...480V 450kW FSJ C3 | 36649.59
6SL3220-2YE36-1UF0 | G120X IP20 380...480V 37kW FSD UF | 4934.73
6SL3220-2YE38-0UB0 | G120X IP20 380...480V 45kW FSE UF | 5459.39
6SL3220-1YH18-1UF0 | G120X IP20 500...690V 3kW FSD UF | 1441.18
6SL3220-1YH20-0AP0 | G120X IP20 500...690V 4kW FSD C2 | 1578.68
6SL3220-2YE46-1UP0 | G120X IP20 380...480V 110kW FSF UF | 10838.94
6SL3220-2YE48-0AF0 | G120X IP20 380...480V 132kW FSF C2 | 13089.13
6SL3220-2YE48-1UB0 | G120X IP20 380...480V 132kW FSF UF | 11969.17
6SL3220-2YE48-1UP0 | G120X IP20 380...480V 132kW FSF UF | 12101.04
6SL3220-1YH22-0UF0 | G120X IP20 500...690V 5.5kW FSD UF | 1537.36
6SL3220-1YH22-0UP0 | G120X IP20 500...690V 5.5kW FSD UF | 1532.35
6SL3220-1YH22-1AF0 | G120X IP20 500...690V 5.5kW FSD C2 | 1805.61
6SL3220-1YH22-1UF0 | G120X IP20 500...690V 5.5kW FSD UF | 1649.46
6SL3220-1YH24-0UF0 | G120X IP20 500...690V 7.5kW FSD UF | 1750.49
6SL3220-2YE62-1CB0 | G120X IP20 380...480V 450kW FSJ C3 | 36571.91
6SL3220-2YE64-0CP0 | G120X IP20 380...480V 500kW FSJ C3 | 41047.54
6ES7647-8BB32-2CA1 | SIMATIC IPC227E (Nanobox PC) | 2994.88
6ES7647-8BB34-0BA1 | SIMATIC IPC227E (Nanobox PC) | 2776.13
6AV7241-3LA07-0FA0 | SIMATIC IPC 477E, 22" Multitouch | 6571.04
6DL8913-0QX00-0AL8 | SIMIT VC ENTRY / SIS SUS, 1 CONTROLLER | 598.47
6AV7882-0EB30-7EA0 | SIMATIC IPC277E, 19" Touch | 4509.53
6AV7241-5BB17-0FA0 | SIMATIC IPC 477E, 15" Touch | 5941.8
6DR4004-1ES | Position Transmitter (Potentiometer) | 547.74
6DR4004-5D | Cable socket, M12 SST, (D coding) | 92.49
6BK1000-1MG00-0AA0 | SIMATIC IPC127E OEM | 1944.65
6AV7241-5RB00-0DA2 | SIMATIC IPC 477E, 24" Multitouch | 6675.91
6DR5010-0EM00-0AA0 | SIPART PS2 2wire without HART SA | 1335.24
6AV7241-7BC04-0FA0 | SIMATIC IPC 477E, 15" Touch | 7140.35
6DR5010-0NN00-0AA3 | SIPART PS2 2wire without HART SA | 1433.15
6AV7241-7JH04-0FA0 | SIMATIC IPC 477E, 15" Multitouch | 7387.55
6DR5020-0NG21-0AA0 | SIPART PS2 2wire without HART DA | 2433.05
6AV7241-7LH04-0FA1 | SIMATIC IPC 477E, 22" Multitouch | 8581.6
6AV7261-0CA13-2AA1 | SIMATIC IPC677E, 19" Multitouch | 6058.65
6DR5110-0NG01-0AA1 | SIPART PS2 2 wire with Hart SA | 2070.78
6DR5110-0NG31-0AA0 | SIPART PS2 2 wire with Hart SA | 2256.82
6DR5115-0EG12-0AA0 | SIPART PS2 2-L HART SA Alu Ex proof | 3002.15
6DR5120-0NG02-0AA0 | SIPART PS2 2 wire with HART DA | 1808.88
6DR5120-0NN01-0AA4 | SIPART PS2 2 wire with HART DA | 2284.96
6DR5123-0NN00-0AA0 | SIPART PS2 2 wire with HART DA Alu | 1737.9
6ES7810-5CE13-0YB5 | STEP 7 Prof. V16/2017 SR2 Combo DL FL, | 6255.45
6ES7822-0BE06-0YE5 | SIMATIC STEP 7 Basic Upgrade V16 DL | 250.22
6ES7822-1AA06-0YA7 | SIMATIC STEP 7 Prof. V16 Trial | 51.99
6ES7833-1FA16-0YJ5 | STEP 7 Safety Adv.V16 Powerpack SW DL | 1065.87
6ES7833-1FB16-0YE5 | STEP 7 Safety Basic V16 Upgrade | 165.73
6FX5002-5CE02-1AF0 | POWER CABLE, PREASSEMBLED | 220.61
6FX2002-1DC00-1AA8 | SIGNAL CABLE, PREASSEMBLED | 112.43
6FX5002-5CG10-1CC0 | POWER CABLE PREASSEMBLED | 228.29
6FX5002-5CG10-1DG0 | POWER CABLE PREASSEMBLED | 292.99
6FX5002-5CG10-1EF0 | POWER CABLE PREASSEMBLED | 334.69
6FX5002-5CG11-1DF0 | POWER CABLE, PREASSEMBLED | 347.73
6FX5002-5CG22-1CG0 | POWER CABLE PREASSEMBLED | 397.79
6FX5002-5CG32-1DF0 | POWER CABLE PREASSEMBLED | 421.28
6FX2002-1DC00-1BA6 | SIGNAL CABLE, PREASSEMBLED | 187.12
6FX5002-5CG51-1FA0 | POWER CABLE, PREASSEMBLED | 769.84
6FX2002-1DC00-1BE6 | SIGNAL CABLE, PREASSEMBLED | 216.96
6FX5002-5CG61-1AH0 | POWER CABLE PREASSEMBLED | 334.15
6FX2002-1DC00-1BF2 | SIGNAL CABLE, PREASSEMBLED | 224.35
6FX5002-5CN01-1BD0 | POWER CABLE PREASSEMBLED | 324.98
6FX5002-5CN01-1GA0 | POWER CABLE PREASSEMBLED | 561.9
6FX5002-5CN05-1AC0 | POWER CABLE PREASSEMBLED | 242.81
6FX5002-5CN05-1CA0 | POWER CABLE PREASSEMBLED | 326.08
6FX5002-5DN36-1DF0 | POWER CABLE PREASSEMBLED | 553.01
6FX5002-5CN06-1AJ0 | POWER CABLE PREASSEMBLED | 230.46
6FX5002-5DN46-1AF0 | POWER CABLE PREASSEMBLED | 326.57
6FX5002-5DQ15-1BA0 | POWER CABLE EXTENSION | 356.82
6FX5002-5DQ15-1BJ0 | POWER CABLE EXTENSION | 435.04
6FX5002-5DQ58-1AF0 | POWER CABLE PREASSEMBLED | 724.38
6FX2003-0LA54 | POWER CONNECTOR | 84.63
6FX5002-5CN16-1CC0 | POWER CABLE PREASSEMBLED | 315.82
6FX5002-5DS01-1CC5 | POWER CABLE, PREASSEMBLED | 468.41
6FX5002-5DS06-1AB0 | POWER CABLE PREASSEMBLED | 219.76
6FX5002-5CN16-1DA0 | POWER CABLE PREASSEMBLED | 357.76
6FX5002-5CN16-1EA0 | POWER CABLE PREASSEMBLED | 410.21
6FX5002-5CN26-1CF0 | POWER CABLE PREASSEMBLED | 352.85
6FX5002-5DS06-1DB0 | POWER CABLE PREASSEMBLED | 414.89
6FX5008-1BB50-2CA0 | POWER CABLE, SOLD BY THE METER | 9513.55
6FX5002-5CS14-1DA0 | POWER CABLE, PREASSEMBLED | 1060.21
6SL3220-1YE48-0UP0 | G120X IP20 380...480V 132kW FSF UF | 11936.15
6SL3220-1YE48-1AF0 | G120X IP20 380...480V 132kW FSF C2 | 13148.47
6SL3220-1YE50-0AB0 | G120X IP20 380...480V 160kW FSG C2 | 15728.84
6SL3220-1YE52-1CF0 | G120X IP20 380...480V 200kW FSG C3 | 16342.49
6SL3220-1YE52-1CP0 | G120X IP20 380...480V 200kW FSG C3 | 16337.5
6SL3220-1YE54-0AP0 | G120X IP20 380...480V 250kW FSG C2 | 22892.11
6SL3220-2YE30-1AP0 | G120X IP20 380...480V 18.5kW FSD C2 | 3194.12
6SL3220-2YE34-1UB0 | G120X IP20 380...480V 30kW FSD UF | 4038.1
6SL3220-2YE34-1UF0 | G120X IP20 380...480V 30kW FSD UF | 4175
6SL3220-2YE36-0UB0 | G120X IP20 380...480V 37kW FSD UF | 4685.73
6SL3220-2YE36-0UF0 | G120X IP20 380...480V 37kW FSD UF | 4822.61
6SL3220-2YE42-0AB0 | G120X IP20 380...480V 75kW FSF C2 | 8556.82
6SL3220-2YE42-1AB0 | G120X IP20 380...480V 75kW FSF C2 | 8668.94
6SL3220-2YE44-0AB0 | G120X IP20 380...480V 90kW FSF C2 | 10196.07
6SL3220-2YE44-0AP0 | G120X IP20 380...480V 90kW FSF C2 | 10327.97
6SL3220-2YE44-1AB0 | G120X IP20 380...480V 90kW FSF C2 | 10308.2
6SL3220-2YE50-1CP0 | G120X IP20 380...480V 160kW FSG C3 | 14244.58
6SL3220-2YE52-1AB0 | G120X IP20 380...480V 200kW FSG C2 | 18318.05
6SL3220-2YE52-1CB0 | G120X IP20 380...480V 200kW FSG C3 | 16258.4
6SL3220-2YE54-0AP0 | G120X IP20 380...480V 250kW FSG C2 | 22944.88
6SL3220-2YE56-0CP0 | G120X IP20 380...480V 315kW FSH C3 | 24368.77
6SL3220-2YE58-1CF0 | G120X IP20 380...480V 355kW FSH C3 | 27767.45
6SL3220-1YH26-0AB0 | G120X IP20 500...690V 11kW FSD C2 | 2253.06
6SL3220-1YH26-1AP0 | G120X IP20 500...690V 11kW FSD C2 | 2497.05
6SL3220-1YH30-1UP0 | G120X IP20 500...690V 18.5kW FSD UF | 3251.28
6SL3220-2YH18-1UF0 | G120X IP20 500...690V 3kW FSD UF | 1493.97
6SL3220-2YH20-1AB0 | G120X IP20 500...690V 4kW FSD C2 | 1611.68
6SL3220-2YH20-1AP0 | G120X IP20 500...690V 4kW FSD C2 | 1743.59
6SL3220-1YH38-1UB0 | G120X IP20 500...690V 45kW FSE UF | 6331.25
6SL3220-1YH38-1UF0 | G120X IP20 500...690V 45kW FSE UF | 6468.1
6SL3220-1YH40-1AF0 | G120X IP20 500...690V 55kW FSE C2 | 8384.02
6SL3220-1YH40-1UF0 | G120X IP20 500...690V 55kW FSE UF | 7780.7
6SL3220-1YH42-1UP0 | G120X IP20 500...690V 75kW FSF UF | 9189.61
6SL3220-1YH44-0CP0 | G120X IP20 500...690V 90kW FSF C3 | 11348.71
6SL3220-1YH44-0UF0 | G120X IP20 500...690V 90kW FSF UF | 10796.97
6SL3220-1YH44-1CB0 | G120X IP20 500...690V 90kW FSF C3 | 11328.94
6SL3220-2YH36-0AF0 | G120X IP20 500...690V 37kW FSD C2 | 5949.48
6SL3220-2YH36-0UB0 | G120X IP20 500...690V 37kW FSD UF | 5382.2
6SL3220-2YH36-0UF0 | G120X IP20 500...690V 37kW FSD UF | 5519.08
6SL3220-3YE40-1UB0 | G120X IP20 380...480V 55kW FSE UF | 6818.39
6SL3220-2YH40-1AB0 | G120X IP20 500...690V 55kW FSE C2 | 8299.91
6SL3220-2YH40-1AP0 | G120X IP20 500...690V 55kW FSE C2 | 8431.82
6SL3220-2YH40-1UB0 | G120X IP20 500...690V 55kW FSE UF | 7696.6
6SL3220-3YE44-1AF0 | G120X IP20 380...480V 90kW FSF C2 | 10550.59
6SL3220-3YE44-1AP0 | G120X IP20 380...480V 90kW FSF C2 | 10545.62
6SL3220-2YH44-0UP0 | G120X IP20 500...690V 90kW FSF UF | 10844.76
6SL3220-2YH44-1UB0 | G120X IP20 500...690V 90kW FSF UF | 10824.99
6SL3220-1YH54-0CF0 | G120X IP20 500...690V 250kW FSG C3 | 23335.02
6SL3220-1YH54-1CF0 | G120X IP20 500...690V 250kW FSG C3 | 23447.12
6SL3220-2YH48-0CB0 | G120X IP20 500...690V 132kW FSF C3 | 14338.04
6SL3220-2YH48-0UP0 | G120X IP20 500...690V 132kW FSF UF | 13761.1
6SL3220-2YC12-1UB0 | G120X IP20 200...240V 1.1kW FSA UF | 755.91
6SL3220-2YC14-0UB0 | G120X IP20 200...240V 1.5kW FSA UF | 685.58
6SL3220-2YH58-0CB0 | G120X IP20 500...690V 355kW FSH C3 | 30271.82
6SL3220-2YH60-1CB0 | G120X IP20 500...690V 400kW FSH C3 | 35210.14
6SL3220-2YE32-1AF0 | G120X IP20 380...480V 22kW FSD C2 | 3730.86
6SL3220-2YE36-1UB0 | G120X IP20 380...480V 37kW FSD UF | 4797.84
6SL3220-1YH18-1AB0 | G120X IP20 500...690V 3kW FSD C2 | 1410.59
6SL3220-1YH20-0UF0 | G120X IP20 500...690V 4kW FSD UF | 1447.73
6SL3220-2YE40-0AF0 | G120X IP20 380...480V 55kW FSE C2 | 7340.97
6SL3220-2YE46-0AB0 | G120X IP20 380...480V 110kW FSF C2 | 11540.43
6SL3220-2YE46-1AB0 | G120X IP20 380...480V 110kW FSF C2 | 11652.54
6SL3220-2YE50-0CF0 | G120X IP20 380...480V 160kW FSG C3 | 14137.45
6SL3220-2YE50-1CF0 | G120X IP20 380...480V 160kW FSG C3 | 14249.57
6SL3220-2YE54-0CF0 | G120X IP20 380...480V 250kW FSG C3 | 20360.63
6SL3220-1YH22-0AP0 | G120X IP20 500...690V 5.5kW FSD C2 | 1688.52
6SL3220-1YH24-0UP0 | G120X IP20 500...690V 7.5kW FSD UF | 1745.48
6SL3220-1YH24-1AP0 | G120X IP20 500...690V 7.5kW FSD C2 | 2054.22
6SL3220-1YH28-0AP0 | G120X IP20 500...690V 15kW FSD C2 | 2926.55
6SL3220-2YE62-0CB0 | G120X IP20 380...480V 450kW FSJ C3 | 36460.39
6SL3220-1YH28-1AF0 | G120X IP20 500...690V 15kW FSD C2 | 3043.66
6SL3220-2YH18-0AP0 | G120X IP20 500...690V 3kW FSD C2 | 1483.14
6SL3220-1YH30-0AF0 | G120X IP20 500...690V 18.5kW FSD C2 | 3427.78
6SL3220-2YH20-1UB0 | G120X IP20 500...690V 4kW FSD UF | 1475.74
6SL3220-1YH34-0AB0 | G120X IP20 500...690V 30kW FSD C2 | 4818.05
6SL3220-1YH36-0AF0 | G120X IP20 500...690V 37kW FSD C2 | 5896.71
6SL3220-1YH38-1AP0 | G120X IP20 500...690V 45kW FSE C2 | 6971.22
6SL3220-1YH40-1UP0 | G120X IP20 500...690V 55kW FSE UF | 7775.72
6SL3220-2YH22-1UB0 | G120X IP20 500...690V 5.5kW FSD UF | 1565.34
6SL3220-2YH24-0UF0 | G120X IP20 500...690V 7.5kW FSD UF | 1803.26
6SL3220-1YH42-0CF0 | G120X IP20 500...690V 75kW FSF C3 | 9549.74
6SL3220-1YH42-0UP0 | G120X IP20 500...690V 75kW FSF UF | 9077.49
6SL3220-2YH30-0UF0 | G120X IP20 500...690V 18.5kW FSD UF | 3196.94
6SL3220-2YH30-1UB0 | G120X IP20 500...690V 18.5kW FSD UF | 3172.18
6SL3220-2YH34-0UF0 | G120X IP20 500...690V 30kW FSD UF | 4645.39
6SL3220-2YH34-1UF0 | G120X IP20 500...690V 30kW FSD UF | 4757.49
6SL3220-3YE40-1UP0 | G120X IP20 380...480V 55kW FSE UF | 6950.28
6SL3220-2YH36-1AF0 | G120X IP20 500...690V 37kW FSD C2 | 6061.61
6SL3220-2YH38-1AF0 | G120X IP20 500...690V 45kW FSE C2 | 7028.99
6SL3220-2YH40-0AB0 | G120X IP20 500...690V 55kW FSE C2 | 8187.81
6SL3220-2YH42-0CP0 | G120X IP20 500...690V 75kW FSF C3 | 9597.54
6SL3220-3YE46-0AF0 | G120X IP20 380...480V 110kW FSF C2 | 11782.82
6SL3220-1YH50-0CP0 | G120X IP20 500...690V 160kW FSG C3 | 16173.38
6SL3220-1YH52-1CF0 | G120X IP20 500...690V 200kW FSG C3 | 18758.04
6SL3220-1YH58-0CP0 | G120X IP20 500...690V 355kW FSH C3 | 30349.46
6SL3220-3YE46-1AF0 | G120X IP20 380...480V 110kW FSF C2 | 11894.92
6SL3220-3YE52-0AF0 | G120X IP20 380...480V 200kW FSG C2 | 18448.32
6SL3220-2YH46-1UP0 | G120X IP20 500...690V 110kW FSF UF | 12421.77
6SL3220-2YC14-0UF0 | G120X IP20 200...240V 1.5kW FSA UF | 822.46
6SL3220-2YH50-1CF0 | G120X IP20 500...690V 160kW FSG C3 | 16343.24
6SL3220-2YH56-0CB0 | G120X IP20 500...690V 315kW FSH C3 | 26655.95
6SL3230-1YH18-1AB0 | G120X IP20 500...690V 3kW FSD C2 | 1616.82
6SL3220-3YE52-1CP0 | G120X IP20 380...480V 200kW FSG C3 | 16495.81
6SL3230-3YC18-0UF0 | G120X IP20 200...240V 3kW FSB UF | 1277.42
6SL3230-3YC20-0UP0 | G120X IP20 200...240V 4kW FSB UF | 1375.19
6SL3230-3YC22-0UB0 | G120X IP20 200...240V 5.5kW FSC UF | 1612.23
6SL3230-3YC34-1UF0 | G120X IP20 200...240V 30kW FSE UF | 4960.03
6SL3230-3YC36-1UB0 | G120X IP20 200...240V 37kW FSF UF | 5661.28
6SL3220-2YH68-1CF0 | G120X IP20 500...690V 630kW FSJ C3 | 58095.62
6SL3220-3YC10-1UB0 | G120X IP20 200...240V 0.75kW FSA UF | 849.49
6SL3220-2YE64-1CB0 | G120X IP20 380...480V 500kW FSJ C3 | 41027.84
6SL3220-2YE66-1CP0 | G120X IP20 380...480V 560kW FSJ C3 | 46692.67
6SL3220-1YH34-0UP0 | G120X IP20 500...690V 30kW FSD UF | 4587.63
6SL3220-1YH34-1AP0 | G120X IP20 500...690V 30kW FSD C2 | 5062.05
6SL3220-1YH34-1UB0 | G120X IP20 500...690V 30kW FSD UF | 4567.85
6SL3220-1YH34-1UF0 | G120X IP20 500...690V 30kW FSD UF | 4704.72
6SL3220-2YH24-0UP0 | G120X IP20 500...690V 7.5kW FSD UF | 1798.28
6SL3220-2YH24-1UB0 | G120X IP20 500...690V 7.5kW FSD UF | 1778.5
6SL3220-2YH24-1UP0 | G120X IP20 500...690V 7.5kW FSD UF | 1910.4
6SL3220-2YH26-0UB0 | G120X IP20 500...690V 11kW FSD UF | 2044.72
6SL3220-2YH30-1UF0 | G120X IP20 500...690V 18.5kW FSD UF | 3309.04
6SL3220-2YH32-0AP0 | G120X IP20 500...690V 22kW FSD C2 | 4082.4
6SL3220-2YH32-0UB0 | G120X IP20 500...690V 22kW FSD UF | 3635.56
6SL3220-2YH32-0UF0 | G120X IP20 500...690V 22kW FSD UF | 3772.44
6SL3220-3YE38-1UP0 | G120X IP20 380...480V 45kW FSE UF | 5808.9
6SL3220-3YE42-1AB0 | G120X IP20 380...480V 75kW FSF C2 | 8774.46
6SL3220-3YE42-1UF0 | G120X IP20 380...480V 75kW FSF UF | 8184.76
6SL3220-3YE42-1UP0 | G120X IP20 380...480V 75kW FSF UF | 8179.77
6SL3220-2YH38-0AP0 | G120X IP20 500...690V 45kW FSE C2 | 6911.88
6SL3220-2YH42-0UF0 | G120X IP20 500...690V 75kW FSF UF | 9135.26
6SL3220-2YH44-0CF0 | G120X IP20 500...690V 90kW FSF C3 | 11406.45
6SL3220-1YH46-1CF0 | G120X IP20 500...690V 110kW FSF C3 | 13007.13
6SL3220-1YH48-1UF0 | G120X IP20 500...690V 132kW FSF UF | 13825.41
6SL3220-3YE48-1AF0 | G120X IP20 380...480V 132kW FSF C2 | 13306.76
6SL3220-1YH62-1CF0 | G120X IP20 500...690V 450kW FSH C3 | 40290.26
6SL3220-1YH64-1CF0 | G120X IP20 500...690V 500kW FSJ C3 | 45191.79
6SL3220-1YH66-1CB0 | G120X IP20 500...690V 560kW FSJ C3 | 51147.53
6SL3220-1YH68-1CB0 | G120X IP20 500...690V 630kW FSJ C3 | 57910.91
6SL3220-2YC16-0UB0 | G120X IP20 200...240V 2.2kW FSB UF | 733.29
6SL3220-2YC16-0UF0 | G120X IP20 200...240V 2.2kW FSB UF | 870.17
6SL3220-2YC16-1UB0 | G120X IP20 200...240V 2.2kW FSB UF | 845.42
6SL3230-1YE54-1CP0 | G120X IP20 380...480V 250kW FSG C3 | 21074.51
6SL3230-3YC18-1UB0 | G120X IP20 200...240V 3kW FSB UF | 1252.67
6SL3230-3YC18-1UF0 | G120X IP20 200...240V 3kW FSB UF | 1389.53
6SL3220-3YE54-0AB0 | G120X IP20 380...480V 250kW FSG C2 | 20257.7
6SL3220-3YE54-1CF0 | G120X IP20 380...480V 250kW FSG C3 | 20578.27
6SL3220-3YE60-1CP0 | G120X IP20 380...480V 400kW FSH C3 | 32259.31
6SL3220-3YE62-0CB0 | G120X IP20 380...480V 450kW FSJ C3 | 36564.3
6SL3220-2YH66-0CB0 | G120X IP20 500...690V 560kW FSJ C3 | 51089.59
6SL3220-2YH66-1CP0 | G120X IP20 500...690V 560kW FSJ C3 | 51332.34
6SL3220-3YC16-1UF0 | G120X IP20 200...240V 2.2kW FSB UF | 1087.81
6SL3220-3YC16-1UP0 | G120X IP20 200...240V 2.2kW FSB UF | 1082.82
6SL3220-3YC18-0UP0 | G120X IP20 200...240V 3kW FSB UF | 1066.19
6SL3230-1YH18-1UP0 | G120X IP20 500...690V 3kW FSD UF | 1642.46
6SL3230-1YH20-0UB0 | G120X IP20 500...690V 4kW FSD UF | 1542.27
6SL3220-3YH22-0UP0 | G120X IP20 500...690V 5.5kW FSD UF | 1690.66
6SL3220-3YH22-1AP0 | G120X IP20 500...690V 5.5kW FSD C2 | 1958.91
6SL3220-3YC20-1UB0 | G120X IP20 200...240V 4kW FSB UF | 1124
6SL3220-3YC20-1UP0 | G120X IP20 200...240V 4kW FSB UF | 1255.89
6SL3220-3YH24-0AB0 | G120X IP20 500...690V 7.5kW FSD C2 | 1968.5
6SL3220-3YH24-1AB0 | G120X IP20 500...690V 7.5kW FSD C2 | 2080.62
6SL3220-3YH24-1UB0 | G120X IP20 500...690V 7.5kW FSD UF | 1884.02
6SL3220-3YH26-0AB0 | G120X IP20 500...690V 11kW FSD C2 | 2411.34
6SL3220-3YC34-0UF0 | G120X IP20 200...240V 30kW FSE UF | 3932.55
6SL3220-3YH30-0UP0 | G120X IP20 500...690V 18.5kW FSD UF | 3297.49
6FX5008-1BB61-1AH0 | POWER CABLE, SOLD BY THE METER | 221.69
6FX5008-1BB61-1FA0 | POWER CABLE, SOLD BY THE METER | 1502.56
6FX5002-5CS17-2BA0 | POWER CABLE PREASSEMBLED | 2301.21
6FX8002-2DC40-1AC0 | SIGNAL CABLE, PREASSEMBLED | 164.55
6FX8002-2DC40-1AE0 | SIGNAL CABLE, PREASSEMBLED | 184.16
6FX5012-2EN20-1DF0 | SIGNAL CABLE, PREASSEMBLED | 525.37
6FX5002-5CS36-1DA0 | POWER CABLE PREASSEMBLED | 412.46
6FX8002-2DC40-1BH0 | SIGNAL CABLE, PREASSEMBLED | 311.4
6FX5002-2DC40-1FA0 | SIGNAL CABLE, PREASSEMBLED | 507.29
6FX8002-2DC42-1BE0 | SIGNAL CABLE, PREASSEMBLED | 304.17
6FX5012-5CS01-1CA0 | POWER CABLE, PREASSEMBLED | 360.31
6FX8002-2DC44-1AA6 | DRIVE-CLIQ EXTENSION | 176.9
6FX5002-2DC44-1BA0 | DRIVE-CLIQ EXTENSION | 221.56
6FX5002-5CS66-1BA0 | POWER CABLE PREASSEMBLED | 420.58
6FX5002-2EN20-1AB0 | SIGNAL CABLE, PREASSEMBLED | 191.22
6FX5002-5CA05-1BG0 | POWER CABLE, PREASSEMBLED,EXT. | 307.31
6FX5002-5CX18-1AB5 | POWER CABLE PREASSEMBLED,EXT. | 1645.63
6FX8002-2FN24-1AB8 | SIGNAL CABLE EXTENSION | 237.2
6FX5002-5DA15-1AF0 | POWER CABLE, PREASSEMBLED, EXT. | 307.99
6FX5002-5CA23-1EJ0 | POWER CABLE PREASSEMBLED | 1970.08
6FX5002-5CA38-1AD1 | POWER CABLE, PREASSEMBLED,EXT. | 416.06
6FX8002-2SL02-1AG0 | SIGNAL CABLE, PREASSEMBLED | 311.25
6FX8002-5CR42-1FH0 | POWER CABLE, PREASSEMBLED | 1916.64
6FX5022-5CN06-1AG0 | POWER CABLE PREASSEMBLED | 191.6
6FX8002-5CR43-1AF0 | POWER CABLE, PREASSEMBLED | 504.63
6FX8002-2YT02-1CC0 | SIGNAL CABLE, PREASSEMBLED | 344.46
6FX8002-5CR43-1EA0 | POWER CABLE, PREASSEMBLED | 1510.06
6FX8002-5CR52-1BA0 | POWER CABLE, PREASSEMBLED | 714.56
6FX8002-5CR53-1BE0 | POWER CABLE, PREASSEMBLED | 967.77
6FX8002-5CA05-1BH0 | POWER CABLE, PREASSEMBLED EXT. | 465.93
6FX8002-5CA15-1AD0 | POWER CABLE, PREASSEMBLED EXT. | 310.55
6FX5022-5CN16-1BF0 | POWER CABLE PREASSEMBLED | 248.21
6FX5002-5DG10-1DJ0 | POWER CABLE PREASSEMBLED | 446.84
6FX8002-5CS01-1DE0 | POWER CABLE, PREASSEMBLED | 734.68
6FX5002-5DG11-2AA0 | POWER CABLE, PREASSEMBLED | 1127.78
6FX8002-5CA48-1BB0 | POWER CABLE, PREASSEMBLED EXT. | 609.13
6FX8002-5CA58-1BF0 | POWER CABLE, PREASSEMBLED EXT. | 765.4
6FX8002-5CA68-1AE0 | POWER CABLE, PREASSEMBLED EXT. | 576.51
6FX8002-5CF10-1AE0 | POWER CABLE, PREASSEMBLED | 178.05
6FX5022-5DN26-1DF0 | POWER CABLE PREASSEMBLED | 464.6
6FX5002-8QN11-1AH0 | ONE-CABLE-CONNECTION ASSEMBLY | 277.51
6FX5002-2DC10-1AJ7 | SIGNAL CABLE, PREASSEMBLED | 176.35
6FX5002-2DC10-1DG5 | SIGNAL CABLE, PREASSEMBLED | 375.27
6FX5008-1BA25-1DA0 | POWER CABLE, SOLD BY THE METER | 1733.31
6FX5002-5CS06-1AE0 | POWER CABLE PREASSEMBLED | 214.56
6FX5002-5CS06-1BC0 | POWER CABLE PREASSEMBLED | 246.39
6FX5008-1BB31-1FA0 | POWER CABLE, SOLD BY THE METER | 580.3
6FX5008-1BB31-2FA0 | POWER CABLE, SOLD BY THE METER | 1715.69
6FX5008-1BB41-1FA0 | POWER CABLE, SOLD BY THE METER | 740.16
6FX5008-1BB50-1FA0 | POWER CABLE, SOLD BY THE METER | 3992.11
6FX5008-1BB51-1CC0 | POWER CABLE, SOLD BY THE METER | 505.99
6FX5008-1BB70-1AH0 | POWER CABLE SOLD BY THE METER | 1005.74
6FX5002-5CS26-1CA0 | POWER CABLE PREASSEMBLED | 332.94
6FX5002-5CS26-1FA0 | POWER CABLE PREASSEMBLED | 452.36
6FX8002-2DC40-1AH0 | SIGNAL CABLE, PREASSEMBLED | 213.51
6FX5002-5CS36-1AC0 | POWER CABLE PREASSEMBLED | 265.64
6FX5012-2FN20-1AF0 | SIGNAL CABLE, PREASSEMBLED | 216.07
6FX5002-2DC40-1AD0 | SIGNAL CABLE, PREASSEMBLED | 148.81
6FX5002-2DC40-1CD0 | SIGNAL CABLE, PREASSEMBLED | 301.36
6FX5002-2DC44-1AF0 | DRIVE-CLIQ EXTENSION | 183.43
6FX8002-2DC42-1AK0 | SIGNAL CABLE, PREASSEMBLED | 255.18
6FX5012-5CN31-1AH0 | POWER CABLE PREASSEMBLED | 379.93
6SL3220-3YH30-1AB0 | G120X IP20 500...690V 18.5kW FSD C2 | 3561.3
6SL3230-1YH24-0AP0 | G120X IP20 500...690V 7.5kW FSD C2 | 2223.89
6SL3230-1YH24-0UB0 | G120X IP20 500...690V 7.5kW FSD UF | 1895.4
6SL3220-3YC40-0UF0 | G120X IP20 200...240V 55kW FSF UF | 6634.72
6SL3220-3YE10-1AF0 | G120X IP20 380...480V 0.75kW FSA C2 | 1155.25
6SL3220-3YH30-1AF0 | G120X IP20 500...690V 18.5kW FSD C2 | 3698.17
6SL3220-3YH32-0UP0 | G120X IP20 500...690V 22kW FSD UF | 3872.97
6SL3230-3YE20-0AP0 | G120X IP20 380...480V 4kW FSB C2 | 1663.57
6SL3230-3YE22-0AB0 | G120X IP20 380...480V 5.5kW FSB C2 | 1689.44
6SL3230-3YE22-1AF0 | G120X IP20 380...480V 5.5kW FSB C2 | 1938.44
6SL3230-3YE22-1UF0 | G120X IP20 380...480V 5.5kW FSB UF | 1782.26
6SL3220-3YH34-0UF0 | G120X IP20 500...690V 30kW FSD UF | 4750.91
6SL3220-3YH34-1AB0 | G120X IP20 500...690V 30kW FSD C2 | 5088.45
6SL3220-3YH34-1AF0 | G120X IP20 500...690V 30kW FSD C2 | 5225.33
6SL3220-3YH34-1UB0 | G120X IP20 500...690V 30kW FSD UF | 4726.13
6SL3230-1YH30-0AB0 | G120X IP20 500...690V 18.5kW FSD C2 | 3648.22
6SL3230-1YH30-0AF0 | G120X IP20 500...690V 18.5kW FSD C2 | 3785.1
6SL3230-3YE30-0AP0 | G120X IP20 380...480V 18.5kW FSD C2 | 3544.85
6SL3230-3YE30-0UP0 | G120X IP20 380...480V 18.5kW FSD UF | 3261.2
6SL3230-1YH32-1AF0 | G120X IP20 500...690V 22kW FSD C2 | 4529.27
6SL3230-1YH32-1AP0 | G120X IP20 500...690V 22kW FSD C2 | 4524.29
6SL3230-1YH34-0AP0 | G120X IP20 500...690V 30kW FSD C2 | 5357.63
6SL3230-3YE32-1UF0 | G120X IP20 380...480V 22kW FSD UF | 3903.98
6SL3230-1YH36-0UF0 | G120X IP20 500...690V 37kW FSD UF | 5899.19
6SL3230-1YH36-1AB0 | G120X IP20 500...690V 37kW FSD C2 | 6304.85
6SL3230-3YE36-0AP0 | G120X IP20 380...480V 37kW FSD C2 | 5786.46
6SL3230-3YE36-0UB0 | G120X IP20 380...480V 37kW FSD UF | 5224.13
6SL3230-3YE38-1UB0 | G120X IP20 380...480V 45kW FSE UF | 6135.06
6SL3230-3YE38-1UF0 | G120X IP20 380...480V 45kW FSE UF | 6271.95
6SL3220-3YH40-0AB0 | G120X IP20 500...690V 55kW FSE C2 | 7337.39
6SL3220-3YH40-0AP0 | G120X IP20 500...690V 55kW FSE C2 | 7457.4
6SL3230-3YE40-0AB0 | G120X IP20 380...480V 55kW FSE C2 | 7792.85
6SL3230-3YE42-1UP0 | G120X IP20 380...480V 75kW FSF UF | 8688.18
6SL3220-3YE32-0UB0 | G120X IP20 380...480V 22kW FSD UF | 3272.45
6SL3220-3YE32-0UF0 | G120X IP20 380...480V 22kW FSD UF | 3409.33
6SL3230-1YH36-1UB0 | G120X IP20 500...690V 37kW FSD UF | 5874.43
6SL3230-3YE46-0AB0 | G120X IP20 380...480V 110kW FSF C2 | 12204.72
6SL3220-3YH46-0UF0 | G120X IP20 500...690V 110kW FSF UF | 12420.15
6SL3220-3YH46-1UB0 | G120X IP20 500...690V 110kW FSF UF | 12395.4
6SL3220-3YH46-1UP0 | G120X IP20 500...690V 110kW FSF UF | 12527.28
6SL3230-3YE48-1AB0 | G120X IP20 380...480V 132kW FSF C2 | 13753.85
6SL3230-3YE50-0AB0 | G120X IP20 380...480V 160kW FSG C2 | 16496.28
6SL3220-3YH52-1CP0 | G120X IP20 500...690V 200kW FSG C3 | 18911.34
6SL3220-3YH58-0CB0 | G120X IP20 500...690V 355kW FSH C3 | 30375.72
6SL3230-3YE52-1AP0 | G120X IP20 380...480V 200kW FSG C2 | 19189.79
6SL3230-3YE52-1CF0 | G120X IP20 380...480V 200kW FSG C3 | 17135.12
6SL3230-3YE52-1CP0 | G120X IP20 380...480V 200kW FSG C3 | 17130.12
6SL3230-3YE54-0AB0 | G120X IP20 380...480V 250kW FSG C2 | 23577.99
6SL3230-2YC12-0UF0 | G120X IP20 200...240V 1.1kW FSA UF | 911.35
6SL3230-3YH20-0AP0 | G120X IP20 500...690V 4kW FSD C2 | 1968.41
6SL3230-3YH20-1AB0 | G120X IP20 500...690V 4kW FSD C2 | 1948.6
6SL3230-3YH20-1AP0 | G120X IP20 500...690V 4kW FSD C2 | 2080.51
6SL3230-2YC20-0UB0 | G120X IP20 200...240V 4kW FSB UF | 1137.78
6SL3230-2YC20-0UF0 | G120X IP20 200...240V 4kW FSB UF | 1274.64
6SL3230-2YC20-1UF0 | G120X IP20 200...240V 4kW FSB UF | 1386.76
6SL3220-2YH64-0CP0 | G120X IP20 500...690V 500kW FSJ C3 | 45133.81
6SL3220-2YH64-1CF0 | G120X IP20 500...690V 500kW FSJ C3 | 45245.33
6SL3230-3YC26-1UF0 | G120X IP20 200...240V 11kW FSD UF | 2535.08
6SL3230-3YC28-1UF0 | G120X IP20 200...240V 15kW FSD UF | 3086.07
6SL3230-3YC32-0UB0 | G120X IP20 200...240V 22kW FSE UF | 3873.69
6SL3230-3YC32-0UF0 | G120X IP20 200...240V 22kW FSE UF | 4010.55
6SL3220-3YE64-0CP0 | G120X IP20 380...480V 500kW FSJ C3 | 41151.44
6SL3220-3YC12-0UF0 | G120X IP20 200...240V 1.1kW FSA UF | 886.18
6SL3220-3YC12-1UB0 | G120X IP20 200...240V 1.1kW FSA UF | 861.42
6SL3230-3YC38-0UF0 | G120X IP20 200...240V 45kW FSF UF | 6701.51
6SL3230-1YH20-0UF0 | G120X IP20 500...690V 4kW FSD UF | 1679.13
6SL3230-1YH22-0UF0 | G120X IP20 500...690V 5.5kW FSD UF | 1793.96
6SL3220-3YH20-1AP0 | G120X IP20 500...690V 4kW FSD C2 | 1849.09
6SL3220-3YH20-1UF0 | G120X IP20 500...690V 4kW FSD UF | 1718.14
6SL3230-3YE12-0AP0 | G120X IP20 380...480V 1.1kW FSA C2 | 1189.41
6SL3230-3YE12-0UF0 | G120X IP20 380...480V 1.1kW FSA UF | 1122.98
6SL3230-3YE12-1UP0 | G120X IP20 380...480V 1.1kW FSA UF | 1230.11
6SL3230-3YE14-0AF0 | G120X IP20 380...480V 1.5kW FSA C2 | 1276.57
6SL3220-3YC24-1UF0 | G120X IP20 200...240V 7.5kW FSC UF | 1845.01
6SL3220-3YH26-1UP0 | G120X IP20 500...690V 11kW FSD UF | 2394.24
6SL3220-3YC30-0UF0 | G120X IP20 200...240V 18.5kW FSD UF | 2741.95
6SL3220-3YC30-1UP0 | G120X IP20 200...240V 18.5kW FSD UF | 3199.68
6SL3230-3YE14-1UF0 | G120X IP20 380...480V 1.5kW FSA UF | 1309.44
6SL3230-1YH24-1AP0 | G120X IP20 500...690V 7.5kW FSD C2 | 2336.01
6SL3230-1YH24-1UB0 | G120X IP20 500...690V 7.5kW FSD UF | 2007.5
6SL3230-1YH26-0AP0 | G120X IP20 500...690V 11kW FSD C2 | 2691.92
6SL3230-1YH26-0UB0 | G120X IP20 500...690V 11kW FSD UF | 2298.91
6SL3230-1YH26-1AB0 | G120X IP20 500...690V 11kW FSD C2 | 2672.15
6SL3220-3YE12-1UP0 | G120X IP20 380...480V 1.1kW FSA UF | 1099.42
6SL3220-3YE14-0AP0 | G120X IP20 380...480V 1.5kW FSA C2 | 1115.7
6SL3220-3YE14-0UP0 | G120X IP20 380...480V 1.5kW FSA UF | 1036.45
6SL3230-3YE24-1UB0 | G120X IP20 380...480V 7.5kW FSB UF | 1895.2
6SL3230-3YE24-1UP0 | G120X IP20 380...480V 7.5kW FSB UF | 2027.09
6SL3230-3YE26-0AF0 | G120X IP20 380...480V 11kW FSC C2 | 2564.28
6SL3230-3YE26-0UB0 | G120X IP20 380...480V 11kW FSC UF | 2166.27
6SL3220-3YE18-1AP0 | G120X IP20 380...480V 3kW FSA C2 | 1423.32
6SL3220-3YE18-1UF0 | G120X IP20 380...480V 3kW FSA UF | 1322.03
6SL3220-3YE18-1UP0 | G120X IP20 380...480V 3kW FSA UF | 1317.06
6SL3220-3YE20-0AB0 | G120X IP20 380...480V 4kW FSB C2 | 1300.28
6SL3220-3YE24-1AB0 | G120X IP20 380...480V 7.5kW FSB C2 | 1810
6SL3230-3YE32-0UF0 | G120X IP20 380...480V 22kW FSD UF | 3791.86
6SL3230-3YE32-1UB0 | G120X IP20 380...480V 22kW FSD UF | 3767.11
6SL3220-3YE24-1AP0 | G120X IP20 380...480V 7.5kW FSB C2 | 1941.89
6SL3220-3YE26-1AP0 | G120X IP20 380...480V 11kW FSC C2 | 2364.43
6SL3220-3YE26-1UF0 | G120X IP20 380...480V 11kW FSC UF | 2108.3
6SL3220-3YE28-0UB0 | G120X IP20 380...480V 15kW FSC UF | 2087.56
6SL3220-3YE28-0UF0 | G120X IP20 380...480V 15kW FSC UF | 2487.64
6SL3220-3YE28-0UP0 | G120X IP20 380...480V 15kW FSC UF | 2207.6
6SL3230-3YE36-1AB0 | G120X IP20 380...480V 37kW FSD C2 | 5766.68
6SL3230-3YE36-1AF0 | G120X IP20 380...480V 37kW FSD C2 | 5903.53
6SL3230-3YE36-1UB0 | G120X IP20 380...480V 37kW FSD UF | 5336.25
6SL3230-3YE36-1UF0 | G120X IP20 380...480V 37kW FSD UF | 5473.11
6SL3230-3YE40-1UF0 | G120X IP20 380...480V 55kW FSE UF | 7438.52
6SL3220-3YH40-1UB0 | G120X IP20 500...690V 55kW FSE UF | 7802.12
6SL3220-3YH42-0CF0 | G120X IP20 500...690V 75kW FSF C3 | 9708.02
6SL3230-3YC40-0UP0 | G120X IP20 200...240V 55kW FSF UF | 7977.24
6SL3220-3YH18-0AF0 | G120X IP20 500...690V 3kW FSD C2 | 1593.64
6SL3220-3YH18-0UF0 | G120X IP20 500...690V 3kW FSD UF | 1487.37
6SL3220-3YH20-0UB0 | G120X IP20 500...690V 4kW FSD UF | 1469.14
6SL3220-3YH22-0AP0 | G120X IP20 500...690V 5.5kW FSD C2 | 1846.79
6SL3230-1YH22-1UB0 | G120X IP20 500...690V 5.5kW FSD UF | 1769.19
6SL3230-3YC40-1UP0 | G120X IP20 200...240V 55kW FSF UF | 8089.35
6SL3230-3YE10-1UP0 | G120X IP20 380...480V 0.75kW FSA UF | 1190.89
6SL3220-3YC30-0UB0 | G120X IP20 200...240V 18.5kW FSD UF | 2621.94
6SL3230-3YE14-1UB0 | G120X IP20 380...480V 1.5kW FSA UF | 1172.56
6SL3220-3YH26-0AP0 | G120X IP20 500...690V 11kW FSD C2 | 2543.24
6SL3220-3YH26-1AP0 | G120X IP20 500...690V 11kW FSD C2 | 2655.35
6SL3230-3YE16-0AF0 | G120X IP20 380...480V 2.2kW FSA C2 | 1366.96
6SL3220-3YH30-0AB0 | G120X IP20 500...690V 18.5kW FSD C2 | 3449.2
6SL3230-3YE16-0UB0 | G120X IP20 380...480V 2.2kW FSA UF | 1141.75
6SL3230-1YH24-0UP0 | G120X IP20 500...690V 7.5kW FSD UF | 2027.3
6SL3230-3YE18-1AB0 | G120X IP20 380...480V 3kW FSA C2 | 1497.65
6SL3220-3YC38-1UP0 | G120X IP20 200...240V 45kW FSF UF | 6350.6
6SL3220-3YE10-1UF0 | G120X IP20 380...480V 0.75kW FSA UF | 1090.36
6SL3220-3YH32-1UP0 | G120X IP20 500...690V 22kW FSD UF | 3985.11
6SL3230-1YH26-0UP0 | G120X IP20 500...690V 11kW FSD UF | 2430.82
6SL3220-3YE14-1AB0 | G120X IP20 380...480V 1.5kW FSA C2 | 1095.92
6SL3230-1YH28-1AF0 | G120X IP20 500...690V 15kW FSD C2 | 3375.78
6SL3230-3YE24-0AF0 | G120X IP20 380...480V 7.5kW FSB C2 | 2116.55
6SL3230-3YE24-1AP0 | G120X IP20 380...480V 7.5kW FSB C2 | 2223.68
6SL3230-3YE26-0UF0 | G120X IP20 380...480V 11kW FSC UF | 2303.16
6SL3220-3YE16-0AP0 | G120X IP20 380...480V 2.2kW FSA C2 | 1180.9
6SL3220-3YE16-1AP0 | G120X IP20 380...480V 2.2kW FSA C2 | 1293.02
6SL3220-3YE18-0UP0 | G120X IP20 380...480V 3kW FSA UF | 1204.94
6SL3220-3YH34-1UF0 | G120X IP20 500...690V 30kW FSD UF | 4863.03
6SL3220-3YE20-0UB0 | G120X IP20 380...480V 4kW FSB UF | 1164.32
6SL3230-3YE28-1UF0 | G120X IP20 380...480V 15kW FSC UF | 2931.9
6SL3220-3YE20-0UF0 | G120X IP20 380...480V 4kW FSB UF | 1301.21
6SL3220-3YE24-0AF0 | G120X IP20 380...480V 7.5kW FSB C2 | 1834.77
6SL3220-3YE24-0UP0 | G120X IP20 380...480V 7.5kW FSB UF | 1457.12
6SL3220-3YE24-1UF0 | G120X IP20 380...480V 7.5kW FSB UF | 1750.28
6SL3230-1YH32-0AP0 | G120X IP20 500...690V 22kW FSD C2 | 4412.16
6SL3230-3YE34-0UB0 | G120X IP20 380...480V 30kW FSD UF | 4439.22
6SL3220-3YE26-1AB0 | G120X IP20 380...480V 11kW FSC C2 | 2232.54
6SL3230-3YE34-1UF0 | G120X IP20 380...480V 30kW FSD UF | 4688.19
6SL3230-1YH36-0AP0 | G120X IP20 500...690V 37kW FSD C2 | 6324.62
6SL3220-3YE28-1UB0 | G120X IP20 380...480V 15kW FSC UF | 2462.89
6SL3230-1YH36-1AF0 | G120X IP20 500...690V 37kW FSD C2 | 6441.71
6SL3220-3YH38-1AP0 | G120X IP20 500...690V 45kW FSE C2 | 7129.53
6SL3230-3YE38-1AP0 | G120X IP20 380...480V 45kW FSE C2 | 6775.08
6SL3220-3YH40-0UB0 | G120X IP20 500...690V 55kW FSE UF | 6804.39
6SL3230-3YE40-1AF0 | G120X IP20 380...480V 55kW FSE C2 | 8041.85
6SL3230-3YE42-0AP0 | G120X IP20 380...480V 75kW FSF C2 | 9302.64
6SL3220-3YH42-0UP0 | G120X IP20 500...690V 75kW FSF UF | 9235.8
6SL3230-1YH38-0AF0 | G120X IP20 500...690V 45kW FSE C2 | 7322.16
6SL3220-3YE34-0AP0 | G120X IP20 380...480V 30kW FSD C2 | 4525.72
6SL3230-3YE44-0AF0 | G120X IP20 380...480V 90kW FSF C2 | 10972.08
6SL3230-3YE44-1UP0 | G120X IP20 380...480V 90kW FSF UF | 10204.25
6SL3220-3YH48-0CB0 | G120X IP20 500...690V 132kW FSF C3 | 12770.7
6SL3220-3YH48-0UB0 | G120X IP20 500...690V 132kW FSF UF | 12144.48
6SL3230-3YE42-0AF0 | G120X IP20 380...480V 75kW FSF C2 | 9307.63
6SL3220-3YH42-1UB0 | G120X IP20 500...690V 75kW FSF UF | 9216
6SL3220-3YH44-0UF0 | G120X IP20 500...690V 90kW FSF UF | 10955.27
6SL3220-3YE34-1UF0 | G120X IP20 380...480V 30kW FSD UF | 4280.53
6SL3220-3YH44-1UF0 | G120X IP20 500...690V 90kW FSF UF | 11067.38
6SL3220-3YH48-1CB0 | G120X IP20 500...690V 132kW FSF C3 | 14555.68
6SL3230-1YH38-1AP0 | G120X IP20 500...690V 45kW FSE C2 | 7429.29
6SL3230-1YH40-0AP0 | G120X IP20 500...690V 55kW FSE C2 | 8750.17
6SL3220-3YH50-0CB0 | G120X IP20 500...690V 160kW FSG C3 | 16199.78
6SL3220-3YH64-0CB0 | G120X IP20 500...690V 500kW FSJ C3 | 45106.51
6SL3220-3YH64-1CP0 | G120X IP20 500...690V 500kW FSJ C3 | 45349.23
6SL3230-1YH42-1CF0 | G120X IP20 500...690V 75kW FSF C3 | 10170.27
6SL3230-1YH42-1UF0 | G120X IP20 500...690V 75kW FSF UF | 9702.99
6SL3230-1YH48-1CP0 | G120X IP20 500...690V 132kW FSF C3 | 15113.26
6SL3230-1YH48-1UF0 | G120X IP20 500...690V 132kW FSF UF | 14409.38
6SL3230-1YH50-1CP0 | G120X IP20 500...690V 160kW FSG C3 | 16894.64
6SL3230-1YH52-0CB0 | G120X IP20 500...690V 200kW FSG C3 | 19143.37
6SL3230-3YH22-1UF0 | G120X IP20 500...690V 5.5kW FSD UF | 2064.37
6SL3230-2YC12-1UB0 | G120X IP20 200...240V 1.1kW FSA UF | 886.61
6SL3230-2YC12-1UF0 | G120X IP20 200...240V 1.1kW FSA UF | 1023.49
6SL3230-2YC14-0UP0 | G120X IP20 200...240V 1.5kW FSA UF | 973.36
6SL3230-2YC16-1UB0 | G120X IP20 200...240V 2.2kW FSB UF | 1026.47
6SL3230-2YC24-0UF0 | G120X IP20 200...240V 7.5kW FSC UF | 1909.17
6SL3230-2YC28-0UP0 | G120X IP20 200...240V 15kW FSD UF | 2863.46
6SL3230-3YH28-1UP0 | G120X IP20 500...690V 15kW FSD UF | 3257.31
6SL3230-3YH30-0UP0 | G120X IP20 500...690V 18.5kW FSD UF | 3654.82
6SL3230-2YC40-0UP0 | G120X IP20 200...240V 55kW FSF UF | 7871.71
6SL3230-3YH34-1UP0 | G120X IP20 500...690V 30kW FSD UF | 5265.73
6SL3230-3YH36-0UF0 | G120X IP20 500...690V 37kW FSD UF | 6057.48
6SL3230-2YC40-1UF0 | G120X IP20 200...240V 55kW FSF UF | 7988.81
6SL3230-1YC12-1UP0 | G120X IP20 200...240V 1.1kW FSA UF | 965.71
6SL3230-1YC14-0UF0 | G120X IP20 200...240V 1.5kW FSA UF | 925.58
6SL3230-3YH40-1UB0 | G120X IP20 500...690V 55kW FSE UF | 8285.37
6SL3230-3YH40-1UP0 | G120X IP20 500...690V 55kW FSE UF | 8417.26
6SL3520-0XA24-0AA0 | G115D WM IP65/66 380...480V 4kW FSB C2 | 1855.64
6SL3520-0XA25-5AA0 | G115D WM IP65/66 380...480V 5,5kW FSC C2 | 2296.76
6SL3520-0XA27-5AF0 | G115D WM IP65/66 380...480V 7,5kW FSC C2 | 3057.11
6SL3520-0XA60-3AB0 | G115D WM IP65/66 380..480V 0,37kW FSA C2 | 759.9
6SL3230-3YH52-0CB0 | G120X IP20 500...690V 200kW FSG C3 | 19301.67
6SL3230-3YH52-1CF0 | G120X IP20 500...690V 200kW FSG C3 | 19550.67
6SL3230-3YH52-1CP0 | G120X IP20 500...690V 200kW FSG C3 | 19545.66
6SL3230-3YH54-0CP0 | G120X IP20 500...690V 250kW FSG C3 | 24147.81
6SL3230-1YC18-0UP0 | G120X IP20 200...240V 3kW FSB UF | 1114.15
6SL3230-1YC18-1UP0 | G120X IP20 200...240V 3kW FSB UF | 1226.25
6SL3230-1YC20-1UF0 | G120X IP20 200...240V 4kW FSB UF | 1333.99
6SL3520-0XC00-5AF0 | G115D WM IP65/66 380..480V 0,55kW FSA C2 | 1377.3
6SL3520-0XC01-1AA0 | G115D WM IP65/66 380...480V 1,1kW FSA C2 | 1309.55
6SL3230-2YE24-1AF0 | G120X IP20 380...480V 7.5kW FSB C2 | 2123.16
6SL3230-2YE26-0AP0 | G120X IP20 380...480V 11kW FSC C2 | 2453.77
6SL3260-0AB00-0AA0 | SINAMICS S210, Fan for FSB, 3AC 400V | 107.03
6SL3230-1YC34-0UB0 | G120X IP20 200...240V 30kW FSE UF | 4552.75
6SL3230-1YC34-0UF0 | G120X IP20 200...240V 30kW FSE UF | 4689.62
6SL3230-1YC34-1UB0 | G120X IP20 200...240V 30kW FSE UF | 4664.85
6SL3230-1YC34-1UF0 | G120X IP20 200...240V 30kW FSE UF | 4801.72
6SL3262-1AB01-0DA0 | SINAMICS G120X SHIELD PLATE FOR FS B | 92.61
6SL3230-3YE46-1UF0 | G120X IP20 380...480V 110kW FSF UF | 11508.23
6SL3220-3YH52-0CB0 | G120X IP20 500...690V 200kW FSG C3 | 18667.33
6SL3220-3YH62-1CP0 | G120X IP20 500...690V 450kW FSH C3 | 40447.71
6SL3230-1YH42-0UP0 | G120X IP20 500...690V 75kW FSF UF | 9585.9
6SL3230-1YH44-0UB0 | G120X IP20 500...690V 90kW FSF UF | 11193.71
6SL3230-3YE50-0CB0 | G120X IP20 380...480V 160kW FSG C3 | 14715.25
6SL3230-1YH46-0CF0 | G120X IP20 500...690V 110kW FSF C3 | 13453.8
6SL3220-3YH68-1CP0 | G120X IP20 500...690V 630kW FSJ C3 | 58199.52
6SL3230-3YE54-1AB0 | G120X IP20 380...480V 250kW FSG C2 | 23690.11
6SL3230-2YC10-0UB0 | G120X IP20 200...240V 0.75kW FSA UF | 737.37
6SL3230-3YH20-1UP0 | G120X IP20 500...690V 4kW FSD UF | 1944.57
6SL3230-3YH22-0UP0 | G120X IP20 500...690V 5.5kW FSD UF | 1947.26
6SL3230-3YH24-0UP0 | G120X IP20 500...690V 7.5kW FSD UF | 2185.58
6SL3230-2YC16-1UF0 | G120X IP20 200...240V 2.2kW FSB UF | 1163.35
6SL3230-2YC24-0UB0 | G120X IP20 200...240V 7.5kW FSC UF | 1772.29
6SL3230-3YH28-1AF0 | G120X IP20 500...690V 15kW FSD C2 | 3534.09
6SL3230-2YC30-0UB0 | G120X IP20 200...240V 18.5kW FSD UF | 3207.46
6SL3230-2YC32-0UP0 | G120X IP20 200...240V 22kW FSE UF | 3900.07
6SL3230-3YH34-0AB0 | G120X IP20 500...690V 30kW FSD C2 | 5384.03
6SL3520-0XA00-7AB0 | G115D WM IP65/66 380..480V 0,75kW FSA C2 | 744.7
6SL3230-2YE10-0AP0 | G120X IP20 380...480V 0.75kW FSA C2 | 1038.16
6SL3230-3YH38-0AB0 | G120X IP20 500...690V 45kW FSE C2 | 7343.57
6SL3230-3YH40-1AF0 | G120X IP20 500...690V 55kW FSE C2 | 9025.57
6SL3230-2YE12-1AF0 | G120X IP20 380...480V 1.1kW FSA C2 | 1201
6SL3230-1YC10-1UP0 | G120X IP20 200...240V 0.75kW FSA UF | 928.61
6SL3230-3YH42-0UB0 | G120X IP20 500...690V 75kW FSF UF | 9612.3
6SL3230-3YH42-1UB0 | G120X IP20 500...690V 75kW FSF UF | 9724.42
6SL3230-2YE16-1UB0 | G120X IP20 380...480V 2.2kW FSA UF | 1148.35
6SL3230-2YE18-0UB0 | G120X IP20 380...480V 3kW FSA UF | 1173.76
6SL3230-3YH44-0UP0 | G120X IP20 500...690V 90kW FSF UF | 11483.89
6SL3230-2YE18-1AP0 | G120X IP20 380...480V 3kW FSA C2 | 1524.03
6SL3230-3YH46-1CB0 | G120X IP20 500...690V 110kW FSF C3 | 13587.33
6SL3230-3YH48-0UP0 | G120X IP20 500...690V 132kW FSF UF | 14450.58
6SL3520-0XA63-0AB0 | G115D WM IP65/66 380...480V 3kW FSB C2 | 1391.33
6SL3520-0XA67-5AA0 | G115D WM IP65/66 380...480V 7,5kW FSC C2 | 2920.86
6SL3520-0XB00-3AB0 | G115D WM IP65/66 380..480V 0,37kW FSA C2 | 921.39
6SL3230-1YC14-1UP0 | G120X IP20 200...240V 1.5kW FSA UF | 1032.71
6SL3520-0XB00-7AB0 | G115D WM IP65/66 380..480V 0,75kW FSA C2 | 967.04
6SL3230-1YC18-0UF0 | G120X IP20 200...240V 3kW FSB UF | 1119.12
6SL3520-0XB01-5AA0 | G115D WM IP65/66 380...480V 1,5kW FSA C2 | 1408.51
6SL3230-1YC22-1UF0 | G120X IP20 200...240V 5.5kW FSC UF | 1702.92
6SL3520-0XB42-2AF0 | G115D WM IP65/66 380...480V 2,2kW FSB C2 | 1818.46
6SL3520-0XC00-3AA0 | G115D WM IP65/66 380..480V 0,37kW FSA C2 | 1164.94
6SL3230-2YE26-1UP0 | G120X IP20 380...480V 11kW FSC UF | 2304.78
6SL3230-2YE28-0AF0 | G120X IP20 380...480V 15kW FSC C2 | 2986.08
6SL3230-1YC32-0UB0 | G120X IP20 200...240V 22kW FSE UF | 3715.4
6SL3230-1YC32-1UF0 | G120X IP20 200...240V 22kW FSE UF | 3964.38
6SL3230-1YC36-0UF0 | G120X IP20 200...240V 37kW FSF UF | 5527.75
6SL3230-1YC40-0UP0 | G120X IP20 200...240V 55kW FSF UF | 7818.94
6SL3261-6GG00-0BA0 | SINAMICS G120X IP20 PT frame FSG | 668.87
6SL3520-0XD01-1AA0 | G115D WM IP65/66 380...480V 1,1kW FSA C2 | 1309.55
6SL3230-2YE30-0AF0 | G120X IP20 380...480V 18.5kW FSD C2 | 3444.32
6SL3230-1YE14-1UP0 | G120X IP20 380...480V 1.5kW FSA UF | 1146.16
6SL3230-1YE18-0AB0 | G120X IP20 380...480V 3kW FSA C2 | 1227.24
6SL3230-2YC22-1UB0 | G120X IP20 200...240V 5.5kW FSC UF | 1618.84
6SL3230-2YC32-1UF0 | G120X IP20 200...240V 22kW FSE UF | 4017.17
6SL3230-2YC32-1UP0 | G120X IP20 200...240V 22kW FSE UF | 4012.17
6SL3230-2YC34-0UB0 | G120X IP20 200...240V 30kW FSE UF | 4605.52
6SL3230-2YC34-1UB0 | G120X IP20 200...240V 30kW FSE UF | 4717.64
6SL3230-3YH32-0UP0 | G120X IP20 500...690V 22kW FSD UF | 4255.5
6SL3230-3YH38-0UP0 | G120X IP20 500...690V 45kW FSE UF | 6967.36
6SL3230-3YH38-1UB0 | G120X IP20 500...690V 45kW FSE UF | 6947.59
6SL3230-3YH38-1UF0 | G120X IP20 500...690V 45kW FSE UF | 7084.47
6SL3230-3YH40-0UB0 | G120X IP20 500...690V 55kW FSE UF | 8173.24
6SL3230-2YE14-1UP0 | G120X IP20 380...480V 1.5kW FSA UF | 1198.93
6SL3230-2YE16-0AF0 | G120X IP20 380...480V 2.2kW FSA C2 | 1261.44
6SL3520-0XA04-0AB0 | G115D WM IP65/66 380...480V 4kW FSB C2 | 1612.07
6SL3520-0XA22-2AF0 | G115D WM IP65/66 380...480V 2,2kW FSB C2 | 1596.09
6SL3230-3YH46-1CP0 | G120X IP20 500...690V 110kW FSF C3 | 13719.2
6SL3230-3YH46-1UB0 | G120X IP20 500...690V 110kW FSF UF | 12954.16
6SL3230-3YH46-1UP0 | G120X IP20 500...690V 110kW FSF UF | 13086.07
6SL3230-3YH48-0CP0 | G120X IP20 500...690V 132kW FSF C3 | 15159.43
6SL3520-0XB00-3AF0 | G115D WM IP65/66 380..480V 0,37kW FSA C2 | 1362.06
6SL3520-0XB00-5AA0 | G115D WM IP65/66 380..480V 0,55kW FSA C2 | 1180.18
6SL3520-0XB00-5AB0 | G115D WM IP65/66 380..480V 0,55kW FSA C2 | 936.6
6SL3520-0XB00-7AA0 | G115D WM IP65/66 380..480V 0,75kW FSA C2 | 1210.61
6SL3230-2YE20-1AF0 | G120X IP20 380...480V 4kW FSB C2 | 1675.16
6SL3230-2YE22-1AB0 | G120X IP20 380...480V 5.5kW FSB C2 | 1696.05
6SL3520-0XB40-7AB0 | G115D WM IP65/66 380..480V 0,75kW FSA C2 | 967.04
6SL3520-0XB41-1AB0 | G115D WM IP65/66 380...480V 1,1kW FSA C2 | 1065.98
6SL3230-1YC24-0UF0 | G120X IP20 200...240V 7.5kW FSC UF | 1856.4
6SL3230-1YC28-1UF0 | G120X IP20 200...240V 15kW FSD UF | 2927.8
6SL3520-0XC03-0AA0 | G115D WM IP65/66 380...480V 3kW FSB C2 | 1796.37
6SL3520-0XC04-0AA0 | G115D WM IP65/66 380...480V 4kW FSB C2 | 2077.98
6SL3230-1YC40-1UB0 | G120X IP20 200...240V 55kW FSF UF | 7799.17
6SL3230-1YE10-1AP0 | G120X IP20 380...480V 0.75kW FSA C2 | 1097.49
6SL3261-6GB00-0BA0 | SINAMICS G120X IP20 PT frame FSB | 83.63
6SL3230-1YE12-0UB0 | G120X IP20 380...480V 1.1kW FSA UF | 827.82
6SL3230-1YE14-0AF0 | G120X IP20 380...480V 1.5kW FSA C2 | 1118.28
6SL3230-2YE32-0AP0 | G120X IP20 380...480V 22kW FSD C2 | 3996.28
6SL3230-2YE32-0UB0 | G120X IP20 380...480V 22kW FSD UF | 3549.47
6SL3230-2YE32-1AB0 | G120X IP20 380...480V 22kW FSD C2 | 3976.5
6SL3230-2YE32-1AF0 | G120X IP20 380...480V 22kW FSD C2 | 4113.39
6FX5002-5DG10-1BC0 | POWER CABLE PREASSEMBLED | 241.32
6FX5002-5DG10-1BD0 | POWER CABLE PREASSEMBLED | 249.23
6FX5002-5DG10-1BG0 | POWER CABLE PREASSEMBLED | 272.94
6FX5002-5DG10-1CE0 | POWER CABLE PREASSEMBLED | 336.21
6FX5022-5CN16-1CA0 | POWER CABLE PREASSEMBLED | 274.43
6FX5022-5CN56-1FA0 | POWER CABLE PREASSEMBLED | 710.93
6FX8002-5CA48-1AB5 | POWER CABLE, PREASSEMBLED EXT. | 438.08
6FX8002-5CA58-1AD5 | POWER CABLE, PREASSEMBLED EXT. | 505.99
6FX8002-5CE02-1AF0 | POWER CABLE, PREASSEMBLED | 269.71
6FX8002-5CE04-1AK0 | POWER CABLE, PREASSEMBLED | 403.86
6FX5002-5DG12-1AJ0 | POWER CABLE PREASSEMBLED | 225.55
6FX5002-5DG12-1BA0 | POWER CABLE PREASSEMBLED | 245.18
6FX5002-5DG12-1BB0 | POWER CABLE PREASSEMBLED | 254.92
6FX8002-5CS06-1AG0 | POWER CABLE PREASSEMBLED | 275.09
6FX8002-5CS06-1EG0 | POWER CABLE PREASSEMBLED | 699.55
6FX8002-5CS11-1AB0 | POWER CABLE, PREASSEMBLED | 294.15
6FX8002-5CS11-1BK0 | POWER CABLE, PREASSEMBLED | 575.58
6FX8002-5CS11-1EA0 | POWER CABLE, PREASSEMBLED | 905.18
6FX5012-5CN46-2BA0 | POWER CABLE PREASSEMBLED | 1079.08
6FX8002-2DC44-1AA5 | DRIVE-CLIQ EXTENSION | 176.9
6FX5002-5CS51-1BE0 | POWER CABLE, PREASSEMBLED | 509.59
6FX5002-2DD40-1AJ0 | SIGNAL CABLE, PREASSEMBLED | 186.91
6FX5002-2EQ10-1DB7 | SIGNAL CABLE, PREASSEMBLED | 360.05
6FX8002-2EN20-1BA0 | SIGNAL CABLE, PREASSEMBLED | 289.6
6FX5002-2EQ20-1CA0 | SIGNAL CABLE PREASSAMBLED | 363.34
6FX5002-2EQ34-1BA0 | SIGNAL CABLE, PREASSEMBLED | 236.78
6FX5002-2CH00-1AG0 | SIGNAL CABLE, PREASSEMBLED | 169
6FX5002-5CX28-1BC0 | POWER CABLE PREASSEMBLED,EXT. | 1968.13
6FX8002-2FN24-1AC2 | SIGNAL CABLE EXTENSION | 248.37
6FX5002-5DA15-1BH0 | POWER CABLE, PREASSEMBLED, EXT. | 425.72
6FX8002-2SL00-1AB0 | SIGNAL CABLE, PREASSEMBLED | 187.51
6FX8002-2SL01-1AG0 | SIGNAL CABLE, PREASSEMBLED | 311.25
6FX8002-2SL02-1AA6 | SIGNAL CABLE, PREASSEMBLED | 255.52
6FX8002-2SL02-1AE0 | SIGNAL CABLE, PREASSEMBLED | 288.93
6FX5002-5DA30-1AK0 | POWER CABLE, PREASSEMBLED | 220.67
6DL8913-0RX00-0AV8 | SIMIT VC ENTRY / SIS SUS,5 CONTROLLER DL | 1875.01
6AV7241-5DA07-0EA0 | SIMATIC IPC 477E, 19" Touch | 5718.57
6AV7882-0GA30-7CA0 | SIMATIC IPC277E, 19" Multitouch | 4990.45
6DR4004-3ES | Position Transmitter (NCS, ILS) | 1243.71
6AV9681-1AA02-5AX0 | WinCC/PMC-Channelsuite V7.5 | 6396.69
6DR4004-6NN20 | NCS-Sensor for SIPART PS2 | 503.01
6DR4004-6NN40 | NCS-Sensor for SIPART PS2 | 631.51
6AV7241-5XB37-0FA0 | SIMATIC IPC 477E, 19" Multitouch neutral | 6716.35
6DR5020-0EN00-0AA0 | SIPART PS2 2wire without HART DA | 1520.05
6AV7241-7LE03-0EA0 | SIMATIC IPC 477E, 22" Multitouch | 8795.84
6AV7261-2HK23-3DA2 | SIMATIC IPC677E, 24" Multitouch | 9580.89
6DR5110-0NN01-0AA0 | SIPART PS2 2 wire with Hart SA | 1871.3
6ES7132-6HC70-0BU0 | ET 200SP, RQ COni 3x120VDC.230VAC/5A ST | 91.39
6DR5120-0NN00-5KA0 | SIPART PS2 2 wire with HART DA | 1466.19
6DR5220-0EN00-0AA0 | SIPART PS2 4 wire with HART DA | 1910.45
6DR5310-0NG00-0AA0 | SIPART PS2 4wire without HART SA | 1389.1
6DR5510-0EN00-0AA0 | SIPART PS2 PA SA | 1813.78
6DR5510-0NM00-0AA3 | SIPART PS2 PA SA | 1911.68
6ED1052-2MD08-0BA1 | LOGO!12/24RCEO, 8DI(4AI)/4DO,400 Blocks | 154.47
6ES7138-6BA01-2BA0 | ET 200SP, TM Posinput 1, PU 10 | 310.21
6AV7674-1LA71-0AA0 | Extension Unit 24" hardwired | 960.18
6ES7143-5AH00-0BL0 | ET 200AL, IO-Link, DIQ 16x24VDC/0,5A | 252.29
6ES7155-6MU00-0CN0 | ET 200SP, IM155-6MF HF | 495.55
6EP4437-7EB00-3DX0 | SITOP SEL1400/8X1-5A | 292.5
6AV7860-0EH01-0AA0 | SIMATIC Flat Panel 10m CAT cable | 67.42
6AV7251-3DB07-0DA0 | SIMATIC IPC477E PRO, 15" MTouch | 5914.83
6AV7251-3GA07-0FA0 | SIMATIC IPC477E PRO, 19" MTouch | 6571.04
6AV7251-5FC02-0GA0 | SIMATIC IPC477E PRO, 19" MTouch | 8168.1
6AV7251-5FG30-0FA8 | SIMATIC IPC477E PRO, 19" MTouch | 7081.91
6AV7882-0AB30-0BA0 | SIMATIC IPC277E, 7" Touch | 3155.18
6AV7251-5JB07-0FA0 | SIMATIC IPC477E PRO, 22" MTouch | 7814.52
6AV7251-5JG05-0FA0 | SIMATIC IPC477E PRO, 22" MTouch | 7898.42
6AV7251-5RC07-0FA0 | SIMATIC IPC477E PRO, 19" MTouch | 7786.06
6AV7251-7DA08-0FA0 | SIMATIC IPC477E PRO, 15" MTouch | 7011.51
6AV7882-0BA20-2CA0 | SIMATIC IPC277E, 9" Touch | 3462.3
6AV6881-0AS42-0AA1 | USB flash drive, 32 GB | 255.71
6DL8913-0CX00-0AV8 | SIMIT SUS ENGINEERING L DL | 3835.88
6AV7882-0CB20-0BA0 | SIMATIC IPC277E, 12" Touch | 3570.17
6AV7241-1BA40-0JA0 | SIMATIC IPC 477E, 15" Touch | 4365.71
6AV7882-0CB20-6BA0 | SIMATIC IPC277E, 12" Touch | 4093.05
6AV7882-0DA20-5EA0 | SIMATIC IPC277E, 15" Touch | 4069.06
6AV7241-3BA15-0DA0 | SIMATIC IPC 477E, 15" Touch | 5110.31
6AV7882-0DB20-0BA0 | SIMATIC IPC277E, 15" Touch | 3896.78
6SL3262-1AC01-0DA0 | SINAMICS G120X SHIELD PLATE FOR FS C | 101.62
6SL3230-2YE28-1AF0 | G120X IP20 380...480V 15kW FSC C2 | 3098.18
6SL3230-2YE28-1UF0 | G120X IP20 380...480V 15kW FSC UF | 2826.38
6SL3230-1YE18-1UB0 | G120X IP20 380...480V 3kW FSA UF | 1233.09
6SL3520-0XD04-0AA0 | G115D WM IP65/66 380...480V 4kW FSB C2 | 2077.98
6FX8002-5CR52-1AE0 | POWER CABLE, PREASSEMBLED | 458.38
6FX8002-5CR52-1AH0 | POWER CABLE, PREASSEMBLED | 586.49
6FX8002-5CR53-1AK0 | POWER CABLE, PREASSEMBLED | 754.38
6FX8002-5CR53-1CD0 | POWER CABLE, PREASSEMBLED | 1352.08
6FX8002-5CA05-1AF2 | POWER CABLE, PREASSEMBLED EXT. | 324.6
6FX8002-5CS01-1CK0 | POWER CABLE, PREASSEMBLED | 665.53
6FX5002-5DG11-1DA0 | POWER CABLE, PREASSEMBLED | 443.27
6FX5002-5DG11-1DF0 | POWER CABLE, PREASSEMBLED | 492.3
6FX8002-5CS01-1EB4 | POWER CABLE, PREASSEMBLED | 841.79
6FX8002-5CS01-1ED3 | POWER CABLE, PREASSEMBLED | 868.84
6FX8002-5CG01-1CB0 | POWER CABLE PREASSEMBLED | 404.08
6FX8002-5CG10-1AA3 | POWER CABLE PREASSEMBLED | 147.42
6FX5022-5DN26-1AF0 | POWER CABLE PREASSEMBLED | 269.49
6FX5002-5DG12-1DD0 | POWER CABLE PREASSEMBLED | 470.14
6FX5002-5DG12-1DG0 | POWER CABLE PREASSEMBLED | 499.51
6FX5002-5DG12-1ED0 | POWER CABLE PREASSEMBLED | 567.92
6FX8002-5CS06-1BK0 | POWER CABLE PREASSEMBLED | 413.06
6FX8002-5CS06-1CC0 | POWER CABLE PREASSEMBLED | 444.88
6FX7002-5EA05-1AD0 | POWER CABLE, PREASSEMBLED | 285.61
6FX7002-5EA61-1DA0 | POWER CABLE, PREASSEMBLED | 1473.01
6FX7002-5EA78-1AG5 | POWER CABLE, PREASSEMBLED | 815.17
6FX7002-5EB11-1AG0 | POWER CABLE, PREASSEMBLED | 306.66
6FX8002-5CG11-1BF0 | POWER CABLE, PREASSEMBLED | 355.87
6FX5002-5DG33-1CA0 | POWER CABLE, PREASSEMBLED | 1886.95
6FX5002-5DG33-1GA0 | POWER CABLE, PREASSEMBLED | 3565.76
6FX8002-5CG13-1BA0 | POWER CABLE, PREASSEMBLED | 1112.29
6FX8002-5CS31-1AE5 | POWER CABLE, PREASSEMBLED | 433.04
6FX5002-5DG41-1AH0 | POWER CABLE, PREASSEMBLED, | 309.66
6FX5002-5DG42-1BA0 | POWER CABLE PREASSEMBLED | 346.86
6FX8002-5CG41-1BC0 | POWER CABLE, PREASSEMBLED | 446.74
6FX8002-5CG51-1CB0 | POWER CABLE, PREASSEMBLED | 719.17
6FX5002-5DG52-1DB0 | POWER CABLE PREASSEMBLED | 712.61
6FX5002-5DG52-1GA0 | POWER CABLE PREASSEMBLED | 1158.54
6FX8002-5CG52-1BF0 | POWER CABLE PREASSEMBLED | 577.62
6FX8002-5CG52-1BK0 | POWER CABLE PREASSEMBLED | 671.98
6FX5002-5DN01-1BG7 | POWER CABLE PREASSEMBLED | 410.86
6FX7002-5EX30-1AH5 | POWER CABLE, PREASSEMBLED | 321.57
6FX7002-5LM42-1AD5 | POWER CABLE PREASSEMBLED | 274.61
6FX8002-5CN01-1BD5 | POWER CABLE PREASSEMBLED | 464.52
6FX8002-5CN01-1DF5 | POWER CABLE PREASSEMBLED | 760.57
6FX8002-1AA01-1AG0 | SIGNAL CABLE, PREASSEMBLED, | 189.42
6FX8002-1AA14-1BE0 | SIGNAL CABLE, PREASSEMBLED | 256.5
6FX8002-5CN01-1FF0 | POWER CABLE PREASSEMBLED | 1016.34
6FX8002-2DC10-1ED8 | SIGNAL CABLE, PREASSEMBLED | 503.56
6FX8002-2DC10-1EE5 | SIGNAL CABLE, PREASSEMBLED | 512.13
6FX8002-2DC10-1EK0 | SIGNAL CABLE, PREASSEMBLED | 546.17
6FX8002-2DC10-1FA5 | SIGNAL CABLE, PREASSEMBLED | 563.43
6FX8002-5DS46-1CF0 | POWER CABLE PREASSEMBLED | 770.55
6FX8002-5DG61-1CF0 | POWER CABLE, PREASSEMBLED | 1497.6
6FX8002-5DS56-1CF0 | POWER CABLE PREASSEMBLED | 899.36
6FX8002-5DS61-1BH0 | POWER CABLE, PREASSEMBLED | 1132.85
6FX8002-5DG62-1BA0 | POWER CABLE PREASSEMBLED | 769.19
6FX8002-5DN01-1AC5 | POWER CABLE, PREASSEMBLED | 347.68
6FX8002-5DN01-1AJ5 | POWER CABLE, PREASSEMBLED | 452.69
6FX8002-5DX48-1BH0 | POWER CABLE, PREASSEMBLED EXT. | 4347.33
6FX8002-5CQ38-1BA5 | POWER CABLE EXTENSION | 564.16
6FX8002-5CR21-1BF0 | POWER CABLE, PREASSEMBLED | 527.3
6SL3230-2YE34-1AB0 | G120X IP20 380...480V 30kW FSD C2 | 4808.12
6FX8002-5CR52-1BD0 | POWER CABLE, PREASSEMBLED | 842.67
6FX8002-5CR52-1EA0 | POWER CABLE, PREASSEMBLED | 1995.26
6FX5002-5DG10-1CF0 | POWER CABLE PREASSEMBLED | 344.04
6FX8002-5CR52-1FC0 | POWER CABLE, PREASSEMBLED | 2507.57
6FX8002-5CA15-1BB5 | POWER CABLE, PREASSEMBLED EXT. | 444.66
6FX5022-5CN06-1CE0 | POWER CABLE PREASSEMBLED | 263.23
6FX8002-5CA28-1AJ0 | POWER CABLE, PREASSEMBLED EXT. | 500.64
6FX8002-5CF10-1BF0 | POWER CABLE, PREASSEMBLED | 319.73
6FX5022-5DN06-1CF0 | POWER CABLE PREASSEMBLED | 344.88
6FX8002-5CG10-1AB8 | POWER CABLE PREASSEMBLED | 160.27
6FX5002-5DG12-1AE0 | POWER CABLE PREASSEMBLED | 186.49
6FX8002-5CS06-1AJ5 | POWER CABLE PREASSEMBLED | 306.94
6FX8002-5CS06-1BB0 | POWER CABLE PREASSEMBLED | 328.17
6FX8002-5CS06-1CD0 | POWER CABLE PREASSEMBLED | 455.51
6FX5042-2CH00-1AC0 | SIGNAL CABLE, PREASSEMBLED | 142.52
6FX8002-5CS14-1EA0 | POWER CABLE, PREASSEMBLED | 1713.25
6FX5002-5DG12-1EG0 | POWER CABLE PREASSEMBLED | 597.28
6FX8002-5CS16-1AE0 | POWER CABLE PREASSEMBLED | 262.63
6FX8002-5CG10-1CJ0 | POWER CABLE PREASSEMBLED | 495.2
6FX5002-5DG32-1CA0 | POWER CABLE PREASSEMBLED | 416.93
6FX8002-5CS17-1BF0 | POWER CABLE PREASSEMBLED | 1121.57
6FX8002-5CG22-1AD0 | POWER CABLE PREASSEMBLED | 252.08
6FX8002-5CG31-1BJ0 | POWER CABLE, PREASSEMBLED | 478.89
6FX5002-5DG43-1BF0 | POWER CABLE, PREASSEMBLED | 1766.68
6FX8002-5CG51-1CD0 | POWER CABLE, PREASSEMBLED | 766.3
6FX8002-5CG52-1AK5 | POWER CABLE PREASSEMBLED | 459.7
6FX8002-5CS36-1BF0 | POWER CABLE PREASSEMBLED | 456.75
6FX8002-5CS41-1AB0 | POWER CABLE, PREASSEMBLED | 377.08
6FX5002-5DG61-1AJ0 | POWER CABLE, PREASSEMBLED | 483.53
6FX7002-5EX01-1AH0 | POWER CABLE, PREASSEMBLED | 447.03
6FX8002-5CN01-1AJ7 | POWER CABLE PREASSEMBLED | 397.21
6FX8002-5CS46-1BA0 | POWER CABLE PREASSEMBLED | 431.12
6FX5002-5DN01-1DK0 | POWER CABLE PREASSEMBLED | 592.52
6FX8002-5CS46-1DA0 | POWER CABLE PREASSEMBLED | 746.53
6FX8002-5CN01-1DD0 | POWER CABLE PREASSEMBLED | 720.26
6FX8002-5CN01-1DF0 | POWER CABLE PREASSEMBLED | 747.15
6FX8002-5CN05-1AA6 | POWER CABLE PREASSEMBLED EXT. | 260.3
6FX5002-5DN06-1AB0 | POWER CABLE PREASSEMBLED | 219.76
6FX8002-2DC10-1CJ5 | SIGNAL CABLE, PREASSEMBLED | 376.19
6FX8002-5DG43-1CK0 | POWER CABLE, PREASSEMBLED | 4756.66
6FX8002-5DS46-1EA0 | POWER CABLE PREASSEMBLED | 1060.1
6FX8002-5DS56-1AG0 | POWER CABLE PREASSEMBLED | 438.88
6FX8002-5DG61-1AH0 | POWER CABLE, PREASSEMBLED | 623.52
6FX8002-5DS64-1HF0 | POWER CABLE, PREASSEMBLED | 3516.02
6FX8002-5DX18-1BG0 | POWER CABLE, PREASSEMBLED EXT. | 2409.52
6FX8002-5CQ15-1AH0 | POWER CABLE EXTENSION | 370.18
6FX8002-5CQ38-1AF0 | POWER CABLE EXTENSION | 475.91
6FX8002-5DN01-1DD0 | POWER CABLE, PREASSEMBLED | 872.83
6FX8002-5DN01-1FE0 | POWER CABLE, PREASSEMBLED | 1240.42
6FX8002-5CR11-1BA0 | POWER CABLE, PREASSEMBLED | 400.16
6FX8002-5CR42-1AF0 | POWER CABLE, PREASSEMBLED | 422.82
6FX8002-2DC10-1GH0 | SIGNAL CABLE, PREASSEMBLED | 699.48
6FX8002-2DC20-1AD8 | SIGNAL CABLE, PREASSEMBLED | 183.77
6FX8002-7HY00-1AK1 | HYBRID CABLE, PREASSEMBLED | 631.06
6FX8002-5DN05-1AH1 | POWER CABLE PREASSEMBLED EXT. | 395.66
6FX8002-5CR42-1AH0 | POWER CABLE, PREASSEMBLED | 480.27
6FX8002-5DN05-1BC2 | POWER CABLE PREASSEMBLED EXT. | 479.59
6FX8002-5CR42-1DG0 | POWER CABLE, PREASSEMBLED | 1313.39
6FX8002-5DN05-1BJ0 | POWER CABLE PREASSEMBLED EXT. | 563.51
6FX8002-5DN05-1CH0 | POWER CABLE PREASSEMBLED EXT. | 714.64
6FX8002-5DN06-1AJ0 | POWER CABLE PREASSEMBLED | 336.34
6FX5002-5DG22-1BA0 | POWER CABLE PREASSEMBLED | 301.14
6FX5002-5DG22-1DF0 | POWER CABLE PREASSEMBLED | 498.79
6FX5002-5DG23-1BA0 | POWER CABLE, PREASSEMBLED | 1047.57
6FX5002-5DG23-1BF0 | POWER CABLE, PREASSEMBLED | 1180.06
6FX8002-5CG10-1BD0 | POWER CABLE PREASSEMBLED | 302.03
6FX8002-5CG22-1BF0 | POWER CABLE PREASSEMBLED | 406.66
6FX8002-5CS23-1AD0 | POWER CABLE, PREASSEMBLED | 892.39
6FX8002-5CS23-1CE0 | POWER CABLE, PREASSEMBLED | 1781.35
6FX8002-5CG51-1DD0 | POWER CABLE, PREASSEMBLED | 1002.19
6FX8002-5CG51-1DG0 | POWER CABLE, PREASSEMBLED | 1072.97
6FX8002-5CG51-1EF0 | POWER CABLE, PREASSEMBLED | 1285.19
6FX8002-5CG52-1AH5 | POWER CABLE PREASSEMBLED | 412.58
6FX5002-5DN01-1AA5 | POWER CABLE PREASSEMBLED | 278.8
6FX8002-5CS46-1AC5 | POWER CABLE PREASSEMBLED | 320.73
6FX8002-5CS46-1AE0 | POWER CABLE PREASSEMBLED | 336.45
6FX7002-5EB11-1CC0 | POWER CABLE, PREASSEMBLED | 700.44
6FX5002-5DN01-1KA0 | POWER CABLE PREASSEMBLED | 1013.5
6FX7002-5LM72-1AF0 | POWER CABLE PREASSEMBLED | 413.29
6FX7002-5LM82-1AA5 | POWER CABLE PREASSEMBLED(1FN3) | 355.84
6FX8002-5CS46-1BJ0 | POWER CABLE PREASSEMBLED | 557.3
6FX8002-5CS54-1CG0 | POWER CABLE, PREASSEMBLED | 874.79
6FX8002-5CN05-1AB5 | POWER CABLE PREASSEMBLED EXT. | 273.15
6FX8002-5CN05-1AH5 | POWER CABLE PREASSEMBLED EXT. | 350.45
6FX8002-5CS56-1AD0 | POWER CABLE PREASSEMBLED | 335.51
6FX8002-5DS51-1CK2 | POWER CABLE, PREASSEMBLED | 1306.6
6FX8002-5DG51-1AE0 | POWER CABLE, PREASSEMBLED | 369.04
6FX8002-5DG51-1CF0 | POWER CABLE, PREASSEMBLED | 980.99
6FX8002-5DS54-1BG0 | POWER CABLE, PREASSEMBLED | 734.86
6FX8002-5DX28-1BH0 | POWER CABLE, PREASSEMBLED EXT. | 2747.14
6FX8002-5DX38-1BA0 | POWER CABLE, PREASSEMBLED EXT. | 3140.19
6FX8002-5DX38-1CB0 | POWER CABLE, PREASSEMBLED EXT. | 4229.02
6FX8002-5CP46-1BA0 | POWER CABLE PREASSEMBLED | 493.98
6FX8002-5CQ58-1BE0 | POWER CABLE EXTENSION | 741.85
6FX8002-5CQ58-1BF4 | POWER CABLE EXTENSION | 789.04
6FX8002-5CQ68-1AG0 | POWER CABLE EXTENSION | 644.22
6FX8002-5CQ68-1DD0 | POWER CABLE EXTENSION | 1555.83
6FX8002-2DC20-1AA6 | SIGNAL CABLE, PREASSEMBLED | 158.32
6FX8002-7HY00-1AC7 | HYBRID CABLE, PREASSEMBLED | 461.83
6FX8002-7HY00-1AD0 | HYBRID CABLE, PREASSEMBLED | 461.83
6FX8002-2DC20-1AD2 | SIGNAL CABLE, PREASSEMBLED | 183.77
6FX8002-2DC20-1AJ2 | SIGNAL CABLE, PREASSEMBLED | 226.36
6FX8002-5CR42-1BF0 | POWER CABLE, PREASSEMBLED | 710.1
6FX8002-5CR42-1BK0 | POWER CABLE, PREASSEMBLED | 824.99
6FX8002-2DC20-1BE2 | SIGNAL CABLE, PREASSEMBLED | 277.17
6FX8002-2DC20-1BH5 | SIGNAL CABLE, PREASSEMBLED | 302.66
6FX8002-5DN06-1AD0 | POWER CABLE PREASSEMBLED | 267.38
6FX8002-5DN06-1AF5 | POWER CABLE PREASSEMBLED | 308.74
6FX8002-2DC30-1AC5 | DRIVE-CLIQ CABLE, PREASSEMBLED | 170.85
6FX8002-5DN06-1BG0 | POWER CABLE PREASSEMBLED | 446.67
6FX8002-5DN06-1BH5 | POWER CABLE PREASSEMBLED | 474.23
6FX8002-7HY00-1FA0 | HYBRID CABLE, PREASSEMBLED | 1597.94
6FX8022-5CS06-1AC0 | POWER CABLE PREASSEMBLED | 201.64
6FX8022-5CS06-1AE0 | POWER CABLE PREASSEMBLED | 222.88
6FX8022-5CS06-1BA0 | POWER CABLE PREASSEMBLED | 286.55
6FX8002-7HY11-1AG7 | HYBRID CABLE, PREASSEMBLED | 558.55
6FX8002-7HY11-1BA1 | HYBRID CABLE, PREASSEMBLED | 655.19
6FX8002-5DN16-1BA0 | POWER CABLE PREASSEMBLED | 387.42
6FX8002-5DN16-1BF0 | POWER CABLE PREASSEMBLED | 467.22
6GK5326-2QS00-3AR3 | SCALANCE XR326-2C PoE WG | 4292.29
6FX8042-2AD04-1AH0 | SIGNAL CABLE, PREASSEMBLED EXT. | 247.9
6FX8002-7HY11-1BD0 | HYBRID CABLE, PREASSEMBLED | 703.55
6FX8002-7HY11-1CA0 | HYBRID CABLE, PREASSEMBLED | 872.72
6FX8002-5DN05-1AE1 | POWER CABLE PREASSEMBLED EXT. | 345.28
6FX8002-5DN05-1AF3 | POWER CABLE PREASSEMBLED EXT. | 362.06
6FX8002-5DN05-1AG5 | POWER CABLE PREASSEMBLED EXT. | 378.87
6FX8002-7HY00-1BB4 | HYBRID CABLE, PREASSEMBLED | 679.37
6FX8002-2DC20-1AE2 | SIGNAL CABLE, PREASSEMBLED | 192.34
6FX8002-2DC20-1AF8 | SIGNAL CABLE, PREASSEMBLED | 200.87
6FX8002-2DC20-1AG7 | SIGNAL CABLE, PREASSEMBLED | 209.2
6FX8002-5DN05-1BE5 | POWER CABLE PREASSEMBLED EXT. | 513.15
6FX8002-5DN05-1BE7 | POWER CABLE PREASSEMBLED EXT. | 513.15
6FX8002-5DN05-1BF6 | POWER CABLE PREASSEMBLED EXT. | 529.96
6FX8002-5DN05-1BG0 | POWER CABLE PREASSEMBLED EXT. | 529.96
6FX8002-5DN06-1BD3 | POWER CABLE PREASSEMBLED | 419.09
6FX8002-7HY00-1DD1 | HYBRID CABLE, PREASSEMBLED | 1211.23
6FX8002-7HY00-1EB0 | HYBRID CABLE, PREASSEMBLED | 1380.39
6FX8002-7HY00-1ED0 | HYBRID CABLE, PREASSEMBLED | 1428.75
6FX8002-7HY00-1FK4 | HYBRID CABLE, PREASSEMBLED | 1839.71
6FX8002-5DN06-1CD0 | POWER CABLE PREASSEMBLED | 543.2
6FX8002-5DN06-1CG0 | POWER CABLE PREASSEMBLED | 584.56
6FX8002-5DN06-1CJ0 | POWER CABLE PREASSEMBLED | 612.14
6FX8002-5DN06-1DF0 | POWER CABLE PREASSEMBLED | 708.69
6FX8002-7HY11-1AB3 | HYBRID CABLE, PREASSEMBLED | 437.63
6FX8002-7HY11-1AD6 | HYBRID CABLE, PREASSEMBLED | 486.01
6FX8002-5DN06-1FC0 | POWER CABLE PREASSEMBLED | 943.14
6FX8002-5DN06-1HF0 | POWER CABLE PREASSEMBLED | 1260.27
6FX8022-5DN16-1AF0 | POWER CABLE PREASSEMBLED | 276.68
6FX8022-5DS06-1BF0 | POWER CABLE PREASSEMBLED | 401.89
6FX8002-5DN21-1CG0 | POWER CABLE PREASSEMBLED | 826.46
6FX8002-7HY11-1CG2 | HYBRID CABLE, PREASSEMBLED | 1042
6FX8002-7HY11-1DD0 | HYBRID CABLE, PREASSEMBLED | 1187.05
6FX8002-7HY11-1DK4 | HYBRID CABLE, PREASSEMBLED | 1356.28
6FX8002-7HY11-1FG5 | HYBRID CABLE, PREASSEMBLED | 1767.2
6FX8002-7HY11-1FK5 | HYBRID CABLE, PREASSEMBLED | 1839.71
6FX8002-5DS36-1AC5 | POWER CABLE PREASSEMBLED | 335.87
6FX8002-5DS36-1AG0 | POWER CABLE PREASSEMBLED | 383.74
6FX8002-5DS36-1BC0 | POWER CABLE PREASSEMBLED | 479.51
6FX8002-5CP10-1AE0 | POWER CABLE, PREASSEMBLED | 306.23
6FX8002-5CP10-1CA0 | POWER CABLE, PREASSEMBLED | 532.51
6FX8002-2CQ31-1BD0 | SIGNAL CABLE, PREASSEMBLED, | 292.39
6FX8002-2CQ31-1FF0 | SIGNAL CABLE, PREASSEMBLED, | 753.68
6FX8002-5CP16-1DF0 | POWER CABLE PREASSEMBLED | 634.2
6FX8002-5CP16-1FA0 | POWER CABLE PREASSEMBLED | 803.92
6FX8002-5CP16-1FH0 | POWER CABLE PREASSEMBLED | 883.12
6FX8002-5DS36-1CA0 | POWER CABLE PREASSEMBLED | 607.17
6FX8002-5DS46-1CB0 | POWER CABLE PREASSEMBLED | 693.34
6FX8002-5DS46-1CD0 | POWER CABLE PREASSEMBLED | 731.93
6FX8002-5DS46-1CG0 | POWER CABLE PREASSEMBLED | 789.85
6FX8002-5DG41-1AJ0 | POWER CABLE, PREASSEMBLED | 494
6FX8002-5DG43-1CA0 | POWER CABLE, PREASSEMBLED | 3628.2
6FX8002-5DG43-1CF0 | POWER CABLE, PREASSEMBLED | 4254.87
6FX8002-2DC10-1BJ4 | SIGNAL CABLE, PREASSEMBLED | 291.07
6FX8002-2DC10-1CE5 | SIGNAL CABLE, PREASSEMBLED | 342.17
6FX8002-5DX58-1BA0 | POWER CABLE, PREASSEMBLED EXT. | 4197.04
6FX8002-5CP47-1AF0 | POWER CABLE PREASSEMBLED | 371.04
6FX8002-5CP47-1AK0 | POWER CABLE PREASSEMBLED | 471.62
6FX8002-5CP47-1BA0 | POWER CABLE PREASSEMBLED | 496.72
6FX8002-5DN01-1BH5 | POWER CABLE, PREASSEMBLED | 610.25
6FX8002-5DN01-1CD0 | POWER CABLE, PREASSEMBLED | 697.8
6FX8002-5CQ48-1CC0 | POWER CABLE EXTENSION | 818.28
6FX8002-5CQ48-1DD0 | POWER CABLE EXTENSION | 1027.23
6FX8002-5DN01-1DJ0 | POWER CABLE, PREASSEMBLED | 960.31
6FX8002-5CR41-1BD0 | POWER CABLE, PREASSEMBLED | 654.61
6FX8002-5DN05-1AE7 | POWER CABLE PREASSEMBLED EXT. | 345.28
6FX8002-7HY00-1CG1 | HYBRID CABLE, PREASSEMBLED | 1042
6FX8002-5CR42-1DJ0 | POWER CABLE, PREASSEMBLED | 1370.82
6FX8002-2DC20-1CE5 | SIGNAL CABLE, PREASSEMBLED | 362.3
6FX8002-7HY00-1FC4 | HYBRID CABLE, PREASSEMBLED | 1670.48
6FX8002-5DN06-1CC0 | POWER CABLE PREASSEMBLED | 529.41
6FX8012-5DS41-1BC0 | POWER CABLE, PREASSEMBLED | 670.28
6FX8022-5CN06-1CE0 | POWER CABLE PREASSEMBLED | 435.1
6FX8022-5CS06-1DH0 | POWER CABLE PREASSEMBLED | 573.07
6FX8022-5DN06-1BC0 | POWER CABLE PREASSEMBLED | 360.55
6FX8002-7HY11-1AF7 | HYBRID CABLE, PREASSEMBLED | 534.32
6FX8002-5DN11-1BB0 | POWER CABLE PREASSEMBLED | 520.29
6GK5326-2QS00-3RR3 | SCALANCE XR326-2C WG PoE (w/o UL-cert.) | 3755.75
6FX8002-5DN16-1BK0 | POWER CABLE PREASSEMBLED | 531.03
6FX8002-5DN26-1AG0 | POWER CABLE PREASSEMBLED | 367.1
6FX8022-5DS16-1BA0 | POWER CABLE PREASSEMBLED | 356.47
6FX8002-5DN26-1BD0 | POWER CABLE PREASSEMBLED | 463.64
6FX8002-7HY11-1GA4 | HYBRID CABLE, PREASSEMBLED | 1863.84
6FX8002-5DN26-1DA0 | POWER CABLE PREASSEMBLED | 698.07
6FX8002-5DS31-1BF3 | POWER CABLE, PREASSEMBLED | 699.99
6FX8002-2CG00-1EA0 | SIGNAL CABLE, PREASSEMBLED, | 426.14
6FX8002-2CN20-1BA0 | SIGNAL CABLE, PREASSEMBLED | 293.86
6FX8002-5DS36-1BK0 | POWER CABLE PREASSEMBLED | 591.19
6FX8002-5CN56-1CA0 | POWER CABLE PREASSEMBLED | 666.79
6FX8002-5CN56-1GA0 | POWER CABLE PREASSEMBLED | 1446.32
6FX8002-5DG33-1BD0 | POWER CABLE, PREASSEMBLED | 2367.89
6FX8002-2CR00-1BB0 | SIGNAL CABLE PREASSAMBLED | 200.87
6FX8002-2CR00-1CF0 | SIGNAL CABLE PREASSAMBLED | 307.36
6FX8002-5CP10-1DF0 | POWER CABLE, PREASSEMBLED | 744.6
6FX8002-2DC00-1DG0 | SIGNAL CABLE, PREASSEMBLED | 536.04
6FX8002-5CP16-1DA0 | POWER CABLE PREASSEMBLED | 577.62
6FX8002-5DS36-1HA0 | POWER CABLE PREASSEMBLED | 1405.09
6FX8002-5DS41-1EC0 | POWER CABLE, PREASSEMBLED | 1407.93
6FX8002-5CP26-1CA0 | POWER CABLE PREASSEMBLED | 515.42
6FX8002-5DS46-1BB0 | POWER CABLE PREASSEMBLED | 500.3
6FX8002-5DG41-1EF0 | POWER CABLE, PREASSEMBLED | 1553.25
6FX8002-2DC10-1BA0 | SIGNAL CABLE, PREASSEMBLED | 214.53
6FX8002-5CP42-1HA0 | POWER CABLE, PREASSEMBLED | 2552.29
6FX8002-5DG43-1BE0 | POWER CABLE, PREASSEMBLED | 2888.2
6FX8002-5DG51-1BB0 | POWER CABLE, PREASSEMBLED | 575.13
6FX8002-5DG53-1BA0 | POWER CABLE, PREASSEMBLED | 3082.46
6FX8002-5DS64-1AC0 | POWER CABLE, PREASSEMBLED | 357.07
6FX8002-5DX48-1BA0 | POWER CABLE, PREASSEMBLED EXT. | 3468.63
6FX8002-5CP47-1CF0 | POWER CABLE PREASSEMBLED | 873.95
6FX8002-5CQ28-1BA0 | POWER CABLE EXTENSION | 526.56
6FX8002-5EX12-1AJ5 | POWER CABLE, PREASSEMBLED | 1151.67
6FX8002-5CQ48-1BA0 | POWER CABLE EXTENSION | 590.09
6FX8002-5CQ58-1BC0 | POWER CABLE EXTENSION | 694.69
6FX8002-5CQ68-1AH0 | POWER CABLE EXTENSION | 678.01
6FX8002-5CR41-1AE0 | POWER CABLE, PREASSEMBLED | 396.08
6FX8002-5DN05-1AE6 | POWER CABLE PREASSEMBLED EXT. | 345.28
6FX8002-2DC10-1CK5 | SIGNAL CABLE, PREASSEMBLED | 384.72
6FX8002-5MN05-1AA2 | POWER CABLE EXTENSION | 255.58
6FX8002-7HY00-1AE1 | HYBRID CABLE, PREASSEMBLED | 510.14
6FX8002-7HY00-1AH8 | HYBRID CABLE, PREASSEMBLED | 582.66
6FX8002-2DC20-1AH2 | SIGNAL CABLE, PREASSEMBLED | 217.8
6FX8002-5DN05-1BE0 | POWER CABLE PREASSEMBLED EXT. | 496.36
6FX8002-5DN05-1BK0 | POWER CABLE PREASSEMBLED EXT. | 580.28
6FX8002-5DN05-1EA7 | POWER CABLE PREASSEMBLED EXT. | 949.63
6FX8002-5DN06-1AJ5 | POWER CABLE PREASSEMBLED | 350.13
6FX8002-5DN06-1BC4 | POWER CABLE PREASSEMBLED | 405.31
6FX8002-7HY00-1ED6 | HYBRID CABLE, PREASSEMBLED | 1452.95
6FX8002-7HY00-1FJ5 | HYBRID CABLE, PREASSEMBLED | 1815.48
6FX8002-5DN26-1BC0 | POWER CABLE PREASSEMBLED | 449.85
6FX8002-5DN27-1AG0 | POWER CABLE PREASSEMBLED | 284.31
6FX8002-5DN30-1EA0 | POWER CABLE, PREASSEMBLED | 875.78
6FX8002-5DN31-1CB0 | POWER CABLE PREASSEMBLED | 801.52
6FX8002-5DN31-1CG0 | POWER CABLE PREASSEMBLED | 902.83
6FX8002-5DG31-1CA0 | POWER CABLE, PREASSEMBLED | 619.75
6FX8002-5DG32-1AH0 | POWER CABLE PREASSEMBLED | 368.41
6FX8002-5DG32-1BB0 | POWER CABLE PREASSEMBLED | 445.43
6FX8002-2DC00-1AA2 | SIGNAL CABLE, PREASSEMBLED | 127.29
6FX8002-2DC00-1AB2 | SIGNAL CABLE, PREASSEMBLED | 138.96
6FX8002-5DG33-1BK0 | POWER CABLE, PREASSEMBLED | 2959.82
6FX8002-5DG33-1CB4 | POWER CABLE, PREASSEMBLED | 3259.65
6FX8002-5CP21-1CF0 | POWER CABLE, PREASSEMBLED | 751.18
6FX8002-2DC10-1AA8 | SIGNAL CABLE, PREASSEMBLED | 138.19
6FX8002-2DC10-1AD3 | SIGNAL CABLE, PREASSEMBLED | 163.64
6FX8002-5DG43-1AE0 | POWER CABLE, PREASSEMBLED | 1632.54
6FX8002-5DG43-1BD0 | POWER CABLE, PREASSEMBLED | 2763.33
6FX8002-5CP42-1BF0 | POWER CABLE, PREASSEMBLED | 798.65
6FX8002-5CP42-1EA0 | POWER CABLE, PREASSEMBLED | 1595.8
6FX8002-5DG61-1AD0 | POWER CABLE, PREASSEMBLED | 429.27
6FX8002-5DG61-1AG0 | POWER CABLE, PREASSEMBLED | 575.02
6FX8002-5DS46-1DD0 | POWER CABLE PREASSEMBLED | 924.95
6FX8002-5DS56-1BB0 | POWER CABLE PREASSEMBLED | 560.07
6FX8002-5DS56-1CD0 | POWER CABLE PREASSEMBLED | 850.87
6FX8002-5DN01-1AG5 | POWER CABLE, PREASSEMBLED | 417.7
6FX8002-5DN01-1AG8 | POWER CABLE, PREASSEMBLED | 417.7
6FX8002-5DN01-1BA5 | POWER CABLE, PREASSEMBLED | 487.71
6FX8002-5DN01-1BB5 | POWER CABLE, PREASSEMBLED | 505.23
6FX8002-5CQ68-1BC0 | POWER CABLE EXTENSION | 846.83
6FX8002-5CQ68-1BD0 | POWER CABLE EXTENSION | 880.64
6FX8002-5CR11-1AF0 | POWER CABLE, PREASSEMBLED | 329.43
6FX8002-5CR11-1CA0 | POWER CABLE, PREASSEMBLED | 541.58
6FX8002-2DC10-1GB0 | SIGNAL CABLE, PREASSEMBLED | 648.5
6FX8002-2DC20-1AA3 | SIGNAL CABLE, PREASSEMBLED | 158.32
6FX8002-2DC20-1AB3 | SIGNAL CABLE, PREASSEMBLED | 166.83
6FX8002-7HY00-1AD8 | HYBRID CABLE, PREASSEMBLED | 486.01
6FX8002-5CR42-1CA0 | POWER CABLE, PREASSEMBLED | 853.74
6FX8002-2DC20-1BA0 | SIGNAL CABLE, PREASSEMBLED | 234.69
6FX8002-2DC20-1BB3 | SIGNAL CABLE, PREASSEMBLED | 251.67
6FX8002-2DC20-1BB8 | SIGNAL CABLE, PREASSEMBLED | 251.67
6FX8002-7HY00-1BD0 | HYBRID CABLE, PREASSEMBLED | 703.55
6FX8002-7HY00-1BH0 | HYBRID CABLE, PREASSEMBLED | 800.19
6FX8002-5DN06-1AJ7 | POWER CABLE PREASSEMBLED | 350.13
6FX8002-5DN06-1AK0 | POWER CABLE PREASSEMBLED | 350.11
6FX8002-5DN06-1CA1 | POWER CABLE PREASSEMBLED | 515.6
6FX8002-5DN06-1DC0 | POWER CABLE PREASSEMBLED | 667.33
6FX8002-7HY00-1GC5 | HYBRID CABLE, PREASSEMBLED | 1912.22
6FX8002-7HY00-1GF5 | HYBRID CABLE, PREASSEMBLED | 1984.71
6FX8002-5DN06-1EA0 | POWER CABLE PREASSEMBLED | 777.62
6FX8002-5DN06-1EH0 | POWER CABLE PREASSEMBLED | 874.16
6FX8002-7HY00-1GJ6 | HYBRID CABLE, PREASSEMBLED | 2057.22
6FX8002-7HY00-1GK0 | HYBRID CABLE, PREASSEMBLED | 2057.25
6FX8002-7HY11-1AA6 | HYBRID CABLE, PREASSEMBLED | 413.45
6FX8022-5DN06-1BE0 | POWER CABLE PREASSEMBLED | 388.09
6FX8002-5DN21-1AK0 | POWER CABLE PREASSEMBLED | 528.92
6FX8002-5DN26-1AH0 | POWER CABLE PREASSEMBLED | 380.87
6FX8002-5DN26-1BH0 | POWER CABLE PREASSEMBLED | 518.78
6FX8002-5DN26-1CA0 | POWER CABLE PREASSEMBLED | 560.15
6FX8002-7HY22-1AB7 | HYBRID CABLE, PREASSEMBLED | 437.63
6FX8002-7HY22-1AB8 | HYBRID CABLE, PREASSEMBLED | 437.63
6FX8002-5DN36-1AF0 | POWER CABLE PREASSEMBLED | 367.81
6FX8002-7HY22-1AF0 | HYBRID CABLE, PREASSEMBLED | 510.14
6FX8002-5DN41-1BB0 | POWER CABLE PREASSEMBLED | 645.74
6AV7882-0DB30-0BA0 | SIMATIC IPC277E, 15" Touch | 4134.99
6AV7882-0DB30-6BA0 | SIMATIC IPC277E, 15" Touch | 4657.85
6ES7647-8BB34-2BA1 | SIMATIC IPC227E (Nanobox PC) | 3021.84
6ES7647-8BB62-2CA1 | SIMATIC IPC227E (Nanobox PC) | 3078.76
6ES7648-6WC21-6YA0 | SIMATIC IPC Operating System Package | 420.99
6ES7647-8BB31-2RA4 | SIMATIC IPC227E (Nanobox PC) | 2534.93
6ES7647-8BB31-4CA1 | SIMATIC IPC227E (Nanobox PC) | 3086.27
6ES7647-8BB31-7CA2 | SIMATIC IPC227E (Nanobox PC) | 2842.05
6ES7647-8BB32-6EA1 | SIMATIC IPC227E (Nanobox PC) | 2948.43
6ES7647-8BB61-4MA1 | SIMATIC IPC227E (Nanobox PC) | 3170.15
6ES7647-8BB64-6CA1 | SIMATIC IPC227E (Nanobox PC) | 3525.23
6ES7647-8BD64-0CA1 | SIMATIC IPC227E (Nanobox PC) | 3087.76
6FX5002-5DN46-1BA0 | POWER CABLE PREASSEMBLED | 379.71
6FX5002-5CN06-1BG0 | POWER CABLE PREASSEMBLED | 262.31
6FX5002-5CN06-1CF0 | POWER CABLE PREASSEMBLED | 298.14
6FX5002-5DN56-1CG0 | POWER CABLE PREASSEMBLED | 616.05
6FX5002-5CN06-1EF0 | POWER CABLE PREASSEMBLED | 377.75
6FX5002-5CN06-1GF0 | POWER CABLE PREASSEMBLED | 457.37
6FX5002-5CN16-1AG0 | POWER CABLE PREASSEMBLED | 231.92
6FX5002-5CN16-1CA0 | POWER CABLE PREASSEMBLED | 305.35
6FX5002-5DS01-1GH0 | POWER CABLE, PREASSEMBLED | 831.13
6FX5002-5CN26-1AH0 | POWER CABLE PREASSEMBLED | 281.22
6FX5002-5DS06-1BG0 | POWER CABLE PREASSEMBLED | 317.3
6FX5002-5DS06-1GA0 | POWER CABLE PREASSEMBLED | 603.43
6FX5002-5DS11-1CB0 | POWER CABLE, PREASSEMBLED | 493.66
6FX5002-5DS14-1CA0 | POWER CABLE, PREASSEMBLED | 996.81
6ES7924-2AK20-0BC0 | 32K CONNECT. MOD. TP1 M-READ LED PUSH-IN | 76.63
6FX5002-5CN36-1BE0 | POWER CABLE PREASSEMBLED | 328.62
6FX5002-5CN46-1AE0 | POWER CABLE PREASSEMBLED | 286.91
6FX5002-5DS51-1AG0 | POWER CABLE, PREASSEMBLED | 459.4
6FX5002-5CN54-1CA0 | POWER CABLE PREASSEMBLED | 458.99
6FX5002-5CN56-1BA0 | POWER CABLE PREASSEMBLED | 355.43
6FX5002-5CQ15-1BA0 | POWER CABLE EXTENSION | 312.63
6FX5002-2AH00-1GF0 | SIGNAL CABLE, PREFABRICATED | 478.41
6FX5002-5CR72-1BA0 | POWER CABLE, PREASSEMBLED | 861.16
6FX5002-2AH04-1BA0 | SIGNAL CABLE, PREASSEMBLED,EXT. | 193.31
6FX5002-5DX48-1BA0 | POWER CABLE PREASSEMBLED, | 2619.97
6FX5002-5DX58-1BA0 | POWER CABLE PREASSEMBLED, | 2957.6
6FX5002-8QE08-1BC0 | ONE-CABLE-CONNECTION EXTENSION | 357.02
6FX5002-8QE11-1FA0 | ONE-CABLE-CONNECTION EXTENSION | 1030.12
6FX5002-2CA31-1BJ3 | SIGNAL CABLE, PREASSEMBLED, | 269.26
6FX5002-2CA34-1AC0 | SIGNAL CABLE, PREASSEMBLED,EXT. | 166.1
6FX5002-2CC12-1AD0 | SIGNAL CABLE, PREASSEMBLED | 112.49
6FX5002-8QN04-1AB0 | ONE-CABLE-CONNECTION ASSEMBLY | 146.06
6FX5002-8QN04-1BA0 | ONE-CABLE-CONNECTION ASSEMBLY | 234.48
6FX5002-2CG00-1BC0 | SIGNAL CABLE, PREASSEMBLED, | 169.02
6FX5002-8QN08-1AC0 | ONE-CABLE-CONNECTION ASSEMBLY | 164.35
6FX5002-8QN08-1AF0 | ONE-CABLE-CONNECTION ASSEMBLY | 199.85
6FX5002-2DC00-1AC5 | SIGNAL CABLE, PREASSEMBLED | 116.17
6FX5002-5CR73-1EC0 | POWER CABLE, PREASSEMBLED | 2374.77
6FX5002-2DC10-1AD6 | SIGNAL CABLE, PREASSEMBLED | 140.8
6FX5002-8QN08-1BF0 | ONE-CABLE-CONNECTION ASSEMBLY | 318.04
6FX5002-8QN11-1AF0 | ONE-CABLE-CONNECTION ASSEMBLY | 245.58
6ES7810-5CC13-0YA5 | STEP 7 Prof. V16/2017 SR2 Combo, FL, | 7295.3
6ES7822-1AE06-0XC5 | STEP 7 Prof. Upgr & Powerp V16 DL | 2487.56
6ES7823-1TE06-0AA5 | TIA Portal Test Suite Advanced V16 DL | 2983.11
6FX5002-5CF12-1AF0 | POWER CABLE, PREASSEMBLED | 245.47
6FX5002-5CG01-1EJ0 | POWER CABLE, PREASSEMBLED | 348.04
6FX5002-5CG10-1BK3 | POWER CABLE PREASSEMBLED | 218.95
6FX5002-5CG10-1CJ0 | POWER CABLE PREASSEMBLED | 256.03
6FX5002-5CG10-1HF0 | POWER CABLE PREASSEMBLED | 473.43
6FX8002-5DN05-1AG4 | POWER CABLE PREASSEMBLED EXT. | 378.87
6FX8002-5CR41-1BF0 | POWER CABLE, PREASSEMBLED | 712.08
6FX8002-7HY00-1BA1 | HYBRID CABLE, PREASSEMBLED | 655.19
6FX8002-2DC20-1AE6 | SIGNAL CABLE, PREASSEMBLED | 192.34
6FX8002-2DC20-1AG5 | SIGNAL CABLE, PREASSEMBLED | 209.2
6FX8002-2DC20-1AG8 | SIGNAL CABLE, PREASSEMBLED | 209.2
6FX8002-5DN05-1CG0 | POWER CABLE PREASSEMBLED EXT. | 697.86
6FX8002-5DN05-1CJ0 | POWER CABLE PREASSEMBLED EXT. | 731.41
6FX8002-5DN05-1DB0 | POWER CABLE PREASSEMBLED EXT. | 781.75
6FX8002-5DN05-1DF0 | POWER CABLE PREASSEMBLED EXT. | 848.89
6FX8002-2DC20-1EB0 | SIGNAL CABLE, PREASSEMBLED | 498.24
6FX8002-7HY00-1EG1 | HYBRID CABLE, PREASSEMBLED | 1525.49
6FX8002-7HY00-1FA6 | HYBRID CABLE, PREASSEMBLED | 1622.12
6FX8002-5DN06-1BE0 | POWER CABLE PREASSEMBLED | 419.04
6FX8022-5CN06-1CF0 | POWER CABLE PREASSEMBLED | 445.7
6FX8022-5CN46-1DH0 | POWER CABLE PREASSEMBLED | 826.01
6FX8022-5CS06-1DA0 | POWER CABLE PREASSEMBLED | 498.79
6FX8022-5CS16-1AJ0 | POWER CABLE PREASSEMBLED | 281.07
6FX8002-7HY11-1BA3 | HYBRID CABLE, PREASSEMBLED | 655.19
6GK5622-2GS00-2AC2 | SCALANCE SC622-2C | 1650.87
6FX8002-7HY11-1BF3 | HYBRID CABLE, PREASSEMBLED | 776.04
6FX8002-7HY11-1BG0 | HYBRID CABLE, PREASSEMBLED | 776.08
6FX8002-7HY11-1BJ1 | HYBRID CABLE, PREASSEMBLED | 848.57
6FX8002-7HY11-1CE5 | HYBRID CABLE, PREASSEMBLED | 993.59
6FX8042-5DA05-1AD0 | POWER CABLE, PREASSEMBLED EXT. | 311.54
6FX8002-7HY11-1DF0 | HYBRID CABLE, PREASSEMBLED | 1235.34
6FX8002-7HY11-1FA1 | HYBRID CABLE, PREASSEMBLED | 1622.12
6FX8002-5DN27-1BA0 | POWER CABLE PREASSEMBLED | 339.48
6FX8002-5DN27-1CA0 | POWER CABLE PREASSEMBLED | 477.37
6FX8002-5DN30-1AD0 | POWER CABLE, PREASSEMBLED | 228.35
6FX8002-5DN30-1BF0 | POWER CABLE, PREASSEMBLED | 438.33
6FX8002-7HY22-1BA8 | HYBRID CABLE, PREASSEMBLED | 655.19
6FX8002-7HY22-1BD0 | HYBRID CABLE, PREASSEMBLED | 703.55
6FX8002-5DN36-1CJ0 | POWER CABLE PREASSEMBLED | 734.85
6FX8002-5DN36-1DC0 | POWER CABLE PREASSEMBLED | 798.68
6FX8002-5DN46-1BB0 | POWER CABLE PREASSEMBLED | 500.3
6FX8002-5DN46-1BD0 | POWER CABLE PREASSEMBLED | 538.92
6FX8002-5DN46-1BG0 | POWER CABLE PREASSEMBLED | 596.83
6FX8002-5DN46-1BJ0 | POWER CABLE PREASSEMBLED | 635.43
6FX8002-5DN51-1BB0 | POWER CABLE PREASSEMBLED | 721.54
6FX8002-5DN54-1AJ0 | POWER CABLE PREASSEMBLED | 488.83
6FX8002-5DN54-1BG0 | POWER CABLE PREASSEMBLED | 734.86
6FX8002-5DN54-1CC0 | POWER CABLE PREASSEMBLED | 919.44
6FX8002-8QN04-1AH0 | ONE-CABLE-CONNECTION ASSEMBLY | 242.81
6FX8002-8QN04-1BA0 | ONE-CABLE-CONNECTION ASSEMBLY | 287.48
6FX8002-5DQ28-1CG4 | POWER CABLE PREASSEMBLED EXT. | 862.62
6FX8002-5DQ38-1AD0 | POWER CABLE PREASSEMBLED EXT. | 471.96
6FX8002-5DQ38-1AF0 | POWER CABLE PREASSEMBLED EXT. | 510.67
6FX8002-5DQ38-1BC0 | POWER CABLE PREASSEMBLED EXT. | 646.23
6FX8002-5DQ48-1AK0 | POWER CABLE PREASSEMBLED EXT. | 624.14
6FX8002-5DQ58-1AD0 | POWER CABLE PREASSEMBLED EXT. | 522.78
6FX8002-5DQ58-1AH2 | POWER CABLE PREASSEMBLED EXT. | 669.66
6FX8002-5DQ58-1BE7 | POWER CABLE PREASSEMBLED EXT. | 875.23
6FX8002-5DQ58-1BF5 | POWER CABLE PREASSEMBLED EXT. | 904.58
6FX8008-1BA31-1DA0 | POWER CABLE,SOLD BY THE METER, | 783.32
6FX8008-1BA35-1GA0 | POWER CABLE, SOLD BY THE METER, | 8164
6FX8008-1BA41-1BA0 | POWER CABLE,SOLD BY THE METER, | 332.95
6FX8008-1BA50-1DF0 | POWER CABLE, SOLD BY THE METER, | 6720.6
6SL3220-1YE40-1UP0 | G120X IP20 380...480V 55kW FSE UF | 6791.99
6SL3220-1YE42-0AF0 | G120X IP20 380...480V 75kW FSF C2 | 8640.93
6SL3220-1YE42-1UB0 | G120X IP20 380...480V 75kW FSF UF | 7889.59
6FX8002-7HY00-1GB6 | HYBRID CABLE, PREASSEMBLED | 1888.02
6FX8012-5DS51-1BF0 | POWER CABLE, PREASSEMBLED | 844.53
6FX8022-5CN06-1CC0 | POWER CABLE PREASSEMBLED | 413.87
6FX8002-5DN06-1DG0 | POWER CABLE PREASSEMBLED | 722.48
6FX8022-5CS56-1BF0 | POWER CABLE PREASSEMBLED | 538.34
6FX8002-7HY11-1AF2 | HYBRID CABLE, PREASSEMBLED | 534.32
6FX8002-5DN11-1BC0 | POWER CABLE PREASSEMBLED | 540.59
6FX8002-5DN16-1CG0 | POWER CABLE PREASSEMBLED | 642.74
6FX8002-5DN16-1FA0 | POWER CABLE PREASSEMBLED | 1025.72
6FX8022-5DS16-1BB0 | POWER CABLE PREASSEMBLED | 372.41
6FX8022-5DS36-1BF0 | POWER CABLE PREASSEMBLED | 496.43
6FX8002-7HY11-1FA2 | HYBRID CABLE, PREASSEMBLED | 1622.12
6FX8002-7HY11-1FF2 | HYBRID CABLE, PREASSEMBLED | 1742.99
6FX8002-7HY22-1AD1 | HYBRID CABLE, PREASSEMBLED | 486.01
6FX8002-7HY22-1AD5 | HYBRID CABLE, PREASSEMBLED | 486.01
6FX8002-5DN30-1CF0 | POWER CABLE, PREASSEMBLED | 613.31
6FX8002-5DN31-1BJ5 | POWER CABLE PREASSEMBLED | 760.97
6FX8002-5DN36-1AD0 | POWER CABLE PREASSEMBLED | 335.87
6FX8002-5DN36-1BE0 | POWER CABLE PREASSEMBLED | 511.44
6FX8002-7HY22-1AH6 | HYBRID CABLE, PREASSEMBLED | 582.66
6GF3540-8DA33 | MV500 Built-in ring light WS MULTI | 919.77
6FX8002-5DN41-1AG0 | POWER CABLE PREASSEMBLED | 523.19
6FX8002-8QE04-1BG0 | ONE-CABLE-CONNECTION EXTENSION | 395.87
6GF3560-0HE10 | Optical Reader MV560 X | 7533.12
6FX8002-5DN46-1AK0 | POWER CABLE PREASSEMBLED | 461.71
6FX8002-5DN46-1CC0 | POWER CABLE PREASSEMBLED | 712.63
6FX8002-5DN46-1DF0 | POWER CABLE PREASSEMBLED | 963.57
6GK1411-5BB00 | IE/PB Link HA | 3399.11
6FX8002-5DN54-1CD0 | POWER CABLE PREASSEMBLED | 950.19
6FX8002-5DN56-1BG0 | POWER CABLE PREASSEMBLED | 681.27
6FX8002-5DN56-1CA0 | POWER CABLE PREASSEMBLED | 778.17
6FX8002-5DN64-1FA0 | POWER CABLE PREASSEMBLED | 2432.7
6FX8002-8QN08-1AD5 | ONE-CABLE-CONNECTION ASSEMBLY | 213.12
6FX8002-5DQ28-1AJ0 | POWER CABLE PREASSEMBLED EXT. | 543.59
6FX8002-5DQ28-1BG0 | POWER CABLE PREASSEMBLED EXT. | 677.91
6FX8002-8QN08-1BA0 | ONE-CABLE-CONNECTION ASSEMBLY | 317.65
6GK1704-1BW16-0AA0 | SOFTNET-IE S7 EXTENDED V16 | 8559.84
6FX8002-8QN11-1AD0 | ONE-CABLE-CONNECTION ASSEMBLY | 238.53
6FX8002-5DQ48-1AC2 | POWER CABLE PREASSEMBLED EXT. | 484
6FX8002-5DS01-1CA5 | POWER CABLE, PREASSEMBLED | 661.87
6FX8002-8QN11-1FA0 | ONE-CABLE-CONNECTION ASSEMBLY | 1310.56
6FX8002-8QN21-1FA0 | ONE-CABLE-CONNECTION ASSEMBLY | 2002.12
6FX8008-1BA25-1AF0 | POWER CABLE, SOLD BY THE METER, | 557.69
6FX8008-1BA51-1BA0 | POWER CABLE, SOLD BY THE METER | 463.74
6SL3220-1YE38-1AB0 | G120X IP20 380...480V 45kW FSE C2 | 6026.83
6SL3220-1YE40-0AP0 | G120X IP20 380...480V 55kW FSE C2 | 7283.21
6SL3220-1YE40-1UF0 | G120X IP20 380...480V 55kW FSE UF | 6796.96
6SL3220-1YE44-1AB0 | G120X IP20 380...480V 90kW FSF C2 | 10255.43
6SL3220-1YE44-1UP0 | G120X IP20 380...480V 90kW FSF UF | 9512.35
6SL3220-1YE48-0AP0 | G120X IP20 380...480V 132kW FSF C2 | 13031.37
6SL3220-2YE18-0UB0 | G120X IP20 380...480V 3kW FSA UF | 967.53
6SL3220-2YE22-1AP0 | G120X IP20 380...480V 5.5kW FSB C2 | 1571.32
6SL3220-1YE48-0UB0 | G120X IP20 380...480V 132kW FSF UF | 11804.25
6SL3220-2YE24-0UF0 | G120X IP20 380...480V 7.5kW FSB UF | 1532.64
6SL3220-2YE24-1AB0 | G120X IP20 380...480V 7.5kW FSB C2 | 1704.5
6SL3220-2YE28-0UP0 | G120X IP20 380...480V 15kW FSC UF | 2377.14
6SL3220-2YE28-1UP0 | G120X IP20 380...480V 15kW FSC UF | 2489.26
6SL3220-1YE54-0CP0 | G120X IP20 380...480V 250kW FSG C3 | 20302.89
6SL3220-1YE58-1CF0 | G120X IP20 380...480V 355kW FSH C3 | 27713.89
6SL3220-2YE32-0UF0 | G120X IP20 380...480V 22kW FSD UF | 3303.83
6FX8002-7HY22-1CE8 | HYBRID CABLE, PREASSEMBLED | 993.59
6FX8002-8QE04-1AF0 | ONE-CABLE-CONNECTION EXTENSION | 232.1
6FX8002-8QE04-1BD0 | ONE-CABLE-CONNECTION EXTENSION | 351.18
6GK1182-0BB01-0AA4 | PROFINET IO, ERTEC 200, 1050 PCS T & R | 34128.73
6FX8002-8QE11-1AF0 | ONE-CABLE-CONNECTION EXTENSION | 364.68
6FX8002-8QN04-1AA3 | ONE-CABLE-CONNECTION ASSEMBLY | 153.49
6FX8002-8QN04-1AB5 | ONE-CABLE-CONNECTION ASSEMBLY | 168.39
6FX8002-5DN56-1DD3 | POWER CABLE PREASSEMBLED | 1117.44
6FX8002-5DN56-1EF0 | POWER CABLE PREASSEMBLED | 1384.1
6FX8002-5DN64-1AF0 | POWER CABLE PREASSEMBLED | 486.77
6FX8002-5DN64-1AK0 | POWER CABLE PREASSEMBLED | 659.73
6FX8002-5DQ15-1AF8 | POWER CABLE EXTENSION | 379.74
6FX8002-5DQ15-1BA0 | POWER CABLE EXTENSION | 457.24
6FX8002-5DQ15-1CD0 | POWER CABLE EXTENSION | 708.77
6FX8002-5DQ15-1DD0 | POWER CABLE EXTENSION | 902.34
6FX8002-8QN08-1EA0 | ONE-CABLE-CONNECTION ASSEMBLY | 840.27
6FX8002-5DQ38-1EA2 | POWER CABLE PREASSEMBLED EXT. | 1207.45
6FX8002-5DS01-1EB0 | POWER CABLE, PREASSEMBLED | 1013.29
6FX8002-5DS06-1AE0 | POWER CABLE PREASSEMBLED | 281.14
6FX8002-5DS06-1AH5 | POWER CABLE PREASSEMBLED | 336.31
6FX8002-5DS06-1AK0 | POWER CABLE PREASSEMBLED | 350.11
6SL3220-1YE38-1AF0 | G120X IP20 380...480V 45kW FSE C2 | 6163.72
6SL3220-1YE38-1UB0 | G120X IP20 380...480V 45kW FSE UF | 5518.72
6SL3203-0BE26-5HA0 | SINAMICS S210, EMC-Filter C2, 3AC, 65A | 460.26
6SL3220-2YE16-0UP0 | G120X IP20 380...480V 2.2kW FSA UF | 987.06
6SL3220-2YE16-1AB0 | G120X IP20 380...480V 2.2kW FSA C2 | 1055.61
6SL3220-1YE46-0UP0 | G120X IP20 380...480V 110kW FSF UF | 10674.05
6SL3220-1YE46-1AF0 | G120X IP20 380...480V 110kW FSF C2 | 11736.65
6SL3220-1YE46-1AP0 | G120X IP20 380...480V 110kW FSF C2 | 11731.64
6SL3220-1YE46-1UB0 | G120X IP20 380...480V 110kW FSF UF | 10654.28
6SL3220-1YE48-1UB0 | G120X IP20 380...480V 132kW FSF UF | 11916.38
6SL3220-1YE50-0CF0 | G120X IP20 380...480V 160kW FSG C3 | 14084.68
6SL3220-1YE50-1AF0 | G120X IP20 380...480V 160kW FSG C2 | 15977.84
6SL3220-2YE24-0UB0 | G120X IP20 380...480V 7.5kW FSB UF | 1395.76
6SL3220-2YE30-0UF0 | G120X IP20 380...480V 18.5kW FSD UF | 2803.36
6SL3220-2YE30-1UP0 | G120X IP20 380...480V 18.5kW FSD UF | 2910.49
6SL3220-2YE32-0AF0 | G120X IP20 380...480V 22kW FSD C2 | 3618.74
6SL3220-2YE32-0UB0 | G120X IP20 380...480V 22kW FSD UF | 3166.94
6SL3220-2YE36-0UP0 | G120X IP20 380...480V 37kW FSD UF | 4817.63
6SL3220-2YE36-1AB0 | G120X IP20 380...480V 37kW FSD C2 | 5228.26
6SL3220-1YE66-1CB0 | G120X IP20 380...480V 560kW FSJ C3 | 46507.91
6SL3220-1YH18-0AB0 | G120X IP20 500...690V 3kW FSD C2 | 1298.48
6SL3220-1YH18-0AF0 | G120X IP20 500...690V 3kW FSD C2 | 1435.35
6SL3220-2YE40-0UP0 | G120X IP20 380...480V 55kW FSE UF | 6732.65
6SL3220-2YE40-1AP0 | G120X IP20 380...480V 55kW FSE C2 | 7448.1
6SL3220-2YE42-0AF0 | G120X IP20 380...480V 75kW FSF C2 | 8693.7
6SL3220-2YE42-0UB0 | G120X IP20 380...480V 75kW FSF UF | 7830.24
6SL3220-2YE48-1AP0 | G120X IP20 380...480V 132kW FSF C2 | 13196.26
6SL3220-2YE48-1UF0 | G120X IP20 380...480V 132kW FSF UF | 12106.02
6SL3220-2YE50-0AB0 | G120X IP20 380...480V 160kW FSG C2 | 15781.61
6SL3220-2YE50-0CB0 | G120X IP20 380...480V 160kW FSG C3 | 14000.57
6SL3220-2YE54-1CB0 | G120X IP20 380...480V 250kW FSG C3 | 20335.88
6SL3220-2YE56-1CB0 | G120X IP20 380...480V 315kW FSH C3 | 24349.08
6SL3220-2YE56-1CP0 | G120X IP20 380...480V 315kW FSH C3 | 24480.3
6SL3220-1YH24-0AB0 | G120X IP20 500...690V 7.5kW FSD C2 | 1810.21
6SL3220-1YH24-0AF0 | G120X IP20 500...690V 7.5kW FSD C2 | 1947.09
6SL3220-2YE64-0CB0 | G120X IP20 380...480V 500kW FSJ C3 | 40916.33
6FX2002-1DC00-1AH2 | SIGNAL CABLE, PREASSEMBLED | 164.69
6FX5002-5CG11-1EF0 | POWER CABLE, PREASSEMBLED | 410.68
6FX5002-5CG12-1DD0 | POWER CABLE PREASSEMBLED | 334.8
6FX5002-5CG21-1DA0 | POWER CABLE, PREASSEMBLED | 425.86
6FX5002-5DA05-1AD5 | POWER CABLE, PREASSEMBLED, EXT. | 276.67
6FX5012-5CS56-1CF0 | POWER CABLE PREASSEMBLED | 500.37
6FX5012-5DN01-1AH0 | POWER CABLE PREASSEMBLED | 328.33
6FX5012-5DN11-1BA0 | POWER CABLE PREASSEMBLED | 380.92
6FX5012-5DN46-1DF0 | POWER CABLE PREASSEMBLED | 645.5
6FX5002-5DA88-1AB0 | POWER CABLE, PREASSEMBLED EXT. | 239.54
6FX5002-5DF10-1CA0 | POWER CABLE, PREASSEMBLED | 284.85
6FX8002-2SL20-1AA4 | SIGNAL CABLE, PREASSEMBLED | 171.13
6FX8002-2SL20-1AB5 | SIGNAL CABLE, PREASSEMBLED | 182.29
6FX8002-5CR43-1JA0 | POWER CABLE, PREASSEMBLED | 2659.22
6FX8002-5CR52-1BC0 | POWER CABLE, PREASSEMBLED | 799.95
6FX8002-5CA05-1AG5 | POWER CABLE, PREASSEMBLED EXT. | 337.55
6FX8002-5CS01-1AB2 | POWER CABLE, PREASSEMBLED | 302.97
6FX5022-5CN06-1AF0 | POWER CABLE PREASSEMBLED | 187.61
6FX5002-5DG10-1EF0 | POWER CABLE PREASSEMBLED | 502.21
6FX5002-5DG11-1AB0 | POWER CABLE, PREASSEMBLED | 157.08
6FX8002-5CA38-1AD1 | POWER CABLE, PREASSEMBLED EXT. | 461.28
6FX8002-5CE04-1AJ0 | POWER CABLE, PREASSEMBLED | 384.73
6FX8002-5CF10-1AJ0 | POWER CABLE, PREASSEMBLED | 229.55
6FX8002-5CF10-1BJ0 | POWER CABLE, PREASSEMBLED | 358.38
6FX8002-5CG01-1BE0 | POWER CABLE PREASSEMBLED | 314.75
6FX8002-5CG10-1BC0 | POWER CABLE PREASSEMBLED | 289.14
6FX5002-5DG12-1AB0 | POWER CABLE PREASSEMBLED | 157.08
6FX5042-2CF02-1DA0 | SIGNAL CABLE, PREASSEMBLED | 324.39
6FX8002-5CS11-1AH0 | POWER CABLE, PREASSEMBLED | 387.88
6FX8002-5CS14-1BG0 | POWER CABLE, PREASSEMBLED | 1008.45
6FX7002-5EA41-1CC0 | POWER CABLE, PREASSEMBLED | 836.35
6FX8002-5CS16-1BB0 | POWER CABLE PREASSEMBLED | 349.06
6FX5002-5DG12-2GA0 | POWER CABLE PREASSEMBLED | 1712.36
6FX8002-5CS16-1DA0 | POWER CABLE PREASSEMBLED | 583.62
6FX5002-5DG32-1BA0 | POWER CABLE PREASSEMBLED | 319.16
6FX8002-5CG10-1CE0 | POWER CABLE PREASSEMBLED | 443.71
6FX8002-5CG22-1AC0 | POWER CABLE PREASSEMBLED | 239.2
6FX8002-5CS21-1CE0 | POWER CABLE, PREASSEMBLED | 674.41
6FX8002-5CG31-1BG0 | POWER CABLE, PREASSEMBLED | 449.25
6FX8002-5CG32-1AF0 | POWER CABLE PREASSEMBLED | 287.65
6FX5002-5DG42-1AD0 | POWER CABLE PREASSEMBLED | 260.09
6FX5002-5DG43-1AF0 | POWER CABLE, PREASSEMBLED | 1269.54
6FX5002-5DG52-1DA0 | POWER CABLE PREASSEMBLED | 697.23
6FX8002-5CS36-1BA0 | POWER CABLE PREASSEMBLED | 395.04
6FX8002-5CG61-1AJ0 | POWER CABLE, PREASSEMBLED | 513.35
6FX5002-5DG61-1BJ0 | POWER CABLE, PREASSEMBLED | 737.89
6FX7002-5EX21-1AH0 | POWER CABLE, PREASSEMBLED | 445.91
6FX8002-5CG62-1CA0 | POWER CABLE PREASSEMBLED | 920.35
6FX8002-5CG12-2AA0 | POWER CABLE PREASSEMBLED | 1605.94
6FX8002-5CG22-1BH0 | POWER CABLE PREASSEMBLED | 432.43
6FX8002-5CS17-1DA0 | POWER CABLE PREASSEMBLED | 1539.62
6FX8002-5CG41-1AH5 | POWER CABLE, PREASSEMBLED | 370.5
6FX8002-5CS26-1BK0 | POWER CABLE PREASSEMBLED | 471.36
6FX5002-5DG41-1AD0 | POWER CABLE, PREASSEMBLED, | 260.13
6FX8002-5CG42-1BF0 | POWER CABLE PREASSEMBLED | 503.62
6FX5002-5DG52-1BJ0 | POWER CABLE PREASSEMBLED | 512.67
6FX8002-5CG52-1AF0 | POWER CABLE PREASSEMBLED | 341.72
6FX8002-5CG52-1BB5 | POWER CABLE PREASSEMBLED | 506.96
6FX7002-5EX10-1AG5 | POWER CABLE, PREASSEMBLED | 298.54
6FX7002-5EX26-1BC0 | POWER CABLE, PREASSEMBLED | 648.29
6FX7002-5LM42-1AB5 | POWER CABLE PREASSEMBLED | 250.48
6FX7002-5LM72-1AD0 | POWER CABLE PREASSEMBLED | 381.65
6FX5002-5DN05-1AJ0 | POWER CABLE PREASSEMBLED | 308.35
6SL3220-1YE44-0UF0 | G120X IP20 380...480V 90kW FSF UF | 9405.21
6SL3220-2YE18-1UP0 | G120X IP20 380...480V 3kW FSA UF | 1211.52
6SL3220-2YE20-0AB0 | G120X IP20 380...480V 4kW FSB C2 | 1194.75
6SL3220-2YE20-0AF0 | G120X IP20 380...480V 4kW FSB C2 | 1331.63
6SL3220-2YE20-1AF0 | G120X IP20 380...480V 4kW FSB C2 | 1443.75
6SL3220-2YE26-0UB0 | G120X IP20 380...480V 11kW FSC UF | 1753.78
6SL3220-2YE26-1UF0 | G120X IP20 380...480V 11kW FSC UF | 2002.78
6SL3220-2YE28-0AB0 | G120X IP20 380...480V 15kW FSC C2 | 2517.05
6SL3220-2YE28-0AF0 | G120X IP20 380...480V 15kW FSC C2 | 2653.94
6SL3220-1YE62-0CB0 | G120X IP20 380...480V 450kW FSJ C3 | 36406.86
6SL3220-1YE62-1CF0 | G120X IP20 380...480V 450kW FSJ C3 | 36649.59
6SL3220-1YE64-0CB0 | G120X IP20 380...480V 500kW FSJ C3 | 40862.78
6SL3220-1YE64-1CF0 | G120X IP20 380...480V 500kW FSJ C3 | 41105.47
6SL3220-1YH18-1UP0 | G120X IP20 500...690V 3kW FSD UF | 1436.21
6SL3220-2YE38-1AB0 | G120X IP20 380...480V 45kW FSE C2 | 6079.6
6SL3220-2YE38-1AF0 | G120X IP20 380...480V 45kW FSE C2 | 6216.49
6SL3220-1YH20-1AB0 | G120X IP20 500...690V 4kW FSD C2 | 1558.91
6SL3220-2YE44-0UP0 | G120X IP20 380...480V 90kW FSF UF | 9453.01
6SL3220-2YE44-1AP0 | G120X IP20 380...480V 90kW FSF C2 | 10440.08
6SL3220-2YE44-1UB0 | G120X IP20 380...480V 90kW FSF UF | 9433.23
6SL3220-2YE46-0UP0 | G120X IP20 380...480V 110kW FSF UF | 10726.82
6SL3220-2YE46-1AF0 | G120X IP20 380...480V 110kW FSF C2 | 11789.42
6SL3220-2YE52-1AF0 | G120X IP20 380...480V 200kW FSG C2 | 18454.93
6SL3220-2YE52-1AP0 | G120X IP20 380...480V 200kW FSG C2 | 18449.95
6SL3220-2YE52-1CF0 | G120X IP20 380...480V 200kW FSG C3 | 16395.26
6SL3220-2YE52-1CP0 | G120X IP20 380...480V 200kW FSG C3 | 16390.29
6SL3220-1YH26-0UB0 | G120X IP20 500...690V 11kW FSD UF | 1991.92
6SL3220-1YH26-0UF0 | G120X IP20 500...690V 11kW FSD UF | 2128.82
6SL3220-2YE58-0CP0 | G120X IP20 380...480V 355kW FSH C3 | 27655.9
6SL3220-2YE60-0CP0 | G120X IP20 380...480V 400kW FSH C3 | 32043.89
6SL3220-2YH18-0UP0 | G120X IP20 500...690V 3kW FSD UF | 1376.88
6SL3220-2YH18-1AP0 | G120X IP20 500...690V 3kW FSD C2 | 1595.25
6SL3220-2YH18-1UP0 | G120X IP20 500...690V 3kW FSD UF | 1488.98
6SL3220-2YH20-0AB0 | G120X IP20 500...690V 4kW FSD C2 | 1499.58
6SL3220-1YH36-1UP0 | G120X IP20 500...690V 37kW FSD UF | 5573.43
6SL3220-1YH38-0AB0 | G120X IP20 500...690V 45kW FSE C2 | 6727.23
6SL3220-1YH38-0UB0 | G120X IP20 500...690V 45kW FSE UF | 6219.11
6SL3220-1YH38-0UF0 | G120X IP20 500...690V 45kW FSE UF | 6355.99
6SL3220-3YE54-1CP0 | G120X IP20 380...480V 250kW FSG C3 | 20573.3
6SL3220-3YE56-0CP0 | G120X IP20 380...480V 315kW FSH C3 | 24472.69
6SL3220-3YE56-1CF0 | G120X IP20 380...480V 315kW FSH C3 | 24584.19
6SL3230-3YC16-0UP0 | G120X IP20 200...240V 2.2kW FSB UF | 1151.76
6SL3230-3YC36-0UP0 | G120X IP20 200...240V 37kW FSF UF | 5681.06
6SL3220-2YH64-1CP0 | G120X IP20 500...690V 500kW FSJ C3 | 45245.33
6SL3220-3YE62-0CP0 | G120X IP20 380...480V 450kW FSJ C3 | 36695.51
6SL3220-3YE62-1CB0 | G120X IP20 380...480V 450kW FSJ C3 | 36675.81
6SL3220-3YC16-0UF0 | G120X IP20 200...240V 2.2kW FSB UF | 975.69
6SL3220-3YC18-0UB0 | G120X IP20 200...240V 3kW FSB UF | 934.32
6SL3220-3YH18-0UB0 | G120X IP20 500...690V 3kW FSD UF | 1350.49
6SL3220-3YH18-1AB0 | G120X IP20 500...690V 3kW FSD C2 | 1568.88
6SL3230-1YH20-0AF0 | G120X IP20 500...690V 4kW FSD C2 | 1815.07
6SL3220-3YC18-1UP0 | G120X IP20 200...240V 3kW FSB UF | 1178.31
6SL3220-3YC22-1UB0 | G120X IP20 200...240V 5.5kW FSC UF | 1467.73
6SL3220-3YC22-1UP0 | G120X IP20 200...240V 5.5kW FSC UF | 1599.62
6SL3230-3YE12-0UB0 | G120X IP20 380...480V 1.1kW FSA UF | 986.1
6SL3220-3YH24-1AF0 | G120X IP20 500...690V 7.5kW FSD C2 | 2217.5
6SL3220-2YE34-0AB0 | G120X IP20 380...480V 30kW FSD C2 | 4288.3
6SL3220-1YH18-0UB0 | G120X IP20 500...690V 3kW FSD UF | 1192.2
6SL3220-2YE38-0UP0 | G120X IP20 380...480V 45kW FSE UF | 5591.28
6SL3220-1YH20-1UB0 | G120X IP20 500...690V 4kW FSD UF | 1422.95
6SL3220-2YE38-1UP0 | G120X IP20 380...480V 45kW FSE UF | 5703.4
6SL3220-2YE42-0UP0 | G120X IP20 380...480V 75kW FSF UF | 7962.15
6SL3220-2YE42-1AP0 | G120X IP20 380...480V 75kW FSF C2 | 8800.85
6SL3220-2YE46-1AP0 | G120X IP20 380...480V 110kW FSF C2 | 11784.43
6SL3220-2YE48-0UF0 | G120X IP20 380...480V 132kW FSF UF | 11993.91
6SL3220-2YE50-1AP0 | G120X IP20 380...480V 160kW FSG C2 | 16025.6
6SL3220-2YE52-0CF0 | G120X IP20 380...480V 200kW FSG C3 | 16283.14
6SL3220-2YE54-0AF0 | G120X IP20 380...480V 250kW FSG C2 | 22949.85
6SL3220-1YH22-1AB0 | G120X IP20 500...690V 5.5kW FSD C2 | 1668.73
6SL3220-1YH24-1UB0 | G120X IP20 500...690V 7.5kW FSD UF | 1725.71
6SL3220-1YH26-0AF0 | G120X IP20 500...690V 11kW FSD C2 | 2389.93
6SL3220-1YH26-1UF0 | G120X IP20 500...690V 11kW FSD UF | 2240.92
6SL3220-2YE62-1CP0 | G120X IP20 380...480V 450kW FSJ C3 | 36703.12
6SL3220-1YH28-1UF0 | G120X IP20 500...690V 15kW FSD UF | 2771.86
6SL3220-1YH30-0UB0 | G120X IP20 500...690V 18.5kW FSD UF | 3007.27
6SL3220-1YH30-1AP0 | G120X IP20 500...690V 18.5kW FSD C2 | 3534.92
6SL3220-1YH30-1UB0 | G120X IP20 500...690V 18.5kW FSD UF | 3119.41
6SL3220-2YH20-0AF0 | G120X IP20 500...690V 4kW FSD C2 | 1636.46
6SL3220-1YH34-0AP0 | G120X IP20 500...690V 30kW FSD C2 | 4949.93
6SL3220-1YH36-1AP0 | G120X IP20 500...690V 37kW FSD C2 | 6003.84
6SL3220-1YH40-0AF0 | G120X IP20 500...690V 55kW FSE C2 | 8271.92
6SL3220-2YH20-1UP0 | G120X IP20 500...690V 4kW FSD UF | 1607.63
6SL3220-2YH24-0AF0 | G120X IP20 500...690V 7.5kW FSD C2 | 1999.86
6SL3220-2YH26-0UP0 | G120X IP20 500...690V 11kW FSD UF | 2176.61
6SL3220-2YH26-1UF0 | G120X IP20 500...690V 11kW FSD UF | 2293.69
6SL3230-3YC24-0UB0 | G120X IP20 200...240V 7.5kW FSC UF | 1877.81
6SL3220-3YE56-1CP0 | G120X IP20 380...480V 315kW FSH C3 | 24584.19
6SL3230-3YC30-1UF0 | G120X IP20 200...240V 18.5kW FSD UF | 3561.98
6SL3230-3YC32-1UF0 | G120X IP20 200...240V 22kW FSE UF | 4122.67
6SL3220-2YH68-1CP0 | G120X IP20 500...690V 630kW FSJ C3 | 58095.62
6SL3220-3YE64-1CB0 | G120X IP20 380...480V 500kW FSJ C3 | 41131.75
6SL3230-3YE10-0UB0 | G120X IP20 380...480V 0.75kW FSA UF | 946.88
6SL3220-3YC14-1UP0 | G120X IP20 200...240V 1.5kW FSA UF | 1035.09
6SL3230-1YH20-1AF0 | G120X IP20 500...690V 4kW FSD C2 | 1927.19
6SL3230-1YH22-0UB0 | G120X IP20 500...690V 5.5kW FSD UF | 1657.07
6SL3230-1YH22-1UF0 | G120X IP20 500...690V 5.5kW FSD UF | 1906.08
6SL3220-3YH22-1AB0 | G120X IP20 500...690V 5.5kW FSD C2 | 1827.02
6SL3230-3YE12-1AF0 | G120X IP20 380...480V 1.1kW FSA C2 | 1306.52
6SL3220-3YC26-1UP0 | G120X IP20 200...240V 11kW FSD UF | 2223.11
6SL3230-3YE14-1AF0 | G120X IP20 380...480V 1.5kW FSA C2 | 1388.69
6SL3220-3YH24-0UP0 | G120X IP20 500...690V 7.5kW FSD UF | 1903.79
6SL3220-3YC32-0UP0 | G120X IP20 200...240V 22kW FSE UF | 3623.05
6SL3220-3YH28-1AP0 | G120X IP20 500...690V 15kW FSD C2 | 3196.96
6SL3230-3YE16-1UB0 | G120X IP20 380...480V 2.2kW FSA UF | 1253.85
6SL3220-3YC38-0UF0 | G120X IP20 200...240V 45kW FSF UF | 6243.45
6SL3220-3YH32-0UB0 | G120X IP20 500...690V 22kW FSD UF | 3741.08
6SL3220-3YE10-0UF0 | G120X IP20 380...480V 0.75kW FSA UF | 978.26
6SL3230-1YH26-1AF0 | G120X IP20 500...690V 11kW FSD C2 | 2809.02
6SL3220-3YE12-1UF0 | G120X IP20 380...480V 1.1kW FSA UF | 1104.39
6SL3230-3YE24-0UF0 | G120X IP20 380...480V 7.5kW FSB UF | 1919.95
6SL3230-3YE26-0AP0 | G120X IP20 380...480V 11kW FSC C2 | 2559.3
6SL3220-2YE66-0CP0 | G120X IP20 380...480V 560kW FSJ C3 | 46581.15
6SL3220-2YE66-1CF0 | G120X IP20 380...480V 560kW FSJ C3 | 46692.67
6SL3220-1YH28-1AP0 | G120X IP20 500...690V 15kW FSD C2 | 3038.68
6SL3220-1YH32-0AB0 | G120X IP20 500...690V 22kW FSD C2 | 3897.75
6SL3220-1YH32-0AF0 | G120X IP20 500...690V 22kW FSD C2 | 4034.64
6SL3220-1YH32-0UP0 | G120X IP20 500...690V 22kW FSD UF | 3714.7
6SL3220-1YH32-1UB0 | G120X IP20 500...690V 22kW FSD UF | 3694.89
6SL3220-2YH24-0AP0 | G120X IP20 500...690V 7.5kW FSD C2 | 1994.89
6SL3220-2YH24-1AF0 | G120X IP20 500...690V 7.5kW FSD C2 | 2111.98
6SL3220-2YH26-0AB0 | G120X IP20 500...690V 11kW FSD C2 | 2305.83
6SL3220-2YH26-0UF0 | G120X IP20 500...690V 11kW FSD UF | 2181.59
6SL3230-1YH18-1AF0 | G120X IP20 500...690V 3kW FSD C2 | 1753.7
6SL3230-1YH20-0AB0 | G120X IP20 500...690V 4kW FSD C2 | 1678.19
6SL3230-3YC24-1UF0 | G120X IP20 200...240V 7.5kW FSC UF | 2126.81
6SL3230-3YC28-0UB0 | G120X IP20 200...240V 15kW FSD UF | 2837.07
6SL3230-3YC28-0UF0 | G120X IP20 200...240V 15kW FSD UF | 2973.95
6SL3220-3YE66-1CF0 | G120X IP20 380...480V 560kW FSJ C3 | 46796.6
6SL3220-3YH18-0AB0 | G120X IP20 500...690V 3kW FSD C2 | 1456.76
6SL3230-3YC38-1UP0 | G120X IP20 200...240V 45kW FSF UF | 6808.63
6SL3230-3YE10-0AF0 | G120X IP20 380...480V 0.75kW FSA C2 | 1148.64
6SL3230-1YH22-0UP0 | G120X IP20 500...690V 5.5kW FSD UF | 1788.98
6SL3220-3YH22-0AB0 | G120X IP20 500...690V 5.5kW FSD C2 | 1714.92
6SL3220-3YH22-0UB0 | G120X IP20 500...690V 5.5kW FSD UF | 1558.75
6SL3230-1YH22-1AF0 | G120X IP20 500...690V 5.5kW FSD C2 | 2062.21
6SL3220-3YC28-0UB0 | G120X IP20 200...240V 15kW FSD UF | 2504.95
6SL3220-3YC28-0UF0 | G120X IP20 200...240V 15kW FSD UF | 2641.8
6SL3220-3YC28-0UP0 | G120X IP20 200...240V 15kW FSD UF | 2636.82
6SL3220-3YC28-1UB0 | G120X IP20 200...240V 15kW FSD UF | 2617.05
6SL3220-3YC28-1UP0 | G120X IP20 200...240V 15kW FSD UF | 2748.94
6SL3220-3YH30-0UB0 | G120X IP20 500...690V 18.5kW FSD UF | 3165.58
6SL3220-3YH30-0UF0 | G120X IP20 500...690V 18.5kW FSD UF | 3302.46
6SL3220-3YH30-1AP0 | G120X IP20 500...690V 18.5kW FSD C2 | 3693.19
6SL3220-3YH30-1UB0 | G120X IP20 500...690V 18.5kW FSD UF | 3277.68
6SL3220-3YE12-0AP0 | G120X IP20 380...480V 1.1kW FSA C2 | 1058.71
6SL3220-3YH32-1AB0 | G120X IP20 500...690V 22kW FSD C2 | 4168.16
6SL3220-3YH32-1AF0 | G120X IP20 500...690V 22kW FSD C2 | 4305.01
6SL3230-1YH24-1UF0 | G120X IP20 500...690V 7.5kW FSD UF | 2144.38
6SL3220-3YE14-1UF0 | G120X IP20 380...480V 1.5kW FSA UF | 1153.53
6SL3220-3YE16-0UP0 | G120X IP20 380...480V 2.2kW FSA UF | 1092.58
6SL3220-3YE16-1AF0 | G120X IP20 380...480V 2.2kW FSA C2 | 1298
6SL3220-3YE16-1UB0 | G120X IP20 380...480V 2.2kW FSA UF | 1072.79
6SL3230-1YH28-1UB0 | G120X IP20 500...690V 15kW FSD UF | 2967.11
6SL3230-1YH28-1UP0 | G120X IP20 500...690V 15kW FSD UF | 3099.02
6SL3230-3YE30-0AF0 | G120X IP20 380...480V 18.5kW FSD C2 | 3549.83
6SL3230-3YE30-0UB0 | G120X IP20 380...480V 18.5kW FSD UF | 3129.33
6SL3220-3YE24-0UB0 | G120X IP20 380...480V 7.5kW FSB UF | 1337.11
6SL3220-3YE24-0UF0 | G120X IP20 380...480V 7.5kW FSB UF | 1638.16
6SL3220-3YE24-1AF0 | G120X IP20 380...480V 7.5kW FSB C2 | 1946.88
6SL3230-1YH32-0AB0 | G120X IP20 500...690V 22kW FSD C2 | 4280.27
6SL3220-3YE30-0AP0 | G120X IP20 380...480V 18.5kW FSD C2 | 3187.53
6SL3220-3YE30-0UB0 | G120X IP20 380...480V 18.5kW FSD UF | 2772
6SL3220-3YE30-0UF0 | G120X IP20 380...480V 18.5kW FSD UF | 2908.88
6SL3220-3YE30-1UP0 | G120X IP20 380...480V 18.5kW FSD UF | 3016.01
6SL3230-3YE40-1UB0 | G120X IP20 380...480V 55kW FSE UF | 7301.64
6SL3230-3YE40-1UP0 | G120X IP20 380...480V 55kW FSE UF | 7433.53
6FX8002-5CS54-1CC0 | POWER CABLE, PREASSEMBLED | 775.35
6FX8002-5CN05-1AJ5 | POWER CABLE PREASSEMBLED EXT. | 363.34
6FX8002-2AD04-1AD6 | SIGNAL CABLE, PREASSEMBLED EXT. | 214.74
6FX8002-2AD04-1DF0 | SIGNAL CABLE, PREASSEMBLED EXT. | 554.03
6FX8002-2AH11-1DF0 | SIGNAL CABLE PREASSAMBLED | 468.68
6FX8002-5CS64-1HF0 | POWER CABLE, PREASSEMBLED | 2889.76
6FX8002-5CX28-1AD0 | POWER CABLE, PREASSEMBLED EXT. | 1818.7
6FX5002-5DN06-1BD4 | POWER CABLE PREASSEMBLED | 304.3
6FX8002-5CN06-1AK5 | POWER CABLE PREASSEMBLED | 317.55
6FX8002-5DA05-1BC2 | POWER CABLE, PREASSEMBLED EXT. | 479.53
6FX8002-2CA11-1AH5 | SIGNAL CABLE, PREASSEMBLED, | 180.85
6FX8002-5CN06-1BF0 | POWER CABLE PREASSEMBLED | 370.58
6FX8002-2CA31-1DA5 | SIGNAL CABLE, PREASSEMBLED, | 488.96
6FX8002-5CN06-1CE0 | POWER CABLE PREASSEMBLED | 466.11
6FX5002-5DN06-1CF0 | POWER CABLE PREASSEMBLED | 375.85
6FX5002-5DN11-1BB0 | POWER CABLE PREASSEMBLED | 391.2
6FX8002-5CN06-1DB0 | POWER CABLE PREASSEMBLED | 540.4
6FX5002-5DN16-1CA0 | POWER CABLE PREASSEMBLED | 375.09
6FX8002-5CN06-1GA0 | POWER CABLE PREASSEMBLED | 848.12
6FX8002-5DA30-1AC0 | POWER CABLE, PREASSEMBLED | 217.88
6FX8002-5CN11-1CA0 | POWER CABLE PREASSEMBLED | 591.59
6FX8002-5CN16-1BB0 | POWER CABLE PREASSEMBLED | 349.06
6FX8002-5DA48-1AH5 | POWER CABLE, PREASSEMBLED EXT. | 601.45
6FX8002-2CB54-1BA0 | SIGNAL CABLE, PREASSEMBLED EXT. | 211.35
6FX8002-5DA48-1BJ0 | POWER CABLE, PREASSEMBLED EXT. | 834.99
6FX8002-5DA58-1CC0 | POWER CABLE, PREASSEMBLED EXT. | 1075.76
6FX5002-5DN26-1BA0 | POWER CABLE PREASSEMBLED | 332.98
6FX8002-2CB54-1AB1 | SIGNAL CABLE, PREASSEMBLED EXT. | 148.32
6FX8002-5CN16-1BJ0 | POWER CABLE PREASSEMBLED | 435.51
6FX8002-5DA58-1AC5 | POWER CABLE, PREASSEMBLED EXT. | 522.42
6FX5002-5DN26-1AD0 | POWER CABLE PREASSEMBLED | 287.44
6FX8002-5CN26-1AF0 | POWER CABLE PREASSEMBLED | 322.76
6FX8002-5CN27-1AK0 | POWER CABLE PREASSEMBLED | 297.07
6FX8002-5CN31-1CE0 | POWER CABLE PREASSEMBLED | 730.39
6FX8002-5DG10-1BC0 | POWER CABLE PREASSEMBLED | 357.34
6FX8002-5CN36-1AE0 | POWER CABLE PREASSEMBLED | 320.94
6FX8002-5CN36-1BG0 | POWER CABLE PREASSEMBLED | 469.1
6FX8002-5CN36-1CB5 | POWER CABLE PREASSEMBLED | 543.12
6FX8002-5CN36-1DB0 | POWER CABLE PREASSEMBLED | 654.27
6FX8002-5DG10-1HF0 | POWER CABLE PREASSEMBLED | 1414.96
6FX8002-5DG12-1BE0 | POWER CABLE PREASSEMBLED | 427.97
6FX8002-5CN41-1BB0 | POWER CABLE PREASSEMBLED | 577.12
6FX8002-5DS14-1FK0 | POWER CABLE, PREASSEMBLED | 2680.68
6FX8002-5CN46-1BA0 | POWER CABLE PREASSEMBLED | 431.12
6FX8002-5DS16-1BF0 | POWER CABLE PREASSEMBLED | 467.22
6FX8002-2CF04-1AB5 | SIGNAL CABLE, PREASSEMBLED EXT. | 189.42
6FX8002-5DS16-1CF0 | POWER CABLE PREASSEMBLED | 626.81
6FX8002-5DG22-1AF0 | POWER CABLE PREASSEMBLED | 317.49
6FX8002-5DS23-1CB0 | POWER CABLE PREASSEMBLED | 1954.5
6FX8002-5CN51-1BG0 | POWER CABLE PREASSEMBLED | 757.76
6FX8002-5DG23-1CG0 | POWER CABLE, PREASSEMBLED | 2314.76
6FX8002-2CG00-1FF0 | SIGNAL CABLE, PREASSEMBLED, | 544.08
6FX8002-5DS36-1AG5 | POWER CABLE PREASSEMBLED | 399.69
6FX8002-2CP00-1AG7 | SIGNAL CABLE, PREASSEMBLED | 133.06
6FX8002-5CN54-1FA0 | POWER CABLE PREASSEMBLED | 1465.62
6FX8002-5DG32-1CF0 | POWER CABLE PREASSEMBLED | 715.09
6FX8002-5CN64-1AG0 | POWER CABLE PREASSEMBLED | 450.4
6FX8002-2CQ31-1BK0 | SIGNAL CABLE, PREASSEMBLED, | 358.31
6FX8002-2DC00-1BC0 | SIGNAL CABLE, PREASSEMBLED | 255.74
6FX8002-5CP11-1CH0 | POWER CABLE, PREASSEMBLED | 688.49
6FX8002-5DS36-1DF0 | POWER CABLE PREASSEMBLED | 846.58
6FX8002-2DC00-1HF0 | SIGNAL CABLE, PREASSEMBLED | 991.59
6SL3220-3YH24-1UF0 | G120X IP20 500...690V 7.5kW FSD UF | 2020.88
6SL3220-3YH26-1UB0 | G120X IP20 500...690V 11kW FSD UF | 2262.35
6SL3220-3YH28-1AB0 | G120X IP20 500...690V 15kW FSD C2 | 3065.07
6SL3220-3YE10-0AB0 | G120X IP20 380...480V 0.75kW FSA C2 | 906.25
6SL3220-3YE10-0AF0 | G120X IP20 380...480V 0.75kW FSA C2 | 1043.13
6SL3220-3YE10-0UB0 | G120X IP20 380...480V 0.75kW FSA UF | 841.37
6SL3220-3YH30-1UF0 | G120X IP20 500...690V 18.5kW FSD UF | 3414.57
6SL3230-3YE18-1UP0 | G120X IP20 380...480V 3kW FSA UF | 1523.27
6SL3230-3YE20-1UB0 | G120X IP20 380...480V 4kW FSB UF | 1507.84
6SL3230-3YE20-1UP0 | G120X IP20 380...480V 4kW FSB UF | 1639.73
6SL3230-3YE22-0AP0 | G120X IP20 380...480V 5.5kW FSB C2 | 1821.35
6SL3230-3YE26-1AF0 | G120X IP20 380...480V 11kW FSC C2 | 2676.38
6SL3230-3YE26-1UP0 | G120X IP20 380...480V 11kW FSC UF | 2410.28
6SL3220-3YE20-1AF0 | G120X IP20 380...480V 4kW FSB C2 | 1549.27
6SL3220-3YE20-1UB0 | G120X IP20 380...480V 4kW FSB UF | 1276.43
6SL3230-3YE30-1AP0 | G120X IP20 380...480V 18.5kW FSD C2 | 3656.95
6SL3220-3YE22-0AP0 | G120X IP20 380...480V 5.5kW FSB C2 | 1564.71
6SL3220-3YE22-1AB0 | G120X IP20 380...480V 5.5kW FSB C2 | 1544.94
6SL3230-3YE30-1UP0 | G120X IP20 380...480V 18.5kW FSD UF | 3373.34
6SL3230-3YE34-0AF0 | G120X IP20 380...480V 30kW FSD C2 | 4938.39
6SL3230-1YH34-0AF0 | G120X IP20 500...690V 30kW FSD C2 | 5362.62
6SL3230-1YH34-0UB0 | G120X IP20 500...690V 30kW FSD UF | 4863.42
6SL3220-3YE28-1AF0 | G120X IP20 380...480V 15kW FSC C2 | 2871.56
6SL3220-3YE28-1UF0 | G120X IP20 380...480V 15kW FSC UF | 2599.76
6SL3230-3YE40-0AF0 | G120X IP20 380...480V 55kW FSE C2 | 7929.73
6SL3230-3YE40-0AP0 | G120X IP20 380...480V 55kW FSE C2 | 7924.76
6SL3220-3YH38-1UF0 | G120X IP20 500...690V 45kW FSE UF | 6626.4
6SL3220-3YH40-0UP0 | G120X IP20 500...690V 55kW FSE UF | 6924.45
6SL3220-3YE32-1UB0 | G120X IP20 380...480V 22kW FSD UF | 3384.58
6SL3220-3YE32-1UF0 | G120X IP20 380...480V 22kW FSD UF | 3521.45
6SL3220-3YE34-0AB0 | G120X IP20 380...480V 30kW FSD C2 | 4393.84
6SL3230-1YH36-1UF0 | G120X IP20 500...690V 37kW FSD UF | 6011.31
6SL3230-3YE46-0UB0 | G120X IP20 380...480V 110kW FSF UF | 11259.23
6SL3230-3YE46-1AF0 | G120X IP20 380...480V 110kW FSF C2 | 12453.7
6SL3220-3YH46-1CF0 | G120X IP20 500...690V 110kW FSF C3 | 13165.44
6SL3220-3YH48-1UF0 | G120X IP20 500...690V 132kW FSF UF | 13983.71
6SL3220-3YH56-0CP0 | G120X IP20 500...690V 315kW FSH C3 | 26891.07
6SL3220-3YH58-1CF0 | G120X IP20 500...690V 355kW FSH C3 | 30618.43
6SL3220-3YH58-1CP0 | G120X IP20 500...690V 355kW FSH C3 | 30618.43
6SL3220-3YH60-0CB0 | G120X IP20 500...690V 400kW FSH C3 | 35202.49
6SL3230-1YH44-1UB0 | G120X IP20 500...690V 90kW FSF UF | 11305.83
6SL3230-1YH46-0CP0 | G120X IP20 500...690V 110kW FSF C3 | 13448.81
6SL3220-3YH66-1CB0 | G120X IP20 500...690V 560kW FSJ C3 | 51305.01
6SL3220-3YH68-0CP0 | G120X IP20 500...690V 630kW FSJ C3 | 58088.04
6SL3230-1YH48-0UF0 | G120X IP20 500...690V 132kW FSF UF | 14297.28
6SL3230-1YH48-1UB0 | G120X IP20 500...690V 132kW FSF UF | 14272.5
6SL3230-1YH50-0CF0 | G120X IP20 500...690V 160kW FSG C3 | 16787.51
6SL3230-1YH52-0CF0 | G120X IP20 500...690V 200kW FSG C3 | 19280.26
6SL3230-2YC14-1UB0 | G120X IP20 200...240V 1.5kW FSA UF | 953.59
6SL3230-3YH24-1AB0 | G120X IP20 500...690V 7.5kW FSD C2 | 2362.41
6SL3230-3YH24-1AP0 | G120X IP20 500...690V 7.5kW FSD C2 | 2494.32
6SL3230-2YC14-1UF0 | G120X IP20 200...240V 1.5kW FSA UF | 1090.47
6SL3230-2YC16-0UB0 | G120X IP20 200...240V 2.2kW FSB UF | 914.35
6SL3230-2YC26-1UF0 | G120X IP20 200...240V 11kW FSD UF | 2429.57
6SL3230-2YC28-1UF0 | G120X IP20 200...240V 15kW FSD UF | 2980.57
6SL3220-3YE18-0AF0 | G120X IP20 380...480V 3kW FSA C2 | 1316.18
6SL3220-3YH36-0AB0 | G120X IP20 500...690V 37kW FSD C2 | 5239.09
6SL3220-3YE20-1UP0 | G120X IP20 380...480V 4kW FSB UF | 1408.33
6SL3230-3YE28-1AB0 | G120X IP20 380...480V 15kW FSC C2 | 3066.82
6SL3230-1YH30-0UF0 | G120X IP20 500...690V 18.5kW FSD UF | 3501.48
6SL3220-3YH36-1UB0 | G120X IP20 500...690V 37kW FSD UF | 5599.84
6SL3220-3YE22-1AP0 | G120X IP20 380...480V 5.5kW FSB C2 | 1676.85
6SL3220-3YE24-0AB0 | G120X IP20 380...480V 7.5kW FSB C2 | 1510.81
6SL3230-1YH32-0AF0 | G120X IP20 500...690V 22kW FSD C2 | 4417.15
6SL3230-1YH34-0AB0 | G120X IP20 500...690V 30kW FSD C2 | 5225.74
6SL3230-1YH36-0AB0 | G120X IP20 500...690V 37kW FSD C2 | 6192.71
6SL3230-3YE36-0AB0 | G120X IP20 380...480V 37kW FSD C2 | 5654.55
6SL3230-3YE38-0AB0 | G120X IP20 380...480V 45kW FSE C2 | 6531.08
6SL3220-3YH38-1UB0 | G120X IP20 500...690V 45kW FSE UF | 6489.52
6SL3220-3YH40-1AB0 | G120X IP20 500...690V 55kW FSE C2 | 8405.45
6SL3230-3YE40-1AB0 | G120X IP20 380...480V 55kW FSE C2 | 7904.99
6SL3220-3YH42-1CP0 | G120X IP20 500...690V 75kW FSF C3 | 9815.18
6SL3220-3YE32-1AB0 | G120X IP20 380...480V 22kW FSD C2 | 3699.5
6SL3230-1YH38-0UF0 | G120X IP20 500...690V 45kW FSE UF | 6814.06
6SL3220-3YE34-0AF0 | G120X IP20 380...480V 30kW FSD C2 | 4530.73
6SL3230-3YE44-1AB0 | G120X IP20 380...480V 90kW FSF C2 | 10947.32
6SL3220-3YH44-1UP0 | G120X IP20 500...690V 90kW FSF UF | 11062.4
6SL3230-3YE46-0AF0 | G120X IP20 380...480V 110kW FSF C2 | 12341.6
6SL3230-1YH38-1UF0 | G120X IP20 500...690V 45kW FSE UF | 6926.16
6SL3230-3YE46-1UB0 | G120X IP20 380...480V 110kW FSF UF | 11371.35
6SL3230-3YE50-0CF0 | G120X IP20 380...480V 160kW FSG C3 | 14852.14
6SL3220-3YH54-0CP0 | G120X IP20 500...690V 250kW FSG C3 | 20764.6
6SL3220-3YH60-1CP0 | G120X IP20 500...690V 400kW FSH C3 | 35445.22
6SL3230-1YH40-1UP0 | G120X IP20 500...690V 55kW FSE UF | 8258.96
6SL3230-1YH42-1UB0 | G120X IP20 500...690V 75kW FSF UF | 9566.13
6SL3230-1YH44-0UF0 | G120X IP20 500...690V 90kW FSF UF | 11330.57
6SL3230-3YE52-1AB0 | G120X IP20 380...480V 200kW FSG C2 | 19057.88
6SL3230-3YE54-0CP0 | G120X IP20 380...480V 250kW FSG C3 | 21120.68
6SL3230-3YE54-1CP0 | G120X IP20 380...480V 250kW FSG C3 | 21232.8
6SL3230-1YH46-1UF0 | G120X IP20 500...690V 110kW FSF UF | 12932.77
6SL3230-3YH18-0UB0 | G120X IP20 500...690V 3kW FSD UF | 1556.74
6SL3230-1YH48-0UB0 | G120X IP20 500...690V 132kW FSF UF | 14160.38
6SL3230-1YH52-1CP0 | G120X IP20 500...690V 200kW FSG C3 | 19387.38
6SL3230-1YH54-1CP0 | G120X IP20 500...690V 250kW FSG C3 | 24101.65
6SL3230-2YC10-1UP0 | G120X IP20 200...240V 0.75kW FSA UF | 981.4
6SL3230-2YC14-0UF0 | G120X IP20 200...240V 1.5kW FSA UF | 978.35
6SL3230-2YC20-0UP0 | G120X IP20 200...240V 4kW FSB UF | 1269.65
6SL3230-3YH28-0AB0 | G120X IP20 500...690V 15kW FSD C2 | 3285.09
6SL3230-2YC26-0UB0 | G120X IP20 200...240V 11kW FSD UF | 2180.57
6SL3230-3YH28-1UB0 | G120X IP20 500...690V 15kW FSD UF | 3125.42
6SL3230-3YH32-0AP0 | G120X IP20 500...690V 22kW FSD C2 | 4570.45
6SL3230-2YC32-0UF0 | G120X IP20 200...240V 22kW FSE UF | 3905.05
6SL3230-2YC36-0UP0 | G120X IP20 200...240V 37kW FSF UF | 5575.54
6SL3230-3YH34-0AF0 | G120X IP20 500...690V 30kW FSD C2 | 5520.91
6SL3230-2YC38-0UP0 | G120X IP20 200...240V 45kW FSF UF | 6591.02
6SL3230-3YH34-1UB0 | G120X IP20 500...690V 30kW FSD UF | 5133.83
6SL3230-3YH38-0UB0 | G120X IP20 500...690V 45kW FSE UF | 6835.47
6SL3230-2YE10-1UP0 | G120X IP20 380...480V 0.75kW FSA UF | 1085.38
6SL3520-0XA02-2AB0 | G115D WM IP65/66 380...480V 2,2kW FSB C2 | 1155.4
6SL3230-1YC12-0UF0 | G120X IP20 200...240V 1.1kW FSA UF | 858.58
6SL3230-3YE42-0UB0 | G120X IP20 380...480V 75kW FSF UF | 8444.18
6SL3230-3YE44-0AP0 | G120X IP20 380...480V 90kW FSF C2 | 10967.09
6SL3220-3YH42-1CF0 | G120X IP20 500...690V 75kW FSF C3 | 9820.15
6SL3220-3YE36-0AP0 | G120X IP20 380...480V 37kW FSD C2 | 4743.83
6SL3220-3YH44-0CF0 | G120X IP20 500...690V 90kW FSF C3 | 11511.97
6SL3220-3YH44-0UB0 | G120X IP20 500...690V 90kW FSF UF | 10818.39
6SL3230-3YE44-0UB0 | G120X IP20 380...480V 90kW FSF UF | 9960.24
6SL3220-3YH50-0CF0 | G120X IP20 500...690V 160kW FSG C3 | 16336.66
6SL3220-3YH52-0CF0 | G120X IP20 500...690V 200kW FSG C3 | 18804.22
6SL3230-3YE48-0AP0 | G120X IP20 380...480V 132kW FSF C2 | 13773.63
6SL3230-3YE48-1AP0 | G120X IP20 380...480V 132kW FSF C2 | 13885.76
6SL3230-1YH42-1UP0 | G120X IP20 500...690V 75kW FSF UF | 9698.02
6SL3230-1YH44-0CB0 | G120X IP20 500...690V 90kW FSF C3 | 11750.41
6SL3230-3YE52-0AB0 | G120X IP20 380...480V 200kW FSG C2 | 18945.78
6SL3230-3YE52-0CP0 | G120X IP20 380...480V 200kW FSG C3 | 17018.02
6SL3230-1YH46-1CF0 | G120X IP20 500...690V 110kW FSF C3 | 13565.9
6SL3230-1YH46-1CP0 | G120X IP20 500...690V 110kW FSF C3 | 13560.93
6SL3230-3YH18-0AF0 | G120X IP20 500...690V 3kW FSD C2 | 1799.89
6SL3230-3YH18-0AP0 | G120X IP20 500...690V 3kW FSD C2 | 1794.88
6SL3230-3YH20-0UF0 | G120X IP20 500...690V 4kW FSD UF | 1837.42
6SL3230-3YH20-1UB0 | G120X IP20 500...690V 4kW FSD UF | 1812.66
6SL3230-3YH22-1AB0 | G120X IP20 500...690V 5.5kW FSD C2 | 2083.64
6SL3230-3YH24-0AB0 | G120X IP20 500...690V 7.5kW FSD C2 | 2250.29
6SL3230-2YC24-0UP0 | G120X IP20 200...240V 7.5kW FSC UF | 1904.2
6SL3230-2YC24-1UF0 | G120X IP20 200...240V 7.5kW FSC UF | 2021.29
6SL3230-3YH28-0AF0 | G120X IP20 500...690V 15kW FSD C2 | 3421.97
6SL3230-3YH28-0UF0 | G120X IP20 500...690V 15kW FSD UF | 3150.17
6SL3230-3YH32-0UB0 | G120X IP20 500...690V 22kW FSD UF | 4123.61
6SL3230-3YH32-1AB0 | G120X IP20 500...690V 22kW FSD C2 | 4550.68
6SL3230-2YC34-0UF0 | G120X IP20 200...240V 30kW FSE UF | 4742.39
6SL3230-2YC34-1UP0 | G120X IP20 200...240V 30kW FSE UF | 4849.51
6SL3230-3YH32-1AF0 | G120X IP20 500...690V 22kW FSD C2 | 4687.54
6SL3230-3YH36-0AP0 | G120X IP20 500...690V 37kW FSD C2 | 6482.91
6SL3230-3YH36-1AP0 | G120X IP20 500...690V 37kW FSD C2 | 6595.03
6SL3230-3YH36-1UB0 | G120X IP20 500...690V 37kW FSD UF | 6032.72
6SL3230-3YH36-1UF0 | G120X IP20 500...690V 37kW FSD UF | 6169.58
6SL3520-0XA20-3AA0 | G115D WM IP65/66 380..480V 0,37kW FSA C2 | 942.58
6SL3520-0XA21-5AA0 | G115D WM IP65/66 380...480V 1,5kW FSA C2 | 1186.14
6SL3230-2YE12-1UP0 | G120X IP20 380...480V 1.1kW FSA UF | 1124.6
6SL3230-2YE14-0AF0 | G120X IP20 380...480V 1.5kW FSA C2 | 1171.05
6SL3520-0XA60-7AA0 | G115D WM IP65/66 380..480V 0,75kW FSA C2 | 1049.13
6SL3520-0XA61-1AA0 | G115D WM IP65/66 380...480V 1,1kW FSA C2 | 1148.07
6SL3520-0XA61-5AF0 | G115D WM IP65/66 380...480V 1,5kW FSA C2 | 1444.15
6SL3230-3YH44-1UF0 | G120X IP20 500...690V 90kW FSF UF | 11600.98
6SL3230-1YC12-0UP0 | G120X IP20 200...240V 1.1kW FSA UF | 853.61
6SL3230-1YC16-0UB0 | G120X IP20 200...240V 2.2kW FSB UF | 861.58
6SL3520-0XA65-5AF0 | G115D WM IP65/66 380...480V 5,5kW FSC C2 | 2554.77
6SL3520-0XB02-2AB0 | G115D WM IP65/66 380...480V 2,2kW FSB C2 | 1377.75
6SL3520-0XB40-7AF0 | G115D WM IP65/66 380..480V 0,75kW FSA C2 | 1407.75
6SL3520-0XB43-0AB0 | G115D WM IP65/66 380...480V 3kW FSB C2 | 1552.82
6SL3520-0XB44-0AF0 | G115D WM IP65/66 380...480V 4kW FSB C2 | 2275.1
6SL3520-0XB47-5AF0 | G115D WM IP65/66 380...480V 7,5kW FSC C2 | 3279.48
6SL3520-0XC01-5AA0 | G115D WM IP65/66 380...480V 1,5kW FSA C2 | 1408.51
6SL3520-0XC01-5AB0 | G115D WM IP65/66 380...480V 1,5kW FSA C2 | 1164.94
6FX8002-5DS46-1AG5 | POWER CABLE PREASSEMBLED | 423.09
6FX8002-2DC10-1AE1 | SIGNAL CABLE, PREASSEMBLED | 172.21
6FX8002-5DS46-1AJ0 | POWER CABLE PREASSEMBLED | 442.41
6FX8002-5DG41-1DD0 | POWER CABLE, PREASSEMBLED | 1209.74
6FX8002-2DC10-1BA3 | SIGNAL CABLE, PREASSEMBLED | 223.04
6FX8002-5DG43-1BB0 | POWER CABLE, PREASSEMBLED | 2511.95
6FX8002-5CN05-1BH0 | POWER CABLE PREASSEMBLED EXT. | 466.45
6FX5002-5DN06-1AH0 | POWER CABLE PREASSEMBLED | 258.76
6FX8002-2AH00-1HA0 | SIGNAL CABLE, PREASSEMBLED, | 664.36
6FX8002-5CN06-1AC5 | POWER CABLE PREASSEMBLED | 243.25
6FX8002-5CN06-1AH0 | POWER CABLE PREASSEMBLED | 285.72
6FX8002-5CX28-1AG2 | POWER CABLE, PREASSEMBLED EXT. | 2011.37
6FX8002-5DA05-1AD4 | POWER CABLE, PREASSEMBLED EXT. | 328.33
6FX8002-5DA05-1AJ6 | POWER CABLE, PREASSEMBLED EXT. | 412.46
6FX8002-5CN06-1BE5 | POWER CABLE PREASSEMBLED | 370.6
6FX8002-2CA12-1BF0 | SIGNAL CABLE PREASSEMBLED | 196.31
6FX8002-5CN06-1CA0 | POWER CABLE PREASSEMBLED | 423.68
6FX8002-5CN06-1CF5 | POWER CABLE PREASSEMBLED | 487.3
6FX5002-5DN06-1HA0 | POWER CABLE PREASSEMBLED | 668.48
6FX8002-5CN06-1CK0 | POWER CABLE PREASSEMBLED | 519.17
6FX8002-5DA28-1BD0 | POWER CABLE, PREASSEMBLED EXT. | 627.38
6FX8002-5DA28-1DA0 | POWER CABLE, PREASSEMBLED EXT. | 911.08
6FX8002-5CN06-1EA0 | POWER CABLE PREASSEMBLED | 635.9
6FX8002-5CN11-1CC0 | POWER CABLE PREASSEMBLED | 622.86
6FX8002-5DA28-1EA0 | POWER CABLE, PREASSEMBLED EXT. | 1079.92
6FX8002-2CA88-1AG0 | SIGNAL CABLE, PREASSEMBLED EXT. | 213.9
6FX5002-5DN21-1AK0 | POWER CABLE PREASSEMBLED | 424.24
6FX8002-5CN16-1BG0 | POWER CABLE PREASSEMBLED | 410.78
6FX5002-5DN26-1FA0 | POWER CABLE PREASSEMBLED | 593.12
6FX8002-5CN26-1AK0 | POWER CABLE PREASSEMBLED | 365.27
6FX8002-5CN31-1AC0 | POWER CABLE PREASSEMBLED | 385.98
6FX8002-5CN31-1BB0 | POWER CABLE PREASSEMBLED | 526.95
6FX8002-5DG10-1AB0 | POWER CABLE PREASSEMBLED | 172.67
6FX8002-5DG10-1BG0 | POWER CABLE PREASSEMBLED | 424.52
6FX8002-5DS06-1BK0 | POWER CABLE PREASSEMBLED | 488.03
6FX8002-5DS06-1CF0 | POWER CABLE PREASSEMBLED | 570.77
6FX8002-5DS13-1AF0 | POWER CABLE, PREASSEMBLED | 1156.46
6FX8002-5CN36-1DF0 | POWER CABLE PREASSEMBLED | 703.66
6FX8002-5DG11-1BF0 | POWER CABLE, PREASSEMBLED | 447.53
6FX8002-2CE31-1AE0 | SIGNAL CABLE, PREASSEMBLED | 268.51
6FX8002-5DG12-1EA0 | POWER CABLE PREASSEMBLED | 931.19
6FX8002-5DS14-1CG0 | POWER CABLE, PREASSEMBLED | 1505.54
6FX8002-5DS16-1BB0 | POWER CABLE PREASSEMBLED | 403.37
6FX8002-5DS16-1DA0 | POWER CABLE PREASSEMBLED | 706.57
6FX8002-5DS23-1CK0 | POWER CABLE PREASSEMBLED | 2443.56
6FX8002-5DS26-1AF0 | POWER CABLE PREASSEMBLED | 353.29
6FX8002-5CN46-1CF0 | POWER CABLE PREASSEMBLED | 667.75
6FX8002-5DG23-1BA0 | POWER CABLE, PREASSEMBLED | 1389.76
6FX8002-5CN56-1AD0 | POWER CABLE PREASSEMBLED | 335.51
6FX8002-5DS27-1BC0 | POWER CABLE PREASSEMBLED | 367.08
6FX8002-5DN36-1BD0 | POWER CABLE PREASSEMBLED | 495.46
6FX8002-7HY22-1AJ0 | HYBRID CABLE, PREASSEMBLED | 582.65
6FX8002-7HY22-1BC0 | HYBRID CABLE, PREASSEMBLED | 679.37
6FX8002-7HY22-1BJ1 | HYBRID CABLE, PREASSEMBLED | 848.57
6FX8002-7HY22-1CD7 | HYBRID CABLE, PREASSEMBLED | 969.46
6GF3540-8EA01-0LL0 | Mini-CX-Objektiv 12mm, E-Fokus | 1409.05
6FX8002-8QE04-1AC0 | ONE-CABLE-CONNECTION EXTENSION | 187.38
6FX8002-8QE04-1AH0 | ONE-CABLE-CONNECTION EXTENSION | 261.85
6FX8002-8QE08-1BF0 | ONE-CABLE-CONNECTION EXTENSION | 478.89
6FX8002-8QN04-1AA5 | ONE-CABLE-CONNECTION ASSEMBLY | 153.49
6FX8002-5DN54-1CF0 | POWER CABLE PREASSEMBLED | 1011.67
6FX8002-5DN56-1BC0 | POWER CABLE PREASSEMBLED | 584.32
6SL3230-3YH30-0UF0 | G120X IP20 500...690V 18.5kW FSD UF | 3659.79
6SL3230-3YH30-1AP0 | G120X IP20 500...690V 18.5kW FSD C2 | 4050.52
6SL3230-3YH34-0UP0 | G120X IP20 500...690V 30kW FSD UF | 5153.6
6SL3230-3YH34-1AB0 | G120X IP20 500...690V 30kW FSD C2 | 5496.14
6SL3230-3YH34-1AF0 | G120X IP20 500...690V 30kW FSD C2 | 5633.03
6SL3230-2YC36-1UF0 | G120X IP20 200...240V 37kW FSF UF | 5692.64
6SL3230-3YH40-0UF0 | G120X IP20 500...690V 55kW FSE UF | 8310.14
6SL3230-3YH40-0UP0 | G120X IP20 500...690V 55kW FSE UF | 8305.15
6SL3230-3YH40-1AB0 | G120X IP20 500...690V 55kW FSE C2 | 8888.69
6SL3230-2YE12-0AB0 | G120X IP20 380...480V 1.1kW FSA C2 | 952
6SL3230-2YE16-0AB0 | G120X IP20 380...480V 2.2kW FSA C2 | 1124.54
6SL3230-2YE16-0UF0 | G120X IP20 380...480V 2.2kW FSA UF | 1173.09
6SL3230-3YH44-0CB0 | G120X IP20 500...690V 90kW FSF C3 | 11908.7
6SL3230-3YH44-1CF0 | G120X IP20 500...690V 90kW FSF C3 | 12157.7
6SL3230-3YH50-1CF0 | G120X IP20 500...690V 160kW FSG C3 | 17057.92
6SL3230-3YH52-0CF0 | G120X IP20 500...690V 200kW FSG C3 | 19438.53
6SL3230-3YH52-1CB0 | G120X IP20 500...690V 200kW FSG C3 | 19413.78
6SL3230-3YH54-0CB0 | G120X IP20 500...690V 250kW FSG C3 | 24015.93
6SL3230-1YC22-0UF0 | G120X IP20 200...240V 5.5kW FSC UF | 1590.82
6SL3230-1YC24-0UP0 | G120X IP20 200...240V 7.5kW FSC UF | 1851.41
6SL3230-2YE20-1UP0 | G120X IP20 380...480V 4kW FSB UF | 1534.23
6SL3230-2YE22-1AF0 | G120X IP20 380...480V 5.5kW FSB C2 | 1832.93
6SL3520-0XC00-7AF0 | G115D WM IP65/66 380..480V 0,75kW FSA C2 | 1407.75
6SL3520-0XC01-1AF0 | G115D WM IP65/66 380...480V 1,1kW FSA C2 | 1506.69
6SL3260-0AC00-0AA0 | SINAMICS S210, Fan for FSC, 3AC 400V | 126.9
6SL3230-1YC24-1UP0 | G120X IP20 200...240V 7.5kW FSC UF | 1963.53
6SL3230-1YC26-1UB0 | G120X IP20 200...240V 11kW FSD UF | 2239.92
6SL3230-1YE12-0AP0 | G120X IP20 380...480V 1.1kW FSA C2 | 1031.14
6SL3520-0XD00-5AB0 | G115D WM IP65/66 380..480V 0,55kW FSA C2 | 936.6
6SL3520-0XD00-7AA0 | G115D WM IP65/66 380..480V 0,75kW FSA C2 | 1210.61
6SL3261-6GE00-0BA0 | SINAMICS G120X IP20 PT frame FSE | 360.16
6SL3230-2YE30-0UF0 | G120X IP20 380...480V 18.5kW FSD UF | 3160.69
6SL3230-2YE30-1AB0 | G120X IP20 380...480V 18.5kW FSD C2 | 3419.56
6SL3230-2YE30-1AF0 | G120X IP20 380...480V 18.5kW FSD C2 | 3556.44
6SL3230-2YE30-1AP0 | G120X IP20 380...480V 18.5kW FSD C2 | 3551.45
6SL3230-2YE32-0AB0 | G120X IP20 380...480V 22kW FSD C2 | 3864.38
6SL3520-0XD04-0AB0 | G115D WM IP65/66 380...480V 4kW FSB C2 | 1834.41
6SL3520-0XD04-0AF0 | G115D WM IP65/66 380...480V 4kW FSB C2 | 2275.1
6SL3230-1YE20-0AF0 | G120X IP20 380...480V 4kW FSB C2 | 1510.26
6SL3230-1YE20-1AB0 | G120X IP20 380...480V 4kW FSB C2 | 1485.49
6SL3230-1YE26-0UB0 | G120X IP20 380...480V 11kW FSC UF | 2007.98
6SL3230-1YE26-0UP0 | G120X IP20 380...480V 11kW FSC UF | 2139.87
6SL3520-0XE01-1AB0 | G115D WM IP65/66 380...480V 1,1kW FSA C2 | 1127.78
6SL3230-1YE28-0AB0 | G120X IP20 380...480V 15kW FSC C2 | 2796.44
6SL3230-1YE28-0AF0 | G120X IP20 380...480V 15kW FSC C2 | 2933.29
6SL3230-1YE28-1AB0 | G120X IP20 380...480V 15kW FSC C2 | 2908.54
6SL3230-1YE28-1AP0 | G120X IP20 380...480V 15kW FSC C2 | 3040.43
6SL3520-0XE47-5AB0 | G115D WM IP65/66 380...480V 7,5kW FSC C2 | 2900.59
6SL3520-0XH00-3AB0 | G115D WM IP65/66 380..480V 0,37kW FSA C2 | 912.12
6SL3520-0XH01-5AB0 | G115D WM IP65/66 380...480V 1,5kW FSA C2 | 1155.69
6SL3520-0XH03-0AB0 | G115D WM IP65/66 380...480V 3kW FSB C2 | 1543.55
6SL3520-0XH04-0AB0 | G115D WM IP65/66 380...480V 4kW FSB C2 | 1825.17
6SL3230-1YE38-0AP0 | G120X IP20 380...480V 45kW FSE C2 | 6504.67
6SL3230-1YE38-0UB0 | G120X IP20 380...480V 45kW FSE UF | 5864.67
6SL3230-3YH40-1AP0 | G120X IP20 500...690V 55kW FSE C2 | 9020.59
6SL3230-2YE14-0AP0 | G120X IP20 380...480V 1.5kW FSA C2 | 1166.08
6SL3230-2YE16-1AP0 | G120X IP20 380...480V 2.2kW FSA C2 | 1368.56
6SL3230-2YE18-0AP0 | G120X IP20 380...480V 3kW FSA C2 | 1411.9
6SL3230-3YH48-1UB0 | G120X IP20 500...690V 132kW FSF UF | 14430.81
6SL3230-3YH50-0CB0 | G120X IP20 500...690V 160kW FSG C3 | 16808.92
6SL3520-0XA62-2AA0 | G115D WM IP65/66 380...480V 2,2kW FSB C2 | 1459.84
6SL3520-0XA65-5AA0 | G115D WM IP65/66 380...480V 5,5kW FSC C2 | 2357.63
6SL3230-2YE20-0AF0 | G120X IP20 380...480V 4kW FSB C2 | 1563.03
6SL3230-1YC16-1UP0 | G120X IP20 200...240V 2.2kW FSB UF | 1105.59
6SL3520-0XB07-5AF0 | G115D WM IP65/66 380...480V 7,5kW FSC C2 | 3279.48
6SL3520-0XB40-5AF0 | G115D WM IP65/66 380..480V 0,55kW FSA C2 | 1377.3
6SL3520-0XC00-3AB0 | G115D WM IP65/66 380..480V 0,37kW FSA C2 | 921.39
6SL3230-2YE24-1UB0 | G120X IP20 380...480V 7.5kW FSB UF | 1789.68
6SL3230-1YC26-1UP0 | G120X IP20 200...240V 11kW FSD UF | 2371.79
6SL3230-2YE26-1UB0 | G120X IP20 380...480V 11kW FSC UF | 2172.87
6SL3520-0XC03-0AF0 | G115D WM IP65/66 380...480V 3kW FSB C2 | 1993.49
6SL3520-0XC04-0AF0 | G115D WM IP65/66 380...480V 4kW FSB C2 | 2275.1
6SL3230-1YC28-0UF0 | G120X IP20 200...240V 15kW FSD UF | 2815.66
6SL3520-0XD00-3AA0 | G115D WM IP65/66 380..480V 0,37kW FSA C2 | 1164.94
6SL3230-1YE10-0AB0 | G120X IP20 380...480V 0.75kW FSA C2 | 853.48
6SL3230-1YE10-1UB0 | G120X IP20 380...480V 0.75kW FSA UF | 900.71
6SL3230-1YE12-1UP0 | G120X IP20 380...480V 1.1kW FSA UF | 1071.82
6SL3230-1YE14-0UB0 | G120X IP20 380...480V 1.5kW FSA UF | 902.13
6SL3520-0XD01-5AB0 | G115D WM IP65/66 380...480V 1,5kW FSA C2 | 1164.94
6SL3230-1YE16-0AB0 | G120X IP20 380...480V 2.2kW FSA C2 | 1071.77
6SL3230-2YE32-0AF0 | G120X IP20 380...480V 22kW FSD C2 | 4001.27
6SL3230-1YE16-0UB0 | G120X IP20 380...480V 2.2kW FSA UF | 983.44
6SL3520-0XD03-0AA0 | G115D WM IP65/66 380...480V 3kW FSB C2 | 1796.37
6SL3520-0XD03-0AF0 | G115D WM IP65/66 380...480V 3kW FSB C2 | 1993.49
6SL3266-1PA00-0BA0 | SINAMICS G120X P21 Top Cover FSA | 32.15
6SL3230-1YE22-0AP0 | G120X IP20 380...480V 5.5kW FSB C2 | 1663.06
6SL3230-1YE22-0UF0 | G120X IP20 380...480V 5.5kW FSB UF | 1511.83
6SL3230-1YE24-0AF0 | G120X IP20 380...480V 7.5kW FSB C2 | 1958.28
6SL3230-1YE24-0UP0 | G120X IP20 380...480V 7.5kW FSB UF | 1756.67
6SL3230-2YE36-1AB0 | G120X IP20 380...480V 37kW FSD C2 | 5661.15
6SL3230-2YE36-1AP0 | G120X IP20 380...480V 37kW FSD C2 | 5793.05
6SL3520-0XE05-5AF0 | G115D WM IP65/66 380...480V 5,5kW FSC C2 | 2778.03
6SL3520-0XE07-5AB0 | G115D WM IP65/66 380...480V 7,5kW FSC C2 | 2900.59
6SL3230-1YE26-1UF0 | G120X IP20 380...480V 11kW FSC UF | 2256.98
6SL3230-1YE30-0AB0 | G120X IP20 380...480V 18.5kW FSD C2 | 3254.67
6SL3230-1YE30-1AF0 | G120X IP20 380...480V 18.5kW FSD C2 | 3503.66
6SL3520-0XE41-5AB0 | G115D WM IP65/66 380...480V 1,5kW FSA C2 | 1226.74
6SL3520-0XE45-5AF0 | G115D WM IP65/66 380...480V 5,5kW FSC C2 | 2778.03
6SL3520-0XH20-5AF0 | G115D WM IP65/66 380..480V 0,55kW FSA C2 | 1368.03
6SL3230-1YE34-0AF0 | G120X IP20 380...480V 30kW FSD C2 | 4780.11
6SL3230-1YE34-1AF0 | G120X IP20 380...480V 30kW FSD C2 | 4892.22
6SL3520-0XH21-5AF0 | G115D WM IP65/66 380...480V 1,5kW FSA C2 | 1596.36
6SL3230-1YE38-1AP0 | G120X IP20 380...480V 45kW FSE C2 | 6616.78
6SL3230-1YE38-1UF0 | G120X IP20 380...480V 45kW FSE UF | 6113.64
6FX5002-5DG01-1AD5 | POWER CABLE, PREASSEMBLED | 177.9
6FX5002-5DG01-1CC5 | POWER CABLE, PREASSEMBLED | 328.02
6FX5002-5DG01-1CG0 | POWER CABLE, PREASSEMBLED | 351.72
6FX8002-2SL10-1AF0 | SIGNAL CABLE EXTENSION | 357.94
6SL3520-0XC02-2AB0 | G115D WM IP65/66 380...480V 2,2kW FSB C2 | 1377.75
6SL3520-0XC02-2AF0 | G115D WM IP65/66 380...480V 2,2kW FSB C2 | 1818.46
6SL3520-0XD00-3AF0 | G115D WM IP65/66 380..480V 0,37kW FSA C2 | 1362.06
6SL3520-0XD00-5AA0 | G115D WM IP65/66 380..480V 0,55kW FSA C2 | 1180.18
6SL3230-1YC38-0UB0 | G120X IP20 200...240V 45kW FSF UF | 6406.35
6SL3230-1YC38-0UF0 | G120X IP20 200...240V 45kW FSF UF | 6543.23
6SL3230-1YC40-1UP0 | G120X IP20 200...240V 55kW FSF UF | 7931.05
6SL3261-6GF00-0BA0 | SINAMICS G120X IP20 PT frame FSF | 488.8
6SL3520-0XD00-7AB0 | G115D WM IP65/66 380..480V 0,75kW FSA C2 | 967.04
6SL3520-0XD01-1AF0 | G115D WM IP65/66 380...480V 1,1kW FSA C2 | 1506.69
6SL3520-0XD01-5AA0 | G115D WM IP65/66 380...480V 1,5kW FSA C2 | 1408.51
6SL3230-2YE34-0AP0 | G120X IP20 380...480V 30kW FSD C2 | 4827.91
6SL3230-2YE34-0UP0 | G120X IP20 380...480V 30kW FSD UF | 4465.61
6SL3230-1YE16-1UP0 | G120X IP20 380...480V 2.2kW FSA UF | 1227.45
6SL3230-1YE18-1AB0 | G120X IP20 380...480V 3kW FSA C2 | 1339.36
6SL3230-1YE22-1AF0 | G120X IP20 380...480V 5.5kW FSB C2 | 1780.17
6SL3266-2HG00-0BA0 | SINAMICS FSG Adapter | 411.54
6SL3230-1YE22-1UP0 | G120X IP20 380...480V 5.5kW FSB UF | 1618.97
6SL3230-1YE24-0AB0 | G120X IP20 380...480V 7.5kW FSB C2 | 1821.4
6SL3520-0XE01-5AF0 | G115D WM IP65/66 380...480V 1,5kW FSA C2 | 1667.41
6SL3520-0XE02-2AB0 | G115D WM IP65/66 380...480V 2,2kW FSB C2 | 1439.55
6SL3230-2YE38-0AB0 | G120X IP20 380...480V 45kW FSE C2 | 6425.54
6SL3230-2YE38-0AF0 | G120X IP20 380...480V 45kW FSE C2 | 6562.42
6SL3230-1YE30-1UF0 | G120X IP20 380...480V 18.5kW FSD UF | 3220.02
6SL3230-2YE40-1AF0 | G120X IP20 380...480V 55kW FSE C2 | 7936.35
6SL3230-2YE42-0UB0 | G120X IP20 380...480V 75kW FSF UF | 8338.66
6SL3520-0XE40-7AF0 | G115D WM IP65/66 380..480V 0,75kW FSA C2 | 1469.53
6SL3230-1YE34-0UP0 | G120X IP20 380...480V 30kW FSD UF | 4412.82
6SL3230-1YE34-1AB0 | G120X IP20 380...480V 30kW FSD C2 | 4755.33
6SL3520-0XH20-7AA0 | G115D WM IP65/66 380..480V 0,75kW FSA C2 | 1201.36
6SL3520-0XH21-1AF0 | G115D WM IP65/66 380...480V 1,1kW FSA C2 | 1497.42
6SL3230-2YE44-0AB0 | G120X IP20 380...480V 90kW FSF C2 | 10729.68
6FX5002-5DA48-1AF0 | POWER CABLE, PREASSEMBLED, EXT. | 450.42
6FX5002-5DA58-1AF0 | POWER CABLE, PREASSEMBLED, EXT. | 724.51
6FX5002-5DF10-1AF0 | POWER CABLE, PREASSEMBLED | 170.84
6FX5002-5DF10-1BC0 | POWER CABLE, PREASSEMBLED | 224.06
6FX8002-2SL10-1AH5 | SIGNAL CABLE EXTENSION | 391.41
6FX8002-2SL10-1CA0 | SIGNAL CABLE EXTENSION | 525.16
6FX8002-2SL20-1AE0 | SIGNAL CABLE, PREASSEMBLED | 204.56
6FX8002-2SL20-1BC0 | SIGNAL CABLE, PREASSEMBLED | 293.81
6FX8002-5DS06-1BC0 | POWER CABLE PREASSEMBLED | 391.51
6FX8002-5DS06-1BD0 | POWER CABLE PREASSEMBLED | 405.3
6FX8002-5DG01-1EF0 | POWER CABLE, PREASSEMBLED | 910.45
6FX8002-5DG01-1FA0 | POWER CABLE, PREASSEMBLED | 995.27
6FX8002-5CN36-1BH0 | POWER CABLE PREASSEMBLED | 481.47
6FX8002-5DS06-1CE0 | POWER CABLE PREASSEMBLED | 556.94
6FX8002-5DS06-1DG0 | POWER CABLE PREASSEMBLED | 722.48
6FX8002-5CN36-1BJ0 | POWER CABLE PREASSEMBLED | 493.8
6FX8002-2CE31-1CF0 | SIGNAL CABLE, PREASSEMBLED | 516.2
6FX8002-2CF02-1BA0 | SIGNAL CABLE, PREASSEMBLED, | 255.08
6FX8002-2CF02-1BC3 | SIGNAL CABLE, PREASSEMBLED, | 288.03
6FX8002-5DG11-1EA0 | POWER CABLE, PREASSEMBLED | 931.64
6FX8002-5DS16-1DG0 | POWER CABLE PREASSEMBLED | 802.33
6FX8002-5DS16-2EF0 | POWER CABLE PREASSEMBLED | 2541.8
6FX8002-5DS17-1AH0 | POWER CABLE PREASSEMBLED | 958.37
6FX8002-5DS17-1BB0 | POWER CABLE PREASSEMBLED | 1094.62
6FX8002-5DS26-1BA0 | POWER CABLE PREASSEMBLED | 422.25
6SL3520-0XH24-0AA0 | G115D WM IP65/66 380...480V 4kW FSB C2 | 2068.74
6SL3520-0XH60-3AA0 | G115D WM IP65/66 380..480V 0,37kW FSA C2 | 1216.59
6FX5012-5DN36-1CA0 | POWER CABLE PREASSEMBLED | 431.59
6FX8002-5CR42-1FA0 | POWER CABLE, PREASSEMBLED | 1715.55
6FX8002-5CR42-1CH1 | POWER CABLE, PREASSEMBLED | 1083.52
6FX5002-5DN26-1CA0 | POWER CABLE PREASSEMBLED | 398.04
6FX8002-5CN21-1DG0 | POWER CABLE PREASSEMBLED | 836.84
6FX8002-5CN26-1BC0 | POWER CABLE PREASSEMBLED | 397.07
6FX8002-5CN26-1BF0 | POWER CABLE PREASSEMBLED | 428.88
6FX8002-5DG10-1AD0 | POWER CABLE PREASSEMBLED | 206.21
6FX8002-5DG10-1AE0 | POWER CABLE PREASSEMBLED | 223.02
6FX8002-5DG10-1AJ0 | POWER CABLE PREASSEMBLED | 290.17
6FX8002-5DG10-1BB0 | POWER CABLE PREASSEMBLED | 340.55
6FX8002-5CN36-1EA0 | POWER CABLE PREASSEMBLED | 765.38
6FX8002-5DS06-1EF0 | POWER CABLE PREASSEMBLED | 846.58
6FX8002-5DS14-1BJ0 | POWER CABLE, PREASSEMBLED | 1220.68
6FX8002-5CN36-1FA0 | POWER CABLE PREASSEMBLED | 888.83
6FX8002-5DS16-1AJ0 | POWER CABLE PREASSEMBLED | 355.51
6FX8002-5DS16-1BE0 | POWER CABLE PREASSEMBLED | 451.24
6FX8002-5CN46-1AK0 | POWER CABLE PREASSEMBLED | 415.33
6FX8002-5CN46-1BH0 | POWER CABLE PREASSEMBLED | 541.52
6FX8002-5DS21-1BF3 | POWER CABLE, PREASSEMBLED | 651.61
6FX8002-5DS23-1AH0 | POWER CABLE PREASSEMBLED | 1098.74
6FX8002-5DG21-1FA0 | POWER CABLE, PREASSEMBLED | 1072.95
6FX8002-5DG22-1BA0 | POWER CABLE PREASSEMBLED | 401.46
6FX8002-5CN46-1BJ0 | POWER CABLE PREASSEMBLED | 557.3
6FX8002-5DG23-1BJ5 | POWER CABLE, PREASSEMBLED | 1910.03
6FX8002-5CN51-1CD0 | POWER CABLE PREASSEMBLED | 930.88
6FX8002-5CN54-1AF0 | POWER CABLE PREASSEMBLED | 352.17
6FX8002-5DG23-1CF0 | POWER CABLE, PREASSEMBLED | 2256.94
6FX8002-2CN24-1AA5 | SIGNAL CABLE EXTENSION | 255.16
6FX8002-2CP00-1AC5 | SIGNAL CABLE, PREASSEMBLED | 106.98
6FX8002-5DS36-1BA0 | POWER CABLE PREASSEMBLED | 447.58
6FX8002-2DC00-1AB7 | SIGNAL CABLE, PREASSEMBLED | 138.96
6FX8002-2DC00-1AC2 | SIGNAL CABLE, PREASSEMBLED | 150.64
6FX8002-2DC00-1BA0 | SIGNAL CABLE, PREASSEMBLED | 232.39
6FX8002-2DC00-1BB0 | SIGNAL CABLE, PREASSEMBLED | 244.06
6FX8002-5DG33-1AH0 | POWER CABLE, PREASSEMBLED | 1773.63
6FX8002-5CP21-1CA0 | POWER CABLE, PREASSEMBLED | 662.74
6FX8002-2DC10-1AD2 | SIGNAL CABLE, PREASSEMBLED | 163.64
6FX8002-2DC10-1AG4 | SIGNAL CABLE, PREASSEMBLED | 189.07
6FX8002-2DC10-1AG8 | SIGNAL CABLE, PREASSEMBLED | 189.07
6FX8002-2DC10-1BE3 | SIGNAL CABLE, PREASSEMBLED | 257.04
6FX8002-5DS56-1EF0 | POWER CABLE PREASSEMBLED | 1384.1
6FX8002-5DS61-1AH0 | POWER CABLE, PREASSEMBLED | 700.41
6FX8002-5DS64-1AE0 | POWER CABLE, PREASSEMBLED | 443.55
6FX8002-5DS64-1AK0 | POWER CABLE, PREASSEMBLED | 659.01
6FX8002-5DN01-1AF5 | POWER CABLE, PREASSEMBLED | 400.21
6FX8002-5DN01-1AG2 | POWER CABLE, PREASSEMBLED | 417.7
6FX8002-5CQ38-1AD0 | POWER CABLE EXTENSION | 446.53
6FX8002-5CQ38-1AG0 | POWER CABLE EXTENSION | 490.63
6FX8002-5CQ38-1AG5 | POWER CABLE EXTENSION | 505.33
6FX8002-5DN01-1ED0 | POWER CABLE, PREASSEMBLED | 1047.86
6FX8002-5CQ58-1AF5 | POWER CABLE EXTENSION | 553.15
6FX8002-5CQ58-1AH5 | POWER CABLE EXTENSION | 600.38
6FX8002-5DN01-1FC0 | POWER CABLE, PREASSEMBLED | 1205.43
6FX8002-5CR41-1BA0 | POWER CABLE, PREASSEMBLED | 568.42
6FX8002-5CR41-1BG0 | POWER CABLE, PREASSEMBLED | 740.79
6FX8002-5DN05-1AG2 | POWER CABLE PREASSEMBLED EXT. | 378.87
6FX8002-5DN05-1AG8 | POWER CABLE PREASSEMBLED EXT. | 378.87
6FX8002-5DN05-1AJ2 | POWER CABLE PREASSEMBLED EXT. | 412.43
6FX8002-2DC20-1AG4 | SIGNAL CABLE, PREASSEMBLED | 209.2
6FX8002-5CR43-1BE0 | POWER CABLE, PREASSEMBLED | 763.19
6FX5002-5DN26-1BK0 | POWER CABLE PREASSEMBLED | 391.54
6FX8002-5CN26-1CF0 | POWER CABLE PREASSEMBLED | 535
6FX8002-5CN31-1BF5 | POWER CABLE PREASSEMBLED | 605.18
6FX8002-5CN31-1BH0 | POWER CABLE PREASSEMBLED | 620.93
6FX8002-5DG01-1GA0 | POWER CABLE, PREASSEMBLED | 1164.08
6FX8002-5DG10-1CB0 | POWER CABLE PREASSEMBLED | 508.45
6FX8002-5DG10-1DB0 | POWER CABLE PREASSEMBLED | 676.31
6FX8002-5CN36-1CF0 | POWER CABLE PREASSEMBLED | 580.17
6FX8002-5CN41-1AJ0 | POWER CABLE PREASSEMBLED | 517.11
6FX8002-2CD01-1DF0 | SIGNAL CABLE, PREASSEMBLED, | 386.68
6FX8002-5DS14-1CB0 | POWER CABLE, PREASSEMBLED | 1327.51
6FX8002-5CN41-1BH0 | POWER CABLE PREASSEMBLED | 697.13
6FX8002-5DS16-1BJ0 | POWER CABLE PREASSEMBLED | 515.1
6FX8002-5DS16-1CJ0 | POWER CABLE PREASSEMBLED | 674.67
6FX8002-2CF02-2DA0 | SIGNAL CABLE, PREASSEMBLED, | 1571.97
6FX8002-5DG12-1CA0 | POWER CABLE PREASSEMBLED | 544.09
6FX8002-5CN46-1HF0 | POWER CABLE PREASSEMBLED | 1456.32
6FX8002-2CG00-1CB0 | SIGNAL CABLE, PREASSEMBLED, | 277.31
6FX8002-5DG23-1BD0 | POWER CABLE, PREASSEMBLED | 1563.16
6FX8002-5DG23-1DA0 | POWER CABLE, PREASSEMBLED | 2545.95
6FX8002-5CN54-1BD0 | POWER CABLE PREASSEMBLED | 550.11
6FX8002-2CG00-1CK0 | SIGNAL CABLE, PREASSEMBLED, | 340.39
6FX8002-5DS27-1BA0 | POWER CABLE PREASSEMBLED | 339.48
6FX8002-5CN56-1BJ0 | POWER CABLE PREASSEMBLED | 627.8
6FX8002-5CN56-1DF0 | POWER CABLE PREASSEMBLED | 959.07
6FX8002-2CQ31-1CA0 | SIGNAL CABLE, PREASSEMBLED, | 369.29
6FX8002-5DG33-1DE0 | POWER CABLE, PREASSEMBLED | 4458.38
6FX8002-2DC00-1CB5 | SIGNAL CABLE, PREASSEMBLED | 372.5
6FX8002-5DS41-1BG0 | POWER CABLE, PREASSEMBLED | 768.78
6FX8002-5CP16-1BF0 | POWER CABLE PREASSEMBLED | 407.96
6FX8002-5CP41-1AF0 | POWER CABLE, PREASSEMBLED | 476.17
6FX8002-5DS46-1BC0 | POWER CABLE PREASSEMBLED | 519.62
6FX8002-5CP42-1BA0 | POWER CABLE, PREASSEMBLED | 639.21
6FX8002-5DG43-1BF0 | POWER CABLE, PREASSEMBLED | 3013.08
6FX8002-2DC10-1CG5 | SIGNAL CABLE, PREASSEMBLED | 359.06
6FX8002-2DC10-1EE3 | SIGNAL CABLE, PREASSEMBLED | 512.13
6FX8002-5DG51-1DF0 | POWER CABLE, PREASSEMBLED | 1274.64
6FX8002-5DS56-1CA0 | POWER CABLE PREASSEMBLED | 778.17
6FX8002-5DG61-1BF0 | POWER CABLE, PREASSEMBLED | 1011.97
6FX8002-5DG62-1GA0 | POWER CABLE PREASSEMBLED | 3197.25
6FX8002-5DS66-1BB0 | POWER CABLE PREASSEMBLED | 679.1
6FX8002-5CP47-1CA0 | POWER CABLE PREASSEMBLED | 748.2
6FX8002-5CQ15-1BA0 | POWER CABLE EXTENSION | 414.88
6FX8002-5CQ38-1BB0 | POWER CABLE EXTENSION | 564.16
6FX8002-5CQ48-1AC0 | POWER CABLE EXTENSION | 438.08
6FX8002-5DN01-1BJ5 | POWER CABLE, PREASSEMBLED | 627.74
6FX8002-5CQ58-1AE5 | POWER CABLE EXTENSION | 529.6
6FX8002-5CQ58-1AJ0 | POWER CABLE EXTENSION | 600.31
6FX8002-5CQ68-1BJ0 | POWER CABLE EXTENSION | 1049.4
6FX8002-5CR41-1AH0 | POWER CABLE, PREASSEMBLED | 482.25
6FX8002-5DN05-1AG1 | POWER CABLE PREASSEMBLED EXT. | 378.87
6FX8002-2DC10-1FB0 | SIGNAL CABLE, PREASSEMBLED | 563.43
6FX8002-5ME05-1BF0 | POWER CABLE EXTENSION | 500.58
6FX8002-2DC20-1AE4 | SIGNAL CABLE, PREASSEMBLED | 192.34
6FX8002-5DN05-1AJ0 | POWER CABLE PREASSEMBLED EXT. | 395.62
6FX8002-2DC20-1BC8 | SIGNAL CABLE, PREASSEMBLED | 260.15
6FX8002-5DN05-1BG5 | POWER CABLE PREASSEMBLED EXT. | 546.75
6FX8002-5DN06-1AF0 | POWER CABLE PREASSEMBLED | 294.95
6FX8002-7HY00-1AK2 | HYBRID CABLE, PREASSEMBLED | 631.06
6FX8002-7HY00-1DE0 | HYBRID CABLE, PREASSEMBLED | 1211.18
6FX8002-2DC20-1EJ0 | SIGNAL CABLE, PREASSEMBLED | 557.77
6FX8002-5DN06-1BK5 | POWER CABLE PREASSEMBLED | 501.83
6FX8002-5DG22-1KK0 | POWER CABLE PREASSEMBLED | 1895.59
6FX8002-5DG23-1AK0 | POWER CABLE, PREASSEMBLED | 1331.95
6FX8002-5CN46-1CH0 | POWER CABLE PREASSEMBLED | 699.27
6FX8002-5DG31-1BF1 | POWER CABLE, PREASSEMBLED | 541.84
6FX8002-5CN56-1AF0 | POWER CABLE PREASSEMBLED | 374.42
6FX8002-5CN56-1AK0 | POWER CABLE PREASSEMBLED | 452.41
6FX8002-5DS27-1AJ0 | POWER CABLE PREASSEMBLED | 311.9
6FX8002-5CN56-1CC0 | POWER CABLE PREASSEMBLED | 705.77
6FX8002-5CN56-1CE0 | POWER CABLE PREASSEMBLED | 744.78
6FX8002-5DG32-1BD0 | POWER CABLE PREASSEMBLED | 483.93
6FX8002-5DG33-1AE5 | POWER CABLE, PREASSEMBLED | 1574.39
6FX8002-5CP16-1BA0 | POWER CABLE PREASSEMBLED | 351.38
6FX8002-5DS36-1CD0 | POWER CABLE PREASSEMBLED | 655.03
6FX8002-5DS36-1CF0 | POWER CABLE PREASSEMBLED | 686.97
6FX8002-5DG42-1CA0 | POWER CABLE PREASSEMBLED | 837.55
6FX8002-5DG43-1AF0 | POWER CABLE, PREASSEMBLED | 1757.41
6FX8002-5CP42-1AH0 | POWER CABLE, PREASSEMBLED | 543.59
6FX8002-2DC10-1EE6 | SIGNAL CABLE, PREASSEMBLED | 512.13
6FX8002-5DS54-1BC0 | POWER CABLE, PREASSEMBLED | 611.87
6FX8002-5DS54-1BD0 | POWER CABLE, PREASSEMBLED | 642.61
6FX8002-5DG43-1EG0 | POWER CABLE, PREASSEMBLED | 6900.22
6FX8002-5CP42-1HF0 | POWER CABLE, PREASSEMBLED | 2711.73
6FX8002-5CP46-1BB0 | POWER CABLE PREASSEMBLED | 519.13
6FX8002-5DX28-1BJ0 | POWER CABLE, PREASSEMBLED EXT. | 2804.93
6FX8002-5DX48-1CE0 | POWER CABLE, PREASSEMBLED EXT. | 5212.22
6FX8002-5CQ48-1BC0 | POWER CABLE EXTENSION | 628.14
6FX8002-5CQ48-1BF0 | POWER CABLE EXTENSION | 685.16
6FX8002-5CQ48-1CA0 | POWER CABLE EXTENSION | 780.24
6FX8002-5DN01-1BG5 | POWER CABLE, PREASSEMBLED | 592.75
6FX8002-5CR10-1BA0 | POWER CABLE, PREASSEMBLED | 334.43
6FX8002-5CR10-1BF0 | POWER CABLE, PREASSEMBLED | 405.14
6FX8002-5CR20-1BA0 | POWER CABLE, PREASSEMBLED | 373.11
6FX8002-5DN01-1GF0 | POWER CABLE, PREASSEMBLED | 1433.02
6FX8002-5DN05-1AD7 | POWER CABLE PREASSEMBLED EXT. | 328.46
6FX8002-2DC20-1AC1 | SIGNAL CABLE, PREASSEMBLED | 175.31
6FX8002-7HY00-1AC5 | HYBRID CABLE, PREASSEMBLED | 461.83
6FX8002-7HY00-1AJ0 | HYBRID CABLE, PREASSEMBLED | 582.65
6FX8002-5CR42-1AD0 | POWER CABLE, PREASSEMBLED | 365.35
6FX8002-5DN05-1CA0 | POWER CABLE PREASSEMBLED EXT. | 597.11
6FX8002-5DN05-1CB0 | POWER CABLE PREASSEMBLED EXT. | 613.9
6FX8002-2DC20-1BD5 | SIGNAL CABLE, PREASSEMBLED | 268.59
6FX8002-2DC20-1BF2 | SIGNAL CABLE, PREASSEMBLED | 285.69
6FX8002-5DN06-1BD0 | POWER CABLE PREASSEMBLED | 405.3
6FX8002-7HY00-1DK0 | HYBRID CABLE, PREASSEMBLED | 1332.1
6FX8002-7HY00-1EG8 | HYBRID CABLE, PREASSEMBLED | 1525.49
6FX8022-5CS36-1BK0 | POWER CABLE PREASSEMBLED | 475.2
6FX8002-5DN06-1EG0 | POWER CABLE PREASSEMBLED | 860.38
6FX8022-5CS46-1CE5 | POWER CABLE PREASSEMBLED | 636.8
6FX8002-5DN16-1DG0 | POWER CABLE PREASSEMBLED | 802.33
6FX8002-5DN16-1EA0 | POWER CABLE PREASSEMBLED | 866.14
6FX8022-5DN16-1BH0 | POWER CABLE PREASSEMBLED | 468.15
6FX8022-5DN36-1DH0 | POWER CABLE PREASSEMBLED | 847.47
6FX8002-7HY11-1DK8 | HYBRID CABLE, PREASSEMBLED | 1356.28
6FX8002-5DN26-1CD0 | POWER CABLE PREASSEMBLED | 601.53
6FX8002-5DN30-1BA0 | POWER CABLE, PREASSEMBLED | 350.84
6FX8002-5DN30-1FA0 | POWER CABLE, PREASSEMBLED | 1050.81
6GF3540-8AC32 | MV500 protective barrel IRUVcut LANG | 919.77
6FX8002-7HY22-1AH1 | HYBRID CABLE, PREASSEMBLED | 582.66
6FX8002-7HY22-1AH4 | HYBRID CABLE, PREASSEMBLED | 582.66
6FX8002-7HY22-1AJ1 | HYBRID CABLE, PREASSEMBLED | 606.83
6FX8002-7HY22-1AJ5 | HYBRID CABLE, PREASSEMBLED | 606.83
6GF3540-8AC52 | MV500 protective barrel ROT LANG | 919.77
6FX8002-5DN64-1CF0 | POWER CABLE PREASSEMBLED | 1351.61
6FX8002-5DQ15-1AA7 | POWER CABLE EXTENSION | 282.99
6FX8002-8QN04-1BF0 | ONE-CABLE-CONNECTION ASSEMBLY | 361.93
6FX8002-8QN08-1AB0 | ONE-CABLE-CONNECTION ASSEMBLY | 160.87
6FX8002-5DQ15-1BE7 | POWER CABLE EXTENSION | 553.96
6FX8002-5DQ15-1DB0 | POWER CABLE EXTENSION | 863.63
6FX8002-5DQ38-1CA0 | POWER CABLE PREASSEMBLED EXT. | 801
6FX8002-8QN08-1BF0 | ONE-CABLE-CONNECTION ASSEMBLY | 404.76
6GK1704-1CW16-0AC0 | SIMATIC NET SOFTNET-IE Power Pack V16 | 1203.55
6FX8002-5DQ58-1BF0 | POWER CABLE PREASSEMBLED EXT. | 875.2
6FX8002-5DS01-1DA5 | POWER CABLE, PREASSEMBLED | 837.6
6FX8002-5DS06-1AG0 | POWER CABLE PREASSEMBLED | 308.75
6FX8008-1BA35-1BB0 | POWER CABLE, SOLD BY THE METER, | 1517.42
6FX8008-1BA41-1AD0 | POWER CABLE,SOLD BY THE METER, | 109.33
6FX8008-1BA61-1DF0 | POWER CABLE, SOLD BY THE METER | 2209.06
6FX8008-1BB61-1AC0 | POWER CABLE,SOLD BY THE METER, | 111
6FX8012-5CN01-1AE0 | POWER CABLE PREASSEMBLED | 329.95
6FX8012-5CN01-1BA5 | POWER CABLE PREASSEMBLED | 424.11
6FX8012-5CN31-1BK0 | POWER CABLE PREASSEMBLED | 652.19
6FX8012-5CN41-1BF0 | POWER CABLE PREASSEMBLED | 657.15
6GT2812-2EA00 | Antenna RF622A ETSI | 375.93
6FX8012-5CS11-1AG0 | POWER CABLE, PREASSEMBLED | 372.35
6FX8012-5CS17-1BA0 | POWER CABLE PREASSEMBLED | 982.21
6GT2831-6BA50-0AX0 | SIMATIC RF1070R OEM Variante; | 767.66
6FX8012-5DN01-1DD0 | POWER CABLE, PREASSEMBLED | 872.83
6FX8012-5DN05-1BD5 | POWER CABLE PREASSEMBLED EXT. | 496.35
6FX8012-5DN06-1AF8 | POWER CABLE PREASSEMBLED | 308.74
6FX8012-5DN36-1BA0 | POWER CABLE PREASSEMBLED | 447.58
6FX8012-5DQ15-1BC3 | POWER CABLE EXTENSION | 515.29
6FX8012-5DS31-1BH0 | POWER CABLE, PREASSEMBLED | 720.18
6SL3210-5BB23-0UV1 | SINAMICS V20, 1AC230V 3,0kW Unfilter | 400.48
6SL3072-4GA02-0XA0 | SINAMICS Startdrive Basic V16 DVD | 64.84
6SL3220-1YC10-0UB0 | G120X IP20 200...240V 0.75kW FSA UF | 579.1
6SL3220-1YC14-0UB0 | G120X IP20 200...240V 1.5kW FSA UF | 632.81
6SL3220-1YC14-1UF0 | G120X IP20 200...240V 1.5kW FSA UF | 881.79
6SL3220-1YC20-1UB0 | G120X IP20 200...240V 4kW FSB UF | 965.7
6SL3074-0AA08-5AH0 | eCoL Island Grid Control (201-350kW) | 7318.95
6SL3220-1YC26-0UP0 | G120X IP20 200...240V 11kW FSD UF | 1952.72
6SL3220-1YC26-1UF0 | G120X IP20 200...240V 11kW FSD UF | 2069.81
6SL3220-1YC30-1UB0 | G120X IP20 200...240V 18.5kW FSD UF | 2909.5
6SL3220-1YC32-0UP0 | G120X IP20 200...240V 22kW FSE UF | 3464.78
6SL3220-1YE10-1UF0 | G120X IP20 380...480V 0.75kW FSA UF | 932.07
6SL3220-1YE12-1AB0 | G120X IP20 380...480V 1.1kW FSA C2 | 880.64
6SL3220-1YE18-0UP0 | G120X IP20 380...480V 3kW FSA UF | 1046.65
6SL3220-1YE18-1UP0 | G120X IP20 380...480V 3kW FSA UF | 1158.75
6SL3220-1YE20-1AP0 | G120X IP20 380...480V 4kW FSB C2 | 1385.98
6SL3220-1YE22-1AF0 | G120X IP20 380...480V 5.5kW FSB C2 | 1523.53
6SL3220-1YE24-1AB0 | G120X IP20 380...480V 7.5kW FSB C2 | 1651.71
6SL3220-1YE26-0AB0 | G120X IP20 380...480V 11kW FSC C2 | 1962.13
6SL3220-2YC28-0UB0 | G120X IP20 200...240V 15kW FSD UF | 2399.41
6SL3220-1YE28-1AF0 | G120X IP20 380...480V 15kW FSC C2 | 2713.27
6SL3220-1YE30-0AF0 | G120X IP20 380...480V 18.5kW FSD C2 | 3034.19
6SL3220-1YE30-0UF0 | G120X IP20 380...480V 18.5kW FSD UF | 2750.58
6SL3220-1YE30-1AF0 | G120X IP20 380...480V 18.5kW FSD C2 | 3146.33
6SL3220-1YE32-1AF0 | G120X IP20 380...480V 22kW FSD C2 | 3678.09
6SL3220-1YE32-1UF0 | G120X IP20 380...480V 22kW FSD UF | 3363.18
6SL3220-2YE10-1UB0 | G120X IP20 380...480V 0.75kW FSA UF | 847.95
6SL3220-2YE12-1UP0 | G120X IP20 380...480V 1.1kW FSA UF | 993.91
6GF3540-8DA04 | POLFILTER. F. MV500 BUILT-IN LIGHT FAR | 189.41
6FX8002-5DN36-1DG0 | POWER CABLE PREASSEMBLED | 862.51
6FX8002-5DN46-1BF0 | POWER CABLE PREASSEMBLED | 577.51
6FX8002-5DN46-1BH0 | POWER CABLE PREASSEMBLED | 616.12
6FX8002-5DN46-1CB0 | POWER CABLE PREASSEMBLED | 693.34
6FX8002-8QE04-1CA0 | ONE-CABLE-CONNECTION EXTENSION | 455.38
6FX8002-5DN56-1CD7 | POWER CABLE PREASSEMBLED | 875.08
6FX8002-8QE11-1AE0 | ONE-CABLE-CONNECTION EXTENSION | 341.52
6FX8002-8QN04-1AE5 | ONE-CABLE-CONNECTION ASSEMBLY | 213.05
6FX8002-5DN56-1CE0 | POWER CABLE PREASSEMBLED | 875.15
6FX8002-5DQ28-1BA0 | POWER CABLE PREASSEMBLED EXT. | 577.15
6FX8002-5DQ28-1EA2 | POWER CABLE PREASSEMBLED EXT. | 1097.6
6FX8002-5DQ38-1AE5 | POWER CABLE PREASSEMBLED EXT. | 510.64
6FX8002-5DQ38-1AG0 | POWER CABLE PREASSEMBLED EXT. | 530.11
6FX8002-5DS01-1CK2 | POWER CABLE, PREASSEMBLED | 819.32
6GK5991-1AD00-8GA0 | SFP991-1 A | 343.96
6GK5991-1AF00-8AC0 | SFP991-1LD (10 pieces) | 2242.45
6FX8002-8QN11-1CA0 | ONE-CABLE-CONNECTION ASSEMBLY | 632.53
6FX8008-1BA41-1AE0 | POWER CABLE,SOLD BY THE METER, | 141.23
6FX8008-1BA41-1CA0 | POWER CABLE,SOLD BY THE METER, | 652.09
6FX8008-1BA50-1CE0 | POWER CABLE, SOLD BY THE METER, | 4611.61
6FX8008-1BA50-1FA0 | POWER CABLE, SOLD BY THE METER, | 9581.05
6GK1706-1NW16-0AA0 | IE SNMP OPC-SERVER BASIC V16 | 1364.54
6FX8012-2CA11-1AE0 | SIGNAL CABLE, PREASSEMBLED, | 149.09
6FX8012-2CA31-1FA0 | SIGNAL CABLE, PREASSEMBLED, | 697.65
6FX8012-2CA34-1AF0 | SIGNAL CABLE, PREASSEMBLED EXT. | 226.86
6FX8012-2CB54-1AK0 | SIGNAL CABLE, PREASSEMBLED EXT. | 203.49
6FX8012-5CN01-1CG0 | POWER CABLE PREASSEMBLED | 626.1
6FX8012-5CN01-1DA0 | POWER CABLE PREASSEMBLED | 679.87
6FX8012-5CN05-1BE0 | POWER CABLE PREASSEMBLED EXT. | 427.83
6FX8012-5CN06-1AH5 | POWER CABLE PREASSEMBLED | 296.32
6FX8012-5CS01-1BA5 | POWER CABLE, PREASSEMBLED | 424.11
6FX8012-5CS01-1BD0 | POWER CABLE, PREASSEMBLED | 451.16
6FX8012-5CS01-1BJ5 | POWER CABLE, PREASSEMBLED | 531.84
6FX8012-5CS17-1AJ0 | POWER CABLE PREASSEMBLED | 926.49
6FX8012-5DN01-1DB0 | POWER CABLE, PREASSEMBLED | 837.78
6FX8012-5DN01-1DF0 | POWER CABLE, PREASSEMBLED | 907.84
6FX8012-5DN01-1EE0 | POWER CABLE, PREASSEMBLED | 1065.33
6FX8012-5DN01-1EK0 | POWER CABLE, PREASSEMBLED | 1152.9
6GK1908-0DB10-6AA0 | Control M12 Plug PRO | 30.19
6FX8012-5DN16-1DC0 | POWER CABLE PREASSEMBLED | 738.49
6FX8012-5DN46-1BC0 | POWER CABLE PREASSEMBLED | 519.62
6FX8012-5DS06-1BD0 | POWER CABLE PREASSEMBLED | 405.3
6SL3210-5BB23-0BV1 | SINAMICS V20, 1AC230V 3,0kW Filter C1 | 434.18
6SL3210-5HE15-0UF0 | SINAMICS S210, 3AC 400V, 5.0kW | 2766.98
6SL3220-1YC18-1UF0 | G120X IP20 200...240V 3kW FSB UF | 1025.01
6SL3220-1YC20-1UF0 | G120X IP20 200...240V 4kW FSB UF | 1102.58
6SL3074-0AA08-4AH0 | eCoL Island Grid Control (351-650kW) | 14467.66
6SL3220-1YC22-1UB0 | G120X IP20 200...240V 5.5kW FSC UF | 1309.44
6SL3220-1YC36-1UF0 | G120X IP20 200...240V 37kW FSF UF | 5206.97
6SL3220-1YC38-0UP0 | G120X IP20 200...240V 45kW FSF UF | 6080.17
6SL3220-1YC40-0UF0 | G120X IP20 200...240V 55kW FSF UF | 7340.68
6SL3220-1YE10-0AB0 | G120X IP20 380...480V 0.75kW FSA C2 | 747.97
6SL3220-1YE10-0UB0 | G120X IP20 380...480V 0.75kW FSA UF | 683.07
6SL3220-1YE16-0UP0 | G120X IP20 380...480V 2.2kW FSA UF | 934.27
6SL3220-1YE16-1UF0 | G120X IP20 380...480V 2.2kW FSA UF | 1051.36
6SL3220-1YE18-0AB0 | G120X IP20 380...480V 3kW FSA C2 | 1021.01
6SL3220-1YE18-0AF0 | G120X IP20 380...480V 3kW FSA C2 | 1157.89
6SL3220-1YE24-0AP0 | G120X IP20 380...480V 7.5kW FSB C2 | 1671.48
6SL3220-1YE24-1AF0 | G120X IP20 380...480V 7.5kW FSB C2 | 1788.59
6FX8002-2DC20-1AJ4 | SIGNAL CABLE, PREASSEMBLED | 226.36
6FX8002-5CR42-1BE0 | POWER CABLE, PREASSEMBLED | 681.38
6FX8002-5CR42-1CF0 | POWER CABLE, PREASSEMBLED | 997.36
6FX8002-2DC20-1CF4 | SIGNAL CABLE, PREASSEMBLED | 370.83
6FX8002-2DC20-1DC0 | SIGNAL CABLE, PREASSEMBLED | 421.18
6FX8002-2DC20-1EC0 | SIGNAL CABLE, PREASSEMBLED | 506.75
6FX8002-2DC20-1ED0 | SIGNAL CABLE, PREASSEMBLED | 515.18
6FX8002-5DN06-1CB0 | POWER CABLE PREASSEMBLED | 515.6
6FX8002-5DN06-1CF0 | POWER CABLE PREASSEMBLED | 570.77
6FX8002-5DN06-1DA0 | POWER CABLE PREASSEMBLED | 639.73
6FX8012-5DS51-1BB0 | POWER CABLE, PREASSEMBLED | 721.54
6FX8002-5DN11-1BH0 | POWER CABLE PREASSEMBLED | 641.85
6FX8002-5DN16-1AC0 | POWER CABLE PREASSEMBLED | 259.73
6FX8002-5DN16-1AG0 | POWER CABLE PREASSEMBLED | 323.57
6FX8002-5DN16-1BE0 | POWER CABLE PREASSEMBLED | 451.24
6FX8002-5DN21-1BJ0 | POWER CABLE PREASSEMBLED | 686.42
6FX8002-5DN26-1AE0 | POWER CABLE PREASSEMBLED | 339.48
6FX8002-7HY11-1BG8 | HYBRID CABLE, PREASSEMBLED | 800.26
6FX8002-7HY11-1CD8 | HYBRID CABLE, PREASSEMBLED | 969.46
6FX8002-5DN36-1AG0 | POWER CABLE PREASSEMBLED | 383.74
6FX8002-7HY11-1GB4 | HYBRID CABLE, PREASSEMBLED | 1888.02
6GF3500-8DF30-1DA0 | F-LIGHT EXT. MV500, WHITE, 20x20, 24V | 5560.16
6FX8002-5DN36-1CE0 | POWER CABLE PREASSEMBLED | 670.99
6FX8002-5DN36-1DA0 | POWER CABLE PREASSEMBLED | 766.76
6FX8002-7HY22-1BG0 | HYBRID CABLE, PREASSEMBLED | 776.08
6FX8002-7HY22-1BH0 | HYBRID CABLE, PREASSEMBLED | 800.19
6FX8002-7HY22-1CF0 | HYBRID CABLE, PREASSEMBLED | 993.59
6FX8002-8QE04-1AB0 | ONE-CABLE-CONNECTION EXTENSION | 172.52
6FX8002-8QE04-1AD0 | ONE-CABLE-CONNECTION EXTENSION | 202.29
6FX8002-8QE04-1AD1 | ONE-CABLE-CONNECTION EXTENSION | 217.19
6FX8002-5DN46-1DB0 | POWER CABLE PREASSEMBLED | 886.36
6FX8002-5DN46-1DG0 | POWER CABLE PREASSEMBLED | 982.87
6FX8002-5DN46-1DJ0 | POWER CABLE PREASSEMBLED | 1021.46
6FX8002-5DN51-1BC0 | POWER CABLE PREASSEMBLED | 752.3
6FX8002-5DQ15-1AH0 | POWER CABLE EXTENSION | 399.12
6FX8002-8QN04-1BE0 | ONE-CABLE-CONNECTION ASSEMBLY | 347.05
6GK1700-0AA16-0AA0 | Software DVD PC/Windows V16 | 127.73
6FX8002-8QN11-1AD5 | ONE-CABLE-CONNECTION ASSEMBLY | 261.69
6FX8002-5DQ48-1AF8 | POWER CABLE PREASSEMBLED EXT. | 554.06
6FX8002-5DQ48-1BD0 | POWER CABLE PREASSEMBLED EXT. | 717.55
6FX8002-5DS06-1AG5 | POWER CABLE PREASSEMBLED | 322.55
6FX8002-8QN21-1DJ0 | ONE-CABLE-CONNECTION ASSEMBLY | 1590.16
6GK1704-1LW16-0AA0 | SOFTNET-IE S7 LEAN V16 | 839.2
6FX8008-1BA25-1AB0 | POWER CABLE, SOLD BY THE METER, | 128.49
6GT2002-0EE20 | COMMUNIKATIONS MODULE RF166C | 1239.73
6GK1704-5DW16-0AA0 | SOFTNET-PB DP EDITION V16 | 686.37
6GT2091-0PH50 | Cab conf 24V, M12 5-Pole M12 L coded | 169.31
6FX8008-1BB31-1AB0 | POWER CABLE,SOLD BY THE METER, | 33.55
6GK1711-1EW16-0AA0 | SOFTNET-IE RNA V16 | 650.91
6FX8012-5CN01-1AK5 | POWER CABLE PREASSEMBLED | 410.68
6FX8012-5CN01-1BB5 | POWER CABLE PREASSEMBLED | 437.53
6FX8012-5CN01-1BD0 | POWER CABLE PREASSEMBLED | 451.08
6FX8012-5CN26-1AG0 | POWER CABLE PREASSEMBLED | 333.41
6FX8012-5CN26-1AH0 | POWER CABLE PREASSEMBLED | 344.04
6FX8012-5CN27-1CA0 | POWER CABLE PREASSEMBLED | 413.79
6FX8012-5CN31-1AC5 | POWER CABLE PREASSEMBLED | 401.62
6FX8012-5CN31-1BA0 | POWER CABLE PREASSEMBLED | 511.31
6FX8012-5DA05-1AD5 | POWER CABLE, PREASSEMBLED EXT. | 328.33
6FX8012-5DA05-1AE0 | POWER CABLE, PREASSEMBLED EXT. | 328.38
6FX8012-5DA15-1AD0 | POWER CABLE, PREASSEMBLED EXT. | 321.69
6FX8012-5DN01-1BA0 | POWER CABLE, PREASSEMBLED | 470.22
6FX8012-5DN06-1AJ0 | POWER CABLE PREASSEMBLED | 336.34
6FX8022-5CN06-1BH0 | POWER CABLE PREASSEMBLED | 360.83
6FX8022-5CS16-1BA0 | POWER CABLE PREASSEMBLED | 305.74
6FX8002-7HY00-1FF5 | HYBRID CABLE, PREASSEMBLED | 1742.99
6FX8002-7HY11-1AC6 | HYBRID CABLE, PREASSEMBLED | 461.83
6FX8002-5DN16-1CA0 | POWER CABLE PREASSEMBLED | 546.98
6FX8002-5DN16-1CF0 | POWER CABLE PREASSEMBLED | 626.81
6FX8022-5DS06-1AF0 | POWER CABLE PREASSEMBLED | 263.98
6FX8002-5DN26-1BF0 | POWER CABLE PREASSEMBLED | 491.19
6FX8042-5DQ58-1BB0 | POWER CABLE PREASSEMBLED EXT. | 757.78
6FX8002-5DN31-1BE0 | POWER CABLE PREASSEMBLED | 659.71
6FX8002-5DN31-1GA0 | POWER CABLE PREASSEMBLED | 1591.53
6GF3500-8DF30-2DA0 | F-LICHT EXT. MV500, WHITE, 30x20, 24V | 7970.75
6GF3540-8AC03 | PROTECT TUBUS EXTENTION MV540 | 226.72
6FX8002-7HY22-1BA3 | HYBRID CABLE, PREASSEMBLED | 655.19
6FX8002-5DN36-1BH0 | POWER CABLE PREASSEMBLED | 559.26
6FX8002-7HY22-1BH6 | HYBRID CABLE, PREASSEMBLED | 824.39
6FX8002-7HY22-1BK8 | HYBRID CABLE, PREASSEMBLED | 872.78
6FX8002-5DN41-1BH0 | POWER CABLE PREASSEMBLED | 792.82
6GF3560-0LE10 | Optical Reader MV560 U | 6026.49
6FX8002-8QE08-1AF0 | ONE-CABLE-CONNECTION EXTENSION | 304.69
6GK1182-0BB01-0AA3 | PROFINET IO ASIC, ERTEC 200, 3500 Pieces | 107907.25
6FX8002-5DN51-1BE0 | POWER CABLE PREASSEMBLED | 813.81
6FX8002-5DN51-1EG0 | POWER CABLE PREASSEMBLED | 1797.98
6FX8002-5DN56-1CC0 | POWER CABLE PREASSEMBLED | 826.64
6FX8002-5DN66-1AF0 | POWER CABLE PREASSEMBLED | 474.65
6FX8002-8QN04-1AJ0 | ONE-CABLE-CONNECTION ASSEMBLY | 257.69
6FX8002-8QN08-1AJ0 | ONE-CABLE-CONNECTION ASSEMBLY | 282.82
6FX8002-5DQ15-1CA0 | POWER CABLE EXTENSION | 650.72
6FX8002-8QN08-1BC0 | ONE-CABLE-CONNECTION ASSEMBLY | 352.5
6FX8002-8QN08-1BH0 | ONE-CABLE-CONNECTION ASSEMBLY | 439.58
6FX8002-8QN08-1DF0 | ONE-CABLE-CONNECTION ASSEMBLY | 753.19
6FX8002-5DQ48-1DD0 | POWER CABLE PREASSEMBLED EXT. | 1184.65
6FX8002-5DQ68-1CF0 | POWER CABLE PREASSEMBLED EXT. | 1486.86
6FX8002-5DS06-1AC0 | POWER CABLE PREASSEMBLED | 253.59
6FX8002-5DS06-1AF0 | POWER CABLE PREASSEMBLED | 294.95
6FX8008-1BA25-1AK0 | POWER CABLE, SOLD BY THE METER, | 985.45
6FX8002-5DS06-1AJ5 | POWER CABLE PREASSEMBLED | 350.13
6FX8008-1BA35-1AJ0 | POWER CABLE, SOLD BY THE METER, | 1111.12
6FX8008-1BA50-1GA0 | POWER CABLE, SOLD BY THE METER, | 11500.29
6FX8008-1BA51-1CF0 | POWER CABLE, SOLD BY THE METER | 1136.72
6FX8008-1BB41-1BE0 | POWER CABLE,SOLD BY THE METER, | 375.35
6FX8008-1BB61-1DB0 | POWER CABLE,SOLD BY THE METER, | 1497.05
6FX8012-2EQ14-1AE0 | SIGNAL CABLE, PREASSEMBLED EXT. | 218.34
6FX8012-2EQ31-1AJ0 | SIGNAL CABLE, PREASSEMBLED, | 237.27
6FX8012-5CN01-1BH0 | POWER CABLE PREASSEMBLED | 504.89
6FX8012-5CN01-1CA0 | POWER CABLE PREASSEMBLED | 545.32
6FX8012-5CN06-1CG0 | POWER CABLE PREASSEMBLED | 487.3
6GT2810-2AE81-0AX3 | Label RF630L 75x20 mm (Sonder. 7000) | 0.48
6FX8012-5CN46-1AJ0 | POWER CABLE PREASSEMBLED | 399.58
6FX8012-5CQ58-1BB0 | POWER CABLE EXTENSION | 671.12
6FX8012-5CS17-1BB0 | POWER CABLE PREASSEMBLED | 1010.09
6FX8012-5CS31-1CA0 | POWER CABLE, PREASSEMBLED | 666.86
6GK1901-0DB50-6AA0 | IE FC M12 Plug Pro 4X2 (X coded) | 64
6GK1901-0RP10-0AA0 | FO LC Coupler | 124.86
6NH3112-4BB00-0XX0 | SIMATIC RTU3041C | 1926.27
6FX8012-5DN05-1BE2 | POWER CABLE PREASSEMBLED EXT. | 513.15
6FX8012-5DN16-1BF0 | POWER CABLE PREASSEMBLED | 467.22
6FX8012-5DN46-1CC0 | POWER CABLE PREASSEMBLED | 712.63
6FX8012-5DQ58-1AG7 | POWER CABLE PREASSEMBLED EXT. | 640.33
6SL3070-4GA01-0XE5 | SINAMICS DCC V16 Combo Upgrade DVD | 567.33
6SL3220-1YC14-1UB0 | G120X IP20 200...240V 1.5kW FSA UF | 744.91
6SL3220-1YE36-1UF0 | G120X IP20 380...480V 37kW FSD UF | 4881.94
6SL3220-2YE16-0AB0 | G120X IP20 380...480V 2.2kW FSA C2 | 943.49
6SL3220-1YE38-0UF0 | G120X IP20 380...480V 45kW FSE UF | 5543.48
6SL3220-1YE44-0AB0 | G120X IP20 380...480V 90kW FSF C2 | 10143.3
6SL3220-2YE18-0AB0 | G120X IP20 380...480V 3kW FSA C2 | 1073.78
6SL3220-2YE22-0AF0 | G120X IP20 380...480V 5.5kW FSB C2 | 1464.18
6SL3220-2YE22-0UP0 | G120X IP20 380...480V 5.5kW FSB UF | 1303.02
6SL3220-1YE50-0CP0 | G120X IP20 380...480V 160kW FSG C3 | 14079.71
6SL3220-1YE50-1AP0 | G120X IP20 380...480V 160kW FSG C2 | 15972.83
6SL3220-1YE52-0CP0 | G120X IP20 380...480V 200kW FSG C3 | 16225.4
6SL3220-2YE28-0UB0 | G120X IP20 380...480V 15kW FSC UF | 2245.25
6SL3220-2YE28-1AP0 | G120X IP20 380...480V 15kW FSC C2 | 2761.06
6SL3220-1YE54-1AF0 | G120X IP20 380...480V 250kW FSG C2 | 23009.19
6SL3220-1YE58-0CB0 | G120X IP20 380...480V 355kW FSH C3 | 27471.18
6SL3220-1YE66-0CB0 | G120X IP20 380...480V 560kW FSJ C3 | 46396.41
6SL3220-2YE34-0AF0 | G120X IP20 380...480V 30kW FSD C2 | 4425.19
6SL3220-2YE36-1AP0 | G120X IP20 380...480V 37kW FSD C2 | 5360.17
6SL3220-1YE66-1CF0 | G120X IP20 380...480V 560kW FSJ C3 | 46639.14
6SL3220-1YH20-0UP0 | G120X IP20 500...690V 4kW FSD UF | 1442.76
6SL3220-2YE40-1AB0 | G120X IP20 380...480V 55kW FSE C2 | 7316.19
6SL3220-2YE46-0AP0 | G120X IP20 380...480V 110kW FSF C2 | 11672.31
6SL3220-2YE46-1UB0 | G120X IP20 380...480V 110kW FSF UF | 10707.05
6SL3220-2YE50-0AF0 | G120X IP20 380...480V 160kW FSG C2 | 15918.48
6SL3220-2YE50-1AB0 | G120X IP20 380...480V 160kW FSG C2 | 15893.73
6SL3220-1YH22-0AF0 | G120X IP20 500...690V 5.5kW FSD C2 | 1693.49
6SL3220-1YH22-0UB0 | G120X IP20 500...690V 5.5kW FSD UF | 1400.46
6SL3220-1YH24-1AB0 | G120X IP20 500...690V 7.5kW FSD C2 | 1922.31
6SL3220-1YH24-1UF0 | G120X IP20 500...690V 7.5kW FSD UF | 1862.61
6SL3220-1YH28-0AF0 | G120X IP20 500...690V 15kW FSD C2 | 2931.54
6SL3220-2YE60-1CF0 | G120X IP20 380...480V 400kW FSH C3 | 32155.41
6SL3220-1YH30-0AB0 | G120X IP20 500...690V 18.5kW FSD C2 | 3290.89
6SL3220-2YH18-1AF0 | G120X IP20 500...690V 3kW FSD C2 | 1600.22
6SL3220-1YH32-0UB0 | G120X IP20 500...690V 22kW FSD UF | 3582.79
6SL3220-1YH34-0AF0 | G120X IP20 500...690V 30kW FSD C2 | 4954.92
6SL3220-1YH36-0AB0 | G120X IP20 500...690V 37kW FSD C2 | 5759.84
6SL3220-1YH38-0AF0 | G120X IP20 500...690V 45kW FSE C2 | 6864.09
6SL3220-2YH22-1AF0 | G120X IP20 500...690V 5.5kW FSD C2 | 1858.38
6SL3220-2YH22-1UP0 | G120X IP20 500...690V 5.5kW FSD UF | 1697.25
6SL3220-1YH42-0UB0 | G120X IP20 500...690V 75kW FSF UF | 8945.62
6SL3220-1YH42-1UF0 | G120X IP20 500...690V 75kW FSF UF | 9194.59
6SL3220-2YH28-0UB0 | G120X IP20 500...690V 15kW FSD UF | 2575.62
6SL3220-2YH30-1AP0 | G120X IP20 500...690V 18.5kW FSD C2 | 3587.69
6SL3220-3YE40-0AF0 | G120X IP20 380...480V 55kW FSE C2 | 7446.5
6SL3220-2YH34-1UB0 | G120X IP20 500...690V 30kW FSD UF | 4620.62
6SL3220-2YH36-1AB0 | G120X IP20 500...690V 37kW FSD C2 | 5924.73
6SL3220-3YE42-0UF0 | G120X IP20 380...480V 75kW FSF UF | 8072.64
6SL3220-2YH38-0UF0 | G120X IP20 500...690V 45kW FSE UF | 6408.76
6SL3220-2YH38-1UF0 | G120X IP20 500...690V 45kW FSE UF | 6520.88
6SL3220-2YH42-0CB0 | G120X IP20 500...690V 75kW FSF C3 | 9465.63
6SL3220-3YE44-1UF0 | G120X IP20 380...480V 90kW FSF UF | 9675.64
6SL3220-1YH52-0CF0 | G120X IP20 500...690V 200kW FSG C3 | 18645.91
6SL3220-1YH52-1CP0 | G120X IP20 500...690V 200kW FSG C3 | 18753.03
6SL3220-1YH56-0CB0 | G120X IP20 500...690V 315kW FSH C3 | 26602.42
6SL3220-1YH60-0CP0 | G120X IP20 500...690V 400kW FSH C3 | 35176.25
6SL3220-3YE50-0CP0 | G120X IP20 380...480V 160kW FSG C3 | 14237.98
6FX8012-5DN06-1AK5 | POWER CABLE PREASSEMBLED | 363.91
6FX8012-5DN06-1BC0 | POWER CABLE PREASSEMBLED | 391.51
6FX8012-5DN06-1BJ0 | POWER CABLE PREASSEMBLED | 474.24
6FX8012-5DN56-1HA0 | POWER CABLE PREASSEMBLED | 1990.01
6RP0000-0AA25-0AA0 | SINAMICS DCP 30 KW | 11001.32
6SL3072-4GA02-0XA5 | SINAMICS Startdrive Advanced V16 DVD | 1013.12
6SL3072-4GA02-0XG0 | SINAMICS Startdrive Basic V16 OSD | 64.84
6SL3220-1YC10-1UB0 | G120X IP20 200...240V 0.75kW FSA UF | 691.22
6SL3220-1YC12-1UF0 | G120X IP20 200...240V 1.1kW FSA UF | 840.01
6SL3220-1YC12-1UP0 | G120X IP20 200...240V 1.1kW FSA UF | 835.02
6SL3077-0AA02-1AH0 | eCoL TEC-Function TRCDATA | 463.48
6SL3077-0AA02-6AB0 | SINAMICS TEC EXLOOP | 1670.98
6SL3220-1YC26-0UB0 | G120X IP20 200...240V 11kW FSD UF | 1820.83
6SL3220-1YC32-0UB0 | G120X IP20 200...240V 22kW FSE UF | 3332.87
6SL3220-1YE12-0UF0 | G120X IP20 380...480V 1.1kW FSA UF | 833.98
6SL3220-1YE12-1UF0 | G120X IP20 380...480V 1.1kW FSA UF | 946.12
6SL3220-1YE14-0AB0 | G120X IP20 380...480V 1.5kW FSA C2 | 825.52
6SL3220-1YE14-0AF0 | G120X IP20 380...480V 1.5kW FSA C2 | 962.39
6SL3220-1YE22-0AP0 | G120X IP20 380...480V 5.5kW FSB C2 | 1406.44
6SL3220-1YE22-0UF0 | G120X IP20 380...480V 5.5kW FSB UF | 1255.23
6SL3220-1YE22-0UP0 | G120X IP20 380...480V 5.5kW FSB UF | 1250.25
6SL3220-1YE22-1UB0 | G120X IP20 380...480V 5.5kW FSB UF | 1230.45
6SL3220-1YE26-1AP0 | G120X IP20 380...480V 11kW FSC C2 | 2206.14
6SL3220-2YC22-1UB0 | G120X IP20 200...240V 5.5kW FSC UF | 1362.21
6SL3220-2YC22-1UP0 | G120X IP20 200...240V 5.5kW FSC UF | 1494.12
6SL3220-2YC34-1UF0 | G120X IP20 200...240V 30kW FSE UF | 4446.82
6SL3220-2YC36-0UP0 | G120X IP20 200...240V 37kW FSF UF | 5142.66
6SL3220-2YC38-0UP0 | G120X IP20 200...240V 45kW FSF UF | 6132.96
6SL3220-2YC38-1UP0 | G120X IP20 200...240V 45kW FSF UF | 6245.06
6SL3220-2YE12-0UB0 | G120X IP20 380...480V 1.1kW FSA UF | 749.89
6SL3220-2YE12-0UF0 | G120X IP20 380...480V 1.1kW FSA UF | 886.78
6SL3220-2YE12-1UF0 | G120X IP20 380...480V 1.1kW FSA UF | 998.89
6SL3220-2YE14-0AB0 | G120X IP20 380...480V 1.5kW FSA C2 | 878.29
6SL3220-1YE40-0UF0 | G120X IP20 380...480V 55kW FSE UF | 6684.86
6SL3220-1YE40-1AB0 | G120X IP20 380...480V 55kW FSE C2 | 7263.43
6SL3220-1YE40-1AP0 | G120X IP20 380...480V 55kW FSE C2 | 7395.33
6SL3220-1YE40-1UB0 | G120X IP20 380...480V 55kW FSE UF | 6660.1
6SL3220-2YE38-0UF0 | G120X IP20 380...480V 45kW FSE UF | 5596.27
6SL3220-2YE42-1UF0 | G120X IP20 380...480V 75kW FSF UF | 8079.24
6SL3220-2YE44-0UF0 | G120X IP20 380...480V 90kW FSF UF | 9458
6SL3220-2YE46-0UF0 | G120X IP20 380...480V 110kW FSF UF | 10731.81
6SL3220-2YE48-0UB0 | G120X IP20 380...480V 132kW FSF UF | 11857.03
6SL3220-2YE58-1CP0 | G120X IP20 380...480V 355kW FSH C3 | 27767.45
6SL3220-1YH26-1UP0 | G120X IP20 500...690V 11kW FSD UF | 2235.95
6SL3220-1YH28-0AB0 | G120X IP20 500...690V 15kW FSD C2 | 2794.66
6SL3220-1YH28-0UB0 | G120X IP20 500...690V 15kW FSD UF | 2522.86
6SL3220-2YH20-0UP0 | G120X IP20 500...690V 4kW FSD UF | 1495.53
6SL3220-2YH20-1UF0 | G120X IP20 500...690V 4kW FSD UF | 1612.62
6SL3220-1YH30-1AF0 | G120X IP20 500...690V 18.5kW FSD C2 | 3539.89
6SL3220-1YH32-0UF0 | G120X IP20 500...690V 22kW FSD UF | 3719.67
6SL3220-1YH40-1AB0 | G120X IP20 500...690V 55kW FSE C2 | 8247.14
6SL3220-1YH40-1AP0 | G120X IP20 500...690V 55kW FSE C2 | 8379.05
6SL3220-2YH22-0AP0 | G120X IP20 500...690V 5.5kW FSD C2 | 1741.29
6SL3220-2YH22-0UP0 | G120X IP20 500...690V 5.5kW FSD UF | 1585.12
6SL3220-3YE36-1UF0 | G120X IP20 380...480V 37kW FSD UF | 5040.25
6SL3220-3YE38-0AP0 | G120X IP20 380...480V 45kW FSE C2 | 6204.91
6SL3220-1YC16-0UF0 | G120X IP20 200...240V 2.2kW FSB UF | 817.4
6SL3220-1YC24-0UB0 | G120X IP20 200...240V 7.5kW FSC UF | 1437.73
6SL3077-0AA01-0AH0 | eCoL TEC-Function OALINK | 608.43
6SL3220-1YC32-0UF0 | G120X IP20 200...240V 22kW FSE UF | 3469.75
6SL3220-1YC36-0UB0 | G120X IP20 200...240V 37kW FSF UF | 4958
6SL3220-1YE10-0UF0 | G120X IP20 380...480V 0.75kW FSA UF | 819.95
6SL3220-1YE10-1UB0 | G120X IP20 380...480V 0.75kW FSA UF | 795.18
6SL3220-1YE14-0UF0 | G120X IP20 380...480V 1.5kW FSA UF | 883.12
6SL3220-1YE14-1UB0 | G120X IP20 380...480V 1.5kW FSA UF | 858.37
6SL3220-1YE18-1AF0 | G120X IP20 380...480V 3kW FSA C2 | 1269.99
6SL3220-1YE20-0UB0 | G120X IP20 380...480V 4kW FSB UF | 1006.02
6SL3220-1YE22-0AF0 | G120X IP20 380...480V 5.5kW FSB C2 | 1411.41
6SL3220-1YE24-0AB0 | G120X IP20 380...480V 7.5kW FSB C2 | 1539.61
6SL3220-2YC20-1UF0 | G120X IP20 200...240V 4kW FSB UF | 1155.35
6SL3200-0AE73-0AA0 | STARTER KIT SINAMICS G120X 0,75 C2 SMA | 758.12
6SL3220-1YE26-0UP0 | G120X IP20 380...480V 11kW FSC UF | 1832.92
6SL3220-2YC24-1UF0 | G120X IP20 200...240V 7.5kW FSC UF | 1739.5
6SL3220-1YE28-0UB0 | G120X IP20 380...480V 15kW FSC UF | 2192.48
6SL3220-2YC28-1UF0 | G120X IP20 200...240V 15kW FSD UF | 2648.41
6SL3220-2YC34-0UF0 | G120X IP20 200...240V 30kW FSE UF | 4334.69
6SL3220-1YE32-0AF0 | G120X IP20 380...480V 22kW FSD C2 | 3565.97
6SL3220-2YC40-0UP0 | G120X IP20 200...240V 55kW FSF UF | 7388.48
6SL3220-1YE32-0UP0 | G120X IP20 380...480V 22kW FSD UF | 3246.07
6SL3220-2YE12-0AF0 | G120X IP20 380...480V 1.1kW FSA C2 | 958.19
6SL3220-1YE36-0AP0 | G120X IP20 380...480V 37kW FSD C2 | 5195.28
6SL3220-2YE14-0AF0 | G120X IP20 380...480V 1.5kW FSA C2 | 1015.16
6SL3203-0BE17-7BA1 | SINAMICS 3AC LINE FILTER CL. B FSA | 213.31
6SL3220-2YE16-0UF0 | G120X IP20 380...480V 2.2kW FSA UF | 992.03
6SL3220-2YE16-1UF0 | G120X IP20 380...480V 2.2kW FSA UF | 1104.17
6SL3220-1YH20-0AB0 | G120X IP20 500...690V 4kW FSD C2 | 1446.81
6SL3220-1YH20-0UB0 | G120X IP20 500...690V 4kW FSD UF | 1310.85
6SL3220-2YE40-1UF0 | G120X IP20 380...480V 55kW FSE UF | 6849.73
6SL3220-2YE42-0AP0 | G120X IP20 380...480V 75kW FSF C2 | 8688.73
6SL3220-2YE50-0AP0 | G120X IP20 380...480V 160kW FSG C2 | 15913.5
6SL3220-2YE52-0AP0 | G120X IP20 380...480V 200kW FSG C2 | 18337.83
6SL3220-1YH24-1AF0 | G120X IP20 500...690V 7.5kW FSD C2 | 2059.2
6SL3220-2YE58-1CB0 | G120X IP20 380...480V 355kW FSH C3 | 27636.21
6SL3220-1YH28-0UF0 | G120X IP20 500...690V 15kW FSD UF | 2659.74
6SL3220-2YE64-1CF0 | G120X IP20 380...480V 500kW FSJ C3 | 41159.05
6SL3220-2YH18-1AB0 | G120X IP20 500...690V 3kW FSD C2 | 1463.37
6SL3220-2YH20-0UB0 | G120X IP20 500...690V 4kW FSD UF | 1363.62
6SL3220-1YH32-1AF0 | G120X IP20 500...690V 22kW FSD C2 | 4146.74
6SL3220-1YH34-0UB0 | G120X IP20 500...690V 30kW FSD UF | 4455.72
6SL3220-1YH36-1AF0 | G120X IP20 500...690V 37kW FSD C2 | 6008.83
6SL3220-1YH40-0AP0 | G120X IP20 500...690V 55kW FSE C2 | 8266.91
6SL3220-2YH24-1AP0 | G120X IP20 500...690V 7.5kW FSD C2 | 2106.99
6SL3220-2YH28-1AP0 | G120X IP20 500...690V 15kW FSD C2 | 3091.45
6SL3220-2YH28-1UP0 | G120X IP20 500...690V 15kW FSD UF | 2819.65
6SL3220-3YE36-1UB0 | G120X IP20 380...480V 37kW FSD UF | 4903.37
6SL3220-2YH32-1AP0 | G120X IP20 500...690V 22kW FSD C2 | 4194.53
6SL3220-2YH34-1AB0 | G120X IP20 500...690V 30kW FSD C2 | 4982.94
6SL3220-2YH36-1UP0 | G120X IP20 500...690V 37kW FSD UF | 5626.2
6SL3220-3YE42-1UB0 | G120X IP20 380...480V 75kW FSF UF | 8047.88
6SL3220-3YE44-0UP0 | G120X IP20 380...480V 90kW FSF UF | 9558.54
6SL3220-3YE44-1UB0 | G120X IP20 380...480V 90kW FSF UF | 9538.74
6SL3220-1YE24-1UB0 | G120X IP20 380...480V 7.5kW FSB UF | 1455.12
6SL3220-1YE26-0UB0 | G120X IP20 380...480V 11kW FSC UF | 1701.01
6SL3220-2YC32-1UB0 | G120X IP20 200...240V 22kW FSE UF | 3497.76
6SL3220-1YE30-1AP0 | G120X IP20 380...480V 18.5kW FSD C2 | 3141.35
6SL3220-1YE30-1UB0 | G120X IP20 380...480V 18.5kW FSD UF | 2725.81
6SL3220-2YC32-1UF0 | G120X IP20 200...240V 22kW FSE UF | 3634.64
6SL3220-1YE32-1UP0 | G120X IP20 380...480V 22kW FSD UF | 3358.18
6SL3220-2YE10-0AF0 | G120X IP20 380...480V 0.75kW FSA C2 | 937.61
6SL3220-2YE10-1AB0 | G120X IP20 380...480V 0.75kW FSA C2 | 912.86
6SL3220-1YE34-1AP0 | G120X IP20 380...480V 30kW FSD C2 | 4479.54
6SL3220-1YE34-1UB0 | G120X IP20 380...480V 30kW FSD UF | 3985.34
6SL3220-1YE36-1UP0 | G120X IP20 380...480V 37kW FSD UF | 4876.97
6SL3220-1YE38-0AP0 | G120X IP20 380...480V 45kW FSE C2 | 6046.61
6SL3220-1YE38-1AP0 | G120X IP20 380...480V 45kW FSE C2 | 6158.73
6SL3203-0BE23-5HA0 | SINAMICS S210, EMC-Filter C2, 3AC, 35A | 351.23
6SL3220-1YH20-1AF0 | G120X IP20 500...690V 4kW FSD C2 | 1695.79
6SL3220-1YH20-1UF0 | G120X IP20 500...690V 4kW FSD UF | 1559.83
6SL3220-2YE38-1AP0 | G120X IP20 380...480V 45kW FSE C2 | 6211.49
6SL3220-2YE40-0UF0 | G120X IP20 380...480V 55kW FSE UF | 6737.63
6SL3220-2YE52-0CP0 | G120X IP20 380...480V 200kW FSG C3 | 16278.17
6SL3220-2YE54-1AF0 | G120X IP20 380...480V 250kW FSG C2 | 23061.97
6SL3220-2YE54-1AP0 | G120X IP20 380...480V 250kW FSG C2 | 23056.98
6SL3220-2YE58-0CB0 | G120X IP20 380...480V 355kW FSH C3 | 27524.72
6SL3220-1YH22-0AB0 | G120X IP20 500...690V 5.5kW FSD C2 | 1556.61
6SL3220-2YH18-0UF0 | G120X IP20 500...690V 3kW FSD UF | 1381.85
6SL3220-1YH28-0UP0 | G120X IP20 500...690V 15kW FSD UF | 2654.76
6SL3220-1YH28-1UB0 | G120X IP20 500...690V 15kW FSD UF | 2634.99
6SL3220-1YH28-1UP0 | G120X IP20 500...690V 15kW FSD UF | 2766.86
6SL3220-1YH34-0UF0 | G120X IP20 500...690V 30kW FSD UF | 4592.6
6SL3220-1YH34-1UP0 | G120X IP20 500...690V 30kW FSD UF | 4699.75
6SL3220-1YH36-0UP0 | G120X IP20 500...690V 37kW FSD UF | 5461.32
6SL3220-1YH36-1AB0 | G120X IP20 500...690V 37kW FSD C2 | 5871.95
6SL3220-1YH42-1CF0 | G120X IP20 500...690V 75kW FSF C3 | 9661.85
6SL3220-1YH42-1CP0 | G120X IP20 500...690V 75kW FSF C3 | 9656.87
6SL3220-1YH42-1UB0 | G120X IP20 500...690V 75kW FSF UF | 9057.72
6SL3220-3YE40-0UF0 | G120X IP20 380...480V 55kW FSE UF | 6843.15
6SL3220-3YE40-1AF0 | G120X IP20 380...480V 55kW FSE C2 | 7558.62
6SL3220-3YE42-0AF0 | G120X IP20 380...480V 75kW FSF C2 | 8799.24
6SL3220-2YH34-1AF0 | G120X IP20 500...690V 30kW FSD C2 | 5119.81
6SL3220-2YH36-1AP0 | G120X IP20 500...690V 37kW FSD C2 | 6056.61
6SL3220-3YE44-1UP0 | G120X IP20 380...480V 90kW FSF UF | 9670.65
6SL3220-3YE46-0UB0 | G120X IP20 380...480V 110kW FSF UF | 10700.45
6SL3220-1YH44-0CF0 | G120X IP20 500...690V 90kW FSF C3 | 11353.68
6SL3220-1YH46-0CB0 | G120X IP20 500...690V 110kW FSF C3 | 12758.13
6SL3220-3YE48-0AB0 | G120X IP20 380...480V 132kW FSF C2 | 11546.46
6SL3220-2YH44-1CF0 | G120X IP20 500...690V 90kW FSF C3 | 11518.57
6SL3220-2YH46-0CF0 | G120X IP20 500...690V 110kW FSF C3 | 12947.8
6SL3220-3YE48-0AP0 | G120X IP20 380...480V 132kW FSF C2 | 11666.46
6SL3220-3YE48-1AP0 | G120X IP20 380...480V 132kW FSF C2 | 13301.78
6SL3220-1YH64-1CP0 | G120X IP20 500...690V 500kW FSJ C3 | 45191.79
6SL3220-1YH66-0CB0 | G120X IP20 500...690V 560kW FSJ C3 | 51036.03
6SL3220-1YH66-1CF0 | G120X IP20 500...690V 560kW FSJ C3 | 51278.76
6SL3220-1YH68-0CB0 | G120X IP20 500...690V 630kW FSJ C3 | 57799.36
6SL3220-2YH48-1UF0 | G120X IP20 500...690V 132kW FSF UF | 13878.21
6SL3220-2YH50-0CP0 | G120X IP20 500...690V 160kW FSG C3 | 16226.16
6SL3220-2YH46-0UF0 | G120X IP20 500...690V 110kW FSF UF | 12314.65
6SL3220-2YC14-1UB0 | G120X IP20 200...240V 1.5kW FSA UF | 797.7
6SL3220-2YH50-1CP0 | G120X IP20 500...690V 160kW FSG C3 | 16338.26
6SL3220-2YH52-0CF0 | G120X IP20 500...690V 200kW FSG C3 | 18698.68
6SL3230-1YH18-0UB0 | G120X IP20 500...690V 3kW FSD UF | 1398.43
6SL3230-3YC16-1UB0 | G120X IP20 200...240V 2.2kW FSB UF | 1131.99
6SL3220-3YE52-1CF0 | G120X IP20 380...480V 200kW FSG C3 | 16500.78
6SL3230-3YC16-1UF0 | G120X IP20 200...240V 2.2kW FSB UF | 1268.87
6SL3230-3YC20-1UF0 | G120X IP20 200...240V 4kW FSB UF | 1492.27
6SL3230-3YC22-0UP0 | G120X IP20 200...240V 5.5kW FSC UF | 1744.14
6SL3230-3YC34-1UB0 | G120X IP20 200...240V 30kW FSE UF | 4823.14
6SL3220-3YE58-0CB0 | G120X IP20 380...480V 355kW FSH C3 | 27628.58
6SL3230-3YC36-1UF0 | G120X IP20 200...240V 37kW FSF UF | 5798.16
6SL3220-2YH68-0CP0 | G120X IP20 500...690V 630kW FSJ C3 | 57984.13
6SL3220-3YC10-0UB0 | G120X IP20 200...240V 0.75kW FSA UF | 737.37
6SL3220-3YE66-1CB0 | G120X IP20 380...480V 560kW FSJ C3 | 46665.38
6SL3220-3YC14-0UP0 | G120X IP20 200...240V 1.5kW FSA UF | 922.99
6SL3220-3YH18-1UB0 | G120X IP20 500...690V 3kW FSD UF | 1462.61
6SL3220-3YH20-1AB0 | G120X IP20 500...690V 4kW FSD C2 | 1717.22
6SL3220-3YH22-0AF0 | G120X IP20 500...690V 5.5kW FSD C2 | 1851.78
6SL3230-1YH22-1AB0 | G120X IP20 500...690V 5.5kW FSD C2 | 1925.36
6SL3230-3YE10-1AP0 | G120X IP20 380...480V 0.75kW FSA C2 | 1255.78
6SL3230-3YE12-0AF0 | G120X IP20 380...480V 1.1kW FSA C2 | 1194.39
6SL3230-3YE14-0UB0 | G120X IP20 380...480V 1.5kW FSA UF | 1060.44
6SL3220-3YH22-1UP0 | G120X IP20 500...690V 5.5kW FSD UF | 1802.76
6SL3220-3YH26-0AF0 | G120X IP20 500...690V 11kW FSD C2 | 2548.22
6SL3220-3YH26-1AB0 | G120X IP20 500...690V 11kW FSD C2 | 2523.45
6SL3220-3YH28-1UF0 | G120X IP20 500...690V 15kW FSD UF | 2930.15
6SL3220-3YC34-0UB0 | G120X IP20 200...240V 30kW FSE UF | 3812.54
6SL3230-3YE16-1AP0 | G120X IP20 380...480V 2.2kW FSA C2 | 1474.08
6SL3230-1YH24-1AB0 | G120X IP20 500...690V 7.5kW FSD C2 | 2204.12
6SL3230-3YE18-0UF0 | G120X IP20 380...480V 3kW FSA UF | 1416.15
6SL3220-3YC38-0UB0 | G120X IP20 200...240V 45kW FSF UF | 6106.57
6SL3220-3YE12-1AB0 | G120X IP20 380...480V 1.1kW FSA C2 | 1038.93
6SL3220-3YH34-0AB0 | G120X IP20 500...690V 30kW FSD C2 | 4976.33
6SL3230-1YH26-1UF0 | G120X IP20 500...690V 11kW FSD UF | 2547.91
6SL3230-3YE18-1AF0 | G120X IP20 380...480V 3kW FSA C2 | 1634.52
6SL3230-3YE24-0AB0 | G120X IP20 380...480V 7.5kW FSB C2 | 1979.69
6SL3230-3YE24-1AB0 | G120X IP20 380...480V 7.5kW FSB C2 | 2091.8
6SL3220-3YE14-1UP0 | G120X IP20 380...480V 1.5kW FSA UF | 1148.56
6SL3220-3YE16-0UB0 | G120X IP20 380...480V 2.2kW FSA UF | 960.67
6SL3220-3YE18-1AF0 | G120X IP20 380...480V 3kW FSA C2 | 1428.3
6SL3220-3YH36-0AP0 | G120X IP20 500...690V 37kW FSD C2 | 5359.12
6SL3220-3YE20-0AF0 | G120X IP20 380...480V 4kW FSB C2 | 1437.13
6SL3230-3YE28-1AP0 | G120X IP20 380...480V 15kW FSC C2 | 3198.73
6SL3220-3YE22-1UB0 | G120X IP20 380...480V 5.5kW FSB UF | 1388.76
6SL3220-3YE24-0AP0 | G120X IP20 380...480V 7.5kW FSB C2 | 1630.8
6SL3230-1YH30-0UP0 | G120X IP20 500...690V 18.5kW FSD UF | 3496.51
6SL3230-1YH32-1AB0 | G120X IP20 500...690V 22kW FSD C2 | 4392.38
6SL3230-3YE34-0AP0 | G120X IP20 380...480V 30kW FSD C2 | 4933.41
6SL3230-3YE34-0UF0 | G120X IP20 380...480V 30kW FSD UF | 4576.09
6SL3230-3YE34-1UB0 | G120X IP20 380...480V 30kW FSD UF | 4551.34
6SL3230-1YH34-0UP0 | G120X IP20 500...690V 30kW FSD UF | 4995.32
6SL3220-3YE30-0UP0 | G120X IP20 380...480V 18.5kW FSD UF | 2903.88
6SL3230-1YH36-1AP0 | G120X IP20 500...690V 37kW FSD C2 | 6436.72
6SL3220-3YE38-0UP0 | G120X IP20 380...480V 45kW FSE UF | 5696.78
6SL3220-2YH32-0AB0 | G120X IP20 500...690V 22kW FSD C2 | 3950.52
6SL3220-2YH38-0AF0 | G120X IP20 500...690V 45kW FSE C2 | 6916.86
6SL3220-2YH38-1AP0 | G120X IP20 500...690V 45kW FSE C2 | 7023.99
6SL3220-2YH38-1UP0 | G120X IP20 500...690V 45kW FSE UF | 6515.89
6SL3220-2YH40-0AP0 | G120X IP20 500...690V 55kW FSE C2 | 8319.68
6SL3220-1YH46-1CB0 | G120X IP20 500...690V 110kW FSF C3 | 12870.25
6SL3220-1YH46-1CP0 | G120X IP20 500...690V 110kW FSF C3 | 13002.15
6SL3220-1YH48-0CF0 | G120X IP20 500...690V 132kW FSF C3 | 14422.16
6SL3220-1YH48-0UF0 | G120X IP20 500...690V 132kW FSF UF | 13713.3
6SL3220-1YH48-1UP0 | G120X IP20 500...690V 132kW FSF UF | 13820.43
6SL3220-1YH54-1CP0 | G120X IP20 500...690V 250kW FSG C3 | 23442.15
6SL3220-2YH46-1CF0 | G120X IP20 500...690V 110kW FSF C3 | 13059.9
6SL3220-2YH46-1CP0 | G120X IP20 500...690V 110kW FSF C3 | 13054.92
6SL3220-1YH60-1CB0 | G120X IP20 500...690V 400kW FSH C3 | 35156.61
6SL3220-3YE50-1AP0 | G120X IP20 380...480V 160kW FSG C2 | 16131.14
6SL3220-3YE50-1CF0 | G120X IP20 380...480V 160kW FSG C3 | 14355.09
6SL3220-2YC10-0UF0 | G120X IP20 200...240V 0.75kW FSA UF | 768.73
6SL3220-2YC10-1UP0 | G120X IP20 200...240V 0.75kW FSA UF | 875.86
6SL3230-3YC16-0UF0 | G120X IP20 200...240V 2.2kW FSB UF | 1156.74
6SL3220-2YH58-1CF0 | G120X IP20 500...690V 355kW FSH C3 | 30514.55
6SL3220-2YH60-0CP0 | G120X IP20 500...690V 400kW FSH C3 | 35229.82
6SL3220-2YH60-1CF0 | G120X IP20 500...690V 400kW FSH C3 | 35341.34
6SL3220-1YE10-0UP0 | G120X IP20 380...480V 0.75kW FSA UF | 814.97
6SL3162-2BE00-0AA0 | SINAMICS DC LINK RECT. ADAPTER 72A | 108.97
6SL3220-1YE10-1UP0 | G120X IP20 380...480V 0.75kW FSA UF | 927.07
6SL3220-1YE12-0AB0 | G120X IP20 380...480V 1.1kW FSA C2 | 768.52
6SL3220-2YC20-1UP0 | G120X IP20 200...240V 4kW FSB UF | 1150.37
6SL3220-2YC22-0UF0 | G120X IP20 200...240V 5.5kW FSC UF | 1386.97
6SL3220-2YC22-0UP0 | G120X IP20 200...240V 5.5kW FSC UF | 1382
6SL3220-1YE20-0AP0 | G120X IP20 380...480V 4kW FSB C2 | 1273.88
6SL3220-2YC26-0UB0 | G120X IP20 200...240V 11kW FSD UF | 1873.6
6SL3220-2YC26-0UF0 | G120X IP20 200...240V 11kW FSD UF | 2010.48
6SL3220-1YE28-1AB0 | G120X IP20 380...480V 15kW FSC C2 | 2576.39
6SL3220-1YE28-1AP0 | G120X IP20 380...480V 15kW FSC C2 | 2708.29
6SL3220-2YC36-1UP0 | G120X IP20 200...240V 37kW FSF UF | 5254.76
6SL3220-2YC38-1UB0 | G120X IP20 200...240V 45kW FSF UF | 6113.18
6SL3200-0UF07-0AA0 | SINAMICS V20, FSAD Replacement Fan | 20.14
6SL3220-2YC38-1UF0 | G120X IP20 200...240V 45kW FSF UF | 6250.05
6SL3220-2YC40-0UF0 | G120X IP20 200...240V 55kW FSF UF | 7393.45
6SL3220-2YE12-0UP0 | G120X IP20 380...480V 1.1kW FSA UF | 881.78
6SL3220-2YE12-1AF0 | G120X IP20 380...480V 1.1kW FSA C2 | 1070.29
6SL3220-2YE14-0AP0 | G120X IP20 380...480V 1.5kW FSA C2 | 1010.18
6SL3220-1YE36-1AB0 | G120X IP20 380...480V 37kW FSD C2 | 5175.49
6SL3220-1YE46-1UF0 | G120X IP20 380...480V 110kW FSF UF | 10791.15
6SL3220-1YE46-1UP0 | G120X IP20 380...480V 110kW FSF UF | 10786.17
6SL3220-2YE18-0AP0 | G120X IP20 380...480V 3kW FSA C2 | 1205.68
6SL3220-2YE18-1AB0 | G120X IP20 380...480V 3kW FSA C2 | 1185.88
6SL3220-2YE24-1AP0 | G120X IP20 380...480V 7.5kW FSB C2 | 1836.37
6SL3220-2YE24-1UB0 | G120X IP20 380...480V 7.5kW FSB UF | 1507.89
6SL3220-2YE24-1UP0 | G120X IP20 380...480V 7.5kW FSB UF | 1639.77
6SL3220-2YE26-0AF0 | G120X IP20 380...480V 11kW FSC C2 | 2151.79
6SL3220-2YE30-1AB0 | G120X IP20 380...480V 18.5kW FSD C2 | 3062.23
6SL3220-2YE30-1AF0 | G120X IP20 380...480V 18.5kW FSD C2 | 3199.11
6SL3220-2YE30-1UB0 | G120X IP20 380...480V 18.5kW FSD UF | 2778.58
6SL3220-2YH50-1CB0 | G120X IP20 500...690V 160kW FSG C3 | 16206.36
6SL3220-2YH52-0CP0 | G120X IP20 500...690V 200kW FSG C3 | 18693.7
6SL3220-3YE54-0AF0 | G120X IP20 380...480V 250kW FSG C2 | 23055.36
6SL3220-3YE54-0CB0 | G120X IP20 380...480V 250kW FSG C3 | 17970.3
6SL3220-3YE54-1AF0 | G120X IP20 380...480V 250kW FSG C2 | 23167.48
6SL3220-3YE54-1AP0 | G120X IP20 380...480V 250kW FSG C2 | 23162.49
6SL3220-1YE16-0UB0 | G120X IP20 380...480V 2.2kW FSA UF | 802.4
6SL3220-1YE16-0UF0 | G120X IP20 380...480V 2.2kW FSA UF | 939.26
6SL3220-1YE16-1UB0 | G120X IP20 380...480V 2.2kW FSA UF | 914.5
6SL3220-1YE18-0AP0 | G120X IP20 380...480V 3kW FSA C2 | 1152.9
6SL3220-1YE26-0AP0 | G120X IP20 380...480V 11kW FSC C2 | 2094.02
6SL3220-1YE26-1AF0 | G120X IP20 380...480V 11kW FSC C2 | 2211.13
6SL3220-1YE26-1UF0 | G120X IP20 380...480V 11kW FSC UF | 1950
6SL3220-1YE28-1UB0 | G120X IP20 380...480V 15kW FSC UF | 2304.58
6SL3220-1YE30-0AP0 | G120X IP20 380...480V 18.5kW FSD C2 | 3029.22
6SL3220-2YC30-1UP0 | G120X IP20 200...240V 18.5kW FSD UF | 3094.14
6SL3220-2YC32-0UB0 | G120X IP20 200...240V 22kW FSE UF | 3385.64
6SL3200-6AM17-7BH0 | G120P BT Bundle IP55 A B 380-480V 3.0kW | 1497.39
6SL3220-1YE34-0AF0 | G120X IP20 380...480V 30kW FSD C2 | 4372.42
6SL3220-1YE34-0UB0 | G120X IP20 380...480V 30kW FSD UF | 3873.23
6SL3220-2YE10-1AP0 | G120X IP20 380...480V 0.75kW FSA C2 | 1044.74
6SL3220-1YE40-0AB0 | G120X IP20 380...480V 55kW FSE C2 | 7151.32
6SL3220-1YE40-0UP0 | G120X IP20 380...480V 55kW FSE UF | 6679.87
6SL3220-1YE42-0UF0 | G120X IP20 380...480V 75kW FSF UF | 7914.35
6SL3220-1YE42-1UF0 | G120X IP20 380...480V 75kW FSF UF | 8026.47
6SL3220-1YE42-1UP0 | G120X IP20 380...480V 75kW FSF UF | 8021.48
6SL3220-1YE48-0UF0 | G120X IP20 380...480V 132kW FSF UF | 11941.13
6SL3220-1YE48-1UF0 | G120X IP20 380...480V 132kW FSF UF | 12053.25
6SL3220-1YE48-1UP0 | G120X IP20 380...480V 132kW FSF UF | 12048.27
6SL3220-1YE50-0AP0 | G120X IP20 380...480V 160kW FSG C2 | 15860.73
6SL3220-2YE26-1AP0 | G120X IP20 380...480V 11kW FSC C2 | 2258.93
6SL3220-2YE26-1UB0 | G120X IP20 380...480V 11kW FSC UF | 1865.9
6SL3220-2YE26-1UP0 | G120X IP20 380...480V 11kW FSC UF | 1997.79
6SL3220-2YE28-0AP0 | G120X IP20 380...480V 15kW FSC C2 | 2648.94
6SL3220-1YE58-0CP0 | G120X IP20 380...480V 355kW FSH C3 | 27602.36
6SL3220-1YE60-0CP0 | G120X IP20 380...480V 400kW FSH C3 | 31990.35
6SL3220-1YE60-1CF0 | G120X IP20 380...480V 400kW FSH C3 | 32101.9
6SL3220-1YE64-1CB0 | G120X IP20 380...480V 500kW FSJ C3 | 40974.31
6SL3220-2YE38-0AF0 | G120X IP20 380...480V 45kW FSE C2 | 6104.37
6SL3220-2YE38-1UB0 | G120X IP20 380...480V 45kW FSE UF | 5571.49
6SL3220-2YE38-1UF0 | G120X IP20 380...480V 45kW FSE UF | 5708.37
6SL3220-2YE40-0AB0 | G120X IP20 380...480V 55kW FSE C2 | 7204.09
6SL3220-2YE48-0AP0 | G120X IP20 380...480V 132kW FSF C2 | 13084.14
6SL3220-2YE48-1AF0 | G120X IP20 380...480V 132kW FSF C2 | 13201.24
6SL3220-2YE50-0CP0 | G120X IP20 380...480V 160kW FSG C3 | 14132.48
6SL3220-2YE52-0AB0 | G120X IP20 380...480V 200kW FSG C2 | 18205.93
6SL3220-1YH26-1AF0 | G120X IP20 500...690V 11kW FSD C2 | 2502.03
6SL3220-2YE60-0CB0 | G120X IP20 380...480V 400kW FSH C3 | 31912.68
6SL3220-2YE62-0CP0 | G120X IP20 380...480V 450kW FSJ C3 | 36591.59
6SL3220-2YE62-1CF0 | G120X IP20 380...480V 450kW FSJ C3 | 36703.12
6SL3220-1YH34-1AB0 | G120X IP20 500...690V 30kW FSD C2 | 4930.16
6SL3220-1YH34-1AF0 | G120X IP20 500...690V 30kW FSD C2 | 5067.02
6SL3220-1YH36-0UB0 | G120X IP20 500...690V 37kW FSD UF | 5329.43
6SL3220-1YH36-0UF0 | G120X IP20 500...690V 37kW FSD UF | 5466.31
6SL3220-1YH36-1UB0 | G120X IP20 500...690V 37kW FSD UF | 5441.53
6SL3220-2YH40-0UF0 | G120X IP20 500...690V 55kW FSE UF | 7721.36
6SL3220-1YH46-0CP0 | G120X IP20 500...690V 110kW FSF C3 | 12890.03
6SL3220-1YH50-0CB0 | G120X IP20 500...690V 160kW FSG C3 | 16041.48
6SL3220-3YE46-1AB0 | G120X IP20 380...480V 110kW FSF C2 | 11758.04
6SL3220-1YH52-1CB0 | G120X IP20 500...690V 200kW FSG C3 | 18621.16
6SL3220-1YH54-1CB0 | G120X IP20 500...690V 250kW FSG C3 | 23310.24
6SL3220-1YH62-0CB0 | G120X IP20 500...690V 450kW FSH C3 | 40047.53
6SL3220-1YH64-0CB0 | G120X IP20 500...690V 500kW FSJ C3 | 44949.03
6SL3220-3YE50-0AB0 | G120X IP20 380...480V 160kW FSG C2 | 15887.12
6SL3220-1YH68-1CF0 | G120X IP20 500...690V 630kW FSJ C3 | 58042.07
6SL3220-2YC12-0UF0 | G120X IP20 200...240V 1.1kW FSA UF | 780.66
6SL3220-2YH48-0CP0 | G120X IP20 500...690V 132kW FSF C3 | 14469.95
6SL3220-2YH52-1CF0 | G120X IP20 500...690V 200kW FSG C3 | 18810.81
6SL3230-1YH18-0AB0 | G120X IP20 500...690V 3kW FSD C2 | 1504.7
6SL3220-2YH54-0CP0 | G120X IP20 500...690V 250kW FSG C3 | 23382.78
6SL3220-2YH62-0CB0 | G120X IP20 500...690V 450kW FSH C3 | 40101.11
6SL3220-3YE52-0CP0 | G120X IP20 380...480V 200kW FSG C3 | 16383.69
6SL3220-1YC40-1UF0 | G120X IP20 200...240V 55kW FSF UF | 7452.79
6SL3220-1YE10-0AP0 | G120X IP20 380...480V 0.75kW FSA C2 | 879.85
6SL3220-1YE12-0UP0 | G120X IP20 380...480V 1.1kW FSA UF | 829.01
6SL3220-1YE14-0AP0 | G120X IP20 380...480V 1.5kW FSA C2 | 957.4
6SL3220-1YE14-1UP0 | G120X IP20 380...480V 1.5kW FSA UF | 990.26
6SL3220-1YE20-0AF0 | G120X IP20 380...480V 4kW FSB C2 | 1278.86
6SL3220-2YC20-0UF0 | G120X IP20 200...240V 4kW FSB UF | 1043.24
6SL3220-1YE24-1AP0 | G120X IP20 380...480V 7.5kW FSB C2 | 1783.6
6SL3200-0AE72-0AA0 | STARTER KIT SINAMICS G120X 0,75 C2 SMA | 625.63
6SL3220-1YE28-0AP0 | G120X IP20 380...480V 15kW FSC C2 | 2596.16
6SL3220-2YC24-0UP0 | G120X IP20 200...240V 7.5kW FSC UF | 1622.41
6SL3220-2YC24-1UP0 | G120X IP20 200...240V 7.5kW FSC UF | 1734.51
6SL3220-2YC28-0UP0 | G120X IP20 200...240V 15kW FSD UF | 2531.32
6SL3220-2YC30-0UB0 | G120X IP20 200...240V 18.5kW FSD UF | 2850.13
6SL3220-1YE30-1UP0 | G120X IP20 380...480V 18.5kW FSD UF | 2857.72
6SL3220-2YC34-0UP0 | G120X IP20 200...240V 30kW FSE UF | 4329.71
6SL3220-1YE34-0AB0 | G120X IP20 380...480V 30kW FSD C2 | 4235.54
6SL3220-2YE10-0AP0 | G120X IP20 380...480V 0.75kW FSA C2 | 932.63
6SL3220-2YE10-1UF0 | G120X IP20 380...480V 0.75kW FSA UF | 984.84
6SL3220-1YE36-0AF0 | G120X IP20 380...480V 37kW FSD C2 | 5200.26
6SL3220-2YE14-1AP0 | G120X IP20 380...480V 1.5kW FSA C2 | 1122.28
6SL3220-1YE38-0UP0 | G120X IP20 380...480V 45kW FSE UF | 5538.51
6SL3220-1YE44-1AF0 | G120X IP20 380...480V 90kW FSF C2 | 10392.28
6SL3220-1YE46-0UB0 | G120X IP20 380...480V 110kW FSF UF | 10542.18
6SL3220-2YE20-0AP0 | G120X IP20 380...480V 4kW FSB C2 | 1326.65
6SL3220-2YE20-1UP0 | G120X IP20 380...480V 4kW FSB UF | 1302.81
6SL3220-1YE50-1CB0 | G120X IP20 380...480V 160kW FSG C3 | 14059.9
6SL3220-1YE52-0CF0 | G120X IP20 380...480V 200kW FSG C3 | 16230.37
6SL3220-2YE26-0UF0 | G120X IP20 380...480V 11kW FSC UF | 1890.66
6SL3220-2YE26-1AB0 | G120X IP20 380...480V 11kW FSC C2 | 2127.02
6SL3220-2YE28-1AF0 | G120X IP20 380...480V 15kW FSC C2 | 2766.05
6SL3220-2YE30-0AF0 | G120X IP20 380...480V 18.5kW FSD C2 | 3087
6SL3220-1YE54-0AB0 | G120X IP20 380...480V 250kW FSG C2 | 22760.2
6SL3220-1YE56-0CB0 | G120X IP20 380...480V 315kW FSH C3 | 24184
6SL3220-2YE32-1UB0 | G120X IP20 380...480V 22kW FSD UF | 3279.06
6SL3220-2YE34-0AP0 | G120X IP20 380...480V 30kW FSD C2 | 4420.21
6SL3220-1YE66-1CP0 | G120X IP20 380...480V 560kW FSJ C3 | 46639.14
6SL3220-2YE36-1UP0 | G120X IP20 380...480V 37kW FSD UF | 4929.74
6SL3220-3YH38-0AF0 | G120X IP20 500...690V 45kW FSE C2 | 6218.63
6SL3230-3YE38-0AP0 | G120X IP20 380...480V 45kW FSE C2 | 6662.95
6SL3230-3YE40-0UP0 | G120X IP20 380...480V 55kW FSE UF | 7321.41
6SL3220-3YH40-1AF0 | G120X IP20 500...690V 55kW FSE C2 | 8542.3
6SL3220-3YH42-0UB0 | G120X IP20 500...690V 75kW FSF UF | 9103.9
6SL3230-3YE42-1UB0 | G120X IP20 380...480V 75kW FSF UF | 8556.3
6SL3230-1YH38-0AB0 | G120X IP20 500...690V 45kW FSE C2 | 7185.28
6SL3230-1YH38-0UB0 | G120X IP20 500...690V 45kW FSE UF | 6677.18
6SL3220-3YE34-1UB0 | G120X IP20 380...480V 30kW FSD UF | 4143.64
6SL3220-3YH46-0CF0 | G120X IP20 500...690V 110kW FSF C3 | 13053.32
6SL3230-3YE44-1UB0 | G120X IP20 380...480V 90kW FSF UF | 10072.35
6SL3220-3YH48-0CP0 | G120X IP20 500...690V 132kW FSF C3 | 12890.72
6SL3220-3YH48-0UP0 | G120X IP20 500...690V 132kW FSF UF | 12264.49
6SL3220-3YH50-1CB0 | G120X IP20 500...690V 160kW FSG C3 | 16311.89
6SL3230-3YE48-0AF0 | G120X IP20 380...480V 132kW FSF C2 | 13778.6
6SL3220-3YH52-1CF0 | G120X IP20 500...690V 200kW FSG C3 | 18916.32
6SL3220-3YH60-1CF0 | G120X IP20 500...690V 400kW FSH C3 | 35445.22
6SL3230-1YH40-1UB0 | G120X IP20 500...690V 55kW FSE UF | 8127.08
6SL3230-1YH44-1CB0 | G120X IP20 500...690V 90kW FSF C3 | 11862.54
6SL3230-3YE52-1AF0 | G120X IP20 380...480V 200kW FSG C2 | 19194.78
6SL3230-1YH44-1UF0 | G120X IP20 500...690V 90kW FSF UF | 11442.69
6SL3220-3YH66-0CP0 | G120X IP20 500...690V 560kW FSJ C3 | 51324.69
6SL3230-1YH48-1CB0 | G120X IP20 500...690V 132kW FSF C3 | 14981.35
6SL3230-1YH54-0CB0 | G120X IP20 500...690V 250kW FSG C3 | 23857.62
6SL3230-3YH18-1UP0 | G120X IP20 500...690V 3kW FSD UF | 1800.73
6SL3230-3YH22-0UB0 | G120X IP20 500...690V 5.5kW FSD UF | 1815.38
6SL3230-3YH22-1AP0 | G120X IP20 500...690V 5.5kW FSD C2 | 2215.54
6SL3230-3YH26-0AP0 | G120X IP20 500...690V 11kW FSD C2 | 2850.22
6SL3230-2YC18-1UP0 | G120X IP20 200...240V 3kW FSB UF | 1279.05
6SL3230-2YC22-1UP0 | G120X IP20 200...240V 5.5kW FSC UF | 1750.72
6SL3230-3YH26-1UF0 | G120X IP20 500...690V 11kW FSD UF | 2706.2
6SL3230-2YC30-0UF0 | G120X IP20 200...240V 18.5kW FSD UF | 3344.34
6SL3230-2YC32-1UB0 | G120X IP20 200...240V 22kW FSE UF | 3880.27
6SL3520-0XA00-3AB0 | G115D WM IP65/66 380..480V 0,37kW FSA C2 | 699.01
6SL3230-2YC34-1UF0 | G120X IP20 200...240V 30kW FSE UF | 4854.5
6SL3230-2YE10-0AF0 | G120X IP20 380...480V 0.75kW FSA C2 | 1043.13
6SL3230-2YE10-0UB0 | G120X IP20 380...480V 0.75kW FSA UF | 841.37
6SL3230-2YE12-0UB0 | G120X IP20 380...480V 1.1kW FSA UF | 880.59
6SL3230-1YC10-0UB0 | G120X IP20 200...240V 0.75kW FSA UF | 684.61
6SL3230-3YH42-0UF0 | G120X IP20 500...690V 75kW FSF UF | 9749.18
6SL3230-3YH42-1UP0 | G120X IP20 500...690V 75kW FSF UF | 9856.33
6SL3230-2YE16-1AF0 | G120X IP20 380...480V 2.2kW FSA C2 | 1373.54
6SL3230-2YE16-1UF0 | G120X IP20 380...480V 2.2kW FSA UF | 1285.21
6SL3230-3YH46-0CP0 | G120X IP20 500...690V 110kW FSF C3 | 13607.1
6SL3230-2YE18-1UP0 | G120X IP20 380...480V 3kW FSA UF | 1417.77
6SL3520-0XA61-1AB0 | G115D WM IP65/66 380...480V 1,1kW FSA C2 | 904.5
6SL3230-3YH48-1UF0 | G120X IP20 500...690V 132kW FSF UF | 14567.69
6SL3520-0XA64-0AB0 | G115D WM IP65/66 380...480V 4kW FSB C2 | 1672.94
6SL3520-0XA67-5AB0 | G115D WM IP65/66 380...480V 7,5kW FSC C2 | 2677.32
6SL3230-1YC16-0UF0 | G120X IP20 200...240V 2.2kW FSB UF | 998.47
6SL3520-0XB01-1AF0 | G115D WM IP65/66 380...480V 1,1kW FSA C2 | 1506.69
6SL3520-0XB05-5AF0 | G115D WM IP65/66 380...480V 5,5kW FSC C2 | 2716.25
6SL3230-1YC24-0UB0 | G120X IP20 200...240V 7.5kW FSC UF | 1719.52
6SL3520-0XB41-5AB0 | G115D WM IP65/66 380...480V 1,5kW FSA C2 | 1164.94
6SL3520-0XB45-5AB0 | G115D WM IP65/66 380...480V 5,5kW FSC C2 | 2275.56
6SL3220-2YE30-1UF0 | G120X IP20 380...480V 18.5kW FSD UF | 2915.46
6SL3220-2YE34-0UB0 | G120X IP20 380...480V 30kW FSD UF | 3926
6SL3220-2YE34-0UF0 | G120X IP20 380...480V 30kW FSD UF | 4062.89
6SL3220-2YE34-1AP0 | G120X IP20 380...480V 30kW FSD C2 | 4532.33
6SL3220-2YE36-0AB0 | G120X IP20 380...480V 37kW FSD C2 | 5116.15
6SL3220-2YE42-1UP0 | G120X IP20 380...480V 75kW FSF UF | 8074.27
6SL3220-2YE44-0AF0 | G120X IP20 380...480V 90kW FSF C2 | 10332.95
6SL3220-2YE44-1AF0 | G120X IP20 380...480V 90kW FSF C2 | 10445.07
6SL3220-2YE44-1UF0 | G120X IP20 380...480V 90kW FSF UF | 9570.1
6SL3220-2YE54-1CF0 | G120X IP20 380...480V 250kW FSG C3 | 20472.75
6SL3220-1YH18-1AP0 | G120X IP20 500...690V 3kW FSD C2 | 1542.48
6SL3220-1YH22-1AP0 | G120X IP20 500...690V 5.5kW FSD C2 | 1800.63
6SL3220-2YE54-1CP0 | G120X IP20 380...480V 250kW FSG C3 | 20467.77
6SL3220-2YE56-0CB0 | G120X IP20 380...480V 315kW FSH C3 | 24237.58
6SL3220-1YH26-1UB0 | G120X IP20 500...690V 11kW FSD UF | 2104.06
6SL3220-1YH30-0UP0 | G120X IP20 500...690V 18.5kW FSD UF | 3139.18
6SL3220-2YH18-0AF0 | G120X IP20 500...690V 3kW FSD C2 | 1488.12
6SL3220-2YH20-1AF0 | G120X IP20 500...690V 4kW FSD C2 | 1748.58
6SL3220-1YH38-1AF0 | G120X IP20 500...690V 45kW FSE C2 | 6976.23
6SL3220-2YH22-0UB0 | G120X IP20 500...690V 5.5kW FSD UF | 1453.24
6SL3220-2YH22-0UF0 | G120X IP20 500...690V 5.5kW FSD UF | 1590.12
6SL3220-1YH38-1UP0 | G120X IP20 500...690V 45kW FSE UF | 6463.12
6SL3220-2YH28-1AB0 | G120X IP20 500...690V 15kW FSD C2 | 2959.55
6SL3220-2YH28-1UB0 | G120X IP20 500...690V 15kW FSD UF | 2687.76
6SL3220-1YH42-0CP0 | G120X IP20 500...690V 75kW FSF C3 | 9544.77
6SL3220-1YH42-0UF0 | G120X IP20 500...690V 75kW FSF UF | 9082.47
6SL3220-2YH32-1UF0 | G120X IP20 500...690V 22kW FSD UF | 3884.56
6SL3220-2YH34-0AB0 | G120X IP20 500...690V 30kW FSD C2 | 4870.82
6SL3220-3YE38-1UF0 | G120X IP20 380...480V 45kW FSE UF | 5813.88
6SL3220-3YE40-0AB0 | G120X IP20 380...480V 55kW FSE C2 | 6468.35
6SL3220-3YE46-0AB0 | G120X IP20 380...480V 110kW FSF C2 | 11645.94
6SL3220-1YH44-0UP0 | G120X IP20 500...690V 90kW FSF UF | 10791.99
6SL3220-1YH44-1UF0 | G120X IP20 500...690V 90kW FSF UF | 10909.1
6SL3220-2YH42-0UB0 | G120X IP20 500...690V 75kW FSF UF | 8998.39
6SL3220-1YH50-1CP0 | G120X IP20 500...690V 160kW FSG C3 | 16285.49
6SL3220-1YH52-0CP0 | G120X IP20 500...690V 200kW FSG C3 | 18640.93
6SL3220-3YE46-0AP0 | G120X IP20 380...480V 110kW FSF C2 | 11777.83
6SL3220-3YE46-1UF0 | G120X IP20 380...480V 110kW FSF UF | 10949.44
6SL3220-3YE46-1UP0 | G120X IP20 380...480V 110kW FSF UF | 10944.46
6SL3220-3YE48-1AB0 | G120X IP20 380...480V 132kW FSF C2 | 13169.88
6SL3220-3YE48-1UF0 | G120X IP20 380...480V 132kW FSF UF | 12211.56
6SL3220-3YE48-1UP0 | G120X IP20 380...480V 132kW FSF UF | 12206.56
6SL3220-3YE50-0AF0 | G120X IP20 380...480V 160kW FSG C2 | 16024
6SL3220-2YC12-1UP0 | G120X IP20 200...240V 1.1kW FSA UF | 887.79
6SL3220-2YH48-1CP0 | G120X IP20 500...690V 132kW FSF C3 | 14582.05
6SL3220-2YH48-1UP0 | G120X IP20 500...690V 132kW FSF UF | 13873.2
6SL3220-2YC14-0UP0 | G120X IP20 200...240V 1.5kW FSA UF | 817.48
6SL3220-2YH56-1CP0 | G120X IP20 500...690V 315kW FSH C3 | 26898.67
6SL3220-2YH58-1CP0 | G120X IP20 500...690V 355kW FSH C3 | 30514.55
6SL3220-2YH60-1CP0 | G120X IP20 500...690V 400kW FSH C3 | 35341.34
6SL3220-2YH62-0CP0 | G120X IP20 500...690V 450kW FSH C3 | 40232.29
6SL3220-3YE58-0CP0 | G120X IP20 380...480V 355kW FSH C3 | 27759.8
6SL3220-3YE58-1CF0 | G120X IP20 380...480V 355kW FSH C3 | 27871.32
6SL3220-3YE58-1CP0 | G120X IP20 380...480V 355kW FSH C3 | 27871.32
6SL3230-3YC26-0UF0 | G120X IP20 200...240V 11kW FSD UF | 2422.96
6SL3220-2YE40-0UB0 | G120X IP20 380...480V 55kW FSE UF | 6600.76
6SL3220-2YE40-1UB0 | G120X IP20 380...480V 55kW FSE UF | 6712.88
6SL3220-2YE46-0AF0 | G120X IP20 380...480V 110kW FSF C2 | 11677.28
6SL3220-2YE48-0AB0 | G120X IP20 380...480V 132kW FSF C2 | 12952.27
6SL3220-2YE52-0CB0 | G120X IP20 380...480V 200kW FSG C3 | 16146.29
6SL3220-2YE54-0CP0 | G120X IP20 380...480V 250kW FSG C3 | 20355.66
6SL3220-2YE56-1CF0 | G120X IP20 380...480V 315kW FSH C3 | 24480.3
6SL3220-1YH24-0AP0 | G120X IP20 500...690V 7.5kW FSD C2 | 1942.1
6SL3220-2YE66-0CB0 | G120X IP20 380...480V 560kW FSJ C3 | 46449.94
6SL3220-2YH18-0AB0 | G120X IP20 500...690V 3kW FSD C2 | 1351.25
6SL3220-2YH22-0AB0 | G120X IP20 500...690V 5.5kW FSD C2 | 1609.39
6SL3220-1YH32-0AP0 | G120X IP20 500...690V 22kW FSD C2 | 4029.63
6SL3220-1YH36-1UF0 | G120X IP20 500...690V 37kW FSD UF | 5578.41
6SL3220-1YH38-0UP0 | G120X IP20 500...690V 45kW FSE UF | 6351.02
6SL3220-2YH22-1AB0 | G120X IP20 500...690V 5.5kW FSD C2 | 1721.5
6SL3220-2YH22-1UF0 | G120X IP20 500...690V 5.5kW FSD UF | 1702.23
6SL3220-2YH26-1AP0 | G120X IP20 500...690V 11kW FSD C2 | 2549.82
6SL3220-2YH26-1UP0 | G120X IP20 500...690V 11kW FSD UF | 2288.72
6SL3220-2YH28-0AP0 | G120X IP20 500...690V 15kW FSD C2 | 2979.32
6SL3220-1YH42-1CB0 | G120X IP20 500...690V 75kW FSF C3 | 9524.96
6SL3220-2YH32-1UB0 | G120X IP20 500...690V 22kW FSD UF | 3747.68
6SL3220-3YE38-1UB0 | G120X IP20 380...480V 45kW FSE UF | 5677.01
6SL3220-3YE40-0AP0 | G120X IP20 380...480V 55kW FSE C2 | 6588.37
6SL3220-2YH34-0UP0 | G120X IP20 500...690V 30kW FSD UF | 4640.4
6SL3220-3YE40-1AB0 | G120X IP20 380...480V 55kW FSE C2 | 7421.73
6SL3220-3YE42-0UP0 | G120X IP20 380...480V 75kW FSF UF | 8067.65
6SL3220-2YH42-0CF0 | G120X IP20 500...690V 75kW FSF C3 | 9602.51
6SL3220-2YH42-1CP0 | G120X IP20 500...690V 75kW FSF C3 | 9709.64
6SL3220-2YH42-1UP0 | G120X IP20 500...690V 75kW FSF UF | 9242.38
6SL3220-1YH46-1UP0 | G120X IP20 500...690V 110kW FSF UF | 12369
6SL3220-1YH48-1UB0 | G120X IP20 500...690V 132kW FSF UF | 13688.54
6SL3220-1YH50-1CF0 | G120X IP20 500...690V 160kW FSG C3 | 16290.47
6SL3220-2YH44-1CP0 | G120X IP20 500...690V 90kW FSF C3 | 11513.58
6SL3220-1YH56-0CP0 | G120X IP20 500...690V 315kW FSH C3 | 26733.64
6SL3220-1YH60-1CF0 | G120X IP20 500...690V 400kW FSH C3 | 35287.79
6SL3220-1YH64-0CP0 | G120X IP20 500...690V 500kW FSJ C3 | 45080.24
6SL3220-1YH66-0CP0 | G120X IP20 500...690V 560kW FSJ C3 | 51167.22
6SL3220-3YE50-1AB0 | G120X IP20 380...480V 160kW FSG C2 | 15999.23
6SL3220-2YH48-0CF0 | G120X IP20 500...690V 132kW FSF C3 | 14474.92
6SL3220-2YH48-1CF0 | G120X IP20 500...690V 132kW FSF C3 | 14587.04
6SL3220-2YC16-0UP0 | G120X IP20 200...240V 2.2kW FSB UF | 865.2
6SL3220-2YH50-0CB0 | G120X IP20 500...690V 160kW FSG C3 | 16094.25
6SL3230-1YH18-1AP0 | G120X IP20 500...690V 3kW FSD C2 | 1748.72
6SL3220-2YH56-1CF0 | G120X IP20 500...690V 315kW FSH C3 | 26898.67
6SL3220-3YE52-1AF0 | G120X IP20 380...480V 200kW FSG C2 | 18560.43
6SL3230-3YC16-1UP0 | G120X IP20 200...240V 2.2kW FSB UF | 1263.88
6SL3230-3YC20-1UP0 | G120X IP20 200...240V 4kW FSB UF | 1487.29
6SL3220-3YE56-1CB0 | G120X IP20 380...480V 315kW FSH C3 | 24452.96
6SL3230-3YC28-0UP0 | G120X IP20 200...240V 15kW FSD UF | 2968.98
6SL3230-3YC30-0UP0 | G120X IP20 200...240V 18.5kW FSD UF | 3444.89
6SL3220-3YE60-0CB0 | G120X IP20 380...480V 400kW FSH C3 | 32016.57
6SL3230-3YC36-0UB0 | G120X IP20 200...240V 37kW FSF UF | 5549.17
6SL3220-3YC10-1UP0 | G120X IP20 200...240V 0.75kW FSA UF | 981.4
6SL3230-3YC38-1UB0 | G120X IP20 200...240V 45kW FSF UF | 6676.76
6SL3220-3YC14-0UB0 | G120X IP20 200...240V 1.5kW FSA UF | 791.1
6SL3220-2YH24-1AB0 | G120X IP20 500...690V 7.5kW FSD C2 | 1975.1
6SL3220-2YH26-0AF0 | G120X IP20 500...690V 11kW FSD C2 | 2442.7
6SL3220-2YH26-0AP0 | G120X IP20 500...690V 11kW FSD C2 | 2437.72
6SL3220-2YH26-1AB0 | G120X IP20 500...690V 11kW FSD C2 | 2417.95
6SL3220-2YH30-0AP0 | G120X IP20 500...690V 18.5kW FSD C2 | 3475.57
6SL3220-2YH30-0UP0 | G120X IP20 500...690V 18.5kW FSD UF | 3191.95
6SL3220-3YE38-0AB0 | G120X IP20 380...480V 45kW FSE C2 | 6073.01
6SL3220-3YE38-0AF0 | G120X IP20 380...480V 45kW FSE C2 | 6209.89
6SL3220-3YE40-1AP0 | G120X IP20 380...480V 55kW FSE C2 | 7553.64
6SL3220-2YH34-1UP0 | G120X IP20 500...690V 30kW FSD UF | 4752.51
6SL3220-2YH36-0AP0 | G120X IP20 500...690V 37kW FSD C2 | 5944.5
6SL3220-3YE42-0UB0 | G120X IP20 380...480V 75kW FSF UF | 7935.78
6SL3220-2YH44-0CB0 | G120X IP20 500...690V 90kW FSF C3 | 11269.59
6SL3220-2YH44-0CP0 | G120X IP20 500...690V 90kW FSF C3 | 11401.48
6SL3220-2YH44-0UF0 | G120X IP20 500...690V 90kW FSF UF | 10849.73
6SL3220-1YH46-1UF0 | G120X IP20 500...690V 110kW FSF UF | 12373.98
6SL3220-1YH56-1CP0 | G120X IP20 500...690V 315kW FSH C3 | 26845.13
6SL3220-1YH58-0CB0 | G120X IP20 500...690V 355kW FSH C3 | 30218.27
6SL3220-1YH58-1CF0 | G120X IP20 500...690V 355kW FSH C3 | 30461
6SL3220-1YH58-1CP0 | G120X IP20 500...690V 355kW FSH C3 | 30461
6SL3220-3YE50-1CP0 | G120X IP20 380...480V 160kW FSG C3 | 14350.12
6SL3220-3YE52-0AP0 | G120X IP20 380...480V 200kW FSG C2 | 18443.34
6SL3220-3YE52-0CB0 | G120X IP20 380...480V 200kW FSG C3 | 16251.8
6SL3220-2YH46-1CB0 | G120X IP20 500...690V 110kW FSF C3 | 12923.02
6SL3220-2YH52-1CB0 | G120X IP20 500...690V 200kW FSG C3 | 18673.93
6SL3220-2YC18-0UB0 | G120X IP20 200...240V 3kW FSB UF | 828.8
6SL3230-1YE54-1CF0 | G120X IP20 380...480V 250kW FSG C3 | 21079.5
6SL3220-2YH54-0CB0 | G120X IP20 500...690V 250kW FSG C3 | 23250.91
6SL3220-2YH54-1CF0 | G120X IP20 500...690V 250kW FSG C3 | 23499.89
6SL3220-3YE54-0CF0 | G120X IP20 380...480V 250kW FSG C3 | 18095.25
6SL3230-3YC18-0UB0 | G120X IP20 200...240V 3kW FSB UF | 1140.53
6SL3230-3YC18-1UP0 | G120X IP20 200...240V 3kW FSB UF | 1384.56
6SL3220-3YE54-1AB0 | G120X IP20 380...480V 250kW FSG C2 | 23030.61
6SL3230-3YC34-0UP0 | G120X IP20 200...240V 30kW FSE UF | 4842.93
6SL3230-3YC34-1UP0 | G120X IP20 200...240V 30kW FSE UF | 4955.05
6SL3220-2YH62-1CP0 | G120X IP20 500...690V 450kW FSH C3 | 40343.81
6SL3220-2YH66-0CP0 | G120X IP20 500...690V 560kW FSJ C3 | 51220.8
6SL3220-3YC12-1UP0 | G120X IP20 200...240V 1.1kW FSA UF | 993.31
6SL3230-3YC38-1UF0 | G120X IP20 200...240V 45kW FSF UF | 6813.61
6SL3230-3YC40-1UF0 | G120X IP20 200...240V 55kW FSF UF | 8094.33
6SL3220-3YE66-1CP0 | G120X IP20 380...480V 560kW FSJ C3 | 46796.6
6SL3220-3YH20-1UP0 | G120X IP20 500...690V 4kW FSD UF | 1713.13
6SL3220-3YH22-1AF0 | G120X IP20 500...690V 5.5kW FSD C2 | 1963.88
6SL3220-3YH22-1UF0 | G120X IP20 500...690V 5.5kW FSD UF | 1807.73
6SL3220-3YC18-0UF0 | G120X IP20 200...240V 3kW FSB UF | 1071.18
6SL3230-3YE12-1UB0 | G120X IP20 380...480V 1.1kW FSA UF | 1098.23
6SL3230-3YE12-1UF0 | G120X IP20 380...480V 1.1kW FSA UF | 1235.1
6SL3230-3YE14-0UF0 | G120X IP20 380...480V 1.5kW FSA UF | 1197.32
6SL3230-3YE14-0UP0 | G120X IP20 380...480V 1.5kW FSA UF | 1192.33
6SL3220-3YH28-1AF0 | G120X IP20 500...690V 15kW FSD C2 | 3201.93
6SL3230-3YE14-1UP0 | G120X IP20 380...480V 1.5kW FSA UF | 1304.45
6SL3230-3YE16-0UF0 | G120X IP20 380...480V 2.2kW FSA UF | 1278.63
6SL3230-3YE16-0UP0 | G120X IP20 380...480V 2.2kW FSA UF | 1273.64
6SL3220-3YC38-1UB0 | G120X IP20 200...240V 45kW FSF UF | 6218.69
6SL3220-3YC38-1UF0 | G120X IP20 200...240V 45kW FSF UF | 6355.57
6SL3230-2YE26-1AF0 | G120X IP20 380...480V 11kW FSC C2 | 2570.86
6SL3230-2YE28-0AB0 | G120X IP20 380...480V 15kW FSC C2 | 2849.21
6SL3230-1YC32-1UB0 | G120X IP20 200...240V 22kW FSE UF | 3827.5
6SL3230-1YC32-1UP0 | G120X IP20 200...240V 22kW FSE UF | 3959.4
6SL3230-1YC34-1UP0 | G120X IP20 200...240V 30kW FSE UF | 4796.74
6SL3230-1YC38-0UP0 | G120X IP20 200...240V 45kW FSF UF | 6538.24
6SL3261-6GD00-0BA0 | SINAMICS G120X IP20 PT frame FSD | 250.85
6SL3520-0XD00-7AF0 | G115D WM IP65/66 380..480V 0,75kW FSA C2 | 1407.75
6SL3230-2YE30-0UP0 | G120X IP20 380...480V 18.5kW FSD UF | 3155.7
6SL3230-1YE16-0UF0 | G120X IP20 380...480V 2.2kW FSA UF | 1120.32
6SL3230-1YE16-1AF0 | G120X IP20 380...480V 2.2kW FSA C2 | 1320.77
6SL3230-2YE32-1AP0 | G120X IP20 380...480V 22kW FSD C2 | 4108.39
6SL3230-1YE18-0UB0 | G120X IP20 380...480V 3kW FSA UF | 1120.97
6FX8002-5CR52-1BB0 | POWER CABLE, PREASSEMBLED | 757.26
6FX8002-5CR52-1CF0 | POWER CABLE, PREASSEMBLED | 1354.95
6FX5002-5DG10-1CJ0 | POWER CABLE PREASSEMBLED | 367.73
6FX8002-5CR53-1AE0 | POWER CABLE, PREASSEMBLED | 540.87
6FX8002-5CS01-1DD4 | POWER CABLE, PREASSEMBLED | 734.72
6FX8002-5CA15-1CD0 | POWER CABLE, PREASSEMBLED EXT. | 608.87
6FX5022-5CN06-1CF0 | POWER CABLE PREASSEMBLED | 267.23
6FX5002-5DG10-1DK0 | POWER CABLE PREASSEMBLED | 454.81
6FX8002-5CA38-1CA0 | POWER CABLE, PREASSEMBLED EXT. | 698.35
6FX8002-5CF10-1AK0 | POWER CABLE, PREASSEMBLED | 242.4
6FX5022-5CW02-1AH0 | POWER CABLE PREASSEMBLED | 147.98
6FX8002-5CF14-1AF0 | POWER CABLE, PREASSEMBLED | 277.82
6FX8002-5CG10-1AJ0 | POWER CABLE PREASSEMBLED | 237.61
6FX8002-5CS06-1BA0 | POWER CABLE PREASSEMBLED | 317.55
6FX5002-5DG12-1DC0 | POWER CABLE PREASSEMBLED | 460.34
6FX8002-5CS06-1CF0 | POWER CABLE PREASSEMBLED | 476.69
6FX5042-2EQ10-1AC0 | SIGNAL CABLE, PREASSEMBLED | 131.55
6FX8002-5CS13-1BJ0 | POWER CABLE, PREASSEMBLED | 1557.06
6FX5002-5DG12-3AA0 | POWER CABLE PREASSEMBLED | 2103.64
6FX8002-5CS17-1BB0 | POWER CABLE PREASSEMBLED | 1010.09
6FX5002-5DG23-1DB0 | POWER CABLE, PREASSEMBLED | 1605.76
6FX8002-5CG10-1DJ0 | POWER CABLE PREASSEMBLED | 623.98
6FX8002-5CG21-1AD0 | POWER CABLE, PREASSEMBLED | 252.05
6FX8002-5CS17-1HF0 | POWER CABLE PREASSEMBLED | 2793.82
6FX8002-5CS26-1BF0 | POWER CABLE PREASSEMBLED | 428.88
6FX8002-5CS26-1CF0 | POWER CABLE PREASSEMBLED | 535
6FX5002-5DG51-1BA0 | POWER CABLE, PREASSEMBLED, | 389.66
6FX8002-5CG51-1CG0 | POWER CABLE, PREASSEMBLED | 837.08
6FX8002-5CG52-1AJ0 | POWER CABLE PREASSEMBLED | 412.53
6FX8002-5CS31-1AH5 | POWER CABLE, PREASSEMBLED | 479.74
6FX8002-5CS36-1CD0 | POWER CABLE PREASSEMBLED | 555.49
6FX8002-5CS41-1BB5 | POWER CABLE, PREASSEMBLED | 597.11
6FX8002-5CN01-1AG3 | POWER CABLE PREASSEMBLED | 370.32
6FX5002-5DN01-1BD0 | POWER CABLE PREASSEMBLED | 377.84
6FX8002-5CN01-1CC0 | POWER CABLE PREASSEMBLED | 572.24
6FX8002-5CS46-1BB0 | POWER CABLE PREASSEMBLED | 446.9
6FX8002-5CN01-1CD0 | POWER CABLE PREASSEMBLED | 585.73
6FX7002-5YP18-1AA5 | POWER CABLE, PREASSEMB. EXTENS. | 318.19
6FX5002-5DN05-1AH0 | POWER CABLE PREASSEMBLED | 300.57
6FX8002-5CS51-1HF0 | POWER CABLE, PREASSEMBLED | 2224.99
6FX8002-5CS56-1BA0 | POWER CABLE PREASSEMBLED | 471.91
6FX8002-5DS46-1DG0 | POWER CABLE PREASSEMBLED | 982.87
6FX8002-5DG43-1GF0 | POWER CABLE, PREASSEMBLED | 9272.74
6FX8002-5DG52-1BA0 | POWER CABLE PREASSEMBLED | 545.75
6FX8002-5DG61-1CA0 | POWER CABLE, PREASSEMBLED | 1254.81
6FX8002-5DN01-1AC3 | POWER CABLE, PREASSEMBLED | 347.68
6FX8002-5DS66-1BA0 | POWER CABLE PREASSEMBLED | 645.04
6FX8002-5CP46-1DH0 | POWER CABLE PREASSEMBLED | 1172.93
6SL3230-3YC26-1UB0 | G120X IP20 200...240V 11kW FSD UF | 2398.19
6SL3220-2YH66-1CB0 | G120X IP20 500...690V 560kW FSJ C3 | 51201.11
6SL3220-2YH68-0CB0 | G120X IP20 500...690V 630kW FSJ C3 | 57852.89
6SL3220-3YE62-1CF0 | G120X IP20 380...480V 450kW FSJ C3 | 36807.04
6SL3220-3YE64-1CF0 | G120X IP20 380...480V 500kW FSJ C3 | 41262.92
6SL3220-3YC16-1UB0 | G120X IP20 200...240V 2.2kW FSB UF | 950.93
6SL3220-3YH18-0UP0 | G120X IP20 500...690V 3kW FSD UF | 1482.38
6SL3220-3YH18-1UP0 | G120X IP20 500...690V 3kW FSD UF | 1594.52
6SL3220-3YH20-0AF0 | G120X IP20 500...690V 4kW FSD C2 | 1741.97
6SL3220-3YC22-0UP0 | G120X IP20 200...240V 5.5kW FSC UF | 1487.5
6SL3220-3YC24-0UF0 | G120X IP20 200...240V 7.5kW FSC UF | 1540.81
6SL3220-3YC24-0UP0 | G120X IP20 200...240V 7.5kW FSC UF | 1540.81
6SL3220-3YC24-1UP0 | G120X IP20 200...240V 7.5kW FSC UF | 1840.02
6SL3220-3YC30-1UB0 | G120X IP20 200...240V 18.5kW FSD UF | 3067.77
6SL3220-3YC30-1UF0 | G120X IP20 200...240V 18.5kW FSD UF | 3204.66
6SL3220-3YH28-0AF0 | G120X IP20 500...690V 15kW FSD C2 | 3089.83
6SL3220-3YH28-0AP0 | G120X IP20 500...690V 15kW FSD C2 | 2739.54
6SL3220-3YH28-0UB0 | G120X IP20 500...690V 15kW FSD UF | 2379.41
6SL3230-1YH24-1AF0 | G120X IP20 500...690V 7.5kW FSD C2 | 2340.98
6SL3230-3YE16-1AF0 | G120X IP20 380...480V 2.2kW FSA C2 | 1479.06
6SL3230-3YE16-1UF0 | G120X IP20 380...480V 2.2kW FSA UF | 1390.73
6SL3220-3YC36-0UP0 | G120X IP20 200...240V 37kW FSF UF | 5248.18
6SL3220-3YH32-1AP0 | G120X IP20 500...690V 22kW FSD C2 | 4300.04
6SL3220-3YH32-1UB0 | G120X IP20 500...690V 22kW FSD UF | 3853.2
6SL3220-3YE12-1AP0 | G120X IP20 380...480V 1.1kW FSA C2 | 1170.82
6SL3220-3YE12-1UB0 | G120X IP20 380...480V 1.1kW FSA UF | 967.53
6SL3230-3YE20-0UB0 | G120X IP20 380...480V 4kW FSB UF | 1395.71
6SL3230-3YE20-0UF0 | G120X IP20 380...480V 4kW FSB UF | 1532.61
6SL3230-3YE20-1AB0 | G120X IP20 380...480V 4kW FSB C2 | 1643.79
6SL3230-3YE20-1AP0 | G120X IP20 380...480V 4kW FSB C2 | 1775.69
6SL3230-3YE22-0UB0 | G120X IP20 380...480V 5.5kW FSB UF | 1533.26
6SL3220-3YH34-0UP0 | G120X IP20 500...690V 30kW FSD UF | 4745.93
6SL3220-3YE16-1AB0 | G120X IP20 380...480V 2.2kW FSA C2 | 1161.12
6SL3220-3YE16-1UP0 | G120X IP20 380...480V 2.2kW FSA UF | 1204.68
6SL3220-3YH34-1AP0 | G120X IP20 500...690V 30kW FSD C2 | 5220.35
6SL3220-3YH36-1AF0 | G120X IP20 500...690V 37kW FSD C2 | 6167.12
6SL3220-3YH36-1UP0 | G120X IP20 500...690V 37kW FSD UF | 5731.74
6SL3230-1YH30-1UB0 | G120X IP20 500...690V 18.5kW FSD UF | 3476.74
6SL3230-1YH30-1UF0 | G120X IP20 500...690V 18.5kW FSD UF | 3613.6
6FX8002-5CN46-1BF0 | POWER CABLE PREASSEMBLED | 509.98
6FX8002-5CN46-1BK0 | POWER CABLE PREASSEMBLED | 573.07
6FX8002-5DS16-1CC0 | POWER CABLE PREASSEMBLED | 578.89
6FX8002-5DS16-1CG0 | POWER CABLE PREASSEMBLED | 642.74
6FX8002-5CN46-1GF0 | POWER CABLE PREASSEMBLED | 1298.58
6FX8002-5CN51-1AG0 | POWER CABLE PREASSEMBLED | 510.32
6FX8002-5DG22-1EH0 | POWER CABLE PREASSEMBLED | 1022.61
6FX8002-5DG23-1AH0 | POWER CABLE, PREASSEMBLED | 1216.35
6FX8002-5CN51-1CB0 | POWER CABLE PREASSEMBLED | 881.42
6FX8002-5DS31-1CJ5 | POWER CABLE, PREASSEMBLED | 962.89
6FX8002-2CG00-1BA0 | SIGNAL CABLE, PREASSEMBLED, | 190.53
6FX8002-2CG00-1GA0 | SIGNAL CABLE, PREASSEMBLED, | 585.73
6FX8002-5DS31-1DE0 | POWER CABLE, PREASSEMBLED | 1065.2
6FX8002-5DG32-1BF0 | POWER CABLE PREASSEMBLED | 522.49
6FX8002-5DG32-1CA0 | POWER CABLE PREASSEMBLED | 618.77
6FX8002-5CN56-1EA0 | POWER CABLE PREASSEMBLED | 1056.53
6FX8002-5CN61-1AC0 | POWER CABLE PREASSEMBLED | 449.2
6FX8002-2DC00-1DE0 | SIGNAL CABLE, PREASSEMBLED | 512.67
6FX8002-2DC00-1FG0 | SIGNAL CABLE, PREASSEMBLED | 769.61
6SL3220-3YC40-0UP0 | G120X IP20 200...240V 55kW FSF UF | 6634.72
6SL3220-3YC40-1UF0 | G120X IP20 200...240V 55kW FSF UF | 7611.08
6SL3220-3YC40-1UP0 | G120X IP20 200...240V 55kW FSF UF | 7606.08
6SL3230-1YH28-0AB0 | G120X IP20 500...690V 15kW FSD C2 | 3126.82
6SL3230-1YH28-0AF0 | G120X IP20 500...690V 15kW FSD C2 | 3263.68
6SL3220-3YE14-0UB0 | G120X IP20 380...480V 1.5kW FSA UF | 904.55
6SL3220-3YE14-0UF0 | G120X IP20 380...480V 1.5kW FSA UF | 1041.43
6SL3230-3YE22-1UP0 | G120X IP20 380...480V 5.5kW FSB UF | 1777.26
6SL3230-3YE24-0UB0 | G120X IP20 380...480V 7.5kW FSB UF | 1783.07
6SL3230-3YE24-0UP0 | G120X IP20 380...480V 7.5kW FSB UF | 1914.97
6SL3230-3YE24-1AF0 | G120X IP20 380...480V 7.5kW FSB C2 | 2228.67
6SL3220-3YH36-0UP0 | G120X IP20 500...690V 37kW FSD UF | 4978.84
6SL3220-3YH36-1AB0 | G120X IP20 500...690V 37kW FSD C2 | 6030.24
6SL3220-3YE18-1UB0 | G120X IP20 380...480V 3kW FSA UF | 1185.15
6SL3220-3YE20-1UF0 | G120X IP20 380...480V 4kW FSB UF | 1413.31
6SL3230-3YE32-0AF0 | G120X IP20 380...480V 22kW FSD C2 | 4106.77
6SL3230-3YE32-0UP0 | G120X IP20 380...480V 22kW FSD UF | 3786.88
6SL3220-3YE22-0UP0 | G120X IP20 380...480V 5.5kW FSB UF | 1408.53
6SL3220-3YE24-1UP0 | G120X IP20 380...480V 7.5kW FSB UF | 1745.3
6FX8002-5CN46-1FA0 | POWER CABLE PREASSEMBLED | 1062
6FX8002-5CN46-1FG0 | POWER CABLE PREASSEMBLED | 1156.66
6FX8002-2CF02-1JA0 | SIGNAL CABLE, PREASSEMBLED, | 1023.94
6FX8002-2CF04-1BA0 | SIGNAL CABLE, PREASSEMBLED EXT. | 277.26
6FX8002-5CN54-1BA0 | POWER CABLE PREASSEMBLED | 475.91
6FX8002-5DG23-1CH0 | POWER CABLE, PREASSEMBLED | 2372.57
6FX8002-5DG31-1BF0 | POWER CABLE, PREASSEMBLED | 522.57
6FX8002-5DS26-1CF0 | POWER CABLE PREASSEMBLED | 629.11
6FX8002-2CP00-1AJ0 | SIGNAL CABLE, PREASSEMBLED | 139.41
6FX8002-5CN56-1BA0 | POWER CABLE PREASSEMBLED | 471.91
6FX8002-5CN56-1CB0 | POWER CABLE PREASSEMBLED | 686.27
6FX8002-5DG31-1DF0 | POWER CABLE, PREASSEMBLED | 908.06
6FX8002-5DG31-1EB0 | POWER CABLE, PREASSEMBLED | 1025.17
6FX8002-5CN64-1BJ0 | POWER CABLE PREASSEMBLED | 874.99
6FX8002-5CP16-1AC0 | POWER CABLE PREASSEMBLED | 260.83
6FX8002-2DC00-1AE1 | SIGNAL CABLE, PREASSEMBLED | 174
6FX8002-2DC00-1CK0 | SIGNAL CABLE, PREASSEMBLED | 454.26
6FX8002-5DS36-1DA0 | POWER CABLE PREASSEMBLED | 766.76
6FX8002-5CP17-1AH0 | POWER CABLE PREASSEMBLED | 269.21
6FX8002-5CP17-1BA0 | POWER CABLE PREASSEMBLED | 302.66
6FX8002-5CP17-1CA0 | POWER CABLE PREASSEMBLED | 414.11
6FX8002-5DS46-1BJ0 | POWER CABLE PREASSEMBLED | 635.43
6FX8002-5DS46-1CC0 | POWER CABLE PREASSEMBLED | 712.63
6FX8002-5DG41-1EB0 | POWER CABLE, PREASSEMBLED | 1438.74
6FX8002-5DG41-1FA0 | POWER CABLE, PREASSEMBLED | 1696.39
6FX8002-5DG43-1DF0 | POWER CABLE, PREASSEMBLED | 5526.68
6FX8002-5DS51-1AB0 | POWER CABLE, PREASSEMBLED | 413.99
6FX8002-5DS51-1AG5 | POWER CABLE, PREASSEMBLED | 598.52
6FX8002-5DX18-1CA0 | POWER CABLE, PREASSEMBLED EXT. | 2589.9
6FX8002-5DX28-1BA0 | POWER CABLE, PREASSEMBLED EXT. | 2342.44
6FX8002-5DX28-1CJ0 | POWER CABLE, PREASSEMBLED EXT. | 3383.04
6FX8002-5DN01-1AK5 | POWER CABLE, PREASSEMBLED | 470.22
6FX8002-5DN01-1BC5 | POWER CABLE, PREASSEMBLED | 522.73
6FX8002-5DX58-1EA0 | POWER CABLE, PREASSEMBLED EXT. | 10024.31
6FX8002-5CR11-1FA0 | POWER CABLE, PREASSEMBLED | 965.82
6FX8002-5DN05-1AB0 | POWER CABLE PREASSEMBLED EXT. | 278.11
6FX8002-5DN05-1AB5 | POWER CABLE PREASSEMBLED EXT. | 294.91
6FX8002-5CR21-1BA0 | POWER CABLE, PREASSEMBLED | 438.86
6FX8002-5CR41-1AK0 | POWER CABLE, PREASSEMBLED | 539.68
6FX8002-2DC20-1AA2 | SIGNAL CABLE, PREASSEMBLED | 158.32
6FX8002-7HY00-1AC8 | HYBRID CABLE, PREASSEMBLED | 461.83
6SL3220-3YC14-1UF0 | G120X IP20 200...240V 1.5kW FSA UF | 1040.08
6SL3220-3YH20-0AP0 | G120X IP20 500...690V 4kW FSD C2 | 1736.99
6SL3230-1YH22-0AB0 | G120X IP20 500...690V 5.5kW FSD C2 | 1813.23
6SL3220-3YC20-0UP0 | G120X IP20 200...240V 4kW FSB UF | 1024.78
6SL3230-3YE10-1AB0 | G120X IP20 380...480V 0.75kW FSA C2 | 1123.89
6SL3220-3YC26-0UF0 | G120X IP20 200...240V 11kW FSD UF | 2115.99
6SL3220-3YC26-1UB0 | G120X IP20 200...240V 11kW FSD UF | 2091.24
6SL3220-3YH24-0UB0 | G120X IP20 500...690V 7.5kW FSD UF | 1771.92
6SL3220-3YH26-1AF0 | G120X IP20 500...690V 11kW FSD C2 | 2660.34
6SL3220-3YH28-0UF0 | G120X IP20 500...690V 15kW FSD UF | 2818.04
6SL3220-3YC32-0UF0 | G120X IP20 200...240V 22kW FSE UF | 3628.03
6SL3220-3YC34-1UB0 | G120X IP20 200...240V 30kW FSE UF | 4415.45
6SL3230-1YH22-0AF0 | G120X IP20 500...690V 5.5kW FSD C2 | 1950.11
6SL3220-3YC36-1UB0 | G120X IP20 200...240V 37kW FSF UF | 5228.39
6SL3230-3YE18-1AP0 | G120X IP20 380...480V 3kW FSA C2 | 1629.54
6SL3220-3YH32-0AB0 | G120X IP20 500...690V 22kW FSD C2 | 4056.03
6SL3220-3YE10-1AB0 | G120X IP20 380...480V 0.75kW FSA C2 | 1018.37
6SL3230-1YH26-1UP0 | G120X IP20 500...690V 11kW FSD UF | 2542.92
6SL3220-3YE14-0AF0 | G120X IP20 380...480V 1.5kW FSA C2 | 1120.68
6SL3230-1YH28-0UB0 | G120X IP20 500...690V 15kW FSD UF | 2855.01
6SL3220-3YE14-1AP0 | G120X IP20 380...480V 1.5kW FSA C2 | 1227.81
6SL3230-3YE22-0UF0 | G120X IP20 380...480V 5.5kW FSB UF | 1670.14
6SL3230-3YE22-1AP0 | G120X IP20 380...480V 5.5kW FSB C2 | 1933.46
6SL3220-3YE16-0AB0 | G120X IP20 380...480V 2.2kW FSA C2 | 1049
6SL3220-3YH32-1UF0 | G120X IP20 500...690V 22kW FSD UF | 3990.08
6SL3220-3YH34-1UP0 | G120X IP20 500...690V 30kW FSD UF | 4858.04
6SL3220-3YE18-1AB0 | G120X IP20 380...480V 3kW FSA C2 | 1291.42
6SL3230-3YE28-0AB0 | G120X IP20 380...480V 15kW FSC C2 | 2954.72
6SL3230-3YE28-0AF0 | G120X IP20 380...480V 15kW FSC C2 | 3091.6
6SL3230-1YH28-1AP0 | G120X IP20 500...690V 15kW FSD C2 | 3370.81
6SL3230-3YE32-0AB0 | G120X IP20 380...480V 22kW FSD C2 | 3969.89
6SL3220-3YE22-0UF0 | G120X IP20 380...480V 5.5kW FSB UF | 1413.5
6SL3220-3YH38-0AP0 | G120X IP20 500...690V 45kW FSE C2 | 7017.41
6SL3230-1YH30-1UP0 | G120X IP20 500...690V 18.5kW FSD UF | 3608.63
6SL3230-3YE32-1AP0 | G120X IP20 380...480V 22kW FSD C2 | 4213.9
6FX8002-5DS16-1EF0 | POWER CABLE PREASSEMBLED | 945.97
6FX8002-5CN46-1CA0 | POWER CABLE PREASSEMBLED | 588.89
6FX8002-5DG22-1AG0 | POWER CABLE PREASSEMBLED | 334.31
6FX8002-5DS26-1AJ0 | POWER CABLE PREASSEMBLED | 394.68
6FX8002-5DG23-1BF0 | POWER CABLE, PREASSEMBLED | 1678.82
6FX8002-5CN54-1AG0 | POWER CABLE PREASSEMBLED | 376.94
6FX8002-5CN56-1AJ0 | POWER CABLE PREASSEMBLED | 432.91
6FX8002-2CP00-1AG0 | SIGNAL CABLE, PREASSEMBLED | 126.54
6FX8002-5CN56-1CG0 | POWER CABLE PREASSEMBLED | 783.74
6FX8002-5DG32-1BC0 | POWER CABLE PREASSEMBLED | 464.71
6FX8002-2CQ31-1BA0 | SIGNAL CABLE, PREASSEMBLED, | 259.44
6FX8002-2CQ31-1DA0 | SIGNAL CABLE, PREASSEMBLED, | 479.12
6FX8002-5DG41-1BA0 | POWER CABLE, PREASSEMBLED | 551.27
6FX8002-5DS36-1BE0 | POWER CABLE PREASSEMBLED | 511.44
6FX8002-5DS36-1CJ0 | POWER CABLE PREASSEMBLED | 734.85
6FX8002-5CP17-1CF0 | POWER CABLE PREASSEMBLED | 469.83
6FX8002-2DC10-1AA6 | SIGNAL CABLE, PREASSEMBLED | 138.19
6FX8002-5DS46-1BD0 | POWER CABLE PREASSEMBLED | 538.92
6FX8002-5CP26-1BC0 | POWER CABLE PREASSEMBLED | 403.99
6FX8002-5DG42-1CF0 | POWER CABLE PREASSEMBLED | 980.7
6FX8002-5CP42-1DA0 | POWER CABLE, PREASSEMBLED | 1276.96
6FX8002-2DC10-1BF6 | SIGNAL CABLE, PREASSEMBLED | 265.56
6FX8002-2DC10-1DE8 | SIGNAL CABLE, PREASSEMBLED | 426.56
6FX8002-5CQ28-1AE0 | POWER CABLE EXTENSION | 449.28
6FX8002-5DN01-1BE5 | POWER CABLE, PREASSEMBLED | 557.72
6FX8002-5CQ58-1AC0 | POWER CABLE EXTENSION | 458.8
6FX8002-5CR10-1AC0 | POWER CABLE, PREASSEMBLED | 221.24
6FX8002-5DN05-1AD4 | POWER CABLE PREASSEMBLED EXT. | 328.46
6FX8002-5CR41-1BE0 | POWER CABLE, PREASSEMBLED | 683.34
6FX8002-7HY00-1AC6 | HYBRID CABLE, PREASSEMBLED | 461.83
6FX8002-7HY00-1AH0 | HYBRID CABLE, PREASSEMBLED | 558.48
6FX8002-7HY00-1AK4 | HYBRID CABLE, PREASSEMBLED | 631.06
6FX8002-2DC20-1AH4 | SIGNAL CABLE, PREASSEMBLED | 217.8
6FX8002-5CR42-1BD0 | POWER CABLE, PREASSEMBLED | 652.65
6FX8002-5DN05-1BC0 | POWER CABLE PREASSEMBLED EXT. | 462.78
6FX8002-5CR42-1CG0 | POWER CABLE, PREASSEMBLED | 1026.11
6FX8002-5DN05-1CD0 | POWER CABLE PREASSEMBLED EXT. | 647.44
6FX8002-5DN06-1AC0 | POWER CABLE PREASSEMBLED | 253.59
6FX8002-5DN06-1AG0 | POWER CABLE PREASSEMBLED | 308.75
6FX8002-7HY00-1BB8 | HYBRID CABLE, PREASSEMBLED | 679.37
6FX8002-5DN06-1BC0 | POWER CABLE PREASSEMBLED | 391.51
6FX8002-7HY00-1EJ2 | HYBRID CABLE, PREASSEMBLED | 1573.77
6FX8012-5DS31-1DA0 | POWER CABLE, PREASSEMBLED | 984.27
6FX8002-5DN06-1BJ0 | POWER CABLE PREASSEMBLED | 474.24
6FX8002-7HY00-1FJ0 | HYBRID CABLE, PREASSEMBLED | 1791.3
6FX8022-5CN06-1BA0 | POWER CABLE PREASSEMBLED | 286.55
6FX8022-5CN16-1BK0 | POWER CABLE PREASSEMBLED | 416.85
6FX8022-5CS06-1DB0 | POWER CABLE PREASSEMBLED | 509.38
6FX8022-5DN06-1AG0 | POWER CABLE PREASSEMBLED | 277.8
6FX8002-7HY11-1AG0 | HYBRID CABLE, PREASSEMBLED | 534.37
6FX8002-5DN16-1AF0 | POWER CABLE PREASSEMBLED | 307.64
6FX8002-5DN16-1BH0 | POWER CABLE PREASSEMBLED | 499.09
6FX8022-5DN06-1CJ0 | POWER CABLE PREASSEMBLED | 581.19
6FX8002-5DN21-1FA0 | POWER CABLE PREASSEMBLED | 1246.57
6FX8002-5DN26-1AJ0 | POWER CABLE PREASSEMBLED | 394.68
6FX8002-5DN26-1BE0 | POWER CABLE PREASSEMBLED | 477.39
6FX8042-5CA48-1CA0 | POWER CABLE, PREASSEMBLED EXT. | 781.59
6FX8002-5DN26-1BJ5 | POWER CABLE PREASSEMBLED | 546.39
6FX8002-5DN26-1DF0 | POWER CABLE PREASSEMBLED | 767.03
6FX8002-5DS31-1AC5 | POWER CABLE, PREASSEMBLED | 436.84
6FX8002-2CF04-1AE0 | SIGNAL CABLE, PREASSEMBLED EXT. | 211.37
6FX8002-5DS36-1BF0 | POWER CABLE PREASSEMBLED | 527.4
6FX8002-5CN56-1AG5 | POWER CABLE PREASSEMBLED | 413.43
6FX8002-5CN64-1AK0 | POWER CABLE PREASSEMBLED | 556.59
6FX8002-5DG33-1BF3 | POWER CABLE, PREASSEMBLED | 2663.43
6FX8002-2CQ34-1BA0 | SIGNAL CABLE PREASSEMBLED EXT | 281.88
6FX8002-2CR00-1CE0 | SIGNAL CABLE PREASSAMBLED | 299.7
6FX8002-5CP16-1AJ0 | POWER CABLE PREASSEMBLED | 328.72
6FX8002-2DC00-1EE0 | SIGNAL CABLE, PREASSEMBLED | 629.42
6FX8002-5DS41-1CJ8 | POWER CABLE, PREASSEMBLED | 1089.73
6FX8002-5CP17-1BF0 | POWER CABLE PREASSEMBLED | 358.38
6FX8002-5DS46-1BA0 | POWER CABLE PREASSEMBLED | 481
6FX8002-5CP26-1DA0 | POWER CABLE PREASSEMBLED | 654.78
6FX8002-2DC10-1AK7 | SIGNAL CABLE, PREASSEMBLED | 214.74
6FX8002-5CP45-1CA0 | POWER CABLE PREASSEMBLED | 812.38
6FX8002-5DG43-1BJ0 | POWER CABLE, PREASSEMBLED | 3390
6FX8002-5DG43-1DH0 | POWER CABLE, PREASSEMBLED | 5778.69
6FX8002-5DS56-1FA0 | POWER CABLE PREASSEMBLED | 1505.27
6FX8002-5DX18-1BE0 | POWER CABLE, PREASSEMBLED EXT. | 2320.48
6FX8002-5CQ15-1AD0 | POWER CABLE EXTENSION | 310.6
6FX8002-5DG61-1BD0 | POWER CABLE, PREASSEMBLED | 914.84
6FX8002-5DN01-1BF5 | POWER CABLE, PREASSEMBLED | 575.27
6FX8002-5CQ38-1BA0 | POWER CABLE EXTENSION | 549.46
6FX8002-5DN01-1EK0 | POWER CABLE, PREASSEMBLED | 1152.9
6FX8002-5CQ58-1BF0 | POWER CABLE EXTENSION | 765.4
6FX8002-5DN01-1JA0 | POWER CABLE, PREASSEMBLED | 1695.52
6FX8002-5DG41-1BF0 | POWER CABLE, PREASSEMBLED | 694.39
6FX8002-5DG41-1DH0 | POWER CABLE, PREASSEMBLED | 1324.22
6FX8002-5CP16-1CA0 | POWER CABLE PREASSEMBLED | 464.52
6FX8002-5CP26-1AG0 | POWER CABLE PREASSEMBLED | 320.37
6FX8002-5DS36-1EF0 | POWER CABLE PREASSEMBLED | 1006.15
6FX8002-5DS46-1AH0 | POWER CABLE PREASSEMBLED | 423.09
6FX8002-5CP26-1AH0 | POWER CABLE PREASSEMBLED | 334.26
6FX8002-2DC10-1AC7 | SIGNAL CABLE, PREASSEMBLED | 155.18
6FX8002-2DC10-1BA6 | SIGNAL CABLE, PREASSEMBLED | 223.04
6FX8002-5DG43-1AH0 | POWER CABLE, PREASSEMBLED | 2009.44
6FX8002-5DG43-1BH0 | POWER CABLE, PREASSEMBLED | 3265.09
6FX8002-5DG51-1CA0 | POWER CABLE, PREASSEMBLED | 834.81
6FX8002-5DG52-1CA0 | POWER CABLE PREASSEMBLED | 839.41
6FX8002-5DS54-1EH0 | POWER CABLE, PREASSEMBLED | 1688.26
6FX8002-5DS56-1BA0 | POWER CABLE PREASSEMBLED | 535.84
6FX8002-5CP47-1AG0 | POWER CABLE PREASSEMBLED | 396.17
6FX8002-5CP47-1AH0 | POWER CABLE PREASSEMBLED | 421.33
6FX8002-5CP47-1FA0 | POWER CABLE PREASSEMBLED | 1502.56
6FX8002-5CQ15-1AC0 | POWER CABLE EXTENSION | 295.74
6FX8002-5CQ58-1AG5 | POWER CABLE EXTENSION | 576.78
6FX8002-5CQ58-1BA0 | POWER CABLE EXTENSION | 647.51
6FX8002-5CQ58-1EA2 | POWER CABLE EXTENSION | 1378.69
6FX8002-5CQ68-1BA0 | POWER CABLE EXTENSION | 779.33
6FX8002-2DC10-1FF2 | SIGNAL CABLE, PREASSEMBLED | 605.97
6FX8002-2DC10-1FH0 | SIGNAL CABLE, PREASSEMBLED | 614.43
6FX8002-2DC10-1GC2 | SIGNAL CABLE, PREASSEMBLED | 665.48
6FX8002-2DC10-1HE0 | SIGNAL CABLE, PREASSEMBLED | 759.06
6FX8002-5CR42-1BA0 | POWER CABLE, PREASSEMBLED | 566.46
6FX8002-5CR42-1BA3 | POWER CABLE, PREASSEMBLED | 595.18
6FX8002-2DC20-1AD1 | SIGNAL CABLE, PREASSEMBLED | 183.77
6FX8002-2DC20-1AF3 | SIGNAL CABLE, PREASSEMBLED | 200.87
6FX8002-5DN05-1AD8 | POWER CABLE PREASSEMBLED EXT. | 328.46
6FX8002-5DN05-1DD0 | POWER CABLE PREASSEMBLED EXT. | 815.31
6FX8002-2DC20-1BB5 | SIGNAL CABLE, PREASSEMBLED | 251.67
6FX8002-2DC20-1BE8 | SIGNAL CABLE, PREASSEMBLED | 277.17
6FX8002-5DN05-1EE0 | POWER CABLE PREASSEMBLED EXT. | 1000
6FX8002-2DC20-1GF0 | SIGNAL CABLE, PREASSEMBLED | 702.68
6FX8002-5DN06-1BB0 | POWER CABLE PREASSEMBLED | 377.71
6FX8002-5DN06-1BH0 | POWER CABLE PREASSEMBLED | 460.43
6FX8002-7HY00-1FC2 | HYBRID CABLE, PREASSEMBLED | 1670.48
6FX8022-5CN06-1CB0 | POWER CABLE PREASSEMBLED | 403.27
6FX8022-5CN16-1CA0 | POWER CABLE PREASSEMBLED | 429.15
6FX8022-5CS06-1CE5 | POWER CABLE PREASSEMBLED | 445.7
6FX8022-5CS36-1BH0 | POWER CABLE PREASSEMBLED | 450.53
6FX8002-5DN06-1CH0 | POWER CABLE PREASSEMBLED | 598.35
6FX8002-5DN16-1BC0 | POWER CABLE PREASSEMBLED | 419.32
6FX8022-5DN06-1CH0 | POWER CABLE PREASSEMBLED | 567.37
6FX8002-7HY11-1EG6 | HYBRID CABLE, PREASSEMBLED | 1525.49
6FX8002-7HY11-1FG8 | HYBRID CABLE, PREASSEMBLED | 1767.2
6FX8002-7HY11-1FK6 | HYBRID CABLE, PREASSEMBLED | 1839.71
6FX8002-7HY11-1GA1 | HYBRID CABLE, PREASSEMBLED | 1863.84
6FX8002-5DN31-1BD0 | POWER CABLE PREASSEMBLED | 639.4
6FX8002-5DN36-1AD5 | POWER CABLE PREASSEMBLED | 351.82
6FX8002-5DN36-1AE0 | POWER CABLE PREASSEMBLED | 351.82
6FX8002-5DN36-1BA0 | POWER CABLE PREASSEMBLED | 447.58
6FX8002-7HY22-1BG4 | HYBRID CABLE, PREASSEMBLED | 800.26
6FX8002-7HY22-1BG8 | HYBRID CABLE, PREASSEMBLED | 800.26
6FX8002-5DN36-1CF0 | POWER CABLE PREASSEMBLED | 686.97
6FX8002-5DN36-1FA0 | POWER CABLE PREASSEMBLED | 1085.92
6GF3560-8EA01-0FF0 | MV560 Fixed-focus lens f=12,5 mm | 2380.46
6FX8002-5DN41-1FA0 | POWER CABLE PREASSEMBLED | 1601.71
6FX8002-5DN46-1AF0 | POWER CABLE PREASSEMBLED | 384.51
6FX8002-5DN46-1AG5 | POWER CABLE PREASSEMBLED | 423.09
6FX8002-5DG43-1EA0 | POWER CABLE, PREASSEMBLED | 6148.69
6FX8002-5DS54-1BJ0 | POWER CABLE, PREASSEMBLED | 795.48
6FX8002-5DG62-1CA0 | POWER CABLE PREASSEMBLED | 1254.81
6FX8002-5DS64-1GF0 | POWER CABLE, PREASSEMBLED | 3076.64
6FX8002-5DX38-1CD0 | POWER CABLE, PREASSEMBLED EXT. | 4428.31
6FX8002-5CQ28-1BG0 | POWER CABLE EXTENSION | 603.85
6FX8002-5DN01-1AF6 | POWER CABLE, PREASSEMBLED | 400.21
6FX8002-5DN01-1BD5 | POWER CABLE, PREASSEMBLED | 540.25
6FX8002-5CQ48-1BK0 | POWER CABLE EXTENSION | 761.18
6FX8002-5CR10-1AF0 | POWER CABLE, PREASSEMBLED | 263.7
6FX8002-5DN01-1CH0 | POWER CABLE, PREASSEMBLED | 767.79
6FX8002-5CR41-1BB0 | POWER CABLE, PREASSEMBLED | 597.14
6FX8002-2DC10-1FE0 | SIGNAL CABLE, PREASSEMBLED | 588.94
6FX8002-2DC10-1CH5 | SIGNAL CABLE, PREASSEMBLED | 367.67
6FX8002-2DC20-1AA0 | SIGNAL CABLE, PREASSEMBLED | 149.85
6FX8002-7HY00-1AD2 | HYBRID CABLE, PREASSEMBLED | 486.01
6FX8002-7HY00-1AK5 | HYBRID CABLE, PREASSEMBLED | 631.06
6FX8002-5DN05-1AH6 | POWER CABLE PREASSEMBLED EXT. | 395.66
6FX8002-5CR42-1BC7 | POWER CABLE, PREASSEMBLED | 652.66
6FX8002-5DN05-1BD7 | POWER CABLE PREASSEMBLED EXT. | 496.35
6FX8002-5DN05-1CG4 | POWER CABLE PREASSEMBLED EXT. | 714.65
6FX8002-5DN06-1AE0 | POWER CABLE PREASSEMBLED | 281.14
6FX8002-5DN06-1BA0 | POWER CABLE PREASSEMBLED | 363.91
6FX8002-7HY00-1DB7 | HYBRID CABLE, PREASSEMBLED | 1162.87
6FX8002-7HY00-1EG5 | HYBRID CABLE, PREASSEMBLED | 1525.49
6FX8012-5DS41-1BA0 | POWER CABLE, PREASSEMBLED | 621.24
6FX8002-5DN06-1CA0 | POWER CABLE PREASSEMBLED | 501.81
6FX8002-7HY00-1FF2 | HYBRID CABLE, PREASSEMBLED | 1742.99
6FX8022-5CN06-1AF0 | POWER CABLE PREASSEMBLED | 233.46
6FX8022-5CN06-1BE0 | POWER CABLE PREASSEMBLED | 328.98
6FX8022-5CN06-1CA0 | POWER CABLE PREASSEMBLED | 392.67
6FX8002-5DN06-1DK0 | POWER CABLE PREASSEMBLED | 763.84
6FX8002-7HY11-1AH4 | HYBRID CABLE, PREASSEMBLED | 582.66
6FX8002-5DN21-1BD0 | POWER CABLE PREASSEMBLED | 598.94
6FX8002-7HY11-1BA0 | HYBRID CABLE, PREASSEMBLED | 631.01
6FX8002-5DN26-1AK0 | POWER CABLE PREASSEMBLED | 408.46
6FX8042-5DX48-1AG7 | POWER CABLE, PREASSEMBLED EXT. | 3090.04
6FX8002-7HY11-1CD7 | HYBRID CABLE, PREASSEMBLED | 969.46
6FX8002-7HY22-1AA5 | HYBRID CABLE, PREASSEMBLED | 413.45
6FX8002-5DN26-1CF0 | POWER CABLE PREASSEMBLED | 629.11
6FX8002-5DN27-1BE0 | POWER CABLE PREASSEMBLED | 394.62
6FX8002-5DN31-1BC0 | POWER CABLE PREASSEMBLED | 619.18
6FX8002-5DN36-1BB0 | POWER CABLE PREASSEMBLED | 463.53
6FX8002-7HY22-1AG5 | HYBRID CABLE, PREASSEMBLED | 558.55
6FX8002-7HY22-1BE0 | HYBRID CABLE, PREASSEMBLED | 727.67
6FX8002-5DN36-1CC0 | POWER CABLE PREASSEMBLED | 639.06
6GF3540-8AC51 | MV500 protective barrel ROT | 919.77
6FX8002-7HY22-1BJ6 | HYBRID CABLE, PREASSEMBLED | 848.57
6FX8002-7HY22-1DA0 | HYBRID CABLE, PREASSEMBLED | 1114.51
6FX8002-7HY22-1CH5 | HYBRID CABLE, PREASSEMBLED | 1066.11
6FX8002-5DN46-1BC0 | POWER CABLE PREASSEMBLED | 519.62
6GF3560-8EA02-0FF0 | MV560 Fixed-focus lens f=16 mm | 2380.46
6FX8002-8QE11-1FA0 | ONE-CABLE-CONNECTION EXTENSION | 1389.27
6FX8002-5DN46-1DA0 | POWER CABLE PREASSEMBLED | 867.04
6FX8002-5DN54-1AH0 | POWER CABLE PREASSEMBLED | 458.05
6FX8002-5DN56-1BA0 | POWER CABLE PREASSEMBLED | 535.84
6FX8002-8QN04-1AH5 | ONE-CABLE-CONNECTION ASSEMBLY | 257.69
6FX8002-5DQ15-1AG0 | POWER CABLE EXTENSION | 379.82
6FX8002-5DQ28-1BH0 | POWER CABLE PREASSEMBLED EXT. | 694.69
6FX8002-5DQ38-1BE1 | POWER CABLE PREASSEMBLED EXT. | 704.23
6FX8002-8QN08-1BG0 | ONE-CABLE-CONNECTION ASSEMBLY | 422.17
6FX8002-5DQ38-1CF0 | POWER CABLE PREASSEMBLED EXT. | 897.76
6FX8002-2DC20-1AA7 | SIGNAL CABLE, PREASSEMBLED | 158.32
6FX8002-2DC20-1AB7 | SIGNAL CABLE, PREASSEMBLED | 166.83
6FX8002-2DC20-1AJ6 | SIGNAL CABLE, PREASSEMBLED | 226.36
6FX8002-5CR42-1BD4 | POWER CABLE, PREASSEMBLED | 681.36
6FX8002-5CR42-1BG0 | POWER CABLE, PREASSEMBLED | 738.83
6FX8002-5DN05-1BB0 | POWER CABLE PREASSEMBLED EXT. | 445.99
6FX8002-7HY00-1DH0 | HYBRID CABLE, PREASSEMBLED | 1283.7
6FX8002-7HY00-1DJ7 | HYBRID CABLE, PREASSEMBLED | 1332.05
6FX8002-7HY00-1DK5 | HYBRID CABLE, PREASSEMBLED | 1356.28
6FX8002-7HY00-1DK8 | HYBRID CABLE, PREASSEMBLED | 1356.28
6FX8002-7HY00-1GF0 | HYBRID CABLE, PREASSEMBLED | 1960.53
6FX8012-5ME05-1BD5 | POWER CABLE EXTENSION | 483.14
6FX8012-5MN05-1AE5 | POWER CABLE EXTENSION | 325.58
6FX8022-5CN06-1AE0 | POWER CABLE PREASSEMBLED | 222.88
6FX8022-5DN06-1AH0 | POWER CABLE PREASSEMBLED | 291.56
6FX8022-5DN06-1BA0 | POWER CABLE PREASSEMBLED | 332.95
6FX8002-5DN06-1FA0 | POWER CABLE PREASSEMBLED | 915.52
6FX8002-5DN06-1FH0 | POWER CABLE PREASSEMBLED | 1012.06
6FX8002-5DN26-1BA5 | POWER CABLE PREASSEMBLED | 436.06
6FX8042-2CG00-1BH0 | SIGNAL CABLE, PREASSEMBLED, | 245.81
6FX8042-5CA48-1BE0 | POWER CABLE, PREASSEMBLED EXT. | 666.18
6FX8042-5CX28-1AH0 | POWER CABLE, PREASSEMBLED EXT. | 2011.86
6FX8002-7HY22-1AC7 | HYBRID CABLE, PREASSEMBLED | 461.83
6FX8002-7HY22-1AD0 | HYBRID CABLE, PREASSEMBLED | 461.83
6FX8002-5DN27-1AF0 | POWER CABLE PREASSEMBLED | 270.52
6FX8002-7HY22-1AD2 | HYBRID CABLE, PREASSEMBLED | 486.01
6GF3540-8AC21 | MV500 protective barrel PMMA | 505.08
6GF3540-8AC31 | MV500 protective barrel IRUVcut | 919.77
6FX8002-7HY22-1BA0 | HYBRID CABLE, PREASSEMBLED | 631.01
6FX8002-7HY22-1BB5 | HYBRID CABLE, PREASSEMBLED | 679.37
6FX8002-7HY22-1CE2 | HYBRID CABLE, PREASSEMBLED | 993.59
6FX8002-5DN41-1AD0 | POWER CABLE PREASSEMBLED | 449.64
6FX8002-5DN41-1BF3 | POWER CABLE PREASSEMBLED | 768.3
6FX8002-5DN46-1CF0 | POWER CABLE PREASSEMBLED | 770.55
6FX8002-8QE04-1BF0 | ONE-CABLE-CONNECTION EXTENSION | 380.99
6FX8002-8QE08-1AB0 | ONE-CABLE-CONNECTION EXTENSION | 235
6FX8002-8QE08-1AD0 | ONE-CABLE-CONNECTION EXTENSION | 269.84
6FX8002-5DN56-1DF0 | POWER CABLE PREASSEMBLED | 1141.7
6FX8002-5DN56-1FA0 | POWER CABLE PREASSEMBLED | 1505.27
6FX8002-5DN64-1AJ0 | POWER CABLE PREASSEMBLED | 616.49
6FX8002-5DN64-1EH0 | POWER CABLE PREASSEMBLED | 2302.96
6GK5923-0PS00-2RA3 | POWER SUPPLY SCALANCE PSR9230POE | 854.34
6FX8002-8QN08-1AC5 | ONE-CABLE-CONNECTION ASSEMBLY | 195.71
6FX8002-8QN08-1BB0 | ONE-CABLE-CONNECTION ASSEMBLY | 335.09
6FX8002-8QN08-1BD0 | ONE-CABLE-CONNECTION ASSEMBLY | 369.92
6FX8002-8QN21-1CA0 | ONE-CABLE-CONNECTION ASSEMBLY | 932.63
6FX8002-8QN21-1EH0 | ONE-CABLE-CONNECTION ASSEMBLY | 1918.94
6FX8002-5DS06-1AB0 | POWER CABLE PREASSEMBLED | 239.79
6FX8002-5DS06-1AH0 | POWER CABLE PREASSEMBLED | 322.51
6FX8008-1BA51-1FA0 | POWER CABLE, SOLD BY THE METER | 2258.17
6FX8008-1BA61-1DA0 | POWER CABLE, SOLD BY THE METER | 1896.92
6FX8008-1BA61-1DE0 | POWER CABLE, SOLD BY THE METER | 2146.65
6GK1704-5SW16-0AA0 | SOFTNET-PB DP-SLAVE V16 | 357.52
6FX8008-1BB31-1FA0 | POWER CABLE,SOLD BY THE METER, | 1053.36
6FX8012-2CH00-1KB4 | SIGNAL CABLE, PREASSEMBLED, | 1159.03
6FX8012-5CA58-1AE0 | POWER CABLE, PREASSEMBLED EXT. | 505.96
6FX8012-5CN01-1AH0 | POWER CABLE PREASSEMBLED | 370.32
6FX8012-5CN01-1BD5 | POWER CABLE PREASSEMBLED | 464.52
6FX8012-5CN21-1AE0 | POWER CABLE PREASSEMBLED | 406.16
6FX8012-5CN26-1AE0 | POWER CABLE PREASSEMBLED | 312.17
6FX8012-5CN26-1AJ0 | POWER CABLE PREASSEMBLED | 354.62
6FX8012-5CN31-1AE0 | POWER CABLE PREASSEMBLED | 417.32
6FX8002-5CR41-1BC0 | POWER CABLE, PREASSEMBLED | 625.92
6FX8002-5CR41-1CF0 | POWER CABLE, PREASSEMBLED | 999.32
6FX8002-2DC10-1FG0 | SIGNAL CABLE, PREASSEMBLED | 605.81
6FX8002-2DC10-1FJ0 | SIGNAL CABLE, PREASSEMBLED | 622.95
6FX8002-7HY00-1AE0 | HYBRID CABLE, PREASSEMBLED | 485.96
6FX8002-7HY00-1AF4 | HYBRID CABLE, PREASSEMBLED | 534.32
6FX8002-5DN05-1AH5 | POWER CABLE PREASSEMBLED EXT. | 395.66
6FX8002-5CR42-1BB0 | POWER CABLE, PREASSEMBLED | 595.18
6FX8002-2DC20-1BD6 | SIGNAL CABLE, PREASSEMBLED | 268.59
6FX8002-5DN05-1BF5 | POWER CABLE PREASSEMBLED EXT. | 529.96
6FX8002-5DN05-1CC0 | POWER CABLE PREASSEMBLED EXT. | 630.69
6FX8002-5DN05-1EA2 | POWER CABLE PREASSEMBLED EXT. | 949.63
6FX8002-5DN06-1AG5 | POWER CABLE PREASSEMBLED | 322.55
6FX8002-5DN06-1BD5 | POWER CABLE PREASSEMBLED | 419.09
6FX8002-7HY00-1EE0 | HYBRID CABLE, PREASSEMBLED | 1452.9
6FX8002-5DN06-1BK0 | POWER CABLE PREASSEMBLED | 488.03
6FX8002-7HY00-1FK2 | HYBRID CABLE, PREASSEMBLED | 1839.71
6FX8002-7HY00-1GC0 | HYBRID CABLE, PREASSEMBLED | 1888.02
6FX8002-5CR42-1DA0 | POWER CABLE, PREASSEMBLED | 1141.02
6FX8022-5CN06-1AG0 | POWER CABLE PREASSEMBLED | 244.07
6FX8002-5DN06-1DJ0 | POWER CABLE PREASSEMBLED | 750.06
6FX8022-5DN06-1AK0 | POWER CABLE PREASSEMBLED | 319.16
6FX8002-5DN06-1GF0 | POWER CABLE PREASSEMBLED | 1122.4
6FX8002-7HY11-1AK5 | HYBRID CABLE, PREASSEMBLED | 631.06
6FX8002-5DN16-1CD0 | POWER CABLE PREASSEMBLED | 594.84
6FX8002-5DN16-1DA0 | POWER CABLE PREASSEMBLED | 706.57
6FX8022-5DS36-1BD0 | POWER CABLE PREASSEMBLED | 464.49
6FX8042-2CA31-1CA0 | SIGNAL CABLE, PREASSEMBLED, | 369.29
6FX8002-7HY11-1FD3 | HYBRID CABLE, PREASSEMBLED | 1694.66
6FX8002-7HY11-1GD1 | HYBRID CABLE, PREASSEMBLED | 1936.4
6FX8002-7HY22-1AC2 | HYBRID CABLE, PREASSEMBLED | 461.83
6FX8002-7HY22-1AD4 | HYBRID CABLE, PREASSEMBLED | 486.01
6FX8002-5DN30-1DA0 | POWER CABLE, PREASSEMBLED | 700.81
6FX8002-5DN31-1CC0 | POWER CABLE PREASSEMBLED | 821.81
6GF3540-8AC12 | MV500 protective barrel GLASS LANG | 505.08
6FX8002-7HY22-1AK0 | HYBRID CABLE, PREASSEMBLED | 606.88
6GF3540-8AC42 | MV500 protective barrel IR LANG | 919.77
6GF3540-8DA42 | Ringlicht infrarot, zum Einbau in MV440 | 919.77
6GF3540-8EA04-0LL0 | MINI LENS 35 MM, E-FOCUS | 2109.28
6FX8002-5DN46-1AH0 | POWER CABLE PREASSEMBLED | 423.09
6FX8002-5DN46-1CE0 | POWER CABLE PREASSEMBLED | 751.26
6FX8002-8QE08-1BA0 | ONE-CABLE-CONNECTION EXTENSION | 391.81
6FX8002-8QN04-1AC0 | ONE-CABLE-CONNECTION ASSEMBLY | 168.34
6FX8002-5DN46-1DH0 | POWER CABLE PREASSEMBLED | 1002.16
6FX8002-5DN56-1BC4 | POWER CABLE PREASSEMBLED | 608.53
6FX8002-5DN56-1BH0 | POWER CABLE PREASSEMBLED | 705.51
6FX8002-5DN64-1EA0 | POWER CABLE PREASSEMBLED | 2000.27
6FX8002-8QN04-1AE0 | ONE-CABLE-CONNECTION ASSEMBLY | 198.16
6FX8002-8QN08-1AC0 | ONE-CABLE-CONNECTION ASSEMBLY | 178.29
6FX8002-8QN08-1AF0 | ONE-CABLE-CONNECTION ASSEMBLY | 230.52
6FX8002-5DQ28-1AE0 | POWER CABLE PREASSEMBLED EXT. | 476.43
6FX8002-5DQ28-1BC0 | POWER CABLE PREASSEMBLED EXT. | 610.75
6FX8002-8QN08-1CF0 | ONE-CABLE-CONNECTION ASSEMBLY | 578.95
6FX8002-8QN08-1DA0 | ONE-CABLE-CONNECTION ASSEMBLY | 666.08
6FX8002-5DQ48-1AB8 | POWER CABLE PREASSEMBLED EXT. | 460.64
6FX8002-8QN11-1AG0 | ONE-CABLE-CONNECTION ASSEMBLY | 308.07
6FX8002-5DS01-1AE5 | POWER CABLE, PREASSEMBLED | 382.74
6FX8002-8QN11-1BC0 | ONE-CABLE-CONNECTION ASSEMBLY | 447.11
6GK5992-1AM00-8RA0 | SFP992-1BX10R | 1217.53
6FX8008-1BA31-1AD0 | POWER CABLE,SOLD BY THE METER, | 90.32
6FX8008-1BA50-1EF0 | POWER CABLE, SOLD BY THE METER, | 8639.88
6FX8002-5DN51-1AK0 | POWER CABLE PREASSEMBLED | 660
6GK1411-5AC00 | SIMATIC Cloud Connect 7, CC716 | 1595.17
6FX8002-5DN51-1DH0 | POWER CABLE PREASSEMBLED | 1521.12
6FX8002-5DN51-1GF0 | POWER CABLE PREASSEMBLED | 2382.33
6FX8002-8QN04-1CA0 | ONE-CABLE-CONNECTION ASSEMBLY | 436.35
6FX8002-8QN04-1DA0 | ONE-CABLE-CONNECTION ASSEMBLY | 585.24
6FX8002-5DQ15-1AJ0 | POWER CABLE EXTENSION | 418.51
6FX8002-5DQ15-1CF0 | POWER CABLE EXTENSION | 747.49
6GK1704-1CW16-0AA0 | SOFTNET-IE S7 V16 | 2308.81
6GK1704-1CW16-0AK0 | SOFTNET-IE S7 V16 DL | 1917.19
6FX8002-5DQ48-1CE0 | POWER CABLE PREASSEMBLED EXT. | 974.41
6FX8002-5DQ68-1BE0 | POWER CABLE PREASSEMBLED EXT. | 1034.1
6FX8008-1BA25-1BE0 | POWER CABLE, SOLD BY THE METER, | 1521.89
6FX8008-1BA25-1DB0 | POWER CABLE, SOLD BY THE METER, | 3342.77
6FX8008-1BA25-1FA0 | POWER CABLE, SOLD BY THE METER, | 5385.96
6FX8008-1BA31-1BG0 | POWER CABLE,SOLD BY THE METER, | 423.94
6FX8008-1BB61-1EF0 | POWER CABLE,SOLD BY THE METER, | 2166
6FX8008-1BB61-1FA0 | POWER CABLE,SOLD BY THE METER, | 2397.29
6FX8012-2CA34-1AC4 | SIGNAL CABLE, PREASSEMBLED EXT. | 205.02
6FX8012-2CF02-1CF0 | SIGNAL CABLE, PREASSEMBLED, | 419.71
6FX8012-5CN06-1BC0 | POWER CABLE PREASSEMBLED | 338.75
6FX8012-5CN06-1BF0 | POWER CABLE PREASSEMBLED | 370.58
6FX8012-5CN06-1BG5 | POWER CABLE PREASSEMBLED | 391.81
6FX8012-5CN16-1AF0 | POWER CABLE PREASSEMBLED | 274.96
6GK1716-1CB16-0AA0 | HARDNET-IE S7 V16 | 2000.43
6GK1716-1CB16-0AK0 | HARDNET-IE S7 V16 DL | 1664.74
6FX8012-5CS17-1BC0 | POWER CABLE PREASSEMBLED | 1037.94
6FX8012-5DA15-1AD5 | POWER CABLE, PREASSEMBLED EXT. | 341.02
6FX8012-5DN01-1EJ0 | POWER CABLE, PREASSEMBLED | 1135.35
6FX8012-5DN05-1AD5 | POWER CABLE PREASSEMBLED EXT. | 328.46
6FX8012-5DN05-1BB0 | POWER CABLE PREASSEMBLED EXT. | 445.99
6FX8012-5DN05-1BD3 | POWER CABLE PREASSEMBLED EXT. | 496.35
6FX8012-5DN46-1AE0 | POWER CABLE PREASSEMBLED | 365.2
6FX8012-5DN46-1BB0 | POWER CABLE PREASSEMBLED | 500.3
6GK5108-2QS00-3AR3 | SCALANCE XR108-2PoE WG | 1688.31
6FX8012-5DN46-1BB4 | POWER CABLE PREASSEMBLED | 519.62
6FX8012-5DS06-1BB0 | POWER CABLE PREASSEMBLED | 377.71
6FX8012-5DS06-1BF0 | POWER CABLE PREASSEMBLED | 432.85
6SL3054-0FC30-1BA0 | SINAMICS S120 CF CARD V5.2 SP3 | 154.84
6SL3072-4GA02-0XK5 | SINAMICS Startdrive Adv. V16 Upgrade OSD | 384.99
6SL3074-0AA01-0AH0 | eCoL Performance extension | 620.96
6SL3220-1YC10-0UP0 | G120X IP20 200...240V 0.75kW FSA UF | 710.99
6SL3220-1YC12-0UF0 | G120X IP20 200...240V 1.1kW FSA UF | 727.88
6SL3220-1YC28-0UF0 | G120X IP20 200...240V 15kW FSD UF | 2483.52
6SL3220-1YC28-0UP0 | G120X IP20 200...240V 15kW FSD UF | 2478.55
6SL3220-1YC28-1UF0 | G120X IP20 200...240V 15kW FSD UF | 2595.64
6SL3220-1YC30-0UP0 | G120X IP20 200...240V 18.5kW FSD UF | 2929.27
6SL3220-1YE10-1AF0 | G120X IP20 380...480V 0.75kW FSA C2 | 996.94
6SL3220-1YE10-1AP0 | G120X IP20 380...480V 0.75kW FSA C2 | 991.97
6SL3220-1YE12-0AF0 | G120X IP20 380...480V 1.1kW FSA C2 | 905.41
6SL3220-1YE12-1AP0 | G120X IP20 380...480V 1.1kW FSA C2 | 1012.53
6SL3220-1YE22-0AB0 | G120X IP20 380...480V 5.5kW FSB C2 | 1274.53
6SL3220-1YE22-0UB0 | G120X IP20 380...480V 5.5kW FSB UF | 1118.35
6SL3220-1YE22-1AB0 | G120X IP20 380...480V 5.5kW FSB C2 | 1386.67
6SL3220-1YE22-1AP0 | G120X IP20 380...480V 5.5kW FSB C2 | 1518.54
6SL3220-2YC30-1UB0 | G120X IP20 200...240V 18.5kW FSD UF | 2962.27
6SL3220-2YC30-1UF0 | G120X IP20 200...240V 18.5kW FSD UF | 3099.13
6SL3220-2YC32-0UP0 | G120X IP20 200...240V 22kW FSE UF | 3517.54
6SL3220-1YE28-1UP0 | G120X IP20 380...480V 15kW FSC UF | 2436.49
6GT2890-2AC00 | Mounting for RF610R, RF615R Reader | 44.49
6FX8012-5DN01-1CD0 | POWER CABLE, PREASSEMBLED | 697.8
6FX8012-5DN01-1CJ0 | POWER CABLE, PREASSEMBLED | 785.28
6FX8012-5DN01-1DA0 | POWER CABLE, PREASSEMBLED | 820.29
6FX8012-5DN06-1BF0 | POWER CABLE PREASSEMBLED | 432.85
6FX8012-5DN06-1CC0 | POWER CABLE PREASSEMBLED | 529.41
6FX8012-5DN06-1CD0 | POWER CABLE PREASSEMBLED | 543.2
6FX8012-5DN06-1DD0 | POWER CABLE PREASSEMBLED | 681.1
6FX8012-5DN56-1BC0 | POWER CABLE PREASSEMBLED | 584.32
6FX8012-5DN56-1BE0 | POWER CABLE PREASSEMBLED | 632.81
6SL3210-5BB22-2BV1 | SINAMICS V20, 1AC230V 2,2kW Filter C1 | 373.21
6SL3210-5HE12-0UF0 | SINAMICS S210, 3AC 400V, 2.0kW | 1690.35
6SL3111-3VE21-6FA2 | S120 Combi 400V, 16kW, 18A, 9A, 9A | 5894.7
6SL3111-4VE21-6FA2 | S120 Combi 400V, 16kW, 18A, 9A, 9A, 9A | 7085.17
6SL3220-1YC18-1UB0 | G120X IP20 200...240V 3kW FSB UF | 888.13
6SL3220-1YC22-0UB0 | G120X IP20 200...240V 5.5kW FSC UF | 1197.32
6SL3220-1YC22-0UF0 | G120X IP20 200...240V 5.5kW FSC UF | 1334.2
6SL3074-0AA08-0AH0 | eCoL Island Grid Control (1601-2000kW) | 22370.19
6SL3074-0AA08-7AH0 | eCoL Island Grid Control (51-100kW) | 3300.39
6SL3220-1YC34-0UF0 | G120X IP20 200...240V 30kW FSE UF | 4281.92
6SL3220-1YC34-1UB0 | G120X IP20 200...240V 30kW FSE UF | 4257.16
6SL3220-1YC34-1UF0 | G120X IP20 200...240V 30kW FSE UF | 4394.05
6SL3220-1YC36-0UF0 | G120X IP20 200...240V 37kW FSF UF | 5094.87
6SL3220-1YE16-1AF0 | G120X IP20 380...480V 2.2kW FSA C2 | 1139.72
6SL3220-1YE16-1AP0 | G120X IP20 380...480V 2.2kW FSA C2 | 1134.72
6SL3220-1YE18-0UB0 | G120X IP20 380...480V 3kW FSA UF | 914.76
6SL3220-1YE18-0UF0 | G120X IP20 380...480V 3kW FSA UF | 1051.62
6SL3220-1YE26-1AB0 | G120X IP20 380...480V 11kW FSC C2 | 2074.25
6SL3200-0AE70-0AA0 | STARTER KIT SINAMICS G120X with SMA | 588.82
6SL3220-1YE26-1UB0 | G120X IP20 380...480V 11kW FSC UF | 1813.11
6SL3220-2YC36-0UF0 | G120X IP20 200...240V 37kW FSF UF | 5147.63
6SL3220-2YC36-1UB0 | G120X IP20 200...240V 37kW FSF UF | 5122.89
6SL3220-2YC36-1UF0 | G120X IP20 200...240V 37kW FSF UF | 5259.77
6SL3220-2YC38-0UB0 | G120X IP20 200...240V 45kW FSF UF | 6001.05
6SL3220-2YC38-0UF0 | G120X IP20 200...240V 45kW FSF UF | 6137.93
6SL3220-1YE36-0UB0 | G120X IP20 380...480V 37kW FSD UF | 4632.96
6SL3220-1YE36-0UF0 | G120X IP20 380...480V 37kW FSD UF | 4769.84
6SL3220-1YE38-0AB0 | G120X IP20 380...480V 45kW FSE C2 | 5914.73
6SL3220-1YE38-0AF0 | G120X IP20 380...480V 45kW FSE C2 | 6051.58
6SL3220-1YE44-0UB0 | G120X IP20 380...480V 90kW FSF UF | 9268.33
6SL3220-1YE44-0UP0 | G120X IP20 380...480V 90kW FSF UF | 9400.24
6SL3220-1YE46-0AB0 | G120X IP20 380...480V 110kW FSF C2 | 11487.65
6SL3220-1YE46-0AP0 | G120X IP20 380...480V 110kW FSF C2 | 11619.54
6SL3220-2YE24-0AF0 | G120X IP20 380...480V 7.5kW FSB C2 | 1729.24
6SL3220-1YE48-0AF0 | G120X IP20 380...480V 132kW FSF C2 | 13036.35
6SL3220-1YE48-1AB0 | G120X IP20 380...480V 132kW FSF C2 | 13011.6
6SL3220-1YE48-1AP0 | G120X IP20 380...480V 132kW FSF C2 | 13143.48
6SL3220-1YE50-0AF0 | G120X IP20 380...480V 160kW FSG C2 | 15865.71
6SL3220-1YE54-1AP0 | G120X IP20 380...480V 250kW FSG C2 | 23004.21
6SL3220-1YE54-1CB0 | G120X IP20 380...480V 250kW FSG C3 | 20283.11
6SL3220-1YE54-1CP0 | G120X IP20 380...480V 250kW FSG C3 | 20414.99
6SL3220-1YE56-0CP0 | G120X IP20 380...480V 315kW FSH C3 | 24315.21
6SL3220-1YH18-0AP0 | G120X IP20 500...690V 3kW FSD C2 | 1430.36
6SL3220-1YH18-0UP0 | G120X IP20 500...690V 3kW FSD UF | 1324.11
6SL3220-2YE38-0AP0 | G120X IP20 380...480V 45kW FSE C2 | 6099.38
6FX8008-1BA61-1KK0 | POWER CABLE, SOLD BY THE METER | 6223.47
6FX8002-5DS01-1FB0 | POWER CABLE, PREASSEMBLED | 1189.02
6FX8002-8QN11-1BG0 | ONE-CABLE-CONNECTION ASSEMBLY | 539.83
6FX8002-5DS06-1BA1 | POWER CABLE PREASSEMBLED | 377.71
6GK5992-1AM30-8AA0 | SFP992-1LD+ | 791.07
6FX8002-5DS06-1BB0 | POWER CABLE PREASSEMBLED | 377.71
6FX8008-1BA35-1AK0 | POWER CABLE, SOLD BY THE METER, | 1245.29
6FX8008-1BB41-1CB0 | POWER CABLE,SOLD BY THE METER, | 554.85
6GT2191-1BH50 | KAB_KONF sub-D/MV320, 5M | 309.94
6FX8012-2EQ14-1AD5 | SIGNAL CABLE, PREASSEMBLED EXT. | 218.26
6FX8012-2EQ31-1AE0 | SIGNAL CABLE, PREASSEMBLED, | 193.33
6FX8012-5CN01-1BE5 | POWER CABLE PREASSEMBLED | 477.94
6FX8012-5CN01-1CK0 | POWER CABLE PREASSEMBLED | 666.44
6RP0010-1AA32-0AA0 | SINAMICS DCP 120 KW | 22065.63
6GK1716-0HB16-0AA0 | HARDNET-IE S7 REDCONNECT V16 | 3777.06
6FX8012-5CN31-1CC0 | POWER CABLE PREASSEMBLED | 699.06
6FX8012-5CQ58-1BB5 | POWER CABLE EXTENSION | 694.75
6FX8012-5DN01-1AJ0 | POWER CABLE, PREASSEMBLED | 435.17
6GK1901-0AM00-0AA0 | 19 Module Frame 1RU | 70.16
6FX8012-5DN01-1CC0 | POWER CABLE, PREASSEMBLED | 680.26
6FX8012-5DN01-1DE0 | POWER CABLE, PREASSEMBLED | 890.3
6FX8012-5DN01-1EC0 | POWER CABLE, PREASSEMBLED | 1030.34
6FX8012-5DN06-1BB0 | POWER CABLE PREASSEMBLED | 377.71
6FX8012-5DN06-1BB8 | POWER CABLE PREASSEMBLED | 391.49
6FX8012-5DN16-1BE0 | POWER CABLE PREASSEMBLED | 451.24
6FX8012-5DN16-1CC0 | POWER CABLE PREASSEMBLED | 578.89
6GK1908-0DC10-6AA0 | Control M12 Cable Connector PRO | 30.19
6FX8012-5DN46-1BB6 | POWER CABLE PREASSEMBLED | 519.62
6FX8012-5DN46-1BG0 | POWER CABLE PREASSEMBLED | 596.83
6FX8012-5DS01-1BD0 | POWER CABLE, PREASSEMBLED | 522.73
6SL3070-4GA01-0XA5 | SINAMICS DCC V16 Combo DVD | 1418.32
6SL3072-4AA02-0XY8 | SINAMICS Startdrive Advanced SUS OSD | 267.91
6SL3220-1YC14-0UP0 | G120X IP20 200...240V 1.5kW FSA UF | 764.7
6SL3220-1YC18-0UF0 | G120X IP20 200...240V 3kW FSB UF | 912.89
6SL3220-1YC22-0UP0 | G120X IP20 200...240V 5.5kW FSC UF | 1329.23
6SL3077-0AA00-0AH0 | eCoL DCB Extension | 608.84
6SL3220-1YC30-1UP0 | G120X IP20 200...240V 18.5kW FSD UF | 3041.37
6SL3220-1YC32-1UF0 | G120X IP20 200...240V 22kW FSE UF | 3581.87
6SL3220-1YC38-0UB0 | G120X IP20 200...240V 45kW FSF UF | 5948.28
6SL3220-1YC38-1UB0 | G120X IP20 200...240V 45kW FSF UF | 6060.41
6SL3220-1YE14-1AB0 | G120X IP20 380...480V 1.5kW FSA C2 | 937.63
6SL3220-1YE16-0AF0 | G120X IP20 380...480V 2.2kW FSA C2 | 1027.59
6SL3220-1YE18-1AB0 | G120X IP20 380...480V 3kW FSA C2 | 1133.11
6SL3220-1YE20-1AF0 | G120X IP20 380...480V 4kW FSB C2 | 1390.98
6SL3220-2YC18-0UF0 | G120X IP20 200...240V 3kW FSB UF | 965.68
6SL3220-2YC18-1UP0 | G120X IP20 200...240V 3kW FSB UF | 1072.81
6SL3220-2YC22-1UF0 | G120X IP20 200...240V 5.5kW FSC UF | 1499.09
6SL3220-2YC30-0UP0 | G120X IP20 200...240V 18.5kW FSD UF | 2982.04
6SL3220-1YE32-0UB0 | G120X IP20 380...480V 22kW FSD UF | 3114.17
6SL3220-2YC34-1UP0 | G120X IP20 200...240V 30kW FSE UF | 4441.81
6SL3220-1YE32-0UF0 | G120X IP20 380...480V 22kW FSD UF | 3251.04
6SL3220-2YE10-0UB0 | G120X IP20 380...480V 0.75kW FSA UF | 735.83
6SL3220-2YE12-1AP0 | G120X IP20 380...480V 1.1kW FSA C2 | 1065.32
6SL3220-2YE14-0UB0 | G120X IP20 380...480V 1.5kW FSA UF | 799.02
6SL3220-2YE14-0UF0 | G120X IP20 380...480V 1.5kW FSA UF | 935.91
6SL3220-2YE16-0AP0 | G120X IP20 380...480V 2.2kW FSA C2 | 1075.38
6SL3220-1YE42-0AP0 | G120X IP20 380...480V 75kW FSF C2 | 8635.96
6SL3220-1YE42-1AP0 | G120X IP20 380...480V 75kW FSF C2 | 8748.06
6SL3220-2YE18-0UP0 | G120X IP20 380...480V 3kW FSA UF | 1099.42
6SL3220-2YE18-1UB0 | G120X IP20 380...480V 3kW FSA UF | 1079.64
6FX8008-1BA51-1CC0 | POWER CABLE, SOLD BY THE METER | 1002.11
6SL3220-1YE38-1UF0 | G120X IP20 380...480V 45kW FSE UF | 5655.6
6SL3220-1YE40-1AF0 | G120X IP20 380...480V 55kW FSE C2 | 7400.31
6SL3220-1YE44-1UF0 | G120X IP20 380...480V 90kW FSF UF | 9517.33
6SL3220-1YE46-0AF0 | G120X IP20 380...480V 110kW FSF C2 | 11624.51
6SL3220-1YE48-0AB0 | G120X IP20 380...480V 132kW FSF C2 | 12899.48
6SL3220-2YE16-1UP0 | G120X IP20 380...480V 2.2kW FSA UF | 1099.16
6SL3220-2YE18-0UF0 | G120X IP20 380...480V 3kW FSA UF | 1104.39
6SL3220-2YE22-1AB0 | G120X IP20 380...480V 5.5kW FSB C2 | 1439.43
6SL3220-2YE22-1UF0 | G120X IP20 380...480V 5.5kW FSB UF | 1420.12
6SL3220-2YE24-0UP0 | G120X IP20 380...480V 7.5kW FSB UF | 1527.66
6SL3220-2YE26-0AB0 | G120X IP20 380...480V 11kW FSC C2 | 2014.9
6SL3220-2YE28-0UF0 | G120X IP20 380...480V 15kW FSC UF | 2382.13
6SL3220-2YE28-1UB0 | G120X IP20 380...480V 15kW FSC UF | 2357.37
6SL3220-2YE30-0UB0 | G120X IP20 380...480V 18.5kW FSD UF | 2666.48
6SL3220-1YE54-0AF0 | G120X IP20 380...480V 250kW FSG C2 | 22897.08
6SL3220-1YE56-1CB0 | G120X IP20 380...480V 315kW FSH C3 | 24295.51
6SL3220-2YE32-1UP0 | G120X IP20 380...480V 22kW FSD UF | 3410.97
6SL3220-2YE36-0AF0 | G120X IP20 380...480V 37kW FSD C2 | 5253.03
6SL3220-2YE36-1AF0 | G120X IP20 380...480V 37kW FSD C2 | 5365.15
6SL3220-1YH18-0UF0 | G120X IP20 500...690V 3kW FSD UF | 1329.08
6SL3220-1YH20-1AP0 | G120X IP20 500...690V 4kW FSD C2 | 1690.82
6SL3220-1YH20-1UP0 | G120X IP20 500...690V 4kW FSD UF | 1554.86
6SL3220-2YE42-1AF0 | G120X IP20 380...480V 75kW FSF C2 | 8805.82
6SL3220-2YE44-0UB0 | G120X IP20 380...480V 90kW FSF UF | 9321.11
6SL3220-2YE46-1UF0 | G120X IP20 380...480V 110kW FSF UF | 10843.93
6SL3220-2YE48-1AB0 | G120X IP20 380...480V 132kW FSF C2 | 13064.37
6SL3220-2YE50-1AF0 | G120X IP20 380...480V 160kW FSG C2 | 16030.61
6SL3220-2YE52-0AF0 | G120X IP20 380...480V 200kW FSG C2 | 18342.81
6SL3220-2YE54-0CB0 | G120X IP20 380...480V 250kW FSG C3 | 20223.78
6SL3220-1YH22-1UB0 | G120X IP20 500...690V 5.5kW FSD UF | 1512.58
6SL3220-1YH24-1UP0 | G120X IP20 500...690V 7.5kW FSD UF | 1857.62
6SL3220-1YH26-0AP0 | G120X IP20 500...690V 11kW FSD C2 | 2384.94
6SL3220-2YE60-1CB0 | G120X IP20 380...480V 400kW FSH C3 | 32024.19
6SL3220-1YH28-1AB0 | G120X IP20 500...690V 15kW FSD C2 | 2906.78
6SL3220-1YH30-0AP0 | G120X IP20 500...690V 18.5kW FSD C2 | 3422.8
6SL3220-1YH30-0UF0 | G120X IP20 500...690V 18.5kW FSD UF | 3144.16
6SL3220-1YH30-1UF0 | G120X IP20 500...690V 18.5kW FSD UF | 3256.28
6SL3220-2YH20-0AP0 | G120X IP20 500...690V 4kW FSD C2 | 1631.48
6SL3220-1YH32-1UF0 | G120X IP20 500...690V 22kW FSD UF | 3831.78
6SL3220-1YH36-0AP0 | G120X IP20 500...690V 37kW FSD C2 | 5891.72
6SL3220-1YH40-0UB0 | G120X IP20 500...690V 55kW FSE UF | 7531.71
6SL3220-2YH24-0AB0 | G120X IP20 500...690V 7.5kW FSD C2 | 1862.98
6SL3220-2YH26-1AF0 | G120X IP20 500...690V 11kW FSD C2 | 2554.83
6SL3220-3YE54-1CB0 | G120X IP20 380...480V 250kW FSG C3 | 20441.39
6SL3230-3YC22-1UF0 | G120X IP20 200...240V 5.5kW FSC UF | 1861.23
6SL3230-3YC24-0UF0 | G120X IP20 200...240V 7.5kW FSC UF | 2014.69
6SL3230-3YC30-1UB0 | G120X IP20 200...240V 18.5kW FSD UF | 3425.1
6SL3230-3YC32-1UB0 | G120X IP20 200...240V 22kW FSE UF | 3985.81
6SL3220-3YC10-0UP0 | G120X IP20 200...240V 0.75kW FSA UF | 869.28
6SL3220-3YE66-0CB0 | G120X IP20 380...480V 560kW FSJ C3 | 46553.83
6SL3230-3YE10-0AP0 | G120X IP20 380...480V 0.75kW FSA C2 | 1143.66
6SL3220-3YC12-0UB0 | G120X IP20 200...240V 1.1kW FSA UF | 749.3
6SL3230-1YH20-0UP0 | G120X IP20 500...690V 4kW FSD UF | 1674.14
6SL3230-1YH20-1UF0 | G120X IP20 500...690V 4kW FSD UF | 1791.23
6SL3220-3YH22-0UF0 | G120X IP20 500...690V 5.5kW FSD UF | 1695.63
6SL3220-3YC18-1UF0 | G120X IP20 200...240V 3kW FSB UF | 1183.32
6SL3230-3YE12-1AB0 | G120X IP20 380...480V 1.1kW FSA C2 | 1169.64
6SL3230-3YE14-0AB0 | G120X IP20 380...480V 1.5kW FSA C2 | 1139.69
6SL3230-3YE14-1AB0 | G120X IP20 380...480V 1.5kW FSA C2 | 1251.81
6SL3220-3YH22-1UB0 | G120X IP20 500...690V 5.5kW FSD UF | 1670.88
6SL3220-3YC32-1UB0 | G120X IP20 200...240V 22kW FSE UF | 3603.28
6SL3220-3YH30-0AF0 | G120X IP20 500...690V 18.5kW FSD C2 | 3586.07
6SL3230-3YE16-0AB0 | G120X IP20 380...480V 2.2kW FSA C2 | 1230.08
6SL3220-3YC32-1UF0 | G120X IP20 200...240V 22kW FSE UF | 3740.14
6SL3220-3YC40-0UB0 | G120X IP20 200...240V 55kW FSF UF | 6514.69
6SL3220-3YH32-0AP0 | G120X IP20 500...690V 22kW FSD C2 | 4187.94
6SL3220-3YH32-0UF0 | G120X IP20 500...690V 22kW FSD UF | 3877.98
6SL3220-3YE12-0UP0 | G120X IP20 380...480V 1.1kW FSA UF | 987.3
6SL3230-3YE18-0AB0 | G120X IP20 380...480V 3kW FSA C2 | 1385.53
6SL3230-3YE24-0AP0 | G120X IP20 380...480V 7.5kW FSB C2 | 2111.58
6SL3230-3YE26-0AB0 | G120X IP20 380...480V 11kW FSC C2 | 2427.4
6SL3230-3YE26-0UP0 | G120X IP20 380...480V 11kW FSC UF | 2298.17
6SL3220-3YE18-0AB0 | G120X IP20 380...480V 3kW FSA C2 | 1179.3
6SL3220-3YH34-0AF0 | G120X IP20 500...690V 30kW FSD C2 | 4532.02
6SL3220-3YE22-0AF0 | G120X IP20 380...480V 5.5kW FSB C2 | 1569.72
6SL3230-3YE30-0AB0 | G120X IP20 380...480V 18.5kW FSD C2 | 3412.95
6SL3230-1YH30-0UB0 | G120X IP20 500...690V 18.5kW FSD UF | 3364.63
6SL3220-3YH36-0AF0 | G120X IP20 500...690V 37kW FSD C2 | 5364.01
6SL3230-3YE30-0UF0 | G120X IP20 380...480V 18.5kW FSD UF | 3266.21
6SL3230-3YE32-0AP0 | G120X IP20 380...480V 22kW FSD C2 | 4101.8
6SL3220-3YE22-1UF0 | G120X IP20 380...480V 5.5kW FSB UF | 1525.64
6SL3230-1YH32-0UP0 | G120X IP20 500...690V 22kW FSD UF | 4097.21
6SL3230-3YE34-0AB0 | G120X IP20 380...480V 30kW FSD C2 | 4801.52
6SL3230-1YH36-0AF0 | G120X IP20 500...690V 37kW FSD C2 | 6329.59
6SL3230-3YE36-0AF0 | G120X IP20 380...480V 37kW FSD C2 | 5791.43
6SL3230-3YE36-0UF0 | G120X IP20 380...480V 37kW FSD UF | 5361.01
6SL3220-3YH36-1UF0 | G120X IP20 500...690V 37kW FSD UF | 5736.72
6SL3220-3YH40-1AP0 | G120X IP20 500...690V 55kW FSE C2 | 8537.32
6SL3230-3YE40-1AP0 | G120X IP20 380...480V 55kW FSE C2 | 8036.88
6SL3220-3YE32-0AP0 | G120X IP20 380...480V 22kW FSD C2 | 3719.27
6SL3220-3YE32-1AF0 | G120X IP20 380...480V 22kW FSD C2 | 3836.36
6SL3230-1YH36-1UP0 | G120X IP20 500...690V 37kW FSD UF | 6006.32
6SL3230-1YH38-1UB0 | G120X IP20 500...690V 45kW FSE UF | 6789.28
6SL3220-3YH44-1UB0 | G120X IP20 500...690V 90kW FSF UF | 10930.49
6SL3230-3YE44-1AP0 | G120X IP20 380...480V 90kW FSF C2 | 11079.22
6SL3230-1YH38-1UP0 | G120X IP20 500...690V 45kW FSE UF | 6921.19
6SL3230-3YE46-1UP0 | G120X IP20 380...480V 110kW FSF UF | 11503.24
6SL3230-3YE50-0AF0 | G120X IP20 380...480V 160kW FSG C2 | 16633.16
6SL3220-3YH52-1CB0 | G120X IP20 500...690V 200kW FSG C3 | 18779.44
6SL3230-1YH40-0UB0 | G120X IP20 500...690V 55kW FSE UF | 8014.96
6SL3230-1YH42-0CB0 | G120X IP20 500...690V 75kW FSF C3 | 9921.27
6SL3230-1YH44-1CP0 | G120X IP20 500...690V 90kW FSF C3 | 11994.42
6SL3230-3YE52-1CB0 | G120X IP20 380...480V 200kW FSG C3 | 16998.25
6SL3230-3YE54-0AF0 | G120X IP20 380...480V 250kW FSG C2 | 23714.88
6SL3230-3YE54-1CF0 | G120X IP20 380...480V 250kW FSG C3 | 21237.77
6SL3230-1YH48-0CB0 | G120X IP20 500...690V 132kW FSF C3 | 14869.25
6SL3230-3YH18-1AB0 | G120X IP20 500...690V 3kW FSD C2 | 1775.11
6SL3230-1YH54-0CF0 | G120X IP20 500...690V 250kW FSG C3 | 23994.51
6SL3230-3YH18-1AF0 | G120X IP20 500...690V 3kW FSD C2 | 1912.01
6SL3220-1YE34-0AP0 | G120X IP20 380...480V 30kW FSD C2 | 4367.44
6SL3220-1YE34-0UP0 | G120X IP20 380...480V 30kW FSD UF | 4005.12
6SL3220-1YE34-1UP0 | G120X IP20 380...480V 30kW FSD UF | 4117.24
6SL3220-1YE36-0AB0 | G120X IP20 380...480V 37kW FSD C2 | 5063.38
6SL3220-1YE38-1UP0 | G120X IP20 380...480V 45kW FSE UF | 5650.63
6SL3220-1YE40-0AF0 | G120X IP20 380...480V 55kW FSE C2 | 7288.21
6SL3220-2YE16-1AF0 | G120X IP20 380...480V 2.2kW FSA C2 | 1192.49
6SL3220-2YE16-1UB0 | G120X IP20 380...480V 2.2kW FSA UF | 967.28
6SL3220-1YE40-0UB0 | G120X IP20 380...480V 55kW FSE UF | 6547.99
6SL3220-2YE20-0UB0 | G120X IP20 380...480V 4kW FSB UF | 1058.79
6SL3220-2YE20-0UF0 | G120X IP20 380...480V 4kW FSB UF | 1195.69
6SL3220-2YE20-1AB0 | G120X IP20 380...480V 4kW FSB C2 | 1306.86
6SL3220-2YE20-1AP0 | G120X IP20 380...480V 4kW FSB C2 | 1438.77
6SL3220-2YE24-0AP0 | G120X IP20 380...480V 7.5kW FSB C2 | 1724.27
6SL3220-2YE28-1UF0 | G120X IP20 380...480V 15kW FSC UF | 2494.25
6SL3220-1YE52-1AB0 | G120X IP20 380...480V 200kW FSG C2 | 18265.26
6SL3220-1YE52-1CB0 | G120X IP20 380...480V 200kW FSG C3 | 16205.63
6SL3220-1YE66-0CP0 | G120X IP20 380...480V 560kW FSJ C3 | 46527.6
6SL3220-2YE32-1AP0 | G120X IP20 380...480V 22kW FSD C2 | 3725.88
6SL3220-2YE34-0UP0 | G120X IP20 380...480V 30kW FSD UF | 4057.91
6SL3210-1KE14-3EF1 | R SINAMICS G120C PN 1,5KW FILA | 932.08
6FX8008-1BB51-1JA0 | POWER CABLE, SOLD BY THE METER | 2951.04
6FX8008-1BB61-1BB0 | POWER CABLE,SOLD BY THE METER, | 542.07
6GK1706-1NW16-0AC0 | IE SNMP OPC-SERVER POWERPACK V16 | 1133.94
6FX8008-1BB61-1GA0 | POWER CABLE,SOLD BY THE METER, | 2882.89
6GK1713-5DB16-0AA0 | HARDNET-PB DP V16 | 686.37
6FX8012-5CN05-1BD5 | POWER CABLE PREASSEMBLED EXT. | 427.76
6FX8012-5CN06-1AH0 | POWER CABLE PREASSEMBLED | 285.72
6FX8012-5CN06-1AJ5 | POWER CABLE PREASSEMBLED | 306.94
6FX8012-5CS17-1BG0 | POWER CABLE PREASSEMBLED | 1149.45
6FX8012-5CS31-1FF0 | POWER CABLE, PREASSEMBLED | 1214.45
6FX8012-5CS36-1BF0 | POWER CABLE PREASSEMBLED | 456.75
6FX8012-5CS51-1GF0 | POWER CABLE, PREASSEMBLED | 1977.56
6FX8012-5DN05-1BE6 | POWER CABLE PREASSEMBLED EXT. | 513.15
6FX8012-5DN06-1AH0 | POWER CABLE PREASSEMBLED | 322.51
6FX8012-5DN06-1AJ5 | POWER CABLE PREASSEMBLED | 350.13
6FX8012-5DN06-1BE0 | POWER CABLE PREASSEMBLED | 419.04
6FX8012-5DN06-1BH0 | POWER CABLE PREASSEMBLED | 460.43
6FX8012-5DN46-1BA0 | POWER CABLE PREASSEMBLED | 481
6GK1906-0EB00 | Power M12 Cable Connector Pro (L-coded) | 58.85
6FX8012-5DN46-1BB5 | POWER CABLE PREASSEMBLED | 519.62
6FX8012-5DS06-1BE0 | POWER CABLE PREASSEMBLED | 419.04
6SL3054-7TG00-2BA0 | SINAMICS G120 Multicard V4.7 SP13 | 120.4
6SL3210-5HE13-5UF0 | SINAMICS S210, 3AC 400V, 3.5kW | 2231.99
6SL3070-4GA01-0XK5 | SINAMICS DCC V16 Combo Upgrade OSD | 538.97
6SL3074-0AA08-6AH0 | eCoL Island Grid Control (101-200kW) | 5166.22
6SL3074-0AA10-0AH0 | eCoL extended Safety functions | 306.47
6SL3074-0AA15-0AH0 | eCoL cogging torque compensation | 838.33
6SL3074-0AA20-0AH0 | eCoL advanced Safety functions | 537.19
6SL3220-2YH28-0UF0 | G120X IP20 500...690V 15kW FSD UF | 2712.51
6SL3220-2YH28-0UP0 | G120X IP20 500...690V 15kW FSD UF | 2707.53
6SL3220-2YH28-1AF0 | G120X IP20 500...690V 15kW FSD C2 | 3096.43
6SL3220-2YH28-1UF0 | G120X IP20 500...690V 15kW FSD UF | 2824.62
6SL3220-2YH30-0AB0 | G120X IP20 500...690V 18.5kW FSD C2 | 3343.68
6SL3220-2YH32-1AF0 | G120X IP20 500...690V 22kW FSD C2 | 4199.51
6SL3220-2YH32-1UP0 | G120X IP20 500...690V 22kW FSD UF | 3879.59
6SL3220-2YH34-0AF0 | G120X IP20 500...690V 30kW FSD C2 | 5007.69
6SL3220-2YH34-0UB0 | G120X IP20 500...690V 30kW FSD UF | 4508.51
6SL3220-2YE22-0UB0 | G120X IP20 380...480V 5.5kW FSB UF | 1171.12
6SL3220-2YE22-1AF0 | G120X IP20 380...480V 5.5kW FSB C2 | 1576.3
6SL3220-1YE50-1CF0 | G120X IP20 380...480V 160kW FSG C3 | 14196.78
6SL3220-1YE52-0AF0 | G120X IP20 380...480V 200kW FSG C2 | 18290.04
6SL3220-2YE32-0AP0 | G120X IP20 380...480V 22kW FSD C2 | 3613.76
6SL3220-1YE54-1AB0 | G120X IP20 380...480V 250kW FSG C2 | 22872.3
6SL3220-1YE56-1CF0 | G120X IP20 380...480V 315kW FSH C3 | 24426.72
6SL3220-1YE62-0CP0 | G120X IP20 380...480V 450kW FSJ C3 | 36538.07
6SL3220-1YE64-1CP0 | G120X IP20 380...480V 500kW FSJ C3 | 41105.47
6SL3220-2YE34-1AB0 | G120X IP20 380...480V 30kW FSD C2 | 4400.44
6SL3220-2YE34-1UP0 | G120X IP20 380...480V 30kW FSD UF | 4170.01
6GK7545-1GX00-0XE0 | Communication processor CP 1545-1 | 2850.82
6FX8008-1BB41-1FA0 | POWER CABLE,SOLD BY THE METER, | 1303.57
6GK1706-1NX16-0AA0 | IE SNMP OPC-SERVER EXTENDED V16 | 2546.26
6FX8012-2EQ31-1BA0 | SIGNAL CABLE, PREASSEMBLED, | 259.23
6FX8012-5CN01-1AF0 | POWER CABLE PREASSEMBLED | 343.4
6FX8012-5CN01-1CC0 | POWER CABLE PREASSEMBLED | 572.24
6FX8012-5CN01-1CF0 | POWER CABLE PREASSEMBLED | 612.61
6GT2810-2AC84 | SIMATIC RF630L,Smartlabel, PET;73x12,5mm | 0.53
6FX8012-5CN31-1BG0 | POWER CABLE PREASSEMBLED | 605.24
6FX8012-5CS01-1AD5 | POWER CABLE, PREASSEMBLED | 330.02
6FX8012-5CS01-1BJ0 | POWER CABLE, PREASSEMBLED | 518.42
6FX8012-5DA05-1AE5 | POWER CABLE, PREASSEMBLED EXT. | 345.17
6FX8012-5DA48-1AH0 | POWER CABLE, PREASSEMBLED EXT. | 578.09
6FX8012-5DN05-1BC4 | POWER CABLE PREASSEMBLED EXT. | 479.59
6FX8012-5DN05-1BE0 | POWER CABLE PREASSEMBLED EXT. | 496.36
6FX8012-5DN06-1CA0 | POWER CABLE PREASSEMBLED | 501.81
6FX8012-5DN06-1DA0 | POWER CABLE PREASSEMBLED | 639.73
6FX8012-5DN36-1CA0 | POWER CABLE PREASSEMBLED | 607.17
6FX8012-5DQ15-1AG5 | POWER CABLE EXTENSION | 399.17
6FX8012-5DS06-1AJ0 | POWER CABLE PREASSEMBLED | 336.34
6FX8012-5DS06-1CJ0 | POWER CABLE PREASSEMBLED | 612.14
6SL3210-5BB22-2UV1 | SINAMICS V20, 1AC230V 2,2kW Unfilter | 344.75
6SL3072-4AA02-0XL8 | SINAMICS Startdrive Advanced SUS DVD | 321.54
6SL3074-0AA03-0AH0 | eCoL PN-Gate for CBE20 | 720.08
6SL3220-1YC18-0UB0 | G120X IP20 200...240V 3kW FSB UF | 776.01
6SL3074-0AA08-2AH0 | eCoL Island Grid Control (951-1250kW) | 18944.96
6SL3077-0AA00-8AH0 | eCoL SINAMICS TEC SERVCOUP | 1900.08
6SL3220-1YC26-1UB0 | G120X IP20 200...240V 11kW FSD UF | 1932.93
6SL3220-1YC34-1UP0 | G120X IP20 200...240V 30kW FSE UF | 4389.05
6SL3220-1YC40-0UB0 | G120X IP20 200...240V 55kW FSF UF | 7203.8
6SL3220-1YH40-0UP0 | G120X IP20 500...690V 55kW FSE UF | 7663.62
6SL3220-2YH30-0AF0 | G120X IP20 500...690V 18.5kW FSD C2 | 3480.56
6SL3220-2YH32-1AB0 | G120X IP20 500...690V 22kW FSD C2 | 4062.63
6SL3220-3YE38-1AB0 | G120X IP20 380...480V 45kW FSE C2 | 6185.11
6SL3220-3YE38-1AF0 | G120X IP20 380...480V 45kW FSE C2 | 6321.99
6SL3220-2YH36-0AB0 | G120X IP20 500...690V 37kW FSD C2 | 5812.61
6SL3220-3YE42-1AP0 | G120X IP20 380...480V 75kW FSF C2 | 8906.37
6SL3220-3YE44-0AP0 | G120X IP20 380...480V 90kW FSF C2 | 10433.5
6SL3220-2YH40-1AF0 | G120X IP20 500...690V 55kW FSE C2 | 8436.79
6SL3220-1YH44-1CF0 | G120X IP20 500...690V 90kW FSF C3 | 11465.79
6SL3220-2YH42-1CB0 | G120X IP20 500...690V 75kW FSF C3 | 9577.75
6SL3220-3YE46-0UF0 | G120X IP20 380...480V 110kW FSF UF | 10837.34
6SL3220-1YH46-0UB0 | G120X IP20 500...690V 110kW FSF UF | 12125
6SL3220-1YH48-0CB0 | G120X IP20 500...690V 132kW FSF C3 | 14285.27
6SL3220-1YH48-0UB0 | G120X IP20 500...690V 132kW FSF UF | 13576.44
6SL3220-2YH44-1UF0 | G120X IP20 500...690V 90kW FSF UF | 10961.87
6SL3230-3YH24-0AF0 | G120X IP20 500...690V 7.5kW FSD C2 | 2387.17
6SL3230-2YC12-1UP0 | G120X IP20 200...240V 1.1kW FSA UF | 1018.5
6SL3230-2YC18-0UB0 | G120X IP20 200...240V 3kW FSB UF | 1035.03
6SL3230-3YH24-1UP0 | G120X IP20 500...690V 7.5kW FSD UF | 2297.71
6SL3230-2YC26-0UF0 | G120X IP20 200...240V 11kW FSD UF | 2317.43
6SL3230-3YH30-0UB0 | G120X IP20 500...690V 18.5kW FSD UF | 3522.91
6SL3230-3YH30-1UP0 | G120X IP20 500...690V 18.5kW FSD UF | 3766.92
6SL3230-2YC32-0UB0 | G120X IP20 200...240V 22kW FSE UF | 3768.17
6SL3230-3YH32-1UP0 | G120X IP20 500...690V 22kW FSD UF | 4367.62
6SL3230-2YC36-1UB0 | G120X IP20 200...240V 37kW FSF UF | 5555.77
6SL3520-0XA00-5AB0 | G115D WM IP65/66 380..480V 0,55kW FSA C2 | 714.25
6SL3230-3YH34-1UF0 | G120X IP20 500...690V 30kW FSD UF | 5270.71
6SL3230-3YH38-0AF0 | G120X IP20 500...690V 45kW FSE C2 | 7480.45
6SL3230-2YE10-1AP0 | G120X IP20 380...480V 0.75kW FSA C2 | 1150.27
6SL3230-3YH38-0UF0 | G120X IP20 500...690V 45kW FSE UF | 6972.34
6SL3230-2YE12-1AP0 | G120X IP20 380...480V 1.1kW FSA C2 | 1196.01
6SL3520-0XA05-5AB0 | G115D WM IP65/66 380...480V 5,5kW FSC C2 | 2053.22
6SL3230-3YH42-0UP0 | G120X IP20 500...690V 75kW FSF UF | 9744.21
6SL3230-2YE14-0UP0 | G120X IP20 380...480V 1.5kW FSA UF | 1086.82
6SL3230-2YE16-0UP0 | G120X IP20 380...480V 2.2kW FSA UF | 1168.12
6SL3230-2YE18-0AF0 | G120X IP20 380...480V 3kW FSA C2 | 1416.91
6SL3520-0XA25-5AF0 | G115D WM IP65/66 380...480V 5,5kW FSC C2 | 2493.88
6SL3230-3YH48-1CF0 | G120X IP20 500...690V 132kW FSF C3 | 15276.51
6SL3230-3YH48-1UP0 | G120X IP20 500...690V 132kW FSF UF | 14562.7
6SL3520-0XA64-0AF0 | G115D WM IP65/66 380...480V 4kW FSB C2 | 2113.64
6SL3520-0XA65-5AB0 | G115D WM IP65/66 380...480V 5,5kW FSC C2 | 2114.06
6SL3255-0BE00-0AA0 | SINAMICS G120X IO Expansion module | 183.75
6SL3230-2YE20-1UB0 | G120X IP20 380...480V 4kW FSB UF | 1402.32
6SL3230-1YC22-0UB0 | G120X IP20 200...240V 5.5kW FSC UF | 1453.96
6SL3520-0XB02-2AF0 | G115D WM IP65/66 380...480V 2,2kW FSB C2 | 1818.46
6SL3520-0XB40-3AF0 | G115D WM IP65/66 380..480V 0,37kW FSA C2 | 1362.06
6SL3520-0XC00-3AF0 | G115D WM IP65/66 380..480V 0,37kW FSA C2 | 1362.06
6SL3230-2YE24-1UP0 | G120X IP20 380...480V 7.5kW FSB UF | 1921.59
6SL3230-1YC28-0UB0 | G120X IP20 200...240V 15kW FSD UF | 2678.8
6SL3230-2YE28-0AP0 | G120X IP20 380...480V 15kW FSC C2 | 2981.08
6SL3520-0XC03-0AB0 | G115D WM IP65/66 380...480V 3kW FSB C2 | 1552.82
6SL3520-0XC04-0AB0 | G115D WM IP65/66 380...480V 4kW FSB C2 | 1834.41
6SL3230-1YC32-0UF0 | G120X IP20 200...240V 22kW FSE UF | 3852.28
6SL3520-0XD00-3AB0 | G115D WM IP65/66 380..480V 0,37kW FSA C2 | 921.39
6SL3230-1YE10-0UB0 | G120X IP20 380...480V 0.75kW FSA UF | 788.59
6SL3230-1YE12-0AF0 | G120X IP20 380...480V 1.1kW FSA C2 | 1036.11
6SL3230-1YE12-1AP0 | G120X IP20 380...480V 1.1kW FSA C2 | 1143.24
6SL3230-1YE14-0AB0 | G120X IP20 380...480V 1.5kW FSA C2 | 981.4
6SL3230-1YE14-1AB0 | G120X IP20 380...480V 1.5kW FSA C2 | 1093.53
6SL3230-2YE30-0UB0 | G120X IP20 380...480V 18.5kW FSD UF | 3023.81
6SL3230-2YE32-0UF0 | G120X IP20 380...480V 22kW FSD UF | 3686.34
6SL3230-1YE16-1AP0 | G120X IP20 380...480V 2.2kW FSA C2 | 1315.79
6SL3520-0XD02-2AB0 | G115D WM IP65/66 380...480V 2,2kW FSB C2 | 1377.75
6SL3520-0XD03-0AB0 | G115D WM IP65/66 380...480V 3kW FSB C2 | 1552.82
6SL3266-1PB00-0BA0 | SINAMICS G120X P21 Top Cover FSB | 45.02
6SL3230-1YE22-0UB0 | G120X IP20 380...480V 5.5kW FSB UF | 1374.98
6SL3230-1YE24-0UB0 | G120X IP20 380...480V 7.5kW FSB UF | 1624.79
6SL3230-1YE24-1UF0 | G120X IP20 380...480V 7.5kW FSB UF | 1873.79
6SL3230-2YE36-0UP0 | G120X IP20 380...480V 37kW FSD UF | 5250.5
6FX8012-5CN01-1BA0 | POWER CABLE PREASSEMBLED | 410.7
6FX8012-5CN01-1BG0 | POWER CABLE PREASSEMBLED | 491.45
6FX8012-5CN01-1BJ0 | POWER CABLE PREASSEMBLED | 518.36
6FX8012-5CN01-1CA5 | POWER CABLE PREASSEMBLED | 558.76
6FX8012-5CN41-1AE5 | POWER CABLE PREASSEMBLED | 457.08
6FX8012-5CN46-1BC0 | POWER CABLE PREASSEMBLED | 462.67
6FX8012-5CQ58-1BC0 | POWER CABLE EXTENSION | 694.69
6FX8012-5CQ58-1BF0 | POWER CABLE EXTENSION | 765.4
6FX8012-5CQ68-1BB0 | POWER CABLE EXTENSION | 813.11
6FX8012-5DN01-1CF0 | POWER CABLE, PREASSEMBLED | 732.8
6FX8012-5DN01-1DK0 | POWER CABLE, PREASSEMBLED | 977.85
6FX8012-5DN01-1EB0 | POWER CABLE, PREASSEMBLED | 1012.84
6FX8012-5DN01-1ED0 | POWER CABLE, PREASSEMBLED | 1047.86
6FX8012-5DN06-1DF0 | POWER CABLE PREASSEMBLED | 708.69
6FX8012-5DN16-1BB6 | POWER CABLE PREASSEMBLED | 419.32
6FX8012-5DN16-1BC0 | POWER CABLE PREASSEMBLED | 419.32
6FX8012-5DQ15-1AG6 | POWER CABLE EXTENSION | 399.17
6FX8012-5DQ48-1AD2 | POWER CABLE PREASSEMBLED EXT. | 507.35
6GK5206-2RS00-2AC2 | SCALANCE XC206-2G PoE | 2608.52
6GK5208-0RA00-5AC2 | SCALANCE XC208G PoE (DC 54 V) | 2310.47
6SL3220-1YC10-1UP0 | G120X IP20 200...240V 0.75kW FSA UF | 823.09
6SL3220-1YC12-0UB0 | G120X IP20 200...240V 1.1kW FSA UF | 591.03
6SL3220-1YC12-1UB0 | G120X IP20 200...240V 1.1kW FSA UF | 703.13
6SL3220-1YC14-1UP0 | G120X IP20 200...240V 1.5kW FSA UF | 876.82
6SL3220-1YC26-1UP0 | G120X IP20 200...240V 11kW FSD UF | 2064.84
6SL3220-1YC28-0UB0 | G120X IP20 200...240V 15kW FSD UF | 2346.64
6SL3220-1YC30-0UB0 | G120X IP20 200...240V 18.5kW FSD UF | 2797.37
6SL3220-1YC30-0UF0 | G120X IP20 200...240V 18.5kW FSD UF | 2934.25
6SL3220-2YH30-1AB0 | G120X IP20 500...690V 18.5kW FSD C2 | 3455.78
6SL3220-2YH30-1AF0 | G120X IP20 500...690V 18.5kW FSD C2 | 3592.66
6SL3220-3YE36-1UP0 | G120X IP20 380...480V 37kW FSD UF | 5035.24
6SL3220-3YE40-1UF0 | G120X IP20 380...480V 55kW FSE UF | 6955.27
6SL3220-3YE42-0AB0 | G120X IP20 380...480V 75kW FSF C2 | 8662.36
6SL3220-2YH36-1UB0 | G120X IP20 500...690V 37kW FSD UF | 5494.3
6SL3220-2YH36-1UF0 | G120X IP20 500...690V 37kW FSD UF | 5631.2
6SL3220-3YE42-0AP0 | G120X IP20 380...480V 75kW FSF C2 | 8794.23
6SL3220-1YH44-1CP0 | G120X IP20 500...690V 90kW FSF C3 | 11460.81
6SL3220-1YH44-1UB0 | G120X IP20 500...690V 90kW FSF UF | 10772.22
6SL3220-1YH44-1UP0 | G120X IP20 500...690V 90kW FSF UF | 10904.09
6SL3220-2YH40-1UP0 | G120X IP20 500...690V 55kW FSE UF | 7828.49
6SL3220-1YH48-1CB0 | G120X IP20 500...690V 132kW FSF C3 | 14397.38
6SL3220-1YH48-1CP0 | G120X IP20 500...690V 132kW FSF C3 | 14529.28
6SL3220-1YH50-1CB0 | G120X IP20 500...690V 160kW FSG C3 | 16153.59
6SL3220-1YH52-0CB0 | G120X IP20 500...690V 200kW FSG C3 | 18509.04
6SL3220-1YH64-1CB0 | G120X IP20 500...690V 500kW FSJ C3 | 45060.57
6SL3220-3YE48-0UF0 | G120X IP20 380...480V 132kW FSF UF | 12099.44
6SL3220-3YE48-1UB0 | G120X IP20 380...480V 132kW FSF UF | 12074.67
6SL3220-1YH66-1CP0 | G120X IP20 500...690V 560kW FSJ C3 | 51278.76
6SL3220-2YH48-1UB0 | G120X IP20 500...690V 132kW FSF UF | 13741.33
6SL3220-2YH50-0CF0 | G120X IP20 500...690V 160kW FSG C3 | 16231.14
6SL3220-2YH52-0CB0 | G120X IP20 500...690V 200kW FSG C3 | 18561.83
6SL3220-2YC14-1UF0 | G120X IP20 200...240V 1.5kW FSA UF | 934.58
6SL3220-2YH60-0CB0 | G120X IP20 500...690V 400kW FSH C3 | 35098.59
6SL3220-2YH62-1CB0 | G120X IP20 500...690V 450kW FSH C3 | 40212.63
6SL3220-2YH64-0CB0 | G120X IP20 500...690V 500kW FSJ C3 | 45002.58
6SL3220-3YE52-1AB0 | G120X IP20 380...480V 200kW FSG C2 | 18423.57
6SL3230-3YC28-1UB0 | G120X IP20 200...240V 15kW FSD UF | 2949.19
6SL3230-3YC30-0UB0 | G120X IP20 200...240V 18.5kW FSD UF | 3313
6SL3220-2YH38-1AB0 | G120X IP20 500...690V 45kW FSE C2 | 6892.11
6SL3220-2YH38-1UB0 | G120X IP20 500...690V 45kW FSE UF | 6384.02
6SL3220-2YH40-0AF0 | G120X IP20 500...690V 55kW FSE C2 | 8324.69
6SL3220-2YH40-0UB0 | G120X IP20 500...690V 55kW FSE UF | 7584.48
6SL3220-2YH42-1UB0 | G120X IP20 500...690V 75kW FSF UF | 9110.49
6SL3220-2YH44-0UB0 | G120X IP20 500...690V 90kW FSF UF | 10712.89
6SL3220-1YH46-0UP0 | G120X IP20 500...690V 110kW FSF UF | 12256.87
6SL3220-1YH46-1UB0 | G120X IP20 500...690V 110kW FSF UF | 12237.1
6SL3220-2YH44-1UP0 | G120X IP20 500...690V 90kW FSF UF | 10956.88
6SL3220-2YH46-0CB0 | G120X IP20 500...690V 110kW FSF C3 | 12810.91
6SL3220-2YH46-0CP0 | G120X IP20 500...690V 110kW FSF C3 | 12942.8
6SL3220-2YH46-0UP0 | G120X IP20 500...690V 110kW FSF UF | 12309.67
6SL3220-2YC10-1UB0 | G120X IP20 200...240V 0.75kW FSA UF | 743.99
6SL3220-3YE52-0AB0 | G120X IP20 380...480V 200kW FSG C2 | 18311.45
6SL3220-3YE52-0CF0 | G120X IP20 380...480V 200kW FSG C3 | 14493.11
6SL3220-2YH46-1UF0 | G120X IP20 500...690V 110kW FSF UF | 12426.76
6SL3220-2YH56-0CP0 | G120X IP20 500...690V 315kW FSH C3 | 26787.17
6SL3220-2YH56-1CB0 | G120X IP20 500...690V 315kW FSH C3 | 26767.5
6SL3230-3YC14-1UP0 | G120X IP20 200...240V 1.5kW FSA UF | 1190.99
6SL3230-3YC16-0UB0 | G120X IP20 200...240V 2.2kW FSB UF | 1019.89
6SL3230-3YC20-1UB0 | G120X IP20 200...240V 4kW FSB UF | 1355.39
6SL3230-3YC22-0UF0 | G120X IP20 200...240V 5.5kW FSC UF | 1749.11
6SL3230-3YC22-1UB0 | G120X IP20 200...240V 5.5kW FSC UF | 1724.35
6SL3230-3YC22-1UP0 | G120X IP20 200...240V 5.5kW FSC UF | 1856.26
6SL3230-3YC24-1UB0 | G120X IP20 200...240V 7.5kW FSC UF | 1989.93
6SL3230-3YC36-0UF0 | G120X IP20 200...240V 37kW FSF UF | 5686.06
6SL3220-2YH64-1CB0 | G120X IP20 500...690V 500kW FSJ C3 | 45114.12
6SL3220-3YE60-0CP0 | G120X IP20 380...480V 400kW FSH C3 | 32147.8
6SL3220-3YE60-1CF0 | G120X IP20 380...480V 400kW FSH C3 | 32259.31
6SL3220-3YC16-0UB0 | G120X IP20 200...240V 2.2kW FSB UF | 838.81
6SL3230-3YE10-0AB0 | G120X IP20 380...480V 0.75kW FSA C2 | 1011.79
6SL3230-3YE10-0UF0 | G120X IP20 380...480V 0.75kW FSA UF | 1083.76
6SL3220-3YC16-0UP0 | G120X IP20 200...240V 2.2kW FSB UF | 970.72
6SL3230-1YH22-1AP0 | G120X IP20 500...690V 5.5kW FSD C2 | 2057.24
6SL3230-1YH22-1UP0 | G120X IP20 500...690V 5.5kW FSD UF | 1901.08
6SL3230-1YH24-0AB0 | G120X IP20 500...690V 7.5kW FSD C2 | 2092
6SL3230-1YH24-0AF0 | G120X IP20 500...690V 7.5kW FSD C2 | 2228.88
6SL3220-3YC26-1UF0 | G120X IP20 200...240V 11kW FSD UF | 2228.09
6SL3220-3YC28-1UF0 | G120X IP20 200...240V 15kW FSD UF | 2753.93
6SL3230-3YE14-0AP0 | G120X IP20 380...480V 1.5kW FSA C2 | 1271.6
6SL3230-3YE14-1AP0 | G120X IP20 380...480V 1.5kW FSA C2 | 1383.72
6SL3220-3YH30-0AP0 | G120X IP20 500...690V 18.5kW FSD C2 | 3581.07
6SL3220-3YC34-0UP0 | G120X IP20 200...240V 30kW FSE UF | 3932.55
6SL3220-3YC34-1UP0 | G120X IP20 200...240V 30kW FSE UF | 4547.35
6SL3220-3YC36-0UB0 | G120X IP20 200...240V 37kW FSF UF | 5116.27
6SL3220-3YC40-1UB0 | G120X IP20 200...240V 55kW FSF UF | 7474.21
6SL3220-3YE10-0AP0 | G120X IP20 380...480V 0.75kW FSA C2 | 1038.16
6SL3220-3YE10-0UP0 | G120X IP20 380...480V 0.75kW FSA UF | 973.25
6SL3220-3YE10-1AP0 | G120X IP20 380...480V 0.75kW FSA C2 | 1150.27
6SL3230-3YE20-0AF0 | G120X IP20 380...480V 4kW FSB C2 | 1668.55
6SL3230-3YE20-0UP0 | G120X IP20 380...480V 4kW FSB UF | 1527.62
6SL3230-3YE20-1AF0 | G120X IP20 380...480V 4kW FSB C2 | 1780.67
6SL3230-3YE20-1UF0 | G120X IP20 380...480V 4kW FSB UF | 1644.71
6SL3230-3YE22-0AF0 | G120X IP20 380...480V 5.5kW FSB C2 | 1826.32
6SL3220-3YE20-0AP0 | G120X IP20 380...480V 4kW FSB C2 | 1432.16
6SL3220-3YE48-0AF0 | G120X IP20 380...480V 132kW FSF C2 | 13194.66
6SL3220-1YH54-0CB0 | G120X IP20 500...690V 250kW FSG C3 | 23198.14
6SL3220-1YH58-1CB0 | G120X IP20 500...690V 355kW FSH C3 | 30329.8
6SL3220-1YH62-1CB0 | G120X IP20 500...690V 450kW FSH C3 | 40159.07
6SL3220-1YH68-0CP0 | G120X IP20 500...690V 630kW FSJ C3 | 57930.56
6SL3220-3YE50-1CB0 | G120X IP20 380...480V 160kW FSG C3 | 14218.21
6SL3220-2YC12-0UP0 | G120X IP20 200...240V 1.1kW FSA UF | 775.69
6SL3220-2YH48-1CB0 | G120X IP20 500...690V 132kW FSF C3 | 14450.18
6SL3220-2YC16-1UF0 | G120X IP20 200...240V 2.2kW FSB UF | 982.27
6SL3230-1YH18-0AF0 | G120X IP20 500...690V 3kW FSD C2 | 1641.58
6SL3220-2YH54-1CB0 | G120X IP20 500...690V 250kW FSG C3 | 23363.01
6SL3230-1YH18-0AP0 | G120X IP20 500...690V 3kW FSD C2 | 1636.61
6SL3220-2YH58-0CP0 | G120X IP20 500...690V 355kW FSH C3 | 30403.03
6SL3230-3YC18-0UP0 | G120X IP20 200...240V 3kW FSB UF | 1272.44
6SL3230-3YC20-0UF0 | G120X IP20 200...240V 4kW FSB UF | 1380.17
6SL3230-3YC24-1UP0 | G120X IP20 200...240V 7.5kW FSC UF | 2121.84
6SL3230-3YC26-0UP0 | G120X IP20 200...240V 11kW FSD UF | 2417.98
6SL3230-3YC32-0UP0 | G120X IP20 200...240V 22kW FSE UF | 4005.58
6SL3230-3YC34-0UB0 | G120X IP20 200...240V 30kW FSE UF | 4711.03
6SL3220-3YE64-0CB0 | G120X IP20 380...480V 500kW FSJ C3 | 41020.21
6SL3220-3YC10-0UF0 | G120X IP20 200...240V 0.75kW FSA UF | 874.26
6SL3230-3YC40-0UF0 | G120X IP20 200...240V 55kW FSF UF | 7982.21
6SL3220-3YC14-1UB0 | G120X IP20 200...240V 1.5kW FSA UF | 903.22
6SL3220-3YC18-1UB0 | G120X IP20 200...240V 3kW FSB UF | 1046.42
6SL3220-3YH18-1AP0 | G120X IP20 500...690V 3kW FSD C2 | 1700.78
6SL3220-3YH20-0UF0 | G120X IP20 500...690V 4kW FSD UF | 1606.01
6SL3230-1YH20-1UP0 | G120X IP20 500...690V 4kW FSD UF | 1786.26
6SL3220-3YC22-0UB0 | G120X IP20 200...240V 5.5kW FSC UF | 1355.63
6SL3230-3YE10-1AF0 | G120X IP20 380...480V 0.75kW FSA C2 | 1260.77
6SL3220-3YC24-0UB0 | G120X IP20 200...240V 7.5kW FSC UF | 1420.81
6SL3230-3YE12-0UP0 | G120X IP20 380...480V 1.1kW FSA UF | 1118.01
6SL3220-3YH24-0AF0 | G120X IP20 500...690V 7.5kW FSD C2 | 2105.37
6SL3220-3YH24-1AP0 | G120X IP20 500...690V 7.5kW FSD C2 | 2212.5
6SL3220-3YC30-0UP0 | G120X IP20 200...240V 18.5kW FSD UF | 2741.95
6SL3220-3YH28-1UP0 | G120X IP20 500...690V 15kW FSD UF | 2925.17
6SL3220-3YC36-0UF0 | G120X IP20 200...240V 37kW FSF UF | 5253.16
6SL3230-3YE16-1UP0 | G120X IP20 380...480V 2.2kW FSA UF | 1385.76
6SL3220-3YC36-1UP0 | G120X IP20 200...240V 37kW FSF UF | 5360.28
6SL3230-3YE18-0UP0 | G120X IP20 380...480V 3kW FSA UF | 1411.17
6SL3220-3YE12-0AB0 | G120X IP20 380...480V 1.1kW FSA C2 | 926.83
6SL3220-3YE12-0UB0 | G120X IP20 380...480V 1.1kW FSA UF | 855.39
6SL3230-1YH28-0AP0 | G120X IP20 500...690V 15kW FSD C2 | 3258.69
6SL3230-3YE18-1UF0 | G120X IP20 380...480V 3kW FSA UF | 1528.28
6SL3230-3YE22-0UP0 | G120X IP20 380...480V 5.5kW FSB UF | 1665.16
6SL3220-3YH34-0AP0 | G120X IP20 500...690V 30kW FSD C2 | 5108.24
6SL3220-3YH34-0UB0 | G120X IP20 500...690V 30kW FSD UF | 4614.03
6SL3220-3YE18-0UB0 | G120X IP20 380...480V 3kW FSA UF | 1073.03
6SL3230-3YE28-0AP0 | G120X IP20 380...480V 15kW FSC C2 | 3086.62
6SL3230-3YE28-0UP0 | G120X IP20 380...480V 15kW FSC UF | 2814.82
6SL3230-3YE30-1AB0 | G120X IP20 380...480V 18.5kW FSD C2 | 3525.08
6SL3230-1YH30-1AB0 | G120X IP20 500...690V 18.5kW FSD C2 | 3760.34
6SL3220-3YE22-0UB0 | G120X IP20 380...480V 5.5kW FSB UF | 1276.64
6SL3220-3YE22-1UP0 | G120X IP20 380...480V 5.5kW FSB UF | 1520.66
6SL3220-3YE26-0AF0 | G120X IP20 380...480V 11kW FSC C2 | 2257.29
6SL3220-3YE26-0UB0 | G120X IP20 380...480V 11kW FSC UF | 1859.3
6SL3230-2YE36-1AF0 | G120X IP20 380...480V 37kW FSD C2 | 5798.03
6SL3520-0XE07-5AA0 | G115D WM IP65/66 380...480V 7,5kW FSC C2 | 3144.14
6SL3520-0XE40-5AF0 | G115D WM IP65/66 380..480V 0,55kW FSA C2 | 1439.08
6SL3230-1YE30-1AB0 | G120X IP20 380...480V 18.5kW FSD C2 | 3366.77
6SL3230-1YE30-1UB0 | G120X IP20 380...480V 18.5kW FSD UF | 3083.14
6SL3520-0XE41-1AF0 | G115D WM IP65/66 380...480V 1,1kW FSA C2 | 1568.47
6SL3520-0XE43-0AB0 | G115D WM IP65/66 380...480V 3kW FSB C2 | 1614.6
6SL3520-0XH07-5AB0 | G115D WM IP65/66 380...480V 7,5kW FSC C2 | 2829.54
6SL3230-1YE34-0AB0 | G120X IP20 380...480V 30kW FSD C2 | 4643.23
6SL3230-1YE36-0UP0 | G120X IP20 380...480V 37kW FSD UF | 5197.73
6SL3520-0XH23-0AA0 | G115D WM IP65/66 380...480V 3kW FSB C2 | 1787.12
6SL3230-1YE38-0UF0 | G120X IP20 380...480V 45kW FSE UF | 6001.54
6SL3230-1YE38-1UB0 | G120X IP20 380...480V 45kW FSE UF | 5976.79
6FX5002-5DG01-1AA3 | POWER CABLE, PREASSEMBLED | 154.29
6FX5002-5DG01-1CC0 | POWER CABLE, PREASSEMBLED | 320.1
6FX5002-5DG10-1AD0 | POWER CABLE PREASSEMBLED | 170.09
6FX8002-2SL10-1AG5 | SIGNAL CABLE EXTENSION | 380.24
6FX8002-2SL20-1BD0 | SIGNAL CABLE, PREASSEMBLED | 304.93
6FX8002-5CR43-1CF0 | POWER CABLE, PREASSEMBLED | 1079.17
6FX8002-5CN26-1CB0 | POWER CABLE PREASSEMBLED | 492.59
6FX8002-5CN26-1DD0 | POWER CABLE PREASSEMBLED | 619.91
6FX8002-5CN31-1CH0 | POWER CABLE PREASSEMBLED | 777.41
6FX8002-5DG01-1JF0 | POWER CABLE, PREASSEMBLED | 1583.37
6FX8002-5DG10-1CA0 | POWER CABLE PREASSEMBLED | 491.66
6FX8002-5DG10-1DA0 | POWER CABLE PREASSEMBLED | 659.52
6FX8002-5CN36-1BC0 | POWER CABLE PREASSEMBLED | 419.72
6FX8002-5CN36-1BK0 | POWER CABLE PREASSEMBLED | 506.14
6FX8002-5CN36-1DC0 | POWER CABLE PREASSEMBLED | 666.63
6FX8002-2CB54-1BA1 | SIGNAL CABLE, PREASSEMBLED EXT. | 219.24
6FX8002-2CD24-1DA0 | SIGNAL CABLE, PREASSEMBLED | 367.44
6FX8002-5DG12-1AC0 | POWER CABLE PREASSEMBLED | 195.73
6FX8002-5DS16-1AE0 | POWER CABLE PREASSEMBLED | 291.64
6FX8002-5CN46-1AD0 | POWER CABLE PREASSEMBLED | 320.72
6FX8002-5DS16-1BH0 | POWER CABLE PREASSEMBLED | 499.09
6FX8002-5DS16-1CD0 | POWER CABLE PREASSEMBLED | 594.84
6FX8002-2CF04-1AC2 | SIGNAL CABLE, PREASSEMBLED EXT. | 200.38
6FX8002-5DG21-1AG0 | POWER CABLE, PREASSEMBLED | 334.39
6FX8002-2CF04-1AF8 | SIGNAL CABLE, PREASSEMBLED EXT. | 233.22
6FX8002-5DS23-1CG0 | POWER CABLE PREASSEMBLED | 2260.14
6FX8002-5CN51-1BF5 | POWER CABLE PREASSEMBLED | 757.76
6FX8002-5DG23-1BG0 | POWER CABLE, PREASSEMBLED | 1736.63
6FX8002-5CN54-1AK5 | POWER CABLE PREASSEMBLED | 475.85
6FX8002-5DG31-1AF0 | POWER CABLE, PREASSEMBLED | 329.95
6FX8002-2CG00-1DC0 | SIGNAL CABLE, PREASSEMBLED, | 363.34
6FX8002-5DS31-1EB0 | POWER CABLE, PREASSEMBLED | 1205.68
6FX8002-5DS36-1BB0 | POWER CABLE PREASSEMBLED | 463.53
6FX8002-5CN56-1BD0 | POWER CABLE PREASSEMBLED | 530.4
6FX8002-5CN64-1BH0 | POWER CABLE PREASSEMBLED | 839.59
6FX8002-2CR00-1CA0 | SIGNAL CABLE PREASSAMBLED | 269.29
6FX8002-2DC00-1BH0 | SIGNAL CABLE, PREASSEMBLED | 314.15
6FX8002-5CN64-1FA0 | POWER CABLE PREASSEMBLED | 2007.11
6FX8002-5DS36-2AA0 | POWER CABLE PREASSEMBLED | 1883.82
6FX8002-5DS41-1CC0 | POWER CABLE, PREASSEMBLED | 917.71
6FX8002-5CP41-1BA0 | POWER CABLE, PREASSEMBLED | 635.56
6FX8002-5DS46-1BH0 | POWER CABLE PREASSEMBLED | 616.12
6FX8002-5DG43-1BA0 | POWER CABLE, PREASSEMBLED | 2386.39
6FX8002-2DC10-1AJ4 | SIGNAL CABLE, PREASSEMBLED | 206.21
6FX8002-2DC10-1EB8 | SIGNAL CABLE, PREASSEMBLED | 486.61
6FX8002-5DS56-1BF0 | POWER CABLE PREASSEMBLED | 657.02
6FX8002-5DG61-1BA0 | POWER CABLE, PREASSEMBLED | 769.19
6SL3220-3YE20-0UP0 | G120X IP20 380...480V 4kW FSB UF | 1296.2
6SL3220-3YE20-1AB0 | G120X IP20 380...480V 4kW FSB C2 | 1412.39
6SL3230-3YE26-1UF0 | G120X IP20 380...480V 11kW FSC UF | 2415.26
6SL3230-3YE30-1UB0 | G120X IP20 380...480V 18.5kW FSD UF | 3241.43
6SL3230-3YE30-1UF0 | G120X IP20 380...480V 18.5kW FSD UF | 3378.33
6SL3220-3YH38-0AB0 | G120X IP20 500...690V 45kW FSE C2 | 6885.5
6SL3220-3YH38-0UB0 | G120X IP20 500...690V 45kW FSE UF | 6377.4
6SL3220-3YH38-0UF0 | G120X IP20 500...690V 45kW FSE UF | 6514.3
6SL3220-3YH38-1AB0 | G120X IP20 500...690V 45kW FSE C2 | 6997.62
6SL3230-1YH30-1AP0 | G120X IP20 500...690V 18.5kW FSD C2 | 3892.24
6SL3230-1YH32-1UB0 | G120X IP20 500...690V 22kW FSD UF | 4077.42
6SL3230-1YH32-1UF0 | G120X IP20 500...690V 22kW FSD UF | 4214.3
6SL3230-3YE36-1AP0 | G120X IP20 380...480V 37kW FSD C2 | 5898.56
6SL3230-3YE36-1UP0 | G120X IP20 380...480V 37kW FSD UF | 5468.14
6SL3230-3YE38-0UB0 | G120X IP20 380...480V 45kW FSE UF | 6022.94
6SL3230-3YE38-0UF0 | G120X IP20 380...480V 45kW FSE UF | 6159.84
6SL3220-3YH42-1UP0 | G120X IP20 500...690V 75kW FSF UF | 9347.9
6SL3220-3YH44-0CB0 | G120X IP20 500...690V 90kW FSF C3 | 11375.09
6SL3220-3YE32-1UP0 | G120X IP20 380...480V 22kW FSD UF | 3516.47
6SL3220-3YE34-0UB0 | G120X IP20 380...480V 30kW FSD UF | 4031.52
6SL3220-3YH46-1UF0 | G120X IP20 500...690V 110kW FSF UF | 12532.27
6SL3220-3YE36-1AP0 | G120X IP20 380...480V 37kW FSD C2 | 5465.68
6SL3230-1YH38-1AF0 | G120X IP20 500...690V 45kW FSE C2 | 7434.26
6SL3230-1YH40-0AF0 | G120X IP20 500...690V 55kW FSE C2 | 8755.16
6SL3220-3YH54-0CF0 | G120X IP20 500...690V 250kW FSG C3 | 23493.3
6SL3220-3YH54-1CB0 | G120X IP20 500...690V 250kW FSG C3 | 23468.55
6SL3220-3YH56-0CB0 | G120X IP20 500...690V 315kW FSH C3 | 26759.85
6SL3220-3YH56-1CB0 | G120X IP20 500...690V 315kW FSH C3 | 26871.37
6SL3220-3YH58-0CP0 | G120X IP20 500...690V 355kW FSH C3 | 30506.93
6SL3230-1YH44-1CF0 | G120X IP20 500...690V 90kW FSF C3 | 11999.39
6SL3230-1YH46-0CB0 | G120X IP20 500...690V 110kW FSF C3 | 13316.92
6SL3230-1YH46-0UF0 | G120X IP20 500...690V 110kW FSF UF | 12820.64
6SL3220-3YH64-1CF0 | G120X IP20 500...690V 500kW FSJ C3 | 45349.23
6SL3230-1YH52-1CB0 | G120X IP20 500...690V 200kW FSG C3 | 19255.48
6SL3230-1YH54-0CP0 | G120X IP20 500...690V 250kW FSG C3 | 23989.53
6SL3230-3YH18-1AP0 | G120X IP20 500...690V 3kW FSD C2 | 1907.02
6SL3230-3YH20-0AB0 | G120X IP20 500...690V 4kW FSD C2 | 1836.5
6SL3230-3YH24-1AF0 | G120X IP20 500...690V 7.5kW FSD C2 | 2499.29
6SL3230-3YH24-1UF0 | G120X IP20 500...690V 7.5kW FSD UF | 2302.69
6SL3230-3YH26-0AB0 | G120X IP20 500...690V 11kW FSD C2 | 2718.32
6SL3230-3YH26-0UB0 | G120X IP20 500...690V 11kW FSD UF | 2457.22
6SL3230-2YC16-0UP0 | G120X IP20 200...240V 2.2kW FSB UF | 1046.26
6SL3230-3YH30-0AF0 | G120X IP20 500...690V 18.5kW FSD C2 | 3943.39
6SL3230-2YC28-1UB0 | G120X IP20 200...240V 15kW FSD UF | 2843.68
6SL3230-2YC28-1UP0 | G120X IP20 200...240V 15kW FSD UF | 2975.56
6SL3230-3YH30-1AB0 | G120X IP20 500...690V 18.5kW FSD C2 | 3918.65
6SL3230-3YH36-1UP0 | G120X IP20 500...690V 37kW FSD UF | 6164.61
6SL3230-3YH38-0AP0 | G120X IP20 500...690V 45kW FSE C2 | 7475.46
6SL3230-2YE10-0UF0 | G120X IP20 380...480V 0.75kW FSA UF | 978.26
6SL3230-2YE10-1AB0 | G120X IP20 380...480V 0.75kW FSA C2 | 1018.37
6SL3230-1YC12-1UF0 | G120X IP20 200...240V 1.1kW FSA UF | 970.72
6SL3520-0XA20-7AF0 | G115D WM IP65/66 380..480V 0,75kW FSA C2 | 1185.38
6SL3520-0XA21-1AA0 | G115D WM IP65/66 380...480V 1,1kW FSA C2 | 1087.2
6SL3230-2YE12-1UB0 | G120X IP20 380...480V 1.1kW FSA UF | 992.71
6SL3230-3YH44-0UF0 | G120X IP20 500...690V 90kW FSF UF | 11488.88
6SL3230-3YC30-0UF0 | G120X IP20 200...240V 18.5kW FSD UF | 3449.88
6SL3230-3YC30-1UP0 | G120X IP20 200...240V 18.5kW FSD UF | 3557.01
6SL3230-3YC38-0UB0 | G120X IP20 200...240V 45kW FSF UF | 6564.64
6SL3230-3YC40-0UB0 | G120X IP20 200...240V 55kW FSF UF | 7845.33
6SL3220-3YE64-1CP0 | G120X IP20 380...480V 500kW FSJ C3 | 41262.92
6SL3220-3YE66-0CP0 | G120X IP20 380...480V 560kW FSJ C3 | 46685.05
6SL3220-3YC10-1UF0 | G120X IP20 200...240V 0.75kW FSA UF | 986.37
6SL3230-1YH20-1AB0 | G120X IP20 500...690V 4kW FSD C2 | 1790.33
6SL3230-1YH20-1AP0 | G120X IP20 500...690V 4kW FSD C2 | 1922.22
6SL3230-1YH20-1UB0 | G120X IP20 500...690V 4kW FSD UF | 1654.37
6SL3220-3YH18-1UF0 | G120X IP20 500...690V 3kW FSD UF | 1599.49
6SL3220-3YC22-0UF0 | G120X IP20 200...240V 5.5kW FSC UF | 1492.48
6SL3220-3YC22-1UF0 | G120X IP20 200...240V 5.5kW FSC UF | 1604.61
6SL3230-3YE10-1UB0 | G120X IP20 380...480V 0.75kW FSA UF | 1059
6SL3230-3YE10-1UF0 | G120X IP20 380...480V 0.75kW FSA UF | 1195.86
6SL3220-3YH26-0UB0 | G120X IP20 500...690V 11kW FSD UF | 2150.23
6SL3220-3YH26-0UF0 | G120X IP20 500...690V 11kW FSD UF | 2287.11
6SL3220-3YH26-0UP0 | G120X IP20 500...690V 11kW FSD UF | 2282.14
6SL3220-3YH28-0AB0 | G120X IP20 500...690V 15kW FSD C2 | 2619.54
6SL3230-1YH24-1UP0 | G120X IP20 500...690V 7.5kW FSD UF | 2139.4
6SL3230-3YE18-0AF0 | G120X IP20 380...480V 3kW FSA C2 | 1522.41
6SL3230-3YE18-0AP0 | G120X IP20 380...480V 3kW FSA C2 | 1517.42
6SL3230-1YH26-0AB0 | G120X IP20 500...690V 11kW FSD C2 | 2560.02
6SL3220-3YE12-0UF0 | G120X IP20 380...480V 1.1kW FSA UF | 992.29
6SL3220-3YE12-1AF0 | G120X IP20 380...480V 1.1kW FSA C2 | 1175.82
6SL3230-1YH26-0UF0 | G120X IP20 500...690V 11kW FSD UF | 2435.79
6SL3230-1YH26-1AP0 | G120X IP20 500...690V 11kW FSD C2 | 2804.03
6SL3230-3YE26-1AP0 | G120X IP20 380...480V 11kW FSC C2 | 2671.41
6SL3220-3YE14-1AF0 | G120X IP20 380...480V 1.5kW FSA C2 | 1232.8
6SL3220-3YE16-0UF0 | G120X IP20 380...480V 2.2kW FSA UF | 1097.55
6SL3220-3YE16-1UF0 | G120X IP20 380...480V 2.2kW FSA UF | 1209.67
6SL3230-3YE28-1UP0 | G120X IP20 380...480V 15kW FSC UF | 2926.92
6SL3230-1YH28-1AB0 | G120X IP20 500...690V 15kW FSD C2 | 3238.92
6SL3230-1YH30-0AP0 | G120X IP20 500...690V 18.5kW FSD C2 | 3780.13
6SL3220-3YH36-0UF0 | G120X IP20 500...690V 37kW FSD UF | 5624.6
6SL3220-3YH36-1AP0 | G120X IP20 500...690V 37kW FSD C2 | 6162.13
6SL3230-3YE32-0UB0 | G120X IP20 380...480V 22kW FSD UF | 3654.98
6SL3230-3YE32-1AB0 | G120X IP20 380...480V 22kW FSD C2 | 4082.03
6SL3220-3YE24-1UB0 | G120X IP20 380...480V 7.5kW FSB UF | 1613.4
6SL3220-3YE26-0AB0 | G120X IP20 380...480V 11kW FSC C2 | 2120.41
6SL3230-3YE34-1AF0 | G120X IP20 380...480V 30kW FSD C2 | 5050.52
6SL3220-3YE28-1AB0 | G120X IP20 380...480V 15kW FSC C2 | 2734.69
6SL3220-3YE28-1AP0 | G120X IP20 380...480V 15kW FSC C2 | 2866.57
6SL3220-3YE28-1UP0 | G120X IP20 380...480V 15kW FSC UF | 2594.76
6SL3230-3YE42-1AB0 | G120X IP20 380...480V 75kW FSF C2 | 9282.87
6SL3230-3YE42-1AP0 | G120X IP20 380...480V 75kW FSF C2 | 9414.76
6SL3230-3YE42-1UF0 | G120X IP20 380...480V 75kW FSF UF | 8693.15
6SL3230-3YE44-0AB0 | G120X IP20 380...480V 90kW FSF C2 | 10835.2
6SL3220-3YE34-0UF0 | G120X IP20 380...480V 30kW FSD UF | 4168.39
6SL3220-3YE34-1AP0 | G120X IP20 380...480V 30kW FSD C2 | 4637.85
6SL3220-3YE36-0UB0 | G120X IP20 380...480V 37kW FSD UF | 4243.53
6SL3220-3YE36-0UF0 | G120X IP20 380...480V 37kW FSD UF | 4928.11
6SL3230-3YE44-1UF0 | G120X IP20 380...480V 90kW FSF UF | 10209.24
6SL3230-3YE48-0AB0 | G120X IP20 380...480V 132kW FSF C2 | 13641.75
6SL3220-3YH50-1CP0 | G120X IP20 500...690V 160kW FSG C3 | 16443.78
6SL3230-1YH32-1UP0 | G120X IP20 500...690V 22kW FSD UF | 4209.33
6SL3230-3YE34-0UP0 | G120X IP20 380...480V 30kW FSD UF | 4571.11
6SL3220-3YE30-1UB0 | G120X IP20 380...480V 18.5kW FSD UF | 2884.1
6SL3230-3YE36-0UP0 | G120X IP20 380...480V 37kW FSD UF | 5356.02
6SL3230-3YE40-0UF0 | G120X IP20 380...480V 55kW FSE UF | 7326.39
6SL3220-3YH40-1UF0 | G120X IP20 500...690V 55kW FSE UF | 7939
6SL3230-3YE42-0UP0 | G120X IP20 380...480V 75kW FSF UF | 8576.07
6SL3220-3YH40-1UP0 | G120X IP20 500...690V 55kW FSE UF | 7934.03
6SL3220-3YE32-0UP0 | G120X IP20 380...480V 22kW FSD UF | 3404.36
6SL3230-1YH38-0AP0 | G120X IP20 500...690V 45kW FSE C2 | 7317.17
6SL3230-1YH38-1AB0 | G120X IP20 500...690V 45kW FSE C2 | 7297.38
6SL3220-3YH44-0CP0 | G120X IP20 500...690V 90kW FSF C3 | 11507
6SL3230-3YE44-0UP0 | G120X IP20 380...480V 90kW FSF UF | 10092.12
6SL3220-3YH46-1CB0 | G120X IP20 500...690V 110kW FSF C3 | 13028.54
6SL3230-1YH40-0UP0 | G120X IP20 500...690V 55kW FSE UF | 8146.86
6SL3220-3YH48-1CP0 | G120X IP20 500...690V 132kW FSF C3 | 14687.59
6SL3230-3YE48-1AF0 | G120X IP20 380...480V 132kW FSF C2 | 13890.74
6SL3230-3YE48-1UP0 | G120X IP20 380...480V 132kW FSF UF | 12790.52
6SL3230-1YH40-1UF0 | G120X IP20 500...690V 55kW FSE UF | 8263.96
6SL3220-3YH62-0CP0 | G120X IP20 500...690V 450kW FSH C3 | 40336.19
6SL3230-3YE50-1CB0 | G120X IP20 380...480V 160kW FSG C3 | 14827.36
6SL3230-3YE52-0CF0 | G120X IP20 380...480V 200kW FSG C3 | 17023
6SL3220-3YH68-0CB0 | G120X IP20 500...690V 630kW FSJ C3 | 57956.79
6SL3230-3YE54-0CF0 | G120X IP20 380...480V 250kW FSG C3 | 21125.65
6SL3230-1YH48-0CP0 | G120X IP20 500...690V 132kW FSF C3 | 15001.14
6SL3230-1YH50-1CB0 | G120X IP20 500...690V 160kW FSG C3 | 16762.73
6SL3230-1YH54-1CB0 | G120X IP20 500...690V 250kW FSG C3 | 23969.74
6SL3230-2YC10-1UF0 | G120X IP20 200...240V 0.75kW FSA UF | 986.37
6SL3230-3YH24-0UF0 | G120X IP20 500...690V 7.5kW FSD UF | 2190.58
6SL3230-2YC16-0UF0 | G120X IP20 200...240V 2.2kW FSB UF | 1051.23
6SL3230-2YC18-0UP0 | G120X IP20 200...240V 3kW FSB UF | 1166.92
6SL3230-3YH26-0UP0 | G120X IP20 500...690V 11kW FSD UF | 2589.09
6SL3230-2YC26-1UP0 | G120X IP20 200...240V 11kW FSD UF | 2424.56
6SL3230-2YC28-0UF0 | G120X IP20 200...240V 15kW FSD UF | 2868.43
6SL3230-2YC30-0UP0 | G120X IP20 200...240V 18.5kW FSD UF | 3339.37
6SL3230-3YH32-1AP0 | G120X IP20 500...690V 22kW FSD C2 | 4682.57
6SL3520-0XA01-5AB0 | G115D WM IP65/66 380...480V 1,5kW FSA C2 | 942.58
6SL3230-3YH36-0UB0 | G120X IP20 500...690V 37kW FSD UF | 5920.62
6SL3230-3YH38-1AB0 | G120X IP20 500...690V 45kW FSE C2 | 7455.69
6SL3230-2YE10-1AF0 | G120X IP20 380...480V 0.75kW FSA C2 | 1155.25
6SL3230-2YE12-1AB0 | G120X IP20 380...480V 1.1kW FSA C2 | 1064.12
6SL3520-0XA20-5AF0 | G115D WM IP65/66 380..480V 0,55kW FSA C2 | 1154.93
6SL3230-3YH40-1UF0 | G120X IP20 500...690V 55kW FSE UF | 8422.24
6SL3230-2YE14-0AB0 | G120X IP20 380...480V 1.5kW FSA C2 | 1034.17
6SL3230-3YH42-1UF0 | G120X IP20 500...690V 75kW FSF UF | 9861.3
6SL3230-2YE16-0AP0 | G120X IP20 380...480V 2.2kW FSA C2 | 1256.44
6SL3520-0XA23-0AA0 | G115D WM IP65/66 380...480V 3kW FSB C2 | 1574.02
6SL3520-0XA24-0AF0 | G115D WM IP65/66 380...480V 4kW FSB C2 | 2052.76
6SL3520-0XA60-5AF0 | G115D WM IP65/66 380..480V 0,55kW FSA C2 | 1215.81
6SL3230-3YH46-1UF0 | G120X IP20 500...690V 110kW FSF UF | 13091.05
6SL3230-3YH48-0UF0 | G120X IP20 500...690V 132kW FSF UF | 14455.57
6SL3230-3YH54-1CB0 | G120X IP20 500...690V 250kW FSG C3 | 24128.03
6SL3230-1YC16-1UB0 | G120X IP20 200...240V 2.2kW FSB UF | 973.69
6SL3520-0XB01-5AB0 | G115D WM IP65/66 380...480V 1,5kW FSA C2 | 1164.94
6SL3230-1YC18-1UF0 | G120X IP20 200...240V 3kW FSB UF | 1231.26
6FX8002-5DN01-1AD6 | POWER CABLE, PREASSEMBLED | 365.2
6FX8002-5DX18-1CB0 | POWER CABLE, PREASSEMBLED EXT. | 2635.43
6FX8002-5CP47-1BF0 | POWER CABLE PREASSEMBLED | 622.47
6FX8002-5CQ15-1AF0 | POWER CABLE EXTENSION | 340.39
6FX8002-5CQ38-1AJ5 | POWER CABLE EXTENSION | 534.79
6FX8002-5CQ38-1BB5 | POWER CABLE EXTENSION | 578.87
6FX8002-5CQ48-1DA0 | POWER CABLE EXTENSION | 970.25
6FX8002-5DN01-1CJ5 | POWER CABLE, PREASSEMBLED | 802.77
6FX8002-5DN01-1FG0 | POWER CABLE, PREASSEMBLED | 1275.44
6FX8002-5CQ58-1BG0 | POWER CABLE EXTENSION | 789.04
6FX8002-5CR21-2JA0 | POWER CABLE, PREASSEMBLED | 3443.82
6FX8002-5DN05-1AF4 | POWER CABLE PREASSEMBLED EXT. | 362.06
6FX8002-2DC10-1FH5 | SIGNAL CABLE, PREASSEMBLED | 622.91
6FX8002-2DC20-1AA8 | SIGNAL CABLE, PREASSEMBLED | 158.32
6FX8002-5CR42-1AK0 | POWER CABLE, PREASSEMBLED | 537.72
6FX8002-2DC20-1AE7 | SIGNAL CABLE, PREASSEMBLED | 192.34
6FX8002-2DC20-1BC3 | SIGNAL CABLE, PREASSEMBLED | 260.15
6FX8002-5DN05-1BF0 | POWER CABLE PREASSEMBLED EXT. | 513.15
6FX8002-5DN06-1AH5 | POWER CABLE PREASSEMBLED | 336.31
6FX8002-7HY00-1BF0 | HYBRID CABLE, PREASSEMBLED | 751.86
6FX8002-5DN06-1BA4 | POWER CABLE PREASSEMBLED | 377.71
6FX8002-7HY00-1DC0 | HYBRID CABLE, PREASSEMBLED | 1162.87
6FX8002-5DN06-1BB8 | POWER CABLE PREASSEMBLED | 391.49
6FX8002-5DN06-1BF0 | POWER CABLE PREASSEMBLED | 432.85
6FX8002-2DC30-1AB5 | DRIVE-CLIQ CABLE, PREASSEMBLED | 161.27
6FX8022-5CS26-1AE0 | POWER CABLE PREASSEMBLED | 281.22
6FX8022-5DN06-1CB0 | POWER CABLE PREASSEMBLED | 484.65
6FX8002-7HY11-1AA8 | HYBRID CABLE, PREASSEMBLED | 413.45
6FX8002-7HY11-1AE0 | HYBRID CABLE, PREASSEMBLED | 485.96
6FX8002-5DN16-1BJ0 | POWER CABLE PREASSEMBLED | 515.1
6FX8002-5DN16-1CA1 | POWER CABLE PREASSEMBLED | 562.94
6FX8002-5DN20-1CA0 | POWER CABLE, PREASSEMBLED | 614.11
6FX8022-5DS06-1BA0 | POWER CABLE PREASSEMBLED | 332.95
6FX8002-5DN26-1BA0 | POWER CABLE PREASSEMBLED | 422.25
6FX8042-2CG00-1BA0 | SIGNAL CABLE, PREASSEMBLED, | 190.53
6FX8002-7HY11-1DA5 | HYBRID CABLE, PREASSEMBLED | 1138.69
6FX8002-5DN31-1AE0 | POWER CABLE PREASSEMBLED | 457.18
6FX8002-5DN31-1DJ0 | POWER CABLE PREASSEMBLED | 1145.95
6GF3500-8DF30-3DA0 | F-LICHT EXT. MV500, WHITE, 40x30, 24V | 10501.89
6GF3540-8AC22 | MV500 protective barrel PMMA LANG | 505.08
6FX8002-7HY22-1BB0 | HYBRID CABLE, PREASSEMBLED | 655.19
6FX8002-5DN36-1BJ0 | POWER CABLE PREASSEMBLED | 575.27
6FX8002-7HY22-1BH5 | HYBRID CABLE, PREASSEMBLED | 824.39
6FX8002-7HY22-1BJ0 | HYBRID CABLE, PREASSEMBLED | 824.39
6FX8002-5DN41-1AE0 | POWER CABLE PREASSEMBLED | 474.16
6FX8002-5DN41-1DB0 | POWER CABLE PREASSEMBLED | 1135.96
6GF3540-8EA02-0LL0 | MIN LENS 16MM, 1:1.4/COMPLETE | 1409.05
6FX8002-5DN46-1BA5 | POWER CABLE PREASSEMBLED | 500.3
6FX8002-8QE08-1AC0 | ONE-CABLE-CONNECTION EXTENSION | 252.44
6FX8002-8QE08-1AH0 | ONE-CABLE-CONNECTION EXTENSION | 339.52
6FX8002-5DN51-1BJ0 | POWER CABLE PREASSEMBLED | 936.78
6FX8002-5DN54-1FA0 | POWER CABLE PREASSEMBLED | 1780.54
6FX8002-8QN04-1AF5 | ONE-CABLE-CONNECTION ASSEMBLY | 227.93
6FX8002-5DQ15-1AE0 | POWER CABLE EXTENSION | 341.04
6FX8002-5DQ15-1BD0 | POWER CABLE EXTENSION | 515.28
6FX8002-8QN08-1BE0 | ONE-CABLE-CONNECTION ASSEMBLY | 387.34
6FX8002-8QN08-1CG0 | ONE-CABLE-CONNECTION ASSEMBLY | 596.36
6FX8002-5DQ58-1AJ0 | POWER CABLE PREASSEMBLED EXT. | 669.66
6FX8002-5DS01-1AF5 | POWER CABLE, PREASSEMBLED | 400.36
6FX8002-8QN11-1DA0 | ONE-CABLE-CONNECTION ASSEMBLY | 864.29
6FX8002-5DS06-1AD0 | POWER CABLE PREASSEMBLED | 267.38
6FX8008-1BA25-1BJ0 | POWER CABLE, SOLD BY THE METER, | 1952.05
6SL3230-2YE16-0UB0 | G120X IP20 380...480V 2.2kW FSA UF | 1036.21
6SL3230-2YE16-1AB0 | G120X IP20 380...480V 2.2kW FSA C2 | 1236.67
6SL3230-2YE18-0AB0 | G120X IP20 380...480V 3kW FSA C2 | 1280.02
6SL3230-2YE18-0UF0 | G120X IP20 380...480V 3kW FSA UF | 1310.64
6SL3230-3YH48-0CF0 | G120X IP20 500...690V 132kW FSF C3 | 15164.41
6SL3230-3YH48-0UB0 | G120X IP20 500...690V 132kW FSF UF | 14318.69
6SL3520-0XA62-2AB0 | G115D WM IP65/66 380...480V 2,2kW FSB C2 | 1216.27
6SL3520-0XA62-2AF0 | G115D WM IP65/66 380...480V 2,2kW FSB C2 | 1656.98
6SL3520-0XB03-0AB0 | G115D WM IP65/66 380...480V 3kW FSB C2 | 1552.82
6SL3520-0XB03-0AF0 | G115D WM IP65/66 380...480V 3kW FSB C2 | 1993.49
6SL3520-0XB04-0AA0 | G115D WM IP65/66 380...480V 4kW FSB C2 | 2077.98
6SL3520-0XB04-0AB0 | G115D WM IP65/66 380...480V 4kW FSB C2 | 1834.41
6SL3230-2YE22-0UP0 | G120X IP20 380...480V 5.5kW FSB UF | 1559.62
6SL3230-2YE22-1AP0 | G120X IP20 380...480V 5.5kW FSB C2 | 1827.96
6SL3230-2YE22-1UF0 | G120X IP20 380...480V 5.5kW FSB UF | 1676.75
6SL3520-0XB07-5AB0 | G115D WM IP65/66 380...480V 7,5kW FSC C2 | 2838.79
6SL3520-0XB40-5AB0 | G115D WM IP65/66 380..480V 0,55kW FSA C2 | 936.6
6SL3230-1YC26-0UP0 | G120X IP20 200...240V 11kW FSD UF | 2259.69
6SL3230-1YC30-0UB0 | G120X IP20 200...240V 18.5kW FSD UF | 3154.69
6SL3520-0XC01-1AB0 | G115D WM IP65/66 380...480V 1,1kW FSA C2 | 1065.98
6SL3520-0XC01-5AF0 | G115D WM IP65/66 380...480V 1,5kW FSA C2 | 1605.63
6SL3230-1YE10-0AF0 | G120X IP20 380...480V 0.75kW FSA C2 | 990.36
6SL3230-1YE10-0UF0 | G120X IP20 380...480V 0.75kW FSA UF | 925.45
6SL3230-1YE10-0UP0 | G120X IP20 380...480V 0.75kW FSA UF | 920.48
6SL3230-1YE10-1UP0 | G120X IP20 380...480V 0.75kW FSA UF | 1032.61
6SL3520-0XD02-2AA0 | G115D WM IP65/66 380...480V 2,2kW FSB C2 | 1621.32
6SL3230-1YE16-0AF0 | G120X IP20 380...480V 2.2kW FSA C2 | 1208.65
6SL3230-1YE16-0AP0 | G120X IP20 380...480V 2.2kW FSA C2 | 1203.67
6SL3230-2YE28-0UP0 | G120X IP20 380...480V 15kW FSC UF | 2709.28
6SL3230-1YE20-0UP0 | G120X IP20 380...480V 4kW FSB UF | 1369.32
6SL3230-1YE20-1UB0 | G120X IP20 380...480V 4kW FSB UF | 1349.55
6SL3230-2YE34-0UF0 | G120X IP20 380...480V 30kW FSD UF | 4470.58
6SL3230-2YE36-0AP0 | G120X IP20 380...480V 37kW FSD C2 | 5680.92
6SL3520-0XE03-0AB0 | G115D WM IP65/66 380...480V 3kW FSB C2 | 1614.6
6SL3520-0XE03-0AF0 | G115D WM IP65/66 380...480V 3kW FSB C2 | 2055.29
6SL3230-2YE36-0UF0 | G120X IP20 380...480V 37kW FSD UF | 5255.51
6SL3230-2YE38-0UB0 | G120X IP20 380...480V 45kW FSE UF | 5917.44
6SL3230-2YE40-1AB0 | G120X IP20 380...480V 55kW FSE C2 | 7799.46
6SL3230-1YE26-1UP0 | G120X IP20 380...480V 11kW FSC UF | 2252.01
6SL3230-1YE28-0UB0 | G120X IP20 380...480V 15kW FSC UF | 2524.61
6SL3230-1YE28-0UF0 | G120X IP20 380...480V 15kW FSC UF | 2661.49
6SL3230-1YE32-1AP0 | G120X IP20 380...480V 22kW FSD C2 | 4055.62
6SL3520-0XE40-5AB0 | G115D WM IP65/66 380..480V 0,55kW FSA C2 | 998.4
6SL3520-0XE42-2AF0 | G115D WM IP65/66 380...480V 2,2kW FSB C2 | 1880.24
6SL3520-0XE47-5AF0 | G115D WM IP65/66 380...480V 7,5kW FSC C2 | 3341.26
6SL3520-0XH00-7AB0 | G115D WM IP65/66 380..480V 0,75kW FSA C2 | 957.8
6SL3230-2YE44-1AP0 | G120X IP20 380...480V 90kW FSF C2 | 10973.68
6SL3230-2YE46-0UF0 | G120X IP20 380...480V 110kW FSF UF | 11290.59
6SL3520-0XH61-1AB0 | G115D WM IP65/66 380...480V 1,1kW FSA C2 | 1117.65
6SL3520-0XH62-2AB0 | G115D WM IP65/66 380...480V 2,2kW FSB C2 | 1429.42
6SL3230-1YE44-1AF0 | G120X IP20 380...480V 90kW FSF C2 | 10925.89
6SL3230-1YE44-1UF0 | G120X IP20 380...480V 90kW FSF UF | 10050.94
6SL3230-1YE46-0AF0 | G120X IP20 380...480V 110kW FSF C2 | 12183.29
6SL3230-1YE46-0AP0 | G120X IP20 380...480V 110kW FSF C2 | 12178.32
6SL3220-3YH52-0CP0 | G120X IP20 500...690V 200kW FSG C3 | 18799.24
6SL3230-1YH42-0CP0 | G120X IP20 500...690V 75kW FSF C3 | 10053.17
6SL3230-1YH42-0UF0 | G120X IP20 500...690V 75kW FSF UF | 9590.89
6SL3220-3YH62-1CF0 | G120X IP20 500...690V 450kW FSH C3 | 40447.71
6SL3230-3YE50-1AB0 | G120X IP20 380...480V 160kW FSG C2 | 16608.4
6SL3230-3YE54-1AF0 | G120X IP20 380...480V 250kW FSG C2 | 23826.99
6SL3230-3YE54-1AP0 | G120X IP20 380...480V 250kW FSG C2 | 23822
6SL3230-3YH18-0AB0 | G120X IP20 500...690V 3kW FSD C2 | 1663.01
6SL3230-3YH18-0UF0 | G120X IP20 500...690V 3kW FSD UF | 1693.6
6SL3230-3YH18-0UP0 | G120X IP20 500...690V 3kW FSD UF | 1688.63
6SL3230-3YH20-0AF0 | G120X IP20 500...690V 4kW FSD C2 | 1973.38
6SL3230-3YH22-0AP0 | G120X IP20 500...690V 5.5kW FSD C2 | 2103.42
6SL3230-3YH22-0UF0 | G120X IP20 500...690V 5.5kW FSD UF | 1952.26
6SL3230-3YH22-1UB0 | G120X IP20 500...690V 5.5kW FSD UF | 1927.48
6SL3230-3YH26-1AF0 | G120X IP20 500...690V 11kW FSD C2 | 2967.31
6SL3230-2YC24-1UB0 | G120X IP20 200...240V 7.5kW FSC UF | 1884.42
6SL3230-2YC24-1UP0 | G120X IP20 200...240V 7.5kW FSC UF | 2016.3
6SL3230-2YC26-1UB0 | G120X IP20 200...240V 11kW FSD UF | 2292.69
6SL3230-3YH32-1UF0 | G120X IP20 500...690V 22kW FSD UF | 4372.61
6SL3230-3YH34-0AP0 | G120X IP20 500...690V 30kW FSD C2 | 5515.93
6SL3230-2YC34-0UP0 | G120X IP20 200...240V 30kW FSE UF | 4737.41
6SL3230-2YC40-0UF0 | G120X IP20 200...240V 55kW FSF UF | 7876.69
6SL3230-3YH40-0AF0 | G120X IP20 500...690V 55kW FSE C2 | 8913.45
6SL3230-3YH40-0AP0 | G120X IP20 500...690V 55kW FSE C2 | 8908.47
6SL3230-2YE10-1UF0 | G120X IP20 380...480V 0.75kW FSA UF | 1090.36
6SL3230-2YE12-0AF0 | G120X IP20 380...480V 1.1kW FSA C2 | 1088.88
6SL3230-2YE14-0UB0 | G120X IP20 380...480V 1.5kW FSA UF | 954.92
6SL3230-3YH42-0CP0 | G120X IP20 500...690V 75kW FSF C3 | 10211.45
6SL3230-3YH42-1CB0 | G120X IP20 500...690V 75kW FSF C3 | 10191.68
6SL3230-3YH42-1CP0 | G120X IP20 500...690V 75kW FSF C3 | 10323.57
6SL3230-3YH46-0CB0 | G120X IP20 500...690V 110kW FSF C3 | 13475.21
6SL3230-3YH46-0CF0 | G120X IP20 500...690V 110kW FSF C3 | 13612.08
6SL3520-0XA60-3AA0 | G115D WM IP65/66 380..480V 0,37kW FSA C2 | 1003.47
6SL3520-0XA60-5AA0 | G115D WM IP65/66 380..480V 0,55kW FSA C2 | 1018.67
6SL3520-0XB00-3AA0 | G115D WM IP65/66 380..480V 0,37kW FSA C2 | 1164.94
6SL3520-0XB00-7AF0 | G115D WM IP65/66 380..480V 0,75kW FSA C2 | 1407.75
6SL3520-0XB01-1AA0 | G115D WM IP65/66 380...480V 1,1kW FSA C2 | 1309.55
6SL3230-1YC14-0UP0 | G120X IP20 200...240V 1.5kW FSA UF | 920.58
6SL3230-1YC16-0UP0 | G120X IP20 200...240V 2.2kW FSB UF | 993.49
6SL3230-2YE20-1AB0 | G120X IP20 380...480V 4kW FSB C2 | 1538.28
6SL3230-1YC20-1UB0 | G120X IP20 200...240V 4kW FSB UF | 1197.11
6SL3230-1YC20-1UP0 | G120X IP20 200...240V 4kW FSB UF | 1329
6SL3230-2YE20-1UF0 | G120X IP20 380...480V 4kW FSB UF | 1539.2
6SL3520-0XB44-0AB0 | G115D WM IP65/66 380...480V 4kW FSB C2 | 1834.41
6SL3520-0XC00-7AB0 | G115D WM IP65/66 380..480V 0,75kW FSA C2 | 967.04
6SL3230-2YE26-0AB0 | G120X IP20 380...480V 11kW FSC C2 | 2321.89
6SL3230-2YE26-0UB0 | G120X IP20 380...480V 11kW FSC UF | 2060.77
6SL3230-1YC34-0UP0 | G120X IP20 200...240V 30kW FSE UF | 4684.62
6SL3230-1YC36-0UB0 | G120X IP20 200...240V 37kW FSF UF | 5390.87
6SL3230-1YC36-1UB0 | G120X IP20 200...240V 37kW FSF UF | 5503
6SL3230-1YC36-1UF0 | G120X IP20 200...240V 37kW FSF UF | 5639.87
6SL3230-1YE12-1UB0 | G120X IP20 380...480V 1.1kW FSA UF | 939.93
6SL3230-1YE12-1UF0 | G120X IP20 380...480V 1.1kW FSA UF | 1076.81
6SL3230-1YE14-0AP0 | G120X IP20 380...480V 1.5kW FSA C2 | 1113.31
6SL3230-1YE14-0UF0 | G120X IP20 380...480V 1.5kW FSA UF | 1039.01
6SL3230-2YE20-0UP0 | G120X IP20 380...480V 4kW FSB UF | 1422.09
6SL3230-2YE22-0AB0 | G120X IP20 380...480V 5.5kW FSB C2 | 1583.93
6SL3520-0XB07-5AA0 | G115D WM IP65/66 380...480V 7,5kW FSC C2 | 3082.36
6SL3230-2YE24-0AP0 | G120X IP20 380...480V 7.5kW FSB C2 | 2006.07
6SL3230-2YE24-1AB0 | G120X IP20 380...480V 7.5kW FSB C2 | 1986.28
6SL3230-1YC26-0UB0 | G120X IP20 200...240V 11kW FSD UF | 2127.8
6SL3230-2YE28-0UB0 | G120X IP20 380...480V 15kW FSC UF | 2577.37
6SL3230-1YC30-0UF0 | G120X IP20 200...240V 18.5kW FSD UF | 3291.57
6SL3230-1YC32-0UP0 | G120X IP20 200...240V 22kW FSE UF | 3847.29
6SL3230-1YC36-1UP0 | G120X IP20 200...240V 37kW FSF UF | 5634.87
6SL3230-1YC40-0UF0 | G120X IP20 200...240V 55kW FSF UF | 7823.92
6SL3261-6GA00-0BA0 | SINAMICS G120X IP20 PT frame FSA | 57.87
6SL3230-1YE12-1AF0 | G120X IP20 380...480V 1.1kW FSA C2 | 1148.22
6SL3230-1YE14-0UP0 | G120X IP20 380...480V 1.5kW FSA UF | 1034.04
6SL3520-0XD00-5AF0 | G115D WM IP65/66 380..480V 0,55kW FSA C2 | 1377.3
6SL3520-0XD01-5AF0 | G115D WM IP65/66 380...480V 1,5kW FSA C2 | 1605.63
6SL3230-2YE28-1AB0 | G120X IP20 380...480V 15kW FSC C2 | 2961.31
6SL3230-2YE30-0AB0 | G120X IP20 380...480V 18.5kW FSD C2 | 3307.44
6SL3264-1EA00-0YA0 | SINAMICS G120X SCREENINGKIT KIT FOR CU | 20.57
6SL3230-1YE20-0AP0 | G120X IP20 380...480V 4kW FSB C2 | 1505.27
6SL3520-0XE00-3AB0 | G115D WM IP65/66 380..480V 0,37kW FSA C2 | 983.17
6SL3266-1PD00-0BA0 | SINAMICS G120X P21 Top Cover FSC and FSD | 135.07
6SL3230-1YE22-1AP0 | G120X IP20 380...480V 5.5kW FSB C2 | 1775.17
6SL3230-1YE26-0AB0 | G120X IP20 380...480V 11kW FSC C2 | 2269.12
6SL3520-0XE00-7AF0 | G115D WM IP65/66 380..480V 0,75kW FSA C2 | 1469.53
6SL3520-0XE04-0AF0 | G115D WM IP65/66 380...480V 4kW FSB C2 | 2336.92
6SL3230-2YE38-1AF0 | G120X IP20 380...480V 45kW FSE C2 | 6674.54
6SL3230-2YE40-0AF0 | G120X IP20 380...480V 55kW FSE C2 | 7824.21
6SL3230-2YE40-0UP0 | G120X IP20 380...480V 55kW FSE UF | 7215.91
6SL3230-1YE28-1AF0 | G120X IP20 380...480V 15kW FSC C2 | 3045.41
6SL3230-1YE30-0UF0 | G120X IP20 380...480V 18.5kW FSD UF | 3107.9
6SL3230-1YE32-0UP0 | G120X IP20 380...480V 22kW FSD UF | 3628.58
6SL3230-1YE32-1AF0 | G120X IP20 380...480V 22kW FSD C2 | 4060.6
6SL3520-0XH20-3AF0 | G115D WM IP65/66 380..480V 0,37kW FSA C2 | 1352.83
6SL3230-1YE36-0AP0 | G120X IP20 380...480V 37kW FSD C2 | 5628.15
6SL3230-2YE42-1AB0 | G120X IP20 380...480V 75kW FSF C2 | 9177.34
6SL3230-2YE42-1UB0 | G120X IP20 380...480V 75kW FSF UF | 8450.76
6SL3520-0XH63-0AB0 | G115D WM IP65/66 380...480V 3kW FSB C2 | 1604.47
6SL3230-1YE40-1UB0 | G120X IP20 380...480V 55kW FSE UF | 7143.33
6SL3230-1YE42-0UB0 | G120X IP20 380...480V 75kW FSF UF | 8285.89
6SL3230-1YE44-0UF0 | G120X IP20 380...480V 90kW FSF UF | 9938.82
6SL3230-2YE50-0AB0 | G120X IP20 380...480V 160kW FSG C2 | 16390.77
6SL3230-1YE46-0UB0 | G120X IP20 380...480V 110kW FSF UF | 11100.92
6SL3230-2YE52-0CB0 | G120X IP20 380...480V 200kW FSG C3 | 16780.61
6SL3520-1XH20-3AA0 | G115D WM IP65/66 380..480V 0,37kW FSA C2 | 1262.08
6SL3520-0XK03-0AB0 | G115D WM IP65/66 380...480V 3kW FSB C2 | 1743.1
6SL3520-1XH23-0AF0 | G115D WM IP65/66 380...480V 3kW FSB C2 | 2090.64
6SL3520-1XH27-5AA0 | G115D WM IP65/66 380...480V 7,5kW FSC C2 | 3179.5
6SL3520-0XK07-5AF0 | G115D WM IP65/66 380...480V 7,5kW FSC C2 | 3469.77
6SL3230-1YE32-0AP0 | G120X IP20 380...480V 22kW FSD C2 | 3943.49
6SL3230-2YE42-0UP0 | G120X IP20 380...480V 75kW FSF UF | 8470.57
6SL3230-1YE32-1UB0 | G120X IP20 380...480V 22kW FSD UF | 3608.8
6SL3230-1YE34-0UB0 | G120X IP20 380...480V 30kW FSD UF | 4280.93
6SL3230-1YE34-1UP0 | G120X IP20 380...480V 30kW FSD UF | 4524.94
6SL3230-1YE16-1AB0 | G120X IP20 380...480V 2.2kW FSA C2 | 1183.9
6SL3230-1YE16-1UB0 | G120X IP20 380...480V 2.2kW FSA UF | 1095.58
6SL3230-1YE16-1UF0 | G120X IP20 380...480V 2.2kW FSA UF | 1232.44
6SL3230-2YE32-0UP0 | G120X IP20 380...480V 22kW FSD UF | 3681.36
6SL3230-1YE22-1UF0 | G120X IP20 380...480V 5.5kW FSB UF | 1623.96
6SL3230-1YE24-1AB0 | G120X IP20 380...480V 7.5kW FSB C2 | 1933.5
6SL3230-1YE24-1AP0 | G120X IP20 380...480V 7.5kW FSB C2 | 2065.4
6SL3230-1YE24-1UP0 | G120X IP20 380...480V 7.5kW FSB UF | 1868.8
6SL3230-2YE38-1AP0 | G120X IP20 380...480V 45kW FSE C2 | 6669.56
6SL3230-2YE38-1UB0 | G120X IP20 380...480V 45kW FSE UF | 6029.56
6SL3230-2YE38-1UF0 | G120X IP20 380...480V 45kW FSE UF | 6166.44
6SL3230-2YE38-1UP0 | G120X IP20 380...480V 45kW FSE UF | 6161.43
6SL3520-0XE07-5AF0 | G115D WM IP65/66 380...480V 7,5kW FSC C2 | 3341.26
6SL3230-2YE40-1UB0 | G120X IP20 380...480V 55kW FSE UF | 7196.12
6SL3230-2YE40-1UP0 | G120X IP20 380...480V 55kW FSE UF | 7328.03
6SL3230-2YE42-0AF0 | G120X IP20 380...480V 75kW FSF C2 | 9202.12
6SL3230-1YE32-0AB0 | G120X IP20 380...480V 22kW FSD C2 | 3811.62
6SL3520-0XH25-5AA0 | G115D WM IP65/66 380...480V 5,5kW FSC C2 | 2509.86
6SL3520-0XH27-5AA0 | G115D WM IP65/66 380...480V 7,5kW FSC C2 | 3073.09
6SL3520-0XH60-3AF0 | G115D WM IP65/66 380..480V 0,37kW FSA C2 | 1413.73
6SL3520-0XH60-5AF0 | G115D WM IP65/66 380..480V 0,55kW FSA C2 | 1428.95
6SL3230-2YE48-0UF0 | G120X IP20 380...480V 132kW FSF UF | 12577.89
6SL3230-2YE48-0UP0 | G120X IP20 380...480V 132kW FSF UF | 12572.9
6SL3520-1XE47-5AF0 | G115D WM IP65/66 380...480V 7,5kW FSC C2 | 3447.68
6SL3520-1XH00-5AB0 | G115D WM IP65/66 380..480V 0,55kW FSA C2 | 1033.75
6SL3230-2YE50-1AF0 | G120X IP20 380...480V 160kW FSG C2 | 16639.76
6SL3230-2YE50-1CF0 | G120X IP20 380...480V 160kW FSG C3 | 14858.72
6SL3520-0XK00-5AA0 | G115D WM IP65/66 380..480V 0,55kW FSA C2 | 1370.46
6SL3520-0XK00-5AB0 | G115D WM IP65/66 380..480V 0,55kW FSA C2 | 1126.89
6SL3520-1XH25-5AA0 | G115D WM IP65/66 380...480V 5,5kW FSC C2 | 2616.27
6SL3230-1YE48-1AF0 | G120X IP20 380...480V 132kW FSF C2 | 13732.44
6SL3230-1YE48-1UB0 | G120X IP20 380...480V 132kW FSF UF | 12500.34
6SL3520-1XH25-5AF0 | G115D WM IP65/66 380...480V 5,5kW FSC C2 | 2813.39
6SL3520-0XE42-2AB0 | G115D WM IP65/66 380...480V 2,2kW FSB C2 | 1439.55
6SL3520-0XE43-0AF0 | G115D WM IP65/66 380...480V 3kW FSB C2 | 2055.29
6SL3520-0XE44-0AF0 | G115D WM IP65/66 380...480V 4kW FSB C2 | 2336.92
6SL3520-0XE45-5AB0 | G115D WM IP65/66 380...480V 5,5kW FSC C2 | 2337.34
6SL3230-1YE36-0UF0 | G120X IP20 380...480V 37kW FSD UF | 5202.72
6SL3520-0XH21-1AA0 | G115D WM IP65/66 380...480V 1,1kW FSA C2 | 1300.3
6SL3520-0XH22-2AF0 | G115D WM IP65/66 380...480V 2,2kW FSB C2 | 1809.19
6SL3230-1YE36-1AB0 | G120X IP20 380...480V 37kW FSD C2 | 5608.38
6SL3230-1YE36-1AF0 | G120X IP20 380...480V 37kW FSD C2 | 5745.26
6SL3230-2YE44-1AF0 | G120X IP20 380...480V 90kW FSF C2 | 10978.68
6SL3230-2YE44-1UP0 | G120X IP20 380...480V 90kW FSF UF | 10098.73
6SL3230-2YE46-0AF0 | G120X IP20 380...480V 110kW FSF C2 | 12236.08
6SL3230-2YE46-0AP0 | G120X IP20 380...480V 110kW FSF C2 | 12231.08
6SL3230-2YE48-0AP0 | G120X IP20 380...480V 132kW FSF C2 | 13668.12
6SL3230-2YE48-0UB0 | G120X IP20 380...480V 132kW FSF UF | 12441.01
6SL3230-2YE48-1AP0 | G120X IP20 380...480V 132kW FSF C2 | 13780.24
6SL3230-1YE40-1UF0 | G120X IP20 380...480V 55kW FSE UF | 7280.23
6SL3520-0XK01-5AA0 | G115D WM IP65/66 380...480V 1,5kW FSA C2 | 1598.8
6SL3520-0XK01-5AB0 | G115D WM IP65/66 380...480V 1,5kW FSA C2 | 1355.22
6SL3520-0XK02-2AB0 | G115D WM IP65/66 380...480V 2,2kW FSB C2 | 1568.05
6SL3520-0XK03-0AA0 | G115D WM IP65/66 380...480V 3kW FSB C2 | 1986.66
6SL3520-1XH20-5AA0 | G115D WM IP65/66 380..480V 0,55kW FSA C2 | 1277.32
6SL3520-0XK00-7AA0 | G115D WM IP65/66 380..480V 0,75kW FSA C2 | 1400.91
6SL3520-0XK02-2AF0 | G115D WM IP65/66 380...480V 2,2kW FSB C2 | 2008.73
6SL3520-1XH21-1AF0 | G115D WM IP65/66 380...480V 1,1kW FSA C2 | 1603.84
6SL3230-1YE30-0UP0 | G120X IP20 380...480V 18.5kW FSD UF | 3102.93
6SL3230-1YE30-1AP0 | G120X IP20 380...480V 18.5kW FSD C2 | 3498.68
6SL3230-2YE40-1UF0 | G120X IP20 380...480V 55kW FSE UF | 7333
6SL3230-2YE42-0AB0 | G120X IP20 380...480V 75kW FSF C2 | 9065.24
6SL3230-1YE34-0UF0 | G120X IP20 380...480V 30kW FSD UF | 4417.81
6SL3230-1YE34-1AP0 | G120X IP20 380...480V 30kW FSD C2 | 4887.24
6SL3230-1YE34-1UB0 | G120X IP20 380...480V 30kW FSD UF | 4393.03
6SL3230-1YE34-1UF0 | G120X IP20 380...480V 30kW FSD UF | 4529.91
6SL3230-1YE38-0AF0 | G120X IP20 380...480V 45kW FSE C2 | 6509.65
6SL3230-1YE40-0AB0 | G120X IP20 380...480V 55kW FSE C2 | 7634.58
6SL3230-2YE42-1AF0 | G120X IP20 380...480V 75kW FSF C2 | 9314.23
6SL3230-2YE42-1UF0 | G120X IP20 380...480V 75kW FSF UF | 8587.65
6SL3230-1YE40-0UB0 | G120X IP20 380...480V 55kW FSE UF | 7031.23
6SL3230-1YE40-0UF0 | G120X IP20 380...480V 55kW FSE UF | 7168.11
6SL3520-0XH60-7AF0 | G115D WM IP65/66 380..480V 0,75kW FSA C2 | 1459.4
6SL3520-0XH64-0AA0 | G115D WM IP65/66 380...480V 4kW FSB C2 | 2129.63
6SL3230-1YE40-0UP0 | G120X IP20 380...480V 55kW FSE UF | 7163.14
6SL3230-1YE44-0UP0 | G120X IP20 380...480V 90kW FSF UF | 9933.84
6SL3230-1YE46-0AB0 | G120X IP20 380...480V 110kW FSF C2 | 12046.41
6SL3230-1YE46-1AB0 | G120X IP20 380...480V 110kW FSF C2 | 12158.54
6SL3230-1YE46-1AP0 | G120X IP20 380...480V 110kW FSF C2 | 12290.43
6SL3520-0XK05-5AA0 | G115D WM IP65/66 380...480V 5,5kW FSC C2 | 2709.39
6SL3520-0XL00-7AB0 | G115D WM IP65/66 380..480V 0,75kW FSA C2 | 1157.34
6SL3520-0XL01-1AA0 | G115D WM IP65/66 380...480V 1,1kW FSA C2 | 1499.84
6SL3520-0XL01-1AF0 | G115D WM IP65/66 380...480V 1,1kW FSA C2 | 1696.96
6SL3520-0XM00-5AA0 | G115D WM IP65/66 380..480V 0,55kW FSA C2 | 1370.46
6SL3230-2YH18-1AB0 | G120X IP20 500...690V 3kW FSD C2 | 1669.59
6SL3230-2YH18-1AF0 | G120X IP20 500...690V 3kW FSD C2 | 1806.47
6SL3230-1YE50-1CF0 | G120X IP20 380...480V 160kW FSG C3 | 14805.95
6SL3520-1XH63-0AA0 | G115D WM IP65/66 380...480V 3kW FSB C2 | 1954.44
6SL3230-2YH20-1UF0 | G120X IP20 500...690V 4kW FSD UF | 1844.04
6SL3230-2YH22-1AB0 | G120X IP20 500...690V 5.5kW FSD C2 | 1978.13
6SL3520-1XH63-0AF0 | G115D WM IP65/66 380...480V 3kW FSB C2 | 2151.56
6SL3520-0XN00-5AB0 | G115D WM IP65/66 380..480V 0,55kW FSA C2 | 1159.43
6SL3520-0XN01-1AA0 | G115D WM IP65/66 380...480V 1,1kW FSA C2 | 1532.36
6SL3520-1XK01-1AF0 | G115D WM IP65/66 380...480V 1,1kW FSA C2 | 1803.37
6SL3520-1XK01-5AA0 | G115D WM IP65/66 380...480V 1,5kW FSA C2 | 1705.19
6SL3520-1XK07-5AA0 | G115D WM IP65/66 380...480V 7,5kW FSC C2 | 3379.04
6SL3520-1XA01-5AB0 | G115D WM IP65/66 380...480V 1,5kW FSA C2 | 1048.98
6SL3520-1XA03-0AB0 | G115D WM IP65/66 380...480V 3kW FSB C2 | 1436.86
6SL3520-1XA04-0AB0 | G115D WM IP65/66 380...480V 4kW FSB C2 | 1718.48
6SL3520-3XK02-2AB0 | G115D WM IP65/66 380...480V 2,2kW FSB C2 | 1847.84
6SL3520-3XK03-0AB0 | G115D WM IP65/66 380...480V 3kW FSB C2 | 2022.89
6SL3520-3XK03-0AF0 | G115D WM IP65/66 380...480V 3kW FSB C2 | 2463.59
6SL3520-3XK04-0AB0 | G115D WM IP65/66 380...480V 4kW FSB C2 | 2304.5
6SL3520-3XK04-0AF0 | G115D WM IP65/66 380...480V 4kW FSB C2 | 2745.2
6SL3520-1XM01-1AB0 | G115D WM IP65/66 380...480V 1,1kW FSA C2 | 1362.68
6SL3520-1XM01-5AF0 | G115D WM IP65/66 380...480V 1,5kW FSA C2 | 1902.32
6SL3520-1XA60-7AA0 | G115D WM IP65/66 380..480V 0,75kW FSA C2 | 1155.54
6SL3520-0XH20-7AF0 | G115D WM IP65/66 380..480V 0,75kW FSA C2 | 1398.48
6SL3230-1YE36-1UB0 | G120X IP20 380...480V 37kW FSD UF | 5177.96
6SL3230-1YE36-1UP0 | G120X IP20 380...480V 37kW FSD UF | 5309.86
6SL3230-2YE44-0AP0 | G120X IP20 380...480V 90kW FSF C2 | 10861.58
6SL3230-2YE44-0UP0 | G120X IP20 380...480V 90kW FSF UF | 9986.61
6SL3520-0XH60-7AA0 | G115D WM IP65/66 380..480V 0,75kW FSA C2 | 1262.28
6SL3230-1YE40-0AF0 | G120X IP20 380...480V 55kW FSE C2 | 7771.44
6SL3230-1YE40-1AP0 | G120X IP20 380...480V 55kW FSE C2 | 7878.58
6SL3230-2YE46-1AP0 | G120X IP20 380...480V 110kW FSF C2 | 12343.2
6SL3230-1YE42-0AP0 | G120X IP20 380...480V 75kW FSF C2 | 9144.36
6SL3230-1YE44-0UB0 | G120X IP20 380...480V 90kW FSF UF | 9801.94
6SL3230-1YE48-0UF0 | G120X IP20 380...480V 132kW FSF UF | 12525.11
6SL3520-1XH04-0AB0 | G115D WM IP65/66 380...480V 4kW FSB C2 | 1931.58
6SL3520-0XK00-7AF0 | G115D WM IP65/66 380..480V 0,75kW FSA C2 | 1598.03
6SL3520-1XH05-5AB0 | G115D WM IP65/66 380...480V 5,5kW FSC C2 | 2372.7
6SL3230-2YE52-0AF0 | G120X IP20 380...480V 200kW FSG C2 | 18977.14
6SL3230-2YE54-0CB0 | G120X IP20 380...480V 250kW FSG C3 | 20883.27
6SL3230-1YE50-0AB0 | G120X IP20 380...480V 160kW FSG C2 | 16337.99
6SL3520-0XL02-2AF0 | G115D WM IP65/66 380...480V 2,2kW FSB C2 | 2008.73
6SL3230-2YH18-0AB0 | G120X IP20 500...690V 3kW FSD C2 | 1557.48
6SL3230-1YE52-0AB0 | G120X IP20 380...480V 200kW FSG C2 | 18787.47
6SL3520-0XM01-1AB0 | G115D WM IP65/66 380...480V 1,1kW FSA C2 | 1256.28
6SL3520-1XH61-1AF0 | G115D WM IP65/66 380...480V 1,1kW FSA C2 | 1664.74
6SL3520-1XH61-5AB0 | G115D WM IP65/66 380...480V 1,5kW FSA C2 | 1323.01
6SL3520-1XH64-0AB0 | G115D WM IP65/66 380...480V 4kW FSB C2 | 1992.47
6SL3230-2YH22-1UP0 | G120X IP20 500...690V 5.5kW FSD UF | 1953.87
6SL3520-1XH67-5AB0 | G115D WM IP65/66 380...480V 7,5kW FSC C2 | 2996.85
6SL3230-1YE52-1CB0 | G120X IP20 380...480V 200kW FSG C3 | 16839.94
6SL3520-0XN02-2AB0 | G115D WM IP65/66 380...480V 2,2kW FSB C2 | 1600.56
6SL3520-1XK02-2AF0 | G115D WM IP65/66 380...480V 2,2kW FSB C2 | 2115.14
6SL3520-0XN04-0AF0 | G115D WM IP65/66 380...480V 4kW FSB C2 | 2497.93
6SL3520-1XK04-0AA0 | G115D WM IP65/66 380...480V 4kW FSB C2 | 2374.66
6SL3520-1XA05-5AB0 | G115D WM IP65/66 380...480V 5,5kW FSC C2 | 2159.6
6SL3520-1XA20-3AF0 | G115D WM IP65/66 380..480V 0,37kW FSA C2 | 1246.1
6SL3520-3XK00-5AA0 | G115D WM IP65/66 380..480V 0,55kW FSA C2 | 1650.27
6SL3520-3XK01-1AF0 | G115D WM IP65/66 380...480V 1,1kW FSA C2 | 1976.75
6SL3520-1XA22-2AA0 | G115D WM IP65/66 380...480V 2,2kW FSB C2 | 1505.38
6SL3520-3XK07-5AF0 | G115D WM IP65/66 380...480V 7,5kW FSC C2 | 3749.58
6SL3520-1XA24-0AF0 | G115D WM IP65/66 380...480V 4kW FSB C2 | 2159.16
6SL3520-3XL02-2AA0 | G115D WM IP65/66 380...480V 2,2kW FSB C2 | 2091.4
6SL3520-3XM00-7AF0 | G115D WM IP65/66 380..480V 0,75kW FSA C2 | 1877.84
6SL3520-3XM01-1AB0 | G115D WM IP65/66 380...480V 1,1kW FSA C2 | 1536.08
6SL3520-1XN00-5AF0 | G115D WM IP65/66 380..480V 0,55kW FSA C2 | 1706.52
6SL3520-1XA67-5AA0 | G115D WM IP65/66 380...480V 7,5kW FSC C2 | 3027.27
6SL3230-2YH30-1UB0 | G120X IP20 500...690V 18.5kW FSD UF | 3529.5
6SL3520-1XN00-7AF0 | G115D WM IP65/66 380..480V 0,75kW FSA C2 | 1736.96
6SL3520-1XN05-5AA0 | G115D WM IP65/66 380...480V 5,5kW FSC C2 | 2848.34
6SL3520-1XB03-0AB0 | G115D WM IP65/66 380...480V 3kW FSB C2 | 1659.21
6SL3520-3XN01-5AA0 | G115D WM IP65/66 380...480V 1,5kW FSA C2 | 1911.12
6SL3230-2YH30-1UP0 | G120X IP20 500...690V 18.5kW FSD UF | 3661.4
6SL3230-2YH34-1AP0 | G120X IP20 500...690V 30kW FSD C2 | 5522.51
6SL3520-3XN07-5AB0 | G115D WM IP65/66 380...480V 7,5kW FSC C2 | 3341.41
6SL3520-2XA20-3AF0 | G115D WM IP65/66 380..480V 0,37kW FSA C2 | 1313.1
6FX8008-1BA31-1FA0 | POWER CABLE,SOLD BY THE METER, | 1296.67
6FX8008-1BA51-1AE0 | POWER CABLE, SOLD BY THE METER | 194.53
6FX8008-1BA61-1BF0 | POWER CABLE, SOLD BY THE METER | 955.73
6FX8008-1BB31-3FA0 | POWER CABLE,SOLD BY THE METER, | 5215.7
6FX8008-1BB41-1HA0 | POWER CABLE,SOLD BY THE METER, | 1819.24
6FX8012-2CF02-1AG0 | SIGNAL CABLE, PREASSEMBLED, | 210.9
6FX8012-2EQ14-1AF0 | SIGNAL CABLE, PREASSEMBLED EXT. | 229.18
6FX8012-5CN01-1BK5 | POWER CABLE PREASSEMBLED | 545.23
6FX8012-5CN01-1CB5 | POWER CABLE PREASSEMBLED | 572.18
6FX8012-5CN06-1AJ0 | POWER CABLE PREASSEMBLED | 296.32
6FX8012-5CN06-1CJ0 | POWER CABLE PREASSEMBLED | 508.57
6FX8012-5CN41-1BE0 | POWER CABLE PREASSEMBLED | 637.14
6FX8012-5CN66-1BC0 | POWER CABLE PREASSEMBLED | 624.22
6FX8012-5CS31-1BF0 | POWER CABLE, PREASSEMBLED | 589.1
6FX8012-5CS31-1DA0 | POWER CABLE, PREASSEMBLED | 824.13
6FX8012-5DN01-1BC5 | POWER CABLE, PREASSEMBLED | 522.73
6GK1901-0DB50-6AA8 | IE FC M12 Plug PRO 4x2 | 472.46
6FX8012-5DN01-1CG0 | POWER CABLE, PREASSEMBLED | 750.28
6FX8012-5DN05-1BC0 | POWER CABLE PREASSEMBLED EXT. | 462.78
6FX8012-5DN05-1BC6 | POWER CABLE PREASSEMBLED EXT. | 479.59
6FX8012-5DN16-1BA0 | POWER CABLE PREASSEMBLED | 387.42
6FX8012-5DN16-1BH0 | POWER CABLE PREASSEMBLED | 499.09
6FX8012-5DN56-1CA0 | POWER CABLE PREASSEMBLED | 778.17
6FX8012-5DS06-1BC0 | POWER CABLE PREASSEMBLED | 391.51
6GK5208-0RA00-2AC2 | SCALANCE XC208G PoE | 2758.31
6SL3054-0FC31-1BA0 | S120 CF card V5.2 SP3 performance | 776.16
6SL3070-4AA01-0XY8 | SINAMICS DCC Combo SUS OSD | 334.1
6SL3070-4GA01-0XG5 | SINAMICS DCC V16 Combo OSD | 1347.4
6SL3220-1YC16-0UB0 | G120X IP20 200...240V 2.2kW FSB UF | 680.51
6SL3220-1YC16-1UP0 | G120X IP20 200...240V 2.2kW FSB UF | 924.53
6SL3220-1YC22-1UP0 | G120X IP20 200...240V 5.5kW FSC UF | 1441.33
6SL3220-1YC24-1UF0 | G120X IP20 200...240V 7.5kW FSC UF | 1686.72
6SL3220-1YC34-0UP0 | G120X IP20 200...240V 30kW FSE UF | 4276.93
6SL3220-1YC36-1UB0 | G120X IP20 200...240V 37kW FSF UF | 5070.1
6SL3162-2BM20-0AA0 | SINAMICS BOOKSIZE DC bridge 50mm | 225.53
6SL3220-1YE12-0UB0 | G120X IP20 380...480V 1.1kW FSA UF | 697.12
6SL3220-1YE14-0UB0 | G120X IP20 380...480V 1.5kW FSA UF | 746.24
6SL3220-1YE14-1AF0 | G120X IP20 380...480V 1.5kW FSA C2 | 1074.49
6SL3220-1YE18-1UF0 | G120X IP20 380...480V 3kW FSA UF | 1163.73
6SL3220-1YE20-1UB0 | G120X IP20 380...480V 4kW FSB UF | 1118.15
6SL3220-2YC18-0UP0 | G120X IP20 200...240V 3kW FSB UF | 960.69
6SL3220-1YE24-0AF0 | G120X IP20 380...480V 7.5kW FSB C2 | 1676.47
6SL3220-1YE26-0UF0 | G120X IP20 380...480V 11kW FSC UF | 1837.89
6SL3200-0AE74-0AA0 | STARTER KIT SINAMICS G120X 7,5kW C2 SMA | 1015.73
6SL3220-2YC26-1UF0 | G120X IP20 200...240V 11kW FSD UF | 2122.58
6SL3220-1YE28-0UF0 | G120X IP20 380...480V 15kW FSC UF | 2329.33
6SL3220-1YE30-1UF0 | G120X IP20 380...480V 18.5kW FSD UF | 2862.69
6SL3220-2YC34-1UB0 | G120X IP20 200...240V 30kW FSE UF | 4309.94
6SL3220-2YC40-0UB0 | G120X IP20 200...240V 55kW FSF UF | 7256.57
6SL3220-2YE10-0AB0 | G120X IP20 380...480V 0.75kW FSA C2 | 800.74
6SL3220-2YE12-0AB0 | G120X IP20 380...480V 1.1kW FSA C2 | 821.29
6SL3220-1YE34-1UF0 | G120X IP20 380...480V 30kW FSD UF | 4122.22
6SL3220-2YE14-1AB0 | G120X IP20 380...480V 1.5kW FSA C2 | 990.41
6SL3220-1YE36-0UP0 | G120X IP20 380...480V 37kW FSD UF | 4764.86
6SL3220-2YE14-1UP0 | G120X IP20 380...480V 1.5kW FSA UF | 1043.03
6SL3220-2YE16-1AP0 | G120X IP20 380...480V 2.2kW FSA C2 | 1187.48
6SL3220-1YH18-1UB0 | G120X IP20 500...690V 3kW FSD UF | 1304.34
6SL3220-1YH20-0AF0 | G120X IP20 500...690V 4kW FSD C2 | 1583.69
6SL3520-1XA61-1AB0 | G115D WM IP65/66 380...480V 1,1kW FSA C2 | 1010.91
6SL3230-2YH30-0AP0 | G120X IP20 500...690V 18.5kW FSD C2 | 3832.9
6SL3230-2YH30-0UB0 | G120X IP20 500...690V 18.5kW FSD UF | 3417.4
6SL3520-1XN00-3AF0 | G115D WM IP65/66 380..480V 0,37kW FSA C2 | 1691.29
6SL3520-1XB00-5AF0 | G115D WM IP65/66 380..480V 0,55kW FSA C2 | 1483.7
6SL3520-1XB00-7AA0 | G115D WM IP65/66 380..480V 0,75kW FSA C2 | 1317.01
6SL3520-1XN01-5AF0 | G115D WM IP65/66 380...480V 1,5kW FSA C2 | 1934.86
6SL3520-1XN04-0AB0 | G115D WM IP65/66 380...480V 4kW FSB C2 | 2163.63
6SL3520-3XN02-2AF0 | G115D WM IP65/66 380...480V 2,2kW FSB C2 | 2321.07
6SL3520-3XN04-0AA0 | G115D WM IP65/66 380...480V 4kW FSB C2 | 2580.58
6SL3230-2YH34-0UB0 | G120X IP20 500...690V 30kW FSD UF | 4916.2
6SL3230-2YH34-0UF0 | G120X IP20 500...690V 30kW FSD UF | 5053.08
6SL3230-2YH36-1UF0 | G120X IP20 500...690V 37kW FSD UF | 6064.08
6SL3520-2XA20-7AA0 | G115D WM IP65/66 380..480V 0,75kW FSA C2 | 1161.67
6SL3520-2XA21-5AF0 | G115D WM IP65/66 380...480V 1,5kW FSA C2 | 1556.67
6SL3521-0XA00-3AB0 | G115D WM IP65/66 380..480V 0,37kW FSA C2 | 942.28
6SL3521-0XA25-5AF0 | G115D WM IP65/66 380...480V 5,5kW FSC C2 | 2737.14
6SL3521-0XA60-7AA0 | G115D WM IP65/66 380..480V 0,75kW FSA C2 | 1292.39
6SL3520-1XB40-7AB0 | G115D WM IP65/66 380..480V 0,75kW FSA C2 | 1073.45
6SL3520-1XB43-0AF0 | G115D WM IP65/66 380...480V 3kW FSB C2 | 2099.91
6SL3520-1XC01-1AF0 | G115D WM IP65/66 380...480V 1,1kW FSA C2 | 1613.07
6SL3520-1XC02-2AB0 | G115D WM IP65/66 380...480V 2,2kW FSB C2 | 1484.15
6SL3230-2YH44-0CF0 | G120X IP20 500...690V 90kW FSF C3 | 11940.06
6SL3230-2YH44-1UF0 | G120X IP20 500...690V 90kW FSF UF | 11495.46
6SL3521-0XA60-7AF0 | G115D WM IP65/66 380..480V 0,75kW FSA C2 | 1489.51
6SL3521-0XB00-5AB0 | G115D WM IP65/66 380..480V 0,55kW FSA C2 | 1179.85
6SL3520-2XA67-5AB0 | G115D WM IP65/66 380...480V 7,5kW FSC C2 | 2850.7
6SL3520-2XB00-3AB0 | G115D WM IP65/66 380..480V 0,37kW FSA C2 | 1094.77
6SL3520-2XB00-3AF0 | G115D WM IP65/66 380..480V 0,37kW FSA C2 | 1535.48
6SL3520-1XD03-0AA0 | G115D WM IP65/66 380...480V 3kW FSB C2 | 1902.79
6SL3520-1XD04-0AA0 | G115D WM IP65/66 380...480V 4kW FSB C2 | 2184.39
6SL3520-2XB40-5AF0 | G115D WM IP65/66 380..480V 0,55kW FSA C2 | 1550.68
6SL3520-2XB40-7AB0 | G115D WM IP65/66 380..480V 0,75kW FSA C2 | 1140.45
6SL3230-3YC12-0UP0 | G120X IP20 200...240V 1.1kW FSA UF | 1011.9
6SL3520-1XE01-1AF0 | G115D WM IP65/66 380...480V 1,1kW FSA C2 | 1674.89
6SL3520-2XB45-5AB0 | G115D WM IP65/66 380...480V 5,5kW FSC C2 | 2448.94
6SL3521-0XB40-7AF0 | G115D WM IP65/66 380..480V 0,75kW FSA C2 | 1651
6SL3521-0XB41-5AB0 | G115D WM IP65/66 380...480V 1,5kW FSA C2 | 1408.19
6SL3230-3YC12-1UB0 | G120X IP20 200...240V 1.1kW FSA UF | 992.11
6SL3521-3XL03-0AB0 | G115D WM IP65/66 380...480V 3kW FSB C2 | 2266.16
6SL3521-3XL04-0AF0 | G115D WM IP65/66 380...480V 4kW FSB C2 | 2988.46
6SL3521-0XB47-5AB0 | G115D WM IP65/66 380...480V 7,5kW FSC C2 | 3082.04
6SL3521-0XC00-7AA0 | G115D WM IP65/66 380..480V 0,75kW FSA C2 | 1453.87
6SL3521-1XN00-3AF0 | G115D WM IP65/66 380..480V 0,37kW FSA C2 | 1934.53
6SL3521-0XC01-1AF0 | G115D WM IP65/66 380...480V 1,1kW FSA C2 | 1749.94
6SL3521-0XC01-5AF0 | G115D WM IP65/66 380...480V 1,5kW FSA C2 | 1848.88
6SL3521-0XC02-2AA0 | G115D WM IP65/66 380...480V 2,2kW FSB C2 | 1864.59
6SL3521-3XM01-1AA0 | G115D WM IP65/66 380...480V 1,1kW FSA C2 | 2022.89
6SL3520-2XD00-5AF0 | G115D WM IP65/66 380..480V 0,55kW FSA C2 | 1550.68
6SL3520-2XD01-1AA0 | G115D WM IP65/66 380...480V 1,1kW FSA C2 | 1482.95
6SL3521-3XM03-0AA0 | G115D WM IP65/66 380...480V 3kW FSB C2 | 2509.71
6SL3521-3XM04-0AB0 | G115D WM IP65/66 380...480V 4kW FSB C2 | 2547.75
6SL3230-2YE54-1CF0 | G120X IP20 380...480V 250kW FSG C3 | 21132.27
6SL3230-2YE54-1CP0 | G120X IP20 380...480V 250kW FSG C3 | 21127.29
6SL3230-1YE50-0CF0 | G120X IP20 380...480V 160kW FSG C3 | 14693.83
6SL3230-1YE50-1AF0 | G120X IP20 380...480V 160kW FSG C2 | 16586.99
6SL3230-2YH20-1AB0 | G120X IP20 500...690V 4kW FSD C2 | 1843.1
6SL3520-0XM02-2AA0 | G115D WM IP65/66 380...480V 2,2kW FSB C2 | 1811.61
6SL3520-0XM03-0AB0 | G115D WM IP65/66 380...480V 3kW FSB C2 | 1743.1
6SL3520-1XH22-2AA0 | G115D WM IP65/66 380...480V 2,2kW FSB C2 | 1718.48
6SL3520-0XM03-0AF0 | G115D WM IP65/66 380...480V 3kW FSB C2 | 2183.78
6SL3230-2YH24-0UP0 | G120X IP20 500...690V 7.5kW FSD UF | 2080.07
6SL3230-2YH24-1UB0 | G120X IP20 500...690V 7.5kW FSD UF | 2060.28
6SL3520-0XN04-0AA0 | G115D WM IP65/66 380...480V 4kW FSB C2 | 2300.81
6SL3520-0XN04-0AB0 | G115D WM IP65/66 380...480V 4kW FSB C2 | 2057.24
6SL3520-1XK03-0AB0 | G115D WM IP65/66 380...480V 3kW FSB C2 | 1849.5
6SL3520-1XK03-0AF0 | G115D WM IP65/66 380...480V 3kW FSB C2 | 2290.19
6SL3230-2YH24-1UP0 | G120X IP20 500...690V 7.5kW FSD UF | 2192.17
6SL3520-1XL00-7AF0 | G115D WM IP65/66 380..480V 0,75kW FSA C2 | 1704.43
6SL3520-1XL01-5AF0 | G115D WM IP65/66 380...480V 1,5kW FSA C2 | 1902.32
6SL3520-1XL02-2AA0 | G115D WM IP65/66 380...480V 2,2kW FSB C2 | 1918.02
6SL3520-3XK00-3AA0 | G115D WM IP65/66 380..480V 0,37kW FSA C2 | 1635.02
6SL3520-1XM00-3AF0 | G115D WM IP65/66 380..480V 0,37kW FSA C2 | 1658.76
6SL3520-3XL00-7AA0 | G115D WM IP65/66 380..480V 0,75kW FSA C2 | 1680.7
6SL3520-3XL01-1AF0 | G115D WM IP65/66 380...480V 1,1kW FSA C2 | 1976.75
6SL3520-3XM01-5AF0 | G115D WM IP65/66 380...480V 1,5kW FSA C2 | 2075.73
6SL3520-3XM02-2AA0 | G115D WM IP65/66 380...480V 2,2kW FSB C2 | 2091.4
6SL3230-2YH28-0AB0 | G120X IP20 500...690V 15kW FSD C2 | 3179.59
6SL3230-2YH28-1AF0 | G120X IP20 500...690V 15kW FSD C2 | 3428.57
6SL3520-1XM04-0AB0 | G115D WM IP65/66 380...480V 4kW FSB C2 | 2131.11
6SL3520-1XA67-5AF0 | G115D WM IP65/66 380...480V 7,5kW FSC C2 | 3224.41
6SL3230-2YH30-0UF0 | G120X IP20 500...690V 18.5kW FSD UF | 3554.27
6SL3230-2YH30-1AB0 | G120X IP20 500...690V 18.5kW FSD C2 | 3813.11
6SL3230-2YH30-1AF0 | G120X IP20 500...690V 18.5kW FSD C2 | 3949.99
6SL3520-1XN05-5AB0 | G115D WM IP65/66 380...480V 5,5kW FSC C2 | 2604.76
6SL3520-1XN07-5AF0 | G115D WM IP65/66 380...480V 7,5kW FSC C2 | 3608.71
6SL3520-3XN00-7AF0 | G115D WM IP65/66 380..480V 0,75kW FSA C2 | 1910.35
6SL3520-3XN01-1AF0 | G115D WM IP65/66 380...480V 1,1kW FSA C2 | 2009.3
6SL3520-2XA01-1AB0 | G115D WM IP65/66 380...480V 1,1kW FSA C2 | 1017.04
6SL3520-1XB03-0AF0 | G115D WM IP65/66 380...480V 3kW FSB C2 | 2099.91
6SL3520-1XB05-5AF0 | G115D WM IP65/66 380...480V 5,5kW FSC C2 | 2822.65
6SL3230-2YH36-0AF0 | G120X IP20 500...690V 37kW FSD C2 | 6382.36
6SL3521-0XA21-1AF0 | G115D WM IP65/66 380...480V 1,1kW FSA C2 | 1527.58
6SL3230-2YH38-1UB0 | G120X IP20 500...690V 45kW FSE UF | 6842.05
6SL3230-2YH38-1UF0 | G120X IP20 500...690V 45kW FSE UF | 6978.95
6SL3230-2YH38-1UP0 | G120X IP20 500...690V 45kW FSE UF | 6973.96
6SL3230-2YH40-0AP0 | G120X IP20 500...690V 55kW FSE C2 | 8802.95
6SL3520-1XB44-0AF0 | G115D WM IP65/66 380...480V 4kW FSB C2 | 2381.52
6SL3520-1XC00-5AF0 | G115D WM IP65/66 380..480V 0,55kW FSA C2 | 1483.7
6SL3520-2XA61-1AB0 | G115D WM IP65/66 380...480V 1,1kW FSA C2 | 1077.91
6SL3520-2XA61-5AF0 | G115D WM IP65/66 380...480V 1,5kW FSA C2 | 1617.55
6SL3230-2YH46-1CF0 | G120X IP20 500...690V 110kW FSF C3 | 13618.67
6SL3521-0XA63-0AB0 | G115D WM IP65/66 380...480V 3kW FSB C2 | 1634.58
6SL3521-0XA64-0AF0 | G115D WM IP65/66 380...480V 4kW FSB C2 | 2356.9
6SL3520-2XA65-5AB0 | G115D WM IP65/66 380...480V 5,5kW FSC C2 | 2287.47
6SL3230-2YH36-1UB0 | G120X IP20 500...690V 37kW FSD UF | 5927.2
6SL3521-0XA05-5AB0 | G115D WM IP65/66 380...480V 5,5kW FSC C2 | 2296.46
6SL3521-0XA20-5AA0 | G115D WM IP65/66 380..480V 0,55kW FSA C2 | 1201.07
6SL3230-2YH40-0UP0 | G120X IP20 500...690V 55kW FSE UF | 8199.62
6SL3520-2XA22-2AF0 | G115D WM IP65/66 380...480V 2,2kW FSB C2 | 1769.5
6SL3520-2XA60-7AB0 | G115D WM IP65/66 380..480V 0,75kW FSA C2 | 978.97
6SL3230-2YH42-0UP0 | G120X IP20 500...690V 75kW FSF UF | 9638.69
6SL3230-2YH42-1UB0 | G120X IP20 500...690V 75kW FSF UF | 9618.91
6SL3520-2XA62-2AB0 | G115D WM IP65/66 380...480V 2,2kW FSB C2 | 1389.68
6SL3521-0XA61-5AF0 | G115D WM IP65/66 380...480V 1,5kW FSA C2 | 1687.41
6SL3521-0XA63-0AA0 | G115D WM IP65/66 380...480V 3kW FSB C2 | 1878.15
6SL3521-0XA67-5AB0 | G115D WM IP65/66 380...480V 7,5kW FSC C2 | 2920.57
6SL3521-0XB00-5AA0 | G115D WM IP65/66 380..480V 0,55kW FSA C2 | 1423.42
6SL3520-2XB00-7AA0 | G115D WM IP65/66 380..480V 0,75kW FSA C2 | 1384.01
6SL3520-2XB00-7AB0 | G115D WM IP65/66 380..480V 0,75kW FSA C2 | 1140.45
6SL3520-2XB07-5AB0 | G115D WM IP65/66 380...480V 7,5kW FSC C2 | 3012.2
6SL3230-2YH48-1UP0 | G120X IP20 500...690V 132kW FSF UF | 14457.18
6SL3230-2YH52-0CB0 | G120X IP20 500...690V 200kW FSG C3 | 19196.14
6SL3521-0XB01-5AB0 | G115D WM IP65/66 380...480V 1,5kW FSA C2 | 1408.19
6SL3230-3YC10-0UB0 | G120X IP20 200...240V 0.75kW FSA UF | 842.91
6SL3230-3YC12-0UF0 | G120X IP20 200...240V 1.1kW FSA UF | 1016.89
6SL3520-1XE01-5AA0 | G115D WM IP65/66 380...480V 1,5kW FSA C2 | 1576.71
6SL3521-0XB04-0AF0 | G115D WM IP65/66 380...480V 4kW FSB C2 | 2518.37
6SL3520-1XE03-0AA0 | G115D WM IP65/66 380...480V 3kW FSB C2 | 1964.57
6SL3520-2XB41-5AB0 | G115D WM IP65/66 380...480V 1,5kW FSA C2 | 1338.34
6SL3230-3YC14-1UB0 | G120X IP20 200...240V 1.5kW FSA UF | 1059.11
6SL3520-2XC00-7AA0 | G115D WM IP65/66 380..480V 0,75kW FSA C2 | 1384.01
6SL3521-1XM00-5AF0 | G115D WM IP65/66 380..480V 0,55kW FSA C2 | 1917.23
6SL3521-0XB43-0AB0 | G115D WM IP65/66 380...480V 3kW FSB C2 | 1796.06
6SL3520-1XE41-5AF0 | G115D WM IP65/66 380...480V 1,5kW FSA C2 | 1773.83
6SL3521-3XM00-5AA0 | G115D WM IP65/66 380..480V 0,55kW FSA C2 | 1893.52
6SL3520-2XC04-0AA0 | G115D WM IP65/66 380...480V 4kW FSB C2 | 2251.38
6SL3521-1XN00-3AA0 | G115D WM IP65/66 380..480V 0,37kW FSA C2 | 1737.41
6SL3521-0XC03-0AB0 | G115D WM IP65/66 380...480V 3kW FSB C2 | 1796.06
6SL3521-1XN05-5AB0 | G115D WM IP65/66 380...480V 5,5kW FSC C2 | 2848.03
6SL3521-3XM00-7AF0 | G115D WM IP65/66 380..480V 0,75kW FSA C2 | 2121.09
6SL3520-2XD03-0AB0 | G115D WM IP65/66 380...480V 3kW FSB C2 | 1726.2
6SL3520-2XD04-0AB0 | G115D WM IP65/66 380...480V 4kW FSB C2 | 2007.82
6SL3521-2XA00-3AB0 | G115D WM IP65/66 380..480V 0,37kW FSA C2 | 1115.69
6SL3520-2XE00-5AA0 | G115D WM IP65/66 380..480V 0,55kW FSA C2 | 1415.37
6SL3521-2XA23-0AF0 | G115D WM IP65/66 380...480V 3kW FSB C2 | 2187.8
6SL3521-0XD02-2AB0 | G115D WM IP65/66 380...480V 2,2kW FSB C2 | 1621.01
6SL3521-0XE00-5AA0 | G115D WM IP65/66 380..480V 0,55kW FSA C2 | 1485.2
6SL3521-3XN07-5AA0 | G115D WM IP65/66 380...480V 7,5kW FSC C2 | 3828.21
6SL3521-0XE01-5AF0 | G115D WM IP65/66 380...480V 1,5kW FSA C2 | 1910.66
6SL3520-2XE40-7AB0 | G115D WM IP65/66 380..480V 0,75kW FSA C2 | 1202.23
6SL3521-0XE05-5AF0 | G115D WM IP65/66 380...480V 5,5kW FSC C2 | 3021.29
6SL3521-2XA60-3AF0 | G115D WM IP65/66 380..480V 0,37kW FSA C2 | 1617.24
6SL3521-2XA61-1AB0 | G115D WM IP65/66 380...480V 1,1kW FSA C2 | 1321.17
6SL3521-0XE45-5AB0 | G115D WM IP65/66 380...480V 5,5kW FSC C2 | 2580.58
6SL3521-0XH00-3AB0 | G115D WM IP65/66 380..480V 0,37kW FSA C2 | 1155.38
6SL3521-2XB00-3AB0 | G115D WM IP65/66 380..480V 0,37kW FSA C2 | 1338.03
6SL3220-2YE40-1UP0 | G120X IP20 380...480V 55kW FSE UF | 6844.76
6SL3220-2YE42-0UF0 | G120X IP20 380...480V 75kW FSF UF | 7967.14
6SL3220-2YE48-0UP0 | G120X IP20 380...480V 132kW FSF UF | 11988.94
6SL3220-2YE50-1CB0 | G120X IP20 380...480V 160kW FSG C3 | 14112.69
6SL3220-1YH24-0UB0 | G120X IP20 500...690V 7.5kW FSD UF | 1613.61
6SL3220-1YH26-1AB0 | G120X IP20 500...690V 11kW FSD C2 | 2365.16
6SL3220-2YE60-1CP0 | G120X IP20 380...480V 400kW FSH C3 | 32155.41
6SL3220-2YH18-0UB0 | G120X IP20 500...690V 3kW FSD UF | 1244.97
6SL3220-1YH30-1AB0 | G120X IP20 500...690V 18.5kW FSD C2 | 3403.01
6SL3220-2YH18-1UB0 | G120X IP20 500...690V 3kW FSD UF | 1357.1
6SL3220-2YH20-0UF0 | G120X IP20 500...690V 4kW FSD UF | 1500.5
6SL3220-1YH32-1AB0 | G120X IP20 500...690V 22kW FSD C2 | 4009.86
6SL3220-1YH32-1UP0 | G120X IP20 500...690V 22kW FSD UF | 3826.8
6SL3220-1YH40-0AB0 | G120X IP20 500...690V 55kW FSE C2 | 8135.04
6SL3220-1YH40-0UF0 | G120X IP20 500...690V 55kW FSE UF | 7668.59
6SL3220-2YH24-0UB0 | G120X IP20 500...690V 7.5kW FSD UF | 1666.38
6SL3220-2YH24-1UF0 | G120X IP20 500...690V 7.5kW FSD UF | 1915.38
6SL3220-1YH40-1UB0 | G120X IP20 500...690V 55kW FSE UF | 7643.81
6SL3220-2YH30-1UP0 | G120X IP20 500...690V 18.5kW FSD UF | 3304.07
6SL3220-2YH34-0AP0 | G120X IP20 500...690V 30kW FSD C2 | 5002.71
6SL3220-3YE38-1AP0 | G120X IP20 380...480V 45kW FSE C2 | 6317.02
6SL3220-2YH38-0AB0 | G120X IP20 500...690V 45kW FSE C2 | 6779.99
6SL3220-3YE44-0AF0 | G120X IP20 380...480V 90kW FSF C2 | 10438.47
6SL3220-3YE44-0UB0 | G120X IP20 380...480V 90kW FSF UF | 9426.64
6SL3220-3YE44-1AB0 | G120X IP20 380...480V 90kW FSF C2 | 10413.71
6SL3220-2YH42-1CF0 | G120X IP20 500...690V 75kW FSF C3 | 9714.63
6SL3220-1YH46-0UF0 | G120X IP20 500...690V 110kW FSF UF | 12261.88
6SL3220-3YE46-0UP0 | G120X IP20 380...480V 110kW FSF UF | 10832.36
6SL3220-3YE46-1AP0 | G120X IP20 380...480V 110kW FSF C2 | 11889.95
6SL3220-3YE48-0UB0 | G120X IP20 380...480V 132kW FSF UF | 10578.9
6SL3220-1YH54-0CP0 | G120X IP20 500...690V 250kW FSG C3 | 23330.01
6SL3220-1YH62-1CP0 | G120X IP20 500...690V 450kW FSH C3 | 40290.26
6SL3220-3YE48-0UP0 | G120X IP20 380...480V 132kW FSF UF | 10698.93
6SL3220-3YE50-1AF0 | G120X IP20 380...480V 160kW FSG C2 | 16136.12
6SL3220-2YC10-0UB0 | G120X IP20 200...240V 0.75kW FSA UF | 631.87
6SL3220-2YC12-0UB0 | G120X IP20 200...240V 1.1kW FSA UF | 643.8
6SL3220-2YH46-1UB0 | G120X IP20 500...690V 110kW FSF UF | 12289.88
6SL3220-2YH52-1CP0 | G120X IP20 500...690V 200kW FSG C3 | 18805.82
6SL3230-1YH18-0UP0 | G120X IP20 500...690V 3kW FSD UF | 1530.34
6SL3220-2YH62-1CF0 | G120X IP20 500...690V 450kW FSH C3 | 40343.81
6SL3220-3YE52-1CB0 | G120X IP20 380...480V 200kW FSG C3 | 16363.9
6SL3220-1YC40-0UP0 | G120X IP20 200...240V 55kW FSF UF | 7335.69
6SL3220-1YC40-1UP0 | G120X IP20 200...240V 55kW FSF UF | 7447.81
6SL3220-1YE12-1AF0 | G120X IP20 380...480V 1.1kW FSA C2 | 1017.52
6SL3220-1YE14-0UP0 | G120X IP20 380...480V 1.5kW FSA UF | 878.15
6SL3220-2YC20-0UB0 | G120X IP20 200...240V 4kW FSB UF | 906.36
6SL3220-2YC20-0UP0 | G120X IP20 200...240V 4kW FSB UF | 1038.27
6SL3220-1YE24-0UP0 | G120X IP20 380...480V 7.5kW FSB UF | 1474.89
6SL3220-1YE26-0AF0 | G120X IP20 380...480V 11kW FSC C2 | 2099
6SL3220-2YC24-0UF0 | G120X IP20 200...240V 7.5kW FSC UF | 1627.38
6SL3220-2YC24-1UB0 | G120X IP20 200...240V 7.5kW FSC UF | 1602.62
6SL3220-2YC28-1UP0 | G120X IP20 200...240V 15kW FSD UF | 2643.43
6SL3220-2YC30-0UF0 | G120X IP20 200...240V 18.5kW FSD UF | 2987.02
6SL3220-1YE30-0UP0 | G120X IP20 380...480V 18.5kW FSD UF | 2745.6
6SL3220-2YC32-0UF0 | G120X IP20 200...240V 22kW FSE UF | 3522.52
6SL3521-2XA05-5AB0 | G115D WM IP65/66 380...480V 5,5kW FSC C2 | 2469.84
6SL3521-2XA20-7AF0 | G115D WM IP65/66 380..480V 0,75kW FSA C2 | 1602.04
6SL3520-2XE00-7AB0 | G115D WM IP65/66 380..480V 0,75kW FSA C2 | 1202.23
6SL3520-2XE01-5AF0 | G115D WM IP65/66 380...480V 1,5kW FSA C2 | 1840.83
6SL3521-3XN02-2AB0 | G115D WM IP65/66 380...480V 2,2kW FSB C2 | 2123.62
6SL3521-3XN02-2AF0 | G115D WM IP65/66 380...480V 2,2kW FSB C2 | 2564.33
6SL3521-3XN03-0AA0 | G115D WM IP65/66 380...480V 3kW FSB C2 | 2542.25
6SL3521-3XN04-0AA0 | G115D WM IP65/66 380...480V 4kW FSB C2 | 2823.86
6SL3521-0XE40-3AF0 | G115D WM IP65/66 380..480V 0,37kW FSA C2 | 1667.12
6SL3521-0XE40-5AB0 | G115D WM IP65/66 380..480V 0,55kW FSA C2 | 1241.66
6SL3520-2XE41-5AF0 | G115D WM IP65/66 380...480V 1,5kW FSA C2 | 1840.83
6SL3520-2XE47-5AB0 | G115D WM IP65/66 380...480V 7,5kW FSC C2 | 3073.98
6SL3521-2XA62-2AB0 | G115D WM IP65/66 380...480V 2,2kW FSB C2 | 1632.94
6SL3521-2XA65-5AA0 | G115D WM IP65/66 380...480V 5,5kW FSC C2 | 2774.3
6SL3520-2XH02-2AB0 | G115D WM IP65/66 380...480V 2,2kW FSB C2 | 1541.91
6SL3520-2XH20-3AF0 | G115D WM IP65/66 380..480V 0,37kW FSA C2 | 1526.21
6SL3521-2XB01-5AF0 | G115D WM IP65/66 380...480V 1,5kW FSA C2 | 2022.28
6SL3521-2XB02-2AB0 | G115D WM IP65/66 380...480V 2,2kW FSB C2 | 1794.39
6SL3521-2XB02-2AF0 | G115D WM IP65/66 380...480V 2,2kW FSB C2 | 2235.1
6SL3520-2XH60-7AF0 | G115D WM IP65/66 380..480V 0,75kW FSA C2 | 1632.81
6SL3521-0XH64-0AB0 | G115D WM IP65/66 380...480V 4kW FSB C2 | 2129.34
6SL3520-2XH67-5AA0 | G115D WM IP65/66 380...480V 7,5kW FSC C2 | 3307.39
6SL3520-2XH67-5AB0 | G115D WM IP65/66 380...480V 7,5kW FSC C2 | 3063.85
6SL3521-2XB07-5AA0 | G115D WM IP65/66 380...480V 7,5kW FSC C2 | 3499
6SL3520-3XB42-2AF0 | G115D WM IP65/66 380...480V 2,2kW FSB C2 | 2098.25
6SL3521-1XB44-0AF0 | G115D WM IP65/66 380...480V 4kW FSB C2 | 2624.78
6SL3521-1XB45-5AB0 | G115D WM IP65/66 380...480V 5,5kW FSC C2 | 2625.22
6SL3520-3XB47-5AB0 | G115D WM IP65/66 380...480V 7,5kW FSC C2 | 3118.58
6SL3520-3XC00-3AB0 | G115D WM IP65/66 380..480V 0,37kW FSA C2 | 1201.18
6SL3521-1XC04-0AB0 | G115D WM IP65/66 380...480V 4kW FSB C2 | 2184.09
6SL3521-1XD00-3AA0 | G115D WM IP65/66 380..480V 0,37kW FSA C2 | 1514.6
6SL3521-1XD04-0AA0 | G115D WM IP65/66 380...480V 4kW FSB C2 | 2427.64
6SL3520-3XD00-7AA0 | G115D WM IP65/66 380..480V 0,75kW FSA C2 | 1490.42
6SL3520-3XD01-1AF0 | G115D WM IP65/66 380...480V 1,1kW FSA C2 | 1786.49
6SL3550-0XE41-5AB0 | G115D MM IP65/66 380...480V 1,5kW FSA C2 | 1142.27
6SL3521-1XE00-5AA0 | G115D WM IP65/66 380..480V 0,55kW FSA C2 | 1591.62
6SL3521-1XE00-5AB0 | G115D WM IP65/66 380..480V 0,55kW FSA C2 | 1348.04
6SL3521-2XK03-0AA0 | G115D WM IP65/66 380...480V 3kW FSB C2 | 2403.31
6SL3521-2XK04-0AB0 | G115D WM IP65/66 380...480V 4kW FSB C2 | 2441.37
6SL3550-0XE61-5AB0 | G115D MM IP65/66 380...480V 1,5kW FSA C2 | 1142.27
6SL3550-0XE62-2AB0 | G115D MM IP65/66 380...480V 2,2kW FSB C2 | 1358.66
6SL3550-0XE62-2AF0 | G115D MM IP65/66 380...480V 2,2kW FSB C2 | 1799.35
6SL3550-0XE63-0AB0 | G115D MM IP65/66 380...480V 3kW FSB C2 | 1619.82
6SL3550-0XH40-7AA0 | G115D MM IP65/66 380..480V 0,75kW FSA C2 | 1283.44
6SL3520-3XE02-2AF0 | G115D WM IP65/66 380...480V 2,2kW FSB C2 | 2160.05
6SL3520-3XE05-5AB0 | G115D WM IP65/66 380...480V 5,5kW FSC C2 | 2617.13
6SL3521-1XE43-0AF0 | G115D WM IP65/66 380...480V 3kW FSB C2 | 2404.95
6SL3550-0XH61-5AA0 | G115D MM IP65/66 380...480V 1,5kW FSA C2 | 1460.45
6SL3550-0XH63-0AB0 | G115D MM IP65/66 380...480V 3kW FSB C2 | 1699.21
6SL3520-3XH21-1AF0 | G115D WM IP65/66 380...480V 1,1kW FSA C2 | 1777.23
6SL3520-3XH21-5AA0 | G115D WM IP65/66 380...480V 1,5kW FSA C2 | 1679.03
6SL3520-2XH21-1AF0 | G115D WM IP65/66 380...480V 1,1kW FSA C2 | 1670.83
6SL3520-2XH60-5AF0 | G115D WM IP65/66 380..480V 0,55kW FSA C2 | 1602.36
6SL3521-2XB01-5AB0 | G115D WM IP65/66 380...480V 1,5kW FSA C2 | 1581.6
6SL3520-2XH61-1AF0 | G115D WM IP65/66 380...480V 1,1kW FSA C2 | 1731.74
6SL3521-0XH22-2AF0 | G115D WM IP65/66 380...480V 2,2kW FSB C2 | 2052.45
6SL3521-2XB04-0AB0 | G115D WM IP65/66 380...480V 4kW FSB C2 | 2251.07
6SL3520-2XH65-5AB0 | G115D WM IP65/66 380...480V 5,5kW FSC C2 | 2500.62
6SL3521-0XH65-5AA0 | G115D WM IP65/66 380...480V 5,5kW FSC C2 | 2814.03
6SL3521-0XK00-3AA0 | G115D WM IP65/66 380..480V 0,37kW FSA C2 | 1598.47
6SL3521-1XB41-5AB0 | G115D WM IP65/66 380...480V 1,5kW FSA C2 | 1514.6
6SL3521-1XB44-0AB0 | G115D WM IP65/66 380...480V 4kW FSB C2 | 2184.09
6SL3520-3XC00-3AF0 | G115D WM IP65/66 380..480V 0,37kW FSA C2 | 1641.86
6SL3521-2XK01-5AB0 | G115D WM IP65/66 380...480V 1,5kW FSA C2 | 1771.88
6SL3520-3XC02-2AF0 | G115D WM IP65/66 380...480V 2,2kW FSB C2 | 2098.25
6SL3521-1XC04-0AA0 | G115D WM IP65/66 380...480V 4kW FSB C2 | 2427.64
6SL3520-3XD00-3AA0 | G115D WM IP65/66 380..480V 0,37kW FSA C2 | 1444.73
6SL3521-1XD00-7AF0 | G115D WM IP65/66 380..480V 0,75kW FSA C2 | 1757.41
6SL3550-0XE40-5AF0 | G115D MM IP65/66 380..480V 0,55kW FSA C2 | 1448.64
6SL3521-1XD02-2AF0 | G115D WM IP65/66 380...480V 2,2kW FSB C2 | 2168.11
6SL3550-0XE42-2AB0 | G115D MM IP65/66 380...480V 2,2kW FSB C2 | 1358.66
6SL3520-3XD02-2AB0 | G115D WM IP65/66 380...480V 2,2kW FSB C2 | 1657.56
6SL3520-3XD04-0AB0 | G115D WM IP65/66 380...480V 4kW FSB C2 | 2114.22
6SL3521-1XE00-3AB0 | G115D WM IP65/66 380..480V 0,37kW FSA C2 | 1332.84
6SL3521-2XK07-5AF0 | G115D WM IP65/66 380...480V 7,5kW FSC C2 | 3886.41
6SL3520-3XE01-5AB0 | G115D WM IP65/66 380...480V 1,5kW FSA C2 | 1506.55
6SL3521-2XL01-1AA0 | G115D WM IP65/66 380...480V 1,1kW FSA C2 | 1916.5
6SL3521-1XE03-0AB0 | G115D WM IP65/66 380...480V 3kW FSB C2 | 1964.27
6SL3550-0XE63-0AF0 | G115D MM IP65/66 380...480V 3kW FSB C2 | 2060.51
6SL3521-1XE05-5AB0 | G115D WM IP65/66 380...480V 5,5kW FSC C2 | 2687
6SL3521-1XE40-7AF0 | G115D WM IP65/66 380..480V 0,75kW FSA C2 | 1819.19
6SL3521-1XE43-0AB0 | G115D WM IP65/66 380...480V 3kW FSB C2 | 1964.27
6SL3520-3XE40-3AB0 | G115D WM IP65/66 380..480V 0,37kW FSA C2 | 1262.98
6SL3550-0XH43-0AF0 | G115D MM IP65/66 380...480V 3kW FSB C2 | 2074.82
6SL3520-3XH02-2AB0 | G115D WM IP65/66 380...480V 2,2kW FSB C2 | 1648.29
6SL3550-0XH61-1AA0 | G115D MM IP65/66 380...480V 1,1kW FSA C2 | 1385.84
6SL3520-3XH20-3AF0 | G115D WM IP65/66 380..480V 0,37kW FSA C2 | 1632.62
6SL3550-0XH63-0AF0 | G115D MM IP65/66 380...480V 3kW FSB C2 | 2139.91
6SL3550-0XH80-7AA0 | G115D MM IP65/66 380..480V 0,75kW FSA C2 | 1348.51
6SL3521-2XL02-2AA0 | G115D WM IP65/66 380...480V 2,2kW FSB C2 | 2228.27
6SL3521-1XH24-0AA0 | G115D WM IP65/66 380...480V 4kW FSB C2 | 2418.39
6SL3521-1XH60-7AA0 | G115D WM IP65/66 380..480V 0,75kW FSA C2 | 1611.94
6SL3520-3XH60-7AA0 | G115D WM IP65/66 380..480V 0,75kW FSA C2 | 1542.07
6SL3520-3XH61-5AF0 | G115D WM IP65/66 380...480V 1,5kW FSA C2 | 1937.09
6SL3550-0XH81-1AB0 | G115D MM IP65/66 380...480V 1,1kW FSA C2 | 1147.06
6SL3550-0XH81-5AB0 | G115D MM IP65/66 380...480V 1,5kW FSA C2 | 1221.68
6SL3550-0XH83-0AB0 | G115D MM IP65/66 380...480V 3kW FSB C2 | 1699.21
6SL3521-1XK01-5AA0 | G115D WM IP65/66 380...480V 1,5kW FSA C2 | 1948.44
6SL3521-2XM03-0AB0 | G115D WM IP65/66 380...480V 3kW FSB C2 | 2159.74
6SL3550-0XK01-1AF0 | G115D MM IP65/66 380...480V 1,1kW FSA C2 | 1636.87
6SL3521-2XN00-7AA0 | G115D WM IP65/66 380..480V 0,75kW FSA C2 | 1850.08
6SL3521-2XN01-5AF0 | G115D WM IP65/66 380...480V 1,5kW FSA C2 | 2245.1
6SL3520-1XD00-5AA0 | G115D WM IP65/66 380..480V 0,55kW FSA C2 | 1286.56
6SL3520-1XD00-5AB0 | G115D WM IP65/66 380..480V 0,55kW FSA C2 | 1043.02
6SL3520-1XD00-7AA0 | G115D WM IP65/66 380..480V 0,75kW FSA C2 | 1317.01
6SL3520-1XD00-7AB0 | G115D WM IP65/66 380..480V 0,75kW FSA C2 | 1073.45
6SL3230-2YH54-0CP0 | G120X IP20 500...690V 250kW FSG C3 | 24042.3
6SL3230-2YH54-1CB0 | G120X IP20 500...690V 250kW FSG C3 | 24022.51
6SL3521-0XB00-7AB0 | G115D WM IP65/66 380..480V 0,75kW FSA C2 | 1210.3
6SL3521-0XB01-5AA0 | G115D WM IP65/66 380...480V 1,5kW FSA C2 | 1651.76
6SL3521-0XB05-5AB0 | G115D WM IP65/66 380...480V 5,5kW FSC C2 | 2518.8
6SL3520-2XB40-7AF0 | G115D WM IP65/66 380..480V 0,75kW FSA C2 | 1581.13
6SL3520-2XB41-1AF0 | G115D WM IP65/66 380...480V 1,1kW FSA C2 | 1680.07
6SL3520-1XE01-5AB0 | G115D WM IP65/66 380...480V 1,5kW FSA C2 | 1333.13
6SL3520-1XE04-0AF0 | G115D WM IP65/66 380...480V 4kW FSB C2 | 2443.31
6SL3520-1XE40-5AB0 | G115D WM IP65/66 380..480V 0,55kW FSA C2 | 1104.8
6SL3520-2XC02-2AB0 | G115D WM IP65/66 380...480V 2,2kW FSB C2 | 1551.15
6SL3520-2XC02-2AF0 | G115D WM IP65/66 380...480V 2,2kW FSB C2 | 1991.84
6SL3521-1XM01-1AF0 | G115D WM IP65/66 380...480V 1,1kW FSA C2 | 2046.62
6SL3521-1XM02-2AB0 | G115D WM IP65/66 380...480V 2,2kW FSB C2 | 1917.7
6SL3521-1XM02-2AF0 | G115D WM IP65/66 380...480V 2,2kW FSB C2 | 2358.39
6SL3521-1XM03-0AB0 | G115D WM IP65/66 380...480V 3kW FSB C2 | 2092.74
6SL3521-1XM04-0AB0 | G115D WM IP65/66 380...480V 4kW FSB C2 | 2374.37
6SL3521-1XN01-5AF0 | G115D WM IP65/66 380...480V 1,5kW FSA C2 | 2178.11
6SL3521-1XN02-2AB0 | G115D WM IP65/66 380...480V 2,2kW FSB C2 | 1950.24
6SL3521-1XN02-2AF0 | G115D WM IP65/66 380...480V 2,2kW FSB C2 | 2390.93
6SL3521-1XN04-0AB0 | G115D WM IP65/66 380...480V 4kW FSB C2 | 2406.91
6SL3521-0XC04-0AF0 | G115D WM IP65/66 380...480V 4kW FSB C2 | 2518.37
6SL3520-2XD04-0AF0 | G115D WM IP65/66 380...480V 4kW FSB C2 | 2448.51
6SL3521-0XD02-2AF0 | G115D WM IP65/66 380...480V 2,2kW FSB C2 | 2061.71
6SL3521-0XD03-0AF0 | G115D WM IP65/66 380...480V 3kW FSB C2 | 2236.74
6SL3520-2XE05-5AF0 | G115D WM IP65/66 380...480V 5,5kW FSC C2 | 2951.43
6SL3520-2XE07-5AA0 | G115D WM IP65/66 380...480V 7,5kW FSC C2 | 3317.55
6SL3520-2XE07-5AB0 | G115D WM IP65/66 380...480V 7,5kW FSC C2 | 3073.98
6SL3521-0XE03-0AF0 | G115D WM IP65/66 380...480V 3kW FSB C2 | 2298.55
6SL3521-0XE40-7AB0 | G115D WM IP65/66 380..480V 0,75kW FSA C2 | 1272.1
6SL3521-0XE42-2AF0 | G115D WM IP65/66 380...480V 2,2kW FSB C2 | 2123.49
6SL3521-0XE43-0AF0 | G115D WM IP65/66 380...480V 3kW FSB C2 | 2298.55
6SL3521-0XE44-0AB0 | G115D WM IP65/66 380...480V 4kW FSB C2 | 2139.47
6SL3520-2XH27-5AA0 | G115D WM IP65/66 380...480V 7,5kW FSC C2 | 3246.5
6SL3521-2XB00-5AA0 | G115D WM IP65/66 380..480V 0,55kW FSA C2 | 1596.82
6SL3521-2XB00-5AB0 | G115D WM IP65/66 380..480V 0,55kW FSA C2 | 1353.26
6SL3520-2XH60-3AB0 | G115D WM IP65/66 380..480V 0,37kW FSA C2 | 1146.43
6SL3521-0XH23-0AF0 | G115D WM IP65/66 380...480V 3kW FSB C2 | 2227.5
6SL3521-0XH25-5AA0 | G115D WM IP65/66 380...480V 5,5kW FSC C2 | 2753.12
6SL3521-0XH60-3AB0 | G115D WM IP65/66 380..480V 0,37kW FSA C2 | 1216.3
6SL3521-0XH60-5AA0 | G115D WM IP65/66 380..480V 0,55kW FSA C2 | 1475.07
6SL3521-2XB03-0AB0 | G115D WM IP65/66 380...480V 3kW FSB C2 | 1969.46
6SL3521-0XK00-3AF0 | G115D WM IP65/66 380..480V 0,37kW FSA C2 | 1795.61
6SL3521-2XB40-5AF0 | G115D WM IP65/66 380..480V 0,55kW FSA C2 | 1793.94
6SL3521-1XB40-3AB0 | G115D WM IP65/66 380..480V 0,37kW FSA C2 | 1271.03
6SL3521-1XB41-1AB0 | G115D WM IP65/66 380...480V 1,1kW FSA C2 | 1415.66
6SL3520-3XC00-7AF0 | G115D WM IP65/66 380..480V 0,75kW FSA C2 | 1687.54
6SL3220-1YE32-0AP0 | G120X IP20 380...480V 22kW FSD C2 | 3560.98
6SL3220-2YC40-1UF0 | G120X IP20 200...240V 55kW FSF UF | 7505.57
6SL3220-1YE34-0UF0 | G120X IP20 380...480V 30kW FSD UF | 4010.12
6SL3220-2YE12-0AP0 | G120X IP20 380...480V 1.1kW FSA C2 | 953.2
6SL3220-1YE36-1AF0 | G120X IP20 380...480V 37kW FSD C2 | 5312.38
6SL3220-2YE14-1UB0 | G120X IP20 380...480V 1.5kW FSA UF | 911.14
6SL3220-1YE44-0AF0 | G120X IP20 380...480V 90kW FSF C2 | 10280.18
6SL3220-1YE44-1AP0 | G120X IP20 380...480V 90kW FSF C2 | 10387.31
6SL3220-2YE20-1UB0 | G120X IP20 380...480V 4kW FSB UF | 1170.92
6SL3220-2YE22-1UB0 | G120X IP20 380...480V 5.5kW FSB UF | 1283.23
6SL3220-1YE50-0CB0 | G120X IP20 380...480V 160kW FSG C3 | 13947.8
6SL3220-1YE52-0AP0 | G120X IP20 380...480V 200kW FSG C2 | 18285.07
6SL3220-2YE24-0AB0 | G120X IP20 380...480V 7.5kW FSB C2 | 1592.38
6SL3220-2YE26-0AP0 | G120X IP20 380...480V 11kW FSC C2 | 2146.79
6SL3220-2YE26-0UP0 | G120X IP20 380...480V 11kW FSC UF | 1885.69
6SL3220-2YE30-0AB0 | G120X IP20 380...480V 18.5kW FSD C2 | 2950.11
6SL3220-2YE30-0UP0 | G120X IP20 380...480V 18.5kW FSD UF | 2798.37
6SL3220-2YE32-0AB0 | G120X IP20 380...480V 22kW FSD C2 | 3481.86
6SL3220-1YE54-0CF0 | G120X IP20 380...480V 250kW FSG C3 | 20307.86
6SL3220-1YE56-1CP0 | G120X IP20 380...480V 315kW FSH C3 | 24426.72
6SL3220-2YE32-0UP0 | G120X IP20 380...480V 22kW FSD UF | 3298.83
6SL3220-2YE32-1UF0 | G120X IP20 380...480V 22kW FSD UF | 3415.94
6SL3220-1YH18-1AF0 | G120X IP20 500...690V 3kW FSD C2 | 1547.45
6SL3220-2YE38-0AB0 | G120X IP20 380...480V 45kW FSE C2 | 5967.5
6SL3220-2YE40-0AP0 | G120X IP20 380...480V 55kW FSE C2 | 7336
6SL3220-2YE40-1AF0 | G120X IP20 380...480V 55kW FSE C2 | 7453.09
6SL3220-2YE42-1UB0 | G120X IP20 380...480V 75kW FSF UF | 7942.36
6SL3220-2YE44-1UP0 | G120X IP20 380...480V 90kW FSF UF | 9565.12
6SL3220-2YE46-0UB0 | G120X IP20 380...480V 110kW FSF UF | 10594.95
6SL3220-2YE54-0AB0 | G120X IP20 380...480V 250kW FSG C2 | 22812.97
6SL3220-2YE54-1AB0 | G120X IP20 380...480V 250kW FSG C2 | 22925.09
6SL3220-1YH22-1UP0 | G120X IP20 500...690V 5.5kW FSD UF | 1644.48
6SL3220-1YH26-0UP0 | G120X IP20 500...690V 11kW FSD UF | 2123.83
6SL3220-2YE64-1CP0 | G120X IP20 380...480V 500kW FSJ C3 | 41159.05
6SL3220-2YE66-1CB0 | G120X IP20 380...480V 560kW FSJ C3 | 46561.44
6SL3220-2YH22-0AF0 | G120X IP20 500...690V 5.5kW FSD C2 | 1746.28
6SL3220-1YH32-1AP0 | G120X IP20 500...690V 22kW FSD C2 | 4141.76
6SL3220-1YH38-0AP0 | G120X IP20 500...690V 45kW FSE C2 | 6859.12
6SL3220-1YH38-1AB0 | G120X IP20 500...690V 45kW FSE C2 | 6839.34
6SL3220-1YH42-0CB0 | G120X IP20 500...690V 75kW FSF C3 | 9412.86
6SL3220-2YH22-1AP0 | G120X IP20 500...690V 5.5kW FSD C2 | 1853.4
6SL3220-2YH26-1UB0 | G120X IP20 500...690V 11kW FSD UF | 2156.84
6SL3220-2YH28-0AF0 | G120X IP20 500...690V 15kW FSD C2 | 2984.33
6SL3220-1YH44-0UB0 | G120X IP20 500...690V 90kW FSF UF | 10660.1
6SL3220-2YH32-0AF0 | G120X IP20 500...690V 22kW FSD C2 | 4087.41
6SL3220-3YE38-0UB0 | G120X IP20 380...480V 45kW FSE UF | 5564.91
6SL3220-3YE40-0UB0 | G120X IP20 380...480V 55kW FSE UF | 5935.35
6SL3220-2YH34-1AP0 | G120X IP20 500...690V 30kW FSD C2 | 5114.82
6SL3220-2YH38-0UP0 | G120X IP20 500...690V 45kW FSE UF | 6403.79
6SL3220-3YE42-1AF0 | G120X IP20 380...480V 75kW FSF C2 | 8911.34
6SL3220-2YH42-0UP0 | G120X IP20 500...690V 75kW FSF UF | 9130.26
6SL3220-2YH42-1UF0 | G120X IP20 500...690V 75kW FSF UF | 9247.36
6SL3220-1YH48-1CF0 | G120X IP20 500...690V 132kW FSF C3 | 14534.26
6SL3220-1YH50-0CF0 | G120X IP20 500...690V 160kW FSG C3 | 16178.37
6SL3220-2YH46-0UB0 | G120X IP20 500...690V 110kW FSF UF | 12177.76
6SL3220-1YH56-1CF0 | G120X IP20 500...690V 315kW FSH C3 | 26845.13
6SL3220-1YH60-0CB0 | G120X IP20 500...690V 400kW FSH C3 | 35045.06
6SL3220-1YH62-0CP0 | G120X IP20 500...690V 450kW FSH C3 | 40178.74
6SL3220-3YE50-0CB0 | G120X IP20 380...480V 160kW FSG C3 | 14106.09
6SL3220-1YH68-1CP0 | G120X IP20 500...690V 630kW FSJ C3 | 58042.07
6SL3220-2YH48-0UF0 | G120X IP20 500...690V 132kW FSF UF | 13766.07
6SL3220-2YC10-1UF0 | G120X IP20 200...240V 0.75kW FSA UF | 880.87
6SL3220-2YC14-1UP0 | G120X IP20 200...240V 1.5kW FSA UF | 929.59
6SL3220-2YC16-1UP0 | G120X IP20 200...240V 2.2kW FSB UF | 977.3
6SL3230-1YH18-0UF0 | G120X IP20 500...690V 3kW FSD UF | 1535.33
6SL3220-2YH54-1CP0 | G120X IP20 500...690V 250kW FSG C3 | 23494.92
6SL3220-3YE52-1AP0 | G120X IP20 380...480V 200kW FSG C2 | 18555.46
6SL3220-3YE54-0AP0 | G120X IP20 380...480V 250kW FSG C2 | 20377.71
6SL3220-3YE56-0CB0 | G120X IP20 380...480V 315kW FSH C3 | 24341.46
6SL3230-3YC24-0UP0 | G120X IP20 200...240V 7.5kW FSC UF | 2009.7
6SL3230-3YC26-1UP0 | G120X IP20 200...240V 11kW FSD UF | 2530.1
6SL3230-3YC28-1UP0 | G120X IP20 200...240V 15kW FSD UF | 3081.1
6SL3220-3YE60-1CB0 | G120X IP20 380...480V 400kW FSH C3 | 32128.1
6SL3230-3YC36-1UP0 | G120X IP20 200...240V 37kW FSF UF | 5793.18
6SL3220-2YH68-1CB0 | G120X IP20 500...690V 630kW FSJ C3 | 57964.41
6SL3230-3YC38-0UP0 | G120X IP20 200...240V 45kW FSF UF | 6696.53
6SL3220-3YC12-0UP0 | G120X IP20 200...240V 1.1kW FSA UF | 881.21
6SL3220-3YH18-0AP0 | G120X IP20 500...690V 3kW FSD C2 | 1588.67
6SL3220-3YC14-0UF0 | G120X IP20 200...240V 1.5kW FSA UF | 927.97
6SL3230-1YH20-0AP0 | G120X IP20 500...690V 4kW FSD C2 | 1810.1
6SL3220-3YH20-1AF0 | G120X IP20 500...690V 4kW FSD C2 | 1854.08
6SL3220-3YC20-0UF0 | G120X IP20 200...240V 4kW FSB UF | 1148.75
6SL3220-3YC20-1UF0 | G120X IP20 200...240V 4kW FSB UF | 1260.88
6SL3230-3YE12-0AB0 | G120X IP20 380...480V 1.1kW FSA C2 | 1057.52
6SL3220-3YC26-0UB0 | G120X IP20 200...240V 11kW FSD UF | 1979.12
6SL3220-3YC26-0UP0 | G120X IP20 200...240V 11kW FSD UF | 2111.01
6SL3220-3YH24-0UF0 | G120X IP20 500...690V 7.5kW FSD UF | 1908.77
6SL3220-3YH26-1UF0 | G120X IP20 500...690V 11kW FSD UF | 2399.23
6SL3220-3YC32-0UB0 | G120X IP20 200...240V 22kW FSE UF | 3491.18
6SL3220-3YH28-0UP0 | G120X IP20 500...690V 15kW FSD UF | 2499.45
6SL3230-3YE16-1AB0 | G120X IP20 380...480V 2.2kW FSA C2 | 1342.18
6SL3220-3YC34-1UF0 | G120X IP20 200...240V 30kW FSE UF | 4552.33
6SL3230-3YE18-0UB0 | G120X IP20 380...480V 3kW FSA UF | 1279.28
6SL3220-3YC36-1UF0 | G120X IP20 200...240V 37kW FSF UF | 5365.28
6SL3220-3YH32-0AF0 | G120X IP20 500...690V 22kW FSD C2 | 3718.99
6SL3220-3YE10-1UB0 | G120X IP20 380...480V 0.75kW FSA UF | 953.48
6SL3230-1YH26-1UB0 | G120X IP20 500...690V 11kW FSD UF | 2411.03
6SL3220-3YE14-0AB0 | G120X IP20 380...480V 1.5kW FSA C2 | 983.8
6SL3230-1YH28-0UF0 | G120X IP20 500...690V 15kW FSD UF | 2991.89
6SL3220-3YE14-1UB0 | G120X IP20 380...480V 1.5kW FSA UF | 1016.65
6SL3230-3YE22-1AB0 | G120X IP20 380...480V 5.5kW FSB C2 | 1801.57
6SL3230-3YE22-1UB0 | G120X IP20 380...480V 5.5kW FSB UF | 1645.36
6SL3230-3YE24-1UF0 | G120X IP20 380...480V 7.5kW FSB UF | 2032.07
6SL3220-3YE16-0AF0 | G120X IP20 380...480V 2.2kW FSA C2 | 1185.88
6SL3220-3YE18-0UF0 | G120X IP20 380...480V 3kW FSA UF | 1209.91
6SL3230-3YE26-1UB0 | G120X IP20 380...480V 11kW FSC UF | 2278.39
6SL3230-3YE28-0UF0 | G120X IP20 380...480V 15kW FSC UF | 2819.8
6SL3230-1YH28-1UF0 | G120X IP20 500...690V 15kW FSD UF | 3104.01
6SL3230-3YE28-1AF0 | G120X IP20 380...480V 15kW FSC C2 | 3203.7
6SL3220-3YE22-0AB0 | G120X IP20 380...480V 5.5kW FSB C2 | 1432.84
6SL3520-3XC01-1AF0 | G115D WM IP65/66 380...480V 1,1kW FSA C2 | 1786.49
6SL3521-1XC01-1AB0 | G115D WM IP65/66 380...480V 1,1kW FSA C2 | 1415.66
6SL3521-1XC02-2AB0 | G115D WM IP65/66 380...480V 2,2kW FSB C2 | 1727.43
6SL3550-0XE21-5AB0 | G115D MM IP65/66 380...480V 1,5kW FSA C2 | 1142.27
6SL3550-0XE21-5AF0 | G115D MM IP65/66 380...480V 1,5kW FSA C2 | 1582.96
6SL3550-0XE22-2AB0 | G115D MM IP65/66 380...480V 2,2kW FSB C2 | 1358.66
6SL3550-0XE22-2AF0 | G115D MM IP65/66 380...480V 2,2kW FSB C2 | 1799.35
6SL3550-0XE40-5AB0 | G115D MM IP65/66 380..480V 0,55kW FSA C2 | 1007.96
6SL3520-3XD03-0AA0 | G115D WM IP65/66 380...480V 3kW FSB C2 | 2076.17
6SL3550-0XE44-0AF0 | G115D MM IP65/66 380...480V 4kW FSB C2 | 2276.92
6SL3550-0XE60-5AB0 | G115D MM IP65/66 380..480V 0,55kW FSA C2 | 1007.96
6SL3520-3XD04-0AA0 | G115D WM IP65/66 380...480V 4kW FSB C2 | 2357.79
6SL3521-1XE01-1AF0 | G115D WM IP65/66 380...480V 1,1kW FSA C2 | 1918.13
6SL3521-1XE01-5AF0 | G115D WM IP65/66 380...480V 1,5kW FSA C2 | 2017.08
6SL3521-2XL00-5AA0 | G115D WM IP65/66 380..480V 0,55kW FSA C2 | 1787.1
6SL3521-2XL00-7AB0 | G115D WM IP65/66 380..480V 0,75kW FSA C2 | 1574
6SL3521-1XE05-5AF0 | G115D WM IP65/66 380...480V 5,5kW FSC C2 | 3127.71
6SL3550-0XH01-1AB0 | G115D MM IP65/66 380...480V 1,1kW FSA C2 | 1081.96
6SL3550-0XH02-2AB0 | G115D MM IP65/66 380...480V 2,2kW FSB C2 | 1372.99
6SL3521-1XE07-5AA0 | G115D WM IP65/66 380...480V 7,5kW FSC C2 | 3493.8
6SL3550-0XH60-3AB0 | G115D MM IP65/66 380..480V 0,37kW FSA C2 | 1064.98
6SL3521-1XE47-5AF0 | G115D WM IP65/66 380...480V 7,5kW FSC C2 | 3690.94
6SL3521-1XH20-3AF0 | G115D WM IP65/66 380..480V 0,37kW FSA C2 | 1702.47
6SL3520-3XH01-1AB0 | G115D WM IP65/66 380...480V 1,1kW FSA C2 | 1336.52
6SL3520-3XH25-5AF0 | G115D WM IP65/66 380...480V 5,5kW FSC C2 | 2986.79
6SL3520-3XH60-3AA0 | G115D WM IP65/66 380..480V 0,37kW FSA C2 | 1496.38
6SL3521-1XH21-5AA0 | G115D WM IP65/66 380...480V 1,5kW FSA C2 | 1748.9
6SL3521-1XH22-2AF0 | G115D WM IP65/66 380...480V 2,2kW FSB C2 | 2158.87
6SL3521-1XH62-2AA0 | G115D WM IP65/66 380...480V 2,2kW FSB C2 | 2022.63
6SL3521-2XM00-3AF0 | G115D WM IP65/66 380..480V 0,37kW FSA C2 | 1969.02
6SL3521-2XM01-1AB0 | G115D WM IP65/66 380...480V 1,1kW FSA C2 | 1672.93
6SL3520-3XH60-5AF0 | G115D WM IP65/66 380..480V 0,55kW FSA C2 | 1708.76
6SL3550-0XH81-5AF0 | G115D MM IP65/66 380...480V 1,5kW FSA C2 | 1662.37
6SL3521-1XK00-3AB0 | G115D WM IP65/66 380..480V 0,37kW FSA C2 | 1461.31
6SL3521-1XK00-5AA0 | G115D WM IP65/66 380..480V 0,55kW FSA C2 | 1720.1
6SL3521-1XK00-5AB0 | G115D WM IP65/66 380..480V 0,55kW FSA C2 | 1476.55
6SL3521-1XK00-7AB0 | G115D WM IP65/66 380..480V 0,75kW FSA C2 | 1507
6SL3550-0XK01-5AB0 | G115D MM IP65/66 380...480V 1,5kW FSA C2 | 1270.77
6SL3550-0XK01-5AF0 | G115D MM IP65/66 380...480V 1,5kW FSA C2 | 1711.48
6SL3521-1XK01-5AB0 | G115D WM IP65/66 380...480V 1,5kW FSA C2 | 1704.88
6SL3521-1XK02-2AB0 | G115D WM IP65/66 380...480V 2,2kW FSB C2 | 1917.7
6SL3521-1XL01-5AB0 | G115D WM IP65/66 380...480V 1,5kW FSA C2 | 1704.88
6SL3550-0XK03-0AA0 | G115D MM IP65/66 380...480V 3kW FSB C2 | 1987.09
6SL3550-0XK03-0AB0 | G115D MM IP65/66 380...480V 3kW FSB C2 | 1748.32
6SL3521-1XL04-0AA0 | G115D WM IP65/66 380...480V 4kW FSB C2 | 2617.92
6SL3521-3XA02-2AB0 | G115D WM IP65/66 380...480V 2,2kW FSB C2 | 1678.47
6SL3521-3XA03-0AB0 | G115D WM IP65/66 380...480V 3kW FSB C2 | 1853.5
6SL3550-0XK23-0AF0 | G115D MM IP65/66 380...480V 3kW FSB C2 | 2189.01
6SL3550-0XL01-1AF0 | G115D MM IP65/66 380...480V 1,1kW FSA C2 | 1636.87
6SL3521-3XA23-0AA0 | G115D WM IP65/66 380...480V 3kW FSB C2 | 2097.07
6SL3521-3XA24-0AA0 | G115D WM IP65/66 380...480V 4kW FSB C2 | 2378.7
6SL3521-1XH25-5AA0 | G115D WM IP65/66 380...480V 5,5kW FSC C2 | 2859.53
6SL3521-1XH27-5AF0 | G115D WM IP65/66 380...480V 7,5kW FSC C2 | 3619.89
6SL3521-1XH60-3AA0 | G115D WM IP65/66 380..480V 0,37kW FSA C2 | 1566.25
6SL3521-1XH60-5AF0 | G115D WM IP65/66 380..480V 0,55kW FSA C2 | 1778.63
6SL3520-3XH64-0AB0 | G115D WM IP65/66 380...480V 4kW FSB C2 | 2165.89
6SL3521-1XH65-5AB0 | G115D WM IP65/66 380...480V 5,5kW FSC C2 | 2676.87
6SL3521-1XH67-5AB0 | G115D WM IP65/66 380...480V 7,5kW FSC C2 | 3240.1
6SL3520-3XH65-5AA0 | G115D WM IP65/66 380...480V 5,5kW FSC C2 | 2850.57
6SL3550-0XK00-5AA0 | G115D MM IP65/66 380..480V 0,55kW FSA C2 | 1375.22
6SL3550-0XK00-5AB0 | G115D MM IP65/66 380..480V 0,55kW FSA C2 | 1136.47
6SL3550-0XK00-5AF0 | G115D MM IP65/66 380..480V 0,55kW FSA C2 | 1577.14
6SL3550-0XK00-7AF0 | G115D MM IP65/66 380..480V 0,75kW FSA C2 | 1599.54
6SL3521-1XK03-0AF0 | G115D WM IP65/66 380...480V 3kW FSB C2 | 2533.45
6SL3521-1XK04-0AA0 | G115D WM IP65/66 380...480V 4kW FSB C2 | 2617.92
6SL3521-1XK07-5AF0 | G115D WM IP65/66 380...480V 7,5kW FSC C2 | 3819.43
6SL3521-1XL00-3AB0 | G115D WM IP65/66 380..480V 0,37kW FSA C2 | 1461.31
6SL3550-0XK21-5AF0 | G115D MM IP65/66 380...480V 1,5kW FSA C2 | 1711.48
6SL3550-0XK22-2AA0 | G115D MM IP65/66 380...480V 2,2kW FSB C2 | 1725.95
6SL3550-0XK22-2AB0 | G115D MM IP65/66 380...480V 2,2kW FSB C2 | 1487.16
6SL3550-0XK22-2AF0 | G115D MM IP65/66 380...480V 2,2kW FSB C2 | 1927.87
6SL3550-0XL03-0AF0 | G115D MM IP65/66 380...480V 3kW FSB C2 | 2189.01
6SL3550-0XL20-3AF0 | G115D MM IP65/66 380..480V 0,37kW FSA C2 | 1554.76
6SL3550-0XL20-5AB0 | G115D MM IP65/66 380..480V 0,55kW FSA C2 | 1136.47
6SL3550-0XL20-5AF0 | G115D MM IP65/66 380..480V 0,55kW FSA C2 | 1577.14
6SL3521-3XA62-2AB0 | G115D WM IP65/66 380...480V 2,2kW FSB C2 | 1739.32
6SL3521-3XA62-2AF0 | G115D WM IP65/66 380...480V 2,2kW FSB C2 | 2180.03
6SL3521-3XA63-0AA0 | G115D WM IP65/66 380...480V 3kW FSB C2 | 2157.96
6SL3521-3XA63-0AB0 | G115D WM IP65/66 380...480V 3kW FSB C2 | 1914.39
6SL3521-3XB04-0AB0 | G115D WM IP65/66 380...480V 4kW FSB C2 | 2357.48
6SL3550-0XM20-7AB0 | G115D MM IP65/66 380..480V 0,75kW FSA C2 | 1158.83
6SL3550-0XM24-0AA0 | G115D MM IP65/66 380...480V 4kW FSB C2 | 2203.52
6SL3720-1TE23-0AB4 | SINAMICS S120 CABINET MODULE | 5125.98
6SL3550-0XN00-3AB0 | G115D MM IP65/66 380..480V 0,37kW FSA C2 | 1146.59
6SL3550-0XN01-5AA0 | G115D MM IP65/66 380...480V 1,5kW FSA C2 | 1542.07
6SL3550-0XN01-5AB0 | G115D MM IP65/66 380...480V 1,5kW FSA C2 | 1303.3
6SL3550-0XN01-5AF0 | G115D MM IP65/66 380...480V 1,5kW FSA C2 | 1743.99
6SL3550-0XN04-0AA0 | G115D MM IP65/66 380...480V 4kW FSB C2 | 2236.03
6SL3521-3XD01-1AB0 | G115D WM IP65/66 380...480V 1,1kW FSA C2 | 1589.04
6SL3521-3XD01-5AF0 | G115D WM IP65/66 380...480V 1,5kW FSA C2 | 2128.69
6SL3521-3XD02-2AA0 | G115D WM IP65/66 380...480V 2,2kW FSB C2 | 2144.38
6SL3521-3XD03-0AA0 | G115D WM IP65/66 380...480V 3kW FSB C2 | 2319.43
6SL3725-1TG41-0AA3 | S120 CM, MOMO 690V/1025A/1000KW LC | 108933.05
6SL3521-3XE40-3AB0 | G115D WM IP65/66 380..480V 0,37kW FSA C2 | 1506.22
6SL3521-3XE40-5AF0 | G115D WM IP65/66 380..480V 0,55kW FSA C2 | 1962.13
6SL3521-3XE41-1AF0 | G115D WM IP65/66 380...480V 1,1kW FSA C2 | 2091.53
6SL3521-3XH27-5AF0 | G115D WM IP65/66 380...480V 7,5kW FSC C2 | 3793.27
6XV1878-5TH30 | IE TP Cord M12-180/RJ45-180 (4x2, 3 m) | 109.78
6SL3521-3XH60-3AB0 | G115D WM IP65/66 380..480V 0,37kW FSA C2 | 1496.09
6SL3521-3XH60-7AF0 | G115D WM IP65/66 380..480V 0,75kW FSA C2 | 1982.46
7ME3410-2DC32-6ER6 | SITRANS FUE380 | 4956.59
7ME3410-2DC32-6UR6 | SITRANS FUE380 | 5306.62
7ME3410-2DE02-6ER6 | SITRANS FUE380 | 5211.57
7ME3410-2HC02-5UR5 | SITRANS FUE380 | 5705.89
6SL3521-1XL00-5AF0 | G115D WM IP65/66 380..480V 0,55kW FSA C2 | 1917.23
6SL3521-1XL01-5AA0 | G115D WM IP65/66 380...480V 1,5kW FSA C2 | 1948.44
6SL3521-1XM00-5AA0 | G115D WM IP65/66 380..480V 0,55kW FSA C2 | 1720.1
6SL3550-0XK20-7AF0 | G115D MM IP65/66 380..480V 0,75kW FSA C2 | 1599.54
6SL3521-2XN03-0AF0 | G115D WM IP65/66 380...480V 3kW FSB C2 | 2632.96
6SL3521-3XA00-7AB0 | G115D WM IP65/66 380..480V 0,75kW FSA C2 | 1267.76
6SL3550-0XL01-5AB0 | G115D MM IP65/66 380...480V 1,5kW FSA C2 | 1270.77
6SL3550-0XL03-0AB0 | G115D MM IP65/66 380...480V 3kW FSB C2 | 1748.32
6SL3521-3XA05-5AB0 | G115D WM IP65/66 380...480V 5,5kW FSC C2 | 2576.26
6SL3521-3XA20-5AA0 | G115D WM IP65/66 380..480V 0,55kW FSA C2 | 1480.86
6SL3521-3XA61-1AB0 | G115D WM IP65/66 380...480V 1,1kW FSA C2 | 1427.59
6SL3521-3XA61-5AA0 | G115D WM IP65/66 380...480V 1,5kW FSA C2 | 1770.07
6SL3550-0XL23-0AF0 | G115D MM IP65/66 380...480V 3kW FSB C2 | 2189.01
6SL3550-0XM00-3AB0 | G115D MM IP65/66 380..480V 0,37kW FSA C2 | 1114.08
6SL3550-0XM01-1AF0 | G115D MM IP65/66 380...480V 1,1kW FSA C2 | 1636.87
6SL3521-3XB01-5AF0 | G115D WM IP65/66 380...480V 1,5kW FSA C2 | 2128.69
6SL3550-0XN00-3AF0 | G115D MM IP65/66 380..480V 0,37kW FSA C2 | 1587.29
6SL3550-0XN00-5AB0 | G115D MM IP65/66 380..480V 0,55kW FSA C2 | 1168.98
6SL3521-3XB42-2AB0 | G115D WM IP65/66 380...480V 2,2kW FSB C2 | 1900.81
6SL3521-3XB43-0AF0 | G115D WM IP65/66 380...480V 3kW FSB C2 | 2516.55
6SL3521-3XB44-0AB0 | G115D WM IP65/66 380...480V 4kW FSB C2 | 2357.48
6SL3550-0XN04-0AB0 | G115D MM IP65/66 380...480V 4kW FSB C2 | 1997.25
6SL3550-0XN22-2AF0 | G115D MM IP65/66 380...480V 2,2kW FSB C2 | 1960.38
6SL3521-3XE00-3AA0 | G115D WM IP65/66 380..480V 0,37kW FSA C2 | 1749.79
6SL3725-1TE32-6AA3 | S120 CM, MOMO 480V/260A/132KW LC | 34527.9
6SL3521-3XE02-2AA0 | G115D WM IP65/66 380...480V 2,2kW FSB C2 | 2206.18
6SL3725-1TG38-0AA3 | S120 CM, MOMO 690V/810A/800KW LC FSH | 88346.01
6SL3521-3XE04-0AF0 | G115D WM IP65/66 380...480V 4kW FSB C2 | 2859.97
6SL3521-3XE43-0AB0 | G115D WM IP65/66 380...480V 3kW FSB C2 | 2137.65
6SL3521-3XH00-7AB0 | G115D WM IP65/66 380..480V 0,75kW FSA C2 | 1480.86
6XV1878-5TH20 | IE TP Cord M12-180/RJ45-180 (4x2, 2 m) | 96.82
6SL3521-3XH23-0AF0 | G115D WM IP65/66 380...480V 3kW FSB C2 | 2507.31
6SL3521-3XH63-0AF0 | G115D WM IP65/66 380...480V 3kW FSB C2 | 2568.22
6SL3521-3XH67-5AB0 | G115D WM IP65/66 380...480V 7,5kW FSC C2 | 3413.5
7ME3410-1ME42-4ER6 | SITRANS FUE380 | 3819.2
6SL3521-3XK04-0AF0 | G115D WM IP65/66 380...480V 4kW FSB C2 | 2988.46
6SL3521-3XK07-5AB0 | G115D WM IP65/66 380...480V 7,5kW FSC C2 | 3552.13
6SL3735-1TG41-7LA3 | S120 CM, BLCM 690V/1650A/1370KW LC | 66137.93
7ME3411-1UC01-3ER2 | SITRANS FUE380 | 4017.17
6SL3521-3XL01-1AF0 | G115D WM IP65/66 380...480V 1,1kW FSA C2 | 2220.03
6SL3521-3XL01-5AB0 | G115D WM IP65/66 380...480V 1,5kW FSA C2 | 1878.28
6SL3521-3XK00-3AF0 | G115D WM IP65/66 380..480V 0,37kW FSA C2 | 2075.4
7ME3410-1VC02-6ER6 | SITRANS FUE380 | 4437.67
6SL3521-3XK03-0AB0 | G115D WM IP65/66 380...480V 3kW FSB C2 | 2266.16
7ME3410-3VD22-5ER3 | SITRANS FUE380 | 14252.41
7ME3411-2CC31-3ER2 | SITRANS FUE380 | 4536.07
7ME3411-3UC31-6ER2 | SITRANS FUE380 | 12700.12
7ME3411-4QC31-6ER2 | SITRANS FUE380 | 17487.84
7ME3411-5LC31-6ER2 | SITRANS FUE380 | 25270.53
7ME3480-3AA35-2DD2 | SITRANS FUE950 calculator | 1412.5
7MF1575-3AA10 | Transmitters SITRANS LH300 | 1107.81
6XV1801-2C | Control Cable 5 core cable sold by meter | 5.92
7ME5034-1AA11-1AA0 | SITRANS F M Transmitter Transmag 2 | 3851.89
7ME6110-1RA10-1AA1 | SITRANS F M MAGFLO MAG 1100 | 1487.15
7ME6110-1RA20-2JB1 | SITRANS F M MAGFLO MAG 1100 | 3115.84
6SL3521-3XK00-7AF0 | G115D WM IP65/66 380..480V 0,75kW FSA C2 | 2121.09
7ME3410-1RE02-6UR6 | SITRANS FUE380 | 4823.5
6SL3521-3XK01-5AA0 | G115D WM IP65/66 380...480V 1,5kW FSA C2 | 2121.85
6SL3521-3XK01-5AB0 | G115D WM IP65/66 380...480V 1,5kW FSA C2 | 1878.28
7ME3411-2GC01-4ER2 | SITRANS FUE380 | 4937.56
7ME3411-2GC31-4ER2 | SITRANS FUE380 | 5091.9
7ME3411-2LC31-4ER2 | SITRANS FUE380 | 5922.85
6SL3521-3XL00-7AB0 | G115D WM IP65/66 380..480V 0,75kW FSA C2 | 1680.4
6SL3521-3XL00-7AF0 | G115D WM IP65/66 380..480V 0,75kW FSA C2 | 2121.09
7ME3480-3AB00-2BD2 | SITRANS FUE950 calculator | 552.47
7ME3480-3CB00-2BD0 | SITRANS FUE950 calculator | 503.27
7ME3480-4AA00-2BK0 | SITRANS FUE950 calculator | 503.27
7KN2711-4CE40-0YC0 | SENTRON Powermanager V4.x DevPack(200) | 13270.34
7KN2712-1CE40-0YC0 | SENTRON Powermanager V4.x Add.clients(2) | 1942.01
7ME6110-1VA10-1AA1 | SITRANS F M MAGFLO MAG 1100 | 1487.15
7ME6110-3FA10-1AA1 | SITRANS F M MAGFLO MAG 1100 | 2161.32
7ME6110-3FA20-2AA1 | SITRANS F M MAGFLO MAG 1100 | 2027.03
7ME6110-3MA10-1AA1 | SITRANS F M MAGFLO MAG 1100 | 2294.7
7ME6110-3TA10-1AA1 | SITRANS F M MAGFLO MAG 1100 | 2818.24
7ME6310-3FC11-1AA1 | SITRANS F M MAG 3100 | 1517.1
7ME6310-3FC13-5HA1 | SITRANS F M MAG 3100 | 3754.62
7ME6310-3MC11-2AA1 | SITRANS F M MAG 3100 | 1653.19
7ME6310-4HC11-1AA1 | SITRANS F M MAG 3100 | 2181.27
7ME6340-2YJ17-2AA2 | MAG 3100 P (Process industry) | 1948.99
7ME6340-3FC13-2JB1 | MAG 3100 P (Process industry) | 3511.45
7ME6340-3FJ17-2AA2 | MAG 3100 P (Process industry) | 2003.43
7ME6340-3MC13-2AA1 | MAG 3100 P (Process industry) | 1778.41
7MF8010-1KL31-1DA1 | SITRANS P TRANSMITTER COMPACT | 711.52
7MF8010-1XA31-1DC1 | SITRANS P TRANSMITTER COMPACT | 573.52
7ME6520-2YC12-2AA1 | SITRANS F M MAG 5100 W | 1177.74
7ME6520-2YC12-2HF1 | SITRANS F M MAG 5100 W | 3153.04
7ME6520-5DC12-2AA1 | SITRANS F M MAG 5100 W | 3762.78
7ME6520-5DC13-2AA1 | SITRANS F M MAG 5100 W | 3580.41
7ME6520-5RB12-2AA1 | SITRANS F M MAG 5100 W | 5476.76
7ME6520-5RC13-2AA1 | SITRANS F M MAG 5100 W | 5488.56
7ME6810-4PB31-1AA1 | SITRANS F M MAG 8000 | 4127.39
7MH7170-1BA00 | Bend Pulley 4,5 and 6 Inch | 1591.28
7MH7177-1AA12-0 | WS300 SPEED SENSOR | 2914.25
7MH7177-2AA10-0 | WS300 SPEED SENSOR | 1687.41
7MF1565-3BG01-1AA1 | Transducer SITRANS P200 for pressure | 301.33
7ML5725-2LC12-1AD0 | SITRANS LPS200, COMPACT | 1063.5
7ML5725-3AC13-5AB0 | SITRANS LPS200, COMPACT | 1324.06
7MF1565-3CA00-2AA1 | Transducer SITRANS P200 for pressure | 244.35
7MF9411-5CA | 5-way valve block DN 5 | 416.53
7MF1565-5BG01-1AA1 | Transducer SITRANS P200 for pressure | 301.33
7MF1565-5CB01-1AA1 | Transducer SITRANS P200 for pressure | 301.33
7MF1567-3CA00-6AA3 | Transducer SITRANS P220 for pressure | 250.69
7MF1567-3CB01-1AA1 | Transducer SITRANS P220 for pressure | 298.79
7MH4138-6BA00-0AY0 | SIWAREX WP351 Verfication | 176.49
7MF1567-3CB10-1AA1 | Transducer SITRANS P220 for pressure | 250.69
7ML5745-1AA22-1BA0 | SITRANS LVL100 | 385.53
7ML5745-1AA41-1BA0 | SITRANS LVL100 | 420.08
7MH5001-0AD01 | SIWAREX DB stainless steel | 1249.78
7MH5001-0AD20 | SIWAREX DB | 955.63
7MH5108-5AE01 | SIWAREX WL270 CP-S SA 10t C4 Ex | 885.97
7ML1100-0AA30 | ST-H TRANSDUCER | 699.56
7ML1100-0CA20 | ST-H TRANSDUCER | 863.8
7ML1106-1CA20-0A | ECHOMAX XRS-5 TRANSDUCER | 663.28
7ML1813-4AB3 | AIR TEMP SENSOR TS-3 | 781.23
7MH5122-4GD00 | SIWAREX load cell WL290 DB-S CA 2,3t | 559.51
7MH5122-5UD00 | SIWAREX load cell WL290 DB-S CA 91t | 3202.96
7MH5122-6AD00 | SIWAREX load cell WL290 DB-S CA 113t | 4003.36
6SL3521-3XA24-0AF0 | G115D WM IP65/66 380...480V 4kW FSB C2 | 2575.82
6SL3521-3XA27-5AA0 | G115D WM IP65/66 380...480V 7,5kW FSC C2 | 3383.04
6XV1871-2N | IE Robust Ground Cable 2x2, by meter | 12.01
6XV1871-8AH20 | IE CONNECTING CABLE M12-180/M12-180 2M | 82.99
6XV1871-8AH50 | IE CONNECTING CABLE M12-180/M12-180 5M | 123.61
6SL3550-0XM00-7AB0 | G115D MM IP65/66 380..480V 0,75kW FSA C2 | 1158.83
6SL3521-3XB05-5AF0 | G115D WM IP65/66 380...480V 5,5kW FSC C2 | 3239.31
6SL3521-3XB41-1AB0 | G115D WM IP65/66 380...480V 1,1kW FSA C2 | 1589.04
6SL3550-0XN00-7AF0 | G115D MM IP65/66 380..480V 0,75kW FSA C2 | 1632.05
6SL3550-0XN01-1AB0 | G115D MM IP65/66 380...480V 1,1kW FSA C2 | 1228.68
6SL3521-3XC01-1AA0 | G115D WM IP65/66 380...480V 1,1kW FSA C2 | 1832.61
6SL3521-3XC01-5AA0 | G115D WM IP65/66 380...480V 1,5kW FSA C2 | 1931.55
6SL3521-3XC01-5AB0 | G115D WM IP65/66 380...480V 1,5kW FSA C2 | 1687.98
6SL3521-3XC03-0AA0 | G115D WM IP65/66 380...480V 3kW FSB C2 | 2319.43
6SL3550-0XN20-3AB0 | G115D MM IP65/66 380..480V 0,37kW FSA C2 | 1146.59
6SL3566-2GA00-0GA0 | G115D cover kit for daisy chain version | 23.89
6SL3725-1TE41-4AS3 | S120 CM, MOMO 480V/1330A/800KW LC | 103907.87
6SL3725-1TG33-3AA3 | S120 CM, MOMO 690V/330A/315KW LC | 39877.26
6SL3521-3XE01-5AF0 | G115D WM IP65/66 380...480V 1,5kW FSA C2 | 2190.47
6SL3521-3XH05-5AB0 | G115D WM IP65/66 380...480V 5,5kW FSC C2 | 2789.36
6SL3521-3XH07-5AB0 | G115D WM IP65/66 380...480V 7,5kW FSC C2 | 3352.59
6SL3521-3XH20-3AF0 | G115D WM IP65/66 380..480V 0,37kW FSA C2 | 1875.87
6XV1878-5SH10 | IE TP Cord M12-90/RJ45-180 (4x2, 1 m) | 95.08
7ME3410-1RE02-4ER2 | SITRANS FUE380 | 4473.45
6SL3521-3XK01-1AA0 | G115D WM IP65/66 380...480V 1,1kW FSA C2 | 2022.89
6SL3521-3XK01-5AF0 | G115D WM IP65/66 380...480V 1,5kW FSA C2 | 2318.97
6SL3521-3XK03-0AA0 | G115D WM IP65/66 380...480V 3kW FSB C2 | 2509.71
7ME3411-2CC01-3ER2 | SITRANS FUE380 | 4381.75
7ME3411-2LC01-4ER2 | SITRANS FUE380 | 5768.52
7ME3411-2QC31-4ER2 | SITRANS FUE380 | 7019.97
6SL3521-3XL00-3AF0 | G115D WM IP65/66 380..480V 0,37kW FSA C2 | 2075.4
7ME3410-2DE02-6UR6 | SITRANS FUE380 | 5561.62
6SL3735-1TE37-4LA3 | S120 CM, BLCM 480V/740A/360KW LC | 29664.83
6SL3521-3XL01-1AA0 | G115D WM IP65/66 380...480V 1,1kW FSA C2 | 2022.89
7MF1575-1CA10 | Transmitters SITRANS LH300 | 948.29
7KM9300-0AE02-0AA0 | Switched Ethernet PROFINET Module V3 | 298.4
7KN1310-0MC00-0AA8 | 7KN POWERCENTER 3000 V1 | 1377.18
6XV1801-2CH30 | Control Connecting Cable M12-180/M12-180 | 52.83
7ME6110-1HA20-2AA1 | SITRANS F M MAGFLO MAG 1100 | 1549.75
6XV1801-6GH30 | POWER CONNECTING CABLE, 3 M, L CODE | 101.62
6XV1801-6GN15 | POWER CONNECTING CABLE, 15 M, L CODE | 182
7ME6140-2RA10-1AA1 | SITRANS F M MAG 1100 FOOD | 1760.26
7ME6140-2YA10-1AA1 | SITRANS F M MAG 1100 FOOD | 2036.1
7MB2121-0CA00-1AA1 | ULTRAMAT 6, 19"Built-In | 27891.29
7ME6310-5DE12-1AA1 | SITRANS F M MAG 3100 | 5722.67
7MB2421-0BA17-1AA1 | FIDAMAT 6 | 43866.33
7MB2521-0AW00-1AA1 | CALOMAT 6 19"-Einschub | 15132.33
7MB2521-1AA00-0AA1 | CALOMAT 6 19"-Einschub | 13647.73
7ME6520-3MC12-2KA1 | SITRANS F M MAG 5100 W | 2526.97
7ME6520-3MC12-2LA1 | SITRANS F M MAG 5100 W | 2526.97
7ME6520-3MC13-2AA1 | SITRANS F M MAG 5100 W | 1145.07
7ME6520-3TC12-2AA2 | SITRANS F M MAG 5100 W | 1257.59
7ME6520-7HC12-2AA1 | SITRANS F M MAG 5100 W | 16056.48
7ME6810-3MC31-1AA0 | SITRANS F M MAG 8000 | 3212.78
7ME6810-3MC31-1AS1 | SITRANS F M MAG 8000 | 4787.78
7ME6810-3TC31-1AA1 | SITRANS F M MAG 8000 | 3390.03
7ME6810-3TC31-1AS1 | SITRANS F M MAG 8000 | 4843.48
7ME6810-3TC31-1CA1 | SITRANS F M MAG 8000 | 3979.52
6SL3220-3YH38-0UP0 | G120X IP20 500...690V 45kW FSE UF | 6509.31
6SL3230-1YH32-0UB0 | G120X IP20 500...690V 22kW FSD UF | 3965.32
6FX8002-5DS17-1AJ0 | POWER CABLE PREASSEMBLED | 992.4
6FX8002-5CN46-1DF0 | POWER CABLE PREASSEMBLED | 825.41
6FX8002-5DS23-1CD0 | POWER CABLE PREASSEMBLED | 2076.78
6FX8002-5CN51-1HA0 | POWER CABLE PREASSEMBLED | 2093.86
6FX8002-5DG23-1CB0 | POWER CABLE, PREASSEMBLED | 2025.65
6FX8002-5CN54-1DA0 | POWER CABLE PREASSEMBLED | 970.77
6FX8002-5DS27-1AF0 | POWER CABLE PREASSEMBLED | 270.52
6FX8002-5DS36-1AD5 | POWER CABLE PREASSEMBLED | 351.82
6FX8002-5CN56-1CD0 | POWER CABLE PREASSEMBLED | 725.28
6FX8002-5DG31-1FF0 | POWER CABLE, PREASSEMBLED | 1294.24
6FX8002-2CQ31-1BF0 | SIGNAL CABLE, PREASSEMBLED, | 314.3
6FX8002-2DC00-1AC3 | SIGNAL CABLE, PREASSEMBLED | 150.64
6FX8002-5DG33-1DF0 | POWER CABLE, PREASSEMBLED | 4557.74
6FX8002-5DG41-1AK5 | POWER CABLE, PREASSEMBLED | 551.3
6FX8002-5CP17-1AF0 | POWER CABLE PREASSEMBLED | 246.88
6FX8002-5DS36-1CB0 | POWER CABLE PREASSEMBLED | 623.12
6FX8002-2DC10-1AA3 | SIGNAL CABLE, PREASSEMBLED | 138.19
6FX8002-5CP21-1AK0 | POWER CABLE, PREASSEMBLED | 468.33
6FX8002-5CP26-1BB0 | POWER CABLE PREASSEMBLED | 390.08
6FX8002-5DS46-1BD3 | POWER CABLE PREASSEMBLED | 558.21
6FX8002-5DG42-1BA0 | POWER CABLE PREASSEMBLED | 551.27
6FX8002-5CP41-1FA0 | POWER CABLE, PREASSEMBLED | 1910.94
6FX8002-2DC10-1CJ1 | SIGNAL CABLE, PREASSEMBLED | 376.19
6FX8002-5DG43-1BK0 | POWER CABLE, PREASSEMBLED | 3514.89
6FX8002-5DS51-1CE0 | POWER CABLE, PREASSEMBLED | 1121.38
6FX8002-5DG51-1AK0 | POWER CABLE, PREASSEMBLED | 513.4
6FX8002-5DS54-1DC0 | POWER CABLE, PREASSEMBLED | 1226.96
6FX8002-5DG61-1CC0 | POWER CABLE, PREASSEMBLED | 1351.92
6FX8002-5DS64-1BC0 | POWER CABLE, PREASSEMBLED | 789.5
6FX8002-5DX58-1DG0 | POWER CABLE, PREASSEMBLED EXT. | 9249.64
6FX8002-5CQ15-1AE0 | POWER CABLE EXTENSION | 325.53
6FX8002-5DN01-1AE5 | POWER CABLE, PREASSEMBLED | 382.67
6FX8002-5CQ38-1AE5 | POWER CABLE EXTENSION | 475.89
6FX8002-5ME05-1AC0 | POWER CABLE EXTENSION | 273.08
6FX8002-5DN01-1DE0 | POWER CABLE, PREASSEMBLED | 890.3
6FX8002-5DN01-1HA0 | POWER CABLE, PREASSEMBLED | 1520.53
6FX8002-5CR11-1DA0 | POWER CABLE, PREASSEMBLED | 682.97
6FX8002-5CR41-1BJ0 | POWER CABLE, PREASSEMBLED | 798.23
6FX8002-2DC10-1FF0 | SIGNAL CABLE, PREASSEMBLED | 597.46
6FX8002-5MN05-1AA6 | POWER CABLE EXTENSION | 255.58
6FX8002-7HY00-1AJ6 | HYBRID CABLE, PREASSEMBLED | 606.83
6FX8002-7HY00-1BA6 | HYBRID CABLE, PREASSEMBLED | 655.19
6FX8002-5CR42-1BC2 | POWER CABLE, PREASSEMBLED | 652.66
6FX8002-2DC20-1AF4 | SIGNAL CABLE, PREASSEMBLED | 200.87
6FX8002-5DN05-1BD1 | POWER CABLE PREASSEMBLED EXT. | 496.35
6FX8002-5DN05-1CE0 | POWER CABLE PREASSEMBLED EXT. | 664.27
6FX8002-5DN06-1AH0 | POWER CABLE PREASSEMBLED | 322.51
6FX8002-2DC20-1CJ0 | SIGNAL CABLE, PREASSEMBLED | 387.84
6FX8002-5CR42-1CE0 | POWER CABLE, PREASSEMBLED | 968.64
6FX8002-2DC20-1GA0 | SIGNAL CABLE, PREASSEMBLED | 660.13
6FX8002-7HY00-1FD1 | HYBRID CABLE, PREASSEMBLED | 1694.66
6FX8002-5DN06-1CE0 | POWER CABLE PREASSEMBLED | 556.94
6FX8022-5CN06-1BC0 | POWER CABLE PREASSEMBLED | 307.77
6FX8022-5CN06-1BF0 | POWER CABLE PREASSEMBLED | 339.58
6FX8002-5DN06-1EB0 | POWER CABLE PREASSEMBLED | 791.42
6FX8002-5DN06-1EF0 | POWER CABLE PREASSEMBLED | 846.58
6FX8002-7HY11-1AA4 | HYBRID CABLE, PREASSEMBLED | 413.45
6FX8002-5DN21-1CK0 | POWER CABLE PREASSEMBLED | 879.01
6FX8002-7HY11-1BH5 | HYBRID CABLE, PREASSEMBLED | 824.39
6FX8042-5DX48-1AH0 | POWER CABLE, PREASSEMBLED EXT. | 3091.66
7ME6140-1VA22-2AA1 | SITRANS F M MAG 1100 FOOD | 1392.79
7ME6140-2DB10-1HA1 | SITRANS F M MAG 1100 FOOD | 3304.57
7ME6140-2YB10-1LA1 | SITRANS F M MAG 1100 FOOD | 3682.03
7ME6310-1VF17-8JB1 | SITRANS F M MAG 3100 | 5257.19
7MB2001-0EA00-1AA1 | OXYMAT 61 | 11565.68
7MB2001-1CA00-1AA1 | OXYMAT 61 | 12199.35
7ME6340-2DF17-6AA1 | MAG 3100 P (Process industry) | 2049.7
7ME6340-2YF13-2LA1 | MAG 3100 P (Process industry) | 3047.79
7ME6340-3MC17-2AA1 | MAG 3100 P (Process industry) | 2061.5
7ME6340-4VB13-2AA1 | MAG 3100 P (Process industry) | 4898.78
7ME6520-2DF13-2AA1 | SITRANS F M MAG 5100 W | 1072.48
7MF8010-1XE31-5BB1 | SITRANS P TRANSMITTER COMPACT | 852.07
7ME6520-3FC13-2LA1 | SITRANS F M MAG 5100 W | 2456.2
7MF8023-1DA04-1AA6 | SITRANS P300 | 1720.59
7ME6520-4HC13-2LA1 | SITRANS F M MAG 5100 W | 2918.04
7ME6520-5YC12-2AA1 | SITRANS F M MAG 5100 W | 6404.08
7ME6520-6PC13-2AA1 | SITRANS F M MAG 5100 W | 7884.87
7ME6810-2DF31-1AA1 | SITRANS F M MAG 8000 | 3253.29
7ME6810-2YC31-1AS1 | SITRANS F M MAG 8000 | 4761.44
7ME6810-3TC31-1DA1 | SITRANS F M MAG 8000 | 4134.49
7ME6810-4HC31-1BA1 | SITRANS F M MAG 8000 | 4358.32
7ME6810-4PB31-1DA1 | SITRANS F M MAG 8000 | 4871.84
7ME6820-3TC00-1BA1 | SITRANS F M MAG 8000 CT | 4076.74
7MF1565-3BB00-4AA1 | Transducer SITRANS P200 for pressure | 250.69
7ML5725-2AD12-5AD0 | SITRANS LPS200, COMPACT | 953.17
7MF1565-3CA01-1AA1 | Transducer SITRANS P200 for pressure | 301.33
7MF1565-3CB01-1AA1 | Transducer SITRANS P200 for pressure | 301.33
7MF9411-5BA | DU,3-way valve block DN 5 | 251.95
7MF1565-5BB00-1AA1 | Transducer SITRANS P200 for pressure | 250.69
7MF1566-3AA00-1AA1 | Transducer SITRANS P210 for pressure | 606.44
7ML5731-1AB11-1AA0 | SITRANS LVS200 - STANDARD | 1052.87
7MF1567-3BG00-2AA1 | Transducer SITRANS P220 for pressure | 244.35
7MF1567-3BG01-1AA1 | Transducer SITRANS P220 for pressure | 298.79
7MF1567-3CD00-6AA3 | Transducer SITRANS P220 for pressure | 250.69
7MH4647-0AA01 | SG Shield OEM | 279.81
7ML5745-1BA21-1BA0 | SITRANS LVL100 | 421.41
7ML5745-1CA12-1AA0 | SITRANS LVL100 | 547.71
7ML1118-0BA40 | ECHOMAX XPS-15 TRANSDUCER | 892.83
7MH5705-4HJ10 | Eye bolt WL250 ST-S SA 2.5t | 102.69
7MH7102-3RB10 | SITRANS WF330 Flowmeter | 14142.18
7ML5440-0BB00-0AC2 | SITRANS LR560 | 4604.95
7ML5440-0HA00-0AB2 | SITRANS LR560 | 4604.95
7ML5630-3DA10-0JA0 | CLS200,STANDARD,ROD VERSN,THREAD/FLANGE | 1225.68
7ML5630-3DD00-0JA0 | CLS200,STANDARD,ROD VERSN,THREAD/FLANGE | 1447.68
7ML5725-1AB11-5BC0 | SITRANS LPS200, COMPACT | 704.57
8MF1111-0AA00-0DX1 | SIVACON 2000mm x 800mm x 600mm | 3328.93
8MF1111-0AA00-0EB8 | SIVACON 2200mm x 800mm x 800mm | 4649.02
8MF1111-0AA00-0ED0 | SIVACON 2200mm x 1000mm x 800mm | 4032.01
6SL3230-2YE44-1UB0 | G120X IP20 380...480V 90kW FSF UF | 9966.82
6SL3520-0XH60-3AB0 | G115D WM IP65/66 380..480V 0,37kW FSA C2 | 973.04
6SL3230-1YE40-1AB0 | G120X IP20 380...480V 55kW FSE C2 | 7746.69
6SL3520-0XH65-5AA0 | G115D WM IP65/66 380...480V 5,5kW FSC C2 | 2570.78
6SL3520-1XE45-5AB0 | G115D WM IP65/66 380...480V 5,5kW FSC C2 | 2443.75
6SL3230-2YE48-1UB0 | G120X IP20 380...480V 132kW FSF UF | 12553.11
6SL3230-1YE44-0AP0 | G120X IP20 380...480V 90kW FSF C2 | 10808.81
6SL3230-2YE48-1UP0 | G120X IP20 380...480V 132kW FSF UF | 12685.02
6SL3230-1YE46-1UP0 | G120X IP20 380...480V 110kW FSF UF | 11344.95
6SL3520-0XK00-3AF0 | G115D WM IP65/66 380..480V 0,37kW FSA C2 | 1552.35
6SL3520-0XK00-5AF0 | G115D WM IP65/66 380..480V 0,55kW FSA C2 | 1567.58
6SL3520-1XE47-5AB0 | G115D WM IP65/66 380...480V 7,5kW FSC C2 | 3006.98
7ML5221-1DB11 | SITRANS PROBE LU | 1737.57
7ML5422-3BE30 | SITRANS LR200, POLYPROPYLENE ROD ANTENNA | 3662.43
7ML5423-1ME61-3CA1 | SITRANS LR200 Rod Antenna | 5143.36
7ML5425-0AA20-3RH1 | SITRANS LR200 HORN ANTENNA VERSION | 5874.51
7ML5440-0HB00-0AC2 | SITRANS LR560 | 4604.95
7ML5440-1GB00-0AA2 | SITRANS LR560 | 5772.15
7ML5440-1HB00-0AA2 | SITRANS LR560 | 5951.6
7ML5501-0AA10 | Pointek CLS100, SS Process Connection | 437.37
7ML5631-0AA00-0JA0 | CLS200,STANDRD,CABLE VERSN,THREAD/FLANGE | 1135.28
7ML5650-1BA00-0HB0 | CLS300,STANDARD,ROD VERSN,THREAD/FLANGE | 1390.52
7ML5652-3BA00-0DB0 | CLS300,ANALOG,HIGH TEMP ROD,THREAD/FLANG | 2999.07
7ML5652-3BA00-0JB0 | CLS300,ANALOG,HIGH TEMP ROD,THREAD/FLANG | 2782.37
8MF1111-0AA00-0ED4 | SIVACON 1800mm x 600mm x 500mm | 1406.18
8MF1111-0AA00-0EE2 | SIVACON 2000mm x 800mm x 600mm | 3371.98
8MF1111-0AA00-0EE5 | SIVACON 2200mm x 1200mm x 800mm | 5036.42
8MF1111-0AA00-0EE6 | SIVACON 2200mm x 1200mm x 600mm | 5036.42
6SL3520-0XH67-5AA0 | G115D WM IP65/66 380...480V 7,5kW FSC C2 | 3134.01
6SL3230-2YE46-1AB0 | G120X IP20 380...480V 110kW FSF C2 | 12211.31
6SL3230-2YE46-1UB0 | G120X IP20 380...480V 110kW FSF UF | 11265.84
6SL3230-2YE48-0AB0 | G120X IP20 380...480V 132kW FSF C2 | 13536.21
6SL3230-2YE50-0AP0 | G120X IP20 380...480V 160kW FSG C2 | 16522.65
6SL3230-2YE50-0CP0 | G120X IP20 380...480V 160kW FSG C3 | 14741.62
6SL3230-2YE50-1AP0 | G120X IP20 380...480V 160kW FSG C2 | 16634.78
6SL3230-1YE46-1UB0 | G120X IP20 380...480V 110kW FSF UF | 11213.04
6SL3520-0XK01-1AF0 | G115D WM IP65/66 380...480V 1,1kW FSA C2 | 1696.96
6SL3520-0XK05-5AB0 | G115D WM IP65/66 380...480V 5,5kW FSC C2 | 2465.84
6SL3520-0XK07-5AA0 | G115D WM IP65/66 380...480V 7,5kW FSC C2 | 3272.64
6SL3520-0XK07-5AB0 | G115D WM IP65/66 380...480V 7,5kW FSC C2 | 3029.07
6SL3230-2YE54-0AF0 | G120X IP20 380...480V 250kW FSG C2 | 23609.35
6SL3230-2YH18-0UP0 | G120X IP20 500...690V 3kW FSD UF | 1583.12
6SL3230-2YH18-1UB0 | G120X IP20 500...690V 3kW FSD UF | 1563.32
6SL3230-2YH18-1UF0 | G120X IP20 500...690V 3kW FSD UF | 1700.2
6SL3520-0XM04-0AA0 | G115D WM IP65/66 380...480V 4kW FSB C2 | 2268.26
6SL3520-1XH24-0AA0 | G115D WM IP65/66 380...480V 4kW FSB C2 | 2175.12
6SL3520-1XH61-1AB0 | G115D WM IP65/66 380...480V 1,1kW FSA C2 | 1224.06
6SL3520-1XH61-5AF0 | G115D WM IP65/66 380...480V 1,5kW FSA C2 | 1763.7
6SL3520-1XK00-7AB0 | G115D WM IP65/66 380..480V 0,75kW FSA C2 | 1263.75
6SL3520-1XK01-1AA0 | G115D WM IP65/66 380...480V 1,1kW FSA C2 | 1606.25
6SL3520-1XK01-5AF0 | G115D WM IP65/66 380...480V 1,5kW FSA C2 | 1902.32
6SL3520-1XK02-2AB0 | G115D WM IP65/66 380...480V 2,2kW FSB C2 | 1674.45
6SL3520-1XL02-2AF0 | G115D WM IP65/66 380...480V 2,2kW FSB C2 | 2115.14
6SL3520-1XL03-0AA0 | G115D WM IP65/66 380...480V 3kW FSB C2 | 2093.07
6SL3520-1XL03-0AB0 | G115D WM IP65/66 380...480V 3kW FSB C2 | 1849.5
6SL3230-1YE54-0CF0 | G120X IP20 380...480V 250kW FSG C3 | 20967.38
6SL3520-1XM00-3AA0 | G115D WM IP65/66 380..480V 0,37kW FSA C2 | 1461.64
6SL3520-1XM00-3AB0 | G115D WM IP65/66 380..480V 0,37kW FSA C2 | 1218.07
6SL3520-1XM00-5AA0 | G115D WM IP65/66 380..480V 0,55kW FSA C2 | 1476.86
6SL3520-1XA60-5AB0 | G115D WM IP65/66 380..480V 0,55kW FSA C2 | 881.52
6SL3520-1XA61-5AA0 | G115D WM IP65/66 380...480V 1,5kW FSA C2 | 1353.43
6SL3520-3XL02-2AB0 | G115D WM IP65/66 380...480V 2,2kW FSB C2 | 1847.84
6SL3230-2YH28-1UB0 | G120X IP20 500...690V 15kW FSD UF | 3019.9
6SL3230-2YH28-1UP0 | G120X IP20 500...690V 15kW FSD UF | 3151.81
6SL3230-2YH32-0AF0 | G120X IP20 500...690V 22kW FSD C2 | 4469.93
6SL3520-1XN01-1AA0 | G115D WM IP65/66 380...480V 1,1kW FSA C2 | 1638.78
6SL3520-1XN02-2AA0 | G115D WM IP65/66 380...480V 2,2kW FSB C2 | 1950.55
7ME6820-4HC00-1CA1 | SITRANS F M MAG 8000 CT | 4603.43
7MH7562-4AA | SITRANS CU 02 Control Unit | 1123.32
7MF1565-3BA00-6AA1 | Transducer SITRANS P200 for pressure | 250.69
7ML5725-2AC12-5AC0 | SITRANS LPS200, COMPACT | 953.17
7MF1565-3CB10-1CA1 | Transducer SITRANS P200 for pressure | 250.69
7MF1565-4BE00-5EA1 | Transducer SITRANS P200 for pressure | 250.69
7MF1565-4BG00-5EA1 | Transducer SITRANS P200 for pressure | 250.69
7ML5731-1BA11-1DA0 | SITRANS LVS200 - STANDARD | 1110.03
7ML5731-6AB11-1DA0 | SITRANS LVS200 - STANDARD | 1010.33
7MF1566-3AD00-1AA1 | Transducer SITRANS P210 for pressure | 606.44
7MF1566-3AG00-1AA1 | Transducer SITRANS P210 for pressure | 606.44
7MF1567-3DE00-1AA1 | Transducer SITRANS P220 for pressure | 250.69
7MF1567-3DE01-2EA1 | Transducer SITRANS P220 for pressure | 292.47
7MF1567-3EA00-1AA1 | Transducer SITRANS P220 for pressure | 250.69
7ML5742-0AA00-0BB0 | SITRANS RD150 | 806.93
7ML5746-5AA07-3AA0 | SITRANS LVL200, STANDARD | 1422.43
7NG0310-0BA00-0AA0 | Sitrans TH320 Temperature transmitter | 432.8
7NG0320-0BA00-0NA0 | Sitrans TR320 Temperature transmitter | 521.16
7ML1201-1EE00 | THE PROBE | 1523.43
7MH7114-5FB10 | Milltronics Flowmeter Sensing Plates | 1961.49
7MH7127-1AG1 | Flat bar calibration weight | 124.84
7MH7152-2AA00-2AA | Milltronics BW500 | 5814.14
7MH7156-2AA00-2AA | SF500 | 5872.97
7MH7158-0AA00 | SITRANS WM100 | 1001.03
7ML5050-0AB12-1DA0 | Sitrans LUT400 | 1538.86
7ML5201-0FA0 | SITRANS LU150 | 898.4
7ML5433-4AC20-1AA0 | LR250 Hygenic Encapsulated Antenna | 5088.85
7ML5440-0AB00-0AC2 | SITRANS LR560 | 4425.49
7ML5610-0AD20 | Pointek CLS 100 - Plastic Version | 418.75
7ML5630-0AA00-0FA0 | CLS200,STANDARD,ROD VERSN,THREAD/FLANGE | 1039.57
7ML5630-0AA00-0HB0 | CLS200,STANDARD,ROD VERSN,THREAD/FLANGE | 942.52
7ML5630-1BA00-0JB0 | CLS200,STANDARD,ROD VERSN,THREAD/FLANGE | 1005.01
8MF1111-0AA00-0DY5 | SIVACON 2000mm x 600mm x 500mm | 2568.43
8MF1111-0AA00-0DY6 | SIVACON 2000mm x 600mm x 400mm | 1413.36
8MF1111-0AA00-0DY8 | SIVACON 2000mm x 600mm x 500mm | 2568.43
8MF1111-0AA00-0EA3 | SIVACON 1800mm x 1200mm x 500mm | 3945.92
6SL3520-0XH61-1AF0 | G115D WM IP65/66 380...480V 1,1kW FSA C2 | 1558.34
6SL3520-0XH61-5AB0 | G115D WM IP65/66 380...480V 1,5kW FSA C2 | 1216.59
6SL3520-0XH62-2AA0 | G115D WM IP65/66 380...480V 2,2kW FSB C2 | 1672.99
6SL3230-1YE38-1UP0 | G120X IP20 380...480V 45kW FSE UF | 6108.66
6SL3230-1YE42-1AB0 | G120X IP20 380...480V 75kW FSF C2 | 9124.58
6SL3230-1YE42-1AP0 | G120X IP20 380...480V 75kW FSF C2 | 9256.48
6SL3230-1YE42-1UB0 | G120X IP20 380...480V 75kW FSF UF | 8397.99
6SL3230-1YE42-1UP0 | G120X IP20 380...480V 75kW FSF UF | 8529.9
6SL3230-1YE48-0AP0 | G120X IP20 380...480V 132kW FSF C2 | 13615.35
6SL3230-1YE48-0UB0 | G120X IP20 380...480V 132kW FSF UF | 12388.22
6SL3230-1YE48-0UP0 | G120X IP20 380...480V 132kW FSF UF | 12520.13
6SL3230-2YE50-1CP0 | G120X IP20 380...480V 160kW FSG C3 | 14853.74
6SL3230-2YE52-0CP0 | G120X IP20 380...480V 200kW FSG C3 | 16912.52
6SL3230-2YE52-1AB0 | G120X IP20 380...480V 200kW FSG C2 | 18952.38
6SL3230-2YE52-1CP0 | G120X IP20 380...480V 200kW FSG C3 | 17024.62
6SL3520-0XL02-2AB0 | G115D WM IP65/66 380...480V 2,2kW FSB C2 | 1568.05
6SL3520-0XL03-0AB0 | G115D WM IP65/66 380...480V 3kW FSB C2 | 1743.1
6SL3520-0XM01-5AF0 | G115D WM IP65/66 380...480V 1,5kW FSA C2 | 1795.92
6SL3230-1YE52-0CF0 | G120X IP20 380...480V 200kW FSG C3 | 16864.72
6SL3230-1YE52-1AP0 | G120X IP20 380...480V 200kW FSG C2 | 19031.5
6SL3520-0XM02-2AB0 | G115D WM IP65/66 380...480V 2,2kW FSB C2 | 1568.05
6SL3230-2YH24-0UF0 | G120X IP20 500...690V 7.5kW FSD UF | 2085.05
6FX8002-7HY11-1ED2 | HYBRID CABLE, PREASSEMBLED | 1452.95
6FX8002-7HY11-1GD2 | HYBRID CABLE, PREASSEMBLED | 1936.4
6FX8002-5DN26-1BB0 | POWER CABLE PREASSEMBLED | 436.06
6FX8002-7HY22-1AE1 | HYBRID CABLE, PREASSEMBLED | 510.14
6FX8002-5DN27-1BF0 | POWER CABLE PREASSEMBLED | 408.44
6FX8002-7HY22-1AF7 | HYBRID CABLE, PREASSEMBLED | 534.32
6GF3500-8HA01 | Spare part Kit MV500 | 203.75
6FX8002-7HY22-1BB8 | HYBRID CABLE, PREASSEMBLED | 679.37
6FX8002-5DN36-1BG0 | POWER CABLE PREASSEMBLED | 543.36
6FX8002-5DN36-1CH0 | POWER CABLE PREASSEMBLED | 718.83
6GF3540-8DA12 | MV500 Ring Light RED FAR | 919.77
6FX8002-7HY22-1EA0 | HYBRID CABLE, PREASSEMBLED | 1356.23
6GF3540-8EA05-0LL0 | Mini-CX-LENS 50mm, E-Focus | 2109.28
6FX8002-5DN46-1AH3 | POWER CABLE PREASSEMBLED | 442.41
6FX8002-5DN46-1BE0 | POWER CABLE PREASSEMBLED | 558.23
6FX8002-5DN46-1CA0 | POWER CABLE PREASSEMBLED | 674.04
6FX8002-8QE08-1CA0 | ONE-CABLE-CONNECTION EXTENSION | 566
6FX8002-5DN54-1BB0 | POWER CABLE PREASSEMBLED | 581.11
6FX8002-5DN56-1CF0 | POWER CABLE PREASSEMBLED | 899.36
6FX8002-8QN04-1AF0 | ONE-CABLE-CONNECTION ASSEMBLY | 213.04
6FX8002-5DQ15-1AC0 | POWER CABLE EXTENSION | 302.39
6FX8002-8QN04-1BG0 | ONE-CABLE-CONNECTION ASSEMBLY | 376.82
6FX8002-5DQ28-1BD5 | POWER CABLE PREASSEMBLED EXT. | 644.3
6FX8002-8QN08-1CA0 | ONE-CABLE-CONNECTION ASSEMBLY | 491.84
6FX8002-5DQ48-1AH0 | POWER CABLE PREASSEMBLED EXT. | 577.41
6GK5991-1AF00-8GA0 | SFP991-1LD A | 385.2
6FX8002-5DS01-1FH0 | POWER CABLE, PREASSEMBLED | 1294.09
6FX8002-8QN21-1AJ0 | ONE-CABLE-CONNECTION ASSEMBLY | 494.27
6FX8002-5DS06-1BA0 | POWER CABLE PREASSEMBLED | 363.91
6GK5992-1AM00-8TA0 | SFP992-1BX10T | 1217.53
6FX8008-1BA31-1KA0 | POWER CABLE,SOLD BY THE METER, | 2321.11
6FX8008-1BA41-1FA0 | POWER CABLE,SOLD BY THE METER, | 1607.11
6FX8008-1BB41-1CD0 | POWER CABLE,SOLD BY THE METER, | 606.42
6FX8008-1BB51-1CH0 | POWER CABLE, SOLD BY THE METER | 1003.99
6FX8012-2CQ31-1DA0 | SIGNAL CABLE, PREASSEMBLED, | 479.12
6FX8012-2EQ14-1AE5 | SIGNAL CABLE, PREASSEMBLED EXT. | 229.33
6FX8012-5CN01-1CF5 | POWER CABLE PREASSEMBLED | 626.03
6FX8012-5CN01-1CH0 | POWER CABLE PREASSEMBLED | 639.53
6GT2810-2AG84-0AX0 | LABEL RF682L, heat-resist. (SPEC.) | 4.64
6GK1716-0HB16-0AK1 | HARDNET-IE S7 POW.P. RED V16 DL | 1608.79
6FX8012-5CN31-1AK0 | POWER CABLE PREASSEMBLED | 495.6
6FX8012-5CN31-1CG0 | POWER CABLE PREASSEMBLED | 761.73
6FX8012-5DN01-1BG0 | POWER CABLE, PREASSEMBLED | 575.24
6FX8012-5DN01-1BK0 | POWER CABLE, PREASSEMBLED | 627.78
6FX8012-5DN01-1DH0 | POWER CABLE, PREASSEMBLED | 942.83
6FX8012-5DN01-1EG0 | POWER CABLE, PREASSEMBLED | 1100.36
6FX8012-5DN05-1BF0 | POWER CABLE PREASSEMBLED EXT. | 513.15
6FX8012-5DN06-1BB5 | POWER CABLE PREASSEMBLED | 391.49
6GK1906-0EA00 | Power M12 Plug Pro (L-coded) | 58.85
6FX8012-5DN36-1BF0 | POWER CABLE PREASSEMBLED | 527.4
6FX8012-5DN46-1BD0 | POWER CABLE PREASSEMBLED | 538.92
6FX8012-5DN46-1DF0 | POWER CABLE PREASSEMBLED | 963.57
6FX8012-5DQ48-1AG5 | POWER CABLE PREASSEMBLED EXT. | 577.37
6FX8012-5DS06-1AK0 | POWER CABLE PREASSEMBLED | 350.11
6GK5206-2RS00-5FC2 | SCALANCE XC206-2G PoE EEC (DC 54 V) | 2324.99
6FX8012-5DS06-1CK0 | POWER CABLE PREASSEMBLED | 625.92
6SL3054-4FC30-2BA0 | SINAMICS S210 SD-Card V5.2 SP3 | 123.41
6SL3072-0AA00-0AH0 | STARTER Licence eCoL for EPL | 26.55
6SL3072-4GA02-0XG5 | SINAMICS Startdrive Advanced V16 OSD | 962.45
6SL3074-0AA05-0AH0 | eCoL Active Vibration Suppression | 838.33
6SL3220-1YC16-1UF0 | G120X IP20 200...240V 2.2kW FSB UF | 929.51
6SL3074-0AA08-8AH0 | eCoL Island Grid Control (0-50kW) | 1434.6
6SL3230-2YH24-1AB0 | G120X IP20 500...690V 7.5kW FSD C2 | 2256.9
6SL3230-1YE52-1CF0 | G120X IP20 380...480V 200kW FSG C3 | 16976.82
6SL3230-1YE54-0AF0 | G120X IP20 380...480V 250kW FSG C2 | 23556.58
6SL3520-0XN07-5AA0 | G115D WM IP65/66 380...480V 7,5kW FSC C2 | 3305.15
6SL3520-0XN07-5AB0 | G115D WM IP65/66 380...480V 7,5kW FSC C2 | 3061.62
6SL3520-1XK03-0AA0 | G115D WM IP65/66 380...480V 3kW FSB C2 | 2093.07
6SL3520-1XK05-5AF0 | G115D WM IP65/66 380...480V 5,5kW FSC C2 | 3012.93
6SL3520-3XK01-5AA0 | G115D WM IP65/66 380...480V 1,5kW FSA C2 | 1878.59
6SL3520-3XK01-5AB0 | G115D WM IP65/66 380...480V 1,5kW FSA C2 | 1635.02
6SL3520-3XK03-0AA0 | G115D WM IP65/66 380...480V 3kW FSB C2 | 2266.46
6SL3520-1XL03-0AF0 | G115D WM IP65/66 380...480V 3kW FSB C2 | 2290.19
6SL3520-3XL00-7AF0 | G115D WM IP65/66 380..480V 0,75kW FSA C2 | 1877.84
6SL3520-3XL01-1AA0 | G115D WM IP65/66 380...480V 1,1kW FSA C2 | 1779.63
6SL3520-1XA27-5AF0 | G115D WM IP65/66 380...480V 7,5kW FSC C2 | 3163.52
6SL3520-1XA60-5AA0 | G115D WM IP65/66 380..480V 0,55kW FSA C2 | 1125.09
6SL3230-2YH26-1AB0 | G120X IP20 500...690V 11kW FSD C2 | 2724.92
6SL3230-2YH28-0AF0 | G120X IP20 500...690V 15kW FSD C2 | 3316.45
6SL3520-1XM03-0AB0 | G115D WM IP65/66 380...480V 3kW FSB C2 | 1849.5
6SL3520-1XM03-0AF0 | G115D WM IP65/66 380...480V 3kW FSB C2 | 2290.19
6SL3520-3XM02-2AB0 | G115D WM IP65/66 380...480V 2,2kW FSB C2 | 1847.84
6SL3520-3XN00-5AA0 | G115D WM IP65/66 380..480V 0,55kW FSA C2 | 1682.78
6SL3520-1XA61-5AB0 | G115D WM IP65/66 380...480V 1,5kW FSA C2 | 1109.85
6SL3520-1XA62-2AA0 | G115D WM IP65/66 380...480V 2,2kW FSB C2 | 1566.25
6SL3520-1XA63-0AA0 | G115D WM IP65/66 380...480V 3kW FSB C2 | 1741.29
6SL3520-3XN01-1AA0 | G115D WM IP65/66 380...480V 1,1kW FSA C2 | 1812.17
6SL3520-3XN01-5AB0 | G115D WM IP65/66 380...480V 1,5kW FSA C2 | 1667.56
6SL3230-2YH32-0UF0 | G120X IP20 500...690V 22kW FSD UF | 4154.97
6SL3230-2YH34-0AP0 | G120X IP20 500...690V 30kW FSD C2 | 5410.41
6SL3230-2YH36-1AF0 | G120X IP20 500...690V 37kW FSD C2 | 6494.48
6SL3520-2XA20-3AA0 | G115D WM IP65/66 380..480V 0,37kW FSA C2 | 1115.98
6SL3520-2XA20-5AA0 | G115D WM IP65/66 380..480V 0,55kW FSA C2 | 1131.21
6SL3520-1XB40-5AF0 | G115D WM IP65/66 380..480V 0,55kW FSA C2 | 1483.7
6SL3521-0XA22-2AF0 | G115D WM IP65/66 380...480V 2,2kW FSB C2 | 1839.35
6SL3230-2YH38-1AP0 | G120X IP20 500...690V 45kW FSE C2 | 7482.05
6SL3230-2YH40-0AB0 | G120X IP20 500...690V 55kW FSE C2 | 8671.05
6SL3230-2YH40-0AF0 | G120X IP20 500...690V 55kW FSE C2 | 8807.93
6SL3520-1XB45-5AF0 | G115D WM IP65/66 380...480V 5,5kW FSC C2 | 2822.65
6SL3520-1XC00-3AF0 | G115D WM IP65/66 380..480V 0,37kW FSA C2 | 1468.48
6SL3520-2XA60-5AB0 | G115D WM IP65/66 380..480V 0,55kW FSA C2 | 948.52
6SL3520-2XA60-7AA0 | G115D WM IP65/66 380..480V 0,75kW FSA C2 | 1222.54
6SL3521-0XA65-5AF0 | G115D WM IP65/66 380...480V 5,5kW FSC C2 | 2798.01
6SL3230-2YH46-0UB0 | G120X IP20 500...690V 110kW FSF UF | 12736.54
6SL3230-2YH48-0CP0 | G120X IP20 500...690V 132kW FSF C3 | 15053.93
6SL3520-2XA64-0AA0 | G115D WM IP65/66 380...480V 4kW FSB C2 | 2089.91
6SL3520-2XB02-2AF0 | G115D WM IP65/66 380...480V 2,2kW FSB C2 | 1991.84
6SL3520-2XB03-0AA0 | G115D WM IP65/66 380...480V 3kW FSB C2 | 1969.77
6SL3520-2XB03-0AB0 | G115D WM IP65/66 380...480V 3kW FSB C2 | 1726.2
6SL3520-1XD00-7AF0 | G115D WM IP65/66 380..480V 0,75kW FSA C2 | 1514.13
6SL3520-1XD01-1AF0 | G115D WM IP65/66 380...480V 1,1kW FSA C2 | 1613.07
6SL3520-1XD01-5AA0 | G115D WM IP65/66 380...480V 1,5kW FSA C2 | 1514.89
6SL3520-1XE00-5AF0 | G115D WM IP65/66 380..480V 0,55kW FSA C2 | 1545.49
6SL3520-1XE01-1AA0 | G115D WM IP65/66 380...480V 1,1kW FSA C2 | 1477.76
6SL3520-1XB00-7AF0 | G115D WM IP65/66 380..480V 0,75kW FSA C2 | 1514.13
6SL3520-1XB01-5AF0 | G115D WM IP65/66 380...480V 1,5kW FSA C2 | 1712.02
6SL3230-2YH34-1UP0 | G120X IP20 500...690V 30kW FSD UF | 5160.21
6SL3230-2YH36-0AB0 | G120X IP20 500...690V 37kW FSD C2 | 6245.48
6SL3520-2XA00-7AB0 | G115D WM IP65/66 380..480V 0,75kW FSA C2 | 918.1
6SL3520-2XA03-0AB0 | G115D WM IP65/66 380...480V 3kW FSB C2 | 1503.86
6SL3520-2XA21-5AA0 | G115D WM IP65/66 380...480V 1,5kW FSA C2 | 1359.55
6SL3521-0XA00-7AB0 | G115D WM IP65/66 380..480V 0,75kW FSA C2 | 987.96
6SL3521-0XA20-3AF0 | G115D WM IP65/66 380..480V 0,37kW FSA C2 | 1382.97
6SL3521-0XA20-7AA0 | G115D WM IP65/66 380..480V 0,75kW FSA C2 | 1231.53
6SL3230-2YH40-0UF0 | G120X IP20 500...690V 55kW FSE UF | 8204.6
6SL3230-2YH40-1UB0 | G120X IP20 500...690V 55kW FSE UF | 8179.85
6SL3521-0XA60-5AA0 | G115D WM IP65/66 380..480V 0,55kW FSA C2 | 1261.94
6SL3521-0XA60-5AF0 | G115D WM IP65/66 380..480V 0,55kW FSA C2 | 1459.06
6SL3520-2XA60-7AF0 | G115D WM IP65/66 380..480V 0,75kW FSA C2 | 1419.66
6SL3520-2XA63-0AB0 | G115D WM IP65/66 380...480V 3kW FSB C2 | 1564.74
6SL3521-0XA61-1AB0 | G115D WM IP65/66 380...480V 1,1kW FSA C2 | 1147.78
6SL3521-0XA61-5AA0 | G115D WM IP65/66 380...480V 1,5kW FSA C2 | 1490.28
6SL3520-2XA67-5AF0 | G115D WM IP65/66 380...480V 7,5kW FSC C2 | 3291.41
6SL3520-2XB00-3AA0 | G115D WM IP65/66 380..480V 0,37kW FSA C2 | 1338.34
6SL3520-2XB00-7AF0 | G115D WM IP65/66 380..480V 0,75kW FSA C2 | 1581.13
6SL3520-1XC01-1AA0 | G115D WM IP65/66 380...480V 1,1kW FSA C2 | 1415.95
6SL3230-2YH50-0CF0 | G120X IP20 500...690V 160kW FSG C3 | 16840.28
6SL3230-2YH50-1CF0 | G120X IP20 500...690V 160kW FSG C3 | 16952.4
6SL3230-2YH52-0CP0 | G120X IP20 500...690V 200kW FSG C3 | 19328.05
6SL3230-2YH52-1CP0 | G120X IP20 500...690V 200kW FSG C3 | 19440.15
6SL3521-0XB40-7AB0 | G115D WM IP65/66 380..480V 0,75kW FSA C2 | 1210.3
6SL3521-0XB41-1AB0 | G115D WM IP65/66 380...480V 1,1kW FSA C2 | 1309.25
6SL3520-2XB44-0AF0 | G115D WM IP65/66 380...480V 4kW FSB C2 | 2448.51
6SL3520-2XB45-5AF0 | G115D WM IP65/66 380...480V 5,5kW FSC C2 | 2889.63
6SL3230-3YC10-1UF0 | G120X IP20 200...240V 0.75kW FSA UF | 1091.9
6SL3520-1XE44-0AF0 | G115D WM IP65/66 380...480V 4kW FSB C2 | 2443.31
6SL3521-0XB44-0AB0 | G115D WM IP65/66 380...480V 4kW FSB C2 | 2077.69
6SL3521-0XC00-5AF0 | G115D WM IP65/66 380..480V 0,55kW FSA C2 | 1620.54
6SL3521-3XL03-0AF0 | G115D WM IP65/66 380...480V 3kW FSB C2 | 2706.83
6SL3521-1XN00-7AA0 | G115D WM IP65/66 380..480V 0,75kW FSA C2 | 1783.1
6SL3521-1XN01-1AF0 | G115D WM IP65/66 380...480V 1,1kW FSA C2 | 2079.16
6SL3521-0XC03-0AF0 | G115D WM IP65/66 380...480V 3kW FSB C2 | 2236.74
6SL3521-0XC04-0AA0 | G115D WM IP65/66 380...480V 4kW FSB C2 | 2321.24
6SL3521-3XM03-0AB0 | G115D WM IP65/66 380...480V 3kW FSB C2 | 2266.16
6SL3520-2XD01-5AB0 | G115D WM IP65/66 380...480V 1,5kW FSA C2 | 1338.34
6SL3520-2XD03-0AA0 | G115D WM IP65/66 380...480V 3kW FSB C2 | 1969.77
6SL3520-2XE00-3AF0 | G115D WM IP65/66 380..480V 0,37kW FSA C2 | 1597.26
6SL3521-0XD00-3AB0 | G115D WM IP65/66 380..480V 0,37kW FSA C2 | 1164.63
6SL3521-0XD00-7AF0 | G115D WM IP65/66 380..480V 0,75kW FSA C2 | 1651
6SL3521-2XA20-3AA0 | G115D WM IP65/66 380..480V 0,37kW FSA C2 | 1359.23
6SL3521-0XE00-3AF0 | G115D WM IP65/66 380..480V 0,37kW FSA C2 | 1667.12
6SL3521-0XE00-7AB0 | G115D WM IP65/66 380..480V 0,75kW FSA C2 | 1272.1
6SL3521-3XN01-1AB0 | G115D WM IP65/66 380...480V 1,1kW FSA C2 | 1811.88
6SL3521-3XN03-0AB0 | G115D WM IP65/66 380...480V 3kW FSB C2 | 2298.68
6SL3520-2XE40-5AF0 | G115D WM IP65/66 380..480V 0,55kW FSA C2 | 1612.49
6SL3520-2XE41-1AF0 | G115D WM IP65/66 380...480V 1,1kW FSA C2 | 1741.88
6SL3520-0XL00-7AA0 | G115D WM IP65/66 380..480V 0,75kW FSA C2 | 1400.91
6SL3520-0XL01-5AF0 | G115D WM IP65/66 380...480V 1,5kW FSA C2 | 1795.92
6SL3230-1YE50-0AP0 | G120X IP20 380...480V 160kW FSG C2 | 16469.88
6SL3520-0XL03-0AF0 | G115D WM IP65/66 380...480V 3kW FSB C2 | 2183.78
6SL3520-0XM00-7AA0 | G115D WM IP65/66 380..480V 0,75kW FSA C2 | 1400.91
6SL3230-2YH20-0UF0 | G120X IP20 500...690V 4kW FSD UF | 1731.9
6SL3230-2YH20-1AP0 | G120X IP20 500...690V 4kW FSD C2 | 1974.99
6SL3520-0XM03-0AA0 | G115D WM IP65/66 380...480V 3kW FSB C2 | 1986.66
6SL3520-1XH62-2AA0 | G115D WM IP65/66 380...480V 2,2kW FSB C2 | 1779.37
6SL3230-2YH24-0UB0 | G120X IP20 500...690V 7.5kW FSD UF | 1948.16
6SL3520-0XM04-0AF0 | G115D WM IP65/66 380...480V 4kW FSB C2 | 2465.4
6SL3520-1XH67-5AF0 | G115D WM IP65/66 380...480V 7,5kW FSC C2 | 3437.55
6SL3230-2YH26-0AP0 | G120X IP20 500...690V 11kW FSD C2 | 2744.69
6SL3520-0XN05-5AB0 | G115D WM IP65/66 380...480V 5,5kW FSC C2 | 2498.35
6SL3520-1XL00-3AB0 | G115D WM IP65/66 380..480V 0,37kW FSA C2 | 1218.07
6SL3520-1XL00-5AA0 | G115D WM IP65/66 380..480V 0,55kW FSA C2 | 1476.86
6SL3520-1XL01-1AF0 | G115D WM IP65/66 380...480V 1,1kW FSA C2 | 1803.37
6SL3520-3XK00-5AB0 | G115D WM IP65/66 380..480V 0,55kW FSA C2 | 1406.7
6SL3520-3XK00-7AB0 | G115D WM IP65/66 380..480V 0,75kW FSA C2 | 1437.13
6SL3520-1XL04-0AB0 | G115D WM IP65/66 380...480V 4kW FSB C2 | 2131.11
6SL3520-1XM00-5AB0 | G115D WM IP65/66 380..480V 0,55kW FSA C2 | 1233.3
6SL3520-3XL00-5AA0 | G115D WM IP65/66 380..480V 0,55kW FSA C2 | 1650.27
6SL3520-1XA25-5AF0 | G115D WM IP65/66 380...480V 5,5kW FSC C2 | 2600.29
6SL3520-3XL01-5AA0 | G115D WM IP65/66 380...480V 1,5kW FSA C2 | 1878.59
6SL3520-1XM00-7AB0 | G115D WM IP65/66 380..480V 0,75kW FSA C2 | 1263.75
6SL3520-3XM00-5AF0 | G115D WM IP65/66 380..480V 0,55kW FSA C2 | 1847.39
6SL3230-2YH28-0UB0 | G120X IP20 500...690V 15kW FSD UF | 2907.78
6SL3520-1XM04-0AA0 | G115D WM IP65/66 380...480V 4kW FSB C2 | 2374.66
6SL3520-1XN00-3AA0 | G115D WM IP65/66 380..480V 0,37kW FSA C2 | 1494.15
6SL3520-3XN00-3AB0 | G115D WM IP65/66 380..480V 0,37kW FSA C2 | 1423.99
6SL3520-1XB00-3AB0 | G115D WM IP65/66 380..480V 0,37kW FSA C2 | 1027.78
6SL3230-2YH30-0UP0 | G120X IP20 500...690V 18.5kW FSD UF | 3549.28
6SL3520-1XN04-0AA0 | G115D WM IP65/66 380...480V 4kW FSB C2 | 2407.2
6SL3520-1XB03-0AA0 | G115D WM IP65/66 380...480V 3kW FSB C2 | 1902.79
6SL3230-2YH34-0UP0 | G120X IP20 500...690V 30kW FSD UF | 5048.09
6SL3520-3XN02-2AB0 | G115D WM IP65/66 380...480V 2,2kW FSB C2 | 1880.37
6SL3520-1XB40-3AB0 | G115D WM IP65/66 380..480V 0,37kW FSA C2 | 1027.78
6SL3520-2XA07-5AB0 | G115D WM IP65/66 380...480V 7,5kW FSC C2 | 2789.83
6SL3230-2YH38-0AB0 | G120X IP20 500...690V 45kW FSE C2 | 7238.05
6SL3520-2XA21-1AF0 | G115D WM IP65/66 380...480V 1,1kW FSA C2 | 1457.73
6SL3521-0XA20-7AF0 | G115D WM IP65/66 380..480V 0,75kW FSA C2 | 1428.66
6SL3230-2YH38-1AF0 | G120X IP20 500...690V 45kW FSE C2 | 7487.03
6SL3520-2XA23-0AA0 | G115D WM IP65/66 380...480V 3kW FSB C2 | 1747.41
6SL3521-0XA27-5AF0 | G115D WM IP65/66 380...480V 7,5kW FSC C2 | 3300.37
6SL3520-1XB42-2AF0 | G115D WM IP65/66 380...480V 2,2kW FSB C2 | 1924.84
6SL3520-1XB44-0AB0 | G115D WM IP65/66 380...480V 4kW FSB C2 | 1940.82
6SL3230-2YH40-1UP0 | G120X IP20 500...690V 55kW FSE UF | 8311.76
6SL3230-2YH42-1CP0 | G120X IP20 500...690V 75kW FSF C3 | 10218.06
6SL3230-2YH46-0CP0 | G120X IP20 500...690V 110kW FSF C3 | 13501.6
6SL3521-0XA64-0AA0 | G115D WM IP65/66 380...480V 4kW FSB C2 | 2159.78
6SL3521-0XB00-3AA0 | G115D WM IP65/66 380..480V 0,37kW FSA C2 | 1408.19
6SL3520-2XA65-5AF0 | G115D WM IP65/66 380...480V 5,5kW FSC C2 | 2728.18
6SL3220-1YC22-1UF0 | G120X IP20 200...240V 5.5kW FSC UF | 1446.32
6SL3220-1YC32-1UB0 | G120X IP20 200...240V 22kW FSE UF | 3444.99
6SL3220-1YC34-0UB0 | G120X IP20 200...240V 30kW FSE UF | 4145.05
6SL3220-1YC36-1UP0 | G120X IP20 200...240V 37kW FSF UF | 5201.99
6SL3220-1YC38-0UF0 | G120X IP20 200...240V 45kW FSF UF | 6085.16
6SL3220-1YC38-1UF0 | G120X IP20 200...240V 45kW FSF UF | 6197.26
6SL3220-1YE12-1UB0 | G120X IP20 380...480V 1.1kW FSA UF | 809.24
6SL3220-1YE16-0AB0 | G120X IP20 380...480V 2.2kW FSA C2 | 890.72
6SL3220-1YE18-1UB0 | G120X IP20 380...480V 3kW FSA UF | 1026.88
6SL3220-1YE20-1UF0 | G120X IP20 380...480V 4kW FSB UF | 1255.02
6SL3220-1YE22-1UF0 | G120X IP20 380...480V 5.5kW FSB UF | 1367.33
6SL3220-2YC18-1UF0 | G120X IP20 200...240V 3kW FSB UF | 1077.78
6SL3220-1YE24-1UF0 | G120X IP20 380...480V 7.5kW FSB UF | 1591.97
6SL3220-1YE26-1UP0 | G120X IP20 380...480V 11kW FSC UF | 1945.02
6SL3220-2YC26-0UP0 | G120X IP20 200...240V 11kW FSD UF | 2005.5
6SL3220-2YC32-1UP0 | G120X IP20 200...240V 22kW FSE UF | 3629.66
6SL3220-2YC36-0UB0 | G120X IP20 200...240V 37kW FSF UF | 5010.77
6SL3220-1YE32-1AP0 | G120X IP20 380...480V 22kW FSD C2 | 3673.1
6SL3220-2YE10-0UF0 | G120X IP20 380...480V 0.75kW FSA UF | 872.72
6SL3220-2YE10-1UP0 | G120X IP20 380...480V 0.75kW FSA UF | 979.86
6SL3220-2YE12-1UB0 | G120X IP20 380...480V 1.1kW FSA UF | 862
6SL3220-2YE14-1UF0 | G120X IP20 380...480V 1.5kW FSA UF | 1048.01
6SL3220-2YE16-0UB0 | G120X IP20 380...480V 2.2kW FSA UF | 855.17
6SL3220-1YE42-1AB0 | G120X IP20 380...480V 75kW FSF C2 | 8616.15
6SL3220-1YE44-0AP0 | G120X IP20 380...480V 90kW FSF C2 | 10275.21
6SL3220-1YE46-0UF0 | G120X IP20 380...480V 110kW FSF UF | 10679.03
6SL3220-2YE18-1AF0 | G120X IP20 380...480V 3kW FSA C2 | 1322.76
6SL3220-2YE22-0UF0 | G120X IP20 380...480V 5.5kW FSB UF | 1308
6SL3220-2YE22-1UP0 | G120X IP20 380...480V 5.5kW FSB UF | 1415.12
6SL3220-1YE50-1CP0 | G120X IP20 380...480V 160kW FSG C3 | 14191.81
6SL3220-1YE52-0CB0 | G120X IP20 380...480V 200kW FSG C3 | 16093.51
6SL3220-2YE30-0AP0 | G120X IP20 380...480V 18.5kW FSD C2 | 3082
6SL3220-1YE54-0CB0 | G120X IP20 380...480V 250kW FSG C3 | 20170.98
6SL3220-1YE60-1CB0 | G120X IP20 380...480V 400kW FSH C3 | 31970.66
6SL3220-1YE62-1CB0 | G120X IP20 380...480V 450kW FSJ C3 | 36518.4
6SL3220-2YE34-1AF0 | G120X IP20 380...480V 30kW FSD C2 | 4537.31
6SL3220-2YE36-0AP0 | G120X IP20 380...480V 37kW FSD C2 | 5248.05
6GK1704-5CW16-0AA0 | SOFTNET-PB S7 V16 | 895.15
6FX8008-1BB31-1AH0 | POWER CABLE,SOLD BY THE METER, | 158.21
6FX8012-2EQ31-1AD0 | SIGNAL CABLE, PREASSEMBLED, | 182.34
6FX8012-5CN01-1AE5 | POWER CABLE PREASSEMBLED | 343.37
6FX8012-5CN01-1CD0 | POWER CABLE PREASSEMBLED | 585.73
6FX8012-5CN01-1DA5 | POWER CABLE PREASSEMBLED | 693.31
6FX8012-5CN06-1AK0 | POWER CABLE PREASSEMBLED | 306.96
6FX8012-5CN21-1AC0 | POWER CABLE PREASSEMBLED | 379.25
6FX8012-5CQ68-1BF0 | POWER CABLE EXTENSION | 948.16
6FX8012-5CS01-1BH5 | POWER CABLE, PREASSEMBLED | 518.23
6FX8012-5DN01-1CB0 | POWER CABLE, PREASSEMBLED | 662.74
6FX8012-5DN01-1EF0 | POWER CABLE, PREASSEMBLED | 1082.89
6FX8012-5DN05-1BD8 | POWER CABLE PREASSEMBLED EXT. | 496.35
6FX8012-5DN06-1BK0 | POWER CABLE PREASSEMBLED | 488.03
6FX8012-5DN06-1CF0 | POWER CABLE PREASSEMBLED | 570.77
6FX8012-5DN31-1BC0 | POWER CABLE PREASSEMBLED | 619.18
6FX8012-5DN46-1AJ0 | POWER CABLE PREASSEMBLED | 442.41
6FX8012-5DN46-1DC0 | POWER CABLE PREASSEMBLED | 905.65
6FX8012-5DQ15-1AG3 | POWER CABLE EXTENSION | 399.17
6FX8012-5DS06-1BA0 | POWER CABLE PREASSEMBLED | 363.91
6SL3072-4GA02-0XE5 | SINAMICS Startdrive Adv. V16 Upgrade DVD | 405.25
6SL3520-1XD00-3AF0 | G115D WM IP65/66 380..480V 0,37kW FSA C2 | 1468.48
6SL3520-2XB01-5AF0 | G115D WM IP65/66 380...480V 1,5kW FSA C2 | 1779.01
6SL3520-2XB03-0AF0 | G115D WM IP65/66 380...480V 3kW FSB C2 | 2166.91
6SL3230-2YH48-0UP0 | G120X IP20 500...690V 132kW FSF UF | 14345.08
6SL3230-2YH54-1CF0 | G120X IP20 500...690V 250kW FSG C3 | 24159.39
6SL3521-0XB02-2AB0 | G115D WM IP65/66 380...480V 2,2kW FSB C2 | 1621.01
6SL3521-0XB02-2AF0 | G115D WM IP65/66 380...480V 2,2kW FSB C2 | 2061.71
6SL3521-0XB40-5AB0 | G115D WM IP65/66 380..480V 0,55kW FSA C2 | 1179.85
6SL3230-3YC14-0UB0 | G120X IP20 200...240V 1.5kW FSA UF | 946.98
6SL3520-1XE05-5AA0 | G115D WM IP65/66 380...480V 5,5kW FSC C2 | 2687.32
6SL3520-1XE07-5AF0 | G115D WM IP65/66 380...480V 7,5kW FSC C2 | 3447.68
6SL3520-1XE43-0AF0 | G115D WM IP65/66 380...480V 3kW FSB C2 | 2161.69
6SL3521-3XM00-7AA0 | G115D WM IP65/66 380..480V 0,75kW FSA C2 | 1923.97
6SL3521-1XM04-0AF0 | G115D WM IP65/66 380...480V 4kW FSB C2 | 2815.06
6SL3521-0XC02-2AB0 | G115D WM IP65/66 380...480V 2,2kW FSB C2 | 1621.01
6SL3521-1XN01-5AB0 | G115D WM IP65/66 380...480V 1,5kW FSA C2 | 1737.41
6SL3521-1XN04-0AF0 | G115D WM IP65/66 380...480V 4kW FSB C2 | 2847.59
6SL3521-3XM00-7AB0 | G115D WM IP65/66 380..480V 0,75kW FSA C2 | 1680.4
6SL3520-2XD01-1AB0 | G115D WM IP65/66 380...480V 1,1kW FSA C2 | 1239.38
6SL3521-3XM02-2AA0 | G115D WM IP65/66 380...480V 2,2kW FSB C2 | 2334.66
6SL3520-2XE00-3AB0 | G115D WM IP65/66 380..480V 0,37kW FSA C2 | 1156.58
6SL3521-2XA21-5AA0 | G115D WM IP65/66 380...480V 1,5kW FSA C2 | 1602.8
6SL3520-2XE01-1AF0 | G115D WM IP65/66 380...480V 1,1kW FSA C2 | 1741.88
6SL3521-0XD01-5AA0 | G115D WM IP65/66 380...480V 1,5kW FSA C2 | 1651.76
6SL3521-0XE01-1AA0 | G115D WM IP65/66 380...480V 1,1kW FSA C2 | 1614.6
6SL3520-2XE03-0AB0 | G115D WM IP65/66 380...480V 3kW FSB C2 | 1788.01
6SL3521-0XE05-5AA0 | G115D WM IP65/66 380...480V 5,5kW FSC C2 | 2824.15
6SL3521-0XE07-5AA0 | G115D WM IP65/66 380...480V 7,5kW FSC C2 | 3387.39
6SL3520-2XE42-2AF0 | G115D WM IP65/66 380...480V 2,2kW FSB C2 | 2053.64
6SL3521-2XA23-0AA0 | G115D WM IP65/66 380...480V 3kW FSB C2 | 1990.66
6SL3521-2XA61-5AF0 | G115D WM IP65/66 380...480V 1,5kW FSA C2 | 1860.81
6SL3521-0XE44-0AF0 | G115D WM IP65/66 380...480V 4kW FSB C2 | 2580.16
6SL3521-0XH01-5AB0 | G115D WM IP65/66 380...480V 1,5kW FSA C2 | 1398.95
6SL3521-0XH07-5AB0 | G115D WM IP65/66 380...480V 7,5kW FSC C2 | 3072.8
6SL3521-2XA64-0AB0 | G115D WM IP65/66 380...480V 4kW FSB C2 | 2089.58
6SL3520-2XH20-3AA0 | G115D WM IP65/66 380..480V 0,37kW FSA C2 | 1329.08
6SL3521-2XB00-3AF0 | G115D WM IP65/66 380..480V 0,37kW FSA C2 | 1778.72
6SL3521-2XB00-7AF0 | G115D WM IP65/66 380..480V 0,75kW FSA C2 | 1824.39
6SL3520-2XH62-2AF0 | G115D WM IP65/66 380...480V 2,2kW FSB C2 | 2043.51
6SL3521-0XH23-0AA0 | G115D WM IP65/66 380...480V 3kW FSB C2 | 2030.38
6SL3521-0XH60-5AB0 | G115D WM IP65/66 380..480V 0,55kW FSA C2 | 1231.53
6SL3520-2XH63-0AA0 | G115D WM IP65/66 380...480V 3kW FSB C2 | 2021.43
6SL3520-2XH65-5AF0 | G115D WM IP65/66 380...480V 5,5kW FSC C2 | 2941.3
6SL3521-0XH65-5AB0 | G115D WM IP65/66 380...480V 5,5kW FSC C2 | 2570.45
6SL3520-2XK00-5AB0 | G115D WM IP65/66 380..480V 0,55kW FSA C2 | 1300.3
6SL3521-2XB42-2AF0 | G115D WM IP65/66 380...480V 2,2kW FSB C2 | 2235.1
6SL3521-2XC01-5AF0 | G115D WM IP65/66 380...480V 1,5kW FSA C2 | 2022.28
6SL3520-2XK03-0AB0 | G115D WM IP65/66 380...480V 3kW FSB C2 | 1916.5
6SL3520-2XK04-0AF0 | G115D WM IP65/66 380...480V 4kW FSB C2 | 2638.78
6SL3520-2XK05-5AB0 | G115D WM IP65/66 380...480V 5,5kW FSC C2 | 2639.24
6SL3520-2XL00-3AB0 | G115D WM IP65/66 380..480V 0,37kW FSA C2 | 1285.07
6SL3520-2XC00-5AF0 | G115D WM IP65/66 380..480V 0,55kW FSA C2 | 1550.68
6SL3520-2XC00-7AF0 | G115D WM IP65/66 380..480V 0,75kW FSA C2 | 1581.13
6SL3520-2XC01-1AF0 | G115D WM IP65/66 380...480V 1,1kW FSA C2 | 1680.07
6SL3521-1XM00-5AB0 | G115D WM IP65/66 380..480V 0,55kW FSA C2 | 1476.55
6SL3521-0XC00-7AF0 | G115D WM IP65/66 380..480V 0,75kW FSA C2 | 1651
6SL3521-0XC01-1AA0 | G115D WM IP65/66 380...480V 1,1kW FSA C2 | 1552.82
6SL3521-0XC01-5AA0 | G115D WM IP65/66 380...480V 1,5kW FSA C2 | 1651.76
6SL3521-0XC01-5AB0 | G115D WM IP65/66 380...480V 1,5kW FSA C2 | 1408.19
6SL3521-1XN07-5AA0 | G115D WM IP65/66 380...480V 7,5kW FSC C2 | 3654.83
6SL3521-1XN07-5AB0 | G115D WM IP65/66 380...480V 7,5kW FSC C2 | 3411.26
6SL3520-2XD00-3AF0 | G115D WM IP65/66 380..480V 0,37kW FSA C2 | 1535.48
6SL3520-2XD00-7AB0 | G115D WM IP65/66 380..480V 0,75kW FSA C2 | 1140.45
6SL3520-2XD04-0AA0 | G115D WM IP65/66 380...480V 4kW FSB C2 | 2251.38
6SL3521-2XA01-5AB0 | G115D WM IP65/66 380...480V 1,5kW FSA C2 | 1359.23
6SL3521-3XN00-3AB0 | G115D WM IP65/66 380..480V 0,37kW FSA C2 | 1667.25
6SL3521-0XD01-5AB0 | G115D WM IP65/66 380...480V 1,5kW FSA C2 | 1408.19
6SL3521-0XD04-0AA0 | G115D WM IP65/66 380...480V 4kW FSB C2 | 2321.24
6SL3520-2XE03-0AF0 | G115D WM IP65/66 380...480V 3kW FSB C2 | 2228.69
6SL3521-0XE01-5AA0 | G115D WM IP65/66 380...480V 1,5kW FSA C2 | 1713.54
6SL3521-0XE01-5AB0 | G115D WM IP65/66 380...480V 1,5kW FSA C2 | 1470
6SL3521-0XE02-2AA0 | G115D WM IP65/66 380...480V 2,2kW FSB C2 | 1926.37
6SL3521-0XE03-0AA0 | G115D WM IP65/66 380...480V 3kW FSB C2 | 2101.43
6SL3521-0XE41-1AB0 | G115D WM IP65/66 380...480V 1,1kW FSA C2 | 1371.04
6SL3521-0XE41-5AB0 | G115D WM IP65/66 380...480V 1,5kW FSA C2 | 1470
6SL3521-2XA60-7AF0 | G115D WM IP65/66 380..480V 0,75kW FSA C2 | 1662.93
6SL3521-2XA61-1AA0 | G115D WM IP65/66 380...480V 1,1kW FSA C2 | 1564.74
6SL3521-0XH20-3AA0 | G115D WM IP65/66 380..480V 0,37kW FSA C2 | 1398.95
6SL3521-0XH20-5AA0 | G115D WM IP65/66 380..480V 0,55kW FSA C2 | 1414.15
6SL3521-0XH20-5AF0 | G115D WM IP65/66 380..480V 0,55kW FSA C2 | 1611.29
6SL3521-2XA64-0AA0 | G115D WM IP65/66 380...480V 4kW FSB C2 | 2333.16
6SL3521-2XB01-1AB0 | G115D WM IP65/66 380...480V 1,1kW FSA C2 | 1482.66
6SL3520-2XH60-3AA0 | G115D WM IP65/66 380..480V 0,37kW FSA C2 | 1390
6SL3520-2XH61-1AA0 | G115D WM IP65/66 380...480V 1,1kW FSA C2 | 1534.6
6SL3520-2XH61-5AA0 | G115D WM IP65/66 380...480V 1,5kW FSA C2 | 1633.58
6SL3520-2XH61-5AB0 | G115D WM IP65/66 380...480V 1,5kW FSA C2 | 1390
6SL3521-2XB01-5AA0 | G115D WM IP65/66 380...480V 1,5kW FSA C2 | 1825.14
6SL3521-2XB03-0AF0 | G115D WM IP65/66 380...480V 3kW FSB C2 | 2410.15
6SL3521-0XH63-0AA0 | G115D WM IP65/66 380...480V 3kW FSB C2 | 2091.3
6SL3521-0XH63-0AB0 | G115D WM IP65/66 380...480V 3kW FSB C2 | 1847.73
6SL3521-2XB44-0AF0 | G115D WM IP65/66 380...480V 4kW FSB C2 | 2691.78
6SL3521-2XC00-3AB0 | G115D WM IP65/66 380..480V 0,37kW FSA C2 | 1338.03
6SL3521-2XC00-5AA0 | G115D WM IP65/66 380..480V 0,55kW FSA C2 | 1596.82
6SL3521-2XC00-5AB0 | G115D WM IP65/66 380..480V 0,55kW FSA C2 | 1353.26
6SL3521-2XC02-2AA0 | G115D WM IP65/66 380...480V 2,2kW FSB C2 | 2037.97
6SL3521-2XC03-0AB0 | G115D WM IP65/66 380...480V 3kW FSB C2 | 1969.46
6SL3521-2XC04-0AB0 | G115D WM IP65/66 380...480V 4kW FSB C2 | 2251.07
6SL3520-2XL01-1AB0 | G115D WM IP65/66 380...480V 1,1kW FSA C2 | 1429.66
6SL3520-2XL03-0AA0 | G115D WM IP65/66 380...480V 3kW FSB C2 | 2160.07
6SL3520-2XL03-0AB0 | G115D WM IP65/66 380...480V 3kW FSB C2 | 1916.5
6SL3520-2XL03-0AF0 | G115D WM IP65/66 380...480V 3kW FSB C2 | 2357.19
6SL3520-2XL04-0AA0 | G115D WM IP65/66 380...480V 4kW FSB C2 | 2441.66
6SL3521-0XE07-5AB0 | G115D WM IP65/66 380...480V 7,5kW FSC C2 | 3143.85
6SL3521-0XE40-3AB0 | G115D WM IP65/66 380..480V 0,37kW FSA C2 | 1226.43
6SL3521-2XA62-2AA0 | G115D WM IP65/66 380...480V 2,2kW FSB C2 | 1876.51
6SL3521-2XA62-2AF0 | G115D WM IP65/66 380...480V 2,2kW FSB C2 | 2073.64
6SL3521-2XA63-0AA0 | G115D WM IP65/66 380...480V 3kW FSB C2 | 2051.55
6SL3521-2XA63-0AB0 | G115D WM IP65/66 380...480V 3kW FSB C2 | 1807.99
6SL3521-0XE47-5AB0 | G115D WM IP65/66 380...480V 7,5kW FSC C2 | 3143.85
6SL3520-2XH20-7AA0 | G115D WM IP65/66 380..480V 0,75kW FSA C2 | 1374.77
6SL3521-2XA65-5AB0 | G115D WM IP65/66 380...480V 5,5kW FSC C2 | 2530.73
6SL3521-2XA67-5AF0 | G115D WM IP65/66 380...480V 7,5kW FSC C2 | 3534.66
6SL3520-2XH20-7AF0 | G115D WM IP65/66 380..480V 0,75kW FSA C2 | 1571.89
6SL3521-0XH24-0AF0 | G115D WM IP65/66 380...480V 4kW FSB C2 | 2509.13
6SL3521-0XH25-5AF0 | G115D WM IP65/66 380...480V 5,5kW FSC C2 | 2950.24
6SL3521-0XH27-5AF0 | G115D WM IP65/66 380...480V 7,5kW FSC C2 | 3513.48
6SL3521-0XH60-3AF0 | G115D WM IP65/66 380..480V 0,37kW FSA C2 | 1656.99
6SL3520-2XK00-3AA0 | G115D WM IP65/66 380..480V 0,37kW FSA C2 | 1528.64
6SL3520-2XK00-3AB0 | G115D WM IP65/66 380..480V 0,37kW FSA C2 | 1285.07
6SL3520-2XK00-5AA0 | G115D WM IP65/66 380..480V 0,55kW FSA C2 | 1543.85
6SL3521-2XB05-5AF0 | G115D WM IP65/66 380...480V 5,5kW FSC C2 | 3132.89
6SL3521-0XK00-7AA0 | G115D WM IP65/66 380..480V 0,75kW FSA C2 | 1644.16
6SL3520-2XK03-0AF0 | G115D WM IP65/66 380...480V 3kW FSB C2 | 2357.19
6SL3520-2XK04-0AB0 | G115D WM IP65/66 380...480V 4kW FSB C2 | 2198.1
6SL3521-0XK01-1AA0 | G115D WM IP65/66 380...480V 1,1kW FSA C2 | 1743.1
6SL3520-2XL00-3AF0 | G115D WM IP65/66 380..480V 0,37kW FSA C2 | 1725.76
6SL3520-2XL00-5AA0 | G115D WM IP65/66 380..480V 0,55kW FSA C2 | 1543.85
6SL3521-0XK03-0AA0 | G115D WM IP65/66 380...480V 3kW FSB C2 | 2229.9
6SL3521-0XK04-0AA0 | G115D WM IP65/66 380...480V 4kW FSB C2 | 2511.53
6SL3520-2XM00-5AF0 | G115D WM IP65/66 380..480V 0,55kW FSA C2 | 1740.98
6SL3521-0XK07-5AF0 | G115D WM IP65/66 380...480V 7,5kW FSC C2 | 3713.03
6SL3521-0XL00-3AB0 | G115D WM IP65/66 380..480V 0,37kW FSA C2 | 1354.93
6SL3521-2XD00-3AF0 | G115D WM IP65/66 380..480V 0,37kW FSA C2 | 1778.72
6SL3520-2XN01-1AF0 | G115D WM IP65/66 380...480V 1,1kW FSA C2 | 1902.9
6SL3521-0XM00-7AB0 | G115D WM IP65/66 380..480V 0,75kW FSA C2 | 1400.59
6SL3521-0XM01-1AF0 | G115D WM IP65/66 380...480V 1,1kW FSA C2 | 1940.24
6SL3521-2XE01-1AA0 | G115D WM IP65/66 380...480V 1,1kW FSA C2 | 1788.01
6SL3521-2XE01-5AA0 | G115D WM IP65/66 380...480V 1,5kW FSA C2 | 1886.95
6SL3521-2XE02-2AB0 | G115D WM IP65/66 380...480V 2,2kW FSB C2 | 1856.21
6SL3521-2XE02-2AF0 | G115D WM IP65/66 380...480V 2,2kW FSB C2 | 2296.9
6SL3520-3XA20-5AA0 | G115D WM IP65/66 380..480V 0,55kW FSA C2 | 1237.61
6SL3521-2XE04-0AF0 | G115D WM IP65/66 380...480V 4kW FSB C2 | 2753.56
6SL3521-2XE05-5AF0 | G115D WM IP65/66 380...480V 5,5kW FSC C2 | 3194.69
6SL3550-0XB00-5AF0 | G115D MM IP65/66 380..480V 0,55kW FSA C2 | 1386.86
6SL3550-0XB41-1AB0 | G115D MM IP65/66 380...480V 1,1kW FSA C2 | 1005.87
6SL3550-0XB41-5AB0 | G115D MM IP65/66 380...480V 1,5kW FSA C2 | 1080.49
6SL3521-0XN03-0AF0 | G115D WM IP65/66 380...480V 3kW FSB C2 | 2459.57
6SL3521-0XN04-0AF0 | G115D WM IP65/66 380...480V 4kW FSB C2 | 2741.19
6SL3520-3XA20-7AA0 | G115D WM IP65/66 380..480V 0,75kW FSA C2 | 1268.05
6SL3520-3XA22-2AF0 | G115D WM IP65/66 380...480V 2,2kW FSB C2 | 1875.9
6SL3521-2XH20-3AF0 | G115D WM IP65/66 380..480V 0,37kW FSA C2 | 1769.47
6SL3521-2XH21-1AA0 | G115D WM IP65/66 380...480V 1,1kW FSA C2 | 1716.96
6SL3521-2XH60-7AF0 | G115D WM IP65/66 380..480V 0,75kW FSA C2 | 1876.06
6SL3074-0AA06-0AH0 | eCoL Advanced Reluctance Control | 429.72
6SL3220-1YC16-0UP0 | G120X IP20 200...240V 2.2kW FSB UF | 812.41
6SL3074-0AA08-1AH0 | eCoL Island Grid Control (1251-1600kW) | 20092.64
6SL3074-0AA08-3AH0 | eCoL Island Grid Control (651-950kW) | 18084.18
6SL3077-0AA00-5AH0 | eCoL TEC-Function VIBX | 978.85
6SL3220-1YC20-1UP0 | G120X IP20 200...240V 4kW FSB UF | 1097.6
6SL3220-1YC38-1UP0 | G120X IP20 200...240V 45kW FSF UF | 6192.29
6SL3220-2YH28-0AB0 | G120X IP20 500...690V 15kW FSD C2 | 2847.43
6SL3220-1YH44-0CB0 | G120X IP20 500...690V 90kW FSF C3 | 11216.8
6SL3220-2YH30-0UB0 | G120X IP20 500...690V 18.5kW FSD UF | 3060.04
6SL3220-2YH32-0UP0 | G120X IP20 500...690V 22kW FSD UF | 3767.47
6SL3220-3YE38-0UF0 | G120X IP20 380...480V 45kW FSE UF | 5701.78
6SL3220-3YE40-0UP0 | G120X IP20 380...480V 55kW FSE UF | 6055.36
6SL3220-2YH36-0UP0 | G120X IP20 500...690V 37kW FSD UF | 5514.1
6SL3220-3YE44-0AB0 | G120X IP20 380...480V 90kW FSF C2 | 10301.59
6SL3220-2YH38-0UB0 | G120X IP20 500...690V 45kW FSE UF | 6271.9
6SL3220-2YH40-0UP0 | G120X IP20 500...690V 55kW FSE UF | 7716.39
6SL3220-2YH40-1UF0 | G120X IP20 500...690V 55kW FSE UF | 7833.48
6SL3220-3YE44-0UF0 | G120X IP20 380...480V 90kW FSF UF | 9563.52
6SL3220-1YH46-0CF0 | G120X IP20 500...690V 110kW FSF C3 | 12895.01
6SL3220-1YH48-0CP0 | G120X IP20 500...690V 132kW FSF C3 | 14417.16
6SL3220-1YH48-0UP0 | G120X IP20 500...690V 132kW FSF UF | 13708.31
6SL3220-2YH44-1CB0 | G120X IP20 500...690V 90kW FSF C3 | 11381.71
6SL3220-3YE46-1UB0 | G120X IP20 380...480V 110kW FSF UF | 10812.56
6SL3220-1YH56-1CB0 | G120X IP20 500...690V 315kW FSH C3 | 26713.93
6SL3220-1YH60-1CP0 | G120X IP20 500...690V 400kW FSH C3 | 35287.79
6SL3220-3YE50-0AP0 | G120X IP20 380...480V 160kW FSG C2 | 16019.02
6SL3220-2YC10-0UP0 | G120X IP20 200...240V 0.75kW FSA UF | 763.76
6SL3220-2YH48-0UB0 | G120X IP20 500...690V 132kW FSF UF | 13629.21
6SL3220-2YC12-1UF0 | G120X IP20 200...240V 1.1kW FSA UF | 892.8
6SL3230-1YE54-1CB0 | G120X IP20 380...480V 250kW FSG C3 | 20942.6
6SL3220-2YH54-0CF0 | G120X IP20 500...690V 250kW FSG C3 | 23387.79
6SL3230-1YH18-1UB0 | G120X IP20 500...690V 3kW FSD UF | 1510.55
6SL3220-2YH58-1CB0 | G120X IP20 500...690V 355kW FSH C3 | 30383.34
6SL3220-3YE54-0CP0 | G120X IP20 380...480V 250kW FSG C3 | 18090.32
6SL3230-3YC20-0UB0 | G120X IP20 200...240V 4kW FSB UF | 1243.28
6SL3220-3YE58-1CB0 | G120X IP20 380...480V 355kW FSH C3 | 27740.11
6SL3230-3YC26-0UB0 | G120X IP20 200...240V 11kW FSD UF | 2286.07
6SL3230-3YC32-1UP0 | G120X IP20 200...240V 22kW FSE UF | 4117.68
6SL3230-3YC34-0UF0 | G120X IP20 200...240V 30kW FSE UF | 4847.91
6SL3220-3YE62-1CP0 | G120X IP20 380...480V 450kW FSJ C3 | 36807.04
6SL3220-2YH66-1CF0 | G120X IP20 500...690V 560kW FSJ C3 | 51332.34
6SL3220-3YC12-1UF0 | G120X IP20 200...240V 1.1kW FSA UF | 998.3
6SL3230-3YC40-1UB0 | G120X IP20 200...240V 55kW FSF UF | 7957.45
6SL3220-3YH18-1AF0 | G120X IP20 500...690V 3kW FSD C2 | 1705.76
6SL3230-1YH18-1UF0 | G120X IP20 500...690V 3kW FSD UF | 1647.43
6SL3220-3YH20-0AB0 | G120X IP20 500...690V 4kW FSD C2 | 1605.08
6SL3220-3YH20-0UP0 | G120X IP20 500...690V 4kW FSD UF | 1601.03
6SL3230-1YH22-0AP0 | G120X IP20 500...690V 5.5kW FSD C2 | 1945.13
6SL3220-3YC20-0UB0 | G120X IP20 200...240V 4kW FSB UF | 904.76
6SL3230-3YE10-0UP0 | G120X IP20 380...480V 0.75kW FSA UF | 1078.77
6SL3220-3YC24-1UB0 | G120X IP20 200...240V 7.5kW FSC UF | 1708.14
6SL3230-3YE12-1AP0 | G120X IP20 380...480V 1.1kW FSA C2 | 1301.52
6SL3220-3YH20-1UB0 | G120X IP20 500...690V 4kW FSD UF | 1581.26
6SL3220-3YH24-0AP0 | G120X IP20 500...690V 7.5kW FSD C2 | 2100.39
6SL3521-2XH61-1AB0 | G115D WM IP65/66 380...480V 1,1kW FSA C2 | 1534.31
6SL3521-2XH61-5AB0 | G115D WM IP65/66 380...480V 1,5kW FSA C2 | 1633.25
6SL3520-3XA60-5AB0 | G115D WM IP65/66 380..480V 0,55kW FSA C2 | 1054.93
6SL3550-0XC00-3AB0 | G115D MM IP65/66 380..480V 0,37kW FSA C2 | 923.78
6SL3550-0XC00-3AF0 | G115D MM IP65/66 380..480V 0,37kW FSA C2 | 1364.49
6SL3520-3XB00-7AA0 | G115D WM IP65/66 380..480V 0,75kW FSA C2 | 1490.42
6SL3520-3XB00-7AB0 | G115D WM IP65/66 380..480V 0,75kW FSA C2 | 1246.85
6SL3550-0XC20-5AF0 | G115D MM IP65/66 380..480V 0,55kW FSA C2 | 1386.86
6SL3550-0XC23-0AB0 | G115D MM IP65/66 380...480V 3kW FSB C2 | 1558.02
6SL3550-0XC23-0AF0 | G115D MM IP65/66 380...480V 3kW FSB C2 | 1998.73
6SL3550-0XD00-5AB0 | G115D MM IP65/66 380..480V 0,55kW FSA C2 | 946.18
6SL3521-1XA63-0AB0 | G115D WM IP65/66 380...480V 3kW FSB C2 | 1740.99
6SL3521-1XB03-0AB0 | G115D WM IP65/66 380...480V 3kW FSB C2 | 1902.46
6SL3550-0XD01-5AF0 | G115D MM IP65/66 380...480V 1,5kW FSA C2 | 1521.18
6SL3550-0XD21-1AB0 | G115D MM IP65/66 380...480V 1,1kW FSA C2 | 1005.87
6SL3550-0XD23-0AB0 | G115D MM IP65/66 380...480V 3kW FSB C2 | 1558.02
6SL3521-2XB42-2AB0 | G115D WM IP65/66 380...480V 2,2kW FSB C2 | 1794.39
6SL3521-2XB43-0AB0 | G115D WM IP65/66 380...480V 3kW FSB C2 | 1969.46
6SL3521-2XB43-0AF0 | G115D WM IP65/66 380...480V 3kW FSB C2 | 2410.15
6SL3521-2XB44-0AB0 | G115D WM IP65/66 380...480V 4kW FSB C2 | 2251.07
6SL3520-2XL01-1AF0 | G115D WM IP65/66 380...480V 1,1kW FSA C2 | 1870.37
6SL3520-2XL01-5AF0 | G115D WM IP65/66 380...480V 1,5kW FSA C2 | 1969.31
6SL3520-2XL02-2AB0 | G115D WM IP65/66 380...480V 2,2kW FSB C2 | 1741.43
6SL3550-0XA40-3AF0 | G115D MM IP65/66 380..480V 0,37kW FSA C2 | 1231.65
6SL3550-0XA40-5AF0 | G115D MM IP65/66 380..480V 0,55kW FSA C2 | 1254.05
6SL3520-2XM02-2AF0 | G115D WM IP65/66 380...480V 2,2kW FSB C2 | 2182.14
6SL3520-2XM03-0AA0 | G115D WM IP65/66 380...480V 3kW FSB C2 | 2160.07
6SL3521-0XM00-7AF0 | G115D WM IP65/66 380..480V 0,75kW FSA C2 | 1841.3
6SL3520-2XN00-5AB0 | G115D WM IP65/66 380..480V 0,55kW FSA C2 | 1332.81
6SL3520-2XN00-7AF0 | G115D WM IP65/66 380..480V 0,75kW FSA C2 | 1803.96
6SL3521-0XM01-1AB0 | G115D WM IP65/66 380...480V 1,1kW FSA C2 | 1499.53
6SL3521-2XE01-5AB0 | G115D WM IP65/66 380...480V 1,5kW FSA C2 | 1643.38
6SL3521-2XE01-5AF0 | G115D WM IP65/66 380...480V 1,5kW FSA C2 | 2084.07
6SL3550-0XA80-7AB0 | G115D MM IP65/66 380..480V 0,75kW FSA C2 | 896.61
6SL3550-0XA81-1AB0 | G115D MM IP65/66 380...480V 1,1kW FSA C2 | 933.91
6SL3521-0XN00-3AA0 | G115D WM IP65/66 380..480V 0,37kW FSA C2 | 1631.01
6SL3520-2XN03-0AB0 | G115D WM IP65/66 380...480V 3kW FSB C2 | 1949.04
6SL3520-2XN03-0AF0 | G115D WM IP65/66 380...480V 3kW FSB C2 | 2389.72
6SL3520-2XN04-0AB0 | G115D WM IP65/66 380...480V 4kW FSB C2 | 2230.63
6SL3520-3XA21-1AF0 | G115D WM IP65/66 380...480V 1,1kW FSA C2 | 1564.13
6SL3521-2XE40-3AB0 | G115D WM IP65/66 380..480V 0,37kW FSA C2 | 1399.83
6SL3521-2XE40-5AB0 | G115D WM IP65/66 380..480V 0,55kW FSA C2 | 1415.04
6SL3521-2XE40-5AF0 | G115D WM IP65/66 380..480V 0,55kW FSA C2 | 1855.74
6SL3550-0XB40-7AF0 | G115D MM IP65/66 380..480V 0,75kW FSA C2 | 1409.24
6SL3550-0XB42-2AB0 | G115D MM IP65/66 380...480V 2,2kW FSB C2 | 1296.88
6SL3521-0XN01-5AB0 | G115D WM IP65/66 380...480V 1,5kW FSA C2 | 1631.01
6SL3521-0XN07-5AA0 | G115D WM IP65/66 380...480V 7,5kW FSC C2 | 3548.42
6SL3521-2XH21-5AF0 | G115D WM IP65/66 380...480V 1,5kW FSA C2 | 2013.02
6SL3521-2XH25-5AA0 | G115D WM IP65/66 380...480V 5,5kW FSC C2 | 2926.52
6SL3521-2XH25-5AF0 | G115D WM IP65/66 380...480V 5,5kW FSC C2 | 3123.66
6SL3521-1XA04-0AB0 | G115D WM IP65/66 380...480V 4kW FSB C2 | 1961.73
6SL3521-2XD00-3AA0 | G115D WM IP65/66 380..480V 0,37kW FSA C2 | 1581.6
6SL3520-2XL00-5AB0 | G115D WM IP65/66 380..480V 0,55kW FSA C2 | 1300.3
6SL3521-0XK05-5AB0 | G115D WM IP65/66 380...480V 5,5kW FSC C2 | 2709.1
6SL3520-2XL04-0AB0 | G115D WM IP65/66 380...480V 4kW FSB C2 | 2198.1
6SL3520-2XM00-3AB0 | G115D WM IP65/66 380..480V 0,37kW FSA C2 | 1285.07
6SL3521-0XL00-7AA0 | G115D WM IP65/66 380..480V 0,75kW FSA C2 | 1644.16
6SL3521-0XL01-1AF0 | G115D WM IP65/66 380...480V 1,1kW FSA C2 | 1940.24
6SL3520-2XM04-0AF0 | G115D WM IP65/66 380...480V 4kW FSB C2 | 2638.78
6SL3550-0XA42-2AF0 | G115D MM IP65/66 380...480V 2,2kW FSB C2 | 1604.74
6SL3521-0XM01-5AA0 | G115D WM IP65/66 380...480V 1,5kW FSA C2 | 1842.04
6SL3521-0XM02-2AA0 | G115D WM IP65/66 380...480V 2,2kW FSB C2 | 2054.85
6SL3521-2XE00-3AB0 | G115D WM IP65/66 380..480V 0,37kW FSA C2 | 1399.83
6SL3550-0XA63-0AF0 | G115D MM IP65/66 380...480V 3kW FSB C2 | 1926.77
6SL3521-0XM04-0AB0 | G115D WM IP65/66 380...480V 4kW FSB C2 | 2267.96
6SL3520-2XN01-5AF0 | G115D WM IP65/66 380...480V 1,5kW FSA C2 | 2001.84
6SL3520-3XA01-1AB0 | G115D WM IP65/66 380...480V 1,1kW FSA C2 | 1123.45
6SL3520-3XA02-2AB0 | G115D WM IP65/66 380...480V 2,2kW FSB C2 | 1435.2
6SL3521-2XE42-2AF0 | G115D WM IP65/66 380...480V 2,2kW FSB C2 | 2296.9
6SL3521-2XE45-5AB0 | G115D WM IP65/66 380...480V 5,5kW FSC C2 | 2754
6SL3550-0XB20-5AF0 | G115D MM IP65/66 380..480V 0,55kW FSA C2 | 1386.86
6SL3550-0XB22-2AF0 | G115D MM IP65/66 380...480V 2,2kW FSB C2 | 1737.57
6SL3521-0XN02-2AA0 | G115D WM IP65/66 380...480V 2,2kW FSB C2 | 2087.4
6SL3550-0XB41-5AF0 | G115D MM IP65/66 380...480V 1,5kW FSA C2 | 1521.18
6SL3550-0XB60-3AB0 | G115D MM IP65/66 380..480V 0,37kW FSA C2 | 923.78
6SL3521-1XA01-1AB0 | G115D WM IP65/66 380...480V 1,1kW FSA C2 | 1193.29
6SL3550-0XB61-1AB0 | G115D MM IP65/66 380...480V 1,1kW FSA C2 | 1005.87
6SL3521-1XA01-5AB0 | G115D WM IP65/66 380...480V 1,5kW FSA C2 | 1292.23
6SL3520-3XA23-0AA0 | G115D WM IP65/66 380...480V 3kW FSB C2 | 1853.82
6SL3521-1XA07-5AB0 | G115D WM IP65/66 380...480V 7,5kW FSC C2 | 2966.09
6SL3521-2XH23-0AA0 | G115D WM IP65/66 380...480V 3kW FSB C2 | 2203.76
6SL3521-2XH60-3AB0 | G115D WM IP65/66 380..480V 0,37kW FSA C2 | 1389.68
6SL3520-3XA60-7AF0 | G115D WM IP65/66 380..480V 0,75kW FSA C2 | 1526.06
6SL3521-1XA20-5AF0 | G115D WM IP65/66 380..480V 0,55kW FSA C2 | 1504.6
6SL3520-3XA62-2AA0 | G115D WM IP65/66 380...480V 2,2kW FSB C2 | 1739.65
6SL3520-3XA67-5AB0 | G115D WM IP65/66 380...480V 7,5kW FSC C2 | 2957.12
6SL3550-0XB64-0AF0 | G115D MM IP65/66 380...480V 4kW FSB C2 | 2215.14
6SL3550-0XC01-1AF0 | G115D MM IP65/66 380...480V 1,1kW FSA C2 | 1446.57
6SL3521-1XA61-1AA0 | G115D WM IP65/66 380...480V 1,1kW FSA C2 | 1497.75
6SL3521-1XA63-0AA0 | G115D WM IP65/66 380...480V 3kW FSB C2 | 1984.55
6SL3520-3XB01-5AF0 | G115D WM IP65/66 380...480V 1,5kW FSA C2 | 1885.43
6SL3520-3XB07-5AA0 | G115D WM IP65/66 380...480V 7,5kW FSC C2 | 3362.15
6SL3550-0XD00-7AF0 | G115D MM IP65/66 380..480V 0,75kW FSA C2 | 1409.24
6SL3521-1XB00-7AB0 | G115D WM IP65/66 380..480V 0,75kW FSA C2 | 1316.72
6SL3521-1XB01-5AF0 | G115D WM IP65/66 380...480V 1,5kW FSA C2 | 1955.3
6SL3550-0XE00-7AF0 | G115D MM IP65/66 380..480V 0,75kW FSA C2 | 1471.02
6SL3550-0XE01-5AF0 | G115D MM IP65/66 380...480V 1,5kW FSA C2 | 1582.96
6SL3521-2XB41-1AB0 | G115D WM IP65/66 380...480V 1,1kW FSA C2 | 1482.66
6SL3520-2XK01-1AB0 | G115D WM IP65/66 380...480V 1,1kW FSA C2 | 1429.66
6SL3521-2XB47-5AB0 | G115D WM IP65/66 380...480V 7,5kW FSC C2 | 3255.45
6SL3521-2XC00-7AA0 | G115D WM IP65/66 380..480V 0,75kW FSA C2 | 1627.25
6SL3521-2XC04-0AA0 | G115D WM IP65/66 380...480V 4kW FSB C2 | 2494.64
6SL3521-0XL04-0AA0 | G115D WM IP65/66 380...480V 4kW FSB C2 | 2511.53
6SL3520-2XM02-2AB0 | G115D WM IP65/66 380...480V 2,2kW FSB C2 | 1741.43
6SL3520-2XM04-0AA0 | G115D WM IP65/66 380...480V 4kW FSB C2 | 2441.66
6SL3520-2XM04-0AB0 | G115D WM IP65/66 380...480V 4kW FSB C2 | 2198.1
6SL3521-2XD00-7AF0 | G115D WM IP65/66 380..480V 0,75kW FSA C2 | 1824.39
6SL3521-2XD01-1AB0 | G115D WM IP65/66 380...480V 1,1kW FSA C2 | 1482.66
6SL3521-2XD03-0AF0 | G115D WM IP65/66 380...480V 3kW FSB C2 | 2410.15
6SL3521-2XD04-0AB0 | G115D WM IP65/66 380...480V 4kW FSB C2 | 2251.07
6SL3520-2XN04-0AA0 | G115D WM IP65/66 380...480V 4kW FSB C2 | 2474.2
6SL3520-2XN07-5AF0 | G115D WM IP65/66 380...480V 7,5kW FSC C2 | 3675.71
6SL3520-3XA00-3AB0 | G115D WM IP65/66 380..480V 0,37kW FSA C2 | 978.82
6SL3521-2XE45-5AF0 | G115D WM IP65/66 380...480V 5,5kW FSC C2 | 3194.69
6SL3521-2XE47-5AB0 | G115D WM IP65/66 380...480V 7,5kW FSC C2 | 3317.23
6SL3521-2XE47-5AF0 | G115D WM IP65/66 380...480V 7,5kW FSC C2 | 3757.92
6SL3550-0XB02-2AB0 | G115D MM IP65/66 380...480V 2,2kW FSB C2 | 1296.88
6SL3521-2XH00-3AB0 | G115D WM IP65/66 380..480V 0,37kW FSA C2 | 1328.79
6SL3521-2XH04-0AB0 | G115D WM IP65/66 380...480V 4kW FSB C2 | 2241.83
6SL3550-0XB60-5AB0 | G115D MM IP65/66 380..480V 0,55kW FSA C2 | 946.18
6SL3550-0XB60-7AB0 | G115D MM IP65/66 380..480V 0,75kW FSA C2 | 968.56
6SL3521-1XA20-3AF0 | G115D WM IP65/66 380..480V 0,37kW FSA C2 | 1489.38
6SL3520-3XA60-3AF0 | G115D WM IP65/66 380..480V 0,37kW FSA C2 | 1480.39
6SL3520-3XA60-5AA0 | G115D WM IP65/66 380..480V 0,55kW FSA C2 | 1298.48
6SL3521-2XH22-2AA0 | G115D WM IP65/66 380...480V 2,2kW FSB C2 | 2028.73
6SL3521-1XA60-3AA0 | G115D WM IP65/66 380..480V 0,37kW FSA C2 | 1353.12
6SL3520-3XA61-5AA0 | G115D WM IP65/66 380...480V 1,5kW FSA C2 | 1526.82
6SL3520-3XA61-5AB0 | G115D WM IP65/66 380...480V 1,5kW FSA C2 | 1283.27
6SL3520-3XA61-5AF0 | G115D WM IP65/66 380...480V 1,5kW FSA C2 | 1723.94
6SL3521-2XH62-2AA0 | G115D WM IP65/66 380...480V 2,2kW FSB C2 | 2089.63
6SL3521-2XH67-5AF0 | G115D WM IP65/66 380...480V 7,5kW FSC C2 | 3747.81
6SL3550-0XC20-3AF0 | G115D MM IP65/66 380..480V 0,37kW FSA C2 | 1364.49
6SL3550-0XC20-5AB0 | G115D MM IP65/66 380..480V 0,55kW FSA C2 | 946.18
6SL3550-0XD01-1AF0 | G115D MM IP65/66 380...480V 1,1kW FSA C2 | 1446.57
6SL3521-1XA65-5AA0 | G115D WM IP65/66 380...480V 5,5kW FSC C2 | 2707.3
6SL3521-1XA67-5AA0 | G115D WM IP65/66 380...480V 7,5kW FSC C2 | 3270.54
6SL3521-1XA67-5AF0 | G115D WM IP65/66 380...480V 7,5kW FSC C2 | 3467.66
6SL3550-0XE04-0AB0 | G115D MM IP65/66 380...480V 4kW FSB C2 | 1836.22
6SL3550-0XE04-0AF0 | G115D MM IP65/66 380...480V 4kW FSB C2 | 2276.92
6SL3550-0XE20-3AF0 | G115D MM IP65/66 380..480V 0,37kW FSA C2 | 1426.24
6SL3521-2XK00-3AB0 | G115D WM IP65/66 380..480V 0,37kW FSA C2 | 1528.31
6SL3521-2XK01-5AA0 | G115D WM IP65/66 380...480V 1,5kW FSA C2 | 2015.44
6SL3521-0XK01-5AA0 | G115D WM IP65/66 380...480V 1,5kW FSA C2 | 1842.04
6SL3521-0XK02-2AA0 | G115D WM IP65/66 380...480V 2,2kW FSB C2 | 2054.85
6SL3521-0XK02-2AB0 | G115D WM IP65/66 380...480V 2,2kW FSB C2 | 1811.3
6SL3521-0XK02-2AF0 | G115D WM IP65/66 380...480V 2,2kW FSB C2 | 2251.98
6SL3520-2XM01-5AF0 | G115D WM IP65/66 380...480V 1,5kW FSA C2 | 1969.31
6SL3550-0XA00-3AB0 | G115D MM IP65/66 380..480V 0,37kW FSA C2 | 790.95
6SL3521-0XL00-7AB0 | G115D WM IP65/66 380..480V 0,75kW FSA C2 | 1400.59
6SL3521-0XL01-1AB0 | G115D WM IP65/66 380...480V 1,1kW FSA C2 | 1499.53
6SL3521-0XM00-3AA0 | G115D WM IP65/66 380..480V 0,37kW FSA C2 | 1598.47
6SL3521-2XD04-0AA0 | G115D WM IP65/66 380...480V 4kW FSB C2 | 2494.64
6SL3550-0XA60-7AF0 | G115D MM IP65/66 380..480V 0,75kW FSA C2 | 1337.28
6SL3220-3YH24-1UP0 | G120X IP20 500...690V 7.5kW FSD UF | 2015.91
6SL3220-3YH28-1UB0 | G120X IP20 500...690V 15kW FSD UF | 2793.26
6SL3220-3YC32-1UP0 | G120X IP20 200...240V 22kW FSE UF | 3735.17
6SL3230-3YE16-0AP0 | G120X IP20 380...480V 2.2kW FSA C2 | 1361.98
6SL3230-1YH24-0UF0 | G120X IP20 500...690V 7.5kW FSD UF | 2032.28
6SL3230-1YH26-0AF0 | G120X IP20 500...690V 11kW FSD C2 | 2696.9
6SL3220-3YC38-0UP0 | G120X IP20 200...240V 45kW FSF UF | 6238.46
6SL3230-3YE18-1UB0 | G120X IP20 380...480V 3kW FSA UF | 1391.4
6SL3220-3YE10-1UP0 | G120X IP20 380...480V 0.75kW FSA UF | 1085.38
6SL3220-3YE12-0AF0 | G120X IP20 380...480V 1.1kW FSA C2 | 1063.7
6SL3230-1YH28-0UP0 | G120X IP20 500...690V 15kW FSD UF | 2986.92
6SL3230-3YE20-0AB0 | G120X IP20 380...480V 4kW FSB C2 | 1531.67
6SL3220-3YH30-1UP0 | G120X IP20 500...690V 18.5kW FSD UF | 3409.59
6SL3230-3YE26-1AB0 | G120X IP20 380...480V 11kW FSC C2 | 2539.5
6SL3220-3YE18-0AP0 | G120X IP20 380...480V 3kW FSA C2 | 1311.19
6SL3220-3YH36-0UB0 | G120X IP20 500...690V 37kW FSD UF | 4858.85
6SL3230-3YE28-0UB0 | G120X IP20 380...480V 15kW FSC UF | 2682.91
6SL3230-3YE28-1UB0 | G120X IP20 380...480V 15kW FSC UF | 2795.02
6SL3230-3YE30-1AF0 | G120X IP20 380...480V 18.5kW FSD C2 | 3661.95
6SL3230-1YH30-1AF0 | G120X IP20 500...690V 18.5kW FSD C2 | 3897.22
6SL3220-3YE20-1AP0 | G120X IP20 380...480V 4kW FSB C2 | 1544.28
6SL3220-3YE22-1AF0 | G120X IP20 380...480V 5.5kW FSB C2 | 1681.82
6SL3220-3YE26-0AP0 | G120X IP20 380...480V 11kW FSC C2 | 2252.32
6SL3220-3YE26-0UF0 | G120X IP20 380...480V 11kW FSC UF | 1996.17
6SL3230-3YE32-1AF0 | G120X IP20 380...480V 22kW FSD C2 | 4218.89
6SL3230-3YE34-1AB0 | G120X IP20 380...480V 30kW FSD C2 | 4913.64
6SL3220-3YE30-1AP0 | G120X IP20 380...480V 18.5kW FSD C2 | 3299.63
6SL3220-3YE30-1UF0 | G120X IP20 380...480V 18.5kW FSD UF | 3020.99
6SL3220-3YH38-1AF0 | G120X IP20 500...690V 45kW FSE C2 | 7134.5
6SL3230-3YE42-0AB0 | G120X IP20 380...480V 75kW FSF C2 | 9170.76
6SL3220-3YH42-1UF0 | G120X IP20 500...690V 75kW FSF UF | 9352.88
6SL3220-3YE32-1AP0 | G120X IP20 380...480V 22kW FSD C2 | 3831.39
6SL3230-1YH36-0UB0 | G120X IP20 500...690V 37kW FSD UF | 5762.31
6SL3230-1YH38-0UP0 | G120X IP20 500...690V 45kW FSE UF | 6809.07
6SL3220-3YH44-1CB0 | G120X IP20 500...690V 90kW FSF C3 | 11487.21
6SL3230-3YE44-1AF0 | G120X IP20 380...480V 90kW FSF C2 | 11084.2
6SL3230-1YH40-1AB0 | G120X IP20 500...690V 55kW FSE C2 | 8730.4
6SL3220-3YH50-1CF0 | G120X IP20 500...690V 160kW FSG C3 | 16448.78
6SL3230-3YE48-0UP0 | G120X IP20 380...480V 132kW FSF UF | 12678.41
6SL3230-3YE48-1UB0 | G120X IP20 380...480V 132kW FSF UF | 12658.63
6SL3230-1YH40-1AP0 | G120X IP20 500...690V 55kW FSE C2 | 8862.29
6SL3220-3YH60-1CB0 | G120X IP20 500...690V 400kW FSH C3 | 35314.01
6SL3230-3YE52-0AP0 | G120X IP20 380...480V 200kW FSG C2 | 19077.69
6SL3230-1YH44-0CP0 | G120X IP20 500...690V 90kW FSF C3 | 11882.32
6SL3220-3YH66-1CP0 | G120X IP20 500...690V 560kW FSJ C3 | 51436.17
6SL3220-3YH68-1CF0 | G120X IP20 500...690V 630kW FSJ C3 | 58199.52
6SL3230-1YH46-0UP0 | G120X IP20 500...690V 110kW FSF UF | 12815.66
6SL3230-1YH50-0CB0 | G120X IP20 500...690V 160kW FSG C3 | 16650.63
6SL3230-2YC10-1UB0 | G120X IP20 200...240V 0.75kW FSA UF | 849.49
6SL3230-2YC12-0UP0 | G120X IP20 200...240V 1.1kW FSA UF | 906.38
6SL3230-3YH24-0UB0 | G120X IP20 500...690V 7.5kW FSD UF | 2053.69
6SL3230-2YC14-1UP0 | G120X IP20 200...240V 1.5kW FSA UF | 1085.48
6SL3230-2YC18-0UF0 | G120X IP20 200...240V 3kW FSB UF | 1171.89
6SL3230-2YC22-0UP0 | G120X IP20 200...240V 5.5kW FSC UF | 1638.62
6SL3230-2YC28-0UB0 | G120X IP20 200...240V 15kW FSD UF | 2731.57
6SL3550-0XA62-2AB0 | G115D MM IP65/66 380...480V 2,2kW FSB C2 | 1224.92
6SL3521-2XE00-5AA0 | G115D WM IP65/66 380..480V 0,55kW FSA C2 | 1658.61
6SL3550-0XA82-2AB0 | G115D MM IP65/66 380...480V 2,2kW FSB C2 | 1224.92
6SL3550-0XA83-0AB0 | G115D MM IP65/66 380...480V 3kW FSB C2 | 1486.09
6SL3521-0XM03-0AF0 | G115D WM IP65/66 380...480V 3kW FSB C2 | 2427.04
6SL3521-0XM04-0AA0 | G115D WM IP65/66 380...480V 4kW FSB C2 | 2511.53
6SL3521-0XN01-5AA0 | G115D WM IP65/66 380...480V 1,5kW FSA C2 | 1874.57
6SL3520-2XN05-5AF0 | G115D WM IP65/66 380...480V 5,5kW FSC C2 | 3112.47
6SL3520-3XA03-0AB0 | G115D WM IP65/66 380...480V 3kW FSB C2 | 1610.25
6SL3520-3XA04-0AB0 | G115D WM IP65/66 380...480V 4kW FSB C2 | 1891.86
6SL3521-2XE43-0AB0 | G115D WM IP65/66 380...480V 3kW FSB C2 | 2031.26
6SL3521-2XE43-0AF0 | G115D WM IP65/66 380...480V 3kW FSB C2 | 2471.93
6SL3521-2XE44-0AB0 | G115D WM IP65/66 380...480V 4kW FSB C2 | 2312.86
6SL3521-2XH00-5AB0 | G115D WM IP65/66 380..480V 0,55kW FSA C2 | 1343.99
6SL3521-2XH00-7AB0 | G115D WM IP65/66 380..480V 0,75kW FSA C2 | 1374.45
6SL3550-0XB61-5AF0 | G115D MM IP65/66 380...480V 1,5kW FSA C2 | 1521.18
6SL3550-0XB62-2AB0 | G115D MM IP65/66 380...480V 2,2kW FSB C2 | 1296.88
6SL3521-2XH20-5AF0 | G115D WM IP65/66 380..480V 0,55kW FSA C2 | 1784.7
6SL3521-2XH20-7AF0 | G115D WM IP65/66 380..480V 0,75kW FSA C2 | 1815.14
6SL3521-2XH60-7AB0 | G115D WM IP65/66 380..480V 0,75kW FSA C2 | 1435.37
6SL3521-2XH61-5AA0 | G115D WM IP65/66 380...480V 1,5kW FSA C2 | 1876.82
6SL3521-2XH61-5AF0 | G115D WM IP65/66 380...480V 1,5kW FSA C2 | 2073.94
6SL3521-1XA25-5AA0 | G115D WM IP65/66 380...480V 5,5kW FSC C2 | 2646.43
6SL3521-1XA60-5AB0 | G115D WM IP65/66 380..480V 0,55kW FSA C2 | 1124.78
6SL3521-1XA60-7AB0 | G115D WM IP65/66 380..480V 0,75kW FSA C2 | 1155.23
6SL3521-2XH64-0AB0 | G115D WM IP65/66 380...480V 4kW FSB C2 | 2302.74
6SL3521-2XH65-5AB0 | G115D WM IP65/66 380...480V 5,5kW FSC C2 | 2743.87
6SL3520-3XB40-5AF0 | G115D WM IP65/66 380..480V 0,55kW FSA C2 | 1657.09
6SL3520-3XB41-1AF0 | G115D WM IP65/66 380...480V 1,1kW FSA C2 | 1786.49
6SL3521-1XA65-5AF0 | G115D WM IP65/66 380...480V 5,5kW FSC C2 | 2904.43
6SL3521-1XB00-3AA0 | G115D WM IP65/66 380..480V 0,37kW FSA C2 | 1514.6
6SL3550-0XE02-2AB0 | G115D MM IP65/66 380...480V 2,2kW FSB C2 | 1358.66
6SL3550-0XE03-0AB0 | G115D MM IP65/66 380...480V 3kW FSB C2 | 1619.82
6SL3550-0XE03-0AF0 | G115D MM IP65/66 380...480V 3kW FSB C2 | 2060.51
6SL3550-0XE20-3AB0 | G115D MM IP65/66 380..480V 0,37kW FSA C2 | 985.58
6SL3521-1XC00-5AA0 | G115D WM IP65/66 380..480V 0,55kW FSA C2 | 1529.82
6SL3521-1XC00-7AB0 | G115D WM IP65/66 380..480V 0,75kW FSA C2 | 1316.72
6SL3520-3XB45-5AF0 | G115D WM IP65/66 380...480V 5,5kW FSC C2 | 2996.04
6SL3520-3XC00-7AA0 | G115D WM IP65/66 380..480V 0,75kW FSA C2 | 1490.42
6SL3520-3XD00-3AF0 | G115D WM IP65/66 380..480V 0,37kW FSA C2 | 1641.86
6SL3520-3XD00-5AB0 | G115D WM IP65/66 380..480V 0,55kW FSA C2 | 1216.4
6SL3521-1XD00-7AA0 | G115D WM IP65/66 380..480V 0,75kW FSA C2 | 1560.26
6SL3521-1XD01-1AA0 | G115D WM IP65/66 380...480V 1,1kW FSA C2 | 1659.21
6SL3521-1XD01-5AB0 | G115D WM IP65/66 380...480V 1,5kW FSA C2 | 1514.6
6SL3550-0XE60-3AF0 | G115D MM IP65/66 380..480V 0,37kW FSA C2 | 1426.24
6SL3521-1XE00-5AF0 | G115D WM IP65/66 380..480V 0,55kW FSA C2 | 1788.75
6SL3521-1XE00-7AB0 | G115D WM IP65/66 380..480V 0,75kW FSA C2 | 1378.5
6SL3521-1XE00-7AF0 | G115D WM IP65/66 380..480V 0,75kW FSA C2 | 1819.19
6SL3550-0XE64-0AB0 | G115D MM IP65/66 380...480V 4kW FSB C2 | 1836.22
6SL3550-0XE64-0AF0 | G115D MM IP65/66 380...480V 4kW FSB C2 | 2276.92
6SL3550-0XH00-7AB0 | G115D MM IP65/66 380..480V 0,75kW FSA C2 | 1044.65
6SL3520-3XA63-0AB0 | G115D WM IP65/66 380...480V 3kW FSB C2 | 1671.13
6SL3520-3XA64-0AA0 | G115D WM IP65/66 380...480V 4kW FSB C2 | 2196.29
6SL3520-3XA64-0AF0 | G115D WM IP65/66 380...480V 4kW FSB C2 | 2393.44
6SL3550-0XB62-2AF0 | G115D MM IP65/66 380...480V 2,2kW FSB C2 | 1737.57
6SL3550-0XC20-3AB0 | G115D MM IP65/66 380..480V 0,37kW FSA C2 | 923.78
6SL3550-0XC20-7AB0 | G115D MM IP65/66 380..480V 0,75kW FSA C2 | 968.56
6SL3550-0XC21-1AF0 | G115D MM IP65/66 380...480V 1,1kW FSA C2 | 1446.57
6SL3550-0XD00-5AF0 | G115D MM IP65/66 380..480V 0,55kW FSA C2 | 1386.86
6SL3550-0XD20-5AF0 | G115D MM IP65/66 380..480V 0,55kW FSA C2 | 1386.86
6SL3521-1XB02-2AF0 | G115D WM IP65/66 380...480V 2,2kW FSB C2 | 2168.11
6SL3521-1XB05-5AA0 | G115D WM IP65/66 380...480V 5,5kW FSC C2 | 2868.77
6SL3550-0XD20-7AB0 | G115D MM IP65/66 380..480V 0,75kW FSA C2 | 968.56
6SL3521-1XB40-3AF0 | G115D WM IP65/66 380..480V 0,37kW FSA C2 | 1711.72
6SL3521-1XB40-5AB0 | G115D WM IP65/66 380..480V 0,55kW FSA C2 | 1286.26
6SL3521-1XB41-1AF0 | G115D WM IP65/66 380...480V 1,1kW FSA C2 | 1856.34
6SL3521-1XB41-5AF0 | G115D WM IP65/66 380...480V 1,5kW FSA C2 | 1955.3
6SL3521-1XB43-0AB0 | G115D WM IP65/66 380...480V 3kW FSB C2 | 1902.46
6SL3521-1XC02-2AA0 | G115D WM IP65/66 380...480V 2,2kW FSB C2 | 1970.98
6SL3521-1XC03-0AF0 | G115D WM IP65/66 380...480V 3kW FSB C2 | 2343.15
6SL3520-3XC04-0AA0 | G115D WM IP65/66 380...480V 4kW FSB C2 | 2357.79
6SL3550-0XE41-1AF0 | G115D MM IP65/66 380...480V 1,1kW FSA C2 | 1508.36
6SL3520-3XD00-7AB0 | G115D WM IP65/66 380..480V 0,75kW FSA C2 | 1246.85
6SL3520-3XD01-5AF0 | G115D WM IP65/66 380...480V 1,5kW FSA C2 | 1885.43
6SL3550-0XE43-0AB0 | G115D MM IP65/66 380...480V 3kW FSB C2 | 1619.82
6SL3520-3XE00-7AF0 | G115D WM IP65/66 380..480V 0,75kW FSA C2 | 1749.32
6SL3521-2XL00-5AB0 | G115D WM IP65/66 380..480V 0,55kW FSA C2 | 1543.55
6SL3521-2XL00-5AF0 | G115D WM IP65/66 380..480V 0,55kW FSA C2 | 1984.22
6SL3520-3XE01-1AB0 | G115D WM IP65/66 380...480V 1,1kW FSA C2 | 1407.57
6SL3520-3XE02-2AA0 | G115D WM IP65/66 380...480V 2,2kW FSB C2 | 1962.91
6SL3550-0XH03-0AB0 | G115D MM IP65/66 380...480V 3kW FSB C2 | 1634.14
6SL3550-0XH21-5AF0 | G115D MM IP65/66 380...480V 1,5kW FSA C2 | 1597.27
6SL3550-0XH40-3AF0 | G115D MM IP65/66 380..480V 0,37kW FSA C2 | 1440.59
6SL3550-0XH40-5AA0 | G115D MM IP65/66 380..480V 0,55kW FSA C2 | 1261.05
6SL3520-3XE41-5AF0 | G115D WM IP65/66 380...480V 1,5kW FSA C2 | 1947.22
6SL3520-3XE43-0AB0 | G115D WM IP65/66 380...480V 3kW FSB C2 | 1894.41
6SL3520-3XE44-0AB0 | G115D WM IP65/66 380...480V 4kW FSB C2 | 2176.01
6SL3550-0XH43-0AA0 | G115D MM IP65/66 380...480V 3kW FSB C2 | 1872.92
6SL3550-0XH64-0AF0 | G115D MM IP65/66 380...480V 4kW FSB C2 | 2356.33
6SL3550-0XH80-5AF0 | G115D MM IP65/66 380..480V 0,55kW FSA C2 | 1528.04
6SL3521-1XH20-7AA0 | G115D WM IP65/66 380..480V 0,75kW FSA C2 | 1551.02
6SL3521-1XH20-7AF0 | G115D WM IP65/66 380..480V 0,75kW FSA C2 | 1748.14
6SL3521-1XH60-7AF0 | G115D WM IP65/66 380..480V 0,75kW FSA C2 | 1809.06
6SL3521-1XH62-2AB0 | G115D WM IP65/66 380...480V 2,2kW FSB C2 | 1779.08
6SL3521-1XH62-2AF0 | G115D WM IP65/66 380...480V 2,2kW FSB C2 | 2219.76
6SL3521-1XH63-0AA0 | G115D WM IP65/66 380...480V 3kW FSB C2 | 2197.68
6SL3520-3XH60-5AB0 | G115D WM IP65/66 380..480V 0,55kW FSA C2 | 1268.05
6SL3735-7TG41-0LA3 | S120 CM, ALCM 690V/1025A/1100KW LC | 209112.56
7ME3411-5UC31-6ER2 | SITRANS FUE380 | 30382.56
7KM3220-1BA01-1EA0 | PMD SENTRON PAC3220 LCD DC <60V | 496.64
7KN2711-6CE40-0YC0 | SENTRON Powermanager V4.x DevPack(1000) | 33907.98
6SW1700-5JD00-1AH0 | RUNTIME LICENSE for Drive ES PCS7 eCoL | 1380.02
6SW1700-5JD11-0AH0 | DRIVE ES PCS7 APL eCoL for EPL | 1238.45
6SL3520-2XL00-7AB0 | G115D WM IP65/66 380..480V 0,75kW FSA C2 | 1330.75
6SL3520-2XM01-1AB0 | G115D WM IP65/66 380...480V 1,1kW FSA C2 | 1429.66
6SL3550-0XA01-5AB0 | G115D MM IP65/66 380...480V 1,5kW FSA C2 | 947.67
6SL3550-0XA23-0AF0 | G115D MM IP65/66 380...480V 3kW FSB C2 | 1865.9
6SL3520-2XM03-0AF0 | G115D WM IP65/66 380...480V 3kW FSB C2 | 2357.19
6SL3520-2XN00-3AA0 | G115D WM IP65/66 380..480V 0,37kW FSA C2 | 1561.15
6SL3521-0XM00-5AB0 | G115D WM IP65/66 380..480V 0,55kW FSA C2 | 1370.13
6SL3521-0XM01-5AF0 | G115D WM IP65/66 380...480V 1,5kW FSA C2 | 2039.18
6SL3521-2XD02-2AB0 | G115D WM IP65/66 380...480V 2,2kW FSB C2 | 1794.39
6SL3550-0XA62-2AF0 | G115D MM IP65/66 380...480V 2,2kW FSB C2 | 1665.62
6SL3521-2XE00-7AA0 | G115D WM IP65/66 380..480V 0,75kW FSA C2 | 1689.07
6SL3550-0XA81-5AF0 | G115D MM IP65/66 380...480V 1,5kW FSA C2 | 1449.22
6SL3521-2XE03-0AF0 | G115D WM IP65/66 380...480V 3kW FSB C2 | 2471.93
6SL3520-2XN02-2AF0 | G115D WM IP65/66 380...480V 2,2kW FSB C2 | 2214.65
6SL3520-2XN04-0AF0 | G115D WM IP65/66 380...480V 4kW FSB C2 | 2671.33
6SL3521-0XN00-7AA0 | G115D WM IP65/66 380..480V 0,75kW FSA C2 | 1676.68
6SL3520-3XA20-3AF0 | G115D WM IP65/66 380..480V 0,37kW FSA C2 | 1419.52
6SL3520-3XA20-7AF0 | G115D WM IP65/66 380..480V 0,75kW FSA C2 | 1465.19
6SL3521-2XE40-7AF0 | G115D WM IP65/66 380..480V 0,75kW FSA C2 | 1886.19
6SL3521-2XE41-5AF0 | G115D WM IP65/66 380...480V 1,5kW FSA C2 | 2084.07
6SL3550-0XA84-0AF0 | G115D MM IP65/66 380...480V 4kW FSB C2 | 2143.18
6SL3550-0XB40-3AF0 | G115D MM IP65/66 380..480V 0,37kW FSA C2 | 1364.49
6SL3521-2XH20-3AA0 | G115D WM IP65/66 380..480V 0,37kW FSA C2 | 1572.33
6SL3550-0XB61-5AB0 | G115D MM IP65/66 380...480V 1,5kW FSA C2 | 1080.49
6SL3520-3XA21-5AA0 | G115D WM IP65/66 380...480V 1,5kW FSA C2 | 1465.95
6SL3521-0XN07-5AB0 | G115D WM IP65/66 380...480V 7,5kW FSC C2 | 3304.86
6SL3521-2XH21-1AF0 | G115D WM IP65/66 380...480V 1,1kW FSA C2 | 1914.08
6SL3521-1XA20-7AA0 | G115D WM IP65/66 380..480V 0,75kW FSA C2 | 1337.92
6SL3521-1XA22-2AF0 | G115D WM IP65/66 380...480V 2,2kW FSB C2 | 1945.77
6SL3521-2XH62-2AB0 | G115D WM IP65/66 380...480V 2,2kW FSB C2 | 1846.08
6SL3520-3XA27-5AF0 | G115D WM IP65/66 380...480V 7,5kW FSC C2 | 3336.92
6SL3550-0XC00-7AB0 | G115D MM IP65/66 380..480V 0,75kW FSA C2 | 968.56
6SL3520-3XB00-5AF0 | G115D WM IP65/66 380..480V 0,55kW FSA C2 | 1657.09
6SL3521-2XH64-0AA0 | G115D WM IP65/66 380...480V 4kW FSB C2 | 2546.31
6SL3550-0XC04-0AB0 | G115D MM IP65/66 380...480V 4kW FSB C2 | 1774.44
6SL3521-1XA61-1AB0 | G115D WM IP65/66 380...480V 1,1kW FSA C2 | 1254.18
6SL3520-3XB40-3AF0 | G115D WM IP65/66 380..480V 0,37kW FSA C2 | 1641.86
6SL3550-0XD03-0AF0 | G115D MM IP65/66 380...480V 3kW FSB C2 | 1998.73
6SL3521-1XB00-3AF0 | G115D WM IP65/66 380..480V 0,37kW FSA C2 | 1711.72
6SL3521-1XB01-1AF0 | G115D WM IP65/66 380...480V 1,1kW FSA C2 | 1856.34
6SL3550-0XD20-5AB0 | G115D MM IP65/66 380..480V 0,55kW FSA C2 | 946.18
6SL3550-0XD21-5AB0 | G115D MM IP65/66 380...480V 1,5kW FSA C2 | 1080.49
6SL3521-1XB07-5AA0 | G115D WM IP65/66 380...480V 7,5kW FSC C2 | 3432.01
6SL3521-2XK00-7AA0 | G115D WM IP65/66 380..480V 0,75kW FSA C2 | 1817.55
6SL3521-1XB07-5AB0 | G115D WM IP65/66 380...480V 7,5kW FSC C2 | 3188.45
6SL3521-1XB45-5AF0 | G115D WM IP65/66 380...480V 5,5kW FSC C2 | 3065.89
6SL3520-3XB44-0AF0 | G115D WM IP65/66 380...480V 4kW FSB C2 | 2554.91
6SL3521-1XC01-5AA0 | G115D WM IP65/66 380...480V 1,5kW FSA C2 | 1758.16
6SL3520-3XC00-7AB0 | G115D WM IP65/66 380..480V 0,75kW FSA C2 | 1246.85
6SL3521-1XD00-3AF0 | G115D WM IP65/66 380..480V 0,37kW FSA C2 | 1711.72
6SL3520-3XD00-3AB0 | G115D WM IP65/66 380..480V 0,37kW FSA C2 | 1201.18
6SL3230-3YH30-0AB0 | G120X IP20 500...690V 18.5kW FSD C2 | 3806.53
6SL3230-3YH30-1AF0 | G120X IP20 500...690V 18.5kW FSD C2 | 4055.49
6SL3230-2YC30-1UP0 | G120X IP20 200...240V 18.5kW FSD UF | 3451.49
6SL3230-3YH32-1UB0 | G120X IP20 500...690V 22kW FSD UF | 4235.73
6SL3520-0XA01-1AB0 | G115D WM IP65/66 380...480V 1,1kW FSA C2 | 843.64
6SL3230-3YH34-1AP0 | G120X IP20 500...690V 30kW FSD C2 | 5628.05
6SL3230-3YH38-1AF0 | G120X IP20 500...690V 45kW FSE C2 | 7592.57
6SL3230-2YE10-1UB0 | G120X IP20 380...480V 0.75kW FSA UF | 953.48
6SL3230-2YE12-0AP0 | G120X IP20 380...480V 1.1kW FSA C2 | 1083.91
6SL3520-0XA03-0AB0 | G115D WM IP65/66 380...480V 3kW FSB C2 | 1330.44
6SL3230-1YC12-0UB0 | G120X IP20 200...240V 1.1kW FSA UF | 721.72
6SL3230-2YE12-1UF0 | G120X IP20 380...480V 1.1kW FSA UF | 1129.59
6SL3230-3YH42-0CF0 | G120X IP20 500...690V 75kW FSF C3 | 10216.44
6SL3230-2YE14-1AP0 | G120X IP20 380...480V 1.5kW FSA C2 | 1278.18
6SL3230-3YH44-0UB0 | G120X IP20 500...690V 90kW FSF UF | 11352
6SL3520-0XA23-0AF0 | G115D WM IP65/66 380...480V 3kW FSB C2 | 1771.15
6SL3520-0XA27-5AA0 | G115D WM IP65/66 380...480V 7,5kW FSC C2 | 2859.99
6SL3520-0XA60-5AB0 | G115D WM IP65/66 380..480V 0,55kW FSA C2 | 775.14
6SL3230-3YH46-0UP0 | G120X IP20 500...690V 110kW FSF UF | 12973.95
6SL3230-3YH50-0CP0 | G120X IP20 500...690V 160kW FSG C3 | 16940.81
6SL3520-0XA67-5AF0 | G115D WM IP65/66 380...480V 7,5kW FSC C2 | 3118
6SL3230-1YC16-1UF0 | G120X IP20 200...240V 2.2kW FSB UF | 1110.58
6SL3520-0XB03-0AA0 | G115D WM IP65/66 380...480V 3kW FSB C2 | 1796.37
6SL3255-0BW01-0NA0 | SINAMICS CONTROL UNIT ADAPTER KIT CUA20 | 290.65
6SL3230-1YC20-0UP0 | G120X IP20 200...240V 4kW FSB UF | 1216.88
6SL3520-0XB04-0AF0 | G115D WM IP65/66 380...480V 4kW FSB C2 | 2275.1
6SL3230-2YE22-0AP0 | G120X IP20 380...480V 5.5kW FSB C2 | 1715.82
6SL3230-2YE24-0UP0 | G120X IP20 380...480V 7.5kW FSB UF | 1809.45
6SL3230-2YE24-1UF0 | G120X IP20 380...480V 7.5kW FSB UF | 1926.56
6SL3230-1YC24-1UF0 | G120X IP20 200...240V 7.5kW FSC UF | 1968.5
6SL3230-2YE26-0UP0 | G120X IP20 380...480V 11kW FSC UF | 2192.64
6SL3230-1YC30-1UP0 | G120X IP20 200...240V 18.5kW FSD UF | 3398.7
6SL3230-1YC38-1UP0 | G120X IP20 200...240V 45kW FSF UF | 6650.36
6SL3230-1YC40-1UF0 | G120X IP20 200...240V 55kW FSF UF | 7936.02
6SL3230-1YE12-0AB0 | G120X IP20 380...480V 1.1kW FSA C2 | 899.23
6SL3230-1YE12-1AB0 | G120X IP20 380...480V 1.1kW FSA C2 | 1011.33
6SL3230-1YE14-1AP0 | G120X IP20 380...480V 1.5kW FSA C2 | 1225.41
6SL3520-0XD01-1AB0 | G115D WM IP65/66 380...480V 1,1kW FSA C2 | 1065.98
6SL3230-2YE28-1AP0 | G120X IP20 380...480V 15kW FSC C2 | 3093.2
6SL3230-1YE16-0UP0 | G120X IP20 380...480V 2.2kW FSA UF | 1115.35
6SL3230-2YE34-0AF0 | G120X IP20 380...480V 30kW FSD C2 | 4832.88
6SL3230-1YE18-1AP0 | G120X IP20 380...480V 3kW FSA C2 | 1471.26
6SL3520-0XE00-3AF0 | G115D WM IP65/66 380..480V 0,37kW FSA C2 | 1423.86
6SL3230-1YE22-0AF0 | G120X IP20 380...480V 5.5kW FSB C2 | 1668.03
6SL3230-1YE26-0AF0 | G120X IP20 380...480V 11kW FSC C2 | 2405.97
6SL3520-0XE02-2AA0 | G115D WM IP65/66 380...480V 2,2kW FSB C2 | 1683.12
6SL3520-0XE04-0AB0 | G115D WM IP65/66 380...480V 4kW FSB C2 | 1896.22
6SL3230-2YE38-1AB0 | G120X IP20 380...480V 45kW FSE C2 | 6537.65
6SL3520-0XE40-3AB0 | G115D WM IP65/66 380..480V 0,37kW FSA C2 | 983.17
6SL3230-2YE40-0AP0 | G120X IP20 380...480V 55kW FSE C2 | 7819.24
6SL3230-1YE30-0UB0 | G120X IP20 380...480V 18.5kW FSD UF | 2971.02
6SL3230-2YE40-1AP0 | G120X IP20 380...480V 55kW FSE C2 | 7931.37
6SL3230-1YE32-0AF0 | G120X IP20 380...480V 22kW FSD C2 | 3948.5
6SL3230-1YE32-1AB0 | G120X IP20 380...480V 22kW FSD C2 | 3923.72
6SL3521-1XD02-2AA0 | G115D WM IP65/66 380...480V 2,2kW FSB C2 | 1970.98
6SL3550-0XE21-1AF0 | G115D MM IP65/66 380...480V 1,1kW FSA C2 | 1508.36
6SL3550-0XE44-0AB0 | G115D MM IP65/66 380...480V 4kW FSB C2 | 1836.22
6SL3520-3XD03-0AB0 | G115D WM IP65/66 380...480V 3kW FSB C2 | 1832.61
6SL3521-2XK01-5AF0 | G115D WM IP65/66 380...480V 1,5kW FSA C2 | 2212.56
6SL3520-3XD03-0AF0 | G115D WM IP65/66 380...480V 3kW FSB C2 | 2273.29
6SL3521-2XL01-1AF0 | G115D WM IP65/66 380...480V 1,1kW FSA C2 | 2113.62
6SL3521-1XE04-0AB0 | G115D WM IP65/66 380...480V 4kW FSB C2 | 2245.87
6SL3521-1XE07-5AB0 | G115D WM IP65/66 380...480V 7,5kW FSC C2 | 3250.23
6SL3521-1XE40-3AB0 | G115D WM IP65/66 380..480V 0,37kW FSA C2 | 1332.84
6SL3550-0XH41-1AF0 | G115D MM IP65/66 380...480V 1,1kW FSA C2 | 1522.66
6SL3550-0XH42-2AA0 | G115D MM IP65/66 380...480V 2,2kW FSB C2 | 1611.78
6SL3521-1XE42-2AF0 | G115D WM IP65/66 380...480V 2,2kW FSB C2 | 2229.9
6SL3520-3XE40-7AB0 | G115D WM IP65/66 380..480V 0,75kW FSA C2 | 1308.65
6SL3550-0XH44-0AA0 | G115D MM IP65/66 380...480V 4kW FSB C2 | 2089.34
6SL3520-3XE47-5AB0 | G115D WM IP65/66 380...480V 7,5kW FSC C2 | 3180.4
6SL3520-3XH20-7AF0 | G115D WM IP65/66 380..480V 0,75kW FSA C2 | 1678.29
6SL3550-0XH62-2AF0 | G115D MM IP65/66 380...480V 2,2kW FSB C2 | 1878.77
6SL3520-3XH27-5AA0 | G115D WM IP65/66 380...480V 7,5kW FSC C2 | 3352.9
6SL3520-3XH60-5AA0 | G115D WM IP65/66 380..480V 0,55kW FSA C2 | 1511.62
6SL3521-2XL04-0AB0 | G115D WM IP65/66 380...480V 4kW FSB C2 | 2441.37
6SL3521-2XM00-5AA0 | G115D WM IP65/66 380..480V 0,55kW FSA C2 | 1787.1
6SL3520-3XH60-7AB0 | G115D WM IP65/66 380..480V 0,75kW FSA C2 | 1298.5
6SL3520-3XH61-5AA0 | G115D WM IP65/66 380...480V 1,5kW FSA C2 | 1739.96
6SL3550-0XH82-2AF0 | G115D MM IP65/66 380...480V 2,2kW FSB C2 | 1878.77
7ME3411-4QC01-6ER2 | SITRANS FUE380 | 17333.5
7MF1575-1HA10 | Transmitters SITRANS LH300 | 1082.5
7ME3480-4AA35-2DK0 | SITRANS FUE950 calculator | 1363.28
6XV1801-2CE50 | Control Connecting Cable M12-180/M12-180 | 36.77
7ME6110-1MA20-2KA1 | SITRANS F M MAGFLO MAG 1100 | 2675.78
7ME6110-1RA20-2JA1 | SITRANS F M MAGFLO MAG 1100 | 2909.87
6XV1801-6GE50 | POWER CONNECTING CABLE, 0,5 M, L CODE | 82.85
7ME6140-2RA22-2AA1 | SITRANS F M MAG 1100 FOOD | 1637.77
6XV1801-6GH20 | POWER CONNECTING CABLE, 2 M, L CODE | 93.9
7ME6140-3FA22-2AA1 | SITRANS F M MAG 1100 FOOD | 2004.34
7ME6140-3FB10-1JA1 | SITRANS F M MAG 1100 FOOD | 4065.83
7ME6310-3TC11-1AA1 | SITRANS F M MAG 3100 | 1605.1
7MB2001-0CA00-1DA1 | OXYMAT 61 | 12969.63
7ME6310-4PE11-1AA1 | SITRANS F M MAG 3100 | 2955.24
7ME6320-3MF13-1AA3 | SITRANS F M MAG 3100 HT | 2809.16
7ME6340-2YF17-6AA1 | MAG 3100 P (Process industry) | 2100.52
7MF7902-1AD | 7MF7902-1AD: DSS as spare part | 247.72
7MB2521-0AA00-1AA1 | CALOMAT 6 19"-Einschub | 13647.73
7ME6340-4PJ13-2AA2 | MAG 3100 P (Process industry) | 3759.15
7MF8010-1JH31-1BD1 | SITRANS P TRANSMITTER COMPACT | 809.02
7ME6520-2DF12-2AA1 | SITRANS F M MAG 5100 W | 1128.75
7ME6520-2YC12-2LB1 | SITRANS F M MAG 5100 W | 2705.72
7ME6520-3FC12-2AA1 | SITRANS F M MAG 5100 W | 1191.36
7ME6520-4HJ13-2AA1 | SITRANS F M MAG 5100 W | 1596.02
7ME6520-5KB12-2AA1 | SITRANS F M MAG 5100 W | 4933.27
7ME6520-5YC13-2AA1 | SITRANS F M MAG 5100 W | 6395.91
7MH7560-1AA01 | SITRANS AS 100 | 1761.41
7ME6810-5DB31-1AA1 | SITRANS F M MAG 8000 | 5857.34
7MF0810-0BD00-0AK0 | Diaph.seal, flange,p_rel | 1178.96
7MF1565-3BB01-1AA1 | Transducer SITRANS P200 for pressure | 301.33
7MF1565-3CD01-1AA1 | Transducer SITRANS P200 for pressure | 301.33
7MF1565-4BB10-5EA1 | Transducer SITRANS P200 for pressure | 250.69
6SL3550-0XH01-5AB0 | G115D MM IP65/66 380...480V 1,5kW FSA C2 | 1156.59
6SL3520-3XE03-0AB0 | G115D WM IP65/66 380...480V 3kW FSB C2 | 1894.41
6SL3520-3XE03-0AF0 | G115D WM IP65/66 380...480V 3kW FSB C2 | 2335.1
6SL3520-3XE05-5AA0 | G115D WM IP65/66 380...480V 5,5kW FSC C2 | 2860.7
6SL3520-3XE07-5AF0 | G115D WM IP65/66 380...480V 7,5kW FSC C2 | 3621.07
6SL3521-1XH20-3AA0 | G115D WM IP65/66 380..480V 0,37kW FSA C2 | 1505.33
6SL3550-0XH44-0AF0 | G115D MM IP65/66 380...480V 4kW FSB C2 | 2291.24
6SL3550-0XH62-2AB0 | G115D MM IP65/66 380...480V 2,2kW FSB C2 | 1438.07
6SL3520-3XH03-0AB0 | G115D WM IP65/66 380...480V 3kW FSB C2 | 1823.36
6SL3521-1XH21-5AF0 | G115D WM IP65/66 380...480V 1,5kW FSA C2 | 1946.04
6SL3521-1XH24-0AF0 | G115D WM IP65/66 380...480V 4kW FSB C2 | 2615.51
6SL3521-2XL03-0AB0 | G115D WM IP65/66 380...480V 3kW FSB C2 | 2159.74
6SL3521-2XL04-0AA0 | G115D WM IP65/66 380...480V 4kW FSB C2 | 2684.91
6SL3520-3XH62-2AB0 | G115D WM IP65/66 380...480V 2,2kW FSB C2 | 1709.21
6SL3521-1XH64-0AF0 | G115D WM IP65/66 380...480V 4kW FSB C2 | 2676.43
6SL3521-1XH65-5AA0 | G115D WM IP65/66 380...480V 5,5kW FSC C2 | 2920.42
6SL3521-1XH67-5AA0 | G115D WM IP65/66 380...480V 7,5kW FSC C2 | 3483.67
6XV1801-2CH10 | Control Connecting Cable M12-180/M12-180 | 39.97
6XV1801-2CH20 | Control Connecting Cable M12-180/M12-180 | 46.38
7ME6110-1HA20-2JB1 | SITRANS F M MAGFLO MAG 1100 | 3311.83
7ME6140-2RM20-2KA1 | SITRANS F M MAG 1100 FOOD | 3355.38
7ME6140-2YA22-2AA1 | SITRANS F M MAG 1100 FOOD | 1894.55
7ME6140-2YB10-1AA1 | SITRANS F M MAG 1100 FOOD | 2360.03
7ME6140-3FA10-1AA1 | SITRANS F M MAG 1100 FOOD | 2161.32
7ME6310-4HC17-8CB1 | SITRANS F M MAG 3100 | 6590.99
7ME6310-4HF13-2AA1 | SITRANS F M MAG 3100 | 3082.26
7MB2001-0FA00-1AA1 | OXYMAT 61 | 12321.15
7MB2011-0EA00-1AA1 | OXYMAT 6 | 24576.46
7ME6340-4VB13-2DB1 | MAG 3100 P (Process industry) | 7811.38
7MF8010-1AD31-1DA1 | SITRANS P TRANSMITTER COMPACT | 621.64
7MF8010-1AG31-3DA1 | SITRANS P TRANSMITTER COMPACT | 741.91
7MF8010-1CD31-1DA1 | SITRANS P TRANSMITTER COMPACT | 581.13
7ME6520-3FC12-2KA1 | SITRANS F M MAG 5100 W | 2513.36
7MF8010-1XD31-1CA1 | SITRANS P TRANSMITTER COMPACT | 648.22
7ME6520-3FC13-2AA1 | SITRANS F M MAG 5100 W | 1134.2
7ME6520-3TC12-2AA1 | SITRANS F M MAG 5100 W | 1257.59
7ME6520-3TJ13-2KA2 | SITRANS F M MAG 5100 W | 2516.99
7ME6520-6PB13-2AA1 | SITRANS F M MAG 5100 W | 6926.71
7ME6820-2YC00-1AA1 | SITRANS F M MAG 8000 CT | 3458.91
7ME6820-3TC00-1DA1 | SITRANS F M MAG 8000 CT | 4248.94
7MH7560-1AA05 | SITRANS AS 100 | 2048.56
7ME6930-2BA42-1BA0 | MAG 6000 Industry | 2886.28
7MF1565-4CA00-5GA1 | Transducer SITRANS P200 for pressure | 250.69
7MF1565-4CB10-5EA1 | Transducer SITRANS P200 for pressure | 250.69
7MF1565-5BB01-1AA1 | Transducer SITRANS P200 for pressure | 301.33
7MF1567-3CB00-1HA1 | Transducer SITRANS P220 for pressure | 250.69
7MF1567-3CB00-1PA1 | Transducer SITRANS P220 for pressure | 315.25
7MF1567-3CB00-2AA1 | Transducer SITRANS P220 for pressure | 244.35
7MF1567-3CB00-3AA1 | Transducer SITRANS P220 for pressure | 259.55
7ML5745-1CC12-1AA0 | SITRANS LVL100 | 558.34
7ML5746-1AA00-1AA0 | SITRANS LVL200, STANDARD | 889.35
7ML5746-1BA00-1AA0 | SITRANS LVL200, STANDARD | 939.86
7ML5746-1DA00-1AA0 | SITRANS LVL200, STANDARD | 1390.52
7NG0420-0BA00-0AA0 | Sitrans TR420 Temperature transmitter | 536.82
7NG3135-1AB10 | SITRANS TF Temperature Transmitter | 1348.74
7ML1118-0EA30 | ECHOMAX XPS-15 TRANSDUCER | 969.05
7ML1118-0EA40 | ECHOMAX XPS-15 TRANSDUCER | 969.05
7ML1123-0FA50 | ECHOMAX XPS-30 TRANSDUCER | 1583.33
6SL3520-0XH01-1AB0 | G115D WM IP65/66 380...480V 1,1kW FSA C2 | 1056.74
6SL3230-1YE32-1UP0 | G120X IP20 380...480V 22kW FSD UF | 3740.69
6SL3230-2YE42-1AP0 | G120X IP20 380...480V 75kW FSF C2 | 9309.25
6SL3230-2YE44-1AB0 | G120X IP20 380...480V 90kW FSF C2 | 10841.81
6SL3520-0XH62-2AF0 | G115D WM IP65/66 380...480V 2,2kW FSB C2 | 1870.11
6SL3230-1YE36-1AP0 | G120X IP20 380...480V 37kW FSD C2 | 5740.28
6SL3520-1XE45-5AF0 | G115D WM IP65/66 380...480V 5,5kW FSC C2 | 2884.44
6SL3230-1YE40-1UP0 | G120X IP20 380...480V 55kW FSE UF | 7275.24
6SL3230-1YE42-0UP0 | G120X IP20 380...480V 75kW FSF UF | 8417.78
6SL3230-2YE50-0CB0 | G120X IP20 380...480V 160kW FSG C3 | 14609.72
6SL3230-1YE46-0UP0 | G120X IP20 380...480V 110kW FSF UF | 11232.83
6SL3230-2YE52-0AP0 | G120X IP20 380...480V 200kW FSG C2 | 18972.15
6SL3520-1XH01-5AB0 | G115D WM IP65/66 380...480V 1,5kW FSA C2 | 1262.08
6SL3520-1XH20-3AF0 | G115D WM IP65/66 380..480V 0,37kW FSA C2 | 1459.21
6SL3520-1XH21-5AF0 | G115D WM IP65/66 380...480V 1,5kW FSA C2 | 1702.78
6SL3520-0XK03-0AF0 | G115D WM IP65/66 380...480V 3kW FSB C2 | 2183.78
6SL3520-0XK04-0AA0 | G115D WM IP65/66 380...480V 4kW FSB C2 | 2268.26
6SL3520-0XL00-3AA0 | G115D WM IP65/66 380..480V 0,37kW FSA C2 | 1355.22
6SL3230-1YE30-1UP0 | G120X IP20 380...480V 18.5kW FSD UF | 3215.05
6SL3230-2YE42-0UF0 | G120X IP20 380...480V 75kW FSF UF | 8475.54
6SL3520-0XE41-1AB0 | G115D WM IP65/66 380...480V 1,1kW FSA C2 | 1127.78
6SL3520-0XH02-2AB0 | G115D WM IP65/66 380...480V 2,2kW FSB C2 | 1368.5
6SL3230-1YE32-1UF0 | G120X IP20 380...480V 22kW FSD UF | 3745.69
6SL3520-0XH20-3AA0 | G115D WM IP65/66 380..480V 0,37kW FSA C2 | 1155.69
6SL3230-1YE36-0UB0 | G120X IP20 380...480V 37kW FSD UF | 5065.84
6SL3230-1YE36-1UF0 | G120X IP20 380...480V 37kW FSD UF | 5314.84
6SL3230-1YE38-0AB0 | G120X IP20 380...480V 45kW FSE C2 | 6372.77
6SL3230-2YE44-0AF0 | G120X IP20 380...480V 90kW FSF C2 | 10866.56
6SL3230-2YE44-0UF0 | G120X IP20 380...480V 90kW FSF UF | 9991.6
6SL3520-0XH60-7AB0 | G115D WM IP65/66 380..480V 0,75kW FSA C2 | 1018.71
6SL3230-1YE40-0AP0 | G120X IP20 380...480V 55kW FSE C2 | 7766.47
6SL3230-2YE46-0UB0 | G120X IP20 380...480V 110kW FSF UF | 11153.71
6SL3230-2YE46-1UP0 | G120X IP20 380...480V 110kW FSF UF | 11397.72
6SL3230-1YE42-0AF0 | G120X IP20 380...480V 75kW FSF C2 | 9149.34
6SL3230-1YE44-0AF0 | G120X IP20 380...480V 90kW FSF C2 | 10813.79
6SL3520-1XH03-0AB0 | G115D WM IP65/66 380...480V 3kW FSB C2 | 1649.96
6SL3520-0XH64-0AF0 | G115D WM IP65/66 380...480V 4kW FSB C2 | 2326.77
6SL3520-1XH21-5AA0 | G115D WM IP65/66 380...480V 1,5kW FSA C2 | 1505.66
6SL3230-2YE52-1AP0 | G120X IP20 380...480V 200kW FSG C2 | 19084.27
6SL3230-2YE54-0AP0 | G120X IP20 380...480V 250kW FSG C2 | 23604.38
6SL3230-1YE48-1UF0 | G120X IP20 380...480V 132kW FSF UF | 12637.23
6SL3230-2YH18-0UF0 | G120X IP20 500...690V 3kW FSD UF | 1588.1
6SL3520-0XM00-5AB0 | G115D WM IP65/66 380..480V 0,55kW FSA C2 | 1126.89
6SL3230-2YH20-0UP0 | G120X IP20 500...690V 4kW FSD UF | 1726.93
6SL3520-1XH61-1AA0 | G115D WM IP65/66 380...480V 1,1kW FSA C2 | 1467.6
6SL3520-1XH61-5AA0 | G115D WM IP65/66 380...480V 1,5kW FSA C2 | 1566.58
6SL3230-2YH22-1AP0 | G120X IP20 500...690V 5.5kW FSD C2 | 2110
6SL3520-1XH67-5AA0 | G115D WM IP65/66 380...480V 7,5kW FSC C2 | 3240.41
6SL3520-0XN00-5AA0 | G115D WM IP65/66 380..480V 0,55kW FSA C2 | 1402.97
6SL3230-1YE54-1AF0 | G120X IP20 380...480V 250kW FSG C2 | 23668.69
6SL3520-0XN01-5AF0 | G115D WM IP65/66 380...480V 1,5kW FSA C2 | 1828.44
6SL3520-1XK01-5AB0 | G115D WM IP65/66 380...480V 1,5kW FSA C2 | 1461.64
6SL3230-2YH26-1AF0 | G120X IP20 500...690V 11kW FSD C2 | 2861.79
7ME6110-1VA20-2LA1 | SITRANS F M MAGFLO MAG 1100 | 2675.78
7ME6110-2RA10-1AA1 | SITRANS F M MAGFLO MAG 1100 | 1760.26
7ME6140-1RA10-1AA1 | SITRANS F M MAG 1100 FOOD | 1487.15
7ME6140-2DA10-1LA1 | SITRANS F M MAG 1100 FOOD | 2809.16
7ME6140-3MB10-1AA1 | SITRANS F M MAG 1100 FOOD | 2702.09
7ME6140-3MB10-1HA1 | SITRANS F M MAG 1100 FOOD | 4258.19
7ME6140-3TB10-1HA1 | SITRANS F M MAG 1100 FOOD | 4788.09
7ME6310-2DF17-8AA1 | SITRANS F M MAG 3100 | 3389.87
7ME6310-4VB11-1AA1 | SITRANS F M MAG 3100 | 3139.44
7ME6310-4VF11-1AA1 | SITRANS F M MAG 3100 | 4184.69
7ME6310-5DB11-1AA1 | SITRANS F M MAG 3100 | 4406.1
7ME6310-5RC13-2AA1 | SITRANS F M MAG 3100 | 10086.11
7ME6340-3MC17-6AA1 | MAG 3100 P (Process industry) | 2213.03
7ME6340-3MJ17-2AA2 | MAG 3100 P (Process industry) | 2061.5
7MF7902-1AS | 7MF7902-1AS:DSS mount kits for 1 chamber | 24.75
7ME6340-3TJ13-2AA2 | MAG 3100 P (Process industry) | 1866.42
7ME6340-3TJ17-2AA2 | MAG 3100 P (Process industry) | 2179.45
7MC2000-3EC01 | Thermocouple 1000MM/mat. 1.4749/1 couple | 788.77
7MF8010-1XC31-1CE1 | SITRANS P TRANSMITTER COMPACT | 614.04
7MF8010-1XD31-1BD1 | SITRANS P TRANSMITTER COMPACT | 648.22
7ME6520-2RF12-2KA1 | SITRANS F M MAG 5100 W | 2461.64
7ME6520-4PB12-2AA1 | SITRANS F M MAG 5100 W | 1945.36
7ME6520-4PC12-2AA1 | SITRANS F M MAG 5100 W | 2017.04
7ME6520-4PC12-2KA1 | SITRANS F M MAG 5100 W | 3339.04
7ME6520-4VB12-2LA1 | SITRANS F M MAG 5100 W | 3730.11
7ME6810-2YC31-1AA1 | SITRANS F M MAG 8000 | 3307.99
7ME6810-4BC31-1AS1 | SITRANS F M MAG 8000 | 5078.46
7ME6810-4HC31-1AA1 | SITRANS F M MAG 8000 | 3837.71
7ME6810-4PB31-1AS1 | SITRANS F M MAG 8000 | 5580.84
7ME6810-4PB31-1BA1 | SITRANS F M MAG 8000 | 4648
7MF1565-3BE10-2CA1 | Transducer SITRANS P200 for pressure | 244.35
7MF1565-3BG00-4AA1 | Transducer SITRANS P200 for pressure | 250.69
7MF1565-3CA00-1AA1 | Transducer SITRANS P200 for pressure | 250.69
7ML5725-3LF12-3AC0 | SITRANS LPS200, COMPACT | 1219.04
7ML5728-2AA11-5AD0 | SITRANS LPS200 - ANGLED EXTENSION | 1818.59
7MF1566-3AC01-1AA1 | Transducer SITRANS P210 for pressure | 662.16
7MF1566-3AD00-1PD1 | Transducer SITRANS P210 for pressure | 681.15
7MF1567-3DG01-1AA1 | Transducer SITRANS P220 for pressure | 298.79
7MF1572-1FA10 | SITRANS LH100 series, level transmitter | 772.3
7MF1572-1HA11 | SITRANS LH100 series, level transmitter | 966.02
7ML5744-1EA00-0A | SITRANS RD300 Remote Digital Display | 918.6
7ML5746-2DA87-1AA0 | SITRANS LVL200, STANDARD | 2279.88
7ML5746-4CA00-1AA0 | SITRANS LVL200, STANDARD | 1075.46
7ML5746-4DC10-1AA0 | SITRANS LVL200, STANDARD | 2323.74
7MF1572-2HA10 | SITRANS LH100 series, level transmitter | 890.04
7MT1430-5BN00-0NX4 | SITRANS TS Thermowell BAR_DIN_4/4F | 274.74
7MH5108-5GE01 | SIWAREX WL270 CP-S SA 20t C4 Ex | 885.97
7ML1100-0AA20 | ST-H TRANSDUCER | 785.77
7ML1106-2AA20-0A | ECHOMAX XRS-5 TRANSDUCER | 586.15
7ML1813-3AB3 | AIR TEMP SENSOR TS-3 | 433.71
7MH5122-4ND00 | SIWAREX load cell WL290 DB-S CA 4,5t | 559.51
7MH5122-5RD00 | SIWAREX load cell WL290 DB-S CA 68t | 1362.55
7MH5705-4PJ10 | Eye bolt WL250 ST-S SA 5t | 148.76
7ML5110-1GF07-4AF3 | SITRANS LU240 | 1264.84
7ML5117-1BF07-4AF3 | SITRANS LU240 | 706.82
7ML5440-1BB00-0AA2 | SITRANS LR560 | 5951.6
7ML5630-0AB00-0HA0 | CLS200,STANDARD,ROD VERSN,THREAD/FLANGE | 1079.45
7ML5630-0AD00-0HB0 | CLS200,STANDARD,ROD VERSN,THREAD/FLANGE | 1261.58
8MF1111-0AA00-0DY4 | SIVACON 2000mm x 1200mm x 600mm | 3917.22
8MF1111-0AA00-0DY7 | SIVACON 2000mm x 600mm x 500mm | 2568.43
8MF1111-0AA00-0EA2 | SIVACON 2000mm x 600mm x 400mm | 2338.86
7ML1171-1DA10 | ECHOMAX XPS-15F TRANSDUCER | 1113.32
7MH7123-2BD10 | MUS Universal Belt Scale | 5446.81
7MH7145-0C | REMOTE MOUNTED AMPLIFIER (RMA) | 978.42
7MH7145-0D | REMOTE MOUNTED AMPLIFIER (RMA) | 1163.21
7MH7146-0HA | MOTION SENSING PROBES | 1187.13
7ML5050-0AA21-1DA0 | Sitrans LUT400 | 1312.03
7ML5050-0AA22-1DA0 | Sitrans LUT400 | 1329.26
7ML5050-0AB11-1DA0 | Sitrans LUT400 | 1521.64
7ML5050-0AB22-1DA0 | Sitrans LUT400 | 1538.86
7ML5221-1DB21 | SITRANS PROBE LU | 1975.31
7ML5433-4EA20-1AA0 | LR250 Hygenic Encapsulated Antenna | 4990.48
7ML5440-0AB00-0AC1 | SITRANS LR560 | 4095.8
7ML5440-0GB00-0AA2 | SITRANS LR560 | 4246.02
7ML5440-0GB00-0AC1 | SITRANS LR560 | 4095.8
7ML5630-3AC00-0CA0 | CLS200,STANDARD,ROD VERSN,THREAD/FLANGE | 1409.14
7ML5630-3BD00-0JB0 | CLS200,STANDARD,ROD VERSN,THREAD/FLANGE | 1377.23
7ML5650-3AD10-0HB0 | CLS300,STANDARD,ROD VERSN,THREAD/FLANGE | 1722.87
7ML5652-1DC00-0JC2 | CLS300,ANALOG,HIGH TEMP ROD,THREAD/FLANG | 3641.15
8MF1111-0AA00-0EC3 | SIVACON 2000mm x 1200mm x 400mm | 4548.57
8MF1111-0AA00-0EC7 | SIVACON 2000mm x 900mm x 400mm | 655.74
8MF1111-0AA00-0ED3 | SIVACON 2200mm x 1200mm x 1000mm | 4692.06
8MF1111-0AA00-0ED5 | SIVACON 1800mm x 1000mm x 400mm | 5782.57
6SL3230-1YH34-1AF0 | G120X IP20 500...690V 30kW FSD C2 | 5474.72
6SL3230-1YH34-1AP0 | G120X IP20 500...690V 30kW FSD C2 | 5469.74
6SL3230-1YH34-1UB0 | G120X IP20 500...690V 30kW FSD UF | 4975.54
6SL3230-1YH34-1UF0 | G120X IP20 500...690V 30kW FSD UF | 5112.42
6SL3230-1YH34-1UP0 | G120X IP20 500...690V 30kW FSD UF | 5107.44
6SL3220-3YH38-1UP0 | G120X IP20 500...690V 45kW FSE UF | 6621.43
6SL3220-3YH40-0AF0 | G120X IP20 500...690V 55kW FSE C2 | 7462.33
6SL3230-3YE38-1UP0 | G120X IP20 380...480V 45kW FSE UF | 6266.97
6SL3230-3YE40-0UB0 | G120X IP20 380...480V 55kW FSE UF | 7189.54
6SL3220-3YE36-0UP0 | G120X IP20 380...480V 37kW FSD UF | 4363.6
6SL3220-3YE36-1AB0 | G120X IP20 380...480V 37kW FSD C2 | 5333.79
6SL3220-3YE36-1AF0 | G120X IP20 380...480V 37kW FSD C2 | 5470.67
6SL3220-3YH42-1CB0 | G120X IP20 500...690V 75kW FSF C3 | 9683.27
6SL3230-3YE46-1AB0 | G120X IP20 380...480V 110kW FSF C2 | 12316.82
6SL3230-3YE46-1AP0 | G120X IP20 380...480V 110kW FSF C2 | 12448.72
6SL3220-3YH48-0UF0 | G120X IP20 500...690V 132kW FSF UF | 13871.6
6SL3220-3YH48-1CF0 | G120X IP20 500...690V 132kW FSF C3 | 14692.56
6SL3220-3YH54-1CF0 | G120X IP20 500...690V 250kW FSG C3 | 23605.4
6SL3220-3YH54-1CP0 | G120X IP20 500...690V 250kW FSG C3 | 23600.42
6SL3220-3YH56-1CF0 | G120X IP20 500...690V 315kW FSH C3 | 27002.54
6SL3220-3YH56-1CP0 | G120X IP20 500...690V 315kW FSH C3 | 27002.54
6SL3230-3YE50-1CF0 | G120X IP20 380...480V 160kW FSG C3 | 14964.24
6SL3230-3YE50-1CP0 | G120X IP20 380...480V 160kW FSG C3 | 14959.26
6SL3230-3YE52-0AF0 | G120X IP20 380...480V 200kW FSG C2 | 19082.66
6SL3230-1YH44-0CF0 | G120X IP20 500...690V 90kW FSF C3 | 11887.29
6SL3230-1YH48-0CF0 | G120X IP20 500...690V 132kW FSF C3 | 15006.13
6SL3230-1YH48-0UP0 | G120X IP20 500...690V 132kW FSF UF | 14292.29
6SL3230-1YH48-1CF0 | G120X IP20 500...690V 132kW FSF C3 | 15118.23
6SL3230-1YH48-1UP0 | G120X IP20 500...690V 132kW FSF UF | 14404.41
6SL3230-3YH20-1UF0 | G120X IP20 500...690V 4kW FSD UF | 1949.54
6SL3230-3YH22-0AB0 | G120X IP20 500...690V 5.5kW FSD C2 | 1971.52
6SL3230-3YH22-0AF0 | G120X IP20 500...690V 5.5kW FSD C2 | 2108.42
6SL3230-3YH22-1AF0 | G120X IP20 500...690V 5.5kW FSD C2 | 2220.52
6SL3230-3YH22-1UP0 | G120X IP20 500...690V 5.5kW FSD UF | 2059.39
6SL3230-2YC22-0UF0 | G120X IP20 200...240V 5.5kW FSC UF | 1643.59
6SL3230-2YC22-1UF0 | G120X IP20 200...240V 5.5kW FSC UF | 1755.71
8MF1111-0AA00-0EA5 | SIVACON 2000mm x 600mm x 500mm | 2568.43
6SL3230-1YH34-0UF0 | G120X IP20 500...690V 30kW FSD UF | 5000.3
6SL3220-3YE26-0UP0 | G120X IP20 380...480V 11kW FSC UF | 1991.19
6SL3220-3YE26-1AF0 | G120X IP20 380...480V 11kW FSC C2 | 2369.41
6SL3220-3YE26-1UB0 | G120X IP20 380...480V 11kW FSC UF | 1971.42
6SL3220-3YE30-0AF0 | G120X IP20 380...480V 18.5kW FSD C2 | 3192.5
6SL3220-3YE30-1AB0 | G120X IP20 380...480V 18.5kW FSD C2 | 3167.75
6SL3220-3YE30-1AF0 | G120X IP20 380...480V 18.5kW FSD C2 | 3304.62
6SL3220-3YE32-0AB0 | G120X IP20 380...480V 22kW FSD C2 | 3587.4
6SL3230-3YE42-0UF0 | G120X IP20 380...480V 75kW FSF UF | 8581.05
6SL3230-3YE42-1AF0 | G120X IP20 380...480V 75kW FSF C2 | 9419.77
6SL3220-3YE32-0AF0 | G120X IP20 380...480V 22kW FSD C2 | 3724.25
6SL3220-3YE34-0UP0 | G120X IP20 380...480V 30kW FSD UF | 4163.42
6SL3220-3YE34-1AB0 | G120X IP20 380...480V 30kW FSD C2 | 4505.95
6SL3220-3YH46-0CP0 | G120X IP20 500...690V 110kW FSF C3 | 13048.31
6SL3220-3YH46-0UB0 | G120X IP20 500...690V 110kW FSF UF | 12283.27
6SL3220-3YH46-0UP0 | G120X IP20 500...690V 110kW FSF UF | 12415.18
6SL3230-3YE44-0UF0 | G120X IP20 380...480V 90kW FSF UF | 10097.13
6SL3230-1YH40-0UF0 | G120X IP20 500...690V 55kW FSE UF | 8151.83
6SL3230-1YH40-1AF0 | G120X IP20 500...690V 55kW FSE C2 | 8867.26
6SL3230-3YE48-0UB0 | G120X IP20 380...480V 132kW FSF UF | 12546.53
6SL3230-3YE48-0UF0 | G120X IP20 380...480V 132kW FSF UF | 12683.4
6SL3230-1YH42-0UB0 | G120X IP20 500...690V 75kW FSF UF | 9454.01
6SL3220-3YH64-0CP0 | G120X IP20 500...690V 500kW FSJ C3 | 45237.71
6SL3220-3YH64-1CB0 | G120X IP20 500...690V 500kW FSJ C3 | 45218
6SL3230-1YH42-1CB0 | G120X IP20 500...690V 75kW FSF C3 | 10033.38
6SL3220-3YH66-1CF0 | G120X IP20 500...690V 560kW FSJ C3 | 51436.17
6SL3220-3YH68-1CB0 | G120X IP20 500...690V 630kW FSJ C3 | 58068.34
6SL3230-3YE52-0CB0 | G120X IP20 380...480V 200kW FSG C3 | 16886.13
6SL3230-3YE54-0AP0 | G120X IP20 380...480V 250kW FSG C2 | 23709.88
6SL3230-3YH18-1UF0 | G120X IP20 500...690V 3kW FSD UF | 1805.71
6SL3230-1YH52-1CF0 | G120X IP20 500...690V 200kW FSG C3 | 19392.36
6SL3230-1YH54-1CF0 | G120X IP20 500...690V 250kW FSG C3 | 24106.63
6SL3230-2YC10-0UF0 | G120X IP20 200...240V 0.75kW FSA UF | 874.26
6SL3230-3YH26-0AF0 | G120X IP20 500...690V 11kW FSD C2 | 2855.21
6SL3230-3YH26-0UF0 | G120X IP20 500...690V 11kW FSD UF | 2594.1
6SL3230-2YC16-1UP0 | G120X IP20 200...240V 2.2kW FSB UF | 1158.38
6SL3230-2YC18-1UB0 | G120X IP20 200...240V 3kW FSB UF | 1147.15
6SL3230-3YH28-0UP0 | G120X IP20 500...690V 15kW FSD UF | 3145.19
6SL3230-3YH28-1AB0 | G120X IP20 500...690V 15kW FSD C2 | 3397.21
6SL3230-3YH28-1AP0 | G120X IP20 500...690V 15kW FSD C2 | 3529.12
6SL3230-3YH28-1UF0 | G120X IP20 500...690V 15kW FSD UF | 3262.29
6SL3230-2YC26-0UP0 | G120X IP20 200...240V 11kW FSD UF | 2312.46
6SL3230-2YC36-1UP0 | G120X IP20 200...240V 37kW FSF UF | 5687.66
6SL3230-2YC38-0UB0 | G120X IP20 200...240V 45kW FSF UF | 6459.12
6SL3230-2YC38-0UF0 | G120X IP20 200...240V 45kW FSF UF | 6596
6SL3230-2YC38-1UB0 | G120X IP20 200...240V 45kW FSF UF | 6571.22
6SL3230-3YH38-1UP0 | G120X IP20 500...690V 45kW FSE UF | 7079.46
6SL3230-3YH40-0AB0 | G120X IP20 500...690V 55kW FSE C2 | 8776.57
6SL3230-2YE12-0UF0 | G120X IP20 380...480V 1.1kW FSA UF | 1017.46
6SL3230-2YE12-0UP0 | G120X IP20 380...480V 1.1kW FSA UF | 1012.48
6SL3230-2YE36-0AB0 | G120X IP20 380...480V 37kW FSD C2 | 5549.04
6SL3230-2YE36-0AF0 | G120X IP20 380...480V 37kW FSD C2 | 5685.93
6SL3230-1YE20-1UF0 | G120X IP20 380...480V 4kW FSB UF | 1486.43
6SL3230-1YE22-0AB0 | G120X IP20 380...480V 5.5kW FSB C2 | 1531.16
7MF1567-3BD00-1FA1 | Transducer SITRANS P220 for pressure | 250.69
7MF1567-3CA00-6AA1 | Transducer SITRANS P220 for pressure | 250.69
7MF1567-3DA00-2AA1 | Transducer SITRANS P220 for pressure | 244.35
7MF1567-3DD01-1CA1 | Transducer SITRANS P220 for pressure | 298.79
7ML5745-1BA02-1BA0 | SITRANS LVL100 | 421.41
7ML5745-1CB32-1BA0 | SITRANS LVL100 | 732.48
7ML5746-1DA02-1AA0 | SITRANS LVL200, STANDARD | 1390.52
7ML5746-2AA00-3AA0 | SITRANS LVL200, STANDARD | 1381.22
7NG0310-0BA00-0NA0 | Sitrans TH320 Temperature transmitter | 484.26
7NG4124-1AA00 | SITRANS I100 Isolating power supply | 256.36
7ML1115-0BA30 | ECHOMAX XPS-10 TRANSDUCER | 631.51
7ML1115-3FA30 | ECHOMAX XPS-10 TRANSDUCER | 755.82
7MH7114-1AA10 | Milltronics Flowmeter Sensing Plates | 1307.17
7MH7146-0KA | MOTION SENSING PROBES | 688.61
7MH7152-2BA00-2AA | Milltronics BW500 | 7171.53
7ML5110-1DE07-4AF1 | SITRANS LU240 | 1136
7ML5110-1DF07-4AF1 | SITRANS LU240 | 1136
7ML5221-1BB11 | SITRANS PROBE LU | 1471.72
7ML5422-3CA30 | SITRANS LR200, POLYPROPYLENE ROD ANTENNA | 3266.27
7ML5432-0BF20-0AA0 | LR250 Flanged Encapsulated Antenna | 5191.21
7ML5440-0GB00-0AC2 | SITRANS LR560 | 4425.49
7ML5440-0GB00-1AC2 | SITRANS LR560 | 4541.15
7ML5440-0JA00-0AA2 | SITRANS LR560 | 4509.23
7ML5630-0AE00-0HA0 | CLS200,STANDARD,ROD VERSN,THREAD/FLANGE | 1351.97
7ML5630-1AG00-0DB0 | CLS200,STANDARD,ROD VERSN,THREAD/FLANGE | 1644.43
8MF1111-0AA00-0DX5 | SIVACON 2200mm x 600mm x 600mm | 2955.85
8MF1111-0AA00-0DX8 | SIVACON 2000mm x 800mm x 500mm | 3070.64
8MF1111-0AA00-0EA6 | SIVACON 2000mm x 600mm x 500mm | 2568.43
8MF1111-0AA00-0EB4 | SIVACON 2000mm x 1200mm x 600mm | 4017.67
8MF1111-0AA00-0EC1 | SIVACON 2000mm x 1200mm x 400mm | 3945.92
8MF1111-0AA00-0ED7 | SIVACON 2000mm x 600mm x 600mm | 3242.82
6SL3230-3YE32-1UP0 | G120X IP20 380...480V 22kW FSD UF | 3898.99
6SL3220-3YE28-0AB0 | G120X IP20 380...480V 15kW FSC C2 | 2327.68
6SL3230-1YH34-1AB0 | G120X IP20 500...690V 30kW FSD C2 | 5337.85
6SL3220-3YE30-0AB0 | G120X IP20 380...480V 18.5kW FSD C2 | 3055.62
6SL3230-3YE34-1UP0 | G120X IP20 380...480V 30kW FSD UF | 4683.21
6SL3230-3YE38-0AF0 | G120X IP20 380...480V 45kW FSE C2 | 6667.96
6SL3230-3YE38-1AB0 | G120X IP20 380...480V 45kW FSE C2 | 6643.18
6SL3220-3YH42-0CB0 | G120X IP20 500...690V 75kW FSF C3 | 9571.15
6SL3220-3YH42-0UF0 | G120X IP20 500...690V 75kW FSF UF | 9240.78
6SL3220-3YE34-1UP0 | G120X IP20 380...480V 30kW FSD UF | 4275.52
6SL3220-3YE36-0AF0 | G120X IP20 380...480V 37kW FSD C2 | 5358.53
6SL3220-3YH44-0UP0 | G120X IP20 500...690V 90kW FSF UF | 10950.28
6SL3220-3YH44-1CP0 | G120X IP20 500...690V 90kW FSF C3 | 11619.12
6SL3230-3YE46-0UF0 | G120X IP20 380...480V 110kW FSF UF | 11396.11
6SL3220-3YH46-1CP0 | G120X IP20 500...690V 110kW FSF C3 | 13160.44
6SL3220-3YH48-1UP0 | G120X IP20 500...690V 132kW FSF UF | 13978.74
6SL3230-1YH40-0AB0 | G120X IP20 500...690V 55kW FSE C2 | 8618.28
6SL3220-3YH50-0CP0 | G120X IP20 500...690V 160kW FSG C3 | 16331.67
6SL3230-3YE48-1UF0 | G120X IP20 380...480V 132kW FSF UF | 12795.5
6SL3220-3YH60-0CP0 | G120X IP20 500...690V 400kW FSH C3 | 35333.67
6SL3220-3YH62-1CB0 | G120X IP20 500...690V 450kW FSH C3 | 40316.51
6SL3230-3YE50-0CP0 | G120X IP20 380...480V 160kW FSG C3 | 14847.13
6SL3230-3YE50-1AP0 | G120X IP20 380...480V 160kW FSG C2 | 16740.29
6SL3230-1YH44-0UP0 | G120X IP20 500...690V 90kW FSF UF | 11325.6
6SL3230-1YH46-0UB0 | G120X IP20 500...690V 110kW FSF UF | 12683.77
6SL3230-3YE54-1CB0 | G120X IP20 380...480V 250kW FSG C3 | 21100.91
6SL3230-1YH46-1UB0 | G120X IP20 500...690V 110kW FSF UF | 12795.89
6SL3230-1YH50-1CF0 | G120X IP20 500...690V 160kW FSG C3 | 16899.62
6SL3520-1XA00-3AB0 | G115D WM IP65/66 380..480V 0,37kW FSA C2 | 805.43
6SL3520-1XA20-3AA0 | G115D WM IP65/66 380..480V 0,37kW FSA C2 | 1048.98
6SL3520-1XK07-5AB0 | G115D WM IP65/66 380...480V 7,5kW FSC C2 | 3135.49
6SL3520-3XK00-3AB0 | G115D WM IP65/66 380..480V 0,37kW FSA C2 | 1391.48
6SL3520-3XK01-1AA0 | G115D WM IP65/66 380...480V 1,1kW FSA C2 | 1779.63
6SL3520-1XA20-5AA0 | G115D WM IP65/66 380..480V 0,55kW FSA C2 | 1064.22
6SL3520-3XK05-5AF0 | G115D WM IP65/66 380...480V 5,5kW FSC C2 | 3186.33
6SL3520-1XA60-3AF0 | G115D WM IP65/66 380..480V 0,37kW FSA C2 | 1306.99
6SL3520-3XL02-2AF0 | G115D WM IP65/66 380...480V 2,2kW FSB C2 | 2288.52
6SL3520-3XL03-0AA0 | G115D WM IP65/66 380...480V 3kW FSB C2 | 2266.46
6SL3520-3XM01-1AA0 | G115D WM IP65/66 380...480V 1,1kW FSA C2 | 1779.63
6SL3520-1XM04-0AF0 | G115D WM IP65/66 380...480V 4kW FSB C2 | 2571.78
6SL3520-1XN00-3AB0 | G115D WM IP65/66 380..480V 0,37kW FSA C2 | 1250.61
6SL3520-1XA64-0AB0 | G115D WM IP65/66 380...480V 4kW FSB C2 | 1779.34
6SL3520-1XA67-5AB0 | G115D WM IP65/66 380...480V 7,5kW FSC C2 | 2783.7
6SL3230-2YH30-1AP0 | G120X IP20 500...690V 18.5kW FSD C2 | 3945.01
6SL3230-2YH30-1UF0 | G120X IP20 500...690V 18.5kW FSD UF | 3666.37
6SL3520-1XN01-1AF0 | G115D WM IP65/66 380...480V 1,1kW FSA C2 | 1835.92
6SL3520-1XN04-0AF0 | G115D WM IP65/66 380...480V 4kW FSB C2 | 2604.33
6SL3520-1XB01-1AB0 | G115D WM IP65/66 380...480V 1,1kW FSA C2 | 1172.4
6SL3520-3XN02-2AA0 | G115D WM IP65/66 380...480V 2,2kW FSB C2 | 2123.94
6SL3230-2YH34-0AB0 | G120X IP20 500...690V 30kW FSD C2 | 5278.5
6SL3230-2YH34-1AF0 | G120X IP20 500...690V 30kW FSD C2 | 5527.5
6SL3520-3XN07-5AA0 | G115D WM IP65/66 380...480V 7,5kW FSC C2 | 3584.96
6SL3520-2XA00-3AB0 | G115D WM IP65/66 380..480V 0,37kW FSA C2 | 872.43
6SL3230-2YH36-1AP0 | G120X IP20 500...690V 37kW FSD C2 | 6489.5
6SL3520-2XA20-5AF0 | G115D WM IP65/66 380..480V 0,55kW FSA C2 | 1328.34
6SL3521-0XA20-3AA0 | G115D WM IP65/66 380..480V 0,37kW FSA C2 | 1185.85
6SL3521-0XA21-1AA0 | G115D WM IP65/66 380...480V 1,1kW FSA C2 | 1330.44
6SL3230-2YH40-1AF0 | G120X IP20 500...690V 55kW FSE C2 | 8920.05
6SL3520-2XA27-5AA0 | G115D WM IP65/66 380...480V 7,5kW FSC C2 | 3033.4
6SL3520-2XA60-3AF0 | G115D WM IP65/66 380..480V 0,37kW FSA C2 | 1373.98
6SL3230-2YH42-0CB0 | G120X IP20 500...690V 75kW FSF C3 | 9974.04
6SL3230-2YH42-1UP0 | G120X IP20 500...690V 75kW FSF UF | 9750.79
6SL3520-2XA62-2AF0 | G115D WM IP65/66 380...480V 2,2kW FSB C2 | 1830.36
6SL3521-0XA62-2AA0 | G115D WM IP65/66 380...480V 2,2kW FSB C2 | 1703.1
6SL3230-2YH46-0UF0 | G120X IP20 500...690V 110kW FSF UF | 12873.41
6SL3520-2XA67-5AA0 | G115D WM IP65/66 380...480V 7,5kW FSC C2 | 3094.27
6SL3521-0XB00-3AB0 | G115D WM IP65/66 380..480V 0,37kW FSA C2 | 1164.63
6SL3520-1XC04-0AA0 | G115D WM IP65/66 380...480V 4kW FSB C2 | 2184.39
6SL3520-2XB05-5AF0 | G115D WM IP65/66 380...480V 5,5kW FSC C2 | 2889.63
6SL3520-2XB40-3AF0 | G115D WM IP65/66 380..480V 0,37kW FSA C2 | 1535.48
6SL3230-2YH48-1UB0 | G120X IP20 500...690V 132kW FSF UF | 14325.27
6SL3230-2YH50-1CB0 | G120X IP20 500...690V 160kW FSG C3 | 16815.5
6SL3521-0XB02-2AA0 | G115D WM IP65/66 380...480V 2,2kW FSB C2 | 1864.59
6SL3230-3YC10-1UP0 | G120X IP20 200...240V 0.75kW FSA UF | 1086.91
6SL3521-0XB03-0AF0 | G115D WM IP65/66 380...480V 3kW FSB C2 | 2236.74
6SL3521-0XB05-5AA0 | G115D WM IP65/66 380...480V 5,5kW FSC C2 | 2762.37
6SL3520-1XE02-2AB0 | G115D WM IP65/66 380...480V 2,2kW FSB C2 | 1545.96
6SL3520-1XE04-0AB0 | G115D WM IP65/66 380...480V 4kW FSB C2 | 2002.6
6SL3520-2XB47-5AB0 | G115D WM IP65/66 380...480V 7,5kW FSC C2 | 3012.2
6SL3230-3YC14-1UF0 | G120X IP20 200...240V 1.5kW FSA UF | 1195.98
6SL3230-3YH26-1AB0 | G120X IP20 500...690V 11kW FSD C2 | 2830.43
6SL3230-3YH26-1AP0 | G120X IP20 500...690V 11kW FSD C2 | 2962.33
6SL3230-3YH32-0AB0 | G120X IP20 500...690V 22kW FSD C2 | 4438.54
6SL3230-3YH32-0AF0 | G120X IP20 500...690V 22kW FSD C2 | 4575.44
6SL3230-3YH32-0UF0 | G120X IP20 500...690V 22kW FSD UF | 4260.48
6SL3230-2YC30-1UF0 | G120X IP20 200...240V 18.5kW FSD UF | 3456.46
6SL3230-3YH36-0UP0 | G120X IP20 500...690V 37kW FSD UF | 6052.49
6SL3230-3YH36-1AB0 | G120X IP20 500...690V 37kW FSD C2 | 6463.12
6SL3230-2YC40-1UB0 | G120X IP20 200...240V 55kW FSF UF | 7851.94
6SL3230-2YC40-1UP0 | G120X IP20 200...240V 55kW FSF UF | 7983.82
6SL3230-1YC10-1UF0 | G120X IP20 200...240V 0.75kW FSA UF | 933.61
6SL3520-0XA20-3AF0 | G115D WM IP65/66 380..480V 0,37kW FSA C2 | 1139.72
6SL3520-0XA20-5AA0 | G115D WM IP65/66 380..480V 0,55kW FSA C2 | 957.8
6SL3230-1YC12-1UB0 | G120X IP20 200...240V 1.1kW FSA UF | 833.84
6SL3266-1EV00-0VA0 | SINAMICS V20, FSAD Migration mounting ki | 4.96
6SL3266-1PF00-0BA0 | SINAMICS G120X P21 Top Cover FSF and FSG | 340.88
6SL3230-1YE22-1AB0 | G120X IP20 380...480V 5.5kW FSB C2 | 1643.28
6SL3230-1YE24-0UF0 | G120X IP20 380...480V 7.5kW FSB UF | 1761.66
6SL3230-1YE30-0AP0 | G120X IP20 380...480V 18.5kW FSD C2 | 3386.55
6SL3230-1YE32-0UB0 | G120X IP20 380...480V 22kW FSD UF | 3496.7
6SL3230-1YE32-0UF0 | G120X IP20 380...480V 22kW FSD UF | 3633.55
6SL3520-0XE41-5AF0 | G115D WM IP65/66 380...480V 1,5kW FSA C2 | 1667.41
6SL3230-1YE38-0UP0 | G120X IP20 380...480V 45kW FSE UF | 5996.56
6SL3230-1YE38-1AB0 | G120X IP20 380...480V 45kW FSE C2 | 6484.89
6SL3230-1YE38-1AF0 | G120X IP20 380...480V 45kW FSE C2 | 6621.77
6SL3520-0XH27-5AF0 | G115D WM IP65/66 380...480V 7,5kW FSC C2 | 3270.21
6SL3520-0XH60-5AA0 | G115D WM IP65/66 380..480V 0,55kW FSA C2 | 1231.83
6SL3520-1XH00-3AB0 | G115D WM IP65/66 380..480V 0,37kW FSA C2 | 1018.53
6SL3520-1XH00-7AB0 | G115D WM IP65/66 380..480V 0,75kW FSA C2 | 1064.2
6SL3230-2YE48-1AF0 | G120X IP20 380...480V 132kW FSF C2 | 13785.21
6SL3230-2YE48-1UF0 | G120X IP20 380...480V 132kW FSF UF | 12689.99
6SL3230-2YE50-1CB0 | G120X IP20 380...480V 160kW FSG C3 | 14721.83
6SL3520-0XH65-5AF0 | G115D WM IP65/66 380...480V 5,5kW FSC C2 | 2767.9
6SL3520-0XH67-5AF0 | G115D WM IP65/66 380...480V 7,5kW FSC C2 | 3331.13
6SL3520-0XK00-3AA0 | G115D WM IP65/66 380..480V 0,37kW FSA C2 | 1355.22
6SL3520-1XH20-7AF0 | G115D WM IP65/66 380..480V 0,75kW FSA C2 | 1504.89
6SL3520-0XK01-5AF0 | G115D WM IP65/66 380...480V 1,5kW FSA C2 | 1795.92
6SL3520-0XK02-2AA0 | G115D WM IP65/66 380...480V 2,2kW FSB C2 | 1811.61
6SL3520-0XK04-0AB0 | G115D WM IP65/66 380...480V 4kW FSB C2 | 2024.71
6SL3520-0XK04-0AF0 | G115D WM IP65/66 380...480V 4kW FSB C2 | 2465.4
6SL3230-2YE54-0AB0 | G120X IP20 380...480V 250kW FSG C2 | 23472.47
6SL3230-2YE54-0CP0 | G120X IP20 380...480V 250kW FSG C3 | 21015.16
6SL3230-2YE54-1AB0 | G120X IP20 380...480V 250kW FSG C2 | 23584.61
6SL3230-2YE54-1AP0 | G120X IP20 380...480V 250kW FSG C2 | 23716.48
6SL3230-1YE52-0AP0 | G120X IP20 380...480V 200kW FSG C2 | 18919.38
6SL3520-0XM00-7AF0 | G115D WM IP65/66 380..480V 0,75kW FSA C2 | 1598.03
6SL3520-0XM01-1AF0 | G115D WM IP65/66 380...480V 1,1kW FSA C2 | 1696.96
6SL3230-1YE52-0CB0 | G120X IP20 380...480V 200kW FSG C3 | 16727.84
6SL3230-2YH22-1UF0 | G120X IP20 500...690V 5.5kW FSD UF | 1958.84
6SL3230-2YH24-0AP0 | G120X IP20 500...690V 7.5kW FSD C2 | 2276.67
6SL3520-1XK00-3AB0 | G115D WM IP65/66 380..480V 0,37kW FSA C2 | 1218.07
6SL3520-1XK00-3AF0 | G115D WM IP65/66 380..480V 0,37kW FSA C2 | 1658.76
6SL3230-1YE54-0CB0 | G120X IP20 380...480V 250kW FSG C3 | 20830.5
6SL3230-3YH18-1UB0 | G120X IP20 500...690V 3kW FSD UF | 1668.86
6SL3230-2YC10-0UP0 | G120X IP20 200...240V 0.75kW FSA UF | 869.28
6SL3230-3YH20-0UP0 | G120X IP20 500...690V 4kW FSD UF | 1832.45
6SL3230-2YC12-0UB0 | G120X IP20 200...240V 1.1kW FSA UF | 774.5
6SL3230-3YH24-0AP0 | G120X IP20 500...690V 7.5kW FSD C2 | 2382.2
6SL3230-2YC20-1UB0 | G120X IP20 200...240V 4kW FSB UF | 1249.88
6SL3230-2YC22-0UB0 | G120X IP20 200...240V 5.5kW FSC UF | 1506.72
6SL3230-3YH26-1UB0 | G120X IP20 500...690V 11kW FSD UF | 2569.32
6SL3230-3YH28-0AP0 | G120X IP20 500...690V 15kW FSD C2 | 3417
6SL3230-2YC30-1UB0 | G120X IP20 200...240V 18.5kW FSD UF | 3319.6
6SL3230-3YH30-1UB0 | G120X IP20 500...690V 18.5kW FSD UF | 3635.01
6SL3230-3YH34-0UB0 | G120X IP20 500...690V 30kW FSD UF | 5021.72
6SL3230-2YC36-0UF0 | G120X IP20 200...240V 37kW FSF UF | 5580.52
6SL3230-2YC38-1UF0 | G120X IP20 200...240V 45kW FSF UF | 6708.1
6SL3230-2YC40-0UB0 | G120X IP20 200...240V 55kW FSF UF | 7739.82
6SL3230-3YH36-0AF0 | G120X IP20 500...690V 37kW FSD C2 | 6487.9
6SL3230-2YE10-0AB0 | G120X IP20 380...480V 0.75kW FSA C2 | 906.25
6SL3230-3YH36-1AF0 | G120X IP20 500...690V 37kW FSD C2 | 6600
6SL3230-1YC10-0UF0 | G120X IP20 200...240V 0.75kW FSA UF | 821.49
6SL3230-1YC10-1UB0 | G120X IP20 200...240V 0.75kW FSA UF | 796.72
6SL3230-2YE34-1AP0 | G120X IP20 380...480V 30kW FSD C2 | 4940.03
6SL3230-1YE20-1AP0 | G120X IP20 380...480V 4kW FSB C2 | 1617.38
6SL3520-0XE00-5AB0 | G115D WM IP65/66 380..480V 0,55kW FSA C2 | 998.4
6SL3230-1YE24-1UB0 | G120X IP20 380...480V 7.5kW FSB UF | 1736.91
6SL3230-1YE26-0UF0 | G120X IP20 380...480V 11kW FSC UF | 2144.87
6SL3520-0XE00-7AB0 | G115D WM IP65/66 380..480V 0,75kW FSA C2 | 1028.85
6SL3230-1YE26-1UB0 | G120X IP20 380...480V 11kW FSC UF | 2120.1
6SL3230-1YE28-1UF0 | G120X IP20 380...480V 15kW FSC UF | 2773.61
6SL3520-0XE44-0AB0 | G115D WM IP65/66 380...480V 4kW FSB C2 | 1896.22
6SL3520-0XH05-5AB0 | G115D WM IP65/66 380...480V 5,5kW FSC C2 | 2266.3
6SL3520-0XH24-0AF0 | G115D WM IP65/66 380...480V 4kW FSB C2 | 2265.86
6SL3230-1YE36-0AF0 | G120X IP20 380...480V 37kW FSD C2 | 5633.12
6SL3230-2YE42-1UP0 | G120X IP20 380...480V 75kW FSF UF | 8582.67
6SL3230-2YE46-0UP0 | G120X IP20 380...480V 110kW FSF UF | 11285.62
6SL3520-0XH63-0AF0 | G115D WM IP65/66 380...480V 3kW FSB C2 | 2045.15
6SL3230-2YE46-1AF0 | G120X IP20 380...480V 110kW FSF C2 | 12348.18
6SL3230-1YE42-0UF0 | G120X IP20 380...480V 75kW FSF UF | 8422.77
6SL3230-1YE42-1UF0 | G120X IP20 380...480V 75kW FSF UF | 8534.88
6SL3230-1YE46-1AF0 | G120X IP20 380...480V 110kW FSF C2 | 12295.41
6SL3230-2YE50-1AB0 | G120X IP20 380...480V 160kW FSG C2 | 16502.87
6SL3520-0XK00-3AB0 | G115D WM IP65/66 380..480V 0,37kW FSA C2 | 1111.67
6SL3230-2YE52-0CF0 | G120X IP20 380...480V 200kW FSG C3 | 16917.49
6SL3520-1XH07-5AB0 | G115D WM IP65/66 380...480V 7,5kW FSC C2 | 2935.93
6SL3520-1XH20-7AA0 | G115D WM IP65/66 380..480V 0,75kW FSA C2 | 1307.77
6SL3520-1XH23-0AA0 | G115D WM IP65/66 380...480V 3kW FSB C2 | 1893.52
6SL3520-1XH27-5AF0 | G115D WM IP65/66 380...480V 7,5kW FSC C2 | 3376.63
6SL3520-0XK05-5AF0 | G115D WM IP65/66 380...480V 5,5kW FSC C2 | 2906.52
6SL3520-0XL00-7AF0 | G115D WM IP65/66 380..480V 0,75kW FSA C2 | 1598.03
6SL3520-0XL04-0AF0 | G115D WM IP65/66 380...480V 4kW FSB C2 | 2465.4
6SL3230-1YE50-1AP0 | G120X IP20 380...480V 160kW FSG C2 | 16581.98
6SL3520-0XM00-3AF0 | G115D WM IP65/66 380..480V 0,37kW FSA C2 | 1552.35
6SL3230-1YE50-1CP0 | G120X IP20 380...480V 160kW FSG C3 | 14800.96
6SL3230-1YE52-1AB0 | G120X IP20 380...480V 200kW FSG C2 | 18899.61
6SL3520-1XH60-5AB0 | G115D WM IP65/66 380..480V 0,55kW FSA C2 | 1094.67
6SL3521-0XB43-0AF0 | G115D WM IP65/66 380...480V 3kW FSB C2 | 2236.74
6SL3521-3XL02-2AF0 | G115D WM IP65/66 380...480V 2,2kW FSB C2 | 2531.79
6SL3521-3XM00-3AA0 | G115D WM IP65/66 380..480V 0,37kW FSA C2 | 1878.28
6SL3520-2XC04-0AB0 | G115D WM IP65/66 380...480V 4kW FSB C2 | 2007.82
6SL3520-2XC04-0AF0 | G115D WM IP65/66 380...480V 4kW FSB C2 | 2448.51
6SL3521-1XN01-1AB0 | G115D WM IP65/66 380...480V 1,1kW FSA C2 | 1638.47
6SL3521-1XN05-5AA0 | G115D WM IP65/66 380...480V 5,5kW FSC C2 | 3091.6
6SL3521-1XN07-5AF0 | G115D WM IP65/66 380...480V 7,5kW FSC C2 | 3851.95
6SL3520-2XD02-2AB0 | G115D WM IP65/66 380...480V 2,2kW FSB C2 | 1551.15
6SL3520-2XD03-0AF0 | G115D WM IP65/66 380...480V 3kW FSB C2 | 2166.91
6SL3521-2XA01-1AB0 | G115D WM IP65/66 380...480V 1,1kW FSA C2 | 1260.29
6SL3520-2XE00-5AB0 | G115D WM IP65/66 380..480V 0,55kW FSA C2 | 1171.8
6SL3521-2XA22-2AF0 | G115D WM IP65/66 380...480V 2,2kW FSB C2 | 2012.76
6SL3521-0XD01-5AF0 | G115D WM IP65/66 380...480V 1,5kW FSA C2 | 1848.88
6SL3521-0XE00-3AB0 | G115D WM IP65/66 380..480V 0,37kW FSA C2 | 1226.43
6SL3521-0XE00-5AB0 | G115D WM IP65/66 380..480V 0,55kW FSA C2 | 1241.66
6SL3521-0XE01-1AF0 | G115D WM IP65/66 380...480V 1,1kW FSA C2 | 1811.72
6SL3520-2XE04-0AA0 | G115D WM IP65/66 380...480V 4kW FSB C2 | 2313.17
6SL3521-0XE04-0AA0 | G115D WM IP65/66 380...480V 4kW FSB C2 | 2383.04
6SL3520-2XE41-1AB0 | G115D WM IP65/66 380...480V 1,1kW FSA C2 | 1301.19
6SL3521-0XE07-5AF0 | G115D WM IP65/66 380...480V 7,5kW FSC C2 | 3584.53
6SL3521-2XA27-5AA0 | G115D WM IP65/66 380...480V 7,5kW FSC C2 | 3276.65
6SL3521-2XA60-7AB0 | G115D WM IP65/66 380..480V 0,75kW FSA C2 | 1222.22
6SL3521-0XE47-5AF0 | G115D WM IP65/66 380...480V 7,5kW FSC C2 | 3584.53
6SL3521-0XH02-2AB0 | G115D WM IP65/66 380...480V 2,2kW FSB C2 | 1611.78
6SL3521-2XA65-5AF0 | G115D WM IP65/66 380...480V 5,5kW FSC C2 | 2971.43
6SL3520-2XH20-5AF0 | G115D WM IP65/66 380..480V 0,55kW FSA C2 | 1541.44
6SL3520-2XH25-5AA0 | G115D WM IP65/66 380...480V 5,5kW FSC C2 | 2683.27
6SL3520-2XH60-5AA0 | G115D WM IP65/66 380..480V 0,55kW FSA C2 | 1405.21
6SL3520-2XH60-7AA0 | G115D WM IP65/66 380..480V 0,75kW FSA C2 | 1435.66
6SL3521-0XH21-1AF0 | G115D WM IP65/66 380...480V 1,1kW FSA C2 | 1740.69
6SL3521-3XN07-5AB0 | G115D WM IP65/66 380...480V 7,5kW FSC C2 | 3584.67
6SL3520-2XH65-5AA0 | G115D WM IP65/66 380...480V 5,5kW FSC C2 | 2744.16
6SL3521-0XH61-5AB0 | G115D WM IP65/66 380...480V 1,5kW FSA C2 | 1459.87
6SL3521-2XB07-5AB0 | G115D WM IP65/66 380...480V 7,5kW FSC C2 | 3255.45
6SL3521-0XH65-5AF0 | G115D WM IP65/66 380...480V 5,5kW FSC C2 | 3011.16
6SL3521-1XB42-2AB0 | G115D WM IP65/66 380...480V 2,2kW FSB C2 | 1727.43
6SL3520-3XB41-5AF0 | G115D WM IP65/66 380...480V 1,5kW FSA C2 | 1885.43
6SL3520-3XC00-5AF0 | G115D WM IP65/66 380..480V 0,55kW FSA C2 | 1657.09
6SL3521-2XK02-2AA0 | G115D WM IP65/66 380...480V 2,2kW FSB C2 | 2228.27
6SL3520-3XC01-5AF0 | G115D WM IP65/66 380...480V 1,5kW FSA C2 | 1885.43
6SL3521-1XC02-2AF0 | G115D WM IP65/66 380...480V 2,2kW FSB C2 | 2168.11
6SL3520-3XD00-5AF0 | G115D WM IP65/66 380..480V 0,55kW FSA C2 | 1657.09
6SL3521-1XD01-5AA0 | G115D WM IP65/66 380...480V 1,5kW FSA C2 | 1758.16
6SL3521-1XD02-2AB0 | G115D WM IP65/66 380...480V 2,2kW FSB C2 | 1727.43
6SL3521-1XD03-0AB0 | G115D WM IP65/66 380...480V 3kW FSB C2 | 1902.46
6SL3550-0XE41-5AF0 | G115D MM IP65/66 380...480V 1,5kW FSA C2 | 1582.96
6SL3550-0XE43-0AF0 | G115D MM IP65/66 380...480V 3kW FSB C2 | 2060.51
6SL3520-3XD04-0AF0 | G115D WM IP65/66 380...480V 4kW FSB C2 | 2554.91
6SL3520-3XE00-5AF0 | G115D WM IP65/66 380..480V 0,55kW FSA C2 | 1718.89
6SL3521-2XL00-3AB0 | G115D WM IP65/66 380..480V 0,37kW FSA C2 | 1528.31
6SL3230-1YE26-1AB0 | G120X IP20 380...480V 11kW FSC C2 | 2381.22
6SL3230-1YE26-1AP0 | G120X IP20 380...480V 11kW FSC C2 | 2513.12
6SL3230-2YE38-0AP0 | G120X IP20 380...480V 45kW FSE C2 | 6557.44
6SL3230-2YE38-0UF0 | G120X IP20 380...480V 45kW FSE UF | 6054.31
6SL3230-1YE36-0AB0 | G120X IP20 380...480V 37kW FSD C2 | 5496.27
6SL3520-0XH20-5AA0 | G115D WM IP65/66 380..480V 0,55kW FSA C2 | 1170.9
6SL3520-0XH21-5AA0 | G115D WM IP65/66 380...480V 1,5kW FSA C2 | 1399.24
6SL3520-0XH22-2AA0 | G115D WM IP65/66 380...480V 2,2kW FSB C2 | 1612.07
6SL3520-0XH60-5AB0 | G115D WM IP65/66 380..480V 0,55kW FSA C2 | 988.25
6SL3520-0XH61-1AA0 | G115D WM IP65/66 380...480V 1,1kW FSA C2 | 1361.22
6SL3520-0XH61-5AA0 | G115D WM IP65/66 380...480V 1,5kW FSA C2 | 1460.16
6SL3520-0XH61-5AF0 | G115D WM IP65/66 380...480V 1,5kW FSA C2 | 1657.29
6SL3230-1YE44-1AB0 | G120X IP20 380...480V 90kW FSF C2 | 10789.01
6SL3230-1YE44-1UB0 | G120X IP20 380...480V 90kW FSF UF | 9914.05
6SL3230-1YE44-1UP0 | G120X IP20 380...480V 90kW FSF UF | 10045.96
6SL3230-1YE46-0UF0 | G120X IP20 380...480V 110kW FSF UF | 11237.82
6SL3230-2YE50-0AF0 | G120X IP20 380...480V 160kW FSG C2 | 16527.62
6SL3230-1YE48-1AB0 | G120X IP20 380...480V 132kW FSF C2 | 13595.56
6SL3520-1XH01-1AB0 | G115D WM IP65/66 380...480V 1,1kW FSA C2 | 1163.14
6SL3520-1XH02-2AB0 | G115D WM IP65/66 380...480V 2,2kW FSB C2 | 1474.91
6SL3520-0XK00-7AB0 | G115D WM IP65/66 380..480V 0,75kW FSA C2 | 1157.34
6SL3520-1XH60-3AA0 | G115D WM IP65/66 380..480V 0,37kW FSA C2 | 1323.01
6SL3520-1XH60-3AB0 | G115D WM IP65/66 380..480V 0,37kW FSA C2 | 1079.43
6SL3230-2YE52-1AF0 | G120X IP20 380...480V 200kW FSG C2 | 19089.24
6SL3230-2YE52-1CB0 | G120X IP20 380...480V 200kW FSG C3 | 16892.73
6SL3230-2YH18-0AP0 | G120X IP20 500...690V 3kW FSD C2 | 1689.37
6SL3520-0XM00-3AB0 | G115D WM IP65/66 380..480V 0,37kW FSA C2 | 1111.67
6SL3230-2YH18-0UB0 | G120X IP20 500...690V 3kW FSD UF | 1451.22
6SL3520-1XH60-7AB0 | G115D WM IP65/66 380..480V 0,75kW FSA C2 | 1125.12
6SL3230-2YH20-0AP0 | G120X IP20 500...690V 4kW FSD C2 | 1862.87
6SL3230-2YH22-0AB0 | G120X IP20 500...690V 5.5kW FSD C2 | 1866
6SL3520-1XH60-7AF0 | G115D WM IP65/66 380..480V 0,75kW FSA C2 | 1565.81
6SL3230-2YH24-1UF0 | G120X IP20 500...690V 7.5kW FSD UF | 2197.16
6SL3230-2YH26-0AB0 | G120X IP20 500...690V 11kW FSD C2 | 2612.79
6SL3230-1YE52-1CP0 | G120X IP20 380...480V 200kW FSG C3 | 16971.85
6SL3230-1YE54-0AB0 | G120X IP20 380...480V 250kW FSG C2 | 23419.7
6SL3520-0XN03-0AF0 | G115D WM IP65/66 380...480V 3kW FSB C2 | 2216.32
6SL3230-2YH26-0AF0 | G120X IP20 500...690V 11kW FSD C2 | 2749.67
6SL3230-2YH26-0UP0 | G120X IP20 500...690V 11kW FSD UF | 2483.59
6SL3520-0XL00-3AB0 | G115D WM IP65/66 380..480V 0,37kW FSA C2 | 1111.67
6SL3230-1YE50-0CP0 | G120X IP20 380...480V 160kW FSG C3 | 14688.85
6SL3230-1YE50-1AB0 | G120X IP20 380...480V 160kW FSG C2 | 16450.11
6SL3520-0XM00-3AA0 | G115D WM IP65/66 380..480V 0,37kW FSA C2 | 1355.22
6SL3230-1YE50-1CB0 | G120X IP20 380...480V 160kW FSG C3 | 14669.05
6SL3520-1XH62-2AF0 | G115D WM IP65/66 380...480V 2,2kW FSB C2 | 1976.51
6SL3230-2YH22-0AF0 | G120X IP20 500...690V 5.5kW FSD C2 | 2002.88
6SL3230-2YH22-0UB0 | G120X IP20 500...690V 5.5kW FSD UF | 1709.84
6SL3230-2YH22-0UF0 | G120X IP20 500...690V 5.5kW FSD UF | 1846.73
6SL3520-0XM01-5AB0 | G115D WM IP65/66 380...480V 1,5kW FSA C2 | 1355.22
6SL3520-0XN00-7AF0 | G115D WM IP65/66 380..480V 0,75kW FSA C2 | 1630.54
6SL3520-1XK00-7AF0 | G115D WM IP65/66 380..480V 0,75kW FSA C2 | 1704.43
6SL3520-1XK02-2AA0 | G115D WM IP65/66 380...480V 2,2kW FSB C2 | 1918.02
6SL3520-1XA00-5AB0 | G115D WM IP65/66 380..480V 0,55kW FSA C2 | 820.64
6SL3230-1YE54-1AP0 | G120X IP20 380...480V 250kW FSG C2 | 23663.71
6SL3520-0XN00-7AB0 | G115D WM IP65/66 380..480V 0,75kW FSA C2 | 1189.87
6SL3520-0XN01-5AA0 | G115D WM IP65/66 380...480V 1,5kW FSA C2 | 1631.31
6SL3520-1XK00-7AA0 | G115D WM IP65/66 380..480V 0,75kW FSA C2 | 1507.29
6SL3230-1YE48-1UP0 | G120X IP20 380...480V 132kW FSF UF | 12632.25
6SL3230-1YE50-0AF0 | G120X IP20 380...480V 160kW FSG C2 | 16474.85
6SL3230-2YE52-1CF0 | G120X IP20 380...480V 200kW FSG C3 | 17029.61
6SL3230-2YE54-0CF0 | G120X IP20 380...480V 250kW FSG C3 | 21020.15
6SL3520-0XM01-5AA0 | G115D WM IP65/66 380...480V 1,5kW FSA C2 | 1598.8
6SL3230-1YE52-0CP0 | G120X IP20 380...480V 200kW FSG C3 | 16859.73
6SL3230-1YE52-1AF0 | G120X IP20 380...480V 200kW FSG C2 | 19036.47
6SL3230-2YH20-0AF0 | G120X IP20 500...690V 4kW FSD C2 | 1867.86
6SL3230-2YH24-0AB0 | G120X IP20 500...690V 7.5kW FSD C2 | 2144.77
6SL3520-1XH65-5AF0 | G115D WM IP65/66 380...480V 5,5kW FSC C2 | 2874.3
6SL3520-1XK00-3AA0 | G115D WM IP65/66 380..480V 0,37kW FSA C2 | 1461.64
6SL3230-2YH24-0AF0 | G120X IP20 500...690V 7.5kW FSD C2 | 2281.65
6SL3230-2YH24-1AF0 | G120X IP20 500...690V 7.5kW FSD C2 | 2393.75
6SL3230-2YH26-1UB0 | G120X IP20 500...690V 11kW FSD UF | 2463.8
6SL3230-2YH26-1UP0 | G120X IP20 500...690V 11kW FSD UF | 2595.7
6SL3520-0XN03-0AA0 | G115D WM IP65/66 380...480V 3kW FSB C2 | 2019.2
6SL3520-0XN05-5AF0 | G115D WM IP65/66 380...480V 5,5kW FSC C2 | 2939.06
6SL3520-3XK00-3AF0 | G115D WM IP65/66 380..480V 0,37kW FSA C2 | 1832.16
6SL3520-3XK01-5AF0 | G115D WM IP65/66 380...480V 1,5kW FSA C2 | 2075.73
6SL3520-3XK02-2AA0 | G115D WM IP65/66 380...480V 2,2kW FSB C2 | 2091.4
6SL3520-1XA21-1AF0 | G115D WM IP65/66 380...480V 1,1kW FSA C2 | 1390.73
6SL3520-1XM00-7AF0 | G115D WM IP65/66 380..480V 0,75kW FSA C2 | 1704.43
6SL3520-1XM01-1AA0 | G115D WM IP65/66 380...480V 1,1kW FSA C2 | 1606.25
6SL3520-1XA60-3AA0 | G115D WM IP65/66 380..480V 0,37kW FSA C2 | 1109.85
6SL3520-1XA60-7AB0 | G115D WM IP65/66 380..480V 0,75kW FSA C2 | 911.97
6SL3520-3XM01-1AF0 | G115D WM IP65/66 380...480V 1,1kW FSA C2 | 1976.75
6SL3520-3XM01-5AB0 | G115D WM IP65/66 380...480V 1,5kW FSA C2 | 1635.02
6SL3230-2YH28-0AP0 | G120X IP20 500...690V 15kW FSD C2 | 3311.48
6SL3230-2YH28-1UF0 | G120X IP20 500...690V 15kW FSD UF | 3156.78
6SL3520-3XM03-0AA0 | G115D WM IP65/66 380...480V 3kW FSB C2 | 2266.46
6SL3520-1XB00-5AA0 | G115D WM IP65/66 380..480V 0,55kW FSA C2 | 1286.56
6SL3520-1XN00-7AB0 | G115D WM IP65/66 380..480V 0,75kW FSA C2 | 1296.26
6SL3520-1XN01-5AA0 | G115D WM IP65/66 380...480V 1,5kW FSA C2 | 1737.72
6SL3520-1XB00-5AB0 | G115D WM IP65/66 380..480V 0,55kW FSA C2 | 1043.02
6SL3520-3XN00-5AF0 | G115D WM IP65/66 380..480V 0,55kW FSA C2 | 1879.9
6SL3520-3XN00-7AA0 | G115D WM IP65/66 380..480V 0,75kW FSA C2 | 1713.23
6SL3230-2YH32-1AF0 | G120X IP20 500...690V 22kW FSD C2 | 4582.04
6SL3230-2YH32-1AP0 | G120X IP20 500...690V 22kW FSD C2 | 4577.06
6SL3520-2XA05-5AB0 | G115D WM IP65/66 380...480V 5,5kW FSC C2 | 2226.6
6SL3520-2XA20-7AF0 | G115D WM IP65/66 380..480V 0,75kW FSA C2 | 1358.79
6SL3520-1XB40-5AB0 | G115D WM IP65/66 380..480V 0,55kW FSA C2 | 1043.02
6SL3520-1XB40-7AF0 | G115D WM IP65/66 380..480V 0,75kW FSA C2 | 1514.13
6SL3230-2YH36-1UP0 | G120X IP20 500...690V 37kW FSD UF | 6059.1
6SL3230-2YH40-1AP0 | G120X IP20 500...690V 55kW FSE C2 | 8915.05
6SL3520-2XA21-1AA0 | G115D WM IP65/66 380...480V 1,1kW FSA C2 | 1260.61
6SL3520-2XA25-5AA0 | G115D WM IP65/66 380...480V 5,5kW FSC C2 | 2470.17
6SL3520-1XB41-5AF0 | G115D WM IP65/66 380...480V 1,5kW FSA C2 | 1712.02
6SL3520-1XC01-5AF0 | G115D WM IP65/66 380...480V 1,5kW FSA C2 | 1712.02
6SL3230-2YH22-0AP0 | G120X IP20 500...690V 5.5kW FSD C2 | 1997.9
6SL3520-1XH64-0AA0 | G115D WM IP65/66 380...480V 4kW FSB C2 | 2236.04
6SL3520-0XN00-3AA0 | G115D WM IP65/66 380..480V 0,37kW FSA C2 | 1387.77
6SL3520-0XN00-3AB0 | G115D WM IP65/66 380..480V 0,37kW FSA C2 | 1144.2
6SL3520-0XN00-5AF0 | G115D WM IP65/66 380..480V 0,55kW FSA C2 | 1600.11
6SL3520-1XK01-1AB0 | G115D WM IP65/66 380...480V 1,1kW FSA C2 | 1362.68
6SL3520-0XN02-2AA0 | G115D WM IP65/66 380...480V 2,2kW FSB C2 | 1844.13
6SL3520-0XL00-5AB0 | G115D WM IP65/66 380..480V 0,55kW FSA C2 | 1126.89
6SL3520-0XL01-5AB0 | G115D WM IP65/66 380...480V 1,5kW FSA C2 | 1355.22
6SL3520-0XL02-2AA0 | G115D WM IP65/66 380...480V 2,2kW FSB C2 | 1811.61
6SL3230-2YE54-1AF0 | G120X IP20 380...480V 250kW FSG C2 | 23721.46
6SL3230-1YE52-0AF0 | G120X IP20 380...480V 200kW FSG C2 | 18924.36
6SL3230-2YH20-0AB0 | G120X IP20 500...690V 4kW FSD C2 | 1730.98
6SL3520-1XH60-3AF0 | G115D WM IP65/66 380..480V 0,37kW FSA C2 | 1520.13
6SL3520-1XH62-2AB0 | G115D WM IP65/66 380...480V 2,2kW FSB C2 | 1535.83
6SL3230-2YH22-1AF0 | G120X IP20 500...690V 5.5kW FSD C2 | 2115
6SL3520-1XH65-5AB0 | G115D WM IP65/66 380...480V 5,5kW FSC C2 | 2433.62
6SL3520-1XK00-5AA0 | G115D WM IP65/66 380..480V 0,55kW FSA C2 | 1476.86
6SL3230-1YE54-0AP0 | G120X IP20 380...480V 250kW FSG C2 | 23551.59
6SL3520-0XN02-2AF0 | G115D WM IP65/66 380...480V 2,2kW FSB C2 | 2041.27
6SL3230-2YH26-0UF0 | G120X IP20 500...690V 11kW FSD UF | 2488.56
6SL3520-1XK04-0AB0 | G115D WM IP65/66 380...480V 4kW FSB C2 | 2131.11
6SL3520-1XK05-5AA0 | G115D WM IP65/66 380...480V 5,5kW FSC C2 | 2815.81
6SL3520-0XN07-5AF0 | G115D WM IP65/66 380...480V 7,5kW FSC C2 | 3502.29
6SL3520-1XA20-5AF0 | G115D WM IP65/66 380..480V 0,55kW FSA C2 | 1261.34
6SL3520-1XA20-7AF0 | G115D WM IP65/66 380..480V 0,75kW FSA C2 | 1291.79
6SL3520-3XK02-2AF0 | G115D WM IP65/66 380...480V 2,2kW FSB C2 | 2288.52
6SL3520-3XK07-5AB0 | G115D WM IP65/66 380...480V 7,5kW FSC C2 | 3308.88
6SL3520-1XA24-0AA0 | G115D WM IP65/66 380...480V 4kW FSB C2 | 1962.04
6SL3520-1XM00-5AF0 | G115D WM IP65/66 380..480V 0,55kW FSA C2 | 1673.98
6SL3520-3XL00-7AB0 | G115D WM IP65/66 380..480V 0,75kW FSA C2 | 1437.13
6SL3520-3XL01-5AF0 | G115D WM IP65/66 380...480V 1,5kW FSA C2 | 2075.73
6SL3520-1XA60-7AF0 | G115D WM IP65/66 380..480V 0,75kW FSA C2 | 1352.66
6SL3520-3XM00-5AA0 | G115D WM IP65/66 380..480V 0,55kW FSA C2 | 1650.27
6SL3520-3XM00-7AA0 | G115D WM IP65/66 380..480V 0,75kW FSA C2 | 1680.7
6SL3520-1XA63-0AB0 | G115D WM IP65/66 380...480V 3kW FSB C2 | 1497.75
6SL3520-1XA65-5AB0 | G115D WM IP65/66 380...480V 5,5kW FSC C2 | 2220.47
6SL3230-2YH30-0AB0 | G120X IP20 500...690V 18.5kW FSD C2 | 3701
6SL3520-1XN01-5AB0 | G115D WM IP65/66 380...480V 1,5kW FSA C2 | 1494.15
6SL3520-1XN03-0AF0 | G115D WM IP65/66 380...480V 3kW FSB C2 | 2322.72
6SL3520-1XB02-2AB0 | G115D WM IP65/66 380...480V 2,2kW FSB C2 | 1484.15
6SL3520-3XN03-0AA0 | G115D WM IP65/66 380...480V 3kW FSB C2 | 2298.99
6SL3520-3XN04-0AF0 | G115D WM IP65/66 380...480V 4kW FSB C2 | 2777.74
6SL3520-1XB07-5AB0 | G115D WM IP65/66 380...480V 7,5kW FSC C2 | 2945.2
6SL3230-2YH36-0UP0 | G120X IP20 500...690V 37kW FSD UF | 5946.98
6SL3520-3XN05-5AB0 | G115D WM IP65/66 380...480V 5,5kW FSC C2 | 2778.16
6SL3521-0XA01-5AB0 | G115D WM IP65/66 380...480V 1,5kW FSA C2 | 1185.85
6SL3521-0XA23-0AA0 | G115D WM IP65/66 380...480V 3kW FSB C2 | 1817.28
6SL3521-0XA27-5AA0 | G115D WM IP65/66 380...480V 7,5kW FSC C2 | 3103.25
6SL3230-2YH42-0CF0 | G120X IP20 500...690V 75kW FSF C3 | 10110.93
6SL3520-1XB47-5AF0 | G115D WM IP65/66 380...480V 7,5kW FSC C2 | 3385.88
6SL3520-2XA61-5AB0 | G115D WM IP65/66 380...480V 1,5kW FSA C2 | 1176.85
6SL3520-3XE01-5AA0 | G115D WM IP65/66 380...480V 1,5kW FSA C2 | 1750.09
6SL3521-2XL00-7AF0 | G115D WM IP65/66 380..480V 0,75kW FSA C2 | 2014.68
6SL3521-1XE04-0AF0 | G115D WM IP65/66 380...480V 4kW FSB C2 | 2686.56
6SL3550-0XH00-5AB0 | G115D MM IP65/66 380..480V 0,55kW FSA C2 | 1022.27
6SL3521-1XE41-1AB0 | G115D WM IP65/66 380...480V 1,1kW FSA C2 | 1477.44
6SL3550-0XH10-3AB0 | G115D MM IP65/66 380..480V 0,37kW FSA C2 | 999.88
6SL3521-1XE44-0AF0 | G115D WM IP65/66 380...480V 4kW FSB C2 | 2686.56
6SL3520-3XE41-1AF0 | G115D WM IP65/66 380...480V 1,1kW FSA C2 | 1848.27
6SL3550-0XH60-5AA0 | G115D MM IP65/66 380..480V 0,55kW FSA C2 | 1326.12
6SL3520-3XH04-0AB0 | G115D WM IP65/66 380...480V 4kW FSB C2 | 2104.96
6SL3550-0XH80-3AA0 | G115D MM IP65/66 380..480V 0,37kW FSA C2 | 1303.75
6SL3550-0XH80-7AF0 | G115D MM IP65/66 380..480V 0,75kW FSA C2 | 1550.43
6SL3521-2XL01-5AF0 | G115D WM IP65/66 380...480V 1,5kW FSA C2 | 2212.56
6SL3521-1XH23-0AF0 | G115D WM IP65/66 380...480V 3kW FSB C2 | 2333.9
6SL3521-2XM00-3AA0 | G115D WM IP65/66 380..480V 0,37kW FSA C2 | 1771.88
6SL3520-3XH60-7AF0 | G115D WM IP65/66 380..480V 0,75kW FSA C2 | 1739.19
6SL3520-3XH63-0AB0 | G115D WM IP65/66 380...480V 3kW FSB C2 | 1884.28
6SL3520-3XH65-5AB0 | G115D WM IP65/66 380...480V 5,5kW FSC C2 | 2607
6SL3550-0XH81-1AF0 | G115D MM IP65/66 380...480V 1,1kW FSA C2 | 1587.76
6SL3550-0XH82-2AA0 | G115D MM IP65/66 380...480V 2,2kW FSB C2 | 1676.85
6SL3521-1XK00-7AF0 | G115D WM IP65/66 380..480V 0,75kW FSA C2 | 1947.68
6SL3550-0XK01-5AA0 | G115D MM IP65/66 380...480V 1,5kW FSA C2 | 1509.56
6SL3521-2XN01-1AF0 | G115D WM IP65/66 380...480V 1,1kW FSA C2 | 2146.16
6SL3521-1XK02-2AF0 | G115D WM IP65/66 380...480V 2,2kW FSB C2 | 2358.39
6SL3521-1XL00-5AB0 | G115D WM IP65/66 380..480V 0,55kW FSA C2 | 1476.55
6SL3521-1XL01-1AA0 | G115D WM IP65/66 380...480V 1,1kW FSA C2 | 1849.5
6SL3550-0XK03-0AF0 | G115D MM IP65/66 380...480V 3kW FSB C2 | 2189.01
6SL3550-0XK21-5AB0 | G115D MM IP65/66 380...480V 1,5kW FSA C2 | 1270.77
6SL3550-0XK23-0AB0 | G115D MM IP65/66 380...480V 3kW FSB C2 | 1748.32
6SL3521-3XA00-3AB0 | G115D WM IP65/66 380..480V 0,37kW FSA C2 | 1222.07
6SL3521-3XA01-1AB0 | G115D WM IP65/66 380...480V 1,1kW FSA C2 | 1366.7
6SL3550-0XL01-5AA0 | G115D MM IP65/66 380...480V 1,5kW FSA C2 | 1509.56
6SL3550-0XL03-0AA0 | G115D MM IP65/66 380...480V 3kW FSB C2 | 1987.09
6SL3521-3XA20-3AF0 | G115D WM IP65/66 380..480V 0,37kW FSA C2 | 1662.78
6SL3521-3XA21-5AA0 | G115D WM IP65/66 380...480V 1,5kW FSA C2 | 1709.2
6SL3521-3XA60-5AB0 | G115D WM IP65/66 380..480V 0,55kW FSA C2 | 1298.19
6XV1871-2FU10 | FC TP FRNC Cable GP, 1000m | 3436.12
6SL3521-3XA61-5AF0 | G115D WM IP65/66 380...480V 1,5kW FSA C2 | 1967.21
6SL3550-0XL23-0AB0 | G115D MM IP65/66 380...480V 3kW FSB C2 | 1748.32
6SL3550-0XM00-3AA0 | G115D MM IP65/66 380..480V 0,37kW FSA C2 | 1352.86
6SL3521-3XA67-5AA0 | G115D WM IP65/66 380...480V 7,5kW FSC C2 | 3443.92
6SL3521-3XB03-0AB0 | G115D WM IP65/66 380...480V 3kW FSB C2 | 2075.87
6SL3550-0XN00-5AA0 | G115D MM IP65/66 380..480V 0,55kW FSA C2 | 1407.77
6SL3720-1TE24-5AB4 | SINAMICS S120 CABINET MODULE | 6992.82
6SL3521-3XB41-5AB0 | G115D WM IP65/66 380...480V 1,5kW FSA C2 | 1687.98
6SL3521-3XB43-0AB0 | G115D WM IP65/66 380...480V 3kW FSB C2 | 2075.87
6SL3521-3XC00-5AF0 | G115D WM IP65/66 380..480V 0,55kW FSA C2 | 1900.35
6SL3550-0XN04-0AF0 | G115D MM IP65/66 380...480V 4kW FSB C2 | 2437.95
6SL3521-3XC04-0AB0 | G115D WM IP65/66 380...480V 4kW FSB C2 | 2357.48
6SL3521-3XD00-3AB0 | G115D WM IP65/66 380..480V 0,37kW FSA C2 | 1444.44
6SL3521-3XD04-0AA0 | G115D WM IP65/66 380...480V 4kW FSB C2 | 2601.04
6SL3521-3XE00-3AF0 | G115D WM IP65/66 380..480V 0,37kW FSA C2 | 1946.92
6SL3520-1XL00-7AA0 | G115D WM IP65/66 380..480V 0,75kW FSA C2 | 1507.29
6SL3520-1XL00-7AB0 | G115D WM IP65/66 380..480V 0,75kW FSA C2 | 1263.75
6SL3520-1XA02-2AB0 | G115D WM IP65/66 380...480V 2,2kW FSB C2 | 1261.81
6SL3520-3XL00-3AA0 | G115D WM IP65/66 380..480V 0,37kW FSA C2 | 1635.02
6SL3520-1XL01-1AB0 | G115D WM IP65/66 380...480V 1,1kW FSA C2 | 1362.68
6SL3520-1XA23-0AF0 | G115D WM IP65/66 380...480V 3kW FSB C2 | 1877.54
6SL3520-3XL03-0AF0 | G115D WM IP65/66 380...480V 3kW FSB C2 | 2463.59
6SL3520-3XM00-3AA0 | G115D WM IP65/66 380..480V 0,37kW FSA C2 | 1635.02
6SL3520-1XN00-7AA0 | G115D WM IP65/66 380..480V 0,75kW FSA C2 | 1539.84
6SL3520-1XA61-1AF0 | G115D WM IP65/66 380...480V 1,1kW FSA C2 | 1451.61
6SL3520-1XA62-2AB0 | G115D WM IP65/66 380...480V 2,2kW FSB C2 | 1322.68
6SL3520-1XA62-2AF0 | G115D WM IP65/66 380...480V 2,2kW FSB C2 | 1763.39
6SL3520-1XN03-0AA0 | G115D WM IP65/66 380...480V 3kW FSB C2 | 2125.58
6SL3520-1XB01-1AA0 | G115D WM IP65/66 380...480V 1,1kW FSA C2 | 1415.95
6SL3520-1XB01-5AA0 | G115D WM IP65/66 380...480V 1,5kW FSA C2 | 1514.89
6SL3230-2YH32-0UP0 | G120X IP20 500...690V 22kW FSD UF | 4150
6SL3230-2YH32-1AB0 | G120X IP20 500...690V 22kW FSD C2 | 4445.15
6SL3520-2XA00-5AB0 | G115D WM IP65/66 380..480V 0,55kW FSA C2 | 887.64
6SL3520-2XA01-5AB0 | G115D WM IP65/66 380...480V 1,5kW FSA C2 | 1115.98
6SL3520-1XB05-5AA0 | G115D WM IP65/66 380...480V 5,5kW FSC C2 | 2625.51
6SL3520-1XB05-5AB0 | G115D WM IP65/66 380...480V 5,5kW FSC C2 | 2381.97
6SL3521-0XA03-0AB0 | G115D WM IP65/66 380...480V 3kW FSB C2 | 1573.71
6SL3521-0XA04-0AB0 | G115D WM IP65/66 380...480V 4kW FSB C2 | 1855.32
6SL3521-0XA21-5AF0 | G115D WM IP65/66 380...480V 1,5kW FSA C2 | 1626.54
6SL3521-0XA22-2AA0 | G115D WM IP65/66 380...480V 2,2kW FSB C2 | 1642.21
6SL3520-2XA27-5AF0 | G115D WM IP65/66 380...480V 7,5kW FSC C2 | 3230.52
6SL3520-2XA61-1AA0 | G115D WM IP65/66 380...480V 1,1kW FSA C2 | 1321.48
6SL3520-1XC00-5AB0 | G115D WM IP65/66 380..480V 0,55kW FSA C2 | 1043.02
6SL3520-1XC00-7AF0 | G115D WM IP65/66 380..480V 0,75kW FSA C2 | 1514.13
6SL3521-0XA60-3AF0 | G115D WM IP65/66 380..480V 0,37kW FSA C2 | 1443.84
6SL3521-0XA62-2AB0 | G115D WM IP65/66 380...480V 2,2kW FSB C2 | 1459.53
6SL3230-2YH46-0CB0 | G120X IP20 500...690V 110kW FSF C3 | 13369.69
6SL3230-2YH46-0UP0 | G120X IP20 500...690V 110kW FSF UF | 12868.43
6SL3520-2XB01-1AB0 | G115D WM IP65/66 380...480V 1,1kW FSA C2 | 1239.38
6SL3520-2XB01-5AA0 | G115D WM IP65/66 380...480V 1,5kW FSA C2 | 1581.89
6SL3520-2XB01-5AB0 | G115D WM IP65/66 380...480V 1,5kW FSA C2 | 1338.34
6SL3521-0XB01-5AF0 | G115D WM IP65/66 380...480V 1,5kW FSA C2 | 1848.88
6SL3521-0XB03-0AB0 | G115D WM IP65/66 380...480V 3kW FSB C2 | 1796.06
6SL3230-2YH52-1CF0 | G120X IP20 500...690V 200kW FSG C3 | 19445.14
6SL3230-3YC12-1UF0 | G120X IP20 200...240V 1.1kW FSA UF | 1128.99
6SL3520-1XE02-2AF0 | G115D WM IP65/66 380...480V 2,2kW FSB C2 | 1986.66
6SL3520-1XE03-0AB0 | G115D WM IP65/66 380...480V 3kW FSB C2 | 1721.01
6SL3521-0XB07-5AB0 | G115D WM IP65/66 380...480V 7,5kW FSC C2 | 3082.04
6SL3521-0XB41-1AF0 | G115D WM IP65/66 380...480V 1,1kW FSA C2 | 1749.94
6SL3521-0XB41-5AF0 | G115D WM IP65/66 380...480V 1,5kW FSA C2 | 1848.88
6SL3520-2XC01-1AB0 | G115D WM IP65/66 380...480V 1,1kW FSA C2 | 1239.38
6SL3521-1XM00-7AB0 | G115D WM IP65/66 380..480V 0,75kW FSA C2 | 1507
6SL3521-1XM01-1AB0 | G115D WM IP65/66 380...480V 1,1kW FSA C2 | 1605.93
6SL3520-2XC01-5AF0 | G115D WM IP65/66 380...480V 1,5kW FSA C2 | 1779.01
6SL3521-3XM00-3AF0 | G115D WM IP65/66 380..480V 0,37kW FSA C2 | 2075.4
6SL3521-3XM00-5AB0 | G115D WM IP65/66 380..480V 0,55kW FSA C2 | 1649.94
6SL3521-1XM01-5AA0 | G115D WM IP65/66 380...480V 1,5kW FSA C2 | 1948.44
6SL3520-1XC02-2AA0 | G115D WM IP65/66 380...480V 2,2kW FSB C2 | 1727.72
6SL3520-2XA63-0AA0 | G115D WM IP65/66 380...480V 3kW FSB C2 | 1808.28
6SL3520-2XA63-0AF0 | G115D WM IP65/66 380...480V 3kW FSB C2 | 2005.41
6SL3230-2YH48-1CF0 | G120X IP20 500...690V 132kW FSF C3 | 15171
6SL3521-0XA67-5AA0 | G115D WM IP65/66 380...480V 7,5kW FSC C2 | 3164.12
6SL3521-0XB00-5AF0 | G115D WM IP65/66 380..480V 0,55kW FSA C2 | 1620.54
6SL3520-2XA64-0AB0 | G115D WM IP65/66 380...480V 4kW FSB C2 | 1846.34
6SL3520-1XD02-2AF0 | G115D WM IP65/66 380...480V 2,2kW FSB C2 | 1924.84
6SL3520-1XD03-0AB0 | G115D WM IP65/66 380...480V 3kW FSB C2 | 1659.21
6SL3520-1XD03-0AF0 | G115D WM IP65/66 380...480V 3kW FSB C2 | 2099.91
6SL3520-2XB07-5AA0 | G115D WM IP65/66 380...480V 7,5kW FSC C2 | 3255.74
6SL3520-1XE00-3AB0 | G115D WM IP65/66 380..480V 0,37kW FSA C2 | 1089.58
6SL3520-1XE00-5AA0 | G115D WM IP65/66 380..480V 0,55kW FSA C2 | 1348.37
6SL3520-1XE00-5AB0 | G115D WM IP65/66 380..480V 0,55kW FSA C2 | 1104.8
6SL3520-1XE00-7AF0 | G115D WM IP65/66 380..480V 0,75kW FSA C2 | 1575.94
6SL3520-2XC00-3AA0 | G115D WM IP65/66 380..480V 0,37kW FSA C2 | 1338.34
6SL3520-2XC00-5AA0 | G115D WM IP65/66 380..480V 0,55kW FSA C2 | 1353.55
6SL3520-2XC00-5AB0 | G115D WM IP65/66 380..480V 0,55kW FSA C2 | 1110
6SL3520-1XE03-0AF0 | G115D WM IP65/66 380...480V 3kW FSB C2 | 2161.69
6SL3521-0XB45-5AF0 | G115D WM IP65/66 380...480V 5,5kW FSC C2 | 2959.5
6SL3520-1XE44-0AB0 | G115D WM IP65/66 380...480V 4kW FSB C2 | 2002.6
6SL3521-3XL03-0AA0 | G115D WM IP65/66 380...480V 3kW FSB C2 | 2509.71
6SL3521-0XB47-5AF0 | G115D WM IP65/66 380...480V 7,5kW FSC C2 | 3522.73
6SL3521-0XC00-3AA0 | G115D WM IP65/66 380..480V 0,37kW FSA C2 | 1408.19
6SL3520-2XC03-0AA0 | G115D WM IP65/66 380...480V 3kW FSB C2 | 1969.77
6SL3520-2XC03-0AB0 | G115D WM IP65/66 380...480V 3kW FSB C2 | 1726.2
6SL3521-1XM04-0AA0 | G115D WM IP65/66 380...480V 4kW FSB C2 | 2617.92
6SL3521-1XN00-7AB0 | G115D WM IP65/66 380..480V 0,75kW FSA C2 | 1539.53
6SL3521-0XC03-0AA0 | G115D WM IP65/66 380...480V 3kW FSB C2 | 2039.62
6SL3521-0XD00-3AA0 | G115D WM IP65/66 380..480V 0,37kW FSA C2 | 1408.19
6SL3521-2XA00-7AB0 | G115D WM IP65/66 380..480V 0,75kW FSA C2 | 1161.34
6SL3521-3XN00-3AA0 | G115D WM IP65/66 380..480V 0,37kW FSA C2 | 1910.82
6SL3521-3XN00-5AA0 | G115D WM IP65/66 380..480V 0,55kW FSA C2 | 1926.03
6SL3521-3XN00-5AB0 | G115D WM IP65/66 380..480V 0,55kW FSA C2 | 1682.49
6SL3521-3XN05-5AB0 | G115D WM IP65/66 380...480V 5,5kW FSC C2 | 3021.44
6SL3521-3XN07-5AF0 | G115D WM IP65/66 380...480V 7,5kW FSC C2 | 4025.35
6SL3520-2XE01-1AB0 | G115D WM IP65/66 380...480V 1,1kW FSA C2 | 1301.19
6SL3520-2XE02-2AB0 | G115D WM IP65/66 380...480V 2,2kW FSB C2 | 1612.96
6SL3520-2XE45-5AB0 | G115D WM IP65/66 380...480V 5,5kW FSC C2 | 2510.75
6SL3520-2XH00-3AB0 | G115D WM IP65/66 380..480V 0,37kW FSA C2 | 1085.53
6SL3520-2XH00-7AB0 | G115D WM IP65/66 380..480V 0,75kW FSA C2 | 1131.2
6SL3521-0XE41-1AF0 | G115D WM IP65/66 380...480V 1,1kW FSA C2 | 1811.72
6SL3520-2XH21-1AA0 | G115D WM IP65/66 380...480V 1,1kW FSA C2 | 1473.71
6SL3520-2XH21-5AA0 | G115D WM IP65/66 380...480V 1,5kW FSA C2 | 1572.65
6SL3520-2XH22-2AA0 | G115D WM IP65/66 380...480V 2,2kW FSB C2 | 1785.45
6SL3520-2XH23-0AF0 | G115D WM IP65/66 380...480V 3kW FSB C2 | 2157.64
6SL3521-0XH60-3AA0 | G115D WM IP65/66 380..480V 0,37kW FSA C2 | 1459.87
6SL3521-0XH60-5AF0 | G115D WM IP65/66 380..480V 0,55kW FSA C2 | 1672.21
6SL3521-0XH60-7AA0 | G115D WM IP65/66 380..480V 0,75kW FSA C2 | 1505.53
6SL3521-0XH61-1AA0 | G115D WM IP65/66 380...480V 1,1kW FSA C2 | 1604.47
6SL3521-0XH61-1AF0 | G115D WM IP65/66 380...480V 1,1kW FSA C2 | 1801.59
6SL3230-2YH44-0CP0 | G120X IP20 500...690V 90kW FSF C3 | 11935.08
6SL3230-2YH44-0UB0 | G120X IP20 500...690V 90kW FSF UF | 11246.49
6SL3230-2YH44-1UB0 | G120X IP20 500...690V 90kW FSF UF | 11358.59
6SL3230-2YH46-1UF0 | G120X IP20 500...690V 110kW FSF UF | 12985.54
6SL3521-0XA65-5AB0 | G115D WM IP65/66 380...480V 5,5kW FSC C2 | 2357.34
6SL3520-1XC02-2AF0 | G115D WM IP65/66 380...480V 2,2kW FSB C2 | 1924.84
6SL3520-1XC04-0AF0 | G115D WM IP65/66 380...480V 4kW FSB C2 | 2381.52
6SL3520-2XB05-5AB0 | G115D WM IP65/66 380...480V 5,5kW FSC C2 | 2448.94
6SL3520-1XD01-5AF0 | G115D WM IP65/66 380...480V 1,5kW FSA C2 | 1712.02
6SL3230-2YH50-0CP0 | G120X IP20 500...690V 160kW FSG C3 | 16835.31
6SL3521-0XB00-7AF0 | G115D WM IP65/66 380..480V 0,75kW FSA C2 | 1651
6SL3520-1XD04-0AF0 | G115D WM IP65/66 380...480V 4kW FSB C2 | 2381.52
6SL3520-1XE00-3AA0 | G115D WM IP65/66 380..480V 0,37kW FSA C2 | 1333.13
6SL3521-0XB05-5AF0 | G115D WM IP65/66 380...480V 5,5kW FSC C2 | 2959.5
6SL3520-2XB41-1AB0 | G115D WM IP65/66 380...480V 1,1kW FSA C2 | 1239.38
6SL3521-0XB42-2AF0 | G115D WM IP65/66 380...480V 2,2kW FSB C2 | 2061.71
6SL3230-3YC14-0UP0 | G120X IP20 200...240V 1.5kW FSA UF | 1078.88
6SL3520-1XE07-5AA0 | G115D WM IP65/66 380...480V 7,5kW FSC C2 | 3250.55
6SL3520-2XC00-7AB0 | G115D WM IP65/66 380..480V 0,75kW FSA C2 | 1140.45
6SL3520-2XC02-2AA0 | G115D WM IP65/66 380...480V 2,2kW FSB C2 | 1794.72
6SL3520-1XE41-1AF0 | G115D WM IP65/66 380...480V 1,1kW FSA C2 | 1674.89
6SL3521-3XL04-0AB0 | G115D WM IP65/66 380...480V 4kW FSB C2 | 2547.75
6SL3521-1XM03-0AA0 | G115D WM IP65/66 380...480V 3kW FSB C2 | 2336.32
6SL3521-0XC01-1AB0 | G115D WM IP65/66 380...480V 1,1kW FSA C2 | 1309.25
6SL3520-2XC03-0AF0 | G115D WM IP65/66 380...480V 3kW FSB C2 | 2166.91
6SL3521-1XN02-2AA0 | G115D WM IP65/66 380...480V 2,2kW FSB C2 | 2193.81
6SL3521-1XN04-0AA0 | G115D WM IP65/66 380...480V 4kW FSB C2 | 2650.45
6SL3520-2XD01-1AF0 | G115D WM IP65/66 380...480V 1,1kW FSA C2 | 1680.07
6SL3520-2XD02-2AA0 | G115D WM IP65/66 380...480V 2,2kW FSB C2 | 1794.72
6SL3520-2XD02-2AF0 | G115D WM IP65/66 380...480V 2,2kW FSB C2 | 1991.84
6SL3521-0XD00-5AA0 | G115D WM IP65/66 380..480V 0,55kW FSA C2 | 1423.42
6SL3521-2XA20-7AA0 | G115D WM IP65/66 380..480V 0,75kW FSA C2 | 1404.91
6SL3521-2XA21-1AF0 | G115D WM IP65/66 380...480V 1,1kW FSA C2 | 1701
6SL3521-0XD01-1AA0 | G115D WM IP65/66 380...480V 1,1kW FSA C2 | 1552.82
6SL3521-0XD02-2AA0 | G115D WM IP65/66 380...480V 2,2kW FSB C2 | 1864.59
6SL3521-3XN00-5AF0 | G115D WM IP65/66 380..480V 0,55kW FSA C2 | 2123.16
6SL3521-0XE00-7AA0 | G115D WM IP65/66 380..480V 0,75kW FSA C2 | 1515.65
6SL3521-3XN05-5AA0 | G115D WM IP65/66 380...480V 5,5kW FSC C2 | 3264.98
6SL3520-2XE02-2AF0 | G115D WM IP65/66 380...480V 2,2kW FSB C2 | 2053.64
6SL3520-2XE04-0AF0 | G115D WM IP65/66 380...480V 4kW FSB C2 | 2510.3
6SL3520-2XE40-3AF0 | G115D WM IP65/66 380..480V 0,37kW FSA C2 | 1597.26
6SL3520-2XE43-0AB0 | G115D WM IP65/66 380...480V 3kW FSB C2 | 1788.01
6SL3521-0XE40-5AF0 | G115D WM IP65/66 380..480V 0,55kW FSA C2 | 1682.34
6SL3521-2XA60-5AB0 | G115D WM IP65/66 380..480V 0,55kW FSA C2 | 1191.78
6SL3521-0XE43-0AB0 | G115D WM IP65/66 380...480V 3kW FSB C2 | 1857.86
6SL3520-2XH07-5AB0 | G115D WM IP65/66 380...480V 7,5kW FSC C2 | 3002.93
6SL3521-2XA67-5AB0 | G115D WM IP65/66 380...480V 7,5kW FSC C2 | 3093.96
6SL3520-2XH24-0AF0 | G115D WM IP65/66 380...480V 4kW FSB C2 | 2439.26
6SL3521-2XB00-5AF0 | G115D WM IP65/66 380..480V 0,55kW FSA C2 | 1793.94
6SL3520-2XH62-2AA0 | G115D WM IP65/66 380...480V 2,2kW FSB C2 | 1846.37
6SL3521-0XH27-5AA0 | G115D WM IP65/66 380...480V 7,5kW FSC C2 | 3316.35
6SL3520-2XH63-0AB0 | G115D WM IP65/66 380...480V 3kW FSB C2 | 1777.86
6SL3725-1TG35-8AA3 | S120 CM, MOMO 690V/575A/560KW LC | 66137.93
6SL3521-3XE03-0AB0 | G115D WM IP65/66 380...480V 3kW FSB C2 | 2137.65
6SL3521-3XE45-5AF0 | G115D WM IP65/66 380...480V 5,5kW FSC C2 | 3301.09
6SL3521-3XH02-2AB0 | G115D WM IP65/66 380...480V 2,2kW FSB C2 | 1891.55
6XV1878-5SH20 | IE TP Cord M12-90/RJ45-180 (4x2, 2 m) | 108.18
6SL3705-0RE24-8AA5 | S120 CM, HEM 48KW, 380-415V CU320 | 47658.2
6SL3521-3XH65-5AB0 | G115D WM IP65/66 380...480V 5,5kW FSC C2 | 2850.26
6SL3521-3XK00-3AB0 | G115D WM IP65/66 380..480V 0,37kW FSA C2 | 1634.73
6SL3521-3XK07-5AA0 | G115D WM IP65/66 380...480V 7,5kW FSC C2 | 3795.7
7ME3410-2DC02-8ER5 | SITRANS FUE380 | 4802.25
7ME3410-2HC32-6ER6 | SITRANS FUE380 | 5509.06
6SL3735-7TE38-4LA3 | S120 CM, ALCM 480V/840A/500KW LC | 107960.44
6SL3521-3XL01-5AA0 | G115D WM IP65/66 380...480V 1,5kW FSA C2 | 2121.85
7ME3411-3LC01-5ER2 | SITRANS FUE380 | 11128.83
7ME3410-1VC32-3UR2 | SITRANS FUE380 | 4940.93
6SL3521-3XL00-3AA0 | G115D WM IP65/66 380..480V 0,37kW FSA C2 | 1878.28
7ME3410-3MC22-5UR2 | SITRANS FUE380 | 12412.71
7ME3411-1QC31-3ER2 | SITRANS FUE380 | 3861.71
7ME3411-2UC31-4ER2 | SITRANS FUE380 | 8487.26
7ME3411-4GC01-6ER2 | SITRANS FUE380 | 14476.09
7ME3411-5UC01-6ER2 | SITRANS FUE380 | 30228.22
7ME3480-4AB00-2BK0 | SITRANS FUE950 calculator | 503.27
7ME6110-1HA20-2KA1 | SITRANS F M MAGFLO MAG 1100 | 2871.77
7ME6110-1RA20-2AA1 | SITRANS F M MAGFLO MAG 1100 | 1353.77
7ME6140-1VA10-1AA1 | SITRANS F M MAG 1100 FOOD | 1487.15
7ME6140-2DA22-2AA1 | SITRANS F M MAG 1100 FOOD | 1392.79
7ME6140-3FM10-1AA1 | SITRANS F M MAG 1100 FOOD | 2874.49
7ME6310-2DF13-5AA1 | SITRANS F M MAG 3100 | 2119.57
7LF6310 | Stairwell light timer, 230V | 42.2
7MB2001-0FA00-1DA1 | OXYMAT 61 | 13091.42
7MB2041-1DA17-1AA1 | OXYMAT 64, 19" Rack version | 24441.51
7ME6320-4BC13-1AA3 | SITRANS F M MAG 3100 HT | 3155.76
7ME6340-2RF13-2AA1 | MAG 3100 P (Process industry) | 1704.01
7ME6340-3TC17-2AA1 | MAG 3100 P (Process industry) | 2179.45
7MF8010-1DQ31-1BD1 | SITRANS P TRANSMITTER COMPACT | 696.34
7ME6520-2RF12-2AA1 | SITRANS F M MAG 5100 W | 1139.63
7ME6520-3FC12-2LA1 | SITRANS F M MAG 5100 W | 2513.36
7ME6520-4BC12-2JF1 | SITRANS F M MAG 5100 W | 3453.38
7ME6520-4PB13-2LA1 | SITRANS F M MAG 5100 W | 3177.54
7ME6520-6PC12-2AA1 | SITRANS F M MAG 5100 W | 7897.58
7ME6520-6YB13-2AA1 | SITRANS F M MAG 5100 W | 9106.16
7ME6810-2RF31-1AS1 | SITRANS F M MAG 8000 | 4721.93
7ME6810-2YC32-1CA1 | SITRANS F M MAG 8000 | 4326.93
7ME6810-4HC31-1AA0 | SITRANS F M MAG 8000 | 3716.17
7ME6810-4HC31-1CA1 | SITRANS F M MAG 8000 | 4427.2
7MH7177-3AD10-0 | WS300 SPEED SENSOR | 2159.5
7ME6820-2YC00-1BA1 | SITRANS F M MAG 8000 CT | 3989.65
7MF1565-3BE00-1AA1 | Transducer SITRANS P200 for pressure | 250.69
7ML5725-2AG22-3AC0 | SITRANS LPS200, COMPACT | 1290.82
7MF1565-3CB00-2AA1 | Transducer SITRANS P200 for pressure | 244.35
7ML5726-1AA32-1BA2 | Sitrans LPS200, extended with protection | 1016.97
7MF1565-4BG10-5EA1 | Transducer SITRANS P200 for pressure | 250.69
7MF1565-4CD00-5EA1 | Transducer SITRANS P200 for pressure | 250.69
7MF1566-3AB01-1AA1 | Transducer SITRANS P210 for pressure | 662.16
7ML5731-1AA11-1DA0 | SITRANS LVS200 - STANDARD | 876.06
7MF1567-3BG00-6AA1 | Transducer SITRANS P220 for pressure | 250.69
7MF1567-3CA00-1AA1 | Transducer SITRANS P220 for pressure | 250.69
7MF1567-3CD00-1PA1 | Transducer SITRANS P220 for pressure | 315.25
7MF1567-3CE00-6AA3 | Transducer SITRANS P220 for pressure | 250.69
7MF1572-1HA10 | SITRANS LH100 series, level transmitter | 890.04
7ML5745-1BA41-1BA0 | SITRANS LVL100 | 455.98
6SL3521-1XM01-5AB0 | G115D WM IP65/66 380...480V 1,5kW FSA C2 | 1704.88
6SL3521-1XN05-5AF0 | G115D WM IP65/66 380...480V 5,5kW FSC C2 | 3288.72
6SL3521-3XM00-5AF0 | G115D WM IP65/66 380..480V 0,55kW FSA C2 | 2090.64
6SL3521-3XM01-1AF0 | G115D WM IP65/66 380...480V 1,1kW FSA C2 | 2220.03
6SL3520-2XD00-7AF0 | G115D WM IP65/66 380..480V 0,75kW FSA C2 | 1581.13
6SL3521-0XD00-5AB0 | G115D WM IP65/66 380..480V 0,55kW FSA C2 | 1179.85
6SL3521-2XA04-0AB0 | G115D WM IP65/66 380...480V 4kW FSB C2 | 2028.73
6SL3521-2XA20-3AF0 | G115D WM IP65/66 380..480V 0,37kW FSA C2 | 1556.37
6SL3521-2XA20-5AF0 | G115D WM IP65/66 380..480V 0,55kW FSA C2 | 1571.6
6SL3521-3XN00-7AB0 | G115D WM IP65/66 380..480V 0,75kW FSA C2 | 1712.92
6SL3521-3XN01-1AA0 | G115D WM IP65/66 380...480V 1,1kW FSA C2 | 2055.42
6SL3521-3XN01-5AA0 | G115D WM IP65/66 380...480V 1,5kW FSA C2 | 2154.36
6SL3521-3XN01-5AB0 | G115D WM IP65/66 380...480V 1,5kW FSA C2 | 1910.82
6SL3520-2XE40-5AB0 | G115D WM IP65/66 380..480V 0,55kW FSA C2 | 1171.8
6SL3521-2XA24-0AA0 | G115D WM IP65/66 380...480V 4kW FSB C2 | 2272.28
6SL3521-2XA25-5AF0 | G115D WM IP65/66 380...480V 5,5kW FSC C2 | 2910.55
6SL3520-2XE40-7AF0 | G115D WM IP65/66 380..480V 0,75kW FSA C2 | 1642.94
6SL3521-0XE45-5AF0 | G115D WM IP65/66 380...480V 5,5kW FSC C2 | 3021.29
6SL3521-0XH00-5AB0 | G115D WM IP65/66 380..480V 0,55kW FSA C2 | 1170.61
6SL3521-0XH04-0AB0 | G115D WM IP65/66 380...480V 4kW FSB C2 | 2068.42
6SL3521-0XH20-7AA0 | G115D WM IP65/66 380..480V 0,75kW FSA C2 | 1444.6
6SL3521-0XH20-7AF0 | G115D WM IP65/66 380..480V 0,75kW FSA C2 | 1641.76
6SL3520-2XH27-5AF0 | G115D WM IP65/66 380...480V 7,5kW FSC C2 | 3443.63
6SL3520-2XH60-5AB0 | G115D WM IP65/66 380..480V 0,55kW FSA C2 | 1161.67
6SL3521-2XB01-1AA0 | G115D WM IP65/66 380...480V 1,1kW FSA C2 | 1726.2
6SL3521-2XB02-2AA0 | G115D WM IP65/66 380...480V 2,2kW FSB C2 | 2037.97
6SL3521-2XB04-0AA0 | G115D WM IP65/66 380...480V 4kW FSB C2 | 2494.64
6SL3521-0XH62-2AA0 | G115D WM IP65/66 380...480V 2,2kW FSB C2 | 1916.24
6SL3521-0XH63-0AF0 | G115D WM IP65/66 380...480V 3kW FSB C2 | 2288.42
6SL3521-2XB07-5AF0 | G115D WM IP65/66 380...480V 7,5kW FSC C2 | 3696.13
6SL3521-2XC00-3AF0 | G115D WM IP65/66 380..480V 0,37kW FSA C2 | 1778.72
6SL3521-2XC01-1AF0 | G115D WM IP65/66 380...480V 1,1kW FSA C2 | 1923.34
6SL3520-2XK01-5AA0 | G115D WM IP65/66 380...480V 1,5kW FSA C2 | 1772.18
6SL3520-2XK01-5AB0 | G115D WM IP65/66 380...480V 1,5kW FSA C2 | 1528.64
6SL3520-2XM00-5AA0 | G115D WM IP65/66 380..480V 0,55kW FSA C2 | 1543.85
6SL3521-0XK04-0AF0 | G115D WM IP65/66 380...480V 4kW FSB C2 | 2708.65
6SL3521-0XL00-3AA0 | G115D WM IP65/66 380..480V 0,37kW FSA C2 | 1598.47
6SL3550-0XA21-5AF0 | G115D MM IP65/66 380...480V 1,5kW FSA C2 | 1388.35
6SL3550-0XA40-7AF0 | G115D MM IP65/66 380..480V 0,75kW FSA C2 | 1276.43
6SL3521-0XL01-5AB0 | G115D WM IP65/66 380...480V 1,5kW FSA C2 | 1598.47
6SL3521-0XL04-0AF0 | G115D WM IP65/66 380...480V 4kW FSB C2 | 2708.65
6SL3520-2XN01-5AA0 | G115D WM IP65/66 380...480V 1,5kW FSA C2 | 1804.72
6SL3521-2XD00-7AA0 | G115D WM IP65/66 380..480V 0,75kW FSA C2 | 1627.25
6SL3521-2XD01-1AA0 | G115D WM IP65/66 380...480V 1,1kW FSA C2 | 1726.2
6SL3521-2XD01-5AA0 | G115D WM IP65/66 380...480V 1,5kW FSA C2 | 1825.14
6SL3550-0XA80-3AB0 | G115D MM IP65/66 380..480V 0,37kW FSA C2 | 851.83
6SL3521-2XE00-5AF0 | G115D WM IP65/66 380..480V 0,55kW FSA C2 | 1855.74
6SL3521-2XE01-1AB0 | G115D WM IP65/66 380...480V 1,1kW FSA C2 | 1544.44
6SL3550-0XA80-5AB0 | G115D MM IP65/66 380..480V 0,55kW FSA C2 | 874.22
6SL3550-0XA80-5AF0 | G115D MM IP65/66 380..480V 0,55kW FSA C2 | 1314.92
6SL3520-3XA00-7AB0 | G115D WM IP65/66 380..480V 0,75kW FSA C2 | 1024.51
6SL3521-2XB03-0AA0 | G115D WM IP65/66 380...480V 3kW FSB C2 | 2213.03
6SL3521-2XB40-3AB0 | G115D WM IP65/66 380..480V 0,37kW FSA C2 | 1338.03
6SL3521-0XH67-5AB0 | G115D WM IP65/66 380...480V 7,5kW FSC C2 | 3133.69
6SL3521-2XB45-5AB0 | G115D WM IP65/66 380...480V 5,5kW FSC C2 | 2692.22
6SL3521-2XB47-5AF0 | G115D WM IP65/66 380...480V 7,5kW FSC C2 | 3696.13
6SL3520-2XK02-2AF0 | G115D WM IP65/66 380...480V 2,2kW FSB C2 | 2182.14
6SL3521-0XK00-7AB0 | G115D WM IP65/66 380..480V 0,75kW FSA C2 | 1400.59
6SL3520-2XK05-5AF0 | G115D WM IP65/66 380...480V 5,5kW FSC C2 | 3079.93
6SL3520-2XL02-2AA0 | G115D WM IP65/66 380...480V 2,2kW FSB C2 | 1985
6SL3520-2XM00-7AA0 | G115D WM IP65/66 380..480V 0,75kW FSA C2 | 1574.29
6SL3521-0XL00-5AA0 | G115D WM IP65/66 380..480V 0,55kW FSA C2 | 1613.71
6SL3521-0XL01-5AA0 | G115D WM IP65/66 380...480V 1,5kW FSA C2 | 1842.04
6SL3550-0XA20-7AF0 | G115D MM IP65/66 380..480V 0,75kW FSA C2 | 1276.43
6SL3550-0XA41-1AF0 | G115D MM IP65/66 380...480V 1,1kW FSA C2 | 1313.73
6SL3520-2XM02-2AA0 | G115D WM IP65/66 380...480V 2,2kW FSB C2 | 1985
6SL3521-0XM00-7AA0 | G115D WM IP65/66 380..480V 0,75kW FSA C2 | 1644.16
6SL3550-0XA60-3AF0 | G115D MM IP65/66 380..480V 0,37kW FSA C2 | 1292.54
6SL3521-2XD02-2AA0 | G115D WM IP65/66 380...480V 2,2kW FSB C2 | 2037.97
6SL3550-0XA60-7AB0 | G115D MM IP65/66 380..480V 0,75kW FSA C2 | 896.61
6SL3521-2XE00-3AF0 | G115D WM IP65/66 380..480V 0,37kW FSA C2 | 1840.5
6SL3550-0XA80-7AF0 | G115D MM IP65/66 380..480V 0,75kW FSA C2 | 1337.28
6SL3520-2XN01-5AB0 | G115D WM IP65/66 380...480V 1,5kW FSA C2 | 1561.15
6SL3521-2XE04-0AB0 | G115D WM IP65/66 380...480V 4kW FSB C2 | 2312.86
6SL3550-0XB00-3AB0 | G115D MM IP65/66 380..480V 0,37kW FSA C2 | 923.78
6SL3521-2XE07-5AA0 | G115D WM IP65/66 380...480V 7,5kW FSC C2 | 3560.8
6SL3550-0XB01-5AB0 | G115D MM IP65/66 380...480V 1,5kW FSA C2 | 1080.49
6SL3550-0XD01-5AB0 | G115D MM IP65/66 380...480V 1,5kW FSA C2 | 1080.49
6SL3520-3XB40-5AB0 | G115D WM IP65/66 380..480V 0,55kW FSA C2 | 1216.4
6SL3550-0XD20-7AF0 | G115D MM IP65/66 380..480V 0,75kW FSA C2 | 1409.24
6SL3550-0XD24-0AB0 | G115D MM IP65/66 380...480V 4kW FSB C2 | 1774.44
6SL3521-2XK00-7AF0 | G115D WM IP65/66 380..480V 0,75kW FSA C2 | 2014.68
6SL3521-1XB04-0AA0 | G115D WM IP65/66 380...480V 4kW FSB C2 | 2427.64
6SL3520-3XB45-5AB0 | G115D WM IP65/66 380...480V 5,5kW FSC C2 | 2555.35
6SL3521-1XC01-1AF0 | G115D WM IP65/66 380...480V 1,1kW FSA C2 | 1856.34
6SL3520-3XC03-0AB0 | G115D WM IP65/66 380...480V 3kW FSB C2 | 1832.61
6SL3521-1XC03-0AA0 | G115D WM IP65/66 380...480V 3kW FSB C2 | 2146.03
6SL3521-1XD00-7AB0 | G115D WM IP65/66 380..480V 0,75kW FSA C2 | 1316.72
6SL3550-0XE40-3AB0 | G115D MM IP65/66 380..480V 0,37kW FSA C2 | 985.58
6SL3520-3XD00-7AF0 | G115D WM IP65/66 380..480V 0,75kW FSA C2 | 1687.54
6SL3521-1XE00-7AA0 | G115D WM IP65/66 380..480V 0,75kW FSA C2 | 1622.07
6SL3521-2XK04-0AF0 | G115D WM IP65/66 380...480V 4kW FSB C2 | 2882.05
6SL3520-3XE00-3AB0 | G115D WM IP65/66 380..480V 0,37kW FSA C2 | 1262.98
6SL3521-2XK05-5AF0 | G115D WM IP65/66 380...480V 5,5kW FSC C2 | 3323.18
6SL3521-1XE01-1AA0 | G115D WM IP65/66 380...480V 1,1kW FSA C2 | 1721.01
6SL3521-1XE02-2AA0 | G115D WM IP65/66 380...480V 2,2kW FSB C2 | 2032.78
6SL3520-3XE01-1AF0 | G115D WM IP65/66 380...480V 1,1kW FSA C2 | 1848.27
6SL3550-0XH10-5AB0 | G115D MM IP65/66 380..480V 0,55kW FSA C2 | 1022.27
6SL3550-0XH11-1AB0 | G115D MM IP65/66 380...480V 1,1kW FSA C2 | 1081.96
6SL3550-0XH40-3AA0 | G115D MM IP65/66 380..480V 0,37kW FSA C2 | 1238.67
6SL3521-2XL01-5AB0 | G115D WM IP65/66 380...480V 1,5kW FSA C2 | 1771.88
6SL3520-3XE05-5AF0 | G115D WM IP65/66 380...480V 5,5kW FSC C2 | 3057.84
6SL3521-0XK00-5AA0 | G115D WM IP65/66 380..480V 0,55kW FSA C2 | 1613.71
6SL3521-2XB40-7AB0 | G115D WM IP65/66 380..480V 0,75kW FSA C2 | 1383.72
6SL3521-2XB41-5AB0 | G115D WM IP65/66 380...480V 1,5kW FSA C2 | 1581.6
6SL3520-2XK00-5AF0 | G115D WM IP65/66 380..480V 0,55kW FSA C2 | 1740.98
6SL3521-0XK01-1AB0 | G115D WM IP65/66 380...480V 1,1kW FSA C2 | 1499.53
6SL3521-0XK01-5AB0 | G115D WM IP65/66 380...480V 1,5kW FSA C2 | 1598.47
6SL3521-0XK01-5AF0 | G115D WM IP65/66 380...480V 1,5kW FSA C2 | 2039.18
6SL3521-0XK03-0AF0 | G115D WM IP65/66 380...480V 3kW FSB C2 | 2427.04
6SL3520-2XM01-1AA0 | G115D WM IP65/66 380...480V 1,1kW FSA C2 | 1673.23
6SL3521-0XL00-5AB0 | G115D WM IP65/66 380..480V 0,55kW FSA C2 | 1370.13
6SL3521-0XL00-5AF0 | G115D WM IP65/66 380..480V 0,55kW FSA C2 | 1810.84
6SL3550-0XA00-5AB0 | G115D MM IP65/66 380..480V 0,55kW FSA C2 | 813.35
6SL3521-0XM00-3AF0 | G115D WM IP65/66 380..480V 0,37kW FSA C2 | 1795.61
6SL3520-2XN00-3AB0 | G115D WM IP65/66 380..480V 0,37kW FSA C2 | 1317.59
6SL3520-2XN00-3AF0 | G115D WM IP65/66 380..480V 0,37kW FSA C2 | 1758.27
6SL3550-0XA61-1AF0 | G115D MM IP65/66 380...480V 1,1kW FSA C2 | 1374.61
6SL3521-2XD03-0AB0 | G115D WM IP65/66 380...480V 3kW FSB C2 | 1969.46
6SL3521-2XD04-0AF0 | G115D WM IP65/66 380...480V 4kW FSB C2 | 2691.78
6SL3521-0XN00-5AA0 | G115D WM IP65/66 380..480V 0,55kW FSA C2 | 1646.23
6SL3521-0XN00-7AB0 | G115D WM IP65/66 380..480V 0,75kW FSA C2 | 1433.13
6SL3520-2XN07-5AA0 | G115D WM IP65/66 380...480V 7,5kW FSC C2 | 3478.57
6SL3520-2XN07-5AB0 | G115D WM IP65/66 380...480V 7,5kW FSC C2 | 3235
6SL3550-0XB02-2AF0 | G115D MM IP65/66 380...480V 2,2kW FSB C2 | 1737.57
6SL3550-0XD00-7AB0 | G115D MM IP65/66 380..480V 0,75kW FSA C2 | 968.56
6SL3550-0XD01-1AB0 | G115D MM IP65/66 380...480V 1,1kW FSA C2 | 1005.87
6SL3521-1XA64-0AB0 | G115D WM IP65/66 380...480V 4kW FSB C2 | 2022.62
6SL3521-1XA65-5AB0 | G115D WM IP65/66 380...480V 5,5kW FSC C2 | 2463.73
6SL3550-0XD24-0AF0 | G115D MM IP65/66 380...480V 4kW FSB C2 | 2215.14
6SL3550-0XE00-5AF0 | G115D MM IP65/66 380..480V 0,55kW FSA C2 | 1448.64
6SL3550-0XE00-7AB0 | G115D MM IP65/66 380..480V 0,75kW FSA C2 | 1030.33
6SL3550-0XE01-5AB0 | G115D MM IP65/66 380...480V 1,5kW FSA C2 | 1142.27
6SL3521-2XK02-2AF0 | G115D WM IP65/66 380...480V 2,2kW FSB C2 | 2425.39
6SL3520-3XC00-3AA0 | G115D WM IP65/66 380..480V 0,37kW FSA C2 | 1444.73
6SL3520-3XC01-1AA0 | G115D WM IP65/66 380...480V 1,1kW FSA C2 | 1589.36
6SL3520-3XC02-2AB0 | G115D WM IP65/66 380...480V 2,2kW FSB C2 | 1657.56
6SL3521-1XD01-1AB0 | G115D WM IP65/66 380...480V 1,1kW FSA C2 | 1415.66
6SL3521-1XD04-0AB0 | G115D WM IP65/66 380...480V 4kW FSB C2 | 2184.09
6SL3520-3XD01-1AA0 | G115D WM IP65/66 380...480V 1,1kW FSA C2 | 1589.36
6SL3520-3XD01-5AA0 | G115D WM IP65/66 380...480V 1,5kW FSA C2 | 1688.31
6SL3520-3XD01-5AB0 | G115D WM IP65/66 380...480V 1,5kW FSA C2 | 1444.73
6SL3520-3XE00-3AA0 | G115D WM IP65/66 380..480V 0,37kW FSA C2 | 1506.55
6SL3521-1XE05-5AA0 | G115D WM IP65/66 380...480V 5,5kW FSC C2 | 2930.57
6SL3550-0XE61-5AF0 | G115D MM IP65/66 380...480V 1,5kW FSA C2 | 1582.96
6SL3550-0XH04-0AB0 | G115D MM IP65/66 380...480V 4kW FSB C2 | 1850.55
6SL3521-1XE40-5AF0 | G115D WM IP65/66 380..480V 0,55kW FSA C2 | 1788.75
6SL3520-3XE02-2AB0 | G115D WM IP65/66 380...480V 2,2kW FSB C2 | 1719.34
6SL3520-3XE04-0AA0 | G115D WM IP65/66 380...480V 4kW FSB C2 | 2419.57
6SL3520-3XE04-0AB0 | G115D WM IP65/66 380...480V 4kW FSB C2 | 2176.01
6SL3520-3XE04-0AF0 | G115D WM IP65/66 380...480V 4kW FSB C2 | 2616.69
6SL3550-0XH42-2AF0 | G115D MM IP65/66 380...480V 2,2kW FSB C2 | 1813.66
6SL3550-0XH60-3AA0 | G115D MM IP65/66 380..480V 0,37kW FSA C2 | 1303.75
7ML5746-2AA00-1AA0 | SITRANS LVL200, STANDARD | 933.22
7NG0410-0BA00-0NA0 | Sitrans TH420 Temperature transmitter | 523.4
7MH5107-4GV01 | SIWAREX WL230 SB-S SA 2t C4 Ex | 624.01
7ML1115-3BA30 | ECHOMAX XPS-10 TRANSDUCER | 631.51
7ML1118-4BA30 | ECHOMAX XPS-15 TRANSDUCER | 983.57
7MH5705-4AJ10 | Eye bolt WL250 ST-S SA 1t | 32.9
7MH5722-5NA10 | Silo mounting unit WL290 45t | 1841.72
7ML5050-0AA12-1DA0 | Sitrans LUT400 | 1329.26
7ML5440-0GA00-0AB2 | SITRANS LR560 | 4425.49
7ML5440-0HB00-0AA1 | SITRANS LR560 | 4095.8
7ML5610-0AD10 | Pointek CLS 100 - Plastic Version | 390.84
7ML5630-3BC10-0JB0 | CLS200,STANDARD,ROD VERSN,THREAD/FLANGE | 1429.08
7ML5725-1AC12-1AC0 | SITRANS LPS200, COMPACT | 684.62
8MF1111-0AA00-0DX3 | SIVACON 1800mm x 400mm x 400mm | 2396.25
8MF1111-0AA00-0EA7 | SIVACON 2000mm x 600mm x 500mm | 2568.43
8MF1111-0AA00-0EC4 | SIVACON 2200mm x 1200mm x 600mm | 3974.62
8MF1111-0AA00-0ED1 | SIVACON 2000mm x 1000mm x 500mm | 4419.43
6SL3230-2YE44-0UB0 | G120X IP20 380...480V 90kW FSF UF | 9854.72
6SL3230-2YE46-0AB0 | G120X IP20 380...480V 110kW FSF C2 | 12099.18
6SL3520-0XH63-0AA0 | G115D WM IP65/66 380...480V 3kW FSB C2 | 1848.02
6SL3520-0XH65-5AB0 | G115D WM IP65/66 380...480V 5,5kW FSC C2 | 2327.21
6SL3230-2YE48-0AF0 | G120X IP20 380...480V 132kW FSF C2 | 13673.1
6SL3230-2YE48-1AB0 | G120X IP20 380...480V 132kW FSF C2 | 13648.33
6SL3230-1YE42-0AB0 | G120X IP20 380...480V 75kW FSF C2 | 9012.46
6SL3230-1YE44-0AB0 | G120X IP20 380...480V 90kW FSF C2 | 10676.91
6SL3230-1YE44-1AP0 | G120X IP20 380...480V 90kW FSF C2 | 10920.91
6SL3520-0XH67-5AB0 | G115D WM IP65/66 380...480V 7,5kW FSC C2 | 2890.44
6SL3230-1YE48-0AF0 | G120X IP20 380...480V 132kW FSF C2 | 13620.33
6SL3520-0XK01-1AA0 | G115D WM IP65/66 380...480V 1,1kW FSA C2 | 1499.84
6SL3520-1XH21-1AA0 | G115D WM IP65/66 380...480V 1,1kW FSA C2 | 1406.71
6SL3520-0XL00-5AF0 | G115D WM IP65/66 380..480V 0,55kW FSA C2 | 1567.58
6SL3520-0XL01-1AB0 | G115D WM IP65/66 380...480V 1,1kW FSA C2 | 1256.28
6SL3230-1YE50-0CB0 | G120X IP20 380...480V 160kW FSG C3 | 14556.95
6SL3230-2YH20-0UB0 | G120X IP20 500...690V 4kW FSD UF | 1595.04
6SL3520-0XM00-7AB0 | G115D WM IP65/66 380..480V 0,75kW FSA C2 | 1157.34
6SL3520-0XM02-2AF0 | G115D WM IP65/66 380...480V 2,2kW FSB C2 | 2008.73
6SL3230-2YH20-1UB0 | G120X IP20 500...690V 4kW FSD UF | 1707.15
6SL3230-2YH20-1UP0 | G120X IP20 500...690V 4kW FSD UF | 1839.03
6SL3520-0XM04-0AB0 | G115D WM IP65/66 380...480V 4kW FSB C2 | 2024.71
6SL3520-1XK00-5AF0 | G115D WM IP65/66 380..480V 0,55kW FSA C2 | 1673.98
6SL3520-0XN01-1AB0 | G115D WM IP65/66 380...480V 1,1kW FSA C2 | 1288.79
6SL3230-2YH24-1AP0 | G120X IP20 500...690V 7.5kW FSD C2 | 2388.78
6SL3520-0XN05-5AA0 | G115D WM IP65/66 380...480V 5,5kW FSC C2 | 2741.92
6SL3520-1XL00-3AF0 | G115D WM IP65/66 380..480V 0,37kW FSA C2 | 1658.76
6SL3520-1XL00-5AB0 | G115D WM IP65/66 380..480V 0,55kW FSA C2 | 1233.3
6SL3520-3XK00-7AA0 | G115D WM IP65/66 380..480V 0,75kW FSA C2 | 1680.7
6SL3520-3XK01-1AB0 | G115D WM IP65/66 380...480V 1,1kW FSA C2 | 1536.08
6SL3520-1XL04-0AA0 | G115D WM IP65/66 380...480V 4kW FSB C2 | 2374.66
6SL3520-1XL04-0AF0 | G115D WM IP65/66 380...480V 4kW FSB C2 | 2571.78
6SL3520-3XK04-0AA0 | G115D WM IP65/66 380...480V 4kW FSB C2 | 2548.07
6SL3520-1XA07-5AB0 | G115D WM IP65/66 380...480V 7,5kW FSC C2 | 2722.83
6SL3520-3XL01-5AB0 | G115D WM IP65/66 380...480V 1,5kW FSA C2 | 1635.02
6SL3520-1XM02-2AA0 | G115D WM IP65/66 380...480V 2,2kW FSB C2 | 1918.02
6SL3520-3XM02-2AF0 | G115D WM IP65/66 380...480V 2,2kW FSB C2 | 2288.52
6SL3230-2YH28-0UP0 | G120X IP20 500...690V 15kW FSD UF | 3039.69
6SL3520-3XA21-1AA0 | G115D WM IP65/66 380...480V 1,1kW FSA C2 | 1366.99
6SL3550-0XB00-7AB0 | G115D MM IP65/66 380..480V 0,75kW FSA C2 | 968.56
6SL3550-0XB01-1AB0 | G115D MM IP65/66 380...480V 1,1kW FSA C2 | 1005.87
6SL3521-1XA67-5AB0 | G115D WM IP65/66 380...480V 7,5kW FSC C2 | 3026.97
6SL3521-1XB00-5AF0 | G115D WM IP65/66 380..480V 0,55kW FSA C2 | 1726.94
6SL3521-1XB01-5AA0 | G115D WM IP65/66 380...480V 1,5kW FSA C2 | 1758.16
6SL3521-1XB01-5AB0 | G115D WM IP65/66 380...480V 1,5kW FSA C2 | 1514.6
6SL3520-3XB42-2AB0 | G115D WM IP65/66 380...480V 2,2kW FSB C2 | 1657.56
6SL3520-3XB43-0AF0 | G115D WM IP65/66 380...480V 3kW FSB C2 | 2273.29
6SL3521-1XB42-2AF0 | G115D WM IP65/66 380...480V 2,2kW FSB C2 | 2168.11
6SL3521-1XC00-3AB0 | G115D WM IP65/66 380..480V 0,37kW FSA C2 | 1271.03
6SL3520-3XB44-0AB0 | G115D WM IP65/66 380...480V 4kW FSB C2 | 2114.22
6SL3521-1XD00-5AF0 | G115D WM IP65/66 380..480V 0,55kW FSA C2 | 1726.94
6SL3550-0XE40-7AF0 | G115D MM IP65/66 380..480V 0,75kW FSA C2 | 1471.02
6SL3550-0XE60-5AF0 | G115D MM IP65/66 380..480V 0,55kW FSA C2 | 1448.64
6SL3550-0XE60-7AB0 | G115D MM IP65/66 380..480V 0,75kW FSA C2 | 1030.33
6SL3550-0XE61-1AB0 | G115D MM IP65/66 380...480V 1,1kW FSA C2 | 1067.65
6SL3521-1XE01-5AA0 | G115D WM IP65/66 380...480V 1,5kW FSA C2 | 1819.95
6SL3521-2XK07-5AB0 | G115D WM IP65/66 380...480V 7,5kW FSC C2 | 3445.73
6SL3521-2XL00-3AF0 | G115D WM IP65/66 380..480V 0,37kW FSA C2 | 1969.02
6SL3521-1XE01-5AB0 | G115D WM IP65/66 380...480V 1,5kW FSA C2 | 1576.38
6SL3550-0XH12-2AB0 | G115D MM IP65/66 380...480V 2,2kW FSB C2 | 1372.99
6SL3550-0XH13-0AB0 | G115D MM IP65/66 380...480V 3kW FSB C2 | 1634.14
6SL3550-0XH14-0AB0 | G115D MM IP65/66 380...480V 4kW FSB C2 | 1850.55
6SL3550-0XH20-3AF0 | G115D MM IP65/66 380..480V 0,37kW FSA C2 | 1440.59
6SL3550-0XH20-5AF0 | G115D MM IP65/66 380..480V 0,55kW FSA C2 | 1462.97
6SL3520-3XE40-5AF0 | G115D WM IP65/66 380..480V 0,55kW FSA C2 | 1718.89
6SL3520-3XE41-5AB0 | G115D WM IP65/66 380...480V 1,5kW FSA C2 | 1506.55
6SL3521-1XE47-5AB0 | G115D WM IP65/66 380...480V 7,5kW FSC C2 | 3250.23
6SL3521-1XH00-5AB0 | G115D WM IP65/66 380..480V 0,55kW FSA C2 | 1276.99
6SL3521-1XH07-5AB0 | G115D WM IP65/66 380...480V 7,5kW FSC C2 | 3179.2
6SL3550-0XH60-3AF0 | G115D MM IP65/66 380..480V 0,37kW FSA C2 | 1505.67
6SL3550-0XH60-5AB0 | G115D MM IP65/66 380..480V 0,55kW FSA C2 | 1087.36
6SL3550-0XH60-7AB0 | G115D MM IP65/66 380..480V 0,75kW FSA C2 | 1109.76
6SL3520-3XH24-0AA0 | G115D WM IP65/66 380...480V 4kW FSB C2 | 2348.54
6SL3550-0XH80-5AA0 | G115D MM IP65/66 380..480V 0,55kW FSA C2 | 1326.12
6SL3550-0XH80-7AB0 | G115D MM IP65/66 380..480V 0,75kW FSA C2 | 1109.76
6SL3520-3XH25-5AA0 | G115D WM IP65/66 380...480V 5,5kW FSC C2 | 2789.67
6SL3520-3XH60-3AF0 | G115D WM IP65/66 380..480V 0,37kW FSA C2 | 1693.54
6SL3521-1XH61-5AA0 | G115D WM IP65/66 380...480V 1,5kW FSA C2 | 1809.82
6SL3521-1XH61-5AF0 | G115D WM IP65/66 380...480V 1,5kW FSA C2 | 2006.96
6SL3521-1XH63-0AF0 | G115D WM IP65/66 380...480V 3kW FSB C2 | 2394.82
6SL3521-1XH64-0AA0 | G115D WM IP65/66 380...480V 4kW FSB C2 | 2479.31
6SL3521-1XE41-5AF0 | G115D WM IP65/66 380...480V 1,5kW FSA C2 | 2017.08
6SL3521-1XE42-2AB0 | G115D WM IP65/66 380...480V 2,2kW FSB C2 | 1789.21
6SL3550-0XH20-7AF0 | G115D MM IP65/66 380..480V 0,75kW FSA C2 | 1485.35
6SL3550-0XH21-1AF0 | G115D MM IP65/66 380...480V 1,1kW FSA C2 | 1522.66
6SL3550-0XH60-5AF0 | G115D MM IP65/66 380..480V 0,55kW FSA C2 | 1528.04
6SL3550-0XH60-7AA0 | G115D MM IP65/66 380..480V 0,75kW FSA C2 | 1348.51
6SL3550-0XH60-7AF0 | G115D MM IP65/66 380..480V 0,75kW FSA C2 | 1550.43
6SL3550-0XH61-1AF0 | G115D MM IP65/66 380...480V 1,1kW FSA C2 | 1587.76
6SL3520-3XE07-5AB0 | G115D WM IP65/66 380...480V 7,5kW FSC C2 | 3180.4
6SL3521-1XH01-1AB0 | G115D WM IP65/66 380...480V 1,1kW FSA C2 | 1406.39
6SL3520-3XE44-0AF0 | G115D WM IP65/66 380...480V 4kW FSB C2 | 2616.69
6SL3520-3XH00-3AB0 | G115D WM IP65/66 380..480V 0,37kW FSA C2 | 1191.93
6SL3521-1XH05-5AB0 | G115D WM IP65/66 380...480V 5,5kW FSC C2 | 2615.96
6SL3550-0XH61-1AB0 | G115D MM IP65/66 380...480V 1,1kW FSA C2 | 1147.06
6SL3520-3XH05-5AB0 | G115D WM IP65/66 380...480V 5,5kW FSC C2 | 2546.1
6SL3550-0XH64-0AA0 | G115D MM IP65/66 380...480V 4kW FSB C2 | 2154.41
6SL3520-3XH23-0AA0 | G115D WM IP65/66 380...480V 3kW FSB C2 | 2066.93
6SL3521-1XH23-0AA0 | G115D WM IP65/66 380...480V 3kW FSB C2 | 2136.76
6SL3521-2XL02-2AF0 | G115D WM IP65/66 380...480V 2,2kW FSB C2 | 2425.39
6SL3521-1XH60-5AA0 | G115D WM IP65/66 380..480V 0,55kW FSA C2 | 1581.49
6SL3521-2XM01-1AF0 | G115D WM IP65/66 380...480V 1,1kW FSA C2 | 2113.62
6SL3520-3XH65-5AF0 | G115D WM IP65/66 380...480V 5,5kW FSC C2 | 3047.71
6SL3550-0XH11-5AB0 | G115D MM IP65/66 380...480V 1,5kW FSA C2 | 1156.59
6SL3521-1XE41-5AB0 | G115D WM IP65/66 380...480V 1,5kW FSA C2 | 1576.38
6SL3550-0XH22-2AF0 | G115D MM IP65/66 380...480V 2,2kW FSB C2 | 1813.66
6SL3550-0XH40-5AF0 | G115D MM IP65/66 380..480V 0,55kW FSA C2 | 1462.97
6SL3520-3XE43-0AF0 | G115D WM IP65/66 380...480V 3kW FSB C2 | 2335.1
6SL3521-1XH02-2AB0 | G115D WM IP65/66 380...480V 2,2kW FSB C2 | 1718.16
6SL3520-3XH01-5AB0 | G115D WM IP65/66 380...480V 1,5kW FSA C2 | 1435.5
6SL3550-0XH63-0AA0 | G115D MM IP65/66 380...480V 3kW FSB C2 | 1938
6SL3521-1XH21-1AA0 | G115D WM IP65/66 380...480V 1,1kW FSA C2 | 1649.96
6SL3520-3XH27-5AF0 | G115D WM IP65/66 380...480V 7,5kW FSC C2 | 3550.02
6SL3521-1XH61-1AA0 | G115D WM IP65/66 380...480V 1,1kW FSA C2 | 1710.87
6SL3521-2XL03-0AA0 | G115D WM IP65/66 380...480V 3kW FSB C2 | 2403.31
6SL3521-2XM01-5AA0 | G115D WM IP65/66 380...480V 1,5kW FSA C2 | 2015.44
6SL3520-3XH61-1AF0 | G115D WM IP65/66 380...480V 1,1kW FSA C2 | 1838.15
6SL3521-1XH65-5AF0 | G115D WM IP65/66 380...480V 5,5kW FSC C2 | 3117.55
6SL3550-0XH80-5AB0 | G115D MM IP65/66 380..480V 0,55kW FSA C2 | 1087.36
6SL3521-2XM01-5AB0 | G115D WM IP65/66 380...480V 1,5kW FSA C2 | 1771.88
6SL3550-0XK00-3AA0 | G115D MM IP65/66 380..480V 0,37kW FSA C2 | 1352.86
6SL3521-2XN00-5AF0 | G115D WM IP65/66 380..480V 0,55kW FSA C2 | 2016.77
6SL3521-2XN02-2AF0 | G115D WM IP65/66 380...480V 2,2kW FSB C2 | 2457.93
6SL3521-1XK05-5AA0 | G115D WM IP65/66 380...480V 5,5kW FSC C2 | 3059.06
6SL3521-1XL00-3AA0 | G115D WM IP65/66 380..480V 0,37kW FSA C2 | 1704.88
6SL3550-0XK04-0AA0 | G115D MM IP65/66 380...480V 4kW FSB C2 | 2203.52
6SL3550-0XK24-0AA0 | G115D MM IP65/66 380...480V 4kW FSB C2 | 2203.52
6SL3550-0XL00-3AB0 | G115D MM IP65/66 380..480V 0,37kW FSA C2 | 1114.08
6SL3521-2XN07-5AF0 | G115D WM IP65/66 380...480V 7,5kW FSC C2 | 3918.95
6SL3550-0XL00-7AF0 | G115D MM IP65/66 380..480V 0,75kW FSA C2 | 1599.54
6SL3550-0XL02-2AA0 | G115D MM IP65/66 380...480V 2,2kW FSB C2 | 1725.95
6SL3521-3XA20-5AF0 | G115D WM IP65/66 380..480V 0,55kW FSA C2 | 1677.98
6SL3521-3XA21-1AF0 | G115D WM IP65/66 380...480V 1,1kW FSA C2 | 1807.38
6SL3550-0XL21-5AB0 | G115D MM IP65/66 380...480V 1,5kW FSA C2 | 1270.77
6SL3521-3XA63-0AF0 | G115D WM IP65/66 380...480V 3kW FSB C2 | 2355.08
6SL3521-3XB00-5AB0 | G115D WM IP65/66 380..480V 0,55kW FSA C2 | 1459.66
6XV1871-8AN10 | IE CONNECTING CABLE M12-180/M12-180 10M | 189.28
6SL3720-1TE21-0AB4 | SINAMICS S120 CABINET MODULE | 2657.91
6SL3550-0XM03-0AA0 | G115D MM IP65/66 380...480V 3kW FSB C2 | 1987.09
6SL3550-0XM03-0AF0 | G115D MM IP65/66 380...480V 3kW FSB C2 | 2189.01
6SL3520-3XE45-5AB0 | G115D WM IP65/66 380...480V 5,5kW FSC C2 | 2617.13
6SL3520-3XE47-5AF0 | G115D WM IP65/66 380...480V 7,5kW FSC C2 | 3621.07
6SL3521-1XH01-5AB0 | G115D WM IP65/66 380...480V 1,5kW FSA C2 | 1505.33
6SL3520-3XH20-3AA0 | G115D WM IP65/66 380..480V 0,37kW FSA C2 | 1435.5
6SL3550-0XH61-5AB0 | G115D MM IP65/66 380...480V 1,5kW FSA C2 | 1221.68
6SL3550-0XH62-2AA0 | G115D MM IP65/66 380...480V 2,2kW FSB C2 | 1676.85
6SL3520-3XH20-5AF0 | G115D WM IP65/66 380..480V 0,55kW FSA C2 | 1647.84
6SL3521-2XL03-0AF0 | G115D WM IP65/66 380...480V 3kW FSB C2 | 2600.45
6SL3521-2XL04-0AF0 | G115D WM IP65/66 380...480V 4kW FSB C2 | 2882.05
6SL3521-1XH27-5AA0 | G115D WM IP65/66 380...480V 7,5kW FSC C2 | 3422.77
6SL3521-1XH60-3AB0 | G115D WM IP65/66 380..480V 0,37kW FSA C2 | 1322.71
6SL3520-3XH67-5AB0 | G115D WM IP65/66 380...480V 7,5kW FSC C2 | 3170.23
6SL3521-2XL01-1AB0 | G115D WM IP65/66 380...480V 1,1kW FSA C2 | 1672.93
6SL3521-1XE04-0AA0 | G115D WM IP65/66 380...480V 4kW FSB C2 | 2489.44
6SL3521-1XE40-3AF0 | G115D WM IP65/66 380..480V 0,37kW FSA C2 | 1773.5
6SL3521-1XE45-5AB0 | G115D WM IP65/66 380...480V 5,5kW FSC C2 | 2687
6SL3521-1XE45-5AF0 | G115D WM IP65/66 380...480V 5,5kW FSC C2 | 3127.71
6SL3520-3XE40-7AF0 | G115D WM IP65/66 380..480V 0,75kW FSA C2 | 1749.32
6SL3520-3XE41-1AB0 | G115D WM IP65/66 380...480V 1,1kW FSA C2 | 1407.57
6SL3550-0XH80-3AF0 | G115D MM IP65/66 380..480V 0,37kW FSA C2 | 1505.67
6SL3520-3XH21-1AA0 | G115D WM IP65/66 380...480V 1,1kW FSA C2 | 1580.09
6SL3520-3XH23-0AF0 | G115D WM IP65/66 380...480V 3kW FSB C2 | 2264.05
6SL3521-1XH20-5AA0 | G115D WM IP65/66 380..480V 0,55kW FSA C2 | 1520.57
6SL3521-1XH61-5AB0 | G115D WM IP65/66 380...480V 1,5kW FSA C2 | 1566.25
6SL3521-1XH63-0AB0 | G115D WM IP65/66 380...480V 3kW FSB C2 | 1954.11
6SL3521-2XM00-5AF0 | G115D WM IP65/66 380..480V 0,55kW FSA C2 | 1984.22
6SL3521-2XM00-7AF0 | G115D WM IP65/66 380..480V 0,75kW FSA C2 | 2014.68
6SL3521-1XK00-3AA0 | G115D WM IP65/66 380..480V 0,37kW FSA C2 | 1704.88
6SL3521-1XK00-7AA0 | G115D WM IP65/66 380..480V 0,75kW FSA C2 | 1750.56
6SL3550-0XH83-0AA0 | G115D MM IP65/66 380...480V 3kW FSB C2 | 1938
6SL3550-0XH83-0AF0 | G115D MM IP65/66 380...480V 3kW FSB C2 | 2139.91
6SL3520-3XH67-5AF0 | G115D WM IP65/66 380...480V 7,5kW FSC C2 | 3610.94
6SL3521-2XN03-0AA0 | G115D WM IP65/66 380...480V 3kW FSB C2 | 2435.84
6SL3521-2XN03-0AB0 | G115D WM IP65/66 380...480V 3kW FSB C2 | 2192.29
6SL3521-1XK03-0AA0 | G115D WM IP65/66 380...480V 3kW FSB C2 | 2336.32
6SL3521-1XK04-0AF0 | G115D WM IP65/66 380...480V 4kW FSB C2 | 2815.06
6SL3550-0XK20-3AF0 | G115D MM IP65/66 380..480V 0,37kW FSA C2 | 1554.76
6SL3550-0XK20-5AB0 | G115D MM IP65/66 380..480V 0,55kW FSA C2 | 1136.47
6SL3550-0XK20-5AF0 | G115D MM IP65/66 380..480V 0,55kW FSA C2 | 1577.14
6SL3550-0XK21-1AA0 | G115D MM IP65/66 380...480V 1,1kW FSA C2 | 1434.95
6SL3550-0XL04-0AB0 | G115D MM IP65/66 380...480V 4kW FSB C2 | 1964.73
6SL3550-0XL04-0AF0 | G115D MM IP65/66 380...480V 4kW FSB C2 | 2405.42
6SL3550-0XL20-7AB0 | G115D MM IP65/66 380..480V 0,75kW FSA C2 | 1158.83
6SL3521-3XA20-3AA0 | G115D WM IP65/66 380..480V 0,37kW FSA C2 | 1465.64
6SL3521-3XA65-5AA0 | G115D WM IP65/66 380...480V 5,5kW FSC C2 | 2880.68
6SL3550-0XL24-0AB0 | G115D MM IP65/66 380...480V 4kW FSB C2 | 1964.73
6SL3550-0XL24-0AF0 | G115D MM IP65/66 380...480V 4kW FSB C2 | 2405.42
6SL3521-3XB00-5AA0 | G115D WM IP65/66 380..480V 0,55kW FSA C2 | 1703.23
6SL3550-0XM04-0AB0 | G115D MM IP65/66 380...480V 4kW FSB C2 | 1964.73
6SL3550-0XM04-0AF0 | G115D MM IP65/66 380...480V 4kW FSB C2 | 2405.42
6SL3521-3XB00-7AF0 | G115D WM IP65/66 380..480V 0,75kW FSA C2 | 1930.81
6SL3520-3XN00-3AA0 | G115D WM IP65/66 380..480V 0,37kW FSA C2 | 1667.56
6SL3520-3XN00-3AF0 | G115D WM IP65/66 380..480V 0,37kW FSA C2 | 1864.68
6SL3520-1XA63-0AF0 | G115D WM IP65/66 380...480V 3kW FSB C2 | 1938.42
6SL3520-1XB00-3AF0 | G115D WM IP65/66 380..480V 0,37kW FSA C2 | 1468.48
6SL3520-1XN02-2AF0 | G115D WM IP65/66 380...480V 2,2kW FSB C2 | 2147.69
6SL3520-1XB02-2AA0 | G115D WM IP65/66 380...480V 2,2kW FSB C2 | 1727.72
6SL3230-2YH34-1AB0 | G120X IP20 500...690V 30kW FSD C2 | 5390.64
6SL3520-3XN05-5AF0 | G115D WM IP65/66 380...480V 5,5kW FSC C2 | 3218.85
6SL3520-1XB07-5AF0 | G115D WM IP65/66 380...480V 7,5kW FSC C2 | 3385.88
6SL3520-2XA04-0AB0 | G115D WM IP65/66 380...480V 4kW FSB C2 | 1785.45
6SL3230-2YH36-1AB0 | G120X IP20 500...690V 37kW FSD C2 | 6357.61
6SL3520-1XB41-1AB0 | G115D WM IP65/66 380...480V 1,1kW FSA C2 | 1172.4
6SL3230-2YH38-0AF0 | G120X IP20 500...690V 45kW FSE C2 | 7374.93
6SL3230-2YH38-1AB0 | G120X IP20 500...690V 45kW FSE C2 | 7350.15
6SL3521-0XA21-5AA0 | G115D WM IP65/66 380...480V 1,5kW FSA C2 | 1429.42
6SL3230-2YH40-0UB0 | G120X IP20 500...690V 55kW FSE UF | 8067.73
6SL3520-2XA24-0AA0 | G115D WM IP65/66 380...480V 4kW FSB C2 | 2029.02
6SL3521-0XA60-3AA0 | G115D WM IP65/66 380..480V 0,37kW FSA C2 | 1246.72
6SL3520-1XB41-5AB0 | G115D WM IP65/66 380...480V 1,5kW FSA C2 | 1271.35
6SL3520-1XB43-0AB0 | G115D WM IP65/66 380...480V 3kW FSB C2 | 1659.21
6SL3230-2YH42-0UF0 | G120X IP20 500...690V 75kW FSF UF | 9643.66
6SL3230-2YH42-1UF0 | G120X IP20 500...690V 75kW FSF UF | 9755.78
6SL3230-2YH44-0CB0 | G120X IP20 500...690V 90kW FSF C3 | 11803.18
6SL3521-0XA61-5AB0 | G115D WM IP65/66 380...480V 1,5kW FSA C2 | 1246.72
6SL3521-0XA64-0AB0 | G115D WM IP65/66 380...480V 4kW FSB C2 | 1916.2
6SL3520-2XA65-5AA0 | G115D WM IP65/66 380...480V 5,5kW FSC C2 | 2531.02
6SL3521-0XB00-3AF0 | G115D WM IP65/66 380..480V 0,37kW FSA C2 | 1605.31
6SL3520-2XB01-1AF0 | G115D WM IP65/66 380...480V 1,1kW FSA C2 | 1680.07
6SL3520-2XB02-2AA0 | G115D WM IP65/66 380...480V 2,2kW FSB C2 | 1794.72
6SL3520-2XB07-5AF0 | G115D WM IP65/66 380...480V 7,5kW FSC C2 | 3452.86
6SL3230-2YH48-1UF0 | G120X IP20 500...690V 132kW FSF UF | 14462.15
6SL3230-2YH54-0CF0 | G120X IP20 500...690V 250kW FSG C3 | 24047.29
6SL3521-0XB01-1AB0 | G115D WM IP65/66 380...480V 1,1kW FSA C2 | 1309.25
6SL3521-0XB40-3AF0 | G115D WM IP65/66 380..480V 0,37kW FSA C2 | 1605.31
6SL3521-0XB40-5AF0 | G115D WM IP65/66 380..480V 0,55kW FSA C2 | 1620.54
6SL3520-1XE04-0AA0 | G115D WM IP65/66 380...480V 4kW FSB C2 | 2246.17
6SL3520-2XB47-5AF0 | G115D WM IP65/66 380...480V 7,5kW FSC C2 | 3452.86
6SL3521-1XM00-7AA0 | G115D WM IP65/66 380..480V 0,75kW FSA C2 | 1750.56
6SL3520-1XE42-2AF0 | G115D WM IP65/66 380...480V 2,2kW FSB C2 | 1986.66
6SL3521-1XM01-1AA0 | G115D WM IP65/66 380...480V 1,1kW FSA C2 | 1849.5
6SL3521-1XN00-5AF0 | G115D WM IP65/66 380..480V 0,55kW FSA C2 | 1949.77
6SL3521-0XC02-2AF0 | G115D WM IP65/66 380...480V 2,2kW FSB C2 | 2061.71
6SL3521-1XN01-5AA0 | G115D WM IP65/66 380...480V 1,5kW FSA C2 | 1980.98
6SL3521-1XN03-0AA0 | G115D WM IP65/66 380...480V 3kW FSB C2 | 2368.84
6SL3521-3XM01-5AF0 | G115D WM IP65/66 380...480V 1,5kW FSA C2 | 2318.97
6SL3520-2XD01-5AA0 | G115D WM IP65/66 380...480V 1,5kW FSA C2 | 1581.89
6SL3521-3XM04-0AF0 | G115D WM IP65/66 380...480V 4kW FSB C2 | 2988.46
6SL3521-2XA03-0AB0 | G115D WM IP65/66 380...480V 3kW FSB C2 | 1747.12
6SL3520-2XE00-7AA0 | G115D WM IP65/66 380..480V 0,75kW FSA C2 | 1445.8
6SL3521-0XD01-1AB0 | G115D WM IP65/66 380...480V 1,1kW FSA C2 | 1309.25
6SL3521-0XE00-3AA0 | G115D WM IP65/66 380..480V 0,37kW FSA C2 | 1470
6SL3521-0XE00-7AF0 | G115D WM IP65/66 380..480V 0,75kW FSA C2 | 1712.78
6SL3521-1XH22-2AA0 | G115D WM IP65/66 380...480V 2,2kW FSB C2 | 1961.73
6SL3521-1XH25-5AF0 | G115D WM IP65/66 380...480V 5,5kW FSC C2 | 3056.66
6SL3521-1XH60-3AF0 | G115D WM IP65/66 380..480V 0,37kW FSA C2 | 1763.39
6SL3521-1XH60-5AB0 | G115D WM IP65/66 380..480V 0,55kW FSA C2 | 1337.92
6SL3521-1XH60-7AB0 | G115D WM IP65/66 380..480V 0,75kW FSA C2 | 1368.37
6SL3520-3XH63-0AA0 | G115D WM IP65/66 380...480V 3kW FSB C2 | 2127.82
6SL3520-3XH63-0AF0 | G115D WM IP65/66 380...480V 3kW FSB C2 | 2324.95
6SL3520-3XH64-0AA0 | G115D WM IP65/66 380...480V 4kW FSB C2 | 2409.44
6SL3520-3XH64-0AF0 | G115D WM IP65/66 380...480V 4kW FSB C2 | 2606.56
6SL3550-0XK00-7AA0 | G115D MM IP65/66 380..480V 0,75kW FSA C2 | 1397.62
6SL3550-0XK01-1AB0 | G115D MM IP65/66 380...480V 1,1kW FSA C2 | 1196.15
6SL3521-2XN00-3AF0 | G115D WM IP65/66 380..480V 0,37kW FSA C2 | 2001.53
6SL3521-1XL01-1AB0 | G115D WM IP65/66 380...480V 1,1kW FSA C2 | 1605.93
6SL3521-1XL02-2AA0 | G115D WM IP65/66 380...480V 2,2kW FSB C2 | 2161.27
6SL3521-1XL03-0AB0 | G115D WM IP65/66 380...480V 3kW FSB C2 | 2092.74
6SL3521-1XL04-0AF0 | G115D WM IP65/66 380...480V 4kW FSB C2 | 2815.06
6SL3550-0XL00-5AA0 | G115D MM IP65/66 380..480V 0,55kW FSA C2 | 1375.22
6SL3550-0XL00-5AB0 | G115D MM IP65/66 380..480V 0,55kW FSA C2 | 1136.47
6SL3521-2XN04-0AB0 | G115D WM IP65/66 380...480V 4kW FSB C2 | 2473.88
6SL3521-2XN05-5AF0 | G115D WM IP65/66 380...480V 5,5kW FSC C2 | 3355.72
6SL3521-3XA27-5AF0 | G115D WM IP65/66 380...480V 7,5kW FSC C2 | 3580.17
6SL3521-3XA60-3AB0 | G115D WM IP65/66 380..480V 0,37kW FSA C2 | 1282.96
6SL3521-3XA60-7AB0 | G115D WM IP65/66 380..480V 0,75kW FSA C2 | 1328.63
6SL3550-0XL21-1AA0 | G115D MM IP65/66 380...480V 1,1kW FSA C2 | 1434.95
6SL3550-0XM01-1AB0 | G115D MM IP65/66 380...480V 1,1kW FSA C2 | 1196.15
6SL3550-0XM01-5AA0 | G115D MM IP65/66 380...480V 1,5kW FSA C2 | 1509.56
6SL3550-0XM01-5AB0 | G115D MM IP65/66 380...480V 1,5kW FSA C2 | 1270.77
6SL3550-0XM02-2AA0 | G115D MM IP65/66 380...480V 2,2kW FSB C2 | 1725.95
6SL3550-0XM20-5AB0 | G115D MM IP65/66 380..480V 0,55kW FSA C2 | 1136.47
6SL3550-0XM20-7AF0 | G115D MM IP65/66 380..480V 0,75kW FSA C2 | 1599.54
6SL3550-0XM21-1AB0 | G115D MM IP65/66 380...480V 1,1kW FSA C2 | 1196.15
6SL3550-0XM21-5AF0 | G115D MM IP65/66 380...480V 1,5kW FSA C2 | 1711.48
6SL3521-3XL00-5AA0 | G115D WM IP65/66 380..480V 0,55kW FSA C2 | 1893.52
7ME3410-2DC22-5ER6 | SITRANS FUE380 | 4885
6SL3521-3XL00-5AB0 | G115D WM IP65/66 380..480V 0,55kW FSA C2 | 1649.94
6SL3521-3XL01-1AB0 | G115D WM IP65/66 380...480V 1,1kW FSA C2 | 1779.34
6SL3521-3XL01-5AF0 | G115D WM IP65/66 380...480V 1,5kW FSA C2 | 2318.97
6SL3521-3XL02-2AB0 | G115D WM IP65/66 380...480V 2,2kW FSB C2 | 2091.11
7KM3120-0BA01-1DA0 | PMD SENTRON PAC3120 LCD AC DC | 296.31
7KN2711-1CE40-0YC0 | SENTRON Powermanager V4.x DevPack(20) | 1942.01
7KN2711-2CE40-0YC0 | SENTRON Powermanager V4.x DevPack(50) | 3976.47
7ME6110-1DA20-2AA1 | SITRANS F M MAGFLO MAG 1100 | 1549.75
7ME6110-1DA20-2JB1 | SITRANS F M MAGFLO MAG 1100 | 3311.83
7ME6110-1MA20-2AA1 | SITRANS F M MAGFLO MAG 1100 | 1353.77
7ME6110-1MA20-2EB1 | SITRANS F M MAGFLO MAG 1100 | 4266.36
7ME6140-3FC10-1AA1 | SITRANS F M MAG 1100 FOOD | 2509.73
7ME6140-3MA10-1AA1 | SITRANS F M MAG 1100 FOOD | 2287.44
7ME6140-3TB10-1AA1 | SITRANS F M MAG 1100 FOOD | 3231.98
7ME6310-1VF17-8AA1 | SITRANS F M MAG 3100 | 3495.11
7ME6320-4HF17-2AA1 | SITRANS F M MAG 3100 HT | 3813.59
7ME6340-2DF13-2AA1 | MAG 3100 P (Process industry) | 1673.15
7ME6340-2YF17-2AA1 | MAG 3100 P (Process industry) | 1948.99
7ME6340-2YJ13-2AA2 | MAG 3100 P (Process industry) | 1725.78
7MF8023-1BA04-1BB1 | SITRANS P300 | 1531.94
6SL3550-0XM20-5AA0 | G115D MM IP65/66 380..480V 0,55kW FSA C2 | 1375.22
6SL3521-3XB02-2AF0 | G115D WM IP65/66 380...480V 2,2kW FSB C2 | 2341.52
6SL3521-3XB07-5AA0 | G115D WM IP65/66 380...480V 7,5kW FSC C2 | 3605.42
6SL3550-0XM23-0AA0 | G115D MM IP65/66 380...480V 3kW FSB C2 | 1987.09
6SL3521-3XB40-7AB0 | G115D WM IP65/66 380..480V 0,75kW FSA C2 | 1490.1
6SL3521-3XK05-5AA0 | G115D WM IP65/66 380...480V 5,5kW FSC C2 | 3232.45
6SL3521-3XK07-5AF0 | G115D WM IP65/66 380...480V 7,5kW FSC C2 | 3992.82
7ME3410-2HC52-4ER3 | SITRANS FUE380 | 5859.09
7ME3410-2MD22-6ER6 | SITRANS FUE380 | 6607.28
6SL3735-7TE36-1LA3 | S120 CM, ALCM 480V/605A/380KW LC | 85428.15
7ME3411-2UC01-4ER2 | SITRANS FUE380 | 8334.04
7ME3411-3LC31-5ER2 | SITRANS FUE380 | 11282.05
6SL3735-7TE41-4LA3 | S120 CM, ALCM 480V/1405A/900KW LC | 184797.15
7ME3570-1JA40-0FQ1 | SITRANS FS220 IP65 (NEMA 4X) | 9337.14
7KN2712-0CE40-0YC0 | SENTRON Powermanager V4.x GraphicsEditor | 1311.63
7KN2712-4CE40-0YC0 | SENTRON Powermanager V4.x Add. Server | 1942.01
6XV1801-2CH50 | Control Connecting Cable M12-180/M12-180 | 65.56
7ME6110-1RA10-1LA1 | SITRANS F M MAGFLO MAG 1100 | 2809.16
7ME6110-2DA20-2AA1 | SITRANS F M MAGFLO MAG 1100 | 1353.77
6XV1801-6GN10 | POWER CONNECTING CABLE, 10 M, L CODE | 140.93
7ME6140-2RB10-1HA1 | SITRANS F M MAG 1100 FOOD | 3622.14
7ME6310-2DF33-5AA1 | SITRANS F M MAG 3100 | 2651.28
7ME6310-2YF17-8DB1 | SITRANS F M MAG 3100 | 6353.27
7MB2023-0EB40-1NR1 | ULTRAMAT/OXYMAT 6E | 43685.26
7MB2335-0PH06-3AA1 | ULTRAMAT 23, Rack Device, 1 Channel | 16490.2
7ME6340-4BC17-6AA1 | MAG 3100 P (Process industry) | 2851.8
7ME6340-4HC17-6AA1 | MAG 3100 P (Process industry) | 3202.05
7MB2521-1CA00-1AA1 | CALOMAT 6 19"-Einschub | 13647.73
7MF8010-1CG31-1FA1 | SITRANS P TRANSMITTER COMPACT | 626.7
7MF8010-1XA31-1CE1 | SITRANS P TRANSMITTER COMPACT | 573.52
7ME6520-2RF12-2LA1 | SITRANS F M MAG 5100 W | 2461.64
7MF8023-1FA04-1AA6 | SITRANS P300 | 1823.15
7ME6520-3MC13-2LA1 | SITRANS F M MAG 5100 W | 2467.09
6SL3230-3YH42-0CB0 | G120X IP20 500...690V 75kW FSF C3 | 10079.57
6SL3230-2YE14-0UF0 | G120X IP20 380...480V 1.5kW FSA UF | 1091.8
6SL3230-3YH44-1CP0 | G120X IP20 500...690V 90kW FSF C3 | 12152.72
6SL3520-0XA22-2AA0 | G115D WM IP65/66 380...480V 2,2kW FSB C2 | 1398.97
6SL3230-3YH46-0UB0 | G120X IP20 500...690V 110kW FSF UF | 12842.05
6SL3230-2YE18-1AF0 | G120X IP20 380...480V 3kW FSA C2 | 1529.01
6SL3230-2YE20-0AB0 | G120X IP20 380...480V 4kW FSB C2 | 1426.16
6SL3230-2YE20-0UB0 | G120X IP20 380...480V 4kW FSB UF | 1290.2
6SL3520-0XA61-1AF0 | G115D WM IP65/66 380...480V 1,1kW FSA C2 | 1345.21
6SL3230-3YH48-1CB0 | G120X IP20 500...690V 132kW FSF C3 | 15139.66
6SL3520-0XA63-0AA0 | G115D WM IP65/66 380...480V 3kW FSB C2 | 1634.9
6SL3230-3YH54-1CF0 | G120X IP20 500...690V 250kW FSG C3 | 24264.92
6SL3230-1YC14-1UB0 | G120X IP20 200...240V 1.5kW FSA UF | 900.8
6SL3520-0XB01-5AF0 | G115D WM IP65/66 380...480V 1,5kW FSA C2 | 1605.63
6SL3230-1YC18-1UB0 | G120X IP20 200...240V 3kW FSB UF | 1094.38
6SL3230-1YC20-0UF0 | G120X IP20 200...240V 4kW FSB UF | 1221.86
6SL3230-1YC22-0UP0 | G120X IP20 200...240V 5.5kW FSC UF | 1585.85
6SL3230-2YE22-0AF0 | G120X IP20 380...480V 5.5kW FSB C2 | 1720.82
6SL3230-2YE24-0AB0 | G120X IP20 380...480V 7.5kW FSB C2 | 1874.16
6SL3520-0XB40-3AB0 | G115D WM IP65/66 380..480V 0,37kW FSA C2 | 921.39
6SL3520-0XB45-5AF0 | G115D WM IP65/66 380...480V 5,5kW FSC C2 | 2716.25
6SL3230-2YE24-0AF0 | G120X IP20 380...480V 7.5kW FSB C2 | 2011.05
6SL3520-0XC00-5AA0 | G115D WM IP65/66 380..480V 0,55kW FSA C2 | 1180.18
6SL3230-2YE26-0UF0 | G120X IP20 380...480V 11kW FSC UF | 2197.65
6SL3521-3XB01-1AB0 | G115D WM IP65/66 380...480V 1,1kW FSA C2 | 1589.04
6SL3521-3XB47-5AF0 | G115D WM IP65/66 380...480V 7,5kW FSC C2 | 3802.54
6SL3550-0XN02-2AB0 | G115D MM IP65/66 380...480V 2,2kW FSB C2 | 1519.69
6SL3550-0XN03-0AB0 | G115D MM IP65/66 380...480V 3kW FSB C2 | 1780.83
6SL3521-3XK04-0AB0 | G115D WM IP65/66 380...480V 4kW FSB C2 | 2547.75
6SL3735-1TE41-2LA3 | S120 CM, BLCM 480V/1220A/600KW LC | 41336.21
6SL3735-1TE41-7LA3 | S120 CM, BLCM 480V/1730A/830KW LC | 60140.12
7ME3410-3VD52-5ER3 | SITRANS FUE380 | 14675.16
7ME3411-1QC01-3ER2 | SITRANS FUE380 | 3708.49
7ME3411-5CC31-6ER2 | SITRANS FUE380 | 21163.9
7MF1575-1DA10 | Transmitters SITRANS LH300 | 948.29
7ME3480-3AA35-2KD0 | SITRANS FUE950 calculator | 1382.29
6SW1700-1JE00-1AH0 | Drive ES PCS neo RT-License OSD | 1435.2
6SW1700-5JD10-0AH0 | DRIVE ES PCS7 eCoL for EPL | 1238.45
7ME6110-2YA20-2AA1 | SITRANS F M MAGFLO MAG 1100 | 1896.37
7ME6140-1RA22-2AA1 | SITRANS F M MAG 1100 FOOD | 1392.79
7ME6140-1VM20-2KA1 | SITRANS F M MAG 1100 FOOD | 2997.89
7ME6140-2DB10-1AA1 | SITRANS F M MAG 1100 FOOD | 1748.46
7ME6310-3MC11-1AA1 | SITRANS F M MAG 3100 | 1536.14
7MB2001-0EA00-1DB1 | OXYMAT 61 | 14592.47
7MB2001-1EA00-1AA1 | OXYMAT 61 | 11565.68
7MB2011-0CA00-1AA1 | OXYMAT 6 | 25210.13
7ME6340-3FJ13-2AA2 | MAG 3100 P (Process industry) | 1749.37
7ME6340-3MJ13-2AA2 | MAG 3100 P (Process industry) | 1778.41
7MC1006-2DA16 | Low-press. resist. thermo. 160MM/1PT100 | 231.69
7MC1006-3DA16 | Low-press. resist. thermo. 230MM/1PT100 | 322.85
7MC1006-5DA16 | Low-press. resist. thermo. 510MM/1PT100 | 441.86
7ME6340-5DC13-2AA1 | MAG 3100 P (Process industry) | 7272.42
7ME6520-2RF12-2JA1 | SITRANS F M MAG 5100 W | 2695.73
7MF8023-1GA04-1AA6 | SITRANS P300 | 1909.24
6SL3230-1YC14-0UB0 | G120X IP20 200...240V 1.5kW FSA UF | 788.7
6SL3520-0XA20-7AA0 | G115D WM IP65/66 380..480V 0,75kW FSA C2 | 988.25
6SL3520-0XA21-1AF0 | G115D WM IP65/66 380...480V 1,1kW FSA C2 | 1284.32
6SL3230-2YE16-1UP0 | G120X IP20 380...480V 2.2kW FSA UF | 1280.24
6SL3230-3YH44-1UB0 | G120X IP20 500...690V 90kW FSF UF | 11464.1
6SL3230-3YH44-1UP0 | G120X IP20 500...690V 90kW FSF UF | 11596.01
6SL3230-2YE18-0UP0 | G120X IP20 380...480V 3kW FSA UF | 1305.66
6SL3230-3YH46-1CF0 | G120X IP20 500...690V 110kW FSF C3 | 13724.18
6SL3230-3YH48-0CB0 | G120X IP20 500...690V 132kW FSF C3 | 15027.54
6SL3520-0XA61-5AA0 | G115D WM IP65/66 380...480V 1,5kW FSA C2 | 1247.01
6SL3520-0XA61-5AB0 | G115D WM IP65/66 380...480V 1,5kW FSA C2 | 1003.47
6SL3230-1YC14-1UF0 | G120X IP20 200...240V 1.5kW FSA UF | 1037.69
6SL3520-0XA64-0AA0 | G115D WM IP65/66 380...480V 4kW FSB C2 | 1916.51
6SL3520-0XB00-5AF0 | G115D WM IP65/66 380..480V 0,55kW FSA C2 | 1377.3
6SL3520-0XB01-1AB0 | G115D WM IP65/66 380...480V 1,1kW FSA C2 | 1065.98
6SL3230-1YC22-1UP0 | G120X IP20 200...240V 5.5kW FSC UF | 1697.95
6SL3230-1YC24-1UB0 | G120X IP20 200...240V 7.5kW FSC UF | 1831.65
6SL3230-2YE22-0UF0 | G120X IP20 380...480V 5.5kW FSB UF | 1564.62
6SL3230-2YE22-1UB0 | G120X IP20 380...480V 5.5kW FSB UF | 1539.85
6SL3520-0XC00-5AB0 | G115D WM IP65/66 380..480V 0,55kW FSA C2 | 936.6
6SL3230-2YE24-0UF0 | G120X IP20 380...480V 7.5kW FSB UF | 1814.44
6SL3230-2YE24-1AP0 | G120X IP20 380...480V 7.5kW FSB C2 | 2118.17
6SL3230-2YE26-0AF0 | G120X IP20 380...480V 11kW FSC C2 | 2458.76
6SL3230-1YC30-0UP0 | G120X IP20 200...240V 18.5kW FSD UF | 3286.6
6SL3230-1YC30-1UB0 | G120X IP20 200...240V 18.5kW FSD UF | 3266.83
6SL3230-1YC30-1UF0 | G120X IP20 200...240V 18.5kW FSD UF | 3403.69
6SL3230-1YC36-0UP0 | G120X IP20 200...240V 37kW FSF UF | 5522.77
6SL3230-1YC38-1UB0 | G120X IP20 200...240V 45kW FSF UF | 6518.45
6SL3521-3XN04-0AB0 | G115D WM IP65/66 380...480V 4kW FSB C2 | 2580.29
6SL3521-0XE04-0AB0 | G115D WM IP65/66 380...480V 4kW FSB C2 | 2139.47
6SL3521-0XE05-5AB0 | G115D WM IP65/66 380...480V 5,5kW FSC C2 | 2580.58
6SL3520-2XE44-0AF0 | G115D WM IP65/66 380...480V 4kW FSB C2 | 2510.3
6SL3521-2XA27-5AF0 | G115D WM IP65/66 380...480V 7,5kW FSC C2 | 3473.79
6SL3521-2XA61-5AA0 | G115D WM IP65/66 380...480V 1,5kW FSA C2 | 1663.69
6SL3521-0XE41-5AF0 | G115D WM IP65/66 380...480V 1,5kW FSA C2 | 1910.66
6SL3521-0XH01-1AB0 | G115D WM IP65/66 380...480V 1,1kW FSA C2 | 1300.01
6SL3521-0XH05-5AB0 | G115D WM IP65/66 380...480V 5,5kW FSC C2 | 2509.57
6SL3520-2XE45-5AF0 | G115D WM IP65/66 380...480V 5,5kW FSC C2 | 2951.43
6SL3520-2XH20-5AA0 | G115D WM IP65/66 380..480V 0,55kW FSA C2 | 1344.32
6SL3520-2XH22-2AF0 | G115D WM IP65/66 380...480V 2,2kW FSB C2 | 1982.6
6SL3521-2XB00-7AB0 | G115D WM IP65/66 380..480V 0,75kW FSA C2 | 1383.72
6SL3520-2XH62-2AB0 | G115D WM IP65/66 380...480V 2,2kW FSB C2 | 1602.83
6SL3521-0XH21-1AA0 | G115D WM IP65/66 380...480V 1,1kW FSA C2 | 1543.55
6SL3521-0XH60-7AB0 | G115D WM IP65/66 380..480V 0,75kW FSA C2 | 1261.97
6SL3520-2XH64-0AA0 | G115D WM IP65/66 380...480V 4kW FSB C2 | 2303.04
6SL3520-2XH64-0AF0 | G115D WM IP65/66 380...480V 4kW FSB C2 | 2500.17
6SL3521-0XH64-0AA0 | G115D WM IP65/66 380...480V 4kW FSB C2 | 2372.89
6SL3520-2XH67-5AF0 | G115D WM IP65/66 380...480V 7,5kW FSC C2 | 3504.53
6SL3521-2XB40-5AB0 | G115D WM IP65/66 380..480V 0,55kW FSA C2 | 1353.26
6SL3520-2XK00-7AA0 | G115D WM IP65/66 380..480V 0,75kW FSA C2 | 1574.29
6SL3520-2XK00-7AB0 | G115D WM IP65/66 380..480V 0,75kW FSA C2 | 1330.75
6SL3521-0XH67-5AF0 | G115D WM IP65/66 380...480V 7,5kW FSC C2 | 3574.4
6SL3521-0XK01-1AF0 | G115D WM IP65/66 380...480V 1,1kW FSA C2 | 1940.24
6SL3520-2XK05-5AA0 | G115D WM IP65/66 380...480V 5,5kW FSC C2 | 2882.81
6SL3520-2XK07-5AA0 | G115D WM IP65/66 380...480V 7,5kW FSC C2 | 3446.04
6SL3520-2XK07-5AB0 | G115D WM IP65/66 380...480V 7,5kW FSC C2 | 3202.47
6SL3520-2XL00-7AA0 | G115D WM IP65/66 380..480V 0,75kW FSA C2 | 1574.29
6SL3521-0XK05-5AF0 | G115D WM IP65/66 380...480V 5,5kW FSC C2 | 3149.8
6SL3520-2XL04-0AF0 | G115D WM IP65/66 380...480V 4kW FSB C2 | 2638.78
6SL3520-2XM00-3AF0 | G115D WM IP65/66 380..480V 0,37kW FSA C2 | 1725.76
6SL3521-2XD00-5AF0 | G115D WM IP65/66 380..480V 0,55kW FSA C2 | 1793.94
6SL3521-0XL01-1AA0 | G115D WM IP65/66 380...480V 1,1kW FSA C2 | 1743.1
6SL3550-0XA20-3AF0 | G115D MM IP65/66 380..480V 0,37kW FSA C2 | 1231.65
6SL3521-0XM01-5AB0 | G115D WM IP65/66 380...480V 1,5kW FSA C2 | 1598.47
6SL3521-0XM03-0AA0 | G115D WM IP65/66 380...480V 3kW FSB C2 | 2229.9
6SL3550-0XA60-5AB0 | G115D MM IP65/66 380..480V 0,55kW FSA C2 | 874.22
6SL3520-2XN02-2AB0 | G115D WM IP65/66 380...480V 2,2kW FSB C2 | 1773.97
6SL3520-3XA01-5AB0 | G115D WM IP65/66 380...480V 1,5kW FSA C2 | 1222.39
6SL3520-3XA07-5AB0 | G115D WM IP65/66 380...480V 7,5kW FSC C2 | 2896.24
6SL3550-0XB01-1AF0 | G115D MM IP65/66 380...480V 1,1kW FSA C2 | 1446.57
6SL3521-2XE44-0AF0 | G115D WM IP65/66 380...480V 4kW FSB C2 | 2753.56
6SL3550-0XB22-2AB0 | G115D MM IP65/66 380...480V 2,2kW FSB C2 | 1296.88
6SL3521-0XN01-1AA0 | G115D WM IP65/66 380...480V 1,1kW FSA C2 | 1775.63
6SL3550-0XB43-0AF0 | G115D MM IP65/66 380...480V 3kW FSB C2 | 1998.73
6SL3550-0XB60-3AF0 | G115D MM IP65/66 380..480V 0,37kW FSA C2 | 1364.49
6SL3521-0XN05-5AF0 | G115D WM IP65/66 380...480V 5,5kW FSC C2 | 3182.31
6SL3550-0XB60-7AF0 | G115D MM IP65/66 380..480V 0,75kW FSA C2 | 1409.24
6SL3521-1XA03-0AB0 | G115D WM IP65/66 380...480V 3kW FSB C2 | 1680.12
6SL3520-3XA27-5AA0 | G115D WM IP65/66 380...480V 7,5kW FSC C2 | 3139.8
7MF8023-1CA04-1AA6 | SITRANS P300 | 1720.59
7ME6520-2YC13-2JE1 | SITRANS F M MAG 5100 W | 2883.57
7ME6520-3FC13-2LA2 | SITRANS F M MAG 5100 W | 2456.2
6SL3230-2YE14-1AF0 | G120X IP20 380...480V 1.5kW FSA C2 | 1283.17
6SL3230-2YE14-1UB0 | G120X IP20 380...480V 1.5kW FSA UF | 1067.05
6SL3230-3YH44-0CF0 | G120X IP20 500...690V 90kW FSF C3 | 12045.58
6SL3230-3YH44-0CP0 | G120X IP20 500...690V 90kW FSF C3 | 12040.59
6SL3230-3YH44-1CB0 | G120X IP20 500...690V 90kW FSF C3 | 12020.82
6SL3230-2YE18-1UB0 | G120X IP20 380...480V 3kW FSA UF | 1285.86
6SL3520-0XA60-3AF0 | G115D WM IP65/66 380..480V 0,37kW FSA C2 | 1200.6
6SL3520-0XA60-7AB0 | G115D WM IP65/66 380..480V 0,75kW FSA C2 | 805.57
6SL3230-2YE18-1UF0 | G120X IP20 380...480V 3kW FSA UF | 1422.74
6SL3230-3YH50-0CF0 | G120X IP20 500...690V 160kW FSG C3 | 16945.8
6SL3230-3YH50-1CB0 | G120X IP20 500...690V 160kW FSG C3 | 16921.04
6SL3230-3YH50-1CP0 | G120X IP20 500...690V 160kW FSG C3 | 17052.95
6SL3230-3YH52-0CP0 | G120X IP20 500...690V 200kW FSG C3 | 19433.56
6SL3230-2YE20-0UF0 | G120X IP20 380...480V 4kW FSB UF | 1427.1
6SL3230-2YE20-1AP0 | G120X IP20 380...480V 4kW FSB C2 | 1670.15
6SL3520-0XB02-2AA0 | G115D WM IP65/66 380...480V 2,2kW FSB C2 | 1621.32
6SL3520-0XB05-5AA0 | G115D WM IP65/66 380...480V 5,5kW FSC C2 | 2519.13
6SL3520-0XB41-1AF0 | G115D WM IP65/66 380...480V 1,1kW FSA C2 | 1506.69
6SL3520-0XB41-5AF0 | G115D WM IP65/66 380...480V 1,5kW FSA C2 | 1605.63
6SL3520-0XB42-2AB0 | G115D WM IP65/66 380...480V 2,2kW FSB C2 | 1377.75
6SL3520-0XB43-0AF0 | G115D WM IP65/66 380...480V 3kW FSB C2 | 1993.49
6SL3230-1YC26-1UF0 | G120X IP20 200...240V 11kW FSD UF | 2376.8
6SL3230-1YC28-0UP0 | G120X IP20 200...240V 15kW FSD UF | 2810.67
6SL3230-1YC28-1UB0 | G120X IP20 200...240V 15kW FSD UF | 2790.9
6SL3230-2YE26-1UF0 | G120X IP20 380...480V 11kW FSC UF | 2309.75
6SL3230-1YE10-1AF0 | G120X IP20 380...480V 0.75kW FSA C2 | 1102.48
6SL3230-1YE10-1UF0 | G120X IP20 380...480V 0.75kW FSA UF | 1037.59
6SL3261-6GC00-0BA0 | SINAMICS G120X IP20 PT frame FSC | 141.48
6SL3230-1YE12-0UF0 | G120X IP20 380...480V 1.1kW FSA UF | 964.69
6SL3230-2YE34-0AB0 | G120X IP20 380...480V 30kW FSD C2 | 4696
6SL3230-1YE14-1UF0 | G120X IP20 380...480V 1.5kW FSA UF | 1151.13
6SL3230-1YE18-0AF0 | G120X IP20 380...480V 3kW FSA C2 | 1364.12
6SL3230-1YE18-0AP0 | G120X IP20 380...480V 3kW FSA C2 | 1359.13
6SL3230-1YE18-0UF0 | G120X IP20 380...480V 3kW FSA UF | 1257.87
6SL3230-2YE34-1UF0 | G120X IP20 380...480V 30kW FSD UF | 4582.68
6SL3230-2YE34-1UP0 | G120X IP20 380...480V 30kW FSD UF | 4577.71
6SL3230-2YE36-0UB0 | G120X IP20 380...480V 37kW FSD UF | 5118.62
6SL3230-2YE36-1UB0 | G120X IP20 380...480V 37kW FSD UF | 5230.73
6SL3230-2YE36-1UF0 | G120X IP20 380...480V 37kW FSD UF | 5367.61
6SL3230-2YE36-1UP0 | G120X IP20 380...480V 37kW FSD UF | 5362.63
6SL3230-1YE30-0AF0 | G120X IP20 380...480V 18.5kW FSD C2 | 3391.55
6SL3230-2YH26-1AP0 | G120X IP20 500...690V 11kW FSD C2 | 2856.81
6SL3230-2YH26-1UF0 | G120X IP20 500...690V 11kW FSD UF | 2600.68
6SL3520-1XA00-7AB0 | G115D WM IP65/66 380..480V 0,75kW FSA C2 | 851.1
6SL3520-1XA21-5AF0 | G115D WM IP65/66 380...480V 1,5kW FSA C2 | 1489.68
6SL3520-1XA22-2AF0 | G115D WM IP65/66 380...480V 2,2kW FSB C2 | 1702.5
6SL3520-1XA23-0AA0 | G115D WM IP65/66 380...480V 3kW FSB C2 | 1680.41
6SL3520-1XL02-2AB0 | G115D WM IP65/66 380...480V 2,2kW FSB C2 | 1674.45
6SL3520-3XL04-0AA0 | G115D WM IP65/66 380...480V 4kW FSB C2 | 2548.07
6SL3520-3XL04-0AB0 | G115D WM IP65/66 380...480V 4kW FSB C2 | 2304.5
6SL3520-1XM02-2AB0 | G115D WM IP65/66 380...480V 2,2kW FSB C2 | 1674.45
6SL3520-1XM02-2AF0 | G115D WM IP65/66 380...480V 2,2kW FSB C2 | 2115.14
6SL3230-2YE26-1AP0 | G120X IP20 380...480V 11kW FSC C2 | 2565.88
6SL3520-0XC00-7AA0 | G115D WM IP65/66 380..480V 0,75kW FSA C2 | 1210.61
6SL3230-1YC28-1UP0 | G120X IP20 200...240V 15kW FSD UF | 2922.79
6SL3230-1YC40-0UB0 | G120X IP20 200...240V 55kW FSF UF | 7687.05
6SL3230-1YE10-1AB0 | G120X IP20 380...480V 0.75kW FSA C2 | 965.6
6SL3230-1YE12-0UP0 | G120X IP20 380...480V 1.1kW FSA UF | 959.7
6SL3230-1YE14-1UB0 | G120X IP20 380...480V 1.5kW FSA UF | 1014.25
6SL3230-2YE32-1UB0 | G120X IP20 380...480V 22kW FSD UF | 3661.59
6SL3230-2YE32-1UP0 | G120X IP20 380...480V 22kW FSD UF | 3793.48
6SL3230-1YE18-0UP0 | G120X IP20 380...480V 3kW FSA UF | 1252.88
6SL3230-1YE18-1UP0 | G120X IP20 380...480V 3kW FSA UF | 1365
6SL3230-2YE34-0UB0 | G120X IP20 380...480V 30kW FSD UF | 4333.7
6SL3520-0XD02-2AF0 | G115D WM IP65/66 380...480V 2,2kW FSB C2 | 1818.46
6SL3230-1YE20-1UP0 | G120X IP20 380...480V 4kW FSB UF | 1481.46
6SL3520-0XE00-5AF0 | G115D WM IP65/66 380..480V 0,55kW FSA C2 | 1439.08
6SL3520-0XE01-1AF0 | G115D WM IP65/66 380...480V 1,1kW FSA C2 | 1568.47
6SL3520-0XE01-5AB0 | G115D WM IP65/66 380...480V 1,5kW FSA C2 | 1226.74
6SL3520-0XE02-2AF0 | G115D WM IP65/66 380...480V 2,2kW FSB C2 | 1880.24
6SL3520-0XE04-0AA0 | G115D WM IP65/66 380...480V 4kW FSB C2 | 2139.76
6SL3230-2YE40-0UF0 | G120X IP20 380...480V 55kW FSE UF | 7220.88
6SL3230-1YE28-1UB0 | G120X IP20 380...480V 15kW FSC UF | 2636.74
6SL3520-1XK07-5AF0 | G115D WM IP65/66 380...480V 7,5kW FSC C2 | 3576.16
6SL3520-1XL00-5AF0 | G115D WM IP65/66 380..480V 0,55kW FSA C2 | 1673.98
6SL3520-3XK00-7AF0 | G115D WM IP65/66 380..480V 0,75kW FSA C2 | 1877.84
6SL3520-3XK05-5AB0 | G115D WM IP65/66 380...480V 5,5kW FSC C2 | 2745.65
6SL3520-3XL00-3AB0 | G115D WM IP65/66 380..480V 0,37kW FSA C2 | 1391.48
6SL3520-1XA25-5AA0 | G115D WM IP65/66 380...480V 5,5kW FSC C2 | 2403.17
6SL3520-1XM01-1AF0 | G115D WM IP65/66 380...480V 1,1kW FSA C2 | 1803.37
6SL3520-1XM01-5AB0 | G115D WM IP65/66 380...480V 1,5kW FSA C2 | 1461.64
6SL3520-3XL04-0AF0 | G115D WM IP65/66 380...480V 4kW FSB C2 | 2745.2
6SL3520-3XM00-7AB0 | G115D WM IP65/66 380..480V 0,75kW FSA C2 | 1437.13
6SL3520-3XM03-0AF0 | G115D WM IP65/66 380...480V 3kW FSB C2 | 2463.59
6SL3520-3XM04-0AF0 | G115D WM IP65/66 380...480V 4kW FSB C2 | 2745.2
6SL3520-1XA61-5AF0 | G115D WM IP65/66 380...480V 1,5kW FSA C2 | 1550.56
6SL3520-1XA64-0AF0 | G115D WM IP65/66 380...480V 4kW FSB C2 | 2220.03
6SL3230-2YH32-0UB0 | G120X IP20 500...690V 22kW FSD UF | 4018.09
6SL3520-1XB02-2AF0 | G115D WM IP65/66 380...480V 2,2kW FSB C2 | 1924.84
6SL3520-3XN00-5AB0 | G115D WM IP65/66 380..480V 0,55kW FSA C2 | 1439.22
6SL3520-3XN01-1AB0 | G115D WM IP65/66 380...480V 1,1kW FSA C2 | 1568.6
6SL3230-2YH34-1UB0 | G120X IP20 500...690V 30kW FSD UF | 5028.3
6SL3230-2YH36-0AP0 | G120X IP20 500...690V 37kW FSD C2 | 6377.39
6SL3230-2YH38-0AP0 | G120X IP20 500...690V 45kW FSE C2 | 7369.95
6SL3520-2XA02-2AB0 | G115D WM IP65/66 380...480V 2,2kW FSB C2 | 1328.81
6SL3521-0XA23-0AF0 | G115D WM IP65/66 380...480V 3kW FSB C2 | 2014.4
6SL3521-0XA25-5AA0 | G115D WM IP65/66 380...480V 5,5kW FSC C2 | 2540.02
6SL3520-2XA25-5AF0 | G115D WM IP65/66 380...480V 5,5kW FSC C2 | 2667.29
6SL3520-1XB41-1AF0 | G115D WM IP65/66 380...480V 1,1kW FSA C2 | 1613.07
6SL3520-2XA60-5AA0 | G115D WM IP65/66 380..480V 0,55kW FSA C2 | 1192.09
6SL3230-2YH42-1CB0 | G120X IP20 500...690V 75kW FSF C3 | 10086.15
6SL3520-1XC00-7AA0 | G115D WM IP65/66 380..480V 0,75kW FSA C2 | 1317.01
6SL3520-1XC01-5AA0 | G115D WM IP65/66 380...480V 1,5kW FSA C2 | 1514.89
6SL3521-0XA60-7AB0 | G115D WM IP65/66 380..480V 0,75kW FSA C2 | 1048.84
6SL3521-0XA63-0AF0 | G115D WM IP65/66 380...480V 3kW FSB C2 | 2075.27
6SL3230-2YE28-1UP0 | G120X IP20 380...480V 15kW FSC UF | 2821.4
6SL3230-2YE30-0AP0 | G120X IP20 380...480V 18.5kW FSD C2 | 3439.33
6SL3230-2YE30-1UB0 | G120X IP20 380...480V 18.5kW FSD UF | 3135.91
6SL3230-2YE30-1UF0 | G120X IP20 380...480V 18.5kW FSD UF | 3272.79
6SL3230-1YE20-0AB0 | G120X IP20 380...480V 4kW FSB C2 | 1373.39
6SL3266-1AV00-0VA0 | SINAMICS V20, FSAD shield connection kit | 27.34
6SL3230-1YE20-0UB0 | G120X IP20 380...480V 4kW FSB UF | 1237.43
6SL3230-1YE20-0UF0 | G120X IP20 380...480V 4kW FSB UF | 1374.32
6SL3230-1YE22-0UP0 | G120X IP20 380...480V 5.5kW FSB UF | 1506.85
6SL3230-1YE22-1UB0 | G120X IP20 380...480V 5.5kW FSB UF | 1487.08
6SL3230-1YE24-0AP0 | G120X IP20 380...480V 7.5kW FSB C2 | 1953.3
6SL3230-1YE26-1AF0 | G120X IP20 380...480V 11kW FSC C2 | 2518.09
6SL3230-2YE38-0UP0 | G120X IP20 380...480V 45kW FSE UF | 6049.33
6SL3230-2YE40-0AB0 | G120X IP20 380...480V 55kW FSE C2 | 7687.35
6SL3520-0XE05-5AB0 | G115D WM IP65/66 380...480V 5,5kW FSC C2 | 2337.34
6SL3520-0XE40-3AF0 | G115D WM IP65/66 380..480V 0,37kW FSA C2 | 1423.86
6SL3520-1XL01-1AA0 | G115D WM IP65/66 380...480V 1,1kW FSA C2 | 1606.25
6SL3520-1XL01-5AA0 | G115D WM IP65/66 380...480V 1,5kW FSA C2 | 1705.19
6SL3520-1XL01-5AB0 | G115D WM IP65/66 380...480V 1,5kW FSA C2 | 1461.64
6SL3520-3XK00-5AF0 | G115D WM IP65/66 380..480V 0,55kW FSA C2 | 1847.39
6SL3520-3XL00-5AB0 | G115D WM IP65/66 380..480V 0,55kW FSA C2 | 1406.7
6SL3520-3XL01-1AB0 | G115D WM IP65/66 380...480V 1,1kW FSA C2 | 1536.08
6SL3520-1XA60-3AB0 | G115D WM IP65/66 380..480V 0,37kW FSA C2 | 866.32
6SL3520-1XA60-5AF0 | G115D WM IP65/66 380..480V 0,55kW FSA C2 | 1322.23
6SL3230-2YH28-0UF0 | G120X IP20 500...690V 15kW FSD UF | 3044.66
6SL3230-2YH28-1AB0 | G120X IP20 500...690V 15kW FSD C2 | 3291.7
6SL3520-1XM03-0AA0 | G115D WM IP65/66 380...480V 3kW FSB C2 | 2093.07
6SL3520-3XM03-0AB0 | G115D WM IP65/66 380...480V 3kW FSB C2 | 2022.89
6SL3520-1XB00-3AA0 | G115D WM IP65/66 380..480V 0,37kW FSA C2 | 1271.35
6SL3520-1XN00-5AB0 | G115D WM IP65/66 380..480V 0,55kW FSA C2 | 1265.81
6SL3520-1XN01-1AB0 | G115D WM IP65/66 380...480V 1,1kW FSA C2 | 1395.21
6SL3230-2YH32-0AB0 | G120X IP20 500...690V 22kW FSD C2 | 4333.04
6SL3230-2YH32-1UB0 | G120X IP20 500...690V 22kW FSD UF | 4130.19
6SL3230-2YH32-1UF0 | G120X IP20 500...690V 22kW FSD UF | 4267.07
6SL3520-3XN03-0AB0 | G115D WM IP65/66 380...480V 3kW FSB C2 | 2055.42
6SL3520-3XN03-0AF0 | G115D WM IP65/66 380...480V 3kW FSB C2 | 2496.11
6SL3520-3XN07-5AF0 | G115D WM IP65/66 380...480V 7,5kW FSC C2 | 3782.09
6SL3521-0XA01-1AB0 | G115D WM IP65/66 380...480V 1,1kW FSA C2 | 1086.91
6SL3521-0XA02-2AB0 | G115D WM IP65/66 380...480V 2,2kW FSB C2 | 1398.67
6SL3521-0XA07-5AB0 | G115D WM IP65/66 380...480V 7,5kW FSC C2 | 2859.7
6SL3521-0XA20-5AF0 | G115D WM IP65/66 380..480V 0,55kW FSA C2 | 1398.2
6SL3520-1XB42-2AB0 | G115D WM IP65/66 380...480V 2,2kW FSB C2 | 1484.15
6SL3520-1XB47-5AB0 | G115D WM IP65/66 380...480V 7,5kW FSC C2 | 2945.2
6SL3520-1XC00-3AA0 | G115D WM IP65/66 380..480V 0,37kW FSA C2 | 1271.35
6SL3520-2XA60-3AB0 | G115D WM IP65/66 380..480V 0,37kW FSA C2 | 933.3
6SL3230-2YH44-0UF0 | G120X IP20 500...690V 90kW FSF UF | 11383.34
6SL3230-2YH44-0UP0 | G120X IP20 500...690V 90kW FSF UF | 11378.37
6SL3230-2YH44-1CB0 | G120X IP20 500...690V 90kW FSF C3 | 11915.31
6SL3230-2YH44-1CP0 | G120X IP20 500...690V 90kW FSF C3 | 12047.19
6SL3230-2YH48-1CB0 | G120X IP20 500...690V 132kW FSF C3 | 15034.12
6SL3520-1XC03-0AA0 | G115D WM IP65/66 380...480V 3kW FSB C2 | 1902.79
6SL3520-1XC03-0AB0 | G115D WM IP65/66 380...480V 3kW FSB C2 | 1659.21
6SL3520-2XB00-5AA0 | G115D WM IP65/66 380..480V 0,55kW FSA C2 | 1353.55
6SL3521-2XH23-0AF0 | G115D WM IP65/66 380...480V 3kW FSB C2 | 2400.9
6SL3521-2XH60-5AF0 | G115D WM IP65/66 380..480V 0,55kW FSA C2 | 1845.61
6SL3520-3XA60-7AB0 | G115D WM IP65/66 380..480V 0,75kW FSA C2 | 1085.38
6SL3520-3XA61-1AF0 | G115D WM IP65/66 380...480V 1,1kW FSA C2 | 1625
6SL3520-3XA67-5AA0 | G115D WM IP65/66 380...480V 7,5kW FSC C2 | 3200.67
6SL3550-0XB64-0AB0 | G115D MM IP65/66 380...480V 4kW FSB C2 | 1774.44
6SL3550-0XC02-2AB0 | G115D MM IP65/66 380...480V 2,2kW FSB C2 | 1296.88
6SL3521-1XA61-1AF0 | G115D WM IP65/66 380...480V 1,1kW FSA C2 | 1694.87
6SL3521-1XA61-5AA0 | G115D WM IP65/66 380...480V 1,5kW FSA C2 | 1596.69
6SL3520-3XB01-1AF0 | G115D WM IP65/66 380...480V 1,1kW FSA C2 | 1786.49
6SL3521-1XA64-0AF0 | G115D WM IP65/66 380...480V 4kW FSB C2 | 2463.3
6SL3520-3XB07-5AB0 | G115D WM IP65/66 380...480V 7,5kW FSC C2 | 3118.58
6SL3521-1XB01-1AA0 | G115D WM IP65/66 380...480V 1,1kW FSA C2 | 1659.21
6SL3521-1XB03-0AA0 | G115D WM IP65/66 380...480V 3kW FSB C2 | 2146.03
6SL3550-0XD23-0AF0 | G115D MM IP65/66 380...480V 3kW FSB C2 | 1998.73
6SL3550-0XE01-1AF0 | G115D MM IP65/66 380...480V 1,1kW FSA C2 | 1508.36
6SL3521-1XB04-0AF0 | G115D WM IP65/66 380...480V 4kW FSB C2 | 2624.78
6SL3520-2XK00-3AF0 | G115D WM IP65/66 380..480V 0,37kW FSA C2 | 1725.76
6SL3521-2XC00-5AF0 | G115D WM IP65/66 380..480V 0,55kW FSA C2 | 1793.94
6SL3521-2XC01-1AA0 | G115D WM IP65/66 380...480V 1,1kW FSA C2 | 1726.2
6SL3521-2XC03-0AA0 | G115D WM IP65/66 380...480V 3kW FSB C2 | 2213.03
6SL3520-2XK01-5AF0 | G115D WM IP65/66 380...480V 1,5kW FSA C2 | 1969.31
6SL3520-2XL01-1AA0 | G115D WM IP65/66 380...480V 1,1kW FSA C2 | 1673.23
6SL3520-2XM00-7AF0 | G115D WM IP65/66 380..480V 0,75kW FSA C2 | 1771.43
6SL3550-0XA02-2AB0 | G115D MM IP65/66 380...480V 2,2kW FSB C2 | 1164.07
6SL3550-0XA24-0AF0 | G115D MM IP65/66 380...480V 4kW FSB C2 | 2082.31
6SL3520-2XM03-0AB0 | G115D WM IP65/66 380...480V 3kW FSB C2 | 1916.5
6SL3521-0XL03-0AF0 | G115D WM IP65/66 380...480V 3kW FSB C2 | 2427.04
6SL3521-0XM00-5AA0 | G115D WM IP65/66 380..480V 0,55kW FSA C2 | 1613.71
6SL3520-2XN00-5AA0 | G115D WM IP65/66 380..480V 0,55kW FSA C2 | 1576.38
6SL3521-2XD00-3AB0 | G115D WM IP65/66 380..480V 0,37kW FSA C2 | 1338.03
6SL3521-2XD02-2AF0 | G115D WM IP65/66 380...480V 2,2kW FSB C2 | 2235.1
6SL3521-2XE00-5AB0 | G115D WM IP65/66 380..480V 0,55kW FSA C2 | 1415.04
6SL3550-0XA80-3AF0 | G115D MM IP65/66 380..480V 0,37kW FSA C2 | 1292.54
6SL3521-2XE01-1AF0 | G115D WM IP65/66 380...480V 1,1kW FSA C2 | 1985.13
6SL3550-0XA81-1AF0 | G115D MM IP65/66 380...480V 1,1kW FSA C2 | 1374.61
6SL3521-2XE02-2AA0 | G115D WM IP65/66 380...480V 2,2kW FSB C2 | 2099.76
6SL3520-2XN03-0AA0 | G115D WM IP65/66 380...480V 3kW FSB C2 | 2192.58
6SL3521-0XN00-3AF0 | G115D WM IP65/66 380..480V 0,37kW FSA C2 | 1828.14
6SL3521-0XN01-1AF0 | G115D WM IP65/66 380...480V 1,1kW FSA C2 | 1972.75
6SL3520-3XA20-3AA0 | G115D WM IP65/66 380..480V 0,37kW FSA C2 | 1222.39
6SL3520-3XA20-5AF0 | G115D WM IP65/66 380..480V 0,55kW FSA C2 | 1434.73
6SL3521-2XE41-5AB0 | G115D WM IP65/66 380...480V 1,5kW FSA C2 | 1643.38
6SL3521-2XE42-2AB0 | G115D WM IP65/66 380...480V 2,2kW FSB C2 | 1856.21
6SL3550-0XB21-1AF0 | G115D MM IP65/66 380...480V 1,1kW FSA C2 | 1446.57
6SL3550-0XB40-7AB0 | G115D MM IP65/66 380..480V 0,75kW FSA C2 | 968.56
6SL3521-2XH05-5AB0 | G115D WM IP65/66 380...480V 5,5kW FSC C2 | 2682.95
6SL3550-0XB43-0AB0 | G115D MM IP65/66 380...480V 3kW FSB C2 | 1558.02
6SL3520-3XA25-5AA0 | G115D WM IP65/66 380...480V 5,5kW FSC C2 | 2576.56
6SL3521-1XA02-2AB0 | G115D WM IP65/66 380...480V 2,2kW FSB C2 | 1505.06
6SL3521-1XA20-7AF0 | G115D WM IP65/66 380..480V 0,75kW FSA C2 | 1535.05
6SL3230-2YH28-1AP0 | G120X IP20 500...690V 15kW FSD C2 | 3423.58
6SL3230-2YH30-0AF0 | G120X IP20 500...690V 18.5kW FSD C2 | 3837.89
6SL3520-1XN05-5AF0 | G115D WM IP65/66 380...480V 5,5kW FSC C2 | 3045.47
6SL3520-1XN07-5AA0 | G115D WM IP65/66 380...480V 7,5kW FSC C2 | 3411.57
6SL3520-1XN07-5AB0 | G115D WM IP65/66 380...480V 7,5kW FSC C2 | 3168
6SL3520-1XB04-0AA0 | G115D WM IP65/66 380...480V 4kW FSB C2 | 2184.39
6SL3520-1XB04-0AB0 | G115D WM IP65/66 380...480V 4kW FSB C2 | 1940.82
6SL3230-2YH36-0UB0 | G120X IP20 500...690V 37kW FSD UF | 5815.08
6SL3230-2YH36-0UF0 | G120X IP20 500...690V 37kW FSD UF | 5951.98
6SL3520-1XB04-0AF0 | G115D WM IP65/66 380...480V 4kW FSB C2 | 2381.52
6SL3520-1XB40-3AF0 | G115D WM IP65/66 380..480V 0,37kW FSA C2 | 1468.48
6SL3520-2XA24-0AF0 | G115D WM IP65/66 380...480V 4kW FSB C2 | 2226.16
6SL3230-2YH38-0UF0 | G120X IP20 500...690V 45kW FSE UF | 6866.83
6SL3230-2YH40-1UF0 | G120X IP20 500...690V 55kW FSE UF | 8316.73
6SL3521-0XA60-3AB0 | G115D WM IP65/66 380..480V 0,37kW FSA C2 | 1003.15
6SL3520-2XA60-5AF0 | G115D WM IP65/66 380..480V 0,55kW FSA C2 | 1389.21
6SL3520-2XA61-1AF0 | G115D WM IP65/66 380...480V 1,1kW FSA C2 | 1518.6
6SL3520-1XC00-7AB0 | G115D WM IP65/66 380..480V 0,75kW FSA C2 | 1073.45
6SL3520-1XC01-1AB0 | G115D WM IP65/66 380...480V 1,1kW FSA C2 | 1172.4
6SL3230-2YH46-1UB0 | G120X IP20 500...690V 110kW FSF UF | 12848.66
6SL3230-2YH46-1UP0 | G120X IP20 500...690V 110kW FSF UF | 12980.53
6SL3520-2XA62-2AA0 | G115D WM IP65/66 380...480V 2,2kW FSB C2 | 1633.23
6SL3520-2XA64-0AF0 | G115D WM IP65/66 380...480V 4kW FSB C2 | 2287.03
6SL3520-1XD00-3AA0 | G115D WM IP65/66 380..480V 0,37kW FSA C2 | 1271.35
6SL3520-1XD00-3AB0 | G115D WM IP65/66 380..480V 0,37kW FSA C2 | 1027.78
6SL3520-1XD00-5AF0 | G115D WM IP65/66 380..480V 0,55kW FSA C2 | 1483.7
6SL3520-2XB01-1AA0 | G115D WM IP65/66 380...480V 1,1kW FSA C2 | 1482.95
6SL3521-0XB00-7AA0 | G115D WM IP65/66 380..480V 0,75kW FSA C2 | 1453.87
6SL3521-0XB01-1AF0 | G115D WM IP65/66 380...480V 1,1kW FSA C2 | 1749.94
6SL3230-3YC10-0UF0 | G120X IP20 200...240V 0.75kW FSA UF | 979.76
6SL3230-3YC10-0UP0 | G120X IP20 200...240V 0.75kW FSA UF | 974.79
6SL3521-0XB04-0AB0 | G115D WM IP65/66 380...480V 4kW FSB C2 | 2077.69
6SL3521-0XB07-5AF0 | G115D WM IP65/66 380...480V 7,5kW FSC C2 | 3522.73
6SL3520-2XB40-5AB0 | G115D WM IP65/66 380..480V 0,55kW FSA C2 | 1110
6SL3520-2XB41-5AF0 | G115D WM IP65/66 380...480V 1,5kW FSA C2 | 1779.01
6SL3520-2XB42-2AF0 | G115D WM IP65/66 380...480V 2,2kW FSB C2 | 1991.84
6SL3520-1XE40-5AF0 | G115D WM IP65/66 380..480V 0,55kW FSA C2 | 1545.49
6SL3230-3YC12-1UP0 | G120X IP20 200...240V 1.1kW FSA UF | 1124.02
6SL3521-1XM00-7AF0 | G115D WM IP65/66 380..480V 0,75kW FSA C2 | 1947.68
6SL3520-1XE40-7AB0 | G115D WM IP65/66 380..480V 0,75kW FSA C2 | 1135.25
6SL3521-1XN00-3AB0 | G115D WM IP65/66 380..480V 0,37kW FSA C2 | 1493.86
6SL3521-1XN00-5AA0 | G115D WM IP65/66 380..480V 0,55kW FSA C2 | 1752.65
6SL3521-3XM01-1AB0 | G115D WM IP65/66 380...480V 1,1kW FSA C2 | 1779.34
6SL3520-2XD00-5AA0 | G115D WM IP65/66 380..480V 0,55kW FSA C2 | 1353.55
6SL3520-2XD00-5AB0 | G115D WM IP65/66 380..480V 0,55kW FSA C2 | 1110
6SL3521-3XM01-5AA0 | G115D WM IP65/66 380...480V 1,5kW FSA C2 | 2121.85
6SL3520-2XE00-5AF0 | G115D WM IP65/66 380..480V 0,55kW FSA C2 | 1612.49
6SL3521-0XD00-5AF0 | G115D WM IP65/66 380..480V 0,55kW FSA C2 | 1620.54
6SL3521-0XD00-7AB0 | G115D WM IP65/66 380..480V 0,75kW FSA C2 | 1210.3
6SL3520-2XE00-7AF0 | G115D WM IP65/66 380..480V 0,75kW FSA C2 | 1642.94
6SL3521-3XN03-0AF0 | G115D WM IP65/66 380...480V 3kW FSB C2 | 2739.38
6SL3521-3XN04-0AF0 | G115D WM IP65/66 380...480V 4kW FSB C2 | 3020.99
6SL3230-2YH46-1CP0 | G120X IP20 500...690V 110kW FSF C3 | 13613.7
6SL3230-2YH48-0CF0 | G120X IP20 500...690V 132kW FSF C3 | 15058.9
6SL3521-0XA65-5AA0 | G115D WM IP65/66 380...480V 5,5kW FSC C2 | 2600.89
6SL3230-2YH48-0UF0 | G120X IP20 500...690V 132kW FSF UF | 14350.05
6SL3520-2XB00-5AB0 | G115D WM IP65/66 380..480V 0,55kW FSA C2 | 1110
6SL3520-2XB04-0AA0 | G115D WM IP65/66 380...480V 4kW FSB C2 | 2251.38
6SL3520-2XB04-0AF0 | G115D WM IP65/66 380...480V 4kW FSB C2 | 2448.51
6SL3230-2YH52-1CB0 | G120X IP20 500...690V 200kW FSG C3 | 19308.26
6SL3230-2YH54-1CP0 | G120X IP20 500...690V 250kW FSG C3 | 24154.42
6SL3230-3YC10-1UB0 | G120X IP20 200...240V 0.75kW FSA UF | 955.01
6SL3521-0XB03-0AA0 | G115D WM IP65/66 380...480V 3kW FSB C2 | 2039.62
6SL3520-1XE00-7AB0 | G115D WM IP65/66 380..480V 0,75kW FSA C2 | 1135.25
6SL3520-1XE01-5AF0 | G115D WM IP65/66 380...480V 1,5kW FSA C2 | 1773.83
6SL3521-0XB40-3AB0 | G115D WM IP65/66 380..480V 0,37kW FSA C2 | 1164.63
6SL3520-2XB44-0AB0 | G115D WM IP65/66 380...480V 4kW FSB C2 | 2007.82
6SL3520-2XC01-1AA0 | G115D WM IP65/66 380...480V 1,1kW FSA C2 | 1482.95
6SL3520-2XC01-5AB0 | G115D WM IP65/66 380...480V 1,5kW FSA C2 | 1338.34
6SL3520-1XE41-1AB0 | G115D WM IP65/66 380...480V 1,1kW FSA C2 | 1234.19
6SL3520-1XE42-2AB0 | G115D WM IP65/66 380...480V 2,2kW FSB C2 | 1545.96
6SL3521-1XM03-0AF0 | G115D WM IP65/66 380...480V 3kW FSB C2 | 2533.45
6SL3521-1XN00-5AB0 | G115D WM IP65/66 380..480V 0,55kW FSA C2 | 1509.07
6SL3521-1XN03-0AB0 | G115D WM IP65/66 380...480V 3kW FSB C2 | 2125.29
6SL3520-2XD00-3AB0 | G115D WM IP65/66 380..480V 0,37kW FSA C2 | 1094.77
6SL3521-3XM02-2AB0 | G115D WM IP65/66 380...480V 2,2kW FSB C2 | 2091.11
6SL3521-3XM03-0AF0 | G115D WM IP65/66 380...480V 3kW FSB C2 | 2706.83
6SL3521-2XA07-5AB0 | G115D WM IP65/66 380...480V 7,5kW FSC C2 | 3033.08
6SL3521-0XD00-3AF0 | G115D WM IP65/66 380..480V 0,37kW FSA C2 | 1605.31
6SL3521-2XA20-5AA0 | G115D WM IP65/66 380..480V 0,55kW FSA C2 | 1374.46
6SL3520-2XE01-5AA0 | G115D WM IP65/66 380...480V 1,5kW FSA C2 | 1643.7
6SL3521-3XN00-7AF0 | G115D WM IP65/66 380..480V 0,75kW FSA C2 | 2153.6
6SL3521-3XN01-5AF0 | G115D WM IP65/66 380...480V 1,5kW FSA C2 | 2351.5
6SL3521-0XE02-2AB0 | G115D WM IP65/66 380...480V 2,2kW FSB C2 | 1682.79
6SL3520-2XE05-5AA0 | G115D WM IP65/66 380...480V 5,5kW FSC C2 | 2754.29
6SL3521-2XA24-0AF0 | G115D WM IP65/66 380...480V 4kW FSB C2 | 2469.41
6SL3520-2XE43-0AF0 | G115D WM IP65/66 380...480V 3kW FSB C2 | 2228.69
6SL3521-2XA60-3AA0 | G115D WM IP65/66 380..480V 0,37kW FSA C2 | 1420.12
6SL3521-2XA60-5AA0 | G115D WM IP65/66 380..480V 0,55kW FSA C2 | 1435.35
6SL3521-0XE40-7AF0 | G115D WM IP65/66 380..480V 0,75kW FSA C2 | 1712.78
6SL3521-0XH03-0AB0 | G115D WM IP65/66 380...480V 3kW FSB C2 | 1786.81
6SL3520-2XH23-0AA0 | G115D WM IP65/66 380...480V 3kW FSB C2 | 1960.51
6SL3520-2XH60-3AF0 | G115D WM IP65/66 380..480V 0,37kW FSA C2 | 1587.13
6SL3521-0XH61-1AB0 | G115D WM IP65/66 380...480V 1,1kW FSA C2 | 1360.9
6SL3521-0XH62-2AB0 | G115D WM IP65/66 380...480V 2,2kW FSB C2 | 1672.67
6SL3521-2XB05-5AB0 | G115D WM IP65/66 380...480V 5,5kW FSC C2 | 2692.22
6SL3521-2XB40-7AF0 | G115D WM IP65/66 380..480V 0,75kW FSA C2 | 1824.39
6SL3521-2XC01-1AB0 | G115D WM IP65/66 380...480V 1,1kW FSA C2 | 1482.66
6SL3520-2XK01-1AF0 | G115D WM IP65/66 380...480V 1,1kW FSA C2 | 1870.37
6SL3520-2XK04-0AA0 | G115D WM IP65/66 380...480V 4kW FSB C2 | 2441.66
6SL3521-2XC03-0AF0 | G115D WM IP65/66 380...480V 3kW FSB C2 | 2410.15
6SL3520-2XK07-5AF0 | G115D WM IP65/66 380...480V 7,5kW FSC C2 | 3643.16
6SL3521-0XK00-7AF0 | G115D WM IP65/66 380..480V 0,75kW FSA C2 | 1841.3
6SL3521-0XK04-0AB0 | G115D WM IP65/66 380...480V 4kW FSB C2 | 2267.96
6SL3520-2XB05-5AA0 | G115D WM IP65/66 380...480V 5,5kW FSC C2 | 2692.51
6SL3520-1XD01-1AA0 | G115D WM IP65/66 380...480V 1,1kW FSA C2 | 1415.95
6SL3520-1XD01-5AB0 | G115D WM IP65/66 380...480V 1,5kW FSA C2 | 1271.35
6SL3230-2YH48-1CP0 | G120X IP20 500...690V 132kW FSF C3 | 15166.03
6SL3230-2YH50-0CB0 | G120X IP20 500...690V 160kW FSG C3 | 16703.4
6SL3520-1XD02-2AA0 | G115D WM IP65/66 380...480V 2,2kW FSB C2 | 1727.72
6SL3520-1XE00-3AF0 | G115D WM IP65/66 380..480V 0,37kW FSA C2 | 1530.26
6SL3520-2XC00-3AB0 | G115D WM IP65/66 380..480V 0,37kW FSA C2 | 1094.77
6SL3520-1XE02-2AA0 | G115D WM IP65/66 380...480V 2,2kW FSB C2 | 1789.5
6SL3520-1XE05-5AB0 | G115D WM IP65/66 380...480V 5,5kW FSC C2 | 2443.75
6SL3520-2XC00-3AF0 | G115D WM IP65/66 380..480V 0,37kW FSA C2 | 1535.48
6SL3520-1XE43-0AB0 | G115D WM IP65/66 380...480V 3kW FSB C2 | 1721.01
6SL3521-0XB44-0AF0 | G115D WM IP65/66 380...480V 4kW FSB C2 | 2518.37
6SL3521-0XC00-3AB0 | G115D WM IP65/66 380..480V 0,37kW FSA C2 | 1164.63
6SL3521-0XC00-5AA0 | G115D WM IP65/66 380..480V 0,55kW FSA C2 | 1423.42
6SL3521-0XC00-5AB0 | G115D WM IP65/66 380..480V 0,55kW FSA C2 | 1179.85
6SL3521-0XC00-7AB0 | G115D WM IP65/66 380..480V 0,75kW FSA C2 | 1210.3
6SL3521-0XC04-0AB0 | G115D WM IP65/66 380...480V 4kW FSB C2 | 2077.69
6SL3520-2XD00-7AA0 | G115D WM IP65/66 380..480V 0,75kW FSA C2 | 1384.01
6SL3521-2XA00-5AB0 | G115D WM IP65/66 380..480V 0,55kW FSA C2 | 1130.89
6SL3521-0XD01-1AF0 | G115D WM IP65/66 380...480V 1,1kW FSA C2 | 1749.94
6SL3521-0XD03-0AA0 | G115D WM IP65/66 380...480V 3kW FSB C2 | 2039.62
6SL3521-0XD03-0AB0 | G115D WM IP65/66 380...480V 3kW FSB C2 | 1796.06
6SL3521-0XD04-0AB0 | G115D WM IP65/66 380...480V 4kW FSB C2 | 2077.69
6SL3521-0XE03-0AB0 | G115D WM IP65/66 380...480V 3kW FSB C2 | 1857.86
6SL3521-0XE04-0AF0 | G115D WM IP65/66 380...480V 4kW FSB C2 | 2580.16
6SL3520-2XE40-3AB0 | G115D WM IP65/66 380..480V 0,37kW FSA C2 | 1156.58
6SL3520-2XE41-5AB0 | G115D WM IP65/66 380...480V 1,5kW FSA C2 | 1400.13
6SL3521-2XA22-2AA0 | G115D WM IP65/66 380...480V 2,2kW FSB C2 | 1815.63
6SL3521-2XA60-5AF0 | G115D WM IP65/66 380..480V 0,55kW FSA C2 | 1632.47
6SL3521-2XA60-7AA0 | G115D WM IP65/66 380..480V 0,75kW FSA C2 | 1465.79
6SL3521-2XA61-1AF0 | G115D WM IP65/66 380...480V 1,1kW FSA C2 | 1761.87
6SL3521-2XA61-5AB0 | G115D WM IP65/66 380...480V 1,5kW FSA C2 | 1420.12
6SL3520-2XH61-5AF0 | G115D WM IP65/66 380...480V 1,5kW FSA C2 | 1830.7
6SL3521-0XH21-5AA0 | G115D WM IP65/66 380...480V 1,5kW FSA C2 | 1642.49
6SL3521-0XH22-2AA0 | G115D WM IP65/66 380...480V 2,2kW FSB C2 | 1855.32
6SL3521-0XH24-0AA0 | G115D WM IP65/66 380...480V 4kW FSB C2 | 2311.99
6SL3520-2XK00-7AF0 | G115D WM IP65/66 380..480V 0,75kW FSA C2 | 1771.43
6SL3521-2XB41-1AF0 | G115D WM IP65/66 380...480V 1,1kW FSA C2 | 1923.34
6SL3521-2XB41-5AF0 | G115D WM IP65/66 380...480V 1,5kW FSA C2 | 2022.28
6SL3521-2XC00-7AB0 | G115D WM IP65/66 380..480V 0,75kW FSA C2 | 1383.72
6SL3521-2XC00-7AF0 | G115D WM IP65/66 380..480V 0,75kW FSA C2 | 1824.39
6SL3521-2XC04-0AF0 | G115D WM IP65/66 380...480V 4kW FSB C2 | 2691.78
6SL3520-2XM00-3AA0 | G115D WM IP65/66 380..480V 0,37kW FSA C2 | 1528.64
6SL3521-2XD00-5AA0 | G115D WM IP65/66 380..480V 0,55kW FSA C2 | 1596.82
6SL3520-2XM01-1AF0 | G115D WM IP65/66 380...480V 1,1kW FSA C2 | 1870.37
6SL3520-2XM01-5AB0 | G115D WM IP65/66 380...480V 1,5kW FSA C2 | 1528.64
6SL3550-0XA41-5AF0 | G115D MM IP65/66 380...480V 1,5kW FSA C2 | 1388.35
6SL3550-0XA44-0AF0 | G115D MM IP65/66 380...480V 4kW FSB C2 | 2082.31
6SL3521-2XD01-1AF0 | G115D WM IP65/66 380...480V 1,1kW FSA C2 | 1923.34
6SL3521-2XD01-5AF0 | G115D WM IP65/66 380...480V 1,5kW FSA C2 | 2022.28
6SL3521-2XH60-3AA0 | G115D WM IP65/66 380..480V 0,37kW FSA C2 | 1633.25
6SL3521-1XA27-5AF0 | G115D WM IP65/66 380...480V 7,5kW FSC C2 | 3406.79
6SL3521-2XH62-2AF0 | G115D WM IP65/66 380...480V 2,2kW FSB C2 | 2286.76
6SL3520-3XB00-3AA0 | G115D WM IP65/66 380..480V 0,37kW FSA C2 | 1444.73
6SL3521-2XH63-0AF0 | G115D WM IP65/66 380...480V 3kW FSB C2 | 2461.8
6SL3550-0XC04-0AF0 | G115D MM IP65/66 380...480V 4kW FSB C2 | 2215.14
6SL3521-1XA61-5AF0 | G115D WM IP65/66 380...480V 1,5kW FSA C2 | 1793.81
6SL3520-3XB05-5AF0 | G115D WM IP65/66 380...480V 5,5kW FSC C2 | 2996.04
6SL3550-0XD03-0AB0 | G115D MM IP65/66 380...480V 3kW FSB C2 | 1558.02
6SL3521-1XB00-7AF0 | G115D WM IP65/66 380..480V 0,75kW FSA C2 | 1757.41
6SL3521-1XB02-2AB0 | G115D WM IP65/66 380...480V 2,2kW FSB C2 | 1727.43
6SL3521-1XB05-5AB0 | G115D WM IP65/66 380...480V 5,5kW FSC C2 | 2625.22
6SL3550-0XD21-5AF0 | G115D MM IP65/66 380...480V 1,5kW FSA C2 | 1521.18
6SL3550-0XE20-5AB0 | G115D MM IP65/66 380..480V 0,55kW FSA C2 | 1007.96
6SL3521-2XK01-1AA0 | G115D WM IP65/66 380...480V 1,1kW FSA C2 | 1916.5
6SL3521-1XB43-0AF0 | G115D WM IP65/66 380...480V 3kW FSB C2 | 2343.15
6SL3520-3XB43-0AB0 | G115D WM IP65/66 380...480V 3kW FSB C2 | 1832.61
6SL3521-1XC01-5AB0 | G115D WM IP65/66 380...480V 1,5kW FSA C2 | 1514.6
6SL3520-3XC02-2AA0 | G115D WM IP65/66 380...480V 2,2kW FSB C2 | 1901.12
6SL3521-1XD01-5AF0 | G115D WM IP65/66 380...480V 1,5kW FSA C2 | 1955.3
6SL3521-1XD03-0AA0 | G115D WM IP65/66 380...480V 3kW FSB C2 | 2146.03
6SL3520-3XD02-2AF0 | G115D WM IP65/66 380...480V 2,2kW FSB C2 | 2098.25
6SL3550-0XE60-3AB0 | G115D MM IP65/66 380..480V 0,37kW FSA C2 | 985.58
6SL3521-1XE01-1AB0 | G115D WM IP65/66 380...480V 1,1kW FSA C2 | 1477.44
6SL3521-2XK04-0AA0 | G115D WM IP65/66 380...480V 4kW FSB C2 | 2684.91
6SL3521-2XL00-7AA0 | G115D WM IP65/66 380..480V 0,75kW FSA C2 | 1817.55
6SL3521-1XE03-0AA0 | G115D WM IP65/66 380...480V 3kW FSB C2 | 2207.81
6SL3521-1XE07-5AF0 | G115D WM IP65/66 380...480V 7,5kW FSC C2 | 3690.94
6SL3521-1XE41-1AF0 | G115D WM IP65/66 380...480V 1,1kW FSA C2 | 1918.13
6SL3550-0XH40-7AF0 | G115D MM IP65/66 380..480V 0,75kW FSA C2 | 1485.35
6SL3550-0XH41-5AA0 | G115D MM IP65/66 380...480V 1,5kW FSA C2 | 1395.38
6SL3520-3XE03-0AA0 | G115D WM IP65/66 380...480V 3kW FSB C2 | 2137.98
6SL3520-3XE40-5AB0 | G115D WM IP65/66 380..480V 0,55kW FSA C2 | 1278.21
6SL3521-1XE44-0AB0 | G115D WM IP65/66 380...480V 4kW FSB C2 | 2245.87
6SL3520-3XE45-5AF0 | G115D WM IP65/66 380...480V 5,5kW FSC C2 | 3057.84
6SL3521-1XH03-0AB0 | G115D WM IP65/66 380...480V 3kW FSB C2 | 1893.22
6SL3520-3XH20-7AA0 | G115D WM IP65/66 380..480V 0,75kW FSA C2 | 1481.15
6SL3520-3XH21-5AF0 | G115D WM IP65/66 380...480V 1,5kW FSA C2 | 1876.17
6SL3550-0XH64-0AB0 | G115D MM IP65/66 380...480V 4kW FSB C2 | 1915.62
6SL3520-3XH22-2AF0 | G115D WM IP65/66 380...480V 2,2kW FSB C2 | 2089
6SL3520-3XH60-3AB0 | G115D WM IP65/66 380..480V 0,37kW FSA C2 | 1252.85
6SL3521-2XM00-5AB0 | G115D WM IP65/66 380..480V 0,55kW FSA C2 | 1543.55
6SL3520-3XH61-1AB0 | G115D WM IP65/66 380...480V 1,1kW FSA C2 | 1397.44
6SL3520-3XH61-5AB0 | G115D WM IP65/66 380...480V 1,5kW FSA C2 | 1496.38
6SL3521-1XK00-5AF0 | G115D WM IP65/66 380..480V 0,55kW FSA C2 | 1917.23
6SL3550-0XH84-0AB0 | G115D MM IP65/66 380...480V 4kW FSB C2 | 1915.62
7ME3480-2BB00-2BD2 | SITRANS FUE950 calculator | 552.47
7KN2710-2CE40-0YC0 | SENTRON Powermanager V4.x Extended | 1942.01
7KN2711-3CE40-0YC0 | SENTRON Powermanager V4.x DevPack(100) | 7151.49
6XV1801-2CN15 | Control Connecting Cable M12-180/M12-180 | 146.04
7ME6110-1MA20-2EA1 | SITRANS F M MAGFLO MAG 1100 | 4060.39
7ME6110-1RA20-2EA1 | SITRANS F M MAGFLO MAG 1100 | 4060.39
6SL3520-2XE02-2AA0 | G115D WM IP65/66 380...480V 2,2kW FSB C2 | 1856.5
6SL3520-2XE03-0AA0 | G115D WM IP65/66 380...480V 3kW FSB C2 | 2031.56
6SL3520-2XH00-5AB0 | G115D WM IP65/66 380..480V 0,55kW FSA C2 | 1100.75
6SL3520-2XH01-1AB0 | G115D WM IP65/66 380...480V 1,1kW FSA C2 | 1230.14
6SL3520-2XH01-5AB0 | G115D WM IP65/66 380...480V 1,5kW FSA C2 | 1329.08
6SL3521-3XN05-5AF0 | G115D WM IP65/66 380...480V 5,5kW FSC C2 | 3462.12
6SL3520-2XH03-0AB0 | G115D WM IP65/66 380...480V 3kW FSB C2 | 1716.96
6SL3520-2XH05-5AB0 | G115D WM IP65/66 380...480V 5,5kW FSC C2 | 2439.7
6SL3521-2XA67-5AA0 | G115D WM IP65/66 380...480V 7,5kW FSC C2 | 3337.54
6SL3521-2XB00-3AA0 | G115D WM IP65/66 380..480V 0,37kW FSA C2 | 1581.6
6SL3520-2XH21-5AF0 | G115D WM IP65/66 380...480V 1,5kW FSA C2 | 1769.78
6SL3521-0XH62-2AF0 | G115D WM IP65/66 380...480V 2,2kW FSB C2 | 2113.38
6SL3521-2XB01-1AF0 | G115D WM IP65/66 380...480V 1,1kW FSA C2 | 1923.34
6SL3521-2XB04-0AF0 | G115D WM IP65/66 380...480V 4kW FSB C2 | 2691.78
6SL3521-2XB05-5AA0 | G115D WM IP65/66 380...480V 5,5kW FSC C2 | 2935.77
6SL3521-2XC01-5AB0 | G115D WM IP65/66 380...480V 1,5kW FSA C2 | 1581.6
6SL3521-2XC02-2AB0 | G115D WM IP65/66 380...480V 2,2kW FSB C2 | 1794.39
6SL3521-0XH67-5AA0 | G115D WM IP65/66 380...480V 7,5kW FSC C2 | 3377.26
6SL3521-0XK00-5AF0 | G115D WM IP65/66 380..480V 0,55kW FSA C2 | 1810.84
6SL3521-0XK05-5AA0 | G115D WM IP65/66 380...480V 5,5kW FSC C2 | 2952.64
6SL3521-0XK07-5AA0 | G115D WM IP65/66 380...480V 7,5kW FSC C2 | 3515.91
6SL3521-0XK07-5AB0 | G115D WM IP65/66 380...480V 7,5kW FSC C2 | 3272.34
6SL3520-2XL00-7AF0 | G115D WM IP65/66 380..480V 0,75kW FSA C2 | 1771.43
6SL3521-0XL02-2AA0 | G115D WM IP65/66 380...480V 2,2kW FSB C2 | 2054.85
6SL3521-0XL02-2AB0 | G115D WM IP65/66 380...480V 2,2kW FSB C2 | 1811.3
6SL3521-0XL02-2AF0 | G115D WM IP65/66 380...480V 2,2kW FSB C2 | 2251.98
6SL3550-0XA04-0AB0 | G115D MM IP65/66 380...480V 4kW FSB C2 | 1641.63
6SL3520-2XN00-7AB0 | G115D WM IP65/66 380..480V 0,75kW FSA C2 | 1363.26
6SL3520-2XN01-1AA0 | G115D WM IP65/66 380...480V 1,1kW FSA C2 | 1705.78
6SL3521-0XM01-1AA0 | G115D WM IP65/66 380...480V 1,1kW FSA C2 | 1743.1
6SL3521-0XM02-2AB0 | G115D WM IP65/66 380...480V 2,2kW FSB C2 | 1811.3
6SL3550-0XA64-0AF0 | G115D MM IP65/66 380...480V 4kW FSB C2 | 2143.18
6SL3521-2XE00-7AB0 | G115D WM IP65/66 380..480V 0,75kW FSA C2 | 1445.5
6SL3521-2XE00-7AF0 | G115D WM IP65/66 380..480V 0,75kW FSA C2 | 1886.19
6SL3521-2XE05-5AA0 | G115D WM IP65/66 380...480V 5,5kW FSC C2 | 2997.57
6SL3550-0XB00-3AF0 | G115D MM IP65/66 380..480V 0,37kW FSA C2 | 1364.49
6SL3550-0XB00-5AB0 | G115D MM IP65/66 380..480V 0,55kW FSA C2 | 946.18
6SL3521-2XE05-5AB0 | G115D WM IP65/66 380...480V 5,5kW FSC C2 | 2754
6SL3521-2XE07-5AB0 | G115D WM IP65/66 380...480V 7,5kW FSC C2 | 3317.23
6SL3521-0XN02-2AF0 | G115D WM IP65/66 380...480V 2,2kW FSB C2 | 2284.52
6SL3521-0XN03-0AA0 | G115D WM IP65/66 380...480V 3kW FSB C2 | 2262.45
6SL3521-0XN05-5AA0 | G115D WM IP65/66 380...480V 5,5kW FSC C2 | 2985.19
6SL3521-0XN05-5AB0 | G115D WM IP65/66 380...480V 5,5kW FSC C2 | 2741.63
6SL3521-1XA21-1AF0 | G115D WM IP65/66 380...480V 1,1kW FSA C2 | 1634
6SL3521-2XH24-0AF0 | G115D WM IP65/66 380...480V 4kW FSB C2 | 2682.51
6SL3521-2XH60-3AF0 | G115D WM IP65/66 380..480V 0,37kW FSA C2 | 1830.37
6SL3521-1XA21-5AF0 | G115D WM IP65/66 380...480V 1,5kW FSA C2 | 1732.94
6SL3520-3XA63-0AA0 | G115D WM IP65/66 380...480V 3kW FSB C2 | 1914.7
6SL3520-3XA63-0AF0 | G115D WM IP65/66 380...480V 3kW FSB C2 | 2111.82
6SL3520-3XA64-0AB0 | G115D WM IP65/66 380...480V 4kW FSB C2 | 1952.75
6SL3520-3XA65-5AA0 | G115D WM IP65/66 380...480V 5,5kW FSC C2 | 2637.44
6SL3520-2XL01-5AA0 | G115D WM IP65/66 380...480V 1,5kW FSA C2 | 1772.18
6SL3550-0XA01-1AB0 | G115D MM IP65/66 380...480V 1,1kW FSA C2 | 873.04
6SL3521-0XL01-5AF0 | G115D WM IP65/66 380...480V 1,5kW FSA C2 | 2039.18
6SL3550-0XA20-5AF0 | G115D MM IP65/66 380..480V 0,55kW FSA C2 | 1254.05
6SL3521-0XL03-0AB0 | G115D WM IP65/66 380...480V 3kW FSB C2 | 1986.36
6SL3550-0XA22-2AF0 | G115D MM IP65/66 380...480V 2,2kW FSB C2 | 1604.74
6SL3521-0XL04-0AB0 | G115D WM IP65/66 380...480V 4kW FSB C2 | 2267.96
6SL3521-0XM03-0AB0 | G115D WM IP65/66 380...480V 3kW FSB C2 | 1986.36
6SL3521-2XD00-7AB0 | G115D WM IP65/66 380..480V 0,75kW FSA C2 | 1383.72
6SL3550-0XA61-5AB0 | G115D MM IP65/66 380...480V 1,5kW FSA C2 | 1008.53
6SL3550-0XA64-0AB0 | G115D MM IP65/66 380...480V 4kW FSB C2 | 1702.5
6SL3521-2XE03-0AA0 | G115D WM IP65/66 380...480V 3kW FSB C2 | 2274.81
6SL3521-0XN00-3AB0 | G115D WM IP65/66 380..480V 0,37kW FSA C2 | 1387.44
6SL3550-0XA83-0AF0 | G115D MM IP65/66 380...480V 3kW FSB C2 | 1926.77
6SL3521-2XE04-0AA0 | G115D WM IP65/66 380...480V 4kW FSB C2 | 2556.44
6SL3521-2XE40-3AF0 | G115D WM IP65/66 380..480V 0,37kW FSA C2 | 1840.5
6SL3521-2XE41-1AF0 | G115D WM IP65/66 380...480V 1,1kW FSA C2 | 1985.13
6SL3550-0XB23-0AB0 | G115D MM IP65/66 380...480V 3kW FSB C2 | 1558.02
6SL3521-0XN00-7AF0 | G115D WM IP65/66 380..480V 0,75kW FSA C2 | 1873.81
6SL3550-0XB44-0AB0 | G115D MM IP65/66 380...480V 4kW FSB C2 | 1774.44
6SL3521-2XH03-0AB0 | G115D WM IP65/66 380...480V 3kW FSB C2 | 1960.22
6SL3521-2XH20-5AA0 | G115D WM IP65/66 380..480V 0,55kW FSA C2 | 1587.56
6SL3521-1XA21-1AA0 | G115D WM IP65/66 380...480V 1,1kW FSA C2 | 1436.86
6SL3521-1XA22-2AA0 | G115D WM IP65/66 380...480V 2,2kW FSB C2 | 1748.63
6SL3521-2XH60-7AA0 | G115D WM IP65/66 380..480V 0,75kW FSA C2 | 1678.94
6SL3520-3XA60-7AA0 | G115D WM IP65/66 380..480V 0,75kW FSA C2 | 1328.94
6SL3521-1XA27-5AA0 | G115D WM IP65/66 380...480V 7,5kW FSC C2 | 3209.66
6SL3520-3XA65-5AF0 | G115D WM IP65/66 380...480V 5,5kW FSC C2 | 2834.56
6SL3520-3XB00-5AA0 | G115D WM IP65/66 380..480V 0,55kW FSA C2 | 1459.97
6SL3521-2XH63-0AA0 | G115D WM IP65/66 380...480V 3kW FSB C2 | 2264.68
6SL3550-0XC01-5AF0 | G115D MM IP65/66 380...480V 1,5kW FSA C2 | 1521.18
6SL3521-1XA62-2AF0 | G115D WM IP65/66 380...480V 2,2kW FSB C2 | 2006.64
6SL3550-0XC20-7AF0 | G115D MM IP65/66 380..480V 0,75kW FSA C2 | 1409.24
6SL3550-0XC21-5AB0 | G115D MM IP65/66 380...480V 1,5kW FSA C2 | 1080.49
6SL3520-3XB02-2AF0 | G115D WM IP65/66 380...480V 2,2kW FSB C2 | 2098.25
6SL3550-0XD00-3AF0 | G115D MM IP65/66 380..480V 0,37kW FSA C2 | 1364.49
6SL3520-3XB04-0AF0 | G115D WM IP65/66 380...480V 4kW FSB C2 | 2554.91
6SL3550-0XB21-1AB0 | G115D MM IP65/66 380...480V 1,1kW FSA C2 | 1005.87
6SL3550-0XB21-5AF0 | G115D MM IP65/66 380...480V 1,5kW FSA C2 | 1521.18
6SL3521-0XN03-0AB0 | G115D WM IP65/66 380...480V 3kW FSB C2 | 2018.87
6SL3550-0XB40-5AF0 | G115D MM IP65/66 380..480V 0,55kW FSA C2 | 1386.86
6SL3521-0XN07-5AF0 | G115D WM IP65/66 380...480V 7,5kW FSC C2 | 3745.54
6SL3550-0XB63-0AB0 | G115D MM IP65/66 380...480V 3kW FSB C2 | 1558.02
6SL3521-1XA00-7AB0 | G115D WM IP65/66 380..480V 0,75kW FSA C2 | 1094.34
6SL3520-3XA60-3AA0 | G115D WM IP65/66 380..480V 0,37kW FSA C2 | 1283.27
6SL3521-2XH27-5AF0 | G115D WM IP65/66 380...480V 7,5kW FSC C2 | 3686.89
6SL3521-1XA23-0AA0 | G115D WM IP65/66 380...480V 3kW FSB C2 | 1923.68
6SL3520-3XA61-1AB0 | G115D WM IP65/66 380...480V 1,1kW FSA C2 | 1184.31
6SL3520-3XA62-2AF0 | G115D WM IP65/66 380...480V 2,2kW FSB C2 | 1936.77
6SL3520-3XB01-1AB0 | G115D WM IP65/66 380...480V 1,1kW FSA C2 | 1345.79
6SL3521-1XA60-7AA0 | G115D WM IP65/66 380..480V 0,75kW FSA C2 | 1398.8
6SL3550-0XA60-5AF0 | G115D MM IP65/66 380..480V 0,55kW FSA C2 | 1314.92
6SL3550-0XA61-1AB0 | G115D MM IP65/66 380...480V 1,1kW FSA C2 | 933.91
6SL3520-2XN05-5AA0 | G115D WM IP65/66 380...480V 5,5kW FSC C2 | 2915.32
6SL3521-0XN00-5AB0 | G115D WM IP65/66 380..480V 0,55kW FSA C2 | 1402.68
6SL3521-0XN00-5AF0 | G115D WM IP65/66 380..480V 0,55kW FSA C2 | 1843.36
6SL3520-2XN05-5AB0 | G115D WM IP65/66 380...480V 5,5kW FSC C2 | 2671.76
6SL3550-0XB00-7AF0 | G115D MM IP65/66 380..480V 0,75kW FSA C2 | 1409.24
6SL3550-0XB20-3AB0 | G115D MM IP65/66 380..480V 0,37kW FSA C2 | 923.78
6SL3550-0XB20-5AB0 | G115D MM IP65/66 380..480V 0,55kW FSA C2 | 946.18
6SL3550-0XB20-7AF0 | G115D MM IP65/66 380..480V 0,75kW FSA C2 | 1409.24
6SL3521-1XA00-3AB0 | G115D WM IP65/66 380..480V 0,37kW FSA C2 | 1048.69
6SL3521-1XA00-5AB0 | G115D WM IP65/66 380..480V 0,55kW FSA C2 | 1063.91
6SL3550-0XB60-5AF0 | G115D MM IP65/66 380..480V 0,55kW FSA C2 | 1386.86
6SL3550-0XB61-1AF0 | G115D MM IP65/66 380...480V 1,1kW FSA C2 | 1446.57
6SL3520-3XA05-5AB0 | G115D WM IP65/66 380...480V 5,5kW FSC C2 | 2333.01
6SL3520-3XA60-5AF0 | G115D WM IP65/66 380..480V 0,55kW FSA C2 | 1495.61
6SL3521-2XH61-1AA0 | G115D WM IP65/66 380...480V 1,1kW FSA C2 | 1777.86
6SL3521-2XH61-1AF0 | G115D WM IP65/66 380...480V 1,1kW FSA C2 | 1974.99
6SL3521-1XA23-0AF0 | G115D WM IP65/66 380...480V 3kW FSB C2 | 2120.8
6SL3550-0XC00-5AF0 | G115D MM IP65/66 380..480V 0,55kW FSA C2 | 1386.86
6SL3550-0XC01-1AB0 | G115D MM IP65/66 380...480V 1,1kW FSA C2 | 1005.87
6SL3520-3XB00-5AB0 | G115D WM IP65/66 380..480V 0,55kW FSA C2 | 1216.4
6SL3520-3XB00-7AF0 | G115D WM IP65/66 380..480V 0,75kW FSA C2 | 1687.54
6SL3521-2XK00-5AB0 | G115D WM IP65/66 380..480V 0,55kW FSA C2 | 1543.55
6SL3521-2XK00-5AF0 | G115D WM IP65/66 380..480V 0,55kW FSA C2 | 1984.22
6SL3521-2XK00-7AB0 | G115D WM IP65/66 380..480V 0,75kW FSA C2 | 1574
6SL3520-3XB01-1AA0 | G115D WM IP65/66 380...480V 1,1kW FSA C2 | 1589.36
6SL3550-0XB03-0AF0 | G115D MM IP65/66 380...480V 3kW FSB C2 | 1998.73
6SL3550-0XB04-0AB0 | G115D MM IP65/66 380...480V 4kW FSB C2 | 1774.44
6SL3550-0XB04-0AF0 | G115D MM IP65/66 380...480V 4kW FSB C2 | 2215.14
6SL3550-0XB20-3AF0 | G115D MM IP65/66 380..480V 0,37kW FSA C2 | 1364.49
6SL3550-0XB42-2AF0 | G115D MM IP65/66 380...480V 2,2kW FSB C2 | 1737.57
6SL3521-2XH01-1AB0 | G115D WM IP65/66 380...480V 1,1kW FSA C2 | 1473.39
6SL3521-2XH02-2AB0 | G115D WM IP65/66 380...480V 2,2kW FSB C2 | 1785.16
6SL3521-0XN04-0AB0 | G115D WM IP65/66 380...480V 4kW FSB C2 | 2300.5
6SL3521-1XA20-3AA0 | G115D WM IP65/66 380..480V 0,37kW FSA C2 | 1292.23
6SL3521-1XA20-5AA0 | G115D WM IP65/66 380..480V 0,55kW FSA C2 | 1307.48
6SL3521-2XH22-2AF0 | G115D WM IP65/66 380...480V 2,2kW FSB C2 | 2225.85
6SL3521-2XH24-0AA0 | G115D WM IP65/66 380...480V 4kW FSB C2 | 2485.39
6SL3550-0XB63-0AF0 | G115D MM IP65/66 380...480V 3kW FSB C2 | 1998.73
6SL3550-0XC00-5AB0 | G115D MM IP65/66 380..480V 0,55kW FSA C2 | 946.18
6SL3550-0XC00-7AF0 | G115D MM IP65/66 380..480V 0,75kW FSA C2 | 1409.24
6SL3550-0XC01-5AB0 | G115D MM IP65/66 380...480V 1,5kW FSA C2 | 1080.49
6SL3520-3XB00-3AF0 | G115D WM IP65/66 380..480V 0,37kW FSA C2 | 1641.86
6SL3521-1XA63-0AF0 | G115D WM IP65/66 380...480V 3kW FSB C2 | 2181.67
6SL3520-3XB01-5AA0 | G115D WM IP65/66 380...480V 1,5kW FSA C2 | 1688.31
6SL3520-3XB01-5AB0 | G115D WM IP65/66 380...480V 1,5kW FSA C2 | 1444.73
6SL3550-0XC22-2AB0 | G115D MM IP65/66 380...480V 2,2kW FSB C2 | 1296.88
6SL3521-1XA64-0AA0 | G115D WM IP65/66 380...480V 4kW FSB C2 | 2266.16
6SL3521-1XB00-3AB0 | G115D WM IP65/66 380..480V 0,37kW FSA C2 | 1271.03
6SL3521-1XB00-5AA0 | G115D WM IP65/66 380..480V 0,55kW FSA C2 | 1529.82
6SL3521-2XH64-0AF0 | G115D WM IP65/66 380...480V 4kW FSB C2 | 2743.43
6SL3521-2XH67-5AA0 | G115D WM IP65/66 380...480V 7,5kW FSC C2 | 3550.65
6SL3521-1XA60-7AF0 | G115D WM IP65/66 380..480V 0,75kW FSA C2 | 1595.93
6SL3521-1XA61-5AB0 | G115D WM IP65/66 380...480V 1,5kW FSA C2 | 1353.12
6SL3520-3XB03-0AA0 | G115D WM IP65/66 380...480V 3kW FSB C2 | 2076.17
6SL3520-3XB03-0AB0 | G115D WM IP65/66 380...480V 3kW FSB C2 | 1832.61
6SL3520-3XB03-0AF0 | G115D WM IP65/66 380...480V 3kW FSB C2 | 2273.29
6SL3550-0XD00-3AB0 | G115D MM IP65/66 380..480V 0,37kW FSA C2 | 923.78
6SL3550-0XB24-0AF0 | G115D MM IP65/66 380...480V 4kW FSB C2 | 2215.14
6SL3521-0XN01-1AB0 | G115D WM IP65/66 380...480V 1,1kW FSA C2 | 1532.07
6SL3521-0XN01-5AF0 | G115D WM IP65/66 380...480V 1,5kW FSA C2 | 2071.71
6SL3550-0XB40-3AB0 | G115D MM IP65/66 380..480V 0,37kW FSA C2 | 923.78
6SL3520-3XA22-2AA0 | G115D WM IP65/66 380...480V 2,2kW FSB C2 | 1678.78
6SL3521-2XH07-5AB0 | G115D WM IP65/66 380...480V 7,5kW FSC C2 | 3246.18
6SL3521-2XH20-7AA0 | G115D WM IP65/66 380..480V 0,75kW FSA C2 | 1618.02
6SL3520-3XA24-0AF0 | G115D WM IP65/66 380...480V 4kW FSB C2 | 2332.57
6SL3520-3XA25-5AF0 | G115D WM IP65/66 380...480V 5,5kW FSC C2 | 2773.69
6SL3521-1XA24-0AA0 | G115D WM IP65/66 380...480V 4kW FSB C2 | 2205.28
6SL3521-1XA25-5AF0 | G115D WM IP65/66 380...480V 5,5kW FSC C2 | 2843.55
6SL3521-1XA60-3AF0 | G115D WM IP65/66 380..480V 0,37kW FSA C2 | 1550.24
6SL3521-1XA60-5AA0 | G115D WM IP65/66 380..480V 0,55kW FSA C2 | 1368.35
6SL3521-2XH65-5AA0 | G115D WM IP65/66 380...480V 5,5kW FSC C2 | 2987.42
6SL3521-2XH65-5AF0 | G115D WM IP65/66 380...480V 5,5kW FSC C2 | 3184.54
6SL3521-2XH67-5AB0 | G115D WM IP65/66 380...480V 7,5kW FSC C2 | 3307.1
6SL3521-2XK00-3AA0 | G115D WM IP65/66 380..480V 0,37kW FSA C2 | 1771.88
6SL3520-3XB05-5AA0 | G115D WM IP65/66 380...480V 5,5kW FSC C2 | 2798.92
6SL3520-3XB05-5AB0 | G115D WM IP65/66 380...480V 5,5kW FSC C2 | 2555.35
6SL3520-3XB07-5AF0 | G115D WM IP65/66 380...480V 7,5kW FSC C2 | 3559.28
6SL3520-3XB40-3AB0 | G115D WM IP65/66 380..480V 0,37kW FSA C2 | 1201.18
6SL3521-1XB02-2AA0 | G115D WM IP65/66 380...480V 2,2kW FSB C2 | 1970.98
6SL3521-1XB03-0AF0 | G115D WM IP65/66 380...480V 3kW FSB C2 | 2343.15
6SL3521-1XB04-0AB0 | G115D WM IP65/66 380...480V 4kW FSB C2 | 2184.09
6SL3521-1XB05-5AF0 | G115D WM IP65/66 380...480V 5,5kW FSC C2 | 3065.89
6SL3521-1XB47-5AB0 | G115D WM IP65/66 380...480V 7,5kW FSC C2 | 3188.45
6SL3521-1XB47-5AF0 | G115D WM IP65/66 380...480V 7,5kW FSC C2 | 3629.13
6SL3521-1XC00-3AA0 | G115D WM IP65/66 380..480V 0,37kW FSA C2 | 1514.6
6SL3521-1XC00-3AF0 | G115D WM IP65/66 380..480V 0,37kW FSA C2 | 1711.72
6SL3520-3XC01-5AB0 | G115D WM IP65/66 380...480V 1,5kW FSA C2 | 1444.73
6SL3520-3XC04-0AB0 | G115D WM IP65/66 380...480V 4kW FSB C2 | 2114.22
6SL3521-1XD03-0AF0 | G115D WM IP65/66 380...480V 3kW FSB C2 | 2343.15
6SL3521-1XD04-0AF0 | G115D WM IP65/66 380...480V 4kW FSB C2 | 2624.78
6SL3520-3XD00-5AA0 | G115D WM IP65/66 380..480V 0,55kW FSA C2 | 1459.97
6SL3520-3XD01-1AB0 | G115D WM IP65/66 380...480V 1,1kW FSA C2 | 1345.79
6SL3550-0XE41-1AB0 | G115D MM IP65/66 380...480V 1,1kW FSA C2 | 1067.65
6SL3520-3XE00-5AA0 | G115D WM IP65/66 380..480V 0,55kW FSA C2 | 1521.75
6SL3520-3XE00-5AB0 | G115D WM IP65/66 380..480V 0,55kW FSA C2 | 1278.21
6SL3520-3XE00-7AA0 | G115D WM IP65/66 380..480V 0,75kW FSA C2 | 1552.2
6SL3521-1XE02-2AB0 | G115D WM IP65/66 380...480V 2,2kW FSB C2 | 1789.21
6SL3521-2XM03-0AF0 | G115D WM IP65/66 380...480V 3kW FSB C2 | 2600.45
6SL3550-0XK00-3AF0 | G115D MM IP65/66 380..480V 0,37kW FSA C2 | 1554.76
6SL3550-0XK00-7AB0 | G115D MM IP65/66 380..480V 0,75kW FSA C2 | 1158.83
6SL3521-1XB00-5AB0 | G115D WM IP65/66 380..480V 0,55kW FSA C2 | 1286.26
6SL3550-0XE01-1AB0 | G115D MM IP65/66 380...480V 1,1kW FSA C2 | 1067.65
6SL3550-0XE02-2AF0 | G115D MM IP65/66 380...480V 2,2kW FSB C2 | 1799.35
6SL3550-0XE20-5AF0 | G115D MM IP65/66 380..480V 0,55kW FSA C2 | 1448.64
6SL3550-0XE20-7AB0 | G115D MM IP65/66 380..480V 0,75kW FSA C2 | 1030.33
6SL3521-1XC00-7AF0 | G115D WM IP65/66 380..480V 0,75kW FSA C2 | 1757.41
6SL3520-3XC00-5AA0 | G115D WM IP65/66 380..480V 0,55kW FSA C2 | 1459.97
6SL3520-3XC00-5AB0 | G115D WM IP65/66 380..480V 0,55kW FSA C2 | 1216.4
6SL3521-1XC01-1AA0 | G115D WM IP65/66 380...480V 1,1kW FSA C2 | 1659.21
6SL3521-1XD00-5AB0 | G115D WM IP65/66 380..480V 0,55kW FSA C2 | 1286.26
6SL3521-1XD01-1AF0 | G115D WM IP65/66 380...480V 1,1kW FSA C2 | 1856.34
6SL3550-0XE23-0AB0 | G115D MM IP65/66 380...480V 3kW FSB C2 | 1619.82
6SL3550-0XE23-0AF0 | G115D MM IP65/66 380...480V 3kW FSB C2 | 2060.51
6SL3550-0XE61-1AF0 | G115D MM IP65/66 380...480V 1,1kW FSA C2 | 1508.36
6SL3521-2XK01-1AF0 | G115D WM IP65/66 380...480V 1,1kW FSA C2 | 2113.62
6SL3521-2XK03-0AF0 | G115D WM IP65/66 380...480V 3kW FSB C2 | 2600.45
6SL3520-3XD02-2AA0 | G115D WM IP65/66 380...480V 2,2kW FSB C2 | 1901.12
6SL3521-1XH64-0AB0 | G115D WM IP65/66 380...480V 4kW FSB C2 | 2235.74
6SL3521-1XK00-3AF0 | G115D WM IP65/66 380..480V 0,37kW FSA C2 | 1902.02
6SL3550-0XH81-1AA0 | G115D MM IP65/66 380...480V 1,1kW FSA C2 | 1385.84
6SL3550-0XH82-2AB0 | G115D MM IP65/66 380...480V 2,2kW FSB C2 | 1438.07
6SL3521-1XK01-1AA0 | G115D WM IP65/66 380...480V 1,1kW FSA C2 | 1849.5
6SL3521-2XN00-7AF0 | G115D WM IP65/66 380..480V 0,75kW FSA C2 | 2047.22
6SL3521-2XN01-1AA0 | G115D WM IP65/66 380...480V 1,1kW FSA C2 | 1949.04
6SL3521-2XN01-5AA0 | G115D WM IP65/66 380...480V 1,5kW FSA C2 | 2047.98
6SL3521-2XN01-5AB0 | G115D WM IP65/66 380...480V 1,5kW FSA C2 | 1804.41
6SL3521-1XM00-3AA0 | G115D WM IP65/66 380..480V 0,37kW FSA C2 | 1704.88
6SL3521-1XM00-3AF0 | G115D WM IP65/66 380..480V 0,37kW FSA C2 | 1902.02
6SL3550-0XK04-0AF0 | G115D MM IP65/66 380...480V 4kW FSB C2 | 2405.42
6SL3550-0XK20-3AB0 | G115D MM IP65/66 380..480V 0,37kW FSA C2 | 1114.08
6SL3521-3XA07-5AB0 | G115D WM IP65/66 380...480V 7,5kW FSC C2 | 3139.49
6SL3521-3XA22-2AA0 | G115D WM IP65/66 380...480V 2,2kW FSB C2 | 1922.02
6SL3521-3XA25-5AA0 | G115D WM IP65/66 380...480V 5,5kW FSC C2 | 2819.81
6SL3521-3XA60-3AA0 | G115D WM IP65/66 380..480V 0,37kW FSA C2 | 1526.53
6SL3521-3XB00-3AB0 | G115D WM IP65/66 380..480V 0,37kW FSA C2 | 1444.44
6SL3550-0XL24-0AA0 | G115D MM IP65/66 380...480V 4kW FSB C2 | 2203.52
6SL3550-0XM00-5AA0 | G115D MM IP65/66 380..480V 0,55kW FSA C2 | 1375.22
6SL3550-0XM00-5AB0 | G115D MM IP65/66 380..480V 0,55kW FSA C2 | 1136.47
6SL3521-3XB04-0AF0 | G115D WM IP65/66 380...480V 4kW FSB C2 | 2798.16
6SL3521-3XB05-5AA0 | G115D WM IP65/66 380...480V 5,5kW FSC C2 | 3042.18
6SL3521-3XB05-5AB0 | G115D WM IP65/66 380...480V 5,5kW FSC C2 | 2798.61
6SL3550-0XM21-1AA0 | G115D MM IP65/66 380...480V 1,1kW FSA C2 | 1434.95
6SL3521-3XB45-5AB0 | G115D WM IP65/66 380...480V 5,5kW FSC C2 | 2798.61
6SL3521-3XB45-5AF0 | G115D WM IP65/66 380...480V 5,5kW FSC C2 | 3239.31
6SL3550-0XN02-2AA0 | G115D MM IP65/66 380...480V 2,2kW FSB C2 | 1758.46
6SL3550-0XN02-2AF0 | G115D MM IP65/66 380...480V 2,2kW FSB C2 | 1960.38
6SL3521-3XC04-0AF0 | G115D WM IP65/66 380...480V 4kW FSB C2 | 2798.16
6SL3550-0XN21-5AF0 | G115D MM IP65/66 380...480V 1,5kW FSA C2 | 1743.99
6SL3521-3XD00-5AF0 | G115D WM IP65/66 380..480V 0,55kW FSA C2 | 1900.35
6SL3566-4NA00-0GA0 | G115D Quickon nut AC400V installation | 16.56
6SL3521-3XE00-5AF0 | G115D WM IP65/66 380..480V 0,55kW FSA C2 | 1962.13
6SL3550-0XC02-2AF0 | G115D MM IP65/66 380...480V 2,2kW FSB C2 | 1737.57
6SL3521-1XA62-2AA0 | G115D WM IP65/66 380...480V 2,2kW FSB C2 | 1809.52
6SL3550-0XC22-2AF0 | G115D MM IP65/66 380...480V 2,2kW FSB C2 | 1737.57
6SL3550-0XC24-0AF0 | G115D MM IP65/66 380...480V 4kW FSB C2 | 2215.14
6SL3520-3XB04-0AA0 | G115D WM IP65/66 380...480V 4kW FSB C2 | 2357.79
6SL3520-3XB40-7AB0 | G115D WM IP65/66 380..480V 0,75kW FSA C2 | 1246.85
6SL3550-0XD02-2AB0 | G115D MM IP65/66 380...480V 2,2kW FSB C2 | 1296.88
6SL3521-1XB01-1AB0 | G115D WM IP65/66 380...480V 1,1kW FSA C2 | 1415.66
6SL3550-0XD20-3AF0 | G115D MM IP65/66 380..480V 0,37kW FSA C2 | 1364.49
6SL3550-0XD22-2AB0 | G115D MM IP65/66 380...480V 2,2kW FSB C2 | 1296.88
6SL3550-0XE00-3AB0 | G115D MM IP65/66 380..480V 0,37kW FSA C2 | 985.58
6SL3550-0XE00-5AB0 | G115D MM IP65/66 380..480V 0,55kW FSA C2 | 1007.96
6SL3550-0XE21-1AB0 | G115D MM IP65/66 380...480V 1,1kW FSA C2 | 1067.65
6SL3521-1XB40-5AF0 | G115D WM IP65/66 380..480V 0,55kW FSA C2 | 1726.94
6SL3520-3XB41-5AB0 | G115D WM IP65/66 380...480V 1,5kW FSA C2 | 1444.73
6SL3521-1XC00-5AF0 | G115D WM IP65/66 380..480V 0,55kW FSA C2 | 1726.94
6SL3521-1XC01-5AF0 | G115D WM IP65/66 380...480V 1,5kW FSA C2 | 1955.3
6SL3520-3XC01-5AA0 | G115D WM IP65/66 380...480V 1,5kW FSA C2 | 1688.31
6SL3521-1XC04-0AF0 | G115D WM IP65/66 380...480V 4kW FSB C2 | 2624.78
6SL3520-3XC04-0AF0 | G115D WM IP65/66 380...480V 4kW FSB C2 | 2554.91
6SL3521-1XD00-3AB0 | G115D WM IP65/66 380..480V 0,37kW FSA C2 | 1271.03
6SL3550-0XE24-0AF0 | G115D MM IP65/66 380...480V 4kW FSB C2 | 2276.92
6SL3550-0XE40-7AB0 | G115D MM IP65/66 380..480V 0,75kW FSA C2 | 1030.33
6SL3550-0XE60-7AF0 | G115D MM IP65/66 380..480V 0,75kW FSA C2 | 1471.02
6SL3521-2XK05-5AB0 | G115D WM IP65/66 380...480V 5,5kW FSC C2 | 2882.48
6SL3520-3XE01-1AA0 | G115D WM IP65/66 380...480V 1,1kW FSA C2 | 1651.14
6SL3521-2XL00-3AA0 | G115D WM IP65/66 380..480V 0,37kW FSA C2 | 1771.88
6SL3550-0XH84-0AA0 | G115D MM IP65/66 380...480V 4kW FSB C2 | 2154.41
6SL3521-2XM01-5AF0 | G115D WM IP65/66 380...480V 1,5kW FSA C2 | 2212.56
6SL3550-0XK02-2AA0 | G115D MM IP65/66 380...480V 2,2kW FSB C2 | 1725.95
6SL3521-2XN00-3AB0 | G115D WM IP65/66 380..480V 0,37kW FSA C2 | 1560.86
6SL3521-1XK04-0AB0 | G115D WM IP65/66 380...480V 4kW FSB C2 | 2374.37
6SL3521-1XK07-5AA0 | G115D WM IP65/66 380...480V 7,5kW FSC C2 | 3622.29
6SL3550-0XK04-0AB0 | G115D MM IP65/66 380...480V 4kW FSB C2 | 1964.73
6SL3550-0XK20-7AA0 | G115D MM IP65/66 380..480V 0,75kW FSA C2 | 1397.62
6SL3550-0XK21-5AA0 | G115D MM IP65/66 380...480V 1,5kW FSA C2 | 1509.56
6SL3550-0XL20-3AA0 | G115D MM IP65/66 380..480V 0,37kW FSA C2 | 1352.86
6SL3550-0XL20-7AA0 | G115D MM IP65/66 380..480V 0,75kW FSA C2 | 1397.62
6SL3521-3XA61-1AA0 | G115D WM IP65/66 380...480V 1,1kW FSA C2 | 1671.13
6SL3521-3XA62-2AA0 | G115D WM IP65/66 380...480V 2,2kW FSB C2 | 1982.9
6SL3550-0XL22-2AF0 | G115D MM IP65/66 380...480V 2,2kW FSB C2 | 1927.87
6SL3521-3XA65-5AF0 | G115D WM IP65/66 380...480V 5,5kW FSC C2 | 3077.82
6SL3550-0XM00-7AA0 | G115D MM IP65/66 380..480V 0,75kW FSA C2 | 1397.62
6XV1871-8AH30 | IE CONNECTING CABLE M12-180/M12-180 3M | 96.82
6SL3550-0XM20-3AB0 | G115D MM IP65/66 380..480V 0,37kW FSA C2 | 1114.08
6SL3521-3XB03-0AF0 | G115D WM IP65/66 380...480V 3kW FSB C2 | 2516.55
6SL3550-0XM24-0AB0 | G115D MM IP65/66 380...480V 4kW FSB C2 | 1964.73
6SL3521-3XB07-5AF0 | G115D WM IP65/66 380...480V 7,5kW FSC C2 | 3802.54
6SL3550-0XN00-7AA0 | G115D MM IP65/66 380..480V 0,75kW FSA C2 | 1430.13
6SL3521-3XB42-2AF0 | G115D WM IP65/66 380...480V 2,2kW FSB C2 | 2341.52
6SL3521-3XC00-5AA0 | G115D WM IP65/66 380..480V 0,55kW FSA C2 | 1703.23
6XV1801-6GH15 | POWER CONNECTING CABLE, 1,5 M, L CODE | 90.27
7ME6140-2RB10-1LA1 | SITRANS F M MAG 1100 FOOD | 3388.05
7ME6140-3FB10-1AA1 | SITRANS F M MAG 1100 FOOD | 2509.73
7ME6310-3MC13-5AA1 | SITRANS F M MAG 3100 | 2228.46
7MB2001-0CA00-1AA1 | OXYMAT 61 | 12199.35
7ME6340-2DJ17-2AA2 | MAG 3100 P (Process industry) | 1898.18
7MB2521-1AB00-1AA1 | CALOMAT 6 19"-Einschub | 13647.73
7ME6340-4VC13-2AA1 | MAG 3100 P (Process industry) | 5148.32
7MC1006-4DA16 | Low-press. resist. thermo. 360MM/1PT100 | 355.77
7ME6520-2YC12-2LA1 | SITRANS F M MAG 5100 W | 2499.74
7ME6520-2YC42-2AA1 | SITRANS F M MAG 5100 W | 1444.51
7ME6520-4BC12-2AA1 | SITRANS F M MAG 5100 W | 1478.07
7ME6520-4HC12-2KA1 | SITRANS F M MAG 5100 W | 2996.98
7ME6520-5KC13-2AA1 | SITRANS F M MAG 5100 W | 4911.49
7ME6520-6FB13-2AA1 | SITRANS F M MAG 5100 W | 6225.33
7MH7177-1AA10-0 | WS300 SPEED SENSOR | 1687.41
7ME6810-4VB31-1AA1 | SITRANS F M MAG 8000 | 4617.61
7MF1565-3BA00-1RA1 | Transducer SITRANS P200 for pressure | 250.69
7MF1565-3BD01-1AA1 | Transducer SITRANS P200 for pressure | 301.33
7ML5725-5AC11-2AD0 | SITRANS LPS200, COMPACT | 490.55
7MF1565-3CG00-1AA1 | Transducer SITRANS P200 for pressure | 250.69
7MF1565-4CA00-5EA1 | Transducer SITRANS P200 for pressure | 250.69
7MF1565-5BE01-1AA1 | Transducer SITRANS P200 for pressure | 301.33
7ML5726-1AB11-1BA3 | Sitrans LPS200, extended with protection | 700.59
7MF1567-3BD01-1AA1 | Transducer SITRANS P220 for pressure | 298.79
7MF1567-3CA01-1AA1 | Transducer SITRANS P220 for pressure | 298.79
7MF1567-3CB00-6AA3 | Transducer SITRANS P220 for pressure | 250.69
7MF1567-3DA01-1AA1 | Transducer SITRANS P220 for pressure | 298.79
7MF1567-3DE01-1AA1 | Transducer SITRANS P220 for pressure | 298.79
7ML5745-1AA02-1AA0 | SITRANS LVL100 | 366.9
7MH5102-1PD00-0AF0 | Siwarex WL 260, SP-S AA 5kg C3 | 130.32
7ML5746-1DA07-1AA0 | SITRANS LVL200, STANDARD | 1426.42
7ML5746-2AA13-1BA0 | SITRANS LVL200, STANDARD | 969.11
7NG0317-0BA00-0AA0 | Sitrans TH320 Temperature transmitter | 309.79
7NG0410-0BA00-0AA0 | Sitrans TH420 Temperature transmitter | 471.96
7NG3136-1AB11 | SITRANS TF Temperature Transmitter | 1533.27
7MH5107-4AV01 | SIWAREX WL230 SB-S SA 1t C4 Ex | 624.01
7ML1115-3CA30 | ECHOMAX XPS-10 TRANSDUCER | 665.09
7ML1118-0CD30 | ECHOMAX XPS-15 TRANSDUCER | 1328.37
7ML1813-2AB3 | AIR TEMP SENSOR TS-3 | 383.81
7MH7112-1NA01 | SITRANS WFS320 SENSING HEAD | 29603.01
7MH7114-1BE10 | Milltronics Flowmeter Sensing Plates | 1599.9
7MH7152-2AB00-1AA | Milltronics BW500 | 4112.36
7ML5050-0CA12-1DA0 | Sitrans LUT400 | 2559.64
7ML5110-1DF07-4AF0 | SITRANS LU240 | 1066.14
7ML5221-1BB21 | SITRANS PROBE LU | 1709.46
7ML5422-3BH30 | SITRANS LR200, POLYPROPYLENE ROD ANTENNA | 3728.9
7ML5425-0AA20-3EA1 | SITRANS LR200 HORN ANTENNA VERSION | 4616.91
7ML5431-0AF20-1BC1 | SITRANS LR250 | 4525.2
7ML5431-1AB20-1AC0 | SITRANS LR250 | 4897.42
7ML5440-0GB00-0BC1 | SITRANS LR560 | 4440.11
7ML5440-0HA00-0AA2 | SITRANS LR560 | 4425.49
7ML5630-0CA00-0FA0 | CLS200,STANDARD,ROD VERSN,THREAD/FLANGE | 1119.34
7ML5630-3AA00-0JB0 | CLS200,STANDARD,ROD VERSN,THREAD/FLANGE | 1002.35
7ML5652-3BA00-0JD0 | CLS300,ANALOG,HIGH TEMP ROD,THREAD/FLANG | 2870.12
8MF1111-0AA00-0DX6 | SIVACON 2000mm x 600mm x 500mm | 2625.83
8MF1111-0AA00-0EA8 | SIVACON 2000mm x 600mm x 500mm | 2568.43
8MF1111-0AA00-0EC0 | SIVACON 2000mm x 1200mm x 400mm | 3717.6
8MF1111-0AA00-0EE8 | SIVACON 2200mm x 1200mm x 600mm | 3429.36
6SL3230-1YH32-0UF0 | G120X IP20 500...690V 22kW FSD UF | 4102.2
6SL3220-3YE26-1UP0 | G120X IP20 380...480V 11kW FSC UF | 2103.3
6SL3550-0XK01-1AA0 | G115D MM IP65/66 380...480V 1,1kW FSA C2 | 1434.95
6SL3521-1XK07-5AB0 | G115D WM IP65/66 380...480V 7,5kW FSC C2 | 3378.75
6SL3521-1XL00-3AF0 | G115D WM IP65/66 380..480V 0,37kW FSA C2 | 1902.02
6SL3521-1XL00-5AA0 | G115D WM IP65/66 380..480V 0,55kW FSA C2 | 1720.1
6SL3521-1XL00-7AA0 | G115D WM IP65/66 380..480V 0,75kW FSA C2 | 1750.56
6SL3521-1XL03-0AA0 | G115D WM IP65/66 380...480V 3kW FSB C2 | 2336.32
6SL3521-2XN04-0AA0 | G115D WM IP65/66 380...480V 4kW FSB C2 | 2717.45
6SL3521-3XA01-5AB0 | G115D WM IP65/66 380...480V 1,5kW FSA C2 | 1465.64
6SL3550-0XL00-5AF0 | G115D MM IP65/66 380..480V 0,55kW FSA C2 | 1577.14
6SL3550-0XL01-1AA0 | G115D MM IP65/66 380...480V 1,1kW FSA C2 | 1434.95
6SL3521-3XA64-0AA0 | G115D WM IP65/66 380...480V 4kW FSB C2 | 2439.57
6SL3550-0XL20-7AF0 | G115D MM IP65/66 380..480V 0,75kW FSA C2 | 1599.54
6SL3550-0XL22-2AA0 | G115D MM IP65/66 380...480V 2,2kW FSB C2 | 1725.95
6SL3550-0XL22-2AB0 | G115D MM IP65/66 380...480V 2,2kW FSB C2 | 1487.16
6SL3550-0XM02-2AF0 | G115D MM IP65/66 380...480V 2,2kW FSB C2 | 1927.87
6SL3521-3XB00-5AF0 | G115D WM IP65/66 380..480V 0,55kW FSA C2 | 1900.35
6SL3521-3XB01-5AA0 | G115D WM IP65/66 380...480V 1,5kW FSA C2 | 1931.55
6SL3521-3XB01-5AB0 | G115D WM IP65/66 380...480V 1,5kW FSA C2 | 1687.98
6SL3550-0XN00-3AA0 | G115D MM IP65/66 380..480V 0,37kW FSA C2 | 1385.38
6SL3720-1TE21-8AB4 | SINAMICS S120 CABINET MODULE | 3733.73
6SL3720-1TE26-0AB4 | SINAMICS S120 CABINET MODULE | 8717.32
6SL3521-3XB40-3AB0 | G115D WM IP65/66 380..480V 0,37kW FSA C2 | 1444.44
6SL3521-3XB40-7AF0 | G115D WM IP65/66 380..480V 0,75kW FSA C2 | 1930.81
6SL3550-0XN20-5AF0 | G115D MM IP65/66 380..480V 0,55kW FSA C2 | 1609.65
6SL3550-0XN20-7AF0 | G115D MM IP65/66 380..480V 0,75kW FSA C2 | 1632.05
6SL3521-3XC00-5AB0 | G115D WM IP65/66 380..480V 0,55kW FSA C2 | 1459.66
6SL3521-3XC03-0AB0 | G115D WM IP65/66 380...480V 3kW FSB C2 | 2075.87
6SL3521-3XD02-2AB0 | G115D WM IP65/66 380...480V 2,2kW FSB C2 | 1900.81
6SL3521-3XD02-2AF0 | G115D WM IP65/66 380...480V 2,2kW FSB C2 | 2341.52
6SL3521-3XD03-0AB0 | G115D WM IP65/66 380...480V 3kW FSB C2 | 2075.87
6SL3521-3XD04-0AB0 | G115D WM IP65/66 380...480V 4kW FSB C2 | 2357.48
6SL3725-1TG37-4AA3 | S120 CM, MOMO 690V/735A/710KW LC | 83807.12
6SL3725-1TG41-6AP3 | S120 CM, MOMO 690V/1560A/1500KW LC | 146216.7
6SL3521-3XE40-5AB0 | G115D WM IP65/66 380..480V 0,55kW FSA C2 | 1521.46
6SL3521-3XE40-7AF0 | G115D WM IP65/66 380..480V 0,75kW FSA C2 | 1992.59
6SL3521-3XE41-1AB0 | G115D WM IP65/66 380...480V 1,1kW FSA C2 | 1650.84
6SL3521-3XH24-0AF0 | G115D WM IP65/66 380...480V 4kW FSB C2 | 2788.92
6SL3521-3XH25-5AA0 | G115D WM IP65/66 380...480V 5,5kW FSC C2 | 3032.91
6XV1878-5SH15 | IE TP Cord M12-90/RJ45-180 (4x2, 1,5 m) | 101.62
6XV1878-5TN10 | IE TP Cord M12-180/RJ45-180 (4x2, 10 m) | 218.4
6SL3521-2XM04-0AB0 | G115D WM IP65/66 380...480V 4kW FSB C2 | 2441.37
6SL3521-1XK01-1AB0 | G115D WM IP65/66 380...480V 1,1kW FSA C2 | 1605.93
6SL3521-1XM00-3AB0 | G115D WM IP65/66 380..480V 0,37kW FSA C2 | 1461.31
6SL3550-0XK20-3AA0 | G115D MM IP65/66 380..480V 0,37kW FSA C2 | 1352.86
6SL3550-0XL02-2AB0 | G115D MM IP65/66 380...480V 2,2kW FSB C2 | 1487.16
6SL3550-0XL04-0AA0 | G115D MM IP65/66 380...480V 4kW FSB C2 | 2203.52
6SL3550-0XL20-3AB0 | G115D MM IP65/66 380..480V 0,37kW FSA C2 | 1114.08
6SL3521-2XN07-5AB0 | G115D WM IP65/66 380...480V 7,5kW FSC C2 | 3478.26
6SL3521-3XA20-7AA0 | G115D WM IP65/66 380..480V 0,75kW FSA C2 | 1511.31
6SL3521-3XA65-5AB0 | G115D WM IP65/66 380...480V 5,5kW FSC C2 | 2637.15
6SL3521-3XA67-5AF0 | G115D WM IP65/66 380...480V 7,5kW FSC C2 | 3641.06
6SL3521-3XB00-3AA0 | G115D WM IP65/66 380..480V 0,37kW FSA C2 | 1687.98
6SL3550-0XN20-5AB0 | G115D MM IP65/66 380..480V 0,55kW FSA C2 | 1168.98
6SL3550-0XN21-1AA0 | G115D MM IP65/66 380...480V 1,1kW FSA C2 | 1467.46
6SL3550-0XN21-5AA0 | G115D MM IP65/66 380...480V 1,5kW FSA C2 | 1542.07
6SL3521-3XD00-7AF0 | G115D WM IP65/66 380..480V 0,75kW FSA C2 | 1930.81
6SL3521-3XD01-5AA0 | G115D WM IP65/66 380...480V 1,5kW FSA C2 | 1931.55
6SL3566-2GM00-0GA0 | G115D Gland inst. kit motor mounted | 97
6SL3725-1TE37-5AA3 | S120 CM, MOMO 480V/745A/400KW LC | 49441.35
6SL3521-3XE01-5AB0 | G115D WM IP65/66 380...480V 1,5kW FSA C2 | 1749.79
6SL3521-3XE02-2AF0 | G115D WM IP65/66 380...480V 2,2kW FSB C2 | 2403.3
6SL3521-3XE42-2AB0 | G115D WM IP65/66 380...480V 2,2kW FSB C2 | 1962.6
6SL3521-3XE45-5AB0 | G115D WM IP65/66 380...480V 5,5kW FSC C2 | 2860.39
6SL3705-0RE27-2AA5 | S120 CM, HEM 72KW, 380-415V CU320 | 52359.18
6SL3521-3XH23-0AA0 | G115D WM IP65/66 380...480V 3kW FSB C2 | 2310.17
6XV1878-5TN15 | IE TP Cord M12-180/RJ45-180 (4x2, 15 m) | 276.63
6SL3521-3XH60-7AB0 | G115D WM IP65/66 380..480V 0,75kW FSA C2 | 1541.78
6SL3521-3XH61-1AF0 | G115D WM IP65/66 380...480V 1,1kW FSA C2 | 2081.4
6SL3521-2XM02-2AB0 | G115D WM IP65/66 380...480V 2,2kW FSB C2 | 1984.69
6SL3521-2XM03-0AA0 | G115D WM IP65/66 380...480V 3kW FSB C2 | 2403.31
6SL3521-2XN00-5AA0 | G115D WM IP65/66 380..480V 0,55kW FSA C2 | 1819.64
6SL3521-1XL01-1AF0 | G115D WM IP65/66 380...480V 1,1kW FSA C2 | 2046.62
6SL3521-1XL02-2AB0 | G115D WM IP65/66 380...480V 2,2kW FSB C2 | 1917.7
6SL3521-1XL03-0AF0 | G115D WM IP65/66 380...480V 3kW FSB C2 | 2533.45
6SL3550-0XK20-5AA0 | G115D MM IP65/66 380..480V 0,55kW FSA C2 | 1375.22
6SL3550-0XK23-0AA0 | G115D MM IP65/66 380...480V 3kW FSB C2 | 1987.09
6SL3550-0XL00-7AA0 | G115D MM IP65/66 380..480V 0,75kW FSA C2 | 1397.62
6SL3550-0XL01-5AF0 | G115D MM IP65/66 380...480V 1,5kW FSA C2 | 1711.48
6SL3521-3XA22-2AF0 | G115D WM IP65/66 380...480V 2,2kW FSB C2 | 2119.15
6SL3521-3XA25-5AF0 | G115D WM IP65/66 380...480V 5,5kW FSC C2 | 3016.93
6SL3550-0XL21-1AF0 | G115D MM IP65/66 380...480V 1,1kW FSA C2 | 1636.87
6SL3521-3XA61-1AF0 | G115D WM IP65/66 380...480V 1,1kW FSA C2 | 1868.25
6SL3550-0XM00-3AF0 | G115D MM IP65/66 380..480V 0,37kW FSA C2 | 1554.76
6XV1871-8AH15 | IE CONNECTING CABLE M12-180/M12-180 1,5M | 76.43
6SL3550-0XM20-3AA0 | G115D MM IP65/66 380..480V 0,37kW FSA C2 | 1352.86
6SL3550-0XM21-1AF0 | G115D MM IP65/66 380...480V 1,1kW FSA C2 | 1636.87
6SL3550-0XM22-2AA0 | G115D MM IP65/66 380...480V 2,2kW FSB C2 | 1725.95
6SL3550-0XM22-2AF0 | G115D MM IP65/66 380...480V 2,2kW FSB C2 | 1927.87
6SL3521-3XB41-1AF0 | G115D WM IP65/66 380...480V 1,1kW FSA C2 | 2029.75
6SL3521-3XB47-5AB0 | G115D WM IP65/66 380...480V 7,5kW FSC C2 | 3361.85
6SL3550-0XN20-7AB0 | G115D MM IP65/66 380..480V 0,75kW FSA C2 | 1191.37
6SL3521-3XC02-2AB0 | G115D WM IP65/66 380...480V 2,2kW FSB C2 | 1900.81
6SL3550-0XN24-0AB0 | G115D MM IP65/66 380...480V 4kW FSB C2 | 1997.25
6SL3725-1TE36-1AA3 | S120 CM, MOMO 480V/605A/315KW LC | 40687.81
6SL3725-1TE41-2AA3 | S120 CM, MOMO 480V/1260A/710KW LC | 83158.72
6SL3521-3XE00-7AB0 | G115D WM IP65/66 380..480V 0,75kW FSA C2 | 1551.91
6SL3521-3XE03-0AA0 | G115D WM IP65/66 380...480V 3kW FSB C2 | 2381.22
6SL3521-3XE07-5AA0 | G115D WM IP65/66 380...480V 7,5kW FSC C2 | 3667.2
6SL3521-3XE07-5AB0 | G115D WM IP65/66 380...480V 7,5kW FSC C2 | 3423.64
6SL3521-3XE47-5AB0 | G115D WM IP65/66 380...480V 7,5kW FSC C2 | 3423.64
6SL3521-3XH20-5AF0 | G115D WM IP65/66 380..480V 0,55kW FSA C2 | 1891.08
6XV1878-5TE50 | IE TP Cord M12-180/RJ45-180 (4x2, 0,5 m) | 76.43
6SL3705-0RG27-2AA5 | S120 CM, HEM 72KW, 660-690V CU320 | 56249.66
6SL3521-3XH60-5AB0 | G115D WM IP65/66 380..480V 0,55kW FSA C2 | 1511.31
6SL3521-3XE01-1AB0 | G115D WM IP65/66 380...480V 1,1kW FSA C2 | 1650.84
6SL3521-3XE01-5AA0 | G115D WM IP65/66 380...480V 1,5kW FSA C2 | 1993.35
6SL3521-3XH00-5AB0 | G115D WM IP65/66 380..480V 0,55kW FSA C2 | 1450.41
6SL3521-3XH01-1AB0 | G115D WM IP65/66 380...480V 1,1kW FSA C2 | 1579.8
6SL3521-3XH20-5AA0 | G115D WM IP65/66 380..480V 0,55kW FSA C2 | 1693.96
6XV1878-5SE50 | IE TP Cord M12-90/RJ45-180 (4x2, 0,5 m) | 87.81
6SL3521-3XH61-5AF0 | G115D WM IP65/66 380...480V 1,5kW FSA C2 | 2180.34
6SL3521-3XH64-0AF0 | G115D WM IP65/66 380...480V 4kW FSB C2 | 2849.83
6SL3520-3XH62-2AF0 | G115D WM IP65/66 380...480V 2,2kW FSB C2 | 2149.92
6SL3521-2XM00-7AB0 | G115D WM IP65/66 380..480V 0,75kW FSA C2 | 1574
6SL3521-2XN01-1AB0 | G115D WM IP65/66 380...480V 1,1kW FSA C2 | 1705.47
6SL3521-1XK02-2AA0 | G115D WM IP65/66 380...480V 2,2kW FSB C2 | 2161.27
6SL3521-1XK03-0AB0 | G115D WM IP65/66 380...480V 3kW FSB C2 | 2092.74
6SL3521-1XL00-7AB0 | G115D WM IP65/66 380..480V 0,75kW FSA C2 | 1507
6SL3550-0XK24-0AF0 | G115D MM IP65/66 380...480V 4kW FSB C2 | 2405.42
6SL3521-2XN04-0AF0 | G115D WM IP65/66 380...480V 4kW FSB C2 | 2914.57
6SL3521-2XN05-5AA0 | G115D WM IP65/66 380...480V 5,5kW FSC C2 | 3158.6
6SL3521-2XN05-5AB0 | G115D WM IP65/66 380...480V 5,5kW FSC C2 | 2915.03
6SL3521-3XA60-3AF0 | G115D WM IP65/66 380..480V 0,37kW FSA C2 | 1723.65
6SL3521-3XA60-5AA0 | G115D WM IP65/66 380..480V 0,55kW FSA C2 | 1541.73
6SL3521-3XA60-5AF0 | G115D WM IP65/66 380..480V 0,55kW FSA C2 | 1738.87
6SL3521-3XA60-7AF0 | G115D WM IP65/66 380..480V 0,75kW FSA C2 | 1769.31
6SL3550-0XM00-7AF0 | G115D MM IP65/66 380..480V 0,75kW FSA C2 | 1599.54
6SL3550-0XM02-2AB0 | G115D MM IP65/66 380...480V 2,2kW FSB C2 | 1487.16
6SL3521-3XB00-7AA0 | G115D WM IP65/66 380..480V 0,75kW FSA C2 | 1733.67
6SL3521-3XB00-7AB0 | G115D WM IP65/66 380..480V 0,75kW FSA C2 | 1490.1
6SL3521-3XB01-1AA0 | G115D WM IP65/66 380...480V 1,1kW FSA C2 | 1832.61
6SL3550-0XM23-0AF0 | G115D MM IP65/66 380...480V 3kW FSB C2 | 2189.01
6SL3521-3XB40-3AF0 | G115D WM IP65/66 380..480V 0,37kW FSA C2 | 1885.12
6SL3521-3XB40-5AB0 | G115D WM IP65/66 380..480V 0,55kW FSA C2 | 1459.66
6SL3550-0XN00-5AF0 | G115D MM IP65/66 380..480V 0,55kW FSA C2 | 1609.65
6SL3521-3XC02-2AF0 | G115D WM IP65/66 380...480V 2,2kW FSB C2 | 2341.52
6SL3521-3XC04-0AA0 | G115D WM IP65/66 380...480V 4kW FSB C2 | 2601.04
6SL3550-0XN22-2AA0 | G115D MM IP65/66 380...480V 2,2kW FSB C2 | 1758.46
6SL3550-0XN22-2AB0 | G115D MM IP65/66 380...480V 2,2kW FSB C2 | 1519.69
6SL3725-1TG31-5AA3 | S120 CM, MOMO 690V/150A/132KW LC | 34527.9
6SL3725-1TG32-2AA3 | S120 CM, MOMO 690V/215A/200KW LC | 36148.92
6SL3725-1TG34-7AA3 | S120 CM, MOMO 690V/465A/450KW LC | 54466.54
6SL3521-3XE00-3AB0 | G115D WM IP65/66 380..480V 0,37kW FSA C2 | 1506.22
6SL3521-3XE40-3AF0 | G115D WM IP65/66 380..480V 0,37kW FSA C2 | 1946.92
6SL3521-3XE40-7AB0 | G115D WM IP65/66 380..480V 0,75kW FSA C2 | 1551.91
6SL3521-3XE41-5AB0 | G115D WM IP65/66 380...480V 1,5kW FSA C2 | 1749.79
6SL3521-3XE41-5AF0 | G115D WM IP65/66 380...480V 1,5kW FSA C2 | 2190.47
6SL3705-0RG31-1AA5 | S120 CM, HEM 120KW, 660-690V CU320 | 64192.68
6SL3521-3XH22-2AF0 | G115D WM IP65/66 380...480V 2,2kW FSB C2 | 2332.25
6SL3521-3XH25-5AF0 | G115D WM IP65/66 380...480V 5,5kW FSC C2 | 3230.04
6SL3521-3XH60-3AA0 | G115D WM IP65/66 380..480V 0,37kW FSA C2 | 1739.66
7ME3410-1KE00-3BA2 | SITRANS FUE380 | 3204.11
6SL3521-3XK01-1AF0 | G115D WM IP65/66 380...480V 1,1kW FSA C2 | 2220.03
6SL3521-3XK02-2AB0 | G115D WM IP65/66 380...480V 2,2kW FSB C2 | 2091.11
6SL3521-3XK02-2AF0 | G115D WM IP65/66 380...480V 2,2kW FSB C2 | 2531.79
7ME6820-4PC00-1AA1 | SITRANS F M MAG 8000 CT | 4370.47
6SL3220-3YE28-0AF0 | G120X IP20 380...480V 15kW FSC C2 | 2759.44
6SL3220-3YE28-0AP0 | G120X IP20 380...480V 15kW FSC C2 | 2447.72
6SL3230-3YE34-1AP0 | G120X IP20 380...480V 30kW FSD C2 | 5045.53
6SL3230-3YE38-0UP0 | G120X IP20 380...480V 45kW FSE UF | 6154.85
6SL3230-3YE38-1AF0 | G120X IP20 380...480V 45kW FSE C2 | 6780.06
6SL3220-3YH40-0UF0 | G120X IP20 500...690V 55kW FSE UF | 7826.87
6SL3220-3YH42-0CP0 | G120X IP20 500...690V 75kW FSF C3 | 9703.04
6SL3220-3YE34-1AF0 | G120X IP20 380...480V 30kW FSD C2 | 4642.83
6SL3220-3YE36-0AB0 | G120X IP20 380...480V 37kW FSD C2 | 4623.8
6SL3220-3YH44-1CF0 | G120X IP20 500...690V 90kW FSF C3 | 11624.09
6SL3220-3YH46-0CB0 | G120X IP20 500...690V 110kW FSF C3 | 12916.44
6SL3230-3YE46-0AP0 | G120X IP20 380...480V 110kW FSF C2 | 12336.62
6SL3230-3YE46-0UP0 | G120X IP20 380...480V 110kW FSF UF | 11391.12
6SL3220-3YH48-0CF0 | G120X IP20 500...690V 132kW FSF C3 | 14580.45
6SL3220-3YH48-1UB0 | G120X IP20 500...690V 132kW FSF UF | 13846.83
6SL3230-1YH36-0UP0 | G120X IP20 500...690V 37kW FSD UF | 5894.21
6SL3220-3YH54-0CB0 | G120X IP20 500...690V 250kW FSG C3 | 20644.59
6SL3230-3YE50-0AP0 | G120X IP20 380...480V 160kW FSG C2 | 16628.17
6SL3220-3YH58-1CB0 | G120X IP20 500...690V 355kW FSH C3 | 30487.27
6SL3220-3YH62-0CB0 | G120X IP20 500...690V 450kW FSH C3 | 40205
6SL3230-1YH42-0CF0 | G120X IP20 500...690V 75kW FSF C3 | 10058.15
6SL3230-1YH42-1CP0 | G120X IP20 500...690V 75kW FSF C3 | 10165.28
6SL3230-3YE50-1AF0 | G120X IP20 380...480V 160kW FSG C2 | 16745.26
6SL3230-1YH44-1UP0 | G120X IP20 500...690V 90kW FSF UF | 11437.7
6SL3220-3YH66-0CB0 | G120X IP20 500...690V 560kW FSJ C3 | 51193.48
6SL3230-3YE54-0CB0 | G120X IP20 380...480V 250kW FSG C3 | 20988.77
6SL3230-1YH46-1CB0 | G120X IP20 500...690V 110kW FSF C3 | 13429.02
6SL3230-1YH46-1UP0 | G120X IP20 500...690V 110kW FSF UF | 12927.76
6SL3230-1YH50-0CP0 | G120X IP20 500...690V 160kW FSG C3 | 16782.52
6SL3230-1YH52-0CP0 | G120X IP20 500...690V 200kW FSG C3 | 19275.28
6SL3230-3YH20-0UB0 | G120X IP20 500...690V 4kW FSD UF | 1700.54
6SL3230-3YH20-1AF0 | G120X IP20 500...690V 4kW FSD C2 | 2085.5
6SL3230-2YC14-0UB0 | G120X IP20 200...240V 1.5kW FSA UF | 841.47
6SL3230-3YH24-1UB0 | G120X IP20 500...690V 7.5kW FSD UF | 2165.8
6SL3230-2YC18-1UF0 | G120X IP20 200...240V 3kW FSB UF | 1284.03
6SL3230-2YC20-1UP0 | G120X IP20 200...240V 4kW FSB UF | 1381.77
6SL3230-3YH26-1UP0 | G120X IP20 500...690V 11kW FSD UF | 2701.23
6SL3230-3YH28-0UB0 | G120X IP20 500...690V 15kW FSD UF | 3013.32
6SL3230-3YH30-0AP0 | G120X IP20 500...690V 18.5kW FSD C2 | 3938.4
6SL3230-3YH30-1UF0 | G120X IP20 500...690V 18.5kW FSD UF | 3771.89
6SL3230-2YC36-0UB0 | G120X IP20 200...240V 37kW FSF UF | 5443.63
6SL3230-3YH34-0UF0 | G120X IP20 500...690V 30kW FSD UF | 5158.61
6SL3230-2YC38-1UP0 | G120X IP20 200...240V 45kW FSF UF | 6703.13
6SL3230-3YH36-0AB0 | G120X IP20 500...690V 37kW FSD C2 | 6351.02
6SL3230-2YE10-0UP0 | G120X IP20 380...480V 0.75kW FSA UF | 973.25
6SL3230-3YH38-1AP0 | G120X IP20 500...690V 45kW FSE C2 | 7587.58
6SL3520-0XA07-5AB0 | G115D WM IP65/66 380...480V 7,5kW FSC C2 | 2616.43
6SL3230-1YC10-0UP0 | G120X IP20 200...240V 0.75kW FSA UF | 816.51
6SL3230-2YE34-1AF0 | G120X IP20 380...480V 30kW FSD C2 | 4945
6SL3230-1YE18-1UF0 | G120X IP20 380...480V 3kW FSA UF | 1369.97
6SL3520-0XE00-5AA0 | G115D WM IP65/66 380..480V 0,55kW FSA C2 | 1241.96
6SL3520-0XE00-7AA0 | G115D WM IP65/66 380..480V 0,75kW FSA C2 | 1272.41
6SL3230-1YE24-1AF0 | G120X IP20 380...480V 7.5kW FSB C2 | 2070.38
6SL3230-1YE26-0AP0 | G120X IP20 380...480V 11kW FSC C2 | 2401
6SL3520-0XE40-7AB0 | G115D WM IP65/66 380..480V 0,75kW FSA C2 | 1028.85
6SL3521-3XB00-3AF0 | G115D WM IP65/66 380..480V 0,37kW FSA C2 | 1885.12
6SL3550-0XM21-5AA0 | G115D MM IP65/66 380...480V 1,5kW FSA C2 | 1509.56
6SL3521-3XB03-0AA0 | G115D WM IP65/66 380...480V 3kW FSB C2 | 2319.43
6SL3521-3XB04-0AA0 | G115D WM IP65/66 380...480V 4kW FSB C2 | 2601.04
6SL3550-0XM21-5AB0 | G115D MM IP65/66 380...480V 1,5kW FSA C2 | 1270.77
6SL3521-3XC00-3AA0 | G115D WM IP65/66 380..480V 0,37kW FSA C2 | 1687.98
6SL3521-3XC00-3AF0 | G115D WM IP65/66 380..480V 0,37kW FSA C2 | 1885.12
6SL3521-3XC00-7AA0 | G115D WM IP65/66 380..480V 0,75kW FSA C2 | 1733.67
6SL3521-3XC00-7AB0 | G115D WM IP65/66 380..480V 0,75kW FSA C2 | 1490.1
6SL3521-3XC01-1AF0 | G115D WM IP65/66 380...480V 1,1kW FSA C2 | 2029.75
6SL3555-0XA00-0AA0 | G115D connection kit for SAM | 67.16
6SL3521-3XE04-0AB0 | G115D WM IP65/66 380...480V 4kW FSB C2 | 2419.28
6SL3521-3XE05-5AA0 | G115D WM IP65/66 380...480V 5,5kW FSC C2 | 3103.96
6SL3521-3XE05-5AB0 | G115D WM IP65/66 380...480V 5,5kW FSC C2 | 2860.39
6SL3521-3XE05-5AF0 | G115D WM IP65/66 380...480V 5,5kW FSC C2 | 3301.09
6SL3521-3XH20-7AF0 | G115D WM IP65/66 380..480V 0,75kW FSA C2 | 1921.54
6SL3521-3XH21-5AA0 | G115D WM IP65/66 380...480V 1,5kW FSA C2 | 1922.3
6XV1878-5SH30 | IE TP Cord M12-90/RJ45-180 (4x2, 3 m) | 121.86
6XV1878-5SN10 | IE TP Cord M12-90/RJ45-180 (4x2, 10 m) | 232.96
6SL3521-3XH62-2AB0 | G115D WM IP65/66 380...480V 2,2kW FSB C2 | 1952.48
6SL3521-3XH62-2AF0 | G115D WM IP65/66 380...480V 2,2kW FSB C2 | 2393.17
6SL3521-3XH64-0AA0 | G115D WM IP65/66 380...480V 4kW FSB C2 | 2652.69
6SL3521-3XH64-0AB0 | G115D WM IP65/66 380...480V 4kW FSB C2 | 2409.15
7MH7177-2AD10-0 | WS300 SPEED SENSOR | 1565.46
7ME6810-4HC31-1AS1 | SITRANS F M MAG 8000 | 5291.16
7ME6810-4VB31-1AS1 | SITRANS F M MAG 8000 | 6071.06
7MF1565-3BB00-1PA1 | Transducer SITRANS P200 for pressure | 321.57
7ML5725-1KC12-1AD0 | SITRANS LPS200, COMPACT | 716.53
7ML5725-1LB11-1AD0 | SITRANS LPS200, COMPACT | 727.16
7MF1565-3BD00-1AA1 | Transducer SITRANS P200 for pressure | 250.69
7MF1565-3CG01-1AA1 | Transducer SITRANS P200 for pressure | 301.33
7ML5726-3AD12-2BA3 | Sitrans LPS200, extended with protection | 1152.58
7ML5726-4AB12-3BB4 | Sitrans LPS200, extended with protection | 1415.79
7MF1565-4BB00-5EA1 | Transducer SITRANS P200 for pressure | 250.69
7MF1565-4CB00-5EA1 | Transducer SITRANS P200 for pressure | 250.69
7ML5732-1AA11-1BA0 | SITRANS LVS200- SHORT FORK / SOLIDS | 1252.26
7ML5735-1AA11-0AA0 | SITRANS LVS100-STANDARD | 615.5
7ML5735-1AA11-0BA0 | SITRANS LVS100-STANDARD | 785.65
7ML5735-1AA11-0CA0 | SITRANS LVS100-STANDARD | 773.69
7MF1567-3CD00-1AA1 | Transducer SITRANS P220 for pressure | 250.69
7MF1567-3CD01-1AA1 | Transducer SITRANS P220 for pressure | 298.79
7MF1567-3CE00-1AA1 | Transducer SITRANS P220 for pressure | 250.69
7MF1567-3CE01-1AA1 | Transducer SITRANS P220 for pressure | 298.79
7MF1572-1FA11 | SITRANS LH100 series, level transmitter | 848.26
7MF1572-2KA10 | SITRANS LH100 series, level transmitter | 1010.33
7ML5746-4GA00-1AA0 | SITRANS LVL200, STANDARD | 1591.26
7ML5746-5AC10-1AA0 | SITRANS LVL200, STANDARD | 1784.02
7ML1106-1BA20-0A | ECHOMAX XRS-5 TRANSDUCER | 620.62
7ML1106-1BB20-0B | ECHOMAX XRS-5 TRANSDUCER | 938.21
7ML1106-2BA20-0A | ECHOMAX XRS-5 TRANSDUCER | 620.62
7ML1106-2CA20-0A | ECHOMAX XRS-5 TRANSDUCER | 663.28
7ML1510-1KF01 | POINTEK ULS 200 | 1128.75
7MH7131-1AA10 | TASS Speed Sensor | 1432.01
7MH7134-2AB20 | RBSS Speed Sensor | 2462.26
7MH7134-2AB30 | RBSS Speed Sensor | 1894.05
7MH7146-0GA | MOTION SENSING PROBES | 1106.05
7ML5050-0BA22-1DA0 | Sitrans LUT400 | 1843.74
6SL3521-3XH61-5AB0 | G115D WM IP65/66 380...480V 1,5kW FSA C2 | 1739.66
6SL3521-3XH67-5AA0 | G115D WM IP65/66 380...480V 7,5kW FSC C2 | 3657.07
7ME3400-3LC50-6EA2 | SITRANS FUS380 | 11344.67
7ME6810-3TC31-1AA0 | SITRANS F M MAG 8000 | 3268.5
7MH7177-1AD10-0 | WS300 SPEED SENSOR | 1565.46
7MH7560-3AA01 | SITRANS AS 100 | 2314.44
7ME6820-3MC00-1AA1 | SITRANS F M MAG 8000 CT | 3489.3
7ME6930-2BA20-1JA2 | MAG 6000 Industry | 2477.07
7MF1565-3BA00-1AA1 | Transducer SITRANS P200 for pressure | 250.69
7MF1565-3BG00-1AA1 | Transducer SITRANS P200 for pressure | 250.69
7ML5725-2AA12-3AC0 | SITRANS LPS200, COMPACT | 953.17
7MF1565-3CD00-1AA1 | Transducer SITRANS P200 for pressure | 250.69
7ML5726-1AB12-4BA4 | Sitrans LPS200, extended with protection | 785.65
7MF1565-5AG00-1AA1 | Transducer SITRANS P200 for pressure | 250.69
7MF1565-5BD00-2AA1 | Transducer SITRANS P200 for pressure | 244.35
7ML5731-1AA11-1BA0 | SITRANS LVS200 - STANDARD | 1052.87
7ML5731-7AB11-1AA0 | SITRANS LVS200 - STANDARD | 906.64
7ML5735-2AA11-0AA0 | SITRANS LVS100-STANDARD | 541.06
7MF1566-3AG00-1AD1 | Transducer SITRANS P210 for pressure | 606.44
7MF1567-3BD00-1CA1 | Transducer SITRANS P220 for pressure | 250.69
7MF1567-3CA00-2AA1 | Transducer SITRANS P220 for pressure | 244.35
7MF1567-3CB00-1AA1 | Transducer SITRANS P220 for pressure | 250.69
7MF1567-3DD00-1AA1 | Transducer SITRANS P220 for pressure | 250.69
7MF1567-3DD01-1AA1 | Transducer SITRANS P220 for pressure | 298.79
7MF1572-1DA20 | SITRANS LH100 series, level transmitter | 772.3
7ML5745-1AA02-1BA0 | SITRANS LVL100 | 385.53
7ML5745-1BA42-1BA0 | SITRANS LVL100 | 455.98
7NG0327-0BA00-0NA0 | Sitrans TR320 Temperature transmitter | 398.13
7ML1100-3AA40 | ST-H TRANSDUCER | 699.56
7ML1105-1CA11-0A | ECHOMAX XRS-5C TRANSDUCER | 663.28
7ML1115-0CA40 | ECHOMAX XPS-10 TRANSDUCER | 665.09
7ML1118-0CA30 | ECHOMAX XPS-15 TRANSDUCER | 926.41
7ML1118-3CA30 | ECHOMAX XPS-15 TRANSDUCER | 926.41
7ML1813-3AB4 | AIR TEMP SENSOR TS-3 | 433.71
7MH7112-1LA01 | SITRANS WFS320 SENSING HEAD | 29603.01
7MH7127-1AN1 | Flat bar calibration weight | 149.23
7MH7152-2AB00-2AA | Milltronics BW500 | 4112.36
7MH7152-2AB06-2AA | Milltronics BW500 | 5367.88
7ML5050-0BA12-1DA0 | Sitrans LUT400 | 1843.74
7ML5221-2BB11 | SITRANS PROBE LU | 1500.76
7ML5431-0GC20-1DA0 | SITRANS LR250 | 4941.29
7ML5440-0GB00-0AA1 | SITRANS LR560 | 3916.34
7ML5440-0HB00-0AC1 | SITRANS LR560 | 4275.27
7ME6140-3MB10-1JA1 | SITRANS F M MAG 1100 FOOD | 4258.19
7ME6140-3TA22-2AA1 | SITRANS F M MAG 1100 FOOD | 2751.09
7ME6310-4BC11-1AA1 | SITRANS F M MAG 3100 | 1903.63
7ME6310-4HC15-2LB2 | SITRANS F M MAG 3100 | 4390.67
7ME6310-4VC11-1DA1 | SITRANS F M MAG 3100 | 5957.66
7ME6340-1VJ13-2AA2 | MAG 3100 P (Process industry) | 1838.3
7ME6340-2DJ13-2AA2 | MAG 3100 P (Process industry) | 1673.15
7ME6340-4HJ13-2AA2 | MAG 3100 P (Process industry) | 2551.48
7ME6520-1VF12-2HA1 | SITRANS F M MAG 5100 W | 2684.86
7ME6520-2DF12-2LA1 | SITRANS F M MAG 5100 W | 2450.75
7ME6520-2YC12-2JA1 | SITRANS F M MAG 5100 W | 2733.85
7MF8023-1BA04-1AA6 | SITRANS P300 | 1750.98
7ME6520-4HC12-2AA1 | SITRANS F M MAG 5100 W | 1674.97
7ME6520-4VC12-2AA1 | SITRANS F M MAG 5100 W | 2524.25
7ME6520-5RB13-2AA1 | SITRANS F M MAG 5100 W | 5213.64
7ME6520-6FC13-2AA1 | SITRANS F M MAG 5100 W | 7104.55
7ME6810-2RF31-1AA1 | SITRANS F M MAG 8000 | 3268.5
7ME6810-3MC31-1CA1 | SITRANS F M MAG 8000 | 3923.81
7MH7562-2AA | SITRANS CU 02 Control Unit | 1123.32
7ME6820-3TC00-1CA1 | SITRANS F M MAG 8000 CT | 4144.62
6SL3230-1YE28-0UP0 | G120X IP20 380...480V 15kW FSC UF | 2656.51
6SL3520-0XH00-5AB0 | G115D WM IP65/66 380..480V 0,55kW FSA C2 | 927.35
6SL3230-1YE34-0AP0 | G120X IP20 380...480V 30kW FSD C2 | 4775.14
6SL3520-0XH23-0AF0 | G115D WM IP65/66 380...480V 3kW FSB C2 | 1984.26
6SL3520-0XH25-5AF0 | G115D WM IP65/66 380...480V 5,5kW FSC C2 | 2706.98
6SL3230-2YE42-0AP0 | G120X IP20 380...480V 75kW FSF C2 | 9197.13
6SL3230-2YE44-1UF0 | G120X IP20 380...480V 90kW FSF UF | 10103.71
6SL3520-0XH64-0AB0 | G115D WM IP65/66 380...480V 4kW FSB C2 | 1886.09
6SL3230-2YE46-1UF0 | G120X IP20 380...480V 110kW FSF UF | 11402.69
6SL3230-1YE40-1AF0 | G120X IP20 380...480V 55kW FSE C2 | 7883.58
6SL3230-1YE42-1AF0 | G120X IP20 380...480V 75kW FSF C2 | 9261.46
6SL3230-2YE50-0CF0 | G120X IP20 380...480V 160kW FSG C3 | 14746.6
6SL3230-1YE46-1UF0 | G120X IP20 380...480V 110kW FSF UF | 11349.92
6SL3230-2YE52-0AB0 | G120X IP20 380...480V 200kW FSG C2 | 18840.26
6SL3230-1YE48-0AB0 | G120X IP20 380...480V 132kW FSF C2 | 13483.44
6SL3520-0XK01-1AB0 | G115D WM IP65/66 380...480V 1,1kW FSA C2 | 1256.28
6SL3520-1XH20-5AF0 | G115D WM IP65/66 380..480V 0,55kW FSA C2 | 1474.44
6SL3520-1XH22-2AF0 | G115D WM IP65/66 380...480V 2,2kW FSB C2 | 1915.6
6SL3520-1XH24-0AF0 | G115D WM IP65/66 380...480V 4kW FSB C2 | 2372.26
6SL3520-0XL00-3AF0 | G115D WM IP65/66 380..480V 0,37kW FSA C2 | 1552.35
6SL3520-0XL03-0AA0 | G115D WM IP65/66 380...480V 3kW FSB C2 | 1986.66
6SL3520-0XL04-0AB0 | G115D WM IP65/66 380...480V 4kW FSB C2 | 2024.71
6SL3230-1YE48-1AP0 | G120X IP20 380...480V 132kW FSF C2 | 13727.45
6SL3230-2YH18-0AF0 | G120X IP20 500...690V 3kW FSD C2 | 1694.37
6SL3230-2YH18-1AP0 | G120X IP20 500...690V 3kW FSD C2 | 1801.49
6SL3520-0XM00-5AF0 | G115D WM IP65/66 380..480V 0,55kW FSA C2 | 1567.58
6SL3520-1XH60-5AA0 | G115D WM IP65/66 380..480V 0,55kW FSA C2 | 1338.24
6SL3520-1XH60-7AA0 | G115D WM IP65/66 380..480V 0,75kW FSA C2 | 1368.69
6SL3520-1XH63-0AB0 | G115D WM IP65/66 380...480V 3kW FSB C2 | 1710.87
6SL3230-2YH22-0UP0 | G120X IP20 500...690V 5.5kW FSD UF | 1841.75
6SL3520-1XH64-0AF0 | G115D WM IP65/66 380...480V 4kW FSB C2 | 2433.18
6SL3520-0XN00-3AF0 | G115D WM IP65/66 380..480V 0,37kW FSA C2 | 1584.89
6SL3520-0XN00-7AA0 | G115D WM IP65/66 380..480V 0,75kW FSA C2 | 1433.42
6SL3520-0XN01-5AB0 | G115D WM IP65/66 380...480V 1,5kW FSA C2 | 1387.77
6SL3520-0XN03-0AB0 | G115D WM IP65/66 380...480V 3kW FSB C2 | 1775.63
6SL3520-0XL00-5AA0 | G115D WM IP65/66 380..480V 0,55kW FSA C2 | 1370.46
6SL3520-0XL01-5AA0 | G115D WM IP65/66 380...480V 1,5kW FSA C2 | 1598.8
6SL3520-0XL04-0AA0 | G115D WM IP65/66 380...480V 4kW FSB C2 | 2268.26
6SL3230-2YE54-1CB0 | G120X IP20 380...480V 250kW FSG C3 | 20995.38
6SL3230-2YH18-1UP0 | G120X IP20 500...690V 3kW FSD UF | 1695.23
6SL3520-0XM01-1AA0 | G115D WM IP65/66 380...480V 1,1kW FSA C2 | 1499.84
6SL3230-2YH20-1AF0 | G120X IP20 500...690V 4kW FSD C2 | 1979.96
6SL3520-1XH60-5AF0 | G115D WM IP65/66 380..480V 0,55kW FSA C2 | 1535.36
6SL3520-1XH65-5AA0 | G115D WM IP65/66 380...480V 5,5kW FSC C2 | 2677.18
6SL3230-2YH22-1UB0 | G120X IP20 500...690V 5.5kW FSD UF | 1821.98
6SL3520-1XK00-5AB0 | G115D WM IP65/66 380..480V 0,55kW FSA C2 | 1233.3
6SL3230-1YE54-0CP0 | G120X IP20 380...480V 250kW FSG C3 | 20962.37
6SL3520-0XN01-1AF0 | G115D WM IP65/66 380...480V 1,1kW FSA C2 | 1729.5
6SL3230-2YH26-0UB0 | G120X IP20 500...690V 11kW FSD UF | 2351.68
6SL3520-1XK04-0AF0 | G115D WM IP65/66 380...480V 4kW FSB C2 | 2571.78
6SL3520-1XK05-5AB0 | G115D WM IP65/66 380...480V 5,5kW FSC C2 | 2572.24
6SL3520-1XA20-7AA0 | G115D WM IP65/66 380..480V 0,75kW FSA C2 | 1094.67
6SL3230-1YE54-1AB0 | G120X IP20 380...480V 250kW FSG C2 | 23531.8
7ML5110-1DD07-4AK3 | SITRANS LU240 | 1168.67
7ML5110-1DD07-4BK3 | SITRANS LU240 | 1168.67
7ML5110-1DF07-4AF3 | SITRANS LU240 | 1168.67
7ML5422-3BA30 | SITRANS LR200, POLYPROPYLENE ROD ANTENNA | 3266.27
7ML5425-0AA20-3EH1 | SITRANS LR200 HORN ANTENNA VERSION | 5079.53
7ML5440-0JB00-0AC2 | SITRANS LR560 | 4688.71
7ME6140-3FB10-1HA1 | SITRANS F M MAG 1100 FOOD | 4065.83
7ME6140-3FB10-1KA1 | SITRANS F M MAG 1100 FOOD | 3831.74
7ME6140-3MA22-2AA1 | SITRANS F M MAG 1100 FOOD | 2117.75
7MB2021-1EA00-1AA1 | OXYMAT 6, 19" Built-In | 18024.17
7MB2121-1CA00-1AA1 | ULTRAMAT 6, 19"Built-In | 27891.29
7MB2123-1CA00-1AB1 | ULTRAMAT 6, 19"Built-In | 40329.3
7ME6340-2YF13-2AA1 | MAG 3100 P (Process industry) | 1725.78
7ME6340-3TC17-6AA1 | MAG 3100 P (Process industry) | 2330.98
7MC1006-1DA11 | Low-press. resist. thermo. 100MM/1PT100 | 193.7
7MF8010-1JH31-1CD1 | SITRANS P TRANSMITTER COMPACT | 809.02
7MF8010-1XB31-1DB1 | SITRANS P TRANSMITTER COMPACT | 581.13
7ME6520-2RF13-2AA1 | SITRANS F M MAG 5100 W | 1086.09
7ME6520-5DB12-2AA1 | SITRANS F M MAG 5100 W | 3574.96
7ME6520-5DB12-2KA1 | SITRANS F M MAG 5100 W | 4896.97
7ME6520-5DB12-2LA1 | SITRANS F M MAG 5100 W | 4896.97
7ME6520-5KB13-2AA1 | SITRANS F M MAG 5100 W | 4700.07
7MH7177-2BD10-0 | WS300 SPEED SENSOR | 2975.95
7ME6810-4VB31-1EA1 | SITRANS F M MAG 8000 | 5516.01
7ME6810-5DB31-1AS1 | SITRANS F M MAG 8000 | 7310.8
7MH7560-1AB01 | SITRANS AS 100 | 1903.66
7ML5725-1AD12-1AC0 | SITRANS LPS200, COMPACT | 684.62
7ML5725-1LG12-1AD0 | SITRANS LPS200, COMPACT | 986.39
7MF1565-3BB00-1AA1 | Transducer SITRANS P200 for pressure | 250.69
7MF1565-3BE01-1AA1 | Transducer SITRANS P200 for pressure | 301.33
7MF1565-5BA01-1AA1 | Transducer SITRANS P200 for pressure | 301.33
7MF1565-5BD01-1AA1 | Transducer SITRANS P200 for pressure | 301.33
7MF1565-5BG00-1AA1 | Transducer SITRANS P200 for pressure | 250.69
7MF1565-5CA00-1AA1 | Transducer SITRANS P200 for pressure | 250.69
7MF1572-1CA20 | SITRANS LH100 series, level transmitter | 772.3
7MF1572-1DA11 | SITRANS LH100 series, level transmitter | 848.26
7MF1572-1EA10 | SITRANS LH100 series, level transmitter | 772.3
7MF1572-1EA11 | SITRANS LH100 series, level transmitter | 848.26
7MT1430-6BN00-0NX6 | SITRANS TS Thermowell BAR_DIN_4/4F | 357.03
7NG0317-0BA00-0NA0 | Sitrans TH320 Temperature transmitter | 361.23
7NG0320-0BA00-0AA0 | Sitrans TR320 Temperature transmitter | 469.72
7ML1115-0BA40 | ECHOMAX XPS-10 TRANSDUCER | 631.51
7ML1115-0CD30 | ECHOMAX XPS-10 TRANSDUCER | 915.52
7ML1115-0EA40 | ECHOMAX XPS-10 TRANSDUCER | 707.73
7ML1115-0FA40 | ECHOMAX XPS-10 TRANSDUCER | 755.82
A5E50113554 | SPARE,LT500,SD CARD w/FIRMWARE,MANUAL | 158.19
A5E50113557 | SPARE,LT500,BRD STK ASSY,DUAL,DC,mA I/P | 861.08
6SL3550-0XN21-1AF0 | G115D MM IP65/66 380...480V 1,1kW FSA C2 | 1669.38
6SL3550-0XN23-0AA0 | G115D MM IP65/66 380...480V 3kW FSB C2 | 2019.62
6SL3550-0XN23-0AB0 | G115D MM IP65/66 380...480V 3kW FSB C2 | 1780.83
6SL3550-0XN23-0AF0 | G115D MM IP65/66 380...480V 3kW FSB C2 | 2221.54
6SL3521-3XE00-5AA0 | G115D WM IP65/66 380..480V 0,55kW FSA C2 | 1765.01
6SL3521-3XE00-5AB0 | G115D WM IP65/66 380..480V 0,55kW FSA C2 | 1521.46
6SL3566-2GW00-0GA0 | G115D Gland inst. kit wall mounted | 119.4
6SL3521-3XE47-5AF0 | G115D WM IP65/66 380...480V 7,5kW FSC C2 | 3864.32
6SL3521-3XH01-5AB0 | G115D WM IP65/66 380...480V 1,5kW FSA C2 | 1678.74
6SL3521-3XH03-0AB0 | G115D WM IP65/66 380...480V 3kW FSB C2 | 2066.6
6SL3521-3XH04-0AB0 | G115D WM IP65/66 380...480V 4kW FSB C2 | 2348.23
6SL3521-3XH61-1AA0 | G115D WM IP65/66 380...480V 1,1kW FSA C2 | 1884.28
7MH7560-3AB01 | SITRANS AS 100 | 2456.68
7ME6930-2BA20-1AA0 | MAG 6000 Industry | 2057.87
7ML5725-5EE11-2AC0 | SITRANS LPS200, COMPACT | 490.55
7MF1565-3CA00-1GA1 | Transducer SITRANS P200 for pressure | 250.69
7MF1565-3CB00-1AA1 | Transducer SITRANS P200 for pressure | 250.69
7MF1565-3CB00-1PA1 | Transducer SITRANS P200 for pressure | 321.57
7MF1565-5CB00-1AA1 | Transducer SITRANS P200 for pressure | 250.69
7MF1566-3AA01-1AA1 | Transducer SITRANS P210 for pressure | 662.16
7MF1566-3AB00-1AA1 | Transducer SITRANS P210 for pressure | 606.44
7MF1566-3AC00-1AA1 | Transducer SITRANS P210 for pressure | 606.44
7MF1567-3BE00-1AA1 | Transducer SITRANS P220 for pressure | 250.69
7MF1567-3BE01-1AA1 | Transducer SITRANS P220 for pressure | 298.79
7MF1567-3BG00-1AA1 | Transducer SITRANS P220 for pressure | 250.69
7MF1567-3BG00-1CA1 | Transducer SITRANS P220 for pressure | 250.69
7MF1567-3DG00-1AA1 | Transducer SITRANS P220 for pressure | 250.69
7MF1567-3EA01-1AA1 | Transducer SITRANS P220 for pressure | 298.79
7MF1567-4EA00-1AA1 | Transducer SITRANS P220 for pressure | 250.69
7MF1572-1DA10 | SITRANS LH100 series, level transmitter | 772.3
7NG3135-0AB10 | SITRANS TF Temperature Transmitter | 1287.24
7MH5107-4PV01 | SIWAREX WL230 SB-S SA 5t C4 Ex | 670.07
7ML1118-3EA30 | ECHOMAX XPS-15 TRANSDUCER | 969.05
7ML1118-3KA30 | ECHOMAX XPS-15 TRANSDUCER | 1120.58
7ML1123-0CA50 | ECHOMAX XPS-30 TRANSDUCER | 1490.78
7ML1171-1CA10 | ECHOMAX XPS-15F TRANSDUCER | 1070.67
7ML1813-3BB4 | AIR TEMP SENSOR TS-3 | 472.73
7MH5122-4UD00 | SIWAREX load cell WL290 DB-S CA 9,1t | 559.51
7MH5705-3PJ10 | Eye bolt WL250 ST-S SA 500kg | 23.68
7MH5722-6AA10 | Silo mounting unit WL290 91 ... 113t | 5285.57
7MH7102-3SB10 | SITRANS WF330 Flowmeter | 14142.18
7ML5433-4AB20-1AA0 | LR250 Hygenic Encapsulated Antenna | 5027.69
7ML5440-0AB00-0AA2 | SITRANS LR560 | 4246.02
7ME6310-2RH11-1KA1 | SITRANS F M MAG 3100 | 3605.81
7ME6310-2YF11-1AA1 | SITRANS F M MAG 3100 | 1493.5
7LF6311 | Stairwell light timer, 230V | 49.66
7ME6310-3MC13-2AA1 | SITRANS F M MAG 3100 | 1845.56
7ME6310-5DF13-2AA1 | SITRANS F M MAG 3100 | 8706.94
7ME6320-2RF13-1AA3 | SITRANS F M MAG 3100 HT | 2564.17
7ME6320-3TF17-2LB1 | SITRANS F M MAG 3100 HT | 4366.18
7ME6340-1VF13-2AA1 | MAG 3100 P (Process industry) | 1838.3
7ME6340-4PC13-2AA1 | MAG 3100 P (Process industry) | 3751.89
7ME6340-4VJ13-2AA2 | MAG 3100 P (Process industry) | 5117.46
7ME6340-5DB13-2AA1 | MAG 3100 P (Process industry) | 6892.24
7ME6340-5DJ13-2AA2 | MAG 3100 P (Process industry) | 7222.52
7ME6520-2YC12-2KA1 | SITRANS F M MAG 5100 W | 2499.74
7ME6520-3MC12-2JA1 | SITRANS F M MAG 5100 W | 2761.06
7ME6520-3TC13-2AA1 | SITRANS F M MAG 5100 W | 1194.99
7ME6520-3TC13-2LA1 | SITRANS F M MAG 5100 W | 2516.99
7MF8023-1EA04-1AA6 | SITRANS P300 | 1750.98
7ME6820-4BC00-1AA1 | SITRANS F M MAG 8000 CT | 3779.98
7ME3400-1CE20-2UA3 | SITRANS FUS380 | 2996.09
7ML5726-1AB12-2BA4 | Sitrans LPS200, extended with protection | 763.06
7MF1565-4BE10-5EA1 | Transducer SITRANS P200 for pressure | 250.69
7MF1565-4BF00-5EA1 | Transducer SITRANS P200 for pressure | 250.69
7MF1565-4BF10-5EA1 | Transducer SITRANS P200 for pressure | 250.69
7ML5731-1AB11-1CA0 | SITRANS LVS200 - STANDARD | 876.06
7MH4138-6BA00-0CU0 | ET 200SP TM SIWAREX WP351 HF | 2123.62
7MF1567-3CG00-1AA1 | Transducer SITRANS P220 for pressure | 250.69
7MF1567-3DA00-1AA1 | Transducer SITRANS P220 for pressure | 250.69
7ML5745-1AA01-1BA0 | SITRANS LVL100 | 385.53
7ML5745-1AA01-1CA0 | SITRANS LVL100 | 417.42
6SL3520-1XA21-5AA0 | G115D WM IP65/66 380...480V 1,5kW FSA C2 | 1292.55
6SL3520-3XK07-5AA0 | G115D WM IP65/66 380...480V 7,5kW FSC C2 | 3552.45
6SL3520-3XL00-5AF0 | G115D WM IP65/66 380..480V 0,55kW FSA C2 | 1847.39
6SL3520-3XL03-0AB0 | G115D WM IP65/66 380...480V 3kW FSB C2 | 2022.89
6SL3520-1XA61-1AA0 | G115D WM IP65/66 380...480V 1,1kW FSA C2 | 1254.48
6SL3520-3XM00-3AB0 | G115D WM IP65/66 380..480V 0,37kW FSA C2 | 1391.48
6SL3520-3XM00-5AB0 | G115D WM IP65/66 380..480V 0,55kW FSA C2 | 1406.7
6SL3520-3XM04-0AA0 | G115D WM IP65/66 380...480V 4kW FSB C2 | 2548.07
6SL3520-1XA65-5AA0 | G115D WM IP65/66 380...480V 5,5kW FSC C2 | 2464.04
6SL3520-1XA65-5AF0 | G115D WM IP65/66 380...480V 5,5kW FSC C2 | 2661.18
6SL3520-1XB00-7AB0 | G115D WM IP65/66 380..480V 0,75kW FSA C2 | 1073.45
6SL3230-2YH32-0AP0 | G120X IP20 500...690V 22kW FSD C2 | 4464.93
6SL3520-1XN03-0AB0 | G115D WM IP65/66 380...480V 3kW FSB C2 | 1882.04
6SL3520-1XB01-5AB0 | G115D WM IP65/66 380...480V 1,5kW FSA C2 | 1271.35
6SL3520-3XN04-0AB0 | G115D WM IP65/66 380...480V 4kW FSB C2 | 2337.05
6SL3520-3XN05-5AA0 | G115D WM IP65/66 380...480V 5,5kW FSC C2 | 3021.73
6SL3520-1XB07-5AA0 | G115D WM IP65/66 380...480V 7,5kW FSC C2 | 3188.74
6SL3230-2YH34-0AF0 | G120X IP20 500...690V 30kW FSD C2 | 5415.39
6SL3230-2YH38-0UP0 | G120X IP20 500...690V 45kW FSE UF | 6861.85
6SL3521-0XA00-5AB0 | G115D WM IP65/66 380..480V 0,55kW FSA C2 | 957.51
6SL3521-0XA24-0AA0 | G115D WM IP65/66 380...480V 4kW FSB C2 | 2098.89
6SL3230-2YH40-1AB0 | G120X IP20 500...690V 55kW FSE C2 | 8783.18
6SL3520-1XB45-5AB0 | G115D WM IP65/66 380...480V 5,5kW FSC C2 | 2381.97
6SL3230-2YH42-0CP0 | G120X IP20 500...690V 75kW FSF C3 | 10105.94
6SL3520-1XC00-5AA0 | G115D WM IP65/66 380..480V 0,55kW FSA C2 | 1286.56
6SL3520-2XA61-5AA0 | G115D WM IP65/66 380...480V 1,5kW FSA C2 | 1420.42
6SL3230-2YH42-1CF0 | G120X IP20 500...690V 75kW FSF C3 | 10223.04
6SL3230-2YH44-1CF0 | G120X IP20 500...690V 90kW FSF C3 | 12052.18
6SL3230-2YH44-1UP0 | G120X IP20 500...690V 90kW FSF UF | 11490.48
6SL3230-2YH46-1CB0 | G120X IP20 500...690V 110kW FSF C3 | 13481.79
6SL3521-0XA62-2AF0 | G115D WM IP65/66 380...480V 2,2kW FSB C2 | 1900.22
6SL3230-2YH48-0CB0 | G120X IP20 500...690V 132kW FSF C3 | 14922.02
6SL3520-2XB00-5AF0 | G115D WM IP65/66 380..480V 0,55kW FSA C2 | 1550.68
6SL3520-1XC04-0AB0 | G115D WM IP65/66 380...480V 4kW FSB C2 | 1940.82
6SL3520-1XD01-1AB0 | G115D WM IP65/66 380...480V 1,1kW FSA C2 | 1172.4
6SL3520-1XD02-2AB0 | G115D WM IP65/66 380...480V 2,2kW FSB C2 | 1484.15
6SL3520-2XB40-3AB0 | G115D WM IP65/66 380..480V 0,37kW FSA C2 | 1094.77
6SL3230-2YH52-0CF0 | G120X IP20 500...690V 200kW FSG C3 | 19333.03
6SL3521-0XB01-1AA0 | G115D WM IP65/66 380...480V 1,1kW FSA C2 | 1552.82
6SL3520-1XD04-0AB0 | G115D WM IP65/66 380...480V 4kW FSB C2 | 1940.82
6SL3521-0XB07-5AA0 | G115D WM IP65/66 380...480V 7,5kW FSC C2 | 3325.61
6SL3520-2XB42-2AB0 | G115D WM IP65/66 380...480V 2,2kW FSB C2 | 1551.15
6SL3230-3YC14-0UF0 | G120X IP20 200...240V 1.5kW FSA UF | 1083.86
6SL3520-2XB43-0AB0 | G115D WM IP65/66 380...480V 3kW FSB C2 | 1726.2
6SL3520-1XE05-5AF0 | G115D WM IP65/66 380...480V 5,5kW FSC C2 | 2884.44
6SL3520-1XE07-5AB0 | G115D WM IP65/66 380...480V 7,5kW FSC C2 | 3006.98
6SL3520-1XE40-3AF0 | G115D WM IP65/66 380..480V 0,37kW FSA C2 | 1530.26
6SL3521-0XB45-5AB0 | G115D WM IP65/66 380...480V 5,5kW FSC C2 | 2518.8
6SL3521-1XM02-2AA0 | G115D WM IP65/66 380...480V 2,2kW FSB C2 | 2161.27
6SL3521-0XC00-3AF0 | G115D WM IP65/66 380..480V 0,37kW FSA C2 | 1605.31
6SL3521-1XN03-0AF0 | G115D WM IP65/66 380...480V 3kW FSB C2 | 2565.97
6SL3520-2XD01-5AF0 | G115D WM IP65/66 380...480V 1,5kW FSA C2 | 1779.01
7ML5745-1AA42-1AA0 | SITRANS LVL100 | 401.47
7ML5745-1AA42-1BA0 | SITRANS LVL100 | 420.08
7MH5107-3PV01 | SIWAREX WL230 SB-S SA 500kg C4 Ex | 593.7
7MJ2000-1AB00 | ACOUSTIC SENSOR FOR SITRANS DA400 | 742.88
7ML1100-0BA20 | ST-H TRANSDUCER | 820.24
7ML1123-0EA50 | ECHOMAX XPS-30 TRANSDUCER | 1533.42
GWE:DUMMY_01 | TEST Nummer | 2004.21
GXK:BWG250047TS-190 | SINAMICS S210, Brake Res, 3AC240V, FSA_B | 302.4
EN3:02214-1180-SET | CONTACTOR, 55KW/400V/AC-3 | 446.29
EN3:02214-1181-SET | CONTACTOR, 90KW/400V/AC-3 | 727.99
EN3:02214-1182-SET | CONTACTOR, 90KW/400V/AC-3 | 727.99
6SL3550-0XN03-0AF0 | G115D MM IP65/66 380...480V 3kW FSB C2 | 2221.54
6SL3550-0XN20-3AA0 | G115D MM IP65/66 380..480V 0,37kW FSA C2 | 1385.38
6SL3521-3XC00-7AF0 | G115D WM IP65/66 380..480V 0,75kW FSA C2 | 1930.81
6SL3521-3XD00-5AA0 | G115D WM IP65/66 380..480V 0,55kW FSA C2 | 1703.23
6SL3521-3XD00-5AB0 | G115D WM IP65/66 380..480V 0,55kW FSA C2 | 1459.66
6SL3521-3XD00-7AA0 | G115D WM IP65/66 380..480V 0,75kW FSA C2 | 1733.67
6SL3521-3XD00-7AB0 | G115D WM IP65/66 380..480V 0,75kW FSA C2 | 1490.1
6SL3521-3XE03-0AF0 | G115D WM IP65/66 380...480V 3kW FSB C2 | 2578.35
6SL3521-3XE04-0AA0 | G115D WM IP65/66 380...480V 4kW FSB C2 | 2662.85
6SL3725-1TG31-0AA3 | S120 CM, MOMO 690V/100A/90KW LC | 32906.87
6SL3725-1TG38-1AA3 | S120 CM, MOMO 690V/810A/800KW LC | 93857.5
6SL3705-0RG23-2AA5 | S120 CM, HEM 32KW, 660-690V CU320 | 46847.7
6SL3705-0RG24-8AA5 | S120 CM, HEM 48KW, 660-690V CU320 | 51224.46
6XV1878-5SH50 | IE TP Cord M12-90/RJ45-180 (4x2, 5 m) | 152.88
6XV1878-5TH10 | IE TP Cord M12-180/RJ45-180 (4x2, 1 m) | 82.99
6SL3521-3XH24-0AA0 | G115D WM IP65/66 380...480V 4kW FSB C2 | 2591.8
6SL3521-3XK00-5AF0 | G115D WM IP65/66 380..480V 0,55kW FSA C2 | 2090.64
6SL3521-3XK00-7AA0 | G115D WM IP65/66 380..480V 0,75kW FSA C2 | 1923.97
6SL3521-3XK00-7AB0 | G115D WM IP65/66 380..480V 0,75kW FSA C2 | 1680.4
6SL3521-3XK01-1AB0 | G115D WM IP65/66 380...480V 1,1kW FSA C2 | 1779.34
7ME3410-2MD02-6ER6 | SITRANS FUE380 | 6524.53
6SL3735-1TG37-3LA3 | S120 CM, BLCM 690V/730A/630KW LC | 34852.1
6SL3735-1TG41-3LA3 | S120 CM, BLCM 690V/1300A/1100KW LC | 55925.46
7ME3410-3DC02-7ER6 | SITRANS FUE380 | 10056.32
6SL3735-7TG41-6LA4 | S120 CM, ALCM 690V/1560A/1700KW LC SGD | 265848.54
7ME3411-5LC01-6ER2 | SITRANS FUE380 | 25116.19
7ME3480-2BA00-1BD0 | SITRANS FUE950 calculator | 478.67
7MF1575-1BA10 | Transmitters SITRANS LH300 | 865.99
7KM3120-1BA01-1EA0 | PMD SENTRON PAC3120 LCD DC <60V | 296.31
7KN2712-2CE40-0YC0 | SENTRON Powermanager V4.x Add.clients(5) | 3883.99
7KN2715-1CE40-0YC0 | Powermanager >= V4.x System 1 | 3622
7KN2715-3CE40-0YC0 | Powermanager >= V4.x System 3 | 3622
7KN2715-4CE40-0YC0 | Powermanager >= V4.x System 4 | 3976.47
7ME6110-1HA20-2EA1 | SITRANS F M MAGFLO MAG 1100 | 4256.38
7ME6110-1HA20-2LA1 | SITRANS F M MAGFLO MAG 1100 | 2871.77
7ME6110-1MA20-2AA2 | SITRANS F M MAGFLO MAG 1100 | 1353.77
7ME6110-1MA20-2JB1 | SITRANS F M MAGFLO MAG 1100 | 3115.84
7ME6140-2DB10-1LA1 | SITRANS F M MAG 1100 FOOD | 3070.48
7ME6140-2RB10-1AA1 | SITRANS F M MAG 1100 FOOD | 2066.04
7ME6140-2RM10-1AA1 | SITRANS F M MAG 1100 FOOD | 2195.79
8MF1111-0AA00-0CP4 | SIVACON 2000mm x 800mm x 600mm | 2783.67
8MF1111-0AA00-0CQ0 | SIVACON 2000mm x 1000mm x 400mm | 2898.46
8MF1111-0AA00-0CV6 | SIVACON 2000mm x 800mm x 400mm | 2539.74
8MF1111-0AA00-0CX7 | SIVACON 2200mm x 800mm x 500mm | 2754.97
8MF1111-0AA00-0CX8 | SIVACON 2000mm x 800mm x 800mm | 3386.32
8MF1111-0AA00-0CY4 | SIVACON 2000mm x 600mm x 600mm | 2898.46
8MF1111-0AA00-0DE8 | SIVACON 2000mm x 800mm x 600mm | 2496.7
7MF0810-0ED00-0BK0 | Diaph.seal, flange,p_rel | 1003.75
7ML5725-3AC12-4AD0 | SITRANS LPS200, COMPACT | 1108.7
7MF1565-3CB00-1CA1 | Transducer SITRANS P200 for pressure | 250.69
7MF1565-4CA10-5EA1 | Transducer SITRANS P200 for pressure | 250.69
7MF1566-3AG01-1AA1 | Transducer SITRANS P210 for pressure | 662.16
7MF1567-3BE00-2AA1 | Transducer SITRANS P220 for pressure | 244.35
7MF1567-3DB00-1AA1 | Transducer SITRANS P220 for pressure | 250.69
7MF1567-3DD00-2CB1 | Transducer SITRANS P220 for pressure | 244.35
7MF1572-1CA10 | SITRANS LH100 series, level transmitter | 772.3
7MF1572-1FA20 | SITRANS LH100 series, level transmitter | 772.3
7MF1572-1KA10 | SITRANS LH100 series, level transmitter | 1010.33
7MF1572-3FA10 | SITRANS LH100 series, level transmitter | 772.3
7MT1410-4SN00-0NQ2 | SITRANS TS Thermowell BAR_DIN_4/4F | 181.05
7NG0327-0BA00-0AA0 | Sitrans TR320 Temperature transmitter | 346.69
7NG3135-0AB11 | SITRANS TF Temperature Transmitter | 1350.98
7ML1100-1BA30 | ST-H TRANSDUCER | 734.05
7ML1106-1AA20-0A | ECHOMAX XRS-5 TRANSDUCER | 586.15
7ML1118-0BA30 | ECHOMAX XPS-15 TRANSDUCER | 892.83
7ML1118-4CA30 | ECHOMAX XPS-15 TRANSDUCER | 1017.14
A5E44996687 | ITP1000-0YD0 FBG DES | 4801.69
A5E47960363 | pendulum bolt set for 7MH4115-5GB11 | 269.86
A5E50113558 | SPARE,LT500,BRD STK ASSY,SNGL,DC,mA I/P | 861.08
EN3:02214-1286-SET | CONTACTOR,AC3:22KW 1NO+1NC 20-33VAC/DC | 235.48
EN3:02214-1345-SET | Therm. overload relay 36 - 45 A | 103.82
TGX:16152-468 | LEVER KIT VALTEK MK 1, 100 - 300 > 5in | 288.84
6SL3550-0XN20-5AA0 | G115D MM IP65/66 380..480V 0,55kW FSA C2 | 1407.77
6SL3521-3XC02-2AA0 | G115D WM IP65/66 380...480V 2,2kW FSB C2 | 2144.38
6SL3521-3XD00-3AA0 | G115D WM IP65/66 380..480V 0,37kW FSA C2 | 1687.98
6SL3521-3XD00-3AF0 | G115D WM IP65/66 380..480V 0,37kW FSA C2 | 1885.12
6SL3521-3XD01-1AA0 | G115D WM IP65/66 380...480V 1,1kW FSA C2 | 1832.61
6SL3521-3XD04-0AF0 | G115D WM IP65/66 380...480V 4kW FSB C2 | 2798.16
6SL3725-1TE33-1AA3 | S120 CM, MOMO 480V/310A/160KW LC | 36148.92
6SL3521-3XE00-7AF0 | G115D WM IP65/66 380..480V 0,75kW FSA C2 | 1992.59
6SL3521-3XE42-2AF0 | G115D WM IP65/66 380...480V 2,2kW FSB C2 | 2403.3
6SL3521-3XE44-0AF0 | G115D WM IP65/66 380...480V 4kW FSB C2 | 2859.97
6SL3521-3XH21-1AA0 | G115D WM IP65/66 380...480V 1,1kW FSA C2 | 1823.36
6SL3521-3XH21-5AF0 | G115D WM IP65/66 380...480V 1,5kW FSA C2 | 2119.44
6SL3521-3XH27-5AA0 | G115D WM IP65/66 380...480V 7,5kW FSC C2 | 3596.15
6SL3521-3XH60-5AF0 | G115D WM IP65/66 380..480V 0,55kW FSA C2 | 1952.01
6SL3521-3XH67-5AF0 | G115D WM IP65/66 380...480V 7,5kW FSC C2 | 3854.19
6SL3521-3XK00-5AB0 | G115D WM IP65/66 380..480V 0,55kW FSA C2 | 1649.94
7ME3410-1VC00-5EA5 | SITRANS FUE380 | 4017.17
7ME3410-1VE02-4ER2 | SITRANS FUE380 | 4737.38
7ME3410-2HD02-6ER6 | SITRANS FUE380 | 5657.79
6SL3735-7TE41-0LA3 | S120 CM, ALCM 480V/985A/630KW LC | 150755.58
7ME3411-3CC01-5ER2 | SITRANS FUE380 | 9640.29
7ME3411-4GC31-6ER2 | SITRANS FUE380 | 14631.53
6SL3735-7TG41-3LA3 | S120 CM, ALCM 690V/1270A/1400KW LC | 228564.9
7MF1575-1EA10 | Transmitters SITRANS LH300 | 948.29
7ME3480-3CA35-2KD0 | SITRANS FUE950 calculator | 1382.29
7KM1020-0BA01-1DA0 | PMD SENTRON PAC1020 LCD Display | 206.6
7KM2200-2EA40-1JB1 | PAC2200-CLP SP DR 65A 400V ModbusTCP MID | 666.7
7ME5034-0AA11-1AA0 | SITRANS F M Transmitter Transmag 2 | 3123.66
7ME5930-5BA00-0AA0 | SITRANS FM Cable kit for 911/E | 263.34
7ME6110-1DA20-2JA1 | SITRANS F M MAGFLO MAG 1100 | 3105.86
7ME6110-1MA20-2LA1 | SITRANS F M MAGFLO MAG 1100 | 2675.78
7ME6110-1VA20-2AA2 | SITRANS F M MAGFLO MAG 1100 | 1353.77
6SL3521-3XM04-0AA0 | G115D WM IP65/66 380...480V 4kW FSB C2 | 2791.32
6SL3521-2XA02-2AB0 | G115D WM IP65/66 380...480V 2,2kW FSB C2 | 1572.05
6SL3521-2XA21-1AA0 | G115D WM IP65/66 380...480V 1,1kW FSA C2 | 1503.86
6SL3521-0XD00-7AA0 | G115D WM IP65/66 380..480V 0,75kW FSA C2 | 1453.87
6SL3521-0XD04-0AF0 | G115D WM IP65/66 380...480V 4kW FSB C2 | 2518.37
6SL3521-3XN00-7AA0 | G115D WM IP65/66 380..480V 0,75kW FSA C2 | 1956.48
6SL3521-0XE00-5AF0 | G115D WM IP65/66 380..480V 0,55kW FSA C2 | 1682.34
6SL3521-3XN02-2AA0 | G115D WM IP65/66 380...480V 2,2kW FSB C2 | 2367.19
6SL3520-2XE04-0AB0 | G115D WM IP65/66 380...480V 4kW FSB C2 | 2069.6
6SL3520-2XE05-5AB0 | G115D WM IP65/66 380...480V 5,5kW FSC C2 | 2510.75
6SL3521-0XE01-1AB0 | G115D WM IP65/66 380...480V 1,1kW FSA C2 | 1371.04
6SL3520-2XE44-0AB0 | G115D WM IP65/66 380...480V 4kW FSB C2 | 2069.6
6SL3521-0XE42-2AB0 | G115D WM IP65/66 380...480V 2,2kW FSB C2 | 1682.79
6SL3521-2XA63-0AF0 | G115D WM IP65/66 380...480V 3kW FSB C2 | 2248.67
6SL3520-2XH04-0AB0 | G115D WM IP65/66 380...480V 4kW FSB C2 | 1998.55
6SL3521-2XA64-0AF0 | G115D WM IP65/66 380...480V 4kW FSB C2 | 2530.28
6SL3520-2XH25-5AF0 | G115D WM IP65/66 380...480V 5,5kW FSC C2 | 2880.39
6SL3521-2XB00-7AA0 | G115D WM IP65/66 380..480V 0,75kW FSA C2 | 1627.25
6SL3520-2XH60-7AB0 | G115D WM IP65/66 380..480V 0,75kW FSA C2 | 1192.1
6SL3521-0XH21-5AF0 | G115D WM IP65/66 380...480V 1,5kW FSA C2 | 1839.64
6SL3521-0XH61-5AA0 | G115D WM IP65/66 380...480V 1,5kW FSA C2 | 1703.41
6SL3520-2XH64-0AB0 | G115D WM IP65/66 380...480V 4kW FSB C2 | 2059.47
6SL3521-0XH64-0AF0 | G115D WM IP65/66 380...480V 4kW FSB C2 | 2570.02
6SL3521-0XK00-3AB0 | G115D WM IP65/66 380..480V 0,37kW FSA C2 | 1354.93
6SL3520-2XK01-1AA0 | G115D WM IP65/66 380...480V 1,1kW FSA C2 | 1673.23
6SL3521-2XB45-5AF0 | G115D WM IP65/66 380...480V 5,5kW FSC C2 | 3132.89
6SL3521-2XC00-3AA0 | G115D WM IP65/66 380..480V 0,37kW FSA C2 | 1581.6
6SL3520-2XK02-2AB0 | G115D WM IP65/66 380...480V 2,2kW FSB C2 | 1741.43
6SL3521-0XK00-5AB0 | G115D WM IP65/66 380..480V 0,55kW FSA C2 | 1370.13
6SL3520-2XL00-5AF0 | G115D WM IP65/66 380..480V 0,55kW FSA C2 | 1740.98
6SL3520-2XL02-2AF0 | G115D WM IP65/66 380...480V 2,2kW FSB C2 | 2182.14
6SL3520-2XM00-5AB0 | G115D WM IP65/66 380..480V 0,55kW FSA C2 | 1300.3
6SL3521-0XL00-3AF0 | G115D WM IP65/66 380..480V 0,37kW FSA C2 | 1795.61
6SL3520-2XM00-7AB0 | G115D WM IP65/66 380..480V 0,75kW FSA C2 | 1330.75
6SL3521-0XL00-7AF0 | G115D WM IP65/66 380..480V 0,75kW FSA C2 | 1841.3
6SL3550-0XA00-7AB0 | G115D MM IP65/66 380..480V 0,75kW FSA C2 | 835.73
6SL3550-0XA43-0AF0 | G115D MM IP65/66 380...480V 3kW FSB C2 | 1865.9
6SL3521-0XM00-5AF0 | G115D WM IP65/66 380..480V 0,55kW FSA C2 | 1810.84
6SL3550-0XA60-3AB0 | G115D MM IP65/66 380..480V 0,37kW FSA C2 | 851.83
6SL3520-2XN00-7AA0 | G115D WM IP65/66 380..480V 0,75kW FSA C2 | 1606.83
6SL3521-2XD01-5AB0 | G115D WM IP65/66 380...480V 1,5kW FSA C2 | 1581.6
6SL3521-2XD03-0AA0 | G115D WM IP65/66 380...480V 3kW FSB C2 | 2213.03
6SL3521-2XE00-3AA0 | G115D WM IP65/66 380..480V 0,37kW FSA C2 | 1643.38
6SL3550-0XA61-5AF0 | G115D MM IP65/66 380...480V 1,5kW FSA C2 | 1449.22
6SL3550-0XA81-5AB0 | G115D MM IP65/66 380...480V 1,5kW FSA C2 | 1008.53
6SL3520-2XN02-2AA0 | G115D WM IP65/66 380...480V 2,2kW FSB C2 | 2017.53
6SL3521-2XE03-0AB0 | G115D WM IP65/66 380...480V 3kW FSB C2 | 2031.26
6SL3550-0XA82-2AF0 | G115D MM IP65/66 380...480V 2,2kW FSB C2 | 1665.62
6SL3521-2XE41-1AB0 | G115D WM IP65/66 380...480V 1,1kW FSA C2 | 1544.44
6SL3550-0XB01-5AF0 | G115D MM IP65/66 380...480V 1,5kW FSA C2 | 1521.18
6SL3550-0XD02-2AF0 | G115D MM IP65/66 380...480V 2,2kW FSB C2 | 1737.57
6SL3521-3XH61-5AA0 | G115D WM IP65/66 380...480V 1,5kW FSA C2 | 1983.22
6SL3521-3XH63-0AA0 | G115D WM IP65/66 380...480V 3kW FSB C2 | 2371.08
6SL3521-3XH63-0AB0 | G115D WM IP65/66 380...480V 3kW FSB C2 | 2127.52
6SL3521-3XK02-2AA0 | G115D WM IP65/66 380...480V 2,2kW FSB C2 | 2334.66
6SL3521-3XK04-0AA0 | G115D WM IP65/66 380...480V 4kW FSB C2 | 2791.32
6SL3521-3XK05-5AF0 | G115D WM IP65/66 380...480V 5,5kW FSC C2 | 3429.59
6SL3521-3XL00-5AF0 | G115D WM IP65/66 380..480V 0,55kW FSA C2 | 2090.64
7ME3410-1VC32-6UR6 | SITRANS FUE380 | 4940.93
7ME3411-3CC31-5ER2 | SITRANS FUE380 | 9794.63
6SL3521-3XL00-7AA0 | G115D WM IP65/66 380..480V 0,75kW FSA C2 | 1923.97
6SL3521-3XL02-2AA0 | G115D WM IP65/66 380...480V 2,2kW FSB C2 | 2334.66
7ME3411-3UC01-6ER2 | SITRANS FUE380 | 12545.79
7MF1575-1KA10 | Transmitters SITRANS LH300 | 1249.6
7MF1575-1KA11 | Transmitters SITRANS LH300 | 1302.78
7MF1575-1LA20 | Transmitters SITRANS LH300 | 1586.38
6SL3766-1CA00-0AA0 | INSTALLATION AID DEVICE LC | 3047.52
6XV1801-2CN10 | Control Connecting Cable M12-180/M12-180 | 109.93
7ME6110-2RA20-2AA1 | SITRANS F M MAGFLO MAG 1100 | 1623.25
7ME6110-3MA20-2AA1 | SITRANS F M MAGFLO MAG 1100 | 2163.13
7ME6110-3TA20-2AA1 | SITRANS F M MAGFLO MAG 1100 | 2740.2
7ME6140-1RB10-1KA1 | SITRANS F M MAG 1100 FOOD | 3028.73
8MF1111-0AA00-0CT0 | SIVACON 2000mm x 800mm x 600mm | 3199.78
8MF1111-0AA00-0CT1 | SIVACON 1800mm x 600mm x 600mm | 2783.67
8MF1111-0AA00-0CT3 | SIVACON 1800mm x 800mm x 500mm | 3788.08
8MF1111-0AA00-0CT5 | SIVACON 1800mm x 800mm x 500mm | 3874.17
8MF1111-0AA00-0DB4 | SIVACON 2000mm x 600mm x 500mm | 2568.43
8UD1900-0BB05 | Masking Plate EM.-OFF for 3VA9.7-0GX.0 | 65.67
8UD1900-0KA30 | ILLUMINATION KIT 24 V DC | 59.53
8UD1900-1HA00 | DOOR COUPLING, 6X6 | 26.68
8MF1111-0AA00-0DB7 | SIVACON 2000mm x 600mm x 500mm | 2568.43
8MF1111-0AA00-0DH3 | SIVACON 2000mm x 1200mm x 400mm | 3673.29
8MF1111-0AA00-0DJ2 | SIVACON 2200mm x 900mm x 600mm | 6184.33
8MF1111-0AA00-0DJ4 | SIVACON 2200mm x 900mm x 600mm | 5811.27
8MF1111-0AA00-0DJ7 | SIVACON 2200mm x 600mm x 600mm | 5237.31
8MF1111-0AA00-0DQ8 | SIVACON 2000mm x 600mm x 500mm | 2654.54
8MF1111-0AA00-0DT6 | SIVACON 2000mm x 800mm x 400mm | 3888.53
8MF1111-0AA00-0DU2 | SIVACON 2000mm x 800mm x 800mm | 5782.57
8MF1111-0AA00-0DU4 | SIVACON 2200mm x 1000mm x 800mm | 4663.36
A5E46342366 | PP LENS KIT FOR POLYMERIC FLANGES | 214.03
A5E46342367 | SST,MTGBRACKET,KIT,LR2XX,AL HORN ANTENNA | 365.58
A5E46610601 | PP DUST PROTECT KIT FOR AIMER FLG | 237.96
8MF1111-0AA00-0DS2 | SIVACON 1800mm x 400mm x 400mm | 2468
8MF1111-0AA00-0DS4 | SIVACON 2000mm x 600mm x 600mm | 2582.79
8MF1111-0AA00-0DT0 | SIVACON 2200mm x 900mm x 600mm | 4017.67
8MF1111-0AA00-0DT3 | SIVACON 2200mm x 900mm x 600mm | 3960.26
8MF1111-0AA00-0DU5 | SIVACON 2000mm x 1000mm x 800mm | 4204.19
A5E38663422 | Sparepart Electronic for FXT030 non EX | 7598.45
7ME6520-6FC12-2AA1 | SITRANS F M MAG 5100 W | 7115.44
7ME6520-6PB12-2AA1 | SITRANS F M MAG 5100 W | 7272.42
8MF1111-0AA00-0EJ0 | SIVACON 2200mm x 1200mm x 800mm | 4247.25
8MF1111-0AA00-0EJ1 | SIVACON 2200mm x 900mm x 400mm | 3486.75
8MF1111-0AA00-0EJ3 | SIVACON 1800mm x 600mm x 400mm | 2554.09
8MF1111-0AA00-0EJ7 | SIVACON 1800mm x 1200mm x 500mm | 5639.07
8MF1111-0AA00-0EQ8 | SIVACON 1800mm x 600mm x 500mm | 2496.7
8MF1111-0AA00-0ER4 | SIVACON 2000mm x 600mm x 400mm | 2740.63
8MF1111-0AA00-0ES3 | SIVACON 1800mm x 600mm x 400mm | 3070.64
8MF1111-0AA00-0ES5 | SIVACON 1800mm x 600mm x 400mm | 3070.64
8MF1111-0AA00-0ES7 | SIVACON 2000mm x 800mm x 800mm | 3343.27
8MF1111-0AA00-0BF7 | SIVACON 2000mm x 1200mm x 400mm | 3386.32
8MF1111-0AA00-0DF2 | SIVACON 2200mm x 800mm x 800mm | 3630.25
8MF1111-0AA00-0DF4 | SIVACON 2000mm x 800mm x 400mm | 2338.86
8MF1111-0AA00-0DF7 | SIVACON 2200mm x 800mm x 800mm | 3917.22
8MF1111-0AA00-0DL8 | SIVACON 2200mm x 900mm x 600mm | 693.05
8MF1111-0AA00-0DM1 | SIVACON 2200mm x 900mm x 600mm | 693.05
8MF1111-0AA00-0DM2 | SIVACON 2200mm x 900mm x 600mm | 693.05
8MF1111-0AA00-0DN5 | SIVACON 2000mm x 600mm x 500mm | 2539.74
8MF1111-0AA00-0DN6 | SIVACON 2200mm x 800mm x 400mm | 3257.18
8MF1111-0AA00-0DW6 | SIVACON 2200mm x 900mm x 600mm | 3630.25
A5E42824565 | LUT430,ASSY,DC BOARDSTACK w/CRADLE,HAZ | 1311.13
A5E42847453 | LUT440,ASSY,DC BOARDSTACK w/CRADLE,GP | 1791.1
A5E50113542 | SPARE,LT500,BRD STK ASSY,SNGL,AC,mA I/P | 861.08
A5E50113543 | SPARE,LT500,BRD STK ASSY,DUAL,AC,mA I/P | 861.08
A5E50113564 | SPARE,LT500,COMM MODULE,HART | 430.08
GXK:BWG600014TS-190 | SINAMICS S210, Brake Res, 3AC240V, FSC | 408.75
8MF1111-0AA00-0DN3 | SIVACON 2000mm x 900mm x 800mm | 4433.78
8MF1111-0AA00-0DP1 | SIVACON 2000mm x 800mm x 800mm | 3472.41
8MF1111-0AA00-0DP2 | SIVACON 2000mm x 800mm x 800mm | 2984.55
8MF1111-0AA00-0DQ1 | SIVACON 2000mm x 800mm x 600mm | 3056.3
8MF1111-0AA00-0DW3 | SIVACON 2200mm x 800mm x 600mm | 3142.39
8MF1111-0AA00-0DW5 | SIVACON 2200mm x 800mm x 600mm | 3070.64
8MF1111-0AA00-0DW8 | SIVACON 1800mm x 1000mm x 500mm | 3486.75
9HK1100-7VE53-2AA0 | SINAMICS S120 CD 7Ax | 5518.61
EN3:02214-1285-SET | CONT.,AC3:22KW 1NO+1NC 110VAC 50/60HZ | 153.83
EN3:02214-1344-SET | CONTACTOR,AC3:37KW,1NO+1NC,20-33VAC/DC | 355.77
EN3:02214-1346-SET | Therm. overload relay 40 - 50 A | 123.45
EN3:02214-1348-SET | Therm. overload relay 18 - 25 A | 66.46
7ME6520-4BC13-2LA1 | SITRANS F M MAG 5100 W | 2727.5
7ME6520-4HC13-2AA1 | SITRANS F M MAG 5100 W | 1596.02
7ME6520-4PB13-2AA1 | SITRANS F M MAG 5100 W | 1855.53
7ME6520-4PC13-2AA1 | SITRANS F M MAG 5100 W | 1919.04
7ME6810-3FC31-1AS1 | SITRANS F M MAG 8000 | 4774.6
7ME6810-3MC31-1AS2 | SITRANS F M MAG 8000 | 4787.78
8MF1111-0AA00-0EF0 | SIVACON 2000mm x 1200mm x 600mm | 4491.18
8MF1111-0AA00-0EF1 | SIVACON 2200mm x 1200mm x 600mm | 3429.36
8MF1111-0AA00-0EL8 | SIVACON 2200mm x 600mm x 800mm | 4046.37
8MF1111-0AA00-0EM3 | SIVACON 2000mm x 800mm x 800mm | 2984.55
8MF1111-0AA00-0EM7 | SIVACON 2000mm x 800mm x 800mm | 3386.32
8MF1111-0AA00-0EP2 | SIVACON 1800mm x 600mm x 500mm | 2554.09
8MF1111-0AA00-0CH1 | SIVACON 2000mm x 800mm x 600mm | 3745.04
8MF1111-0AA00-0CH2 | SIVACON 2000mm x 1200mm x 400mm | 3945.92
8MF1111-0AA00-0BD4 | SIVACON 2000mm x 800mm x 500mm | 2410.59
8MF1111-0AA00-0BD8 | SIVACON 2200mm x 800mm x 400mm | 3084.99
8MF1111-0AA00-0BL2 | SIVACON 2000mm x 800mm x 800mm | 2927.15
8MF1111-0AA00-0BM1 | SIVACON 2200mm x 800mm x 800mm | 2008.83
8MF1111-0AA00-0BM8 | SIVACON 2000mm x 800mm x 600mm | 3142.39
8MF1111-0AA00-0BN0 | SIVACON 2000mm x 400mm x 500mm | 1951.44
8MF1111-0AA00-0BN2 | SIVACON 2000mm x 600mm x 500mm | 827.92
8MF1111-0AA00-0BT3 | SIVACON 2000mm x 600mm x 500mm | 2568.43
8MF1111-0AA00-0BT5 | SIVACON 2000mm x 800mm x 600mm | 3486.75
8MF1111-0AA00-0BU6 | SIVACON 2000mm x 1200mm x 600mm | 4304.64
8MF1111-0AA00-0BU7 | SIVACON 2000mm x 1200mm x 600mm | 3644.59
8MF1111-0AA00-0CC1 | SIVACON 2000mm x 1200mm x 600mm | 4175.51
8MF1111-0AA00-0CC3 | SIVACON 2000mm x 1200mm x 600mm | 3658.95
8MF1111-0AA00-0CC5 | SIVACON 2000mm x 800mm x 400mm | 2984.55
8MF1111-0AA00-0CL8 | SIVACON 2000mm x 800mm x 600mm | 2812.37
8MF1111-0AA00-0CM0 | SIVACON 2000mm x 400mm x 800mm | 2295.82
8MF1111-0AA00-0CM1 | SIVACON 2000mm x 400mm x 800mm | 2295.82
7ME6140-2DA10-1AA1 | SITRANS F M MAG 1100 FOOD | 1487.15
6XV1801-6GH50 | POWER CONNECTING CABLE, 5 M, L CODE | 117.5
8MF1111-0AA00-0CQ3 | SIVACON 2000mm x 800mm x 500mm | 2719.25
8MF1111-0AA00-0CR2 | SIVACON 2000mm x 800mm x 600mm | 2561.61
8MF1111-0AA00-0CU2 | SIVACON 1800mm x 1000mm x 600mm | 4390.73
8MF1111-0AA00-0CU8 | SIVACON 2000mm x 1000mm x 600mm | 3931.58
8MF1111-0AA00-0DA0 | SIVACON 2000mm x 600mm x 500mm | 2525.38
8MF1111-0AA00-0DA5 | SIVACON 2000mm x 600mm x 500mm | 2525.38
8MF1111-0AA00-0DD1 | SIVACON 2000mm x 600mm x 500mm | 2568.43
8MF1111-0AA00-0DE6 | SIVACON 2000mm x 600mm x 500mm | 2568.43
8MF1111-0AA00-0DG0 | SIVACON 2000mm x 1200mm x 600mm | 4376.39
8MF1111-0AA00-0DG3 | SIVACON 2000mm x 800mm x 500mm | 3056.3
8MF1111-0AA00-0DK2 | SIVACON 2000mm x 600mm x 500mm | 2568.43
8MF1111-0AA00-0DL6 | SIVACON 2200mm x 900mm x 600mm | 693.05
8MF1111-0AA00-0DQ0 | SIVACON 2000mm x 800mm x 600mm | 3056.3
8MF1111-0AA00-0DQ6 | SIVACON 1800mm x 800mm x 400mm | 2984.55
8MF1111-0AA00-0DU7 | SIVACON 2200mm x 800mm x 600mm | 3644.59
8MF1111-0AA00-0DV1 | SIVACON 2000mm x 1000mm x 500mm | 3673.29
A5E42947126 | SPARE,LG250 12MM BASIC ROD,300MM | 224.66
A5E50113565 | SPARE,LT500,COMM MODULE,MODBUS RTU | 430.08
A5E50113568 | SPARE,LT500,COMM MODULE,PROFIBUS PA | 430.08
A5E50618123 | 7ML54400XB000AA2,NO FLANGE | 3879.12
EN3:02214-7311-SET | OVERLOAD RELAY 50...200 A | 269.03
FDK:001SPCAB | 083F3058 SPEC CABLE MAGFLOW/FT | 4.54
8MF1111-0AA00-0DM4 | SIVACON 2000mm x 600mm x 500mm | 2568.43
8MF1111-0AA00-0DN0 | SIVACON 2000mm x 900mm x 800mm | 4433.78
8MF1111-0AA00-0DR0 | SIVACON 2000mm x 600mm x 400mm | 2841.06
8MF1111-0AA00-0DR6 | SIVACON 2000mm x 800mm x 400mm | 2898.46
8MF1111-0AA00-0DU6 | SIVACON 2200mm x 800mm x 600mm | 3271.53
8MF1111-0AA00-0DV2 | SIVACON 2000mm x 600mm x 500mm | 2568.43
A5E42824570 | LUT430,ASSY,AC BOARDSTACK w/CRADLE,HAZ | 1348.32
A5E50113560 | SPARE,LT500,LID,4 BUTTON HMI,PANEL MOUNT | 215.95
EN3:06108-4315-SET | EMERG. STOP mushroom pushb., 40mm, red | 22.41
TGX:16152-454 | MTG KIT VALTEK MK 1,100 - 300 < 5in | 822.44
7ME6520-4BC13-2AA1 | SITRANS F M MAG 5100 W | 1405.48
7ME6520-4VB13-2AA1 | SITRANS F M MAG 5100 W | 2294.7
7ME6520-5DC13-2LA1 | SITRANS F M MAG 5100 W | 4902.41
7ME6810-2YC31-1AA0 | SITRANS F M MAG 8000 | 3186.44
7ME6810-3FC31-1AA1 | SITRANS F M MAG 8000 | 3321.15
8MF1111-0AA00-0EF4 | SIVACON 2200mm x 1200mm x 600mm | 4261.6
8MF1111-0AA00-0EG6 | SIVACON 1800mm x 600mm x 1000mm | 3271.53
8MF1111-0AA00-0EH5 | SIVACON 2200mm x 900mm x 800mm | 5639.07
8MF1111-0AA00-0EK0 | SIVACON 2200mm x 800mm x 1000mm | 3587.2
8MF1111-0AA00-0EK3 | SIVACON 2000mm x 1200mm x 800mm | 1198.13
8MF1111-0AA00-0EP6 | SIVACON 2000mm x 600mm x 500mm | 2568.43
8MF1111-0AA00-0EQ6 | SIVACON 2000mm x 600mm x 400mm | 2539.74
8MF1111-0AA00-0EU1 | SIVACON 2000mm x 800mm x 800mm | 5136.87
8MF1111-0AA00-0EV2 | SIVACON 2000mm x 1200mm x 600mm | 1621.42
8MF1111-0AA00-0BE0 | SIVACON 2200mm x 800mm x 600mm | 2955.85
8MF1111-0AA00-0BE3 | SIVACON 2200mm x 900mm x 800mm | 5883.02
8MF1111-0AA00-0BK1 | SIVACON 2000mm x 1200mm x 600mm | 1750.56
8MF1111-0AA00-0BL0 | SIVACON 2000mm x 600mm x 400mm | 2482.34
8MF1111-0AA00-0BP4 | SIVACON 2000mm x 800mm x 400mm | 3056.3
8MF1111-0AA00-0BQ2 | SIVACON 2200mm x 600mm x 500mm | 2898.46
8MF1111-0AA00-0BS1 | SIVACON 2200mm x 1000mm x 600mm | 3960.26
8MF1111-0AA00-0BS8 | SIVACON 2000mm x 800mm x 500mm | 2898.46
8MF1111-0AA00-0BW2 | SIVACON 1800mm x 800mm x 400mm | 2927.15
8MF1111-0AA00-0BW5 | SIVACON 2000mm x 1200mm x 400mm | 3759.38
8MF1111-0AA00-0CB4 | SIVACON 2200mm x 600mm x 600mm | 3156.73
6SL3520-3XB41-1AB0 | G115D WM IP65/66 380...480V 1,1kW FSA C2 | 1345.79
6SL3550-0XD20-3AB0 | G115D MM IP65/66 380..480V 0,37kW FSA C2 | 923.78
6SL3550-0XD21-1AF0 | G115D MM IP65/66 380...480V 1,1kW FSA C2 | 1446.57
6SL3521-2XK01-1AB0 | G115D WM IP65/66 380...480V 1,1kW FSA C2 | 1672.93
6SL3521-1XB40-7AF0 | G115D WM IP65/66 380..480V 0,75kW FSA C2 | 1757.41
6SL3521-1XC00-7AA0 | G115D WM IP65/66 380..480V 0,75kW FSA C2 | 1560.26
6SL3521-2XK02-2AB0 | G115D WM IP65/66 380...480V 2,2kW FSB C2 | 1984.69
6SL3520-3XC03-0AA0 | G115D WM IP65/66 380...480V 3kW FSB C2 | 2076.17
6SL3520-3XC03-0AF0 | G115D WM IP65/66 380...480V 3kW FSB C2 | 2273.29
6SL3550-0XE20-7AF0 | G115D MM IP65/66 380..480V 0,75kW FSA C2 | 1471.02
6SL3521-1XE00-3AA0 | G115D WM IP65/66 380..480V 0,37kW FSA C2 | 1576.38
6SL3521-1XE00-3AF0 | G115D WM IP65/66 380..480V 0,37kW FSA C2 | 1773.5
6SL3521-2XK03-0AB0 | G115D WM IP65/66 380...480V 3kW FSB C2 | 2159.74
6SL3520-3XE00-3AF0 | G115D WM IP65/66 380..480V 0,37kW FSA C2 | 1703.67
6SL3521-2XK07-5AA0 | G115D WM IP65/66 380...480V 7,5kW FSC C2 | 3689.29
6SL3520-3XE00-7AB0 | G115D WM IP65/66 380..480V 0,75kW FSA C2 | 1308.65
6SL3521-1XE03-0AF0 | G115D WM IP65/66 380...480V 3kW FSB C2 | 2404.95
6SL3521-1XE40-7AB0 | G115D WM IP65/66 380..480V 0,75kW FSA C2 | 1378.5
6SL3550-0XH10-7AB0 | G115D MM IP65/66 380..480V 0,75kW FSA C2 | 1044.65
6SL3550-0XH24-0AF0 | G115D MM IP65/66 380...480V 4kW FSB C2 | 2291.24
6SL3521-2XL01-5AA0 | G115D WM IP65/66 380...480V 1,5kW FSA C2 | 2015.44
6SL3520-3XE07-5AA0 | G115D WM IP65/66 380...480V 7,5kW FSC C2 | 3423.93
6SL3520-3XE40-3AF0 | G115D WM IP65/66 380..480V 0,37kW FSA C2 | 1703.67
6SL3521-1XH00-7AB0 | G115D WM IP65/66 380..480V 0,75kW FSA C2 | 1307.45
6SL3520-3XE42-2AF0 | G115D WM IP65/66 380...480V 2,2kW FSB C2 | 2160.05
6SL3521-1XH04-0AB0 | G115D WM IP65/66 380...480V 4kW FSB C2 | 2174.83
6SL3520-3XH00-5AB0 | G115D WM IP65/66 380..480V 0,55kW FSA C2 | 1207.16
6SL3520-3XH00-7AB0 | G115D WM IP65/66 380..480V 0,75kW FSA C2 | 1237.61
6SL3520-3XH07-5AB0 | G115D WM IP65/66 380...480V 7,5kW FSC C2 | 3109.35
6SL3520-3XH22-2AA0 | G115D WM IP65/66 380...480V 2,2kW FSB C2 | 1891.86
6SL3550-0XH80-3AB0 | G115D MM IP65/66 380..480V 0,37kW FSA C2 | 1064.98
6SL3521-1XH20-5AF0 | G115D WM IP65/66 380..480V 0,55kW FSA C2 | 1717.7
6SL3521-2XL02-2AB0 | G115D WM IP65/66 380...480V 2,2kW FSB C2 | 1984.69
6SL3521-1XH61-1AB0 | G115D WM IP65/66 380...480V 1,1kW FSA C2 | 1467.31
6SL3521-2XM00-7AA0 | G115D WM IP65/66 380..480V 0,75kW FSA C2 | 1817.55
6SL3520-3XH62-2AA0 | G115D WM IP65/66 380...480V 2,2kW FSB C2 | 1952.78
6SL3520-3XH67-5AA0 | G115D WM IP65/66 380...480V 7,5kW FSC C2 | 3413.8
6SL3550-0XH00-3AB0 | G115D MM IP65/66 380..480V 0,37kW FSA C2 | 999.88
6SL3521-1XE40-5AB0 | G115D WM IP65/66 380..480V 0,55kW FSA C2 | 1348.04
6SL3550-0XH23-0AF0 | G115D MM IP65/66 380...480V 3kW FSB C2 | 2074.82
6SL3550-0XH41-1AA0 | G115D MM IP65/66 380...480V 1,1kW FSA C2 | 1320.74
6SL3520-3XE42-2AB0 | G115D WM IP65/66 380...480V 2,2kW FSB C2 | 1719.34
6SL3521-1XH00-3AB0 | G115D WM IP65/66 380..480V 0,37kW FSA C2 | 1261.79
6SL3550-0XH41-5AF0 | G115D MM IP65/66 380...480V 1,5kW FSA C2 | 1597.27
6SL3550-0XH61-5AF0 | G115D MM IP65/66 380...480V 1,5kW FSA C2 | 1662.37
6SL3520-3XH20-5AA0 | G115D WM IP65/66 380..480V 0,55kW FSA C2 | 1450.71
6SL3520-3XH24-0AF0 | G115D WM IP65/66 380...480V 4kW FSB C2 | 2545.67
6SL3521-1XH21-1AF0 | G115D WM IP65/66 380...480V 1,1kW FSA C2 | 1847.1
6SL3521-1XH61-1AF0 | G115D WM IP65/66 380...480V 1,1kW FSA C2 | 1907.99
6SL3521-2XM00-3AB0 | G115D WM IP65/66 380..480V 0,37kW FSA C2 | 1528.31
6SL3521-2XM01-1AA0 | G115D WM IP65/66 380...480V 1,1kW FSA C2 | 1916.5
8MF1111-0AA00-0BG4 | SIVACON 2000mm x 900mm x 600mm | 3357.62
8MF1111-0AA00-0BH1 | SIVACON 2000mm x 800mm x 600mm | 2998.9
8MF1111-0AA00-0BH4 | SIVACON 2200mm x 800mm x 600mm | 3156.73
8MF1111-0AA00-0BR3 | SIVACON 2000mm x 800mm x 600mm | 3902.88
8MF1111-0AA00-0BR5 | SIVACON 2000mm x 800mm x 400mm | 2841.06
8MF1111-0AA00-0BR6 | SIVACON 2000mm x 900mm x 600mm | 3716.34
8MF1111-0AA00-0BR7 | SIVACON 1800mm x 800mm x 500mm | 2654.54
8MF1111-0AA00-0BX8 | SIVACON 1800mm x 1000mm x 500mm | 3658.95
8MF1111-0AA00-0BY4 | SIVACON 2000mm x 1200mm x 500mm | 4146.8
8MF1111-0AA00-0CA2 | SIVACON 2200mm x 900mm x 600mm | 3142.39
8MF1111-0AA00-0CA7 | SIVACON 1800mm x 1200mm x 400mm | 3988.97
8MF1111-0AA00-0CJ0 | SIVACON 2000mm x 1200mm x 600mm | 4376.39
8MF1111-0AA00-0CJ1 | SIVACON 2000mm x 900mm x 500mm | 3371.98
8MF1111-0AA00-0CJ3 | SIVACON 2000mm x 800mm x 800mm | 3185.44
8MF1111-0AA00-0CJ5 | SIVACON 2000mm x 800mm x 800mm | 3185.44
8MF1111-0AA00-0CP8 | SIVACON 2000mm x 1000mm x 400mm | 2424.95
8MF1111-0AA00-0CQ7 | SIVACON 2000mm x 800mm x 600mm | 2548.45
8MF1111-0AA00-0CQ8 | SIVACON 2200mm x 900mm x 600mm | 3625.68
8MF1111-0AA00-0CR4 | SIVACON 2000mm x 1000mm x 600mm | 3454.87
8MF1111-0AA00-0CX5 | SIVACON 2200mm x 800mm x 800mm | 3917.22
8MF1111-0AA00-0CY2 | SIVACON 1800mm x 600mm x 800mm | 2812.37
8MF1111-0AA00-0CY7 | SIVACON 2000mm x 600mm x 500mm | 2525.38
8MF1111-0AA00-0CY8 | SIVACON 2000mm x 600mm x 500mm | 2525.38
8MF1111-0AA00-0DF0 | SIVACON 2000mm x 600mm x 500mm | 2568.43
8MF1111-0AA00-0DF3 | SIVACON 2200mm x 800mm x 800mm | 3917.22
8MF1111-0AA00-0DF5 | SIVACON 2000mm x 1200mm x 600mm | 5179.92
8MF1111-0AA00-0DF8 | SIVACON 2000mm x 1200mm x 600mm | 4189.85
8MF1111-0AA00-0DG4 | SIVACON 2200mm x 1200mm x 500mm | 3874.17
8MF1111-0AA00-0DM8 | SIVACON 2000mm x 600mm x 600mm | 703.1
8MF1111-0AA00-0DN1 | SIVACON 2000mm x 900mm x 800mm | 4419.43
8MF1111-0AA00-0DQ2 | SIVACON 2200mm x 800mm x 600mm | 5596.03
8MF1111-0AA00-0DQ4 | SIVACON 2000mm x 600mm x 600mm | 3027.6
A5E42824562 | LUT420,ASSY,AC BOARDSTACK w/CRADLE,GP | 862.9
A5E42847456 | LUT440,ASSY,AC BOARDSTACK w/CRADLE,HAZ | 1852.8
8MF1111-0AA00-0EG0 | SIVACON 2000mm x 600mm x 500mm | 2568.43
8MF1111-0AA00-0EN2 | SIVACON 2000mm x 800mm x 800mm | 2726.27
8MF1111-0AA00-0EN5 | SIVACON 2200mm x 900mm x 1000mm | 3988.97
8MF1111-0AA00-0EN6 | SIVACON 2200mm x 900mm x 1000mm | 4032.01
8MF1111-0AA00-0EN8 | SIVACON 2000mm x 1000mm x 400mm | 2625.83
8MF1111-0AA00-0EP0 | SIVACON 2000mm x 1000mm x 400mm | 3630.25
8MF1111-0AA00-0EV0 | SIVACON 2200mm x 900mm x 600mm | 1621.42
8MF1111-0AA00-0EV1 | SIVACON 2000mm x 1000mm x 400mm | 3199.78
8MF1111-0AA00-0EV3 | SIVACON 2000mm x 1200mm x 600mm | 2224.07
8MF1111-0AA00-0CH7 | SIVACON 2000mm x 900mm x 800mm | 3988.97
8MF1111-0AA00-0BJ5 | SIVACON 2000mm x 1200mm x 600mm | 3859.83
8MF1111-0AA00-0BJ6 | SIVACON 2000mm x 800mm x 500mm | 3285.87
8MF1111-0AA00-0BJ7 | SIVACON 2200mm x 900mm x 400mm | 3271.53
8MF1111-0AA00-0BK6 | SIVACON 2000mm x 900mm x 600mm | 5050.78
8MF1111-0AA00-0BU3 | SIVACON 2000mm x 600mm x 600mm | 2841.06
8MF1111-0AA00-0BU5 | SIVACON 2000mm x 600mm x 600mm | 2697.58
8MF1111-0AA00-0BV1 | SIVACON 1800mm x 1200mm x 500mm | 3587.2
8MF1111-0AA00-0BV8 | SIVACON 2000mm x 1000mm x 400mm | 3415.02
8MF1111-0AA00-0CD4 | SIVACON 2000mm x 800mm x 600mm | 1908.39
8MF1111-0AA00-0CD5 | SIVACON 2200mm x 800mm x 600mm | 680.13
8MF1111-0AA00-0CE2 | SIVACON 2000mm x 800mm x 600mm | 4921.63
8MF1111-0AA00-0CE7 | SIVACON 2000mm x 800mm x 600mm | 3084.99
8MF1111-0AA00-0CE8 | SIVACON 2000mm x 900mm x 600mm | 3687.65
8MF1111-0AA00-0CN7 | SIVACON 1800mm x 600mm x 500mm | 1908.39
8MF1111-0AA00-0CC0 | SIVACON 2000mm x 1200mm x 600mm | 4175.51
8MF1111-0AA00-0CF3 | SIVACON 2000mm x 800mm x 400mm | 3357.62
8MF1111-0AA00-0CF5 | SIVACON 2000mm x 800mm x 400mm | 3415.02
8MF1111-0AA00-0CK1 | SIVACON 2000mm x 400mm x 600mm | 2841.06
8MF1111-0AA00-0CK5 | SIVACON 1800mm x 1000mm x 800mm | 4017.67
8MF1111-0AA00-0CN6 | SIVACON 1800mm x 800mm x 500mm | 2094.93
8MF1111-0AA00-0CP7 | SIVACON 2000mm x 600mm x 500mm | 2539.74
8MF1111-0AA00-0CR6 | SIVACON 1800mm x 1000mm x 400mm | 2850.62
8MF1111-0AA00-0CS1 | SIVACON 2200mm x 600mm x 600mm | 1255.84
8MF1111-0AA00-0CW6 | SIVACON 2000mm x 600mm x 600mm | 2683.22
8MF1111-0AA00-0CX1 | SIVACON 2000mm x 800mm x 800mm | 4491.18
8MF1111-0AA00-0DA4 | SIVACON 2000mm x 600mm x 500mm | 2525.38
8MF1111-0AA00-0DB0 | SIVACON 2000mm x 600mm x 500mm | 2582.79
8MF1111-0AA00-0DC6 | SIVACON 2000mm x 600mm x 500mm | 2568.43
8MF1111-0AA00-0DD6 | SIVACON 2000mm x 600mm x 500mm | 2568.43
8MF1111-0AA00-0DJ5 | SIVACON 2000mm x 800mm x 600mm | 4778.15
8MF1111-0AA00-0DJ8 | SIVACON 2200mm x 900mm x 600mm | 6657.84
8MF1111-0AA00-0DL7 | SIVACON 2200mm x 900mm x 600mm | 5811.27
8MF1111-0AA00-0DM6 | SIVACON 2000mm x 600mm x 600mm | 703.1
8MF1111-0AA00-0DQ7 | SIVACON 1800mm x 800mm x 400mm | 2281.46
8MF1111-0AA00-0DT1 | SIVACON 2000mm x 800mm x 400mm | 2367.55
A5E34365775 | Terminal box sensor | 1483.58
8MF1111-0AA00-0EG7 | SIVACON 1800mm x 1200mm x 400mm | 3486.75
8MF1111-0AA00-0EH1 | SIVACON 2000mm x 800mm x 400mm | 2740.63
8MF1111-0AA00-0EL6 | SIVACON 2000mm x 600mm x 500mm | 2568.43
8MF1111-0AA00-0EM1 | SIVACON 2000mm x 800mm x 600mm | 3027.6
8MF1111-0AA00-0EP3 | SIVACON 1800mm x 600mm x 600mm | 612.7
8MF1111-0AA00-0EQ2 | SIVACON 2000mm x 600mm x 500mm | 2568.43
8MF1111-0AA00-0ET5 | SIVACON 2200mm x 600mm x 600mm | 5280.35
8MF1111-0AA00-0ET8 | SIVACON 2200mm x 800mm x 800mm | 4735.11
8MF1111-0AA00-0CH8 | SIVACON 2000mm x 600mm x 600mm | 2984.55
8MF1111-0AA00-0BD7 | SIVACON 1800mm x 1000mm x 400mm | 3788.08
8MF1111-0AA00-0BF0 | SIVACON 2000mm x 600mm x 500mm | 2482.34
8MF1111-0AA00-0BG1 | SIVACON 2000mm x 800mm x 400mm | 3888.53
8MF1111-0AA00-0BH8 | SIVACON 2000mm x 1200mm x 600mm | 3902.88
8MF1111-0AA00-0BL1 | SIVACON 2000mm x 600mm x 400mm | 2496.7
8MF1111-0AA00-0BM6 | SIVACON 2000mm x 600mm x 500mm | 2482.34
8MF1111-0AA00-0BQ1 | SIVACON 2200mm x 600mm x 500mm | 2955.85
8MF1111-0AA00-0BR0 | SIVACON 2000mm x 1000mm x 600mm | 2008.83
8MF1111-0AA00-0BT4 | SIVACON 1800mm x 600mm x 500mm | 839.41
8MF1111-0AA00-0BX3 | SIVACON 1800mm x 600mm x 400mm | 2568.43
8MF1111-0AA00-0BX6 | SIVACON 2000mm x 800mm x 500mm | 2697.58
8MF1111-0AA00-0CC4 | SIVACON 2000mm x 400mm x 600mm | 2281.46
8MF1111-0AA00-0CD3 | SIVACON 2000mm x 800mm x 600mm | 3687.65
8MF1111-0AA00-0CG0 | SIVACON 1800mm x 1000mm x 600mm | 4118.1
8MF1111-0AA00-0CG3 | SIVACON 2000mm x 800mm x 400mm | 3343.27
8MF1111-0AA00-0CK6 | SIVACON 1800mm x 800mm x 800mm | 3371.98
8MF1111-0AA00-0CM4 | SIVACON 1800mm x 800mm x 400mm | 3328.93
8MF1111-0AA00-0CP5 | SIVACON 2200mm x 900mm x 800mm | 1535.33
8MF1111-0AA00-0CR7 | SIVACON 1800mm x 1000mm x 400mm | 2850.62
8MF1111-0AA00-0CU6 | SIVACON 1800mm x 600mm x 600mm | 1693.15
8MF1111-0AA00-0CV1 | SIVACON 2000mm x 600mm x 600mm | 2324.5
8MF1111-0AA00-0CW8 | SIVACON 2000mm x 900mm x 600mm | 2984.55
8MF1111-0AA00-0CX6 | SIVACON 2000mm x 800mm x 800mm | 2654.54
8MF1111-0AA00-0DB2 | SIVACON 2000mm x 600mm x 500mm | 2568.43
8MF1111-0AA00-0DC1 | SIVACON 2000mm x 600mm x 500mm | 2568.43
8MF1111-0AA00-0DE4 | SIVACON 2000mm x 1200mm x 400mm | 3716.34
8MF1111-0AA00-0DF1 | SIVACON 2000mm x 600mm x 500mm | 2568.43
8MF1111-0AA00-0CM3 | SIVACON 2000mm x 800mm x 600mm | 2754.97
8MF1111-0AA00-0CU3 | SIVACON 1800mm x 600mm x 600mm | 3099.35
8MF1111-0AA00-0CU4 | SIVACON 2000mm x 600mm x 600mm | 2482.34
8MF1111-0AA00-0CU5 | SIVACON 1800mm x 600mm x 600mm | 1607.06
8MF1111-0AA00-0CV2 | SIVACON 2000mm x 600mm x 600mm | 2324.5
8MF1111-0AA00-0DB1 | SIVACON 2000mm x 600mm x 500mm | 2568.43
8MF1111-0AA00-0DB3 | SIVACON 2000mm x 600mm x 500mm | 2568.43
8UD1900-0BB01 | Masking Plate standard for 3VA9.7-0GX.0 | 56.32
8MF1111-0AA00-0DC5 | SIVACON 2000mm x 600mm x 500mm | 2568.43
8MF1111-0AA00-0DK6 | SIVACON 2000mm x 800mm x 600mm | 3328.93
8MF1111-0AA00-0DK8 | SIVACON 2000mm x 900mm x 600mm | 4089.42
8MF1111-0AA00-0DL2 | SIVACON 2200mm x 900mm x 600mm | 693.05
8MF1111-0AA00-0DL4 | SIVACON 2200mm x 900mm x 600mm | 5811.27
8MF1111-0AA00-0DU0 | SIVACON 2000mm x 800mm x 400mm | 3142.39
8MF1111-0AA00-0DU3 | SIVACON 2200mm x 1000mm x 800mm | 4849.9
8MF1111-0AA00-0DV4 | SIVACON 2000mm x 800mm x 600mm | 3357.62
8MF1111-0AA00-0DV7 | SIVACON 2200mm x 900mm x 800mm | 3888.53
8MF1111-0AA00-0DW1 | SIVACON 2200mm x 800mm x 600mm | 3185.44
8MF1111-0AA00-0EH3 | SIVACON 2000mm x 600mm x 500mm | 2137.98
8MF1111-0AA00-0EJ4 | SIVACON 2000mm x 600mm x 400mm | 2554.09
8MF1111-0AA00-0EK4 | SIVACON 2000mm x 1200mm x 800mm | 3888.53
8MF1111-0AA00-0EL5 | SIVACON 1800mm x 800mm x 400mm | 3386.32
8MF1111-0AA00-0ER8 | SIVACON 2000mm x 600mm x 500mm | 2568.43
8MF1111-0AA00-0ES0 | SIVACON 1800mm x 600mm x 400mm | 3070.64
8MF1111-0AA00-0ES1 | SIVACON 1800mm x 600mm x 400mm | 3328.93
8MF1111-0AA00-0ES4 | SIVACON 1800mm x 600mm x 400mm | 3070.64
8MF1111-0AA00-0BF2 | SIVACON 2000mm x 600mm x 500mm | 2482.34
8MF1111-0AA00-0BF3 | SIVACON 2000mm x 600mm x 500mm | 2482.34
8MF1111-0AA00-0BF5 | SIVACON 2200mm x 600mm x 600mm | 2754.97
8MF1111-0AA00-0BF6 | SIVACON 2200mm x 800mm x 800mm | 3429.36
8MF1111-0AA00-0BM7 | SIVACON 2000mm x 800mm x 600mm | 3185.44
8MF1111-0AA00-0BN4 | SIVACON 2000mm x 600mm x 400mm | 2568.43
8MF1111-0AA00-0BP1 | SIVACON 1800mm x 800mm x 500mm | 3084.99
8MF1111-0AA00-0BP8 | SIVACON 2000mm x 600mm x 600mm | 2683.22
8MF1111-0AA00-0BY1 | SIVACON 2000mm x 900mm x 600mm | 3242.82
8MF1111-0AA00-0BY8 | SIVACON 2000mm x 1200mm x 500mm | 3673.29
8MF1111-0AA00-0CA0 | SIVACON 2000mm x 600mm x 600mm | 3056.3
8MF1111-0AA00-0CG5 | SIVACON 2000mm x 800mm x 400mm | 3271.53
8MF1111-0AA00-0CJ4 | SIVACON 2000mm x 800mm x 800mm | 1196.69
8MF1111-0AA00-0CJ6 | SIVACON 2000mm x 800mm x 800mm | 971.42
8MF1111-0AA00-0CK4 | SIVACON 1800mm x 1200mm x 800mm | 4232.89
8MF1111-0AA00-0CR8 | SIVACON 2200mm x 600mm x 600mm | 1255.84
8MF1111-0AA00-0CS3 | SIVACON 2200mm x 600mm x 600mm | 1255.84
8MF1111-0AA00-0CS4 | SIVACON 2200mm x 1200mm x 600mm | 3441.78
8MF1111-0AA00-0CS5 | SIVACON 2200mm x 600mm x 600mm | 2351.4
8MF1111-0AA00-0CT2 | SIVACON 2000mm x 800mm x 800mm | 4677.7
8MF1111-0AA00-0CY1 | SIVACON 1800mm x 600mm x 800mm | 2697.58
8MF1111-0AA00-0CY3 | SIVACON 1800mm x 600mm x 800mm | 2697.58
8MF1111-0AA00-0CY5 | SIVACON 2000mm x 600mm x 600mm | 2898.46
8MF1111-0AA00-0DA6 | SIVACON 2000mm x 600mm x 500mm | 2525.38
8MF1111-0AA00-0DG5 | SIVACON 2200mm x 800mm x 500mm | 3343.27
8MF1111-0AA00-0DG6 | SIVACON 2200mm x 1200mm x 500mm | 4146.8
8MF1111-0AA00-0DG8 | SIVACON 2200mm x 800mm x 500mm | 3357.62
8MF1111-0AA00-0DH0 | SIVACON 2200mm x 1200mm x 500mm | 4175.51
8MF1111-0AA00-0DP8 | SIVACON 2000mm x 800mm x 400mm | 3099.35
8MF1111-0AA00-0DR4 | SIVACON 2000mm x 1200mm x 600mm | 3788.08
8MF1111-0AA00-0DR7 | SIVACON 2200mm x 1000mm x 800mm | 2955.85
8MF1111-0AA00-0DS0 | SIVACON 2000mm x 600mm x 500mm | 2568.43
6SL3520-3XH61-1AA0 | G115D WM IP65/66 380...480V 1,1kW FSA C2 | 1641.01
6SL3521-1XH67-5AF0 | G115D WM IP65/66 380...480V 7,5kW FSC C2 | 3680.81
6SL3550-0XH81-5AA0 | G115D MM IP65/66 380...480V 1,5kW FSA C2 | 1460.45
6SL3521-2XM02-2AA0 | G115D WM IP65/66 380...480V 2,2kW FSB C2 | 2228.27
6SL3550-0XK00-3AB0 | G115D MM IP65/66 380..480V 0,37kW FSA C2 | 1114.08
6SL3521-2XN00-5AB0 | G115D WM IP65/66 380..480V 0,55kW FSA C2 | 1576.07
6SL3521-2XN02-2AB0 | G115D WM IP65/66 380...480V 2,2kW FSB C2 | 2017.24
6SL3521-1XK05-5AB0 | G115D WM IP65/66 380...480V 5,5kW FSC C2 | 2815.48
6SL3521-1XL00-7AF0 | G115D WM IP65/66 380..480V 0,75kW FSA C2 | 1947.68
6SL3550-0XK02-2AB0 | G115D MM IP65/66 380...480V 2,2kW FSB C2 | 1487.16
6SL3550-0XK21-1AB0 | G115D MM IP65/66 380...480V 1,1kW FSA C2 | 1196.15
6SL3550-0XL00-3AA0 | G115D MM IP65/66 380..480V 0,37kW FSA C2 | 1352.86
6SL3521-3XA00-5AB0 | G115D WM IP65/66 380..480V 0,55kW FSA C2 | 1237.3
6SL3550-0XL01-1AB0 | G115D MM IP65/66 380...480V 1,1kW FSA C2 | 1196.15
6SL3521-3XA21-1AA0 | G115D WM IP65/66 380...480V 1,1kW FSA C2 | 1610.25
6SL3521-3XA21-5AF0 | G115D WM IP65/66 380...480V 1,5kW FSA C2 | 1906.35
6SL3550-0XL21-1AB0 | G115D MM IP65/66 380...480V 1,1kW FSA C2 | 1196.15
6SL3550-0XL21-5AF0 | G115D MM IP65/66 380...480V 1,5kW FSA C2 | 1711.48
6XV1871-8AH10 | IE CONNECTING CABLE M12-180/M12-180 1M | 69.15
6XV1871-8AN15 | IE CONNECTING CABLE M12-180/M12-180 15M | 240.23
6SL3550-0XM03-0AB0 | G115D MM IP65/66 380...480V 3kW FSB C2 | 1748.32
6SL3550-0XM04-0AA0 | G115D MM IP65/66 380...480V 4kW FSB C2 | 2203.52
6SL3550-0XM20-3AF0 | G115D MM IP65/66 380..480V 0,37kW FSA C2 | 1554.76
6SL3521-3XB02-2AB0 | G115D WM IP65/66 380...480V 2,2kW FSB C2 | 1900.81
6SL3521-3XB40-5AF0 | G115D WM IP65/66 380..480V 0,55kW FSA C2 | 1900.35
6SL3550-0XN01-1AF0 | G115D MM IP65/66 380...480V 1,1kW FSA C2 | 1669.38
6SL3521-3XK05-5AB0 | G115D WM IP65/66 380...480V 5,5kW FSC C2 | 2988.9
6SL3521-3XL00-3AB0 | G115D WM IP65/66 380..480V 0,37kW FSA C2 | 1634.73
7ME3410-2DE02-3ER3 | SITRANS FUE380 | 5211.57
7ME3410-2HD22-8ER5 | SITRANS FUE380 | 5745.03
6SL3735-1TG34-2LA3 | S120 CM, BLCM 690V/420A/355KW LC | 24963.83
7ME3411-2QC01-4ER2 | SITRANS FUE380 | 6865.63
7ME3411-5CC01-6ER2 | SITRANS FUE380 | 21008.45
6SL3735-7TG41-3LA4 | S120 CM, ALCM 690V/1270A/1400KW LC SGD | 230185.92
7ME3480-4AB00-2HE2 | SITRANS FUE950 calculator | 629.63
7MF1575-1LB20 | Transmitters SITRANS LH300 | 1586.38
7KN2711-5CE40-0YC0 | SENTRON Powermanager V4.x DevPack(500) | 23273.21
7KN2712-0CE40-0YC1 | Option package ""Engineering Lizenz"" | 7983.78
7KN2715-5CE40-0YC0 | Powermanager >= V4.x System 5 | 2820.52
6XV1801-2CH15 | Control Connecting Cable M12-180/M12-180 | 43.24
7ME6110-2DA10-1AA1 | SITRANS F M MAGFLO MAG 1100 | 1487.15
7ME6110-2YA10-1AA1 | SITRANS F M MAGFLO MAG 1100 | 2036.1
6XV1801-6GH10 | POWER CONNECTING CABLE, 1 M, L CODE | 86.5
7ME6140-2RA10-1LA1 | SITRANS F M MAG 1100 FOOD | 3082.26
7ME6140-2YB10-1HG1 | SITRANS F M MAG 1100 FOOD | 4335.32
7ME6310-2DF11-1AA1 | SITRANS F M MAG 3100 | 1429.08
7ME6310-3TF13-2AA1 | SITRANS F M MAG 3100 | 2213.94
7ME6340-3FC13-2AA1 | MAG 3100 P (Process industry) | 1749.37
7ME6340-3TC13-2AA1 | MAG 3100 P (Process industry) | 1866.42
7ME6340-4HC13-2AA1 | MAG 3100 P (Process industry) | 2551.48
7MF8010-1AD31-1CE1 | SITRANS P TRANSMITTER COMPACT | 621.64
7MC1006-1DA16 | Low-press. resist. thermo. 100MM/1PT100 | 229.16
7MF8010-1XA31-1FC1 | SITRANS P TRANSMITTER COMPACT | 573.52
7ME6520-2YC13-2AA1 | SITRANS F M MAG 5100 W | 1121.49
7MF8023-1DA04-1AB2 | SITRANS P300 | 1664.89
7ME6520-3MC12-2AA1 | SITRANS F M MAG 5100 W | 1204.96
8MF1111-0AA00-0CN8 | SIVACON 1800mm x 800mm x 400mm | 2898.46
8MF1111-0AA00-0CP0 | SIVACON 1800mm x 800mm x 400mm | 2826.72
8MF1111-0AA00-0CP1 | SIVACON 1800mm x 800mm x 400mm | 3113.69
8MF1111-0AA00-0CV3 | SIVACON 2000mm x 1000mm x 400mm | 3185.44
8MF1111-0AA00-0CV5 | SIVACON 2000mm x 1000mm x 400mm | 3185.44
8MF1111-0AA00-0CW2 | SIVACON 2000mm x 1000mm x 600mm | 6413.92
8MF1111-0AA00-0CW7 | SIVACON 2000mm x 1200mm x 600mm | 3745.04
8UD1900-1GA00 | COUPLING TOLERANCE COMPENSATION, 6X6 | 28.09
8MF1111-0AA00-0DC3 | SIVACON 2000mm x 600mm x 500mm | 2568.43
8MF1111-0AA00-0DD0 | SIVACON 2000mm x 600mm x 500mm | 2568.43
8MF1111-0AA00-0DD3 | SIVACON 2000mm x 600mm x 500mm | 2568.43
8MF1111-0AA00-0DD5 | SIVACON 2000mm x 600mm x 500mm | 2568.43
8MF1111-0AA00-0DJ1 | SIVACON 2000mm x 1000mm x 400mm | 3458.07
8MF1111-0AA00-0DJ3 | SIVACON 2200mm x 900mm x 600mm | 4921.63
8MF1111-0AA00-0DK0 | SIVACON 1800mm x 400mm x 400mm | 2410.59
8MF1111-0AA00-0DK3 | SIVACON 2000mm x 600mm x 500mm | 2568.43
8MF1111-0AA00-0DT7 | SIVACON 2000mm x 800mm x 400mm | 2826.72
8MF1111-0AA00-0DU1 | SIVACON 2000mm x 800mm x 600mm | 3099.35
8MF1111-0AA00-0DV5 | SIVACON 2000mm x 1200mm x 600mm | 3615.9
8MF1111-0AA00-0DV6 | SIVACON 2000mm x 800mm x 800mm | 3185.44
7ML5501-0EA60 | Pointek CLS100, SS Process Connection | 671.33
7ML5501-0EC10 | Pointek CLS100, SS Process Connection | 557.01
7ML5610-0BD20 | Pointek CLS 100 - Plastic Version | 418.75
7ML5630-0AA00-0CA0 | CLS200,STANDARD,ROD VERSN,THREAD/FLANGE | 1075.46
8MF1111-0AA00-0EB1 | SIVACON 2000mm x 1200mm x 600mm | 3917.22
8MF1111-0AA00-0EB3 | SIVACON 2000mm x 900mm x 500mm | 2798.01
8MF1111-0AA00-0EB7 | SIVACON 2200mm x 1000mm x 800mm | 4749.45
8MF1111-0AA00-0EC2 | SIVACON 2000mm x 1200mm x 400mm | 4548.57
8MF1111-0AA00-0EC5 | SIVACON 2200mm x 1200mm x 600mm | 3974.62
8MF1111-0AA00-0EJ6 | SIVACON 2000mm x 600mm x 400mm | 2554.09
8MF1111-0AA00-0EK2 | SIVACON 2000mm x 1200mm x 800mm | 3802.43
8MF1111-0AA00-0EK5 | SIVACON 2200mm x 800mm x 800mm | 3156.73
8MF1111-0AA00-0EK6 | SIVACON 2000mm x 1200mm x 500mm | 3945.92
8MF1111-0AA00-0ES2 | SIVACON 2000mm x 600mm x 500mm | 2697.58
8MF1111-0AA00-0ES6 | SIVACON 2200mm x 600mm x 800mm | 3199.78
8MF1111-0AA00-0ES8 | SIVACON 2000mm x 800mm x 600mm | 3415.02
8MF1111-0AA00-0ET1 | SIVACON 2200mm x 900mm x 600mm | 6715.23
8MF1111-0AA00-0BG2 | SIVACON 2000mm x 800mm x 600mm | 3888.53
8MF1111-0AA00-0BG3 | SIVACON 2000mm x 800mm x 500mm | 2324.5
8MF1111-0AA00-0BH0 | SIVACON 2000mm x 800mm x 600mm | 2998.9
8MF1111-0AA00-0BH2 | SIVACON 2200mm x 900mm x 600mm | 5997.79
8MF1111-0AA00-0BJ1 | SIVACON 2000mm x 800mm x 600mm | 5667.77
8MF1111-0AA00-0BQ7 | SIVACON 2000mm x 900mm x 600mm | 3788.08
8MF1111-0AA00-0BR8 | SIVACON 1800mm x 600mm x 500mm | 2927.15
8MF1111-0AA00-0CB0 | SIVACON 2000mm x 1200mm x 600mm | 3658.95
8MF1111-0AA00-0CB1 | SIVACON 1800mm x 1200mm x 500mm | 3544.16
8MF1111-0AA00-0CB3 | SIVACON 2200mm x 600mm x 600mm | 2439.29
8MF1111-0AA00-0CB5 | SIVACON 2000mm x 1000mm x 400mm | 3472.41
8MF1111-0AA00-0CJ2 | SIVACON 1800mm x 600mm x 400mm | 2683.22
8MF1111-0AA00-0CK2 | SIVACON 2000mm x 400mm x 600mm | 2841.06
8MF1111-0AA00-0CK7 | SIVACON 1800mm x 1000mm x 800mm | 4017.67
8MF1111-0AA00-0CK8 | SIVACON 2000mm x 600mm x 600mm | 2582.79
8MF1111-0AA00-0CR1 | SIVACON 2000mm x 1000mm x 600mm | 3060.79
8MF1111-0AA00-0CR3 | SIVACON 2000mm x 800mm x 600mm | 2719.25
8MF1111-0AA00-0CR5 | SIVACON 2000mm x 800mm x 1000mm | 2876.88
8MF1111-0AA00-0CS2 | SIVACON 2200mm x 1200mm x 600mm | 1799.69
8MF1111-0AA00-0CX2 | SIVACON 2000mm x 800mm x 600mm | 3601.54
8MF1111-0AA00-0DA1 | SIVACON 2000mm x 600mm x 500mm | 2525.38
8MF1111-0AA00-0DH5 | SIVACON 2000mm x 1200mm x 800mm | 4448.14
8MF1111-0AA00-0DH8 | SIVACON 2000mm x 1200mm x 800mm | 4548.57
8MF1111-0AA00-0DM3 | SIVACON 2000mm x 600mm x 500mm | 2568.43
8MF1111-0AA00-0DN4 | SIVACON 2000mm x 900mm x 800mm | 4433.78
8MF1111-0AA00-0DS5 | SIVACON 2000mm x 600mm x 600mm | 2439.29
8MF1111-0AA00-0DT4 | SIVACON 2000mm x 1200mm x 600mm | 3630.25
8MF1111-0AA00-0DV8 | SIVACON 2000mm x 800mm x 500mm | 2898.46
8MF1111-0AA00-0DW7 | SIVACON 2200mm x 1200mm x 600mm | 3486.75
7ML5440-1GB00-0AC1 | SITRANS LR560 | 5621.93
7ML5440-1HB00-0AC2 | SITRANS LR560 | 6131.08
7ML5630-0AA00-0JA0 | CLS200,STANDARD,ROD VERSN,THREAD/FLANGE | 942.52
7ML5630-1AE00-0HB0 | CLS200,STANDARD,ROD VERSN,THREAD/FLANGE | 1383.88
7ML5652-1BA00-0JB0 | CLS300,ANALOG,HIGH TEMP ROD,THREAD/FLANG | 2729.2
8MF1111-0AA00-0DY2 | SIVACON 2200mm x 800mm x 600mm | 3242.82
8MF1111-0AA00-0EC6 | SIVACON 2000mm x 900mm x 400mm | 655.74
8MF1111-0AA00-0ED6 | SIVACON 1800mm x 600mm x 400mm | 2927.15
8MF1111-0AA00-0EH8 | SIVACON 2200mm x 1200mm x 800mm | 4247.25
8MF1111-0AA00-0EJ5 | SIVACON 2000mm x 600mm x 400mm | 2568.43
8MF1111-0AA00-0EL4 | SIVACON 2200mm x 800mm x 800mm | 4189.85
8MF1111-0AA00-0EM5 | SIVACON 2000mm x 800mm x 400mm | 1165.12
8MF1111-0AA00-0ER0 | SIVACON 2000mm x 600mm x 400mm | 2295.82
8MF1111-0AA00-0ER3 | SIVACON 2000mm x 600mm x 400mm | 2582.79
8MF1111-0AA00-0EU3 | SIVACON 2000mm x 600mm x 500mm | 2568.43
8MF1111-0AA00-0CH0 | SIVACON 2000mm x 1000mm x 800mm | 4304.64
8MF1111-0AA00-0BF1 | SIVACON 2000mm x 600mm x 500mm | 2482.34
8MF1111-0AA00-0BF8 | SIVACON 2000mm x 1000mm x 500mm | 3960.26
8MF1111-0AA00-0BJ4 | SIVACON 2200mm x 1200mm x 800mm | 4491.18
8MF1111-0AA00-0BL3 | SIVACON 1800mm x 800mm x 400mm | 3084.99
8MF1111-0AA00-0BQ3 | SIVACON 2200mm x 800mm x 800mm | 2396.25
8MF1111-0AA00-0BQ6 | SIVACON 2000mm x 900mm x 600mm | 3716.34
8MF1111-0AA00-0BT6 | SIVACON 2000mm x 600mm x 600mm | 2396.25
8MF1111-0AA00-0BV2 | SIVACON 1800mm x 800mm x 500mm | 3027.6
8MF1111-0AA00-0BV5 | SIVACON 2200mm x 800mm x 800mm | 3687.65
8MF1111-0AA00-0BY2 | SIVACON 2200mm x 800mm x 600mm | 3472.41
8MF1111-0AA00-0BY5 | SIVACON 1800mm x 600mm x 400mm | 2898.46
8MF1111-0AA00-0CC7 | SIVACON 2000mm x 800mm x 500mm | 3185.44
8MF1111-0AA00-0CD2 | SIVACON 2000mm x 800mm x 600mm | 3687.65
8MF1111-0AA00-0CF0 | SIVACON 2000mm x 600mm x 500mm | 2582.79
8MF1111-0AA00-0CF2 | SIVACON 2000mm x 800mm x 600mm | 2798.01
8MF1111-0AA00-0CG8 | SIVACON 2000mm x 800mm x 500mm | 2267.11
8MF1111-0AA00-0CL4 | SIVACON 2000mm x 600mm x 600mm | 2855.42
8MF1111-0AA00-0CM2 | SIVACON 2000mm x 400mm x 800mm | 2295.82
8MF1111-0AA00-0CQ4 | SIVACON 2200mm x 800mm x 500mm | 2522.22
8MF1111-0AA00-0CR0 | SIVACON 2000mm x 800mm x 800mm | 3034.52
8UD1171-1AD21 | DOOR MOUNTED ROTARY OPERATOR, STD | 49.54
8MF1111-0AA00-0CT4 | SIVACON 1800mm x 800mm x 500mm | 3788.08
8UD1741-0AC11 | HANDLE AND MASKING PLATE, STANDARD | 137.56
8UD1741-0AC25 | Handle and masking plate, emergency off | 190.33
8MF1111-0AA00-0CW4 | SIVACON 2000mm x 800mm x 500mm | 2783.67
8MF1111-0AA00-0DC4 | SIVACON 2000mm x 600mm x 500mm | 2568.43
8MF1111-0AA00-0DD2 | SIVACON 2000mm x 600mm x 500mm | 2568.43
8MF1111-0AA00-0DG2 | SIVACON 2200mm x 600mm x 500mm | 3874.17
8MF1111-0AA00-0DH2 | SIVACON 2000mm x 1200mm x 400mm | 3257.18
8MF1111-0AA00-0DL0 | SIVACON 2000mm x 900mm x 600mm | 4189.85
7MH5705-2PJ10 | Eye bolt WL250 ST-S SA 50kg | 11.86
7MH5705-3HJ10 | Eye bolt WL250 ST-S SA 250kg | 14.47
7MH7123-1AB10 | MUS Universal Belt Scale | 4209.95
7MH7125-1AB10 | MCS Belt Scale | 5039.29
7MH7152-2AA00-1AA | Milltronics BW500 | 5814.14
9HK1510-0AA00-0AA0 | DLC module L-type | 2058.53
9HK1600-1CS33-1AA1 | CAN-Cable-Set DLC-module | 680.2
A5E42824483 | LUT420,ASSY,DC BOARDSTACK w/CRADLE,GP | 862.9
7ML5630-3BA00-0DD0 | CLS200,STANDARD,ROD VERSN,THREAD/FLANGE | 1354.62
7ML5650-1AD00-0JB0 | CLS300,STANDARD,ROD VERSN,THREAD/FLANGE | 1563.35
7ML5651-1DB00-0HB0 | CLS300,ANALOG,CABLE VERSN,THREAD/FLANGE | 1700.27
7ML5651-3DA00-0JB0 | CLS300,ANALOG,CABLE VERSN,THREAD/FLANGE | 1682.99
8MF1111-0AA00-0EE4 | SIVACON 2200mm x 1200mm x 600mm | 5036.42
8MF1111-0AA00-0EF3 | SIVACON 2200mm x 1200mm x 600mm | 3960.26
8MF1111-0AA00-0EF5 | SIVACON 2200mm x 1200mm x 600mm | 3974.62
8MF1111-0AA00-0EF7 | SIVACON 2200mm x 1200mm x 600mm | 3960.26
8MF1111-0AA00-0EM8 | SIVACON 2000mm x 1000mm x 800mm | 4720.75
8MF1111-0AA00-0EN0 | SIVACON 2000mm x 800mm x 800mm | 3486.75
8MF1111-0AA00-0EN1 | SIVACON 2200mm x 800mm x 1000mm | 3658.95
8MF1111-0AA00-0EN4 | SIVACON 2000mm x 900mm x 400mm | 3429.36
8MF1111-0AA00-0EQ4 | SIVACON 1800mm x 900mm x 400mm | 777.71
8MF1111-0AA00-0CH3 | SIVACON 2200mm x 900mm x 400mm | 2798.01
8MF1111-0AA00-0CH4 | SIVACON 2200mm x 900mm x 400mm | 2998.9
8MF1111-0AA00-0BE6 | SIVACON 2000mm x 1200mm x 600mm | 3529.81
8MF1111-0AA00-0BE7 | SIVACON 2200mm x 900mm x 1000mm | 4118.1
8MF1111-0AA00-0BL6 | SIVACON 2000mm x 800mm x 800mm | 4735.11
8MF1111-0AA00-0BL7 | SIVACON 2000mm x 800mm x 600mm | 860.93
8MF1111-0AA00-0BM4 | SIVACON 2000mm x 800mm x 600mm | 2582.79
8MF1111-0AA00-0BP0 | SIVACON 1800mm x 800mm x 500mm | 3056.3
8MF1111-0AA00-0BW7 | SIVACON 2200mm x 900mm x 800mm | 3902.88
8MF1111-0AA00-0BX1 | SIVACON 2200mm x 900mm x 800mm | 6686.55
8MF1111-0AA00-0BX4 | SIVACON 2200mm x 800mm x 400mm | 3056.3
8MF1111-0AA00-0BY0 | SIVACON 1800mm x 600mm x 500mm | 2625.83
8MF1111-0AA00-0CD7 | SIVACON 2000mm x 900mm x 600mm | 4046.37
8MF1111-0AA00-0CD8 | SIVACON 2200mm x 800mm x 800mm | 5610.39
8MF1111-0AA00-0CE4 | SIVACON 2000mm x 800mm x 600mm | 2841.06
8MF1111-0AA00-0CE6 | SIVACON 2000mm x 800mm x 600mm | 3056.3
8MF1111-0AA00-0CM8 | SIVACON 1800mm x 800mm x 400mm | 3070.64
8MF1111-0AA00-0CN3 | SIVACON 1800mm x 800mm x 400mm | 2984.55
8MF1111-0AA00-0CN4 | SIVACON 1800mm x 600mm x 400mm | 2927.15
8MF1111-0AA00-0CN5 | SIVACON 1800mm x 600mm x 400mm | 2812.37
8UD1741-0AC15 | HANDLE AND MASKING PLATE, EMERGENCY | 157.46
8MF1111-0AA00-0CU1 | SIVACON 1800mm x 600mm x 600mm | 3587.2
8MF1111-0AA00-0CV8 | SIVACON 2000mm x 900mm x 600mm | 3673.29
8UD1741-0AC21 | HANDLE AND MASKING PLATE, STANDARD | 165.24
8MF1111-0AA00-0DD4 | SIVACON 2000mm x 600mm x 500mm | 2568.43
8MF1111-0AA00-0DD7 | SIVACON 2000mm x 600mm x 500mm | 2568.43
8MF1111-0AA00-0DE0 | SIVACON 2000mm x 600mm x 500mm | 2568.43
8MF1111-0AA00-0DE1 | SIVACON 2000mm x 600mm x 500mm | 2568.43
8MF1111-0AA00-0DE3 | SIVACON 2000mm x 600mm x 500mm | 2568.43
7ML1813-4BB4 | AIR TEMP SENSOR TS-3 | 820.24
7MH7125-1AC10 | MCS Belt Scale | 5039.29
7MH7125-1AC20 | MCS Belt Scale | 5039.29
7MH7145-0A | REMOTE MOUNTED AMPLIFIER (RMA) | 545.05
7MH7146-0DA | MOTION SENSING PROBES | 1358.63
7ML5050-0CA11-1DA0 | Sitrans LUT400 | 2542.4
7ML5110-1DD07-4AF3 | SITRANS LU240 | 1168.67
7ML5110-1DE07-4AF3 | SITRANS LU240 | 1168.67
7ML5110-1EE07-4AF3 | SITRANS LU240 | 1242.17
7ML5431-0AG20-0CH1 | SITRANS LR250 | 4848.23
7ML5630-1AA00-0JA0 | CLS200,STANDARD,ROD VERSN,THREAD/FLANGE | 974.43
7ML5630-1AE00-0DB0 | CLS200,STANDARD,ROD VERSN,THREAD/FLANGE | 1600.56
7ML5630-1BA00-0HB0 | CLS200,STANDARD,ROD VERSN,THREAD/FLANGE | 1005.01
7ML5630-1DD00-0CA0 | CLS200,STANDARD,ROD VERSN,THREAD/FLANGE | 1534.1
8MF1111-0AA00-0EA4 | SIVACON 2000mm x 600mm x 500mm | 2568.43
6SL3230-3YH42-1CF0 | G120X IP20 500...690V 75kW FSF C3 | 10328.56
6SL3230-2YE14-1AB0 | G120X IP20 380...480V 1.5kW FSA C2 | 1146.3
6SL3520-0XA21-5AF0 | G115D WM IP65/66 380...480V 1,5kW FSA C2 | 1383.29
6SL3230-2YE14-1UF0 | G120X IP20 380...480V 1.5kW FSA UF | 1203.9
6SL3230-2YE18-1AB0 | G120X IP20 380...480V 3kW FSA C2 | 1392.13
6SL3230-3YH46-0UF0 | G120X IP20 500...690V 110kW FSF UF | 12978.93
6SL3230-2YE20-0AP0 | G120X IP20 380...480V 4kW FSB C2 | 1558.05
6SL3520-0XA60-7AF0 | G115D WM IP65/66 380..480V 0,75kW FSA C2 | 1246.25
6SL3230-3YH48-1CP0 | G120X IP20 500...690V 132kW FSF C3 | 15271.53
6SL3520-0XA63-0AF0 | G115D WM IP65/66 380...480V 3kW FSB C2 | 1832.03
6SL3230-3YH54-0CF0 | G120X IP20 500...690V 250kW FSG C3 | 24152.8
6SL3230-3YH54-1CP0 | G120X IP20 500...690V 250kW FSG C3 | 24259.94
6SL3230-1YC18-0UB0 | G120X IP20 200...240V 3kW FSB UF | 982.26
6SL3230-1YC20-0UB0 | G120X IP20 200...240V 4kW FSB UF | 1085.01
6SL3230-1YC22-1UB0 | G120X IP20 200...240V 5.5kW FSC UF | 1566.07
6SL3230-2YE22-0UB0 | G120X IP20 380...480V 5.5kW FSB UF | 1427.75
6SL3230-2YE22-1UP0 | G120X IP20 380...480V 5.5kW FSB UF | 1671.74
6SL3520-0XB05-5AB0 | G115D WM IP65/66 380...480V 5,5kW FSC C2 | 2275.56
6SL3520-0XB47-5AB0 | G115D WM IP65/66 380...480V 7,5kW FSC C2 | 2838.79
6SL3230-2YE24-0UB0 | G120X IP20 380...480V 7.5kW FSB UF | 1677.56
6SL3230-2YE26-1AB0 | G120X IP20 380...480V 11kW FSC C2 | 2433.99
6SL3230-1YC26-0UF0 | G120X IP20 200...240V 11kW FSD UF | 2264.67
6SL3230-2YE28-0UF0 | G120X IP20 380...480V 15kW FSC UF | 2714.27
6SL3520-0XC02-2AA0 | G115D WM IP65/66 380...480V 2,2kW FSB C2 | 1621.32
6SL3230-1YC38-1UF0 | G120X IP20 200...240V 45kW FSF UF | 6655.33
6SL3230-1YE10-0AP0 | G120X IP20 380...480V 0.75kW FSA C2 | 985.39
6SL3230-1YE14-1AF0 | G120X IP20 380...480V 1.5kW FSA C2 | 1230.38
6SL3230-2YE28-1UB0 | G120X IP20 380...480V 15kW FSC UF | 2689.51
6SL3230-2YE30-1UP0 | G120X IP20 380...480V 18.5kW FSD UF | 3267.81
6SL3230-2YE32-1UF0 | G120X IP20 380...480V 22kW FSD UF | 3798.47
6SL3262-1AA01-0DA0 | SINAMICS G120X SHIELD PLATE FOR FS A | 83.63
6SL3230-1YE18-1AF0 | G120X IP20 380...480V 3kW FSA C2 | 1476.24
6SL3230-2YE34-1UB0 | G120X IP20 380...480V 30kW FSD UF | 4445.8
6SL3230-1YE20-1AF0 | G120X IP20 380...480V 4kW FSB C2 | 1622.39
6SL3520-0XE00-3AA0 | G115D WM IP65/66 380..480V 0,37kW FSA C2 | 1226.74
6SL3266-1PE00-0BA0 | SINAMICS G120X P21 Top Cover FSE | 225.11
6SL3520-0XE01-1AA0 | G115D WM IP65/66 380...480V 1,1kW FSA C2 | 1371.35
6SL3520-0XE01-5AA0 | G115D WM IP65/66 380...480V 1,5kW FSA C2 | 1470.29
6SL3520-0XE03-0AA0 | G115D WM IP65/66 380...480V 3kW FSB C2 | 1858.17
6SL3520-0XE05-5AA0 | G115D WM IP65/66 380...480V 5,5kW FSC C2 | 2580.91
6SL3230-2YE40-0UB0 | G120X IP20 380...480V 55kW FSE UF | 7084
6SL3230-1YE28-0AP0 | G120X IP20 380...480V 15kW FSC C2 | 2928.32
6SL3230-1YE28-1UP0 | G120X IP20 380...480V 15kW FSC UF | 2768.63
6SL3520-1XA01-1AB0 | G115D WM IP65/66 380...480V 1,1kW FSA C2 | 950.04
6SL3520-1XL00-3AA0 | G115D WM IP65/66 380..480V 0,37kW FSA C2 | 1461.64
6SL3520-3XK05-5AA0 | G115D WM IP65/66 380...480V 5,5kW FSC C2 | 2989.19
6SL3520-1XA21-1AA0 | G115D WM IP65/66 380...480V 1,1kW FSA C2 | 1193.61
6SL3520-3XL00-3AF0 | G115D WM IP65/66 380..480V 0,37kW FSA C2 | 1832.16
6SL3520-1XA27-5AA0 | G115D WM IP65/66 380...480V 7,5kW FSC C2 | 2966.4
6SL3520-1XM00-7AA0 | G115D WM IP65/66 380..480V 0,75kW FSA C2 | 1507.29
6SL3520-1XM01-5AA0 | G115D WM IP65/66 380...480V 1,5kW FSA C2 | 1705.19
6SL3520-3XM00-3AF0 | G115D WM IP65/66 380..480V 0,37kW FSA C2 | 1832.16
6SL3520-3XM01-5AA0 | G115D WM IP65/66 380...480V 1,5kW FSA C2 | 1878.59
6SL3520-3XM04-0AB0 | G115D WM IP65/66 380...480V 4kW FSB C2 | 2304.5
7ML5050-0AA11-1DA0 | Sitrans LUT400 | 1312.03
7ML5050-0BA21-1DA0 | Sitrans LUT400 | 1826.5
7ML5110-1GE07-4AF3 | SITRANS LU240 | 1264.84
7ML5432-0GB20-1AC0 | LR250 Flanged Encapsulated Antenna | 5798.72
7ML5440-0GB00-1AA2 | SITRANS LR560 | 4361.67
7ML5630-0AD00-0JA0 | CLS200,STANDARD,ROD VERSN,THREAD/FLANGE | 1261.58
7ML5630-0CF00-0FA0 | CLS200,STANDARD,ROD VERSN,THREAD/FLANGE | 1554.03
7ML5630-3BB10-0JB0 | CLS200,STANDARD,ROD VERSN,THREAD/FLANGE | 1292.15
7ML5650-0AA10-0JA0 | CLS300,STANDARD,ROD VERSN,THREAD/FLANGE | 1458.33
8MF1111-0AA00-0DY0 | SIVACON 2000mm x 800mm x 500mm | 3070.64
8MF1111-0AA00-0EA0 | SIVACON 2000mm x 600mm x 500mm | 2568.43
8MF1111-0AA00-0EE0 | SIVACON 2000mm x 800mm x 600mm | 3371.98
8MF1111-0AA00-0EE3 | SIVACON 2200mm x 600mm x 400mm | 5093.83
8MF1111-0AA00-0EG4 | SIVACON 2000mm x 800mm x 1000mm | 3084.99
8MF1111-0AA00-0EJ8 | SIVACON 2000mm x 1200mm x 500mm | 3874.17
8MF1111-0AA00-0EQ0 | SIVACON 2000mm x 600mm x 500mm | 2568.43
8MF1111-0AA00-0EQ3 | SIVACON 2000mm x 600mm x 500mm | 2568.43
8MF1111-0AA00-0EU2 | SIVACON 1800mm x 600mm x 500mm | 2554.09
8MF1111-0AA00-0EU6 | SIVACON 2000mm x 600mm x 500mm | 2568.43
8MF1111-0AA00-0BE1 | SIVACON 2000mm x 1000mm x 400mm | 3357.62
8MF1111-0AA00-0BG5 | SIVACON 2000mm x 900mm x 600mm | 3658.95
8MF1111-0AA00-0BJ0 | SIVACON 1800mm x 800mm x 600mm | 3544.16
8MF1111-0AA00-0BK0 | SIVACON 2200mm x 800mm x 800mm | 4864.24
8MF1111-0AA00-0BM3 | SIVACON 2000mm x 600mm x 400mm | 2898.46
8MF1111-0AA00-0BQ8 | SIVACON 2200mm x 800mm x 600mm | 3285.87
8MF1111-0AA00-0BS3 | SIVACON 1800mm x 800mm x 500mm | 3185.44
8MF1111-0AA00-0BS6 | SIVACON 1800mm x 600mm x 500mm | 2855.42
8MF1111-0AA00-0BU4 | SIVACON 2000mm x 600mm x 600mm | 2625.83
8MF1111-0AA00-0BX0 | SIVACON 2200mm x 900mm x 800mm | 6815.68
8MF1111-0AA00-0BY6 | SIVACON 2000mm x 800mm x 400mm | 3027.6
8MF1111-0AA00-0CD6 | SIVACON 2000mm x 600mm x 500mm | 2496.7
8MF1111-0AA00-0CF8 | SIVACON 2000mm x 900mm x 600mm | 4318.98
8MF1111-0AA00-0CJ7 | SIVACON 2000mm x 800mm x 800mm | 3185.44
8MF1111-0AA00-0CL0 | SIVACON 2200mm x 1000mm x 600mm | 2338.86
8MF1111-0AA00-0CN0 | SIVACON 1800mm x 800mm x 400mm | 3070.64
A5E42847454 | LUT440,ASSY,DC BOARDSTACK w/CRADLE,HAZ | 1852.8
A5E50154838 | WLAN card 802.11n, 15 Stück | 3552.6
EN3:02214-1183-SET | CONTACTOR, 132KW/400V/AC-3 | 1272.41
EN3:02214-1351-SET | Stand-alone installation, Sz S2 | 19.56
EN3:02214-7313-SET | OVERLOAD RELAY 160...630 A | 553.27
6FX5002-2AH00-1BF0 | Signal cable pre-assembled (HTL in motor 1-ph.) | 172.28
7XT3300-0BA00 | 20 HZ FREQUENCY GENERATOR FOR EARTH FAULT 100% PROTECTION THE 20HZ FREQUENCY GENERATOR CREATES A 20H | 8300.17
1FE1083-6WP31-6BC0 | BUILT-IN SYNCHRONOUS MOTOR, | 6959.55
1FK7011-5AK74-1JG3-ZX01 | SYNCHRONOUS SERVOMOTOR, 1FK7 | 1363.1
1FK7032-2AF21-1RH0-ZX01 | SYNCHRONOUS MOTOR 1FK7-CT 1,2 NM | 2160.5
1FK7022-5AK71-1DG5-ZJ02 | SYNCHRONOUS SERVOMOTOR, 1FK7 | 4457.5
1FK7032-2AK71-1RB1-ZX01 | SYNCHRONOUS MOTOR 1FK7-CT 1,15 NM | 2362.57
1FK7032-2AK71-1RH0-ZN16 | SYNCHRONOUS MOTOR 1FK7-CT 1,15 NM | 2628.93
1FK7032-2AK71-1RG1-ZN05 | SYNCHRONOUS MOTOR 1FK7-CT 1,15 NM | 2258.86
1FK7022-5AK71-1LG3-ZX01 | SYNCHRONOUS SERVOMOTOR, 1FK7 | 2577.93
1FK7022-5AK71-1LH0-ZX01 | SYNCHRONOUS SERVOMOTOR, 1FK7 | 2777.24
1FK7032-2AK71-1DB0-ZN05 | SYNCHRONOUS MOTOR 1FK7-CT 1,15 NM | 2703.2
1FK7032-2AK71-1CH0-ZN16 | SYNCHRONOUS MOTOR 1FK7-CT 1,15 NM | 3159.16
1FK7032-2AK71-1UA1-ZN05 | SYNCHRONOUS MOTOR 1FK7-CT 1,15 NM | 1825.37
1FK7033-4CK71-1QA0-ZN05 | SYNCHRONOUS MOTOR 1FK7-HD 1,3 NM | 1884.99
1FK7033-4CK71-1RA0-ZN05 | SYNCHRONOUS MOTOR 1FK7-HD 1,3 NM | 2299.83
1FK7033-4CK71-1RG0-ZX05 | SYNCHRONOUS MOTOR 1FK7-HD 1,3 NM | 1969.46
1FK7032-2AK71-1QG1-ZX05 | SYNCHRONOUS MOTOR 1FK7-CT 1,15 NM | 1609.26
1FK7033-4CK71-1UG2-ZN05 | SYNCHRONOUS MOTOR 1FK7-HD 1,3 NM | 1776.71
1FK7032-2AK74-9TH0N6A | SYNCHRONOUS MOTOR 1FK7-CT 1,15 NM | 1467.81
1FK7022-5AK71-1LH3-ZX05 | SYNCHRONOUS SERVOMOTOR, 1FK7 | 2830.02
1FK7032-2AK71-1CH0-ZX22 | SYNCHRONOUS MOTOR 1FK7-CT 1,15 NM | 2754.34
1FK7032-2AK74-1AG0-ZX01 | SYNCHRONOUS MOTOR 1FK7-CT 1,15 NM | 1773.81
1FK7034-2AK71-1CG1-ZN05 | SYNCHRONOUS MOTOR 1FK7-CT 1,6 NM | 2894.56
1FK7032-2AK71-1QG0-ZX01 | SYNCHRONOUS MOTOR 1FK7-CT 1,15 NM | 1505.53
1FK7042-2AF71-1RB0-ZX05 | SYNCHRONOUS MOTOR 1FK7-CT 3 NM | 2447.72
1FK7042-2AF71-1BA2-ZN05 | SYNCHRONOUS MOTOR 1FK7-CT 3 NM | 2617.47
1FK7042-2AF71-1RH0-ZX01 | SYNCHRONOUS MOTOR 1FK7-CT 3 NM | 2349.57
1FK7042-2AF71-1CB1-ZN16 | SYNCHRONOUS MOTOR 1FK7-CT 3 NM | 3550.1
1FK7042-2AK71-1RH1-ZX01 | SYNCHRONOUS MOTOR 1FK7-CT 3 NM | 2453.28
1FK7042-2AK71-1RH2-ZX01 | SYNCHRONOUS MOTOR 1FK7-CT 3 NM | 2453.28
1FK7042-2AF71-1CH1-ZX01 | SYNCHRONOUS MOTOR 1FK7-CT 3 NM | 2983.56
1FK7042-2AF71-1QA2-ZN05 | SYNCHRONOUS MOTOR 1FK7-CT 3 NM | 2081.89
1FK7042-2AF71-1BB1-ZN05 | SYNCHRONOUS MOTOR 1FK7-CT 3 NM | 2906.91
1FK7042-2AF71-1RH0-ZX05 | SYNCHRONOUS MOTOR 1FK7-CT 3 NM | 2349.57
1FK7042-2AF21-1BA0-ZX01 | SYNCHRONOUS MOTOR 1FK7-CT 3 NM | 2279.04
1FK7042-2AF71-1UA0-ZN05X01 | SYNCHRONOUS MOTOR 1FK7-CT 3 NM | 1967.6
1FK7042-2AF71-1UG0-ZX01 | SYNCHRONOUS MOTOR 1FK7-CT 3 NM | 1533.53
1FK7043-4CK71-1BH0-ZN05 | SYNCHRONOUS MOTOR 1FK7-HD 3,5 NM | 2754.08
1FK7042-2AF71-1QG1-ZN05 | SYNCHRONOUS MOTOR 1FK7-CT 3 NM | 1986.25
1FK7042-2AK71-1CG1-ZJ03 | SYNCHRONOUS MOTOR 1FK7-CT 3 NM | 4922.72
1FK7042-2AF71-1RA0-ZN16 | SYNCHRONOUS MOTOR 1FK7-CT 3 NM | 2626.72
1FK7043-4CH71-1RG0-ZX01 | SYNCHRONOUS MOTOR 1FK7-HD 3,5 NM | 2111.66
1FG1102-1RC46-2AU1-ZD05E23K06 | SIMOTICS S-1FG1 SERVO GEARED MOTOR | 2543.73
1FG1104-1RG03-2FC1-ZD01D02K06 | SIMOTICS S-1FG1 SERVO GEARED MOTOR | 3712.69
1FG1501-5RC23-1DM1-ZD11G23K07 | SIMOTICS S-1FG1 SERVO GEARED MOTOR | 3279.84
1FG1505-1RE03-2HV1-ZD22K06 | SIMOTICS S-1FG1 SERVO GEARED MOTOR | 4029.09
1FG1510-5QE02-2CW1-ZD12K06X01 | SIMOTICS S-1FG1 SERVO GEARED MOTOR | 5034.77
1FK7022-5AK71-1UG3-ZV40 | SYNCHRONOUS SERVOMOTOR, 1FK7 | 2826.93
1FG1102-9RD06-2AR1-ZD01H1GK12 | SIMOTICS S-1FG1 SERVO GEARED MOTOR | 2614.89
1FG1202-1RC23-1FQ1-ZD01K06 | SIMOTICS S-1FG1 SERVO GEARED MOTOR | 2563.96
1FK2103-2AG10-0SA0-ZA33M01R52 | Synchronous motor 1FK2-HD 0,64 Nm | 2043.86
1FG1505-1UE04-2HH1-ZD14K06 | SIMOTICS S-1FG1 SERVO GEARED MOTOR | 3512.67
1FK7015-5AK74-1JH3-ZX01 | SYNCHRONOUS SERVOMOTOR, 1FK7 | 1657.09
1FK7022-5AK71-1LH5-ZJ15 | SYNCHRONOUS SERVOMOTOR, 1FK7 | 6383.19
1FK7022-5AK71-1UG3-ZX08 | SYNCHRONOUS SERVOMOTOR, 1FK7 | 1465.64
1FK7032-2AF21-1RB0-ZN05 | SYNCHRONOUS MOTOR 1FK7-CT 1,2 NM | 2493.63
1FK7032-2AF21-1RG1-ZX01 | SYNCHRONOUS MOTOR 1FK7-CT 1,2 NM | 2024.11
1FK7022-5AK71-1DH5-ZJ23 | SYNCHRONOUS SERVOMOTOR, 1FK7 | 4709.6
1FK7032-2AK71-1CB1-ZX01 | SYNCHRONOUS MOTOR 1FK7-CT 1,15 NM | 2892.82
1FK7022-5AK71-1LG0-ZK24 | SYNCHRONOUS SERVOMOTOR, 1FK7 | 2525.11
1FK7022-5AK71-1LG3-ZV42 | SYNCHRONOUS SERVOMOTOR, 1FK7 | 3939.21
1FK7022-5AK71-1LG5-ZJ15 | SYNCHRONOUS SERVOMOTOR, 1FK7 | 6131.09
1FK7032-2AK71-1UA0-ZN05 | SYNCHRONOUS MOTOR 1FK7-CT 1,15 NM | 1721.66
1FK7040-2AK71-1CH1-ZX02 | SYNCHRONOUS MOTOR 1FK7-CT 1,6 NM | 2912.43
1FK7040-2AK71-1RG1-ZN16 | SYNCHRONOUS MOTOR 1FK7-CT 1,6 NM | 2563.68
1FK7040-2AK71-1RH1-ZN05 | SYNCHRONOUS MOTOR 1FK7-CT 1,6 NM | 2616.92
1FK7034-2AK71-1RH0-ZX01 | SYNCHRONOUS MOTOR 1FK7-CT 1,6 NM | 2265.98
1FK7034-2AK71-1RH1-ZN24 | SYNCHRONOUS MOTOR 1FK7-CT 1,6 NM | 2724.9
1FK7040-2AK71-1UG2-ZX01 | SYNCHRONOUS MOTOR 1FK7-CT 1,6 NM | 1566.12
1FK7034-2AK71-1RH2-ZX01 | SYNCHRONOUS MOTOR 1FK7-CT 1,6 NM | 2369.67
1FK7042-2AC71-1QH0-ZX05 | SYNCHRONOUS MOTOR 1FK7-CT 3 NM | 1934.73
1FK7042-2AC71-1UH1-ZJ29 | SYNCHRONOUS MOTOR 1FK7-CT 3 NM | 4150.24
1FK7042-2AC71-1DA0-ZX01 | SYNCHRONOUS MOTOR 1FK7-CT 3 NM | 2367.89
1FK7042-2AF71-1RH0-ZN05 | SYNCHRONOUS MOTOR 1FK7-CT 3 NM | 2584.33
1FK7042-2AF71-1BH2-ZX01 | SYNCHRONOUS MOTOR 1FK7-CT 3 NM | 2574.05
1FK7042-2AF71-1CA0-ZN05 | SYNCHRONOUS MOTOR 1FK7-CT 3 NM | 2923.31
1FK7042-2AF71-1CB0-ZX01 | SYNCHRONOUS MOTOR 1FK7-CT 3 NM | 2977.94
1FK7042-2AK71-1RA0-ZN16 | SYNCHRONOUS MOTOR 1FK7-CT 3 NM | 2626.72
1FK7042-2AF21-1FB0-ZX01 | SYNCHRONOUS MOTOR 1FK7-CT 3 NM | 3066.85
1FK7034-2AK74-1TB2-ZN16 | SYNCHRONOUS MOTOR 1FK7-CT 1,6 NM | 1728.04
1FK7034-5AK71-9HG0N9A | SYNCHRONOUS SERVOMOTOR 1FK7 | 4435.74
1FK7042-2AC71-1CA0-ZX01 | SYNCHRONOUS MOTOR 1FK7-CT 3 NM | 2688.57
1FK7042-2AC71-1CG0-ZV42 | SYNCHRONOUS MOTOR 1FK7-CT 3 NM | 3967.8
1FK7042-2AC74-1EG0-ZN05 | SYNCHRONOUS MOTOR 1FK7-CT 3 NM | 2562.84
1FK7042-2AC71-1PA0-ZN05 | SYNCHRONOUS MOTOR 1FK7-CT 3 NM | 1863.91
1FK7042-2AF71-1CB0-ZN05 | SYNCHRONOUS MOTOR 1FK7-CT 3 NM | 3212.7
1FK7042-2AF71-1RH2-ZX24 | SYNCHRONOUS MOTOR 1FK7-CT 3 NM | 2516.86
1FK7042-2AF71-1UB0-ZN05 | SYNCHRONOUS MOTOR 1FK7-CT 3 NM | 2153.29
1FE1083-6WP31-6BB2 | BUILT-IN SYNCHRONOUS MOTOR, | 6911.19
1FK7032-2AK71-1RH0-ZX05 | SYNCHRONOUS MOTOR 1FK7-CT 1,15 NM | 2160.5
1FK7032-2AK71-1CH0-ZN05 | SYNCHRONOUS MOTOR 1FK7-CT 1,15 NM | 2925.5
1FK7032-2AK74-1EB0-ZX01 | SYNCHRONOUS MOTOR 1FK7-CT 1,15 NM | 2524.3
1FK7034-2AK71-1CH0-ZX01 | SYNCHRONOUS MOTOR 1FK7-CT 1,6 NM | 2796.2
1FK7032-2AK71-1RA0-ZX02 | SYNCHRONOUS MOTOR 1FK7-CT 1,15 NM | 2016.05
1FK7034-2AK71-1PH0-ZN05 | SYNCHRONOUS MOTOR 1FK7-CT 1,6 NM | 1971.57
1FK7040-2AK71-1RG0-ZN05 | SYNCHRONOUS MOTOR 1FK7-CT 1,6 NM | 2226.29
1FK7034-2AK71-1RA2-ZN05 | SYNCHRONOUS MOTOR 1FK7-CT 1,6 NM | 2459.94
1FK7034-2AK71-1RG1-ZX12 | SYNCHRONOUS MOTOR 1FK7-CT 1,6 NM | 2193.15
1FK7034-2AK71-1RH0-ZX05 | SYNCHRONOUS MOTOR 1FK7-CT 1,6 NM | 2265.98
1FK7022-5AK71-1LH3-ZX08 | SYNCHRONOUS SERVOMOTOR, 1FK7 | 2830.02
1FK7032-2AK71-1QA0-ZN05 | SYNCHRONOUS MOTOR 1FK7-CT 1,15 NM | 1835.93
1FK7033-4CK71-1QG1-ZN05 | SYNCHRONOUS MOTOR 1FK7-HD 1,3 NM | 1891.02
1FK7034-2AK71-1FH1-ZN05 | SYNCHRONOUS MOTOR 1FK7-CT 1,6 NM | 3221.54
1FK7040-2AK71-1CH1-ZN24 | SYNCHRONOUS MOTOR 1FK7-CT 1,6 NM | 3276.34
1FK7034-2AK71-1QG0-ZN05 | SYNCHRONOUS MOTOR 1FK7-CT 1,6 NM | 1845.74
1FK7040-2AK71-1CH1-ZN05 | SYNCHRONOUS MOTOR 1FK7-CT 1,6 NM | 3147.2
1FK7040-2AK71-1QA1-ZN05 | SYNCHRONOUS MOTOR 1FK7-CT 1,6 NM | 2010.77
1FK7033-4CF21-1RH1-ZN05 | SYNCHRONOUS MOTOR 1FK7-HD 1,3 NM | 2545.98
1FK7034-2AK71-1RB0-ZN05 | SYNCHRONOUS MOTOR 1FK7-CT 1,6 NM | 2599.06
1FK7034-2AK71-1RG1-ZX53 | SYNCHRONOUS MOTOR 1FK7-CT 1,6 NM | 2193.15
1FK7040-2AK71-1UA2-ZN05 | SYNCHRONOUS MOTOR 1FK7-CT 1,6 NM | 1896.51
1FK7034-2AK71-1RH2-ZY84 | SYNCHRONOUS MOTOR 1FK7-CT 1,6 NM | 2265.98
1FK7034-2AF21-1RA0-ZX04 | SYNCHRONOUS MOTOR 1FK7-CT 1,6 NM | 2121.51
1FK7042-2AC71-1RH1-ZN24 | SYNCHRONOUS MOTOR 1FK7-CT 3 NM | 2817.17
1FK7042-2AC71-1CB1-ZN05 | SYNCHRONOUS MOTOR 1FK7-CT 3 NM | 3316.43
1FK7042-2AC71-1DA0-ZX53 | SYNCHRONOUS MOTOR 1FK7-CT 3 NM | 2431.48
1FK7042-2AF74-9ZA2-ZN1BP1JS20 | SYNCHRONOUS MOTOR 1FK7-CT 3 NM | 3451
1FK7042-2AF71-1PG1-ZJ29 | SYNCHRONOUS MOTOR 1FK7-CT 3 NM | 3863.28
1FK7042-2AF71-1QG0-ZX01 | SYNCHRONOUS MOTOR 1FK7-CT 3 NM | 1647.79
1FK7042-2AK71-1CG0-ZX04 | SYNCHRONOUS MOTOR 1FK7-CT 3 NM | 2592.92
8MF1111-0AA00-0DB5 | SIVACON 2000mm x 600mm x 500mm | 2568.43
8MF1111-0AA00-0DB6 | SIVACON 1800mm x 800mm x 500mm | 3142.39
8MF1111-0AA00-0DH4 | SIVACON 2000mm x 800mm x 800mm | 3931.58
8MF1111-0AA00-0DH7 | SIVACON 2000mm x 800mm x 400mm | 2654.54
8MF1111-0AA00-0DK4 | SIVACON 2000mm x 800mm x 600mm | 3328.93
8MF1111-0AA00-0DK7 | SIVACON 2000mm x 800mm x 600mm | 3328.93
7MH5722-4UA10 | Silo mounting unit WL290 2.3 ... 9.1t | 641.12
7MH5722-5LA10 | Silo mounting unit WL290 13.6 ... 34t | 1201.92
7MH5722-5RA10 | Silo mounting unit WL290 68t | 1841.72
7MH7114-1BA10 | Milltronics Flowmeter Sensing Plates | 1307.17
7MH7114-8TA10 | Milltronics Flowmeter Sensing Plates | 1307.17
7ML5033-2EA00-2A | MULTIRANGER 100/200 | 1995.26
7ML5501-0JA60 | Pointek CLS100, SS Process Connection | 732.48
7ML5630-0AA00-0HA0 | CLS200,STANDARD,ROD VERSN,THREAD/FLANGE | 942.52
7ML5651-1DA00-0JB0 | CLS300,ANALOG,CABLE VERSN,THREAD/FLANGE | 1628.49
7ML5725-1AC12-2AC0 | SITRANS LPS200, COMPACT | 684.62
8MF1111-0AA00-0DX2 | SIVACON 1800mm x 600mm x 600mm | 2654.54
8MF1111-0AA00-0DX4 | SIVACON 2000mm x 800mm x 600mm | 2812.37
8MF1111-0AA00-0EE7 | SIVACON 2000mm x 800mm x 800mm | 3343.27
8MF1111-0AA00-0EF2 | SIVACON 2200mm x 1200mm x 600mm | 3429.36
8MF1111-0AA00-0EF6 | SIVACON 2200mm x 1200mm x 600mm | 4261.6
8MF1111-0AA00-0EF8 | SIVACON 1800mm x 600mm x 500mm | 2554.09
8MF1111-0AA00-0ER2 | SIVACON 2000mm x 600mm x 400mm | 2726.27
8MF1111-0AA00-0ER5 | SIVACON 2000mm x 600mm x 400mm | 2295.82
8MF1111-0AA00-0ET0 | SIVACON 2000mm x 800mm x 600mm | 3415.02
8MF1111-0AA00-0ET3 | SIVACON 2200mm x 900mm x 600mm | 6715.23
8MF1111-0AA00-0BG7 | SIVACON 2000mm x 900mm x 600mm | 3673.29
8MF1111-0AA00-0BH3 | SIVACON 2000mm x 1200mm x 600mm | 3745.04
8MF1111-0AA00-0BH5 | SIVACON 1800mm x 800mm x 400mm | 3802.43
8MF1111-0AA00-0BH6 | SIVACON 2000mm x 800mm x 600mm | 2181.02
8MF1111-0AA00-0BH7 | SIVACON 2000mm x 1200mm x 500mm | 3458.07
8MF1111-0AA00-0BR1 | SIVACON 2000mm x 600mm x 400mm | 2798.01
8MF1111-0AA00-0BR4 | SIVACON 2000mm x 600mm x 500mm | 2525.38
8MF1111-0AA00-0BS0 | SIVACON 2200mm x 1200mm x 600mm | 3859.83
8MF1111-0AA00-0BS2 | SIVACON 1800mm x 600mm x 500mm | 2582.79
8MF1111-0AA00-0CA3 | SIVACON 2000mm x 1200mm x 400mm | 889.62
8MF1111-0AA00-0CA4 | SIVACON 2000mm x 800mm x 500mm | 2812.37
8MF1111-0AA00-0CA5 | SIVACON 2000mm x 1200mm x 500mm | 3630.25
8MF1111-0AA00-0CB2 | SIVACON 2000mm x 800mm x 600mm | 3113.69
8MF1111-0AA00-0CL1 | SIVACON 2200mm x 1000mm x 600mm | 2338.86
8MF1111-0AA00-0CL3 | SIVACON 2200mm x 600mm x 800mm | 693.05
8MF1111-0AA00-0CL5 | SIVACON 2000mm x 800mm x 500mm | 2898.46
8MF1111-0AA00-0CM6 | SIVACON 1800mm x 800mm x 400mm | 3371.98
A5E50113513 | BARRIER,STAHL: 9001/01-280-110-101 | 430.08
A5E50113569 | SPARE,LT500,COMM MODULE,PROFINET | 645.13
EN3:02214-1185-SET | CONTACTOR, 200KW/400V/AC-3 | 1797.81
EN3:02214-1342-SET | CONTACT.,AC3:37KW,1NO+1NC,230VAC 50/60HZ | 257.64
EN3:02214-1347-SET | Therm. overload relay, 57...75 A | 124.71
EN3:02214-1350-SET | Therm. overload relay 28 - 40 A | 91.16
1FG1512-1RG33-2AA2-ZD12G23K07 | SIMOTICS S-1FG1 SERVO GEARED MOTOR | 9523.55
1FK2102-0AG00-0SA0-ZA12M00R32 | Synchronous motor 1FK2-HD 0,16 Nm | 1255.15
1FK7022-5AK71-1DA3-ZX05 | SYNCHRONOUS SERVOMOTOR, 1FK7 | 2248.35
1FK7022-5AK71-1VH3-ZX02 | SYNCHRONOUS SERVOMOTOR, 1FK7 | 2227.62
1FK7032-2AK71-1CB0-ZN05 | SYNCHRONOUS MOTOR 1FK7-CT 1,15 NM | 3023.87
1FK7022-5AK71-1LG0-ZK23 | SYNCHRONOUS SERVOMOTOR, 1FK7 | 2525.11
1FK7022-5AK71-1LG3-ZX05 | SYNCHRONOUS SERVOMOTOR, 1FK7 | 2577.93
1FK7022-5AK71-1LG3-ZX08 | SYNCHRONOUS SERVOMOTOR, 1FK7 | 2577.93
1FK7042-2AK71-1RG0-ZX15 | SYNCHRONOUS MOTOR 1FK7-CT 3 NM | 2126.24
1FK7042-2AF21-1DG0-ZN05 | SYNCHRONOUS MOTOR 1FK7-CT 3 NM | 2507.01
1FK7042-2AF74-1AH0-ZX01 | SYNCHRONOUS MOTOR 1FK7-CT 3 NM | 2202.97
1FK7042-2AK71-1UH0-ZX01 | SYNCHRONOUS MOTOR 1FK7-CT 3 NM | 1820.44
1FK7042-2AF71-1CH0-ZN05 | SYNCHRONOUS MOTOR 1FK7-CT 3 NM | 3114.6
1FK7042-3BK71-1RG2-ZN05 | SYNCHRONOUS MOTOR 1FK7-HI 3 NM | 2401.11
1FK7043-4CK71-1RA0-ZN05 | SYNCHRONOUS MOTOR 1FK7-HD 3,5 NM | 2442.06
1FK7060-2AC71-1CG1-ZN05 | SYNCHRONOUS MOTOR 1FK7-CT 6 NM | 3169.25
1FK7060-2AC71-1DA1-ZX53 | SYNCHRONOUS MOTOR 1FK7-CT 6 NM | 2771.03
1FG1601-5QC26-2DF1-ZD22G23K08 | SIMOTICS S-1FG1 SERVO GEARED MOTOR | 2528.11
1FG1102-1UC26-2FA1-ZD01K06N23 | SIMOTICS S-1FG1 SERVO GEARED MOTOR | 2181.2
1FG1302-1QD23-2FU1-ZD01K23N23 | SIMOTICS S-1FG1 SERVO GEARED MOTOR | 3273.11
1FG1501-5RC26-2DM1-ZD11G23K07 | SIMOTICS S-1FG1 SERVO GEARED MOTOR | 3279.84
1FK7022-5AK21-1PG3-ZV42 | SYNCHRONOUS SERVOMOTOR, 1FK7 | 2826.93
1FK7022-5AK71-1VB3-ZX01 | SYNCHRONOUS SERVOMOTOR, 1FK7 | 2330.82
1FK7022-5AK71-1VH3-ZX08 | SYNCHRONOUS SERVOMOTOR, 1FK7 | 2227.62
1FG1106-1RD06-2AA2-ZD01K06N23 | SIMOTICS S-1FG1 SERVO GEARED MOTOR | 3321.64
1FG1301-5RE24-2FR1-ZD05K06 | SIMOTICS S-1FG1 SERVO GEARED MOTOR | 3472.42
1FG1504-5QD22-2FC2-ZD12K06 | SIMOTICS S-1FG1 SERVO GEARED MOTOR | 3613.52
1FG1505-1RE03-2FR1-ZD24K06N23 | SIMOTICS S-1FG1 SERVO GEARED MOTOR | 4502.87
1FK2105-4AF00-0MA0-ZA52M01R40 | SYNCHRONOUS MOTOR 1FK2 HD 5 NM | 4107.05
1FK7022-5AK71-1LH5-ZJ05 | SYNCHRONOUS SERVOMOTOR, 1FK7 | 5139.6
1FK7022-5AK71-1PH3-ZX02 | SYNCHRONOUS SERVOMOTOR, 1FK7 | 1717.77
1FK7022-5AK71-1UH3-ZX01 | SYNCHRONOUS SERVOMOTOR, 1FK7 | 1717.77
1FK7032-2AF21-1RA0-ZN05 | SYNCHRONOUS MOTOR 1FK7-CT 1,2 NM | 2250.79
1FK7022-5AK71-1DH3-ZX01 | SYNCHRONOUS SERVOMOTOR, 1FK7 | 2400.02
1FK7022-5AK71-1LB5-ZX01 | SYNCHRONOUS SERVOMOTOR, 1FK7 | 3042.12
1FK7032-2AK71-1CG1-ZJ09 | SYNCHRONOUS MOTOR 1FK7-CT 1,15 NM | 4650.51
1FK7040-2AK71-1QG0-ZN05 | SYNCHRONOUS MOTOR 1FK7-CT 1,6 NM | 1811.48
1FK7040-2AK71-1RA2-ZN05 | SYNCHRONOUS MOTOR 1FK7-CT 1,6 NM | 2425.65
1FK7034-2AK71-1RH1-ZN16 | SYNCHRONOUS MOTOR 1FK7-CT 1,6 NM | 2838.09
1FK7034-2AK71-1RH2-ZN16X08 | SYNCHRONOUS MOTOR 1FK7-CT 1,6 NM | 2941.78
1FK7034-2AK71-1UA0-ZN05 | SYNCHRONOUS MOTOR 1FK7-CT 1,6 NM | 1827.08
1FK7042-2AK71-1CB1-ZN05 | SYNCHRONOUS MOTOR 1FK7-CT 3 NM | 3316.43
1FK7042-3BK71-1DH2-ZX01 | SYNCHRONOUS MOTOR 1FK7-HI 3 NM | 2662.87
1FK7043-4CH71-1QG0-ZN05 | SYNCHRONOUS MOTOR 1FK7-HD 3,5 NM | 1931.55
1FK7043-4CK71-1QG1-ZN05 | SYNCHRONOUS MOTOR 1FK7-HD 3,5 NM | 2033.23
1FK7043-4CK71-1UA0-ZN05X05 | SYNCHRONOUS MOTOR 1FK7-HD 3,5 NM | 2016.61
1FK7042-3BK71-1RG1-ZY84 | SYNCHRONOUS MOTOR 1FK7-HI 3 NM | 2062.66
1FK7042-3BK71-1RH1-ZY84 | SYNCHRONOUS MOTOR 1FK7-HI 3 NM | 2349.59
1FK7042-2AF71-1UB2-ZN05 | SYNCHRONOUS MOTOR 1FK7-CT 3 NM | 2257
1FK7042-2AF71-1UH0-ZX01 | SYNCHRONOUS MOTOR 1FK7-CT 3 NM | 1820.44
1FK7042-2AK71-1RB1-ZN05 | SYNCHRONOUS MOTOR 1FK7-CT 3 NM | 2786.18
1FK7042-2AF21-1CH1-ZN05 | SYNCHRONOUS MOTOR 1FK7-CT 3 NM | 3218.29
1FK7042-2AF71-1FB2-ZN05 | SYNCHRONOUS MOTOR 1FK7-CT 3 NM | 3403.25
1FK7042-2AF74-1EG0-ZN16 | SYNCHRONOUS MOTOR 1FK7-CT 3 NM | 2796.52
1FK7040-2AK74-1AB1-ZN05 | SYNCHRONOUS MOTOR 1FK7-CT 1,6 NM | 2566.4
1FK7042-2AC71-1BA1-ZX27 | SYNCHRONOUS MOTOR 1FK7-CT 3 NM | 2382.73
1FK7042-2AC71-1UA0-ZX01 | SYNCHRONOUS MOTOR 1FK7-CT 3 NM | 1629.13
1FK7040-2AK71-1FG1-ZJ17 | SYNCHRONOUS MOTOR 1FK7-CT 1,6 NM | 6679.72
1FK7042-2AF71-1RB1-ZX53 | SYNCHRONOUS MOTOR 1FK7-CT 3 NM | 2615.01
1FK7042-2AC71-1CH0-ZN16 | SYNCHRONOUS MOTOR 1FK7-CT 3 NM | 3348.26
1FK7022-5AK71-1LG5-ZJ29 | SYNCHRONOUS SERVOMOTOR, 1FK7 | 4887.5
1FK7032-2AK71-1RG1-ZN16 | SYNCHRONOUS MOTOR 1FK7-CT 1,15 NM | 2492.53
1FK7032-2AK71-1RH0-ZX53 | SYNCHRONOUS MOTOR 1FK7-CT 1,15 NM | 2224.1
1FK7032-2AK71-1PA0-ZN05 | SYNCHRONOUS MOTOR 1FK7-CT 1,15 NM | 1721.66
1FK7032-2AK71-1PB0-ZN05 | SYNCHRONOUS MOTOR 1FK7-CT 1,15 NM | 1964.45
1FK7032-2AF21-1CB0-ZX01 | SYNCHRONOUS MOTOR 1FK7-CT 1,2 NM | 2789.12
1FK7032-2AK71-1RA0-ZX53 | SYNCHRONOUS MOTOR 1FK7-CT 1,15 NM | 2079.63
1FK7033-4CK71-1UA0-ZN05 | SYNCHRONOUS MOTOR 1FK7-HD 1,3 NM | 1770.7
1FK7032-2AK71-1RA2-ZN05 | SYNCHRONOUS MOTOR 1FK7-CT 1,15 NM | 2354.48
1FK7032-2AK71-1RB0-ZN05 | SYNCHRONOUS MOTOR 1FK7-CT 1,15 NM | 2493.63
1FK7032-2AK71-1CH1-ZN16 | SYNCHRONOUS MOTOR 1FK7-CT 1,15 NM | 3262.9
1FK7032-2AK71-1CH1-ZX01 | SYNCHRONOUS MOTOR 1FK7-CT 1,15 NM | 2794.46
1FK7032-2AK71-1CH1-ZX15 | SYNCHRONOUS MOTOR 1FK7-CT 1,15 NM | 2858.08
1FK7032-2AK71-1RB0-ZN16 | SYNCHRONOUS MOTOR 1FK7-CT 1,15 NM | 2727.3
1FK7042-2AC74-1AH0-ZX01 | SYNCHRONOUS MOTOR 1FK7-CT 3 NM | 2202.97
1FK7042-2AC71-1FB1-ZX04 | SYNCHRONOUS MOTOR 1FK7-CT 3 NM | 3168.52
1FK7042-2AF71-1RB0-ZN05 | SYNCHRONOUS MOTOR 1FK7-CT 3 NM | 2682.46
1FK7042-2AC71-1PG0-ZX01 | SYNCHRONOUS MOTOR 1FK7-CT 3 NM | 1533.53
1FK7042-2AK71-1QA2-ZN05 | SYNCHRONOUS MOTOR 1FK7-CT 3 NM | 2081.89
1FK7042-2AK71-1QB0-ZN05X01 | SYNCHRONOUS MOTOR 1FK7-CT 3 NM | 2371.27
1FK7042-2AF21-1BA1-ZX01 | SYNCHRONOUS MOTOR 1FK7-CT 3 NM | 2382.7
1FK7042-2AF71-1FH0-ZX01 | SYNCHRONOUS MOTOR 1FK7-CT 3 NM | 2968.7
1FK7042-2AF71-1FH0-ZX08 | SYNCHRONOUS MOTOR 1FK7-CT 3 NM | 2968.7
1FK7042-2AF21-1RB1-ZN05X01 | SYNCHRONOUS MOTOR 1FK7-CT 3 NM | 2889.82
1FK7042-2AF71-1QH0-ZN24 | SYNCHRONOUS MOTOR 1FK7-CT 3 NM | 2298.62
1FK7042-2AF71-1RA2-ZN16 | SYNCHRONOUS MOTOR 1FK7-CT 3 NM | 2730.42
1FK7042-2AF71-1RB2-ZN05 | SYNCHRONOUS MOTOR 1FK7-CT 3 NM | 2786.18
1FK7042-2AF71-1BH0-ZN05 | SYNCHRONOUS MOTOR 1FK7-CT 3 NM | 2705.05
1FK7042-2AF71-1CA0-ZX04 | SYNCHRONOUS MOTOR 1FK7-CT 3 NM | 2688.57
1FK7042-2AF71-1CB0-ZN24 | SYNCHRONOUS MOTOR 1FK7-CT 3 NM | 3341.83
1FK7042-2AC71-1CH1-ZX01 | SYNCHRONOUS MOTOR 1FK7-CT 3 NM | 2983.56
1FK7042-2AF71-1UB0-ZX05 | SYNCHRONOUS MOTOR 1FK7-CT 3 NM | 1918.54
1FK7042-2AF71-1QH0-ZN05 | SYNCHRONOUS MOTOR 1FK7-CT 3 NM | 2169.48
1FK7042-2AK71-1CA0-ZN05 | SYNCHRONOUS MOTOR 1FK7-CT 3 NM | 2923.31
1FG1102-1RC26-2FA1-ZD01K06N23 | SIMOTICS S-1FG1 SERVO GEARED MOTOR | 2697.66
1FG1102-1RD44-4FL1-ZD01K06Q91 | SIMOTICS S-1FG1 SERVO GEARED MOTOR | 2819.47
1FG1512-5PG13-2CC2-ZD12K06N23 | SIMOTICS S-1FG1 SERVO GEARED MOTOR | 9245.14
1FK2104-4AF00-2SA0-ZC32M00R64 | Synchronous motor 1FK2-HD 1.27 NM | 2280.89
1FK2104-4AF01-2MA0-ZA21M00R10 | Synchronous motor 1FK2-HD 1.27 NM | 1751.4
1FK7022-5AK71-1LH5-ZX02 | SYNCHRONOUS SERVOMOTOR, 1FK7 | 2938.91
1FK7022-5AK71-1LH5-ZX04 | SYNCHRONOUS SERVOMOTOR, 1FK7 | 2938.91
1FG1203-1RC46-2FM1-ZD02K06 | SIMOTICS S-1FG1 SERVO GEARED MOTOR | 2765.36
1FG1500-5UC26-2HV1-ZD11K07 | SIMOTICS S-1FG1 SERVO GEARED MOTOR | 2455.47
1FG1501-5RC26-2AV1-ZD11K12W50 | SIMOTICS S-1FG1 SERVO GEARED MOTOR | 3556.88
1FG1501-6RC36-4FB2-ZE29 | SIMOTICS S-1FG1 SERVO GEARED MOTOR | 3292.58
1FK7022-5AK71-1VB0-ZX01 | SYNCHRONOUS SERVOMOTOR, 1FK7 | 2278.02
1FK7022-5AK71-1DA3-ZX01 | SYNCHRONOUS SERVOMOTOR, 1FK7 | 2248.35
1FK7032-2AF21-1RA1-ZX60 | SYNCHRONOUS MOTOR 1FK7-CT 1,2 NM | 2183.32
1FK7032-2AK71-1CG1-ZX04 | SYNCHRONOUS MOTOR 1FK7-CT 1,15 NM | 2554.36
1FK7022-5AK71-1LG3-ZV40 | SYNCHRONOUS SERVOMOTOR, 1FK7 | 3939.21
1FK7034-2AK71-1QH0-ZX01 | SYNCHRONOUS MOTOR 1FK7-CT 1,6 NM | 1851.1
1FK7040-2AK71-1QA0-ZN05 | SYNCHRONOUS MOTOR 1FK7-CT 1,6 NM | 1907.08
1FK7040-2AK71-1RB0-ZN05 | SYNCHRONOUS MOTOR 1FK7-CT 1,6 NM | 2611.36
1FK7042-2AC71-1QG0-ZN05 | SYNCHRONOUS MOTOR 1FK7-CT 3 NM | 1882.54
1FK7034-2AK71-1UG1-ZN05 | SYNCHRONOUS MOTOR 1FK7-CT 1,6 NM | 1835.15
1FK7034-2AF21-1RA0-ZN05 | SYNCHRONOUS MOTOR 1FK7-CT 1,6 NM | 2356.27
1FK7042-2AC71-1RB0-ZN05 | SYNCHRONOUS MOTOR 1FK7-CT 3 NM | 2682.46
1FK7042-2AC71-1RA0-ZN05 | SYNCHRONOUS MOTOR 1FK7-CT 3 NM | 2393.04
1FK7042-2AC71-1RB0-ZN24 | SYNCHRONOUS MOTOR 1FK7-CT 3 NM | 2811.61
1FK7042-2AC71-1RH1-ZX01 | SYNCHRONOUS MOTOR 1FK7-CT 3 NM | 2453.28
1FK7042-2AC71-1UH0-ZX57 | SYNCHRONOUS MOTOR 1FK7-CT 3 NM | 1884.03
1FK7042-2AF71-1RG0-ZX05 | SYNCHRONOUS MOTOR 1FK7-CT 3 NM | 2062.66
1FK7042-2AF71-1BA2-ZX08 | SYNCHRONOUS MOTOR 1FK7-CT 3 NM | 2382.73
1FK7042-2AF71-1RG2-ZN05 | SYNCHRONOUS MOTOR 1FK7-CT 3 NM | 2401.11
1FK7042-2AF71-1UA2-ZN05 | SYNCHRONOUS MOTOR 1FK7-CT 3 NM | 1967.6
1FK7042-2AF71-1CB2-ZN05 | SYNCHRONOUS MOTOR 1FK7-CT 3 NM | 3316.43
1FK7042-2AF71-1CG0-ZX01 | SYNCHRONOUS MOTOR 1FK7-CT 3 NM | 2592.92
1FK7042-2AC71-1RH0-ZX01 | SYNCHRONOUS MOTOR 1FK7-CT 3 NM | 2349.57
1FK7042-2AC71-1RH0-ZX05 | SYNCHRONOUS MOTOR 1FK7-CT 3 NM | 2349.57
1FK7042-2AC71-1RH1-ZN05 | SYNCHRONOUS MOTOR 1FK7-CT 3 NM | 2688.03
1FK7040-2AK71-1CH0-ZN05 | SYNCHRONOUS MOTOR 1FK7-CT 1,6 NM | 3043.46
1FK7042-2AF71-1RG0-ZN05 | SYNCHRONOUS MOTOR 1FK7-CT 3 NM | 2297.42
1FK7042-2AF71-1RG2-ZN16X08 | SYNCHRONOUS MOTOR 1FK7-CT 3 NM | 2738.47
1FK7042-2AF71-1BB0-ZN05 | SYNCHRONOUS MOTOR 1FK7-CT 3 NM | 2803.18
1FK7042-2AF71-1CB0-ZX05 | SYNCHRONOUS MOTOR 1FK7-CT 3 NM | 2977.94
1FK7042-2AF71-1CB1-ZN05 | SYNCHRONOUS MOTOR 1FK7-CT 3 NM | 3316.43
1FK7042-2AK71-1QB0-ZN05 | SYNCHRONOUS MOTOR 1FK7-CT 3 NM | 2267.58
1FK7042-2AK71-1QG0-ZX01 | SYNCHRONOUS MOTOR 1FK7-CT 3 NM | 1647.79
1FK7042-2AF71-1UA2-ZN05X01 | SYNCHRONOUS MOTOR 1FK7-CT 3 NM | 2071.29
1FK7032-2AK71-1UG2-ZN05 | SYNCHRONOUS MOTOR 1FK7-CT 1,15 NM | 1729.71
1FK7033-4CK71-1PB0-ZN05 | SYNCHRONOUS MOTOR 1FK7-HD 1,3 NM | 2013.49
1FK7032-2AK71-1UH0-ZX01 | SYNCHRONOUS MOTOR 1FK7-CT 1,15 NM | 1631.37
1FK7032-2AK74-9TG0N6A | SYNCHRONOUS MOTOR 1FK7-CT 1,15 NM | 1228.88
1FK7034-2AK71-1PA0-ZN05 | SYNCHRONOUS MOTOR 1FK7-CT 1,6 NM | 1827.08
1FK7034-2AK71-1PA1-ZN05X02 | SYNCHRONOUS MOTOR 1FK7-CT 1,6 NM | 2034.5
1FK7034-2AK71-1RB1-ZN05 | SYNCHRONOUS MOTOR 1FK7-CT 1,6 NM | 2702.75
1FK7034-2AK71-1RG1-ZN05 | SYNCHRONOUS MOTOR 1FK7-CT 1,6 NM | 2364.3
1FK7034-2AK71-1RG1-ZX08 | SYNCHRONOUS MOTOR 1FK7-CT 1,6 NM | 2129.55
1FK7032-2AK71-1QA0-ZX01 | SYNCHRONOUS MOTOR 1FK7-CT 1,15 NM | 1601.18
1FK7032-2AK71-1QB0-ZX01 | SYNCHRONOUS MOTOR 1FK7-CT 1,15 NM | 1843.97
1FK7032-2AK71-1QG1-ZN05 | SYNCHRONOUS MOTOR 1FK7-CT 1,15 NM | 1844
1FK7033-4CK71-1QB0-ZN05 | SYNCHRONOUS MOTOR 1FK7-HD 1,3 NM | 2127.8
1FK7032-2AK71-1RB0-ZN24 | SYNCHRONOUS MOTOR 1FK7-CT 1,15 NM | 2614.12
1FK7034-2AK71-1PA1-ZN05 | SYNCHRONOUS MOTOR 1FK7-CT 1,6 NM | 1930.81
1FK7034-2AK71-1PG0-ZN05 | SYNCHRONOUS MOTOR 1FK7-CT 1,6 NM | 1731.46
1FK7034-2AK71-1RB0-ZX01 | SYNCHRONOUS MOTOR 1FK7-CT 1,6 NM | 2364.3
1FK7033-4CK71-1CA0-ZN05 | SYNCHRONOUS MOTOR 1FK7-HD 1,3 NM | 2830.12
1FK7034-2AK71-1RG0-ZX01 | SYNCHRONOUS MOTOR 1FK7-CT 1,6 NM | 2025.86
1FK7034-2AK71-1RG0-ZX04 | SYNCHRONOUS MOTOR 1FK7-CT 1,6 NM | 2025.86
1FK7042-2AC71-1RG0-ZX01 | SYNCHRONOUS MOTOR 1FK7-CT 3 NM | 2062.66
1FK7042-2AC71-1RH0-ZN16 | SYNCHRONOUS MOTOR 1FK7-CT 3 NM | 2818
1FK7034-2AK74-1TA0-ZN05 | SYNCHRONOUS MOTOR 1FK7-CT 1,6 NM | 1559.72
1FK7042-2AC71-1BA1-ZX06 | SYNCHRONOUS MOTOR 1FK7-CT 3 NM | 2382.73
1FK7040-2AK71-1BA0-ZN05 | SYNCHRONOUS MOTOR 1FK7-CT 1,6 NM | 2442.68
1FK7042-2AF71-1RB0-ZN16 | SYNCHRONOUS MOTOR 1FK7-CT 3 NM | 2916.14
1FK7042-2AF71-1FB0-ZX01 | SYNCHRONOUS MOTOR 1FK7-CT 3 NM | 3066.85
1FK7042-2AK71-1RG2-ZX01 | SYNCHRONOUS MOTOR 1FK7-CT 3 NM | 2166.36
1FK7042-2AF71-1CH1-ZN16 | SYNCHRONOUS MOTOR 1FK7-CT 3 NM | 3451.99
1FK7043-4CK71-1RB0-ZN05 | SYNCHRONOUS MOTOR 1FK7-HD 3,5 NM | 2731.47
1FK7044-4CH71-1RB2-ZN05 | SYNCHRONOUS MOTOR 1FK7-HD 4,5 NM | 2911.62
1FK7060-2AF71-1QG0-ZX01 | SYNCHRONOUS MOTOR 1FK7-CT 6 NM | 1885.67
1FK7044-4CF71-1CH2-ZN05 | SYNCHRONOUS MOTOR 1FK7-HD 4,5 NM | 3343.76
1FK7060-2AF71-1RG0-ZX01 | SYNCHRONOUS MOTOR 1FK7-CT 6 NM | 2300.51
1FK7044-4CF71-1PG0-ZN05 | SYNCHRONOUS MOTOR 1FK7-HD 4,5 NM | 1895.75
1FK7044-4CH71-1QG0-ZN05 | SYNCHRONOUS MOTOR 1FK7-HD 4,5 NM | 2010.06
1FK7060-2AF71-1QB0-ZN05 | SYNCHRONOUS MOTOR 1FK7-CT 6 NM | 2552
1FK7060-2AF71-1QB1-ZN05 | SYNCHRONOUS MOTOR 1FK7-CT 6 NM | 2655.72
1FK7044-4CF71-1QA0-ZN05 | SYNCHRONOUS MOTOR 1FK7-HD 4,5 NM | 2105.71
1FK7060-2AC71-1QH0-ZN05X01 | SYNCHRONOUS MOTOR 1FK7-CT 6 NM | 2562.55
1FK7060-2AC71-1UA0-ZN05 | SYNCHRONOUS MOTOR 1FK7-CT 6 NM | 2101.76
1FK7044-4CF71-1QG0-ZX02 | SYNCHRONOUS MOTOR 1FK7-HD 4,5 NM | 1775.3
1FK7044-4CF71-1RA0-ZN16 | SYNCHRONOUS MOTOR 1FK7-HD 4,5 NM | 2754.24
1FK7060-2AF71-1RA0-ZX04 | SYNCHRONOUS MOTOR 1FK7-CT 6 NM | 2396.17
1FK7044-4CH71-1RH0-ZX01 | SYNCHRONOUS MOTOR 1FK7-HD 4,5 NM | 2477.09
1FK7060-2AF71-1RB1-ZN05 | SYNCHRONOUS MOTOR 1FK7-CT 6 NM | 3070.58
1FK7044-4CF71-1RA2-ZN05N16 | SYNCHRONOUS MOTOR 1FK7-HD 4,5 NM | 3194.33
1FK7060-2AF71-1RH0-ZN05 | SYNCHRONOUS MOTOR 1FK7-CT 6 NM | 2873.73
1FK7060-2AF71-1RH1-ZX03 | SYNCHRONOUS MOTOR 1FK7-CT 6 NM | 2742.67
1FK7062-2AF71-1BA2-ZN05 | SYNCHRONOUS MOTOR 1FK7-CT 8,5 NM | 2999.19
1FK7063-2AF71-1PB0-ZX01 | SYNCHRONOUS MOTOR 1FK7-CT 11 NM | 2450.69
1FK7063-2AF71-1CA0-ZN05 | SYNCHRONOUS MOTOR 1FK7-CT 11 NM | 3408.91
1FK7063-2AF71-1RA1-ZN05 | SYNCHRONOUS MOTOR 1FK7-CT 11 NM | 2982.33
1FK7062-2AH71-1CH0-ZN05 | SYNCHRONOUS MOTOR 1FK7-CT 8,5 NM | 3547.82
1FK7063-2AF71-1QA0-ZN05 | SYNCHRONOUS MOTOR 1FK7-CT 11 NM | 2463.75
1FK7063-2AF71-1QB0-ZN05 | SYNCHRONOUS MOTOR 1FK7-CT 11 NM | 2799.73
1FK7063-2AF71-1QG1-ZN05 | SYNCHRONOUS MOTOR 1FK7-CT 11 NM | 2471.82
1FK7062-3BF71-1CH1-ZN05 | SYNCHRONOUS MOTOR 1FK7-HI 8.5 NM | 3651.54
1FK7063-2AF71-1QH0-ZN05 | SYNCHRONOUS MOTOR 1FK7-CT 11 NM | 2706.59
1FK7063-2AF71-1RA0-ZN05 | SYNCHRONOUS MOTOR 1FK7-CT 11 NM | 2878.61
1FK7063-2AF71-1RA2-ZX01 | SYNCHRONOUS MOTOR 1FK7-CT 11 NM | 2747.58
1FK7063-2AF71-1RG0-ZX02 | SYNCHRONOUS MOTOR 1FK7-CT 11 NM | 2548.24
1FK7063-2AF71-1CB0-ZX04 | SYNCHRONOUS MOTOR 1FK7-CT 11 NM | 3510.07
1FK7063-2AH71-1RB0-ZN05 | SYNCHRONOUS MOTOR 1FK7-CT 11 NM | 3214.56
1FK7063-2AH71-1RB0-ZX05 | SYNCHRONOUS MOTOR 1FK7-CT 11 NM | 2979.8
1FK7063-2AH71-1RG0-ZN05 | SYNCHRONOUS MOTOR 1FK7-CT 11 NM | 2782.99
1FK7063-2AF71-1CB1-ZN05 | SYNCHRONOUS MOTOR 1FK7-CT 11 NM | 3848.53
1FK7063-2AF71-1FB2-ZN05X01 | SYNCHRONOUS MOTOR 1FK7-CT 11 NM | 4039.11
1FK7063-2AF71-1RH1-ZX01 | SYNCHRONOUS MOTOR 1FK7-CT 11 NM | 2990.37
1FK7063-2AF71-1UG1-ZN05 | SYNCHRONOUS MOTOR 1FK7-CT 11 NM | 2357.53
1FK7043-4CK71-1UA2-ZX01 | SYNCHRONOUS MOTOR 1FK7-HD 3,5 NM | 1779.82
1FK7044-4CF71-1UA0-ZN05X05 | SYNCHRONOUS MOTOR 1FK7-HD 4,5 NM | 2095.09
1FK7060-2AC71-1QA0-ZX53 | SYNCHRONOUS MOTOR 1FK7-CT 6 NM | 2044.87
1FK7060-2AC71-1QA2-ZN05 | SYNCHRONOUS MOTOR 1FK7-CT 6 NM | 2319.74
1FK7060-2AC71-1QH0-ZX05 | SYNCHRONOUS MOTOR 1FK7-CT 6 NM | 2224.1
1FK7060-2AC71-1RB0-ZN05 | SYNCHRONOUS MOTOR 1FK7-CT 6 NM | 2966.89
1FK7044-4CF71-1UG0-ZX02 | SYNCHRONOUS MOTOR 1FK7-HD 4,5 NM | 1661
1FK7043-4CK74-1EB0-ZN05 | SYNCHRONOUS MOTOR 1FK7-HD 3,5 NM | 2996.92
1FK7044-4CF71-1CG1-ZX01 | SYNCHRONOUS MOTOR 1FK7-HD 4,5 NM | 2822.1
1FK7042-2AF71-1PA0-ZN05 | SYNCHRONOUS MOTOR 1FK7-CT 3 NM | 1863.91
1FK7042-2AF71-1PG0-ZX01 | SYNCHRONOUS MOTOR 1FK7-CT 3 NM | 1533.53
1FK7042-2AK71-1DA1-ZX15 | SYNCHRONOUS MOTOR 1FK7-CT 3 NM | 2533.15
1FK7043-4CK71-1PB0-ZN05 | SYNCHRONOUS MOTOR 1FK7-HD 3,5 NM | 2202.3
1FK7042-2AK71-1RH1-ZN05 | SYNCHRONOUS MOTOR 1FK7-CT 3 NM | 2688.03
1FK7042-2AK71-1RH1-ZN16 | SYNCHRONOUS MOTOR 1FK7-CT 3 NM | 2921.72
1FK7042-2AF71-1DB0-ZN05 | SYNCHRONOUS MOTOR 1FK7-CT 3 NM | 2892.06
1FK7042-2AF71-1FB1-ZX15 | SYNCHRONOUS MOTOR 1FK7-CT 3 NM | 3232.09
1FK7043-4CK71-1CH2-ZN16 | SYNCHRONOUS MOTOR 1FK7-HD 3,5 NM | 3498.94
1FK7042-2AK71-1CG0-ZN05 | SYNCHRONOUS MOTOR 1FK7-CT 3 NM | 2827.67
1FK7042-2AK71-1CG1-ZJ23 | SYNCHRONOUS MOTOR 1FK7-CT 3 NM | 4922.72
1FK7042-2AK71-1FG1-ZX01 | SYNCHRONOUS MOTOR 1FK7-CT 3 NM | 2783.46
1FK7060-2AC71-1DB0-ZN05 | SYNCHRONOUS MOTOR 1FK7-CT 6 NM | 3176.49
1FK7043-4CH71-1CB1-ZX01 | SYNCHRONOUS MOTOR 1FK7-HD 3,5 NM | 3128.63
1FK7044-4CF71-1BG2-ZX01 | SYNCHRONOUS MOTOR 1FK7-HD 4,5 NM | 2412.57
1FG1508-5UE24-2HD2-ZD11K06 | SIMOTICS S-1FG1 SERVO GEARED MOTOR | 4300.64
1FK7022-5AK21-1LG5-ZX01 | SYNCHRONOUS SERVOMOTOR, 1FK7 | 2686.79
1FK7022-5AK71-1LH5-ZX01 | SYNCHRONOUS SERVOMOTOR, 1FK7 | 2938.91
1FK7032-2AK71-1CA0-ZX01 | SYNCHRONOUS MOTOR 1FK7-CT 1,15 NM | 2546.31
1FK7032-2AK71-1CA2-ZN16X01 | SYNCHRONOUS MOTOR 1FK7-CT 1,15 NM | 3222.13
1FG1601-5QC26-2DF1-ZD24G23K08 | SIMOTICS S-1FG1 SERVO GEARED MOTOR | 2528.11
1FG1102-1RC46-2AU1-ZD06E23K06 | SIMOTICS S-1FG1 SERVO GEARED MOTOR | 2543.73
1FG1102-1UD44-4FL1-ZD01K06Q91 | SIMOTICS S-1FG1 SERVO GEARED MOTOR | 2303.04
1FG1508-5RD44-4AJ2-ZD11K06N23 | SIMOTICS S-1FG1 SERVO GEARED MOTOR | 5094.04
1FG1510-1QG02-2AQ1-ZD14G23K07 | SIMOTICS S-1FG1 SERVO GEARED MOTOR | 5215.61
1FK2104-4AF00-0MA0-ZA43M01R02 | Synchronous motor 1FK2-HD 1.27 NM | 2726.72
1FK2104-4AF00-2SA0-ZC21M00R10 | Synchronous motor 1FK2-HD 1.27 NM | 1836.69
1FK7022-5AK71-1VB8-ZX05 | SYNCHRONOUS SERVOMOTOR, 1FK7 | 2556.06
1FK7022-5AK71-1VG5-ZJ16X01 | SYNCHRONOUS SERVOMOTOR, 1FK7 | 5920.83
1FK7032-2AF21-1PH0-ZX01 | SYNCHRONOUS MOTOR 1FK7-CT 1,2 NM | 1631.37
1FK7022-5AK71-1VG5-ZX01 | SYNCHRONOUS SERVOMOTOR, 1FK7 | 2084.38
1FK7032-2AK71-1RB2-ZN05 | SYNCHRONOUS MOTOR 1FK7-CT 1,15 NM | 2597.33
1FK7032-2AK71-1RG1-ZX03 | SYNCHRONOUS MOTOR 1FK7-CT 1,15 NM | 2024.11
1FK7032-2AK71-1RG2-ZN05 | SYNCHRONOUS MOTOR 1FK7-CT 1,15 NM | 2258.86
1FK7034-2AK71-1RA0-ZX01 | SYNCHRONOUS MOTOR 1FK7-CT 1,6 NM | 2121.51
1FK7033-4CK71-1CG0-ZN05 | SYNCHRONOUS MOTOR 1FK7-HD 1,3 NM | 2734.47
1FK7042-2AC71-1QA0-ZN05 | SYNCHRONOUS MOTOR 1FK7-CT 3 NM | 1978.18
1FK7042-2AC71-1QB0-ZX02 | SYNCHRONOUS MOTOR 1FK7-CT 3 NM | 2032.83
1FK7042-2AK71-1CH0-ZN05 | SYNCHRONOUS MOTOR 1FK7-CT 3 NM | 3114.6
1FK7042-3BK71-1QH1-ZN05 | SYNCHRONOUS MOTOR 1FK7-HI 3 NM | 2273.19
1FK7044-4CF71-1UA0-ZX01 | SYNCHRONOUS MOTOR 1FK7-HD 4,5 NM | 1756.65
1FK7042-2AF71-1UA0-ZN05 | SYNCHRONOUS MOTOR 1FK7-CT 3 NM | 1863.91
1FK7042-2AF71-1UA2-ZX01 | SYNCHRONOUS MOTOR 1FK7-CT 3 NM | 1732.86
1FK7042-2AF21-1QA0-ZN05 | SYNCHRONOUS MOTOR 1FK7-CT 3 NM | 1978.18
1FK7042-2AF21-1QB0-ZN05 | SYNCHRONOUS MOTOR 1FK7-CT 3 NM | 2267.58
1FK7042-2AK71-1RG1-ZN05 | SYNCHRONOUS MOTOR 1FK7-CT 3 NM | 2401.11
1FK7042-2AK71-1RH0-ZX01 | SYNCHRONOUS MOTOR 1FK7-CT 3 NM | 2349.57
1FK7042-2AF74-1EA0-ZN05 | SYNCHRONOUS MOTOR 1FK7-CT 3 NM | 2658.47
1FK7040-2AK71-1BG0-ZX01 | SYNCHRONOUS MOTOR 1FK7-CT 1,6 NM | 2112.27
1FK7042-2AC71-1CB0-ZN05 | SYNCHRONOUS MOTOR 1FK7-CT 3 NM | 3212.7
1FK7042-2AC71-1CB0-ZX01 | SYNCHRONOUS MOTOR 1FK7-CT 3 NM | 2977.94
1FK7034-2AK71-1CA0-ZN05 | SYNCHRONOUS MOTOR 1FK7-CT 1,6 NM | 2886.52
1FK7042-2AF71-1DA0-ZX60 | SYNCHRONOUS MOTOR 1FK7-CT 3 NM | 2431.48
1FK7042-2AF71-1FA0-ZX08 | SYNCHRONOUS MOTOR 1FK7-CT 3 NM | 2777.41
1FK7043-4CF21-1RB0-ZN05 | SYNCHRONOUS MOTOR 1FK7-HD 3,3 NM | 2731.47
1FK7042-2AF71-1PG1-ZX01 | SYNCHRONOUS MOTOR 1FK7-CT 3 NM | 1637.21
1FK7042-2AF71-1QB0-ZN05 | SYNCHRONOUS MOTOR 1FK7-CT 3 NM | 2267.58
1FK7042-2AF71-1QB0-ZX01 | SYNCHRONOUS MOTOR 1FK7-CT 3 NM | 2032.83
1FK7043-4CH71-1RG1-ZN16 | SYNCHRONOUS MOTOR 1FK7-HD 3,5 NM | 2681.76
1FK7060-2AC74-1EA0-ZN05 | SYNCHRONOUS MOTOR 1FK7-CT 6 NM | 2896.36
1FK7044-4CF71-1QH0-ZN05 | SYNCHRONOUS MOTOR 1FK7-HD 4,5 NM | 2297
1FK7060-2AF71-1RA1-ZX01 | SYNCHRONOUS MOTOR 1FK7-CT 6 NM | 2499.86
1FK7060-2AF71-1RB1-ZX01 | SYNCHRONOUS MOTOR 1FK7-CT 6 NM | 2835.82
1FK7044-4CH71-1DA1-ZX01 | SYNCHRONOUS MOTOR 1FK7-HD 4,5 NM | 2597.07
1FK7060-2AC71-1QG0-ZX01 | SYNCHRONOUS MOTOR 1FK7-CT 6 NM | 1885.67
1FK7060-2AF71-1QH0-ZX04 | SYNCHRONOUS MOTOR 1FK7-CT 6 NM | 2224.1
1FK7060-2AF71-1RA1-ZN05 | SYNCHRONOUS MOTOR 1FK7-CT 6 NM | 2734.61
1FK7060-2AF71-1RB0-ZN05 | SYNCHRONOUS MOTOR 1FK7-CT 6 NM | 2966.89
1FK7044-4CF71-1RG1-ZX01 | SYNCHRONOUS MOTOR 1FK7-HD 4,5 NM | 2291.83
1FK7044-4CH71-1RH2-ZN05 | SYNCHRONOUS MOTOR 1FK7-HD 4,5 NM | 2813.51
1FK7060-2AF71-1QA1-ZN05 | SYNCHRONOUS MOTOR 1FK7-CT 6 NM | 2319.74
1FK7060-2AF71-1QB0-ZX02 | SYNCHRONOUS MOTOR 1FK7-CT 6 NM | 2317.24
1FK7060-2AF71-1RA2-ZN05 | SYNCHRONOUS MOTOR 1FK7-CT 6 NM | 2734.61
1FK7044-4CH71-1UB0-ZN05 | SYNCHRONOUS MOTOR 1FK7-HD 4,5 NM | 2280.81
1FK7044-4CF71-1QH1-ZX08 | SYNCHRONOUS MOTOR 1FK7-HD 4,5 NM | 2163.91
1FK7044-4CF71-1RA0-ZN05 | SYNCHRONOUS MOTOR 1FK7-HD 4,5 NM | 2520.55
1FK7044-4CF71-1RA1-ZX08 | SYNCHRONOUS MOTOR 1FK7-HD 4,5 NM | 2387.46
1FK7060-2AC71-1BB0-ZX01 | SYNCHRONOUS MOTOR 1FK7-CT 6 NM | 2852.86
1FK7060-2AC71-1BG0-ZN05 | SYNCHRONOUS MOTOR 1FK7-CT 6 NM | 2656.04
1FK7060-2AC71-1BH1-ZN05 | SYNCHRONOUS MOTOR 1FK7-CT 6 NM | 3098.19
1FK7063-2AC71-1RA2-ZX01 | SYNCHRONOUS MOTOR 1FK7-CT 11 NM | 2747.58
1FK7063-2AF71-1CA1-ZX01 | SYNCHRONOUS MOTOR 1FK7-CT 11 NM | 3277.83
1FK7063-2AF71-1CA2-ZX01 | SYNCHRONOUS MOTOR 1FK7-CT 11 NM | 3277.83
1FK7063-2AF71-1CB0-ZN05 | SYNCHRONOUS MOTOR 1FK7-CT 11 NM | 3744.83
1FK7063-2AF71-1CB1-ZX01 | SYNCHRONOUS MOTOR 1FK7-CT 11 NM | 3613.8
1FK7063-2AF71-1CB2-ZN05 | SYNCHRONOUS MOTOR 1FK7-CT 11 NM | 3848.53
1FK7062-3BF71-1CA0-ZX01 | SYNCHRONOUS MOTOR 1FK7-HI 8.5 NM | 3070.29
1FK7063-2AF71-1PH0-ZX01 | SYNCHRONOUS MOTOR 1FK7-CT 11 NM | 2357.53
1FK7063-2AF71-1PH1-ZX01 | SYNCHRONOUS MOTOR 1FK7-CT 11 NM | 2461.24
1FK7063-2AF71-1PH2-ZN05X01 | SYNCHRONOUS MOTOR 1FK7-CT 11 NM | 2799.68
1FK7063-2AF71-1RA2-ZN05 | SYNCHRONOUS MOTOR 1FK7-CT 11 NM | 2982.33
1FK7063-2AF71-1BG0-ZN05 | SYNCHRONOUS MOTOR 1FK7-CT 11 NM | 2903.73
1FK7062-3BF71-1FG1-ZJ35 | SYNCHRONOUS MOTOR 1FK7-HI 8.5 NM | 7892.77
1FK7063-2AF71-1QG0-ZX01 | SYNCHRONOUS MOTOR 1FK7-CT 11 NM | 2133.37
1FK7063-2AF71-1CB1-ZX05 | SYNCHRONOUS MOTOR 1FK7-CT 11 NM | 3613.8
1FK7062-3BF71-1RG2-ZN05 | SYNCHRONOUS MOTOR 1FK7-HI 8.5 NM | 2782.8
1FK7063-2AF71-1RH0-ZN05 | SYNCHRONOUS MOTOR 1FK7-CT 11 NM | 3121.44
1FK7063-2AF71-1RH0-ZN24 | SYNCHRONOUS MOTOR 1FK7-CT 11 NM | 3318.19
1FK7062-3BF71-1RB2-ZN05 | SYNCHRONOUS MOTOR 1FK7-HI 8.5 NM | 3214.43
1FK7063-2AH71-1RB2-ZX01 | SYNCHRONOUS MOTOR 1FK7-CT 11 NM | 3083.54
1FK7042-2AK71-1RG0-ZX01 | SYNCHRONOUS MOTOR 1FK7-CT 3 NM | 2062.66
1FK7043-4CH71-1RB0-ZN05 | SYNCHRONOUS MOTOR 1FK7-HD 3,5 NM | 2731.47
1FK7043-4CH71-1RB1-ZX03 | SYNCHRONOUS MOTOR 1FK7-HD 3,5 NM | 2598.38
1FK7043-4CH71-1CH0-ZN05 | SYNCHRONOUS MOTOR 1FK7-HD 3,5 NM | 3163.59
1FK7043-4CH71-1PA1-ZN05 | SYNCHRONOUS MOTOR 1FK7-HD 3,5 NM | 2014.58
1FK7043-4CH71-1CB1-ZN05 | SYNCHRONOUS MOTOR 1FK7-HD 3,5 NM | 3363.39
1FK7044-4CF71-1CH0-ZX01 | SYNCHRONOUS MOTOR 1FK7-HD 4,5 NM | 3007.34
1FK7060-2AF71-1CH0-ZX22 | SYNCHRONOUS MOTOR 1FK7-CT 6 NM | 3232.86
1FK7044-4CF71-1BA2-ZX01 | SYNCHRONOUS MOTOR 1FK7-HD 4,5 NM | 2508.22
1FK7060-2AC71-1FH0-ZX01 | SYNCHRONOUS MOTOR 1FK7-CT 6 NM | 3258.11
1FK7060-2AF71-1CH0-ZX06 | SYNCHRONOUS MOTOR 1FK7-CT 6 NM | 3169.25
1FK7044-4CF71-1DB0-ZX60 | SYNCHRONOUS MOTOR 1FK7-HD 4,5 NM | 2848.4
1FK7060-2AC71-1QG0-ZN05 | SYNCHRONOUS MOTOR 1FK7-CT 6 NM | 2120.41
1FK7044-4CH71-1CH2-ZN16 | SYNCHRONOUS MOTOR 1FK7-HD 4,5 NM | 3577.43
1FK7044-4CH71-1CB0-ZX01 | SYNCHRONOUS MOTOR 1FK7-HD 4,5 NM | 3105.46
1FK7060-2AF71-1CH0-ZX19 | SYNCHRONOUS MOTOR 1FK7-CT 6 NM | 3232.86
1FK7060-2AF71-1QG0-ZN05 | SYNCHRONOUS MOTOR 1FK7-CT 6 NM | 2120.41
1FK7044-4CF71-1QA0-ZX08 | SYNCHRONOUS MOTOR 1FK7-HD 4,5 NM | 1870.94
1FK7060-2AC71-1UH1-ZN24 | SYNCHRONOUS MOTOR 1FK7-CT 6 NM | 2645.04
1FK7060-2AF71-1QH0-ZN05 | SYNCHRONOUS MOTOR 1FK7-CT 6 NM | 2458.85
1FK7062-2AC71-1DB0-ZN05 | SYNCHRONOUS MOTOR 1FK7-CT 8,5 NM | 3320.36
1FK7060-3BF71-1CH1-ZN05 | SYNCHRONOUS MOTOR 1FK7-HI 6 NM | 3507.67
1FK7062-2AC71-1RA0-ZN05X03 | SYNCHRONOUS MOTOR 1FK7-CT 8,5 NM | 2878.43
1FK7062-2AF71-1UB0-ZN05 | SYNCHRONOUS MOTOR 1FK7-CT 8,5 NM | 2581.59
1FK7062-2AC71-1RH1-ZX01 | SYNCHRONOUS MOTOR 1FK7-CT 8,5 NM | 2886.53
1FK7061-4CH71-1UB0-ZN05 | SYNCHRONOUS MOTOR 1FK7-HD 6,4 NM | 2560.39
1FK7062-2AF71-1RH2-ZN05 | SYNCHRONOUS MOTOR 1FK7-CT 8,5 NM | 3121.29
1FK7062-2AC71-1UA0-ZN05 | SYNCHRONOUS MOTOR 1FK7-CT 8,5 NM | 2245.59
1FK7061-4CH71-1RH0-ZN16 | SYNCHRONOUS MOTOR 1FK7-HD 6,4 NM | 3230.07
1FK7063-2AC71-1QA2-ZN05 | SYNCHRONOUS MOTOR 1FK7-CT 11 NM | 2567.47
1FK7063-2AC71-1RG2-ZX05 | SYNCHRONOUS MOTOR 1FK7-CT 11 NM | 2651.93
1FK7063-2AC71-1RH0-ZX22 | SYNCHRONOUS MOTOR 1FK7-CT 11 NM | 2950.28
1FK7062-2AF71-1CA0-ZN05 | SYNCHRONOUS MOTOR 1FK7-CT 8,5 NM | 3305.04
1FK7063-2AC74-1EH0-ZN24 | SYNCHRONOUS MOTOR 1FK7-CT 11 NM | 3583.64
1FK7063-2AF71-1PG0-ZX01 | SYNCHRONOUS MOTOR 1FK7-CT 11 NM | 2019.08
1FK7063-2AC71-1RH1-ZN16 | SYNCHRONOUS MOTOR 1FK7-CT 11 NM | 3458.79
1FK7062-2AH71-1CH1-ZN05 | SYNCHRONOUS MOTOR 1FK7-CT 8,5 NM | 3651.54
1FK7063-2AF71-1BA0-ZX22 | SYNCHRONOUS MOTOR 1FK7-CT 11 NM | 2828.19
1FK7063-2AF71-1RA2-ZN16 | SYNCHRONOUS MOTOR 1FK7-CT 11 NM | 3216.02
1FK7063-2AF71-1RB0-ZX01 | SYNCHRONOUS MOTOR 1FK7-CT 11 NM | 2979.82
1FK7044-4CF71-1CB0-ZN05 | SYNCHRONOUS MOTOR 1FK7-HD 4,5 NM | 3340.21
1FK7060-2AC71-1PB0-ZN05 | SYNCHRONOUS MOTOR 1FK7-CT 6 NM | 2437.72
1FK7062-2AF71-1QB1-ZN05 | SYNCHRONOUS MOTOR 1FK7-CT 8,5 NM | 2799.54
1FK7062-2AC71-1FG2-ZX01 | SYNCHRONOUS MOTOR 1FK7-CT 8,5 NM | 3165.19
1FK7061-4CH71-1QA0-ZN05 | SYNCHRONOUS MOTOR 1FK7-HD 6,4 NM | 2338.73
1FK7062-2AC71-1RG1-ZQ31 | SYNCHRONOUS MOTOR 1FK7-CT 8,5 NM | 2548.33
1FK7063-2AC71-1QG0-ZN05 | SYNCHRONOUS MOTOR 1FK7-CT 11 NM | 2368.13
1FK7060-2AH71-1RG2-ZX01 | SYNCHRONOUS MOTOR 1FK7-CT 6 NM | 2404.22
1FK7061-4CF71-1QH1-ZN05 | SYNCHRONOUS MOTOR 1FK7-HD 6,4 NM | 2683.2
1FK7062-2AF71-1CB0-ZN05 | SYNCHRONOUS MOTOR 1FK7-CT 8,5 NM | 3640.96
1FK7062-2AF71-1PH0-ZN05 | SYNCHRONOUS MOTOR 1FK7-CT 8,5 NM | 2488.42
1FK7062-2AF71-1QA1-ZN05 | SYNCHRONOUS MOTOR 1FK7-CT 8,5 NM | 2463.6
1FK7062-2AC71-1QA0-ZN05 | SYNCHRONOUS MOTOR 1FK7-CT 8,5 NM | 2359.91
1FK7060-2AH71-1RB0-ZX01 | SYNCHRONOUS MOTOR 1FK7-CT 6 NM | 2732.12
1FK7060-2AF71-1DA0-ZN05 | SYNCHRONOUS MOTOR 1FK7-CT 6 NM | 2840.51
1FK7060-2AH71-1UB0-ZN05 | SYNCHRONOUS MOTOR 1FK7-CT 6 NM | 2437.72
1FK7062-2AC71-1BA0-ZX01 | SYNCHRONOUS MOTOR 1FK7-CT 8,5 NM | 2660.73
1FK7062-2AF71-1CB1-ZN05 | SYNCHRONOUS MOTOR 1FK7-CT 8,5 NM | 3744.68
1FK7060-2AF71-1FH0-ZX01 | SYNCHRONOUS MOTOR 1FK7-CT 6 NM | 3258.11
1FK7060-2AF71-1CH0-ZN16 | SYNCHRONOUS MOTOR 1FK7-CT 6 NM | 3637.67
1FK7043-4CH71-1CA0-ZN05 | SYNCHRONOUS MOTOR 1FK7-HD 3,5 NM | 2972.32
1FK7043-4CH71-1CB0-ZN05 | SYNCHRONOUS MOTOR 1FK7-HD 3,5 NM | 3261.72
1FK7060-2AC71-1CH1-ZN05 | SYNCHRONOUS MOTOR 1FK7-CT 6 NM | 3507.69
1FK7044-4CF71-1CA0-ZN05 | SYNCHRONOUS MOTOR 1FK7-HD 4,5 NM | 3050.81
1FK7044-4CF71-1UB2-ZN05 | SYNCHRONOUS MOTOR 1FK7-HD 4,5 NM | 2382.47
1FK7043-4CH71-1UG0-ZX01 | SYNCHRONOUS MOTOR 1FK7-HD 3,5 NM | 1582.52
1FK7044-4CF71-1BA0-ZN05 | SYNCHRONOUS MOTOR 1FK7-HD 4,5 NM | 2641.29
1FK7044-4CF71-1PA2-ZN05 | SYNCHRONOUS MOTOR 1FK7-HD 4,5 NM | 2093.07
1FK7060-2AF71-1CH1-ZX01 | SYNCHRONOUS MOTOR 1FK7-CT 6 NM | 3272.94
1FK7060-2AC71-1QB0-ZN05 | SYNCHRONOUS MOTOR 1FK7-CT 6 NM | 2552
1FK7060-2AC71-1QB1-ZN05 | SYNCHRONOUS MOTOR 1FK7-CT 6 NM | 2655.72
1FK7060-2AC71-1QG2-ZX05 | SYNCHRONOUS MOTOR 1FK7-CT 6 NM | 1989.36
1FK7044-4CH71-1RA2-ZN05 | SYNCHRONOUS MOTOR 1FK7-HD 4,5 NM | 2622.22
1FK7060-2AC71-1RH1-ZN16 | SYNCHRONOUS MOTOR 1FK7-CT 6 NM | 3211.09
1FK7060-2AC71-1UA2-ZN05 | SYNCHRONOUS MOTOR 1FK7-CT 6 NM | 2205.45
1FK7044-4CH71-1RB0-ZN05 | SYNCHRONOUS MOTOR 1FK7-HD 4,5 NM | 2809.96
1FK7062-2AF71-1PA0-ZN05 | SYNCHRONOUS MOTOR 1FK7-CT 8,5 NM | 2245.59
1FK7062-2AF71-1QA0-ZX02 | SYNCHRONOUS MOTOR 1FK7-CT 8,5 NM | 2125.14
1FK7062-2AC71-1CB1-ZX01 | SYNCHRONOUS MOTOR 1FK7-CT 8,5 NM | 3509.93
1FK7062-2AC71-1RB0-ZX01 | SYNCHRONOUS MOTOR 1FK7-CT 8,5 NM | 2876
1FK7062-2AH71-1RH0-ZN05 | SYNCHRONOUS MOTOR 1FK7-CT 8,5 NM | 3017.55
1FK7062-2AC71-1RG2-ZN05 | SYNCHRONOUS MOTOR 1FK7-CT 8,5 NM | 2782.8
1FK7062-2AC71-1RH1-ZQ31 | SYNCHRONOUS MOTOR 1FK7-CT 8,5 NM | 2886.81
1FK7062-2AC71-1RA0-ZN05 | SYNCHRONOUS MOTOR 1FK7-CT 8,5 NM | 2774.74
1FK7062-2AC71-1RA0-ZN16 | SYNCHRONOUS MOTOR 1FK7-CT 8,5 NM | 3008.41
1FK7061-4CH71-1RB0-ZN05 | SYNCHRONOUS MOTOR 1FK7-HD 6,4 NM | 3089.56
1FK7063-2AC71-1RA0-ZN05 | SYNCHRONOUS MOTOR 1FK7-CT 11 NM | 2878.61
1FK7062-2AC71-1RH0-ZX05 | SYNCHRONOUS MOTOR 1FK7-CT 8,5 NM | 2782.8
1FK7062-2AH71-1UH0-ZN05 | SYNCHRONOUS MOTOR 1FK7-CT 8,5 NM | 2488.42
1FK7063-2AC71-1UA0-ZN05 | SYNCHRONOUS MOTOR 1FK7-CT 11 NM | 2349.48
1FK7063-2AC71-1UG0-ZX04 | SYNCHRONOUS MOTOR 1FK7-CT 11 NM | 2019.08
1FK7062-3BF71-1BB1-ZN05 | SYNCHRONOUS MOTOR 1FK7-HI 8.5 NM | 3335.15
1FK7062-2AH71-1QG0-ZX05 | SYNCHRONOUS MOTOR 1FK7-CT 8,5 NM | 2029.51
1FK7063-2AF71-1PB2-ZN05 | SYNCHRONOUS MOTOR 1FK7-CT 11 NM | 2789.13
1FK7063-2AF71-1PG0-ZX05 | SYNCHRONOUS MOTOR 1FK7-CT 11 NM | 2019.08
1FK7062-2AH71-1RA0-ZN05 | SYNCHRONOUS MOTOR 1FK7-CT 8,5 NM | 2774.74
1FK7063-2AF71-1PG0-ZX53 | SYNCHRONOUS MOTOR 1FK7-CT 11 NM | 2082.66
1FK7062-2AF71-1QA0-ZX01 | SYNCHRONOUS MOTOR 1FK7-CT 8,5 NM | 2125.14
1FK7062-2AF71-1QB0-ZN05 | SYNCHRONOUS MOTOR 1FK7-CT 8,5 NM | 2695.86
1FK7062-2AC71-1DA0-ZX01 | SYNCHRONOUS MOTOR 1FK7-CT 8,5 NM | 2749.64
1FK7060-3BF71-1FB0-ZX06 | SYNCHRONOUS MOTOR 1FK7-HI 6 NM | 3351.26
1FK7062-2AC71-1UA2-ZN05 | SYNCHRONOUS MOTOR 1FK7-CT 8,5 NM | 2349.31
1FK7062-2AH71-1UG0-ZN05 | SYNCHRONOUS MOTOR 1FK7-CT 8,5 NM | 2149.97
1FK7061-4CH71-1UA0-ZN05 | SYNCHRONOUS MOTOR 1FK7-HD 6,4 NM | 2224.44
1FK7061-4CH71-1UA1-ZN05 | SYNCHRONOUS MOTOR 1FK7-HD 6,4 NM | 2326.11
1FK7062-2AF71-1CG1-ZJ03 | SYNCHRONOUS MOTOR 1FK7-CT 8,5 NM | 5647.79
1FK7061-4CF71-1RH1-ZN16 | SYNCHRONOUS MOTOR 1FK7-HD 6,4 NM | 3331.73
1FK7062-2AC71-1BA0-ZN05 | SYNCHRONOUS MOTOR 1FK7-CT 8,5 NM | 2895.5
1FK7060-2AF74-1TA0-ZN05 | SYNCHRONOUS MOTOR 1FK7-CT 6 NM | 1834.39
1FK7060-2AH71-1RG0-ZN05 | SYNCHRONOUS MOTOR 1FK7-CT 6 NM | 2535.27
1FK7060-2AH71-1RH0-ZN05 | SYNCHRONOUS MOTOR 1FK7-CT 6 NM | 2873.73
1FK7060-2AH71-1RH1-ZP50P85Y84 | SYNCHRONOUS MOTOR 1FK7-CT 6 NM | 2638.98
1FK7062-2AC71-1BA1-ZX06 | SYNCHRONOUS MOTOR 1FK7-CT 8,5 NM | 2764.45
1FK7062-2AF71-1CG1-ZX01 | SYNCHRONOUS MOTOR 1FK7-CT 8,5 NM | 3078.33
1FK7062-2AC71-1CB0-ZN05 | SYNCHRONOUS MOTOR 1FK7-CT 8,5 NM | 3640.99
1FK7062-2AC71-1CB0-ZX04 | SYNCHRONOUS MOTOR 1FK7-CT 8,5 NM | 3406.24
1FK7062-2AC71-1CH1-ZX05 | SYNCHRONOUS MOTOR 1FK7-CT 8,5 NM | 3416.8
1FK7062-2AC71-1QA0-ZX53 | SYNCHRONOUS MOTOR 1FK7-CT 8,5 NM | 2188.74
1FK7062-2AC71-1QB0-ZN05 | SYNCHRONOUS MOTOR 1FK7-CT 8,5 NM | 2695.86
1FK7062-2AF71-1RB1-ZN05 | SYNCHRONOUS MOTOR 1FK7-CT 8,5 NM | 3214.43
1FK7064-4CF71-1PA0-ZN05 | SYNCHRONOUS MOTOR 1FK7-HD 12 NM | 2526
1FK7064-4CF71-1PB0-ZX01 | SYNCHRONOUS MOTOR 1FK7-HD 12 NM | 2627.23
1FK7064-4CC71-1QA0-ZN05 | SYNCHRONOUS MOTOR 1FK7-HD 12 NM | 2640.31
1FK7064-4CF71-1PG0-ZN05 | SYNCHRONOUS MOTOR 1FK7-HD 12 NM | 2430.36
1FK7080-2AF71-1BG1-ZJ29 | SYNCHRONOUS MOTOR 1FK7-CT 8 NM | 5945.43
1FK7080-2AF71-1CA0-ZN05 | SYNCHRONOUS MOTOR 1FK7-CT 8 NM | 3350.03
1FK7064-4CH71-1BA0-ZX01 | SYNCHRONOUS MOTOR 1FK7-HD 12 NM | 2941.15
1FK7063-2AF71-1FG2-ZN05X01 | SYNCHRONOUS MOTOR 1FK7-CT 11 NM | 3607.51
1FK7064-4CH71-1UB2-ZN05 | SYNCHRONOUS MOTOR 1FK7-HD 12 NM | 2963.65
1FK7064-4CF71-1RA0-ZN05 | SYNCHRONOUS MOTOR 1FK7-HD 12 NM | 3055.15
1FK7081-2AF71-1BA2-ZN05 | SYNCHRONOUS MOTOR 1FK7-CT 12 NM | 3285.33
1FK7064-4CH71-1CA0-ZX01 | SYNCHRONOUS MOTOR 1FK7-HD 12 NM | 3350.66
1FK7081-2AC71-1FB1-ZX02 | SYNCHRONOUS MOTOR 1FK7-CT 12 NM | 4003.13
1FK7081-2AF71-1QB0-ZN05X01 | SYNCHRONOUS MOTOR 1FK7-CT 12 NM | 3205.89
1FK7081-2AC71-1QB0-ZN05 | SYNCHRONOUS MOTOR 1FK7-CT 12 NM | 3102.2
1FK7064-4CH71-1QA0-ZN05 | SYNCHRONOUS MOTOR 1FK7-HD 12 NM | 2640.31
1FK7064-4CH71-1QA1-ZN05 | SYNCHRONOUS MOTOR 1FK7-HD 12 NM | 2741.97
1FK7080-2AF71-1RA0-ZN05 | SYNCHRONOUS MOTOR 1FK7-CT 8 NM | 2819.8
1FK7081-2AF71-1CH2-ZN05 | SYNCHRONOUS MOTOR 1FK7-CT 12 NM | 4055.35
1FK7060-2AF71-1CA0-ZN05 | SYNCHRONOUS MOTOR 1FK7-CT 6 NM | 3161.19
1FK7060-2AF71-1UG0-ZX01 | SYNCHRONOUS MOTOR 1FK7-CT 6 NM | 1771.38
1FK7060-2AF71-1UH1-ZX04 | SYNCHRONOUS MOTOR 1FK7-CT 6 NM | 2213.53
1FK7060-2AC71-1CB0-ZX04 | SYNCHRONOUS MOTOR 1FK7-CT 6 NM | 3262.37
1FK7062-2AF71-1CA0-ZX01 | SYNCHRONOUS MOTOR 1FK7-CT 8,5 NM | 3070.29
1FK7062-2AC71-1CB1-ZN05 | SYNCHRONOUS MOTOR 1FK7-CT 8,5 NM | 3744.68
1FK7060-3BF71-1CA0-ZX01 | SYNCHRONOUS MOTOR 1FK7-HI 6 NM | 2926.42
1FK7060-2AF71-1CA2-ZN05 | SYNCHRONOUS MOTOR 1FK7-CT 6 NM | 3264.88
1FK7060-2AF71-1CB0-ZX59 | SYNCHRONOUS MOTOR 1FK7-CT 6 NM | 3325.96
1FK7060-2AF71-1UA2-ZN05 | SYNCHRONOUS MOTOR 1FK7-CT 6 NM | 2205.45
1FK7060-2AF74-1AG0-ZX01 | SYNCHRONOUS MOTOR 1FK7-CT 6 NM | 2153.91
1FK7060-2AF71-1RH1-ZX08 | SYNCHRONOUS MOTOR 1FK7-CT 6 NM | 2742.67
1FK7060-2AF71-1RH2-ZX01 | SYNCHRONOUS MOTOR 1FK7-CT 6 NM | 2742.67
1FK7060-2AC71-1CA0-ZN05 | SYNCHRONOUS MOTOR 1FK7-CT 6 NM | 3161.19
1FK7060-2AC71-1CB0-ZN05 | SYNCHRONOUS MOTOR 1FK7-CT 6 NM | 3497.12
1FK7060-2AF71-1CG2-ZX53 | SYNCHRONOUS MOTOR 1FK7-CT 6 NM | 2998.07
1FK7060-2AC71-1CB0-ZX01 | SYNCHRONOUS MOTOR 1FK7-CT 6 NM | 3262.37
1FK7060-2AF74-1EB0-ZK04V08 | SYNCHRONOUS MOTOR 1FK7-CT 6 NM | 3261.32
1FK7060-2AH71-1RB0-ZN24 | SYNCHRONOUS MOTOR 1FK7-CT 6 NM | 3163.62
1FK7061-4CF71-1BB0-ZN05 | SYNCHRONOUS MOTOR 1FK7-HD 6,4 NM | 3210.3
1FK7060-2AF71-1DB0-ZN05 | SYNCHRONOUS MOTOR 1FK7-CT 6 NM | 3176.49
1FK7060-2AF71-1DG0-ZN05 | SYNCHRONOUS MOTOR 1FK7-CT 6 NM | 2744.89
1FK7063-2AF71-1RH0-ZX24 | SYNCHRONOUS MOTOR 1FK7-CT 11 NM | 2950.28
1FK7063-2AF71-1RH1-ZN05 | SYNCHRONOUS MOTOR 1FK7-CT 11 NM | 3225.13
1FK7063-2AF71-1RH1-ZX05 | SYNCHRONOUS MOTOR 1FK7-CT 11 NM | 2990.37
1FK7064-4CF71-1CA0-ZN05 | SYNCHRONOUS MOTOR 1FK7-HD 12 NM | 3585.4
1FK7064-4CF71-1CB0-ZX01 | SYNCHRONOUS MOTOR 1FK7-HD 12 NM | 3686.63
1FK7064-4CF71-1CH0-ZX01 | SYNCHRONOUS MOTOR 1FK7-HD 12 NM | 3593.47
1FK7062-3BF71-1RH1-ZN24 | SYNCHRONOUS MOTOR 1FK7-HI 8.5 NM | 3318.04
1FK7063-2AF71-1FA2-ZX01 | SYNCHRONOUS MOTOR 1FK7-CT 11 NM | 3364.68
1FK7063-2AH71-1RH0-ZX08 | SYNCHRONOUS MOTOR 1FK7-CT 11 NM | 2886.68
1FK7063-2AF71-1RH1-ZX08 | SYNCHRONOUS MOTOR 1FK7-CT 11 NM | 2990.37
1FK7063-2AF71-1FH0-ZX08 | SYNCHRONOUS MOTOR 1FK7-CT 11 NM | 3505.83
1FK7063-2AC71-1BA1-ZN05 | SYNCHRONOUS MOTOR 1FK7-CT 11 NM | 3103.07
1FK7064-4CC71-1CH1-ZJ03 | SYNCHRONOUS MOTOR 1FK7-HD 12 NM | 6264.59
1FK7064-4CH71-1RB0-ZN05 | SYNCHRONOUS MOTOR 1FK7-HD 12 NM | 3391.12
1FK7064-4CH71-1RG0-ZN05 | SYNCHRONOUS MOTOR 1FK7-HD 12 NM | 2959.5
1FK7064-4CF71-1QA0-ZX01 | SYNCHRONOUS MOTOR 1FK7-HD 12 NM | 2405.55
1FK7064-4CF71-1CH1-ZN05 | SYNCHRONOUS MOTOR 1FK7-HD 12 NM | 3929.88
1FK7080-2AF71-1UH0-ZN05 | SYNCHRONOUS MOTOR 1FK7-CT 8 NM | 2651.15
1FK7081-2AF71-1PB0-ZN05X24 | SYNCHRONOUS MOTOR 1FK7-CT 12 NM | 3155.19
1FK7081-2AF71-1PB1-ZN05 | SYNCHRONOUS MOTOR 1FK7-CT 12 NM | 3091.61
1FK7081-2AF71-1QA0-ZN05 | SYNCHRONOUS MOTOR 1FK7-CT 12 NM | 2646.03
1FK7081-2AC71-1QH0-ZN05 | SYNCHRONOUS MOTOR 1FK7-CT 12 NM | 3006.56
1FK7081-2AF71-1UH2-ZX30 | SYNCHRONOUS MOTOR 1FK7-CT 12 NM | 2824.79
1FK7081-2AC71-1RA0-ZN05 | SYNCHRONOUS MOTOR 1FK7-CT 12 NM | 3060.87
1FK7081-2AC71-1RA2-ZN05 | SYNCHRONOUS MOTOR 1FK7-CT 12 NM | 3164.61
1FK7080-2AF74-1TB0-ZN05 | SYNCHRONOUS MOTOR 1FK7-CT 8 NM | 2479.45
1FK7083-2AC71-1BB1-ZN05 | SYNCHRONOUS MOTOR 1FK7-CT 16 NM | 3860.87
1FK7081-2AC71-1RB0-ZN05 | SYNCHRONOUS MOTOR 1FK7-CT 12 NM | 3517.06
1FK7083-2AF74-1SB0-ZN05 | SYNCHRONOUS MOTOR 1FK7-CT 16 NM | 2839.92
1FK7083-2AF71-1BG0-ZX01 | SYNCHRONOUS MOTOR 1FK7-CT 16 NM | 2970.6
1FK7083-2AC71-1RG1-ZN05 | SYNCHRONOUS MOTOR 1FK7-CT 16 NM | 3188.32
1FK7083-2AH71-1PH0-ZX01 | SYNCHRONOUS MOTOR 1FK7-CT 16 NM | 2776.85
1FK7083-2AH71-1RG0-ZN05 | SYNCHRONOUS MOTOR 1FK7-CT 16 NM | 3084.61
1FK7081-3BF71-1QG0-ZX01 | SYNCHRONOUS MOTOR 1FK7-HI 12 NM | 2315.67
1FK7083-2AF71-1RH0-ZX01 | SYNCHRONOUS MOTOR 1FK7-CT 16 NM | 3306.01
1FK7084-2AC71-1CH0-ZN05 | SYNCHRONOUS MOTOR 1FK7-CT 20 NM | 4401.28
1FK7083-2AF71-1UA2-ZN05 | SYNCHRONOUS MOTOR 1FK7-CT 16 NM | 2754.81
1FK7083-2AH71-1RB0-ZN24 | SYNCHRONOUS MOTOR 1FK7-CT 16 NM | 3828.37
1FK7081-3BF71-1QH0-ZN05 | SYNCHRONOUS MOTOR 1FK7-HI 12 NM | 3006.56
1FK7083-2AF71-1RB0-ZX05 | SYNCHRONOUS MOTOR 1FK7-CT 16 NM | 3401.63
1FK7083-2AF71-1RB1-ZN05 | SYNCHRONOUS MOTOR 1FK7-CT 16 NM | 3740.14
1FK7084-2AF71-1BG0-ZN05 | SYNCHRONOUS MOTOR 1FK7-CT 20 NM | 3535.63
1FK7084-2AF71-1BH1-ZN05 | SYNCHRONOUS MOTOR 1FK7-CT 20 NM | 4095.49
1FK7086-4CC71-1RA0-ZN05 | SYNCHRONOUS MOTOR 1FK7-HD 28 NM | 4107.31
1FK7086-4CC71-1RA2-ZN05 | SYNCHRONOUS MOTOR 1FK7-HD 28 NM | 4208.97
1FK7100-2AC71-1RG0-ZN05 | SYNCHRONOUS MOTOR 1FK7-CT 18 NM | 3359.33
1FK7084-2AF71-1CB1-ZN05 | SYNCHRONOUS MOTOR 1FK7-CT 20 NM | 4600.64
1FK7086-4CC71-1QB1-ZN05 | SYNCHRONOUS MOTOR 1FK7-HD 28 NM | 4250.28
1FK7100-2AC71-1RA0-ZN05 | SYNCHRONOUS MOTOR 1FK7-CT 18 NM | 3454.99
1FK7086-4CC71-1RA1-ZN05 | SYNCHRONOUS MOTOR 1FK7-HD 28 NM | 4208.97
1FK7086-4CC71-1RB0-ZN05 | SYNCHRONOUS MOTOR 1FK7-HD 28 NM | 4563.46
1FK7101-2AC71-1CA0-ZX01 | SYNCHRONOUS MOTOR 1FK7-CT 27 NM | 4106.01
1FK7100-2AF71-1RH1-ZN05 | SYNCHRONOUS MOTOR 1FK7-CT 18 NM | 3919.18
1FK7101-2AC71-1DA0-ZX01 | SYNCHRONOUS MOTOR 1FK7-CT 27 NM | 3785.36
1FK7101-2AC71-1DB2-ZN05 | SYNCHRONOUS MOTOR 1FK7-CT 27 NM | 4577.95
1FK7101-2AF71-1QA0-ZX01 | SYNCHRONOUS MOTOR 1FK7-CT 27 NM | 3160.87
1FK7101-2AC71-1CA0-ZN05 | SYNCHRONOUS MOTOR 1FK7-CT 27 NM | 4340.77
1FK7062-2AC71-1CG1-ZN05 | SYNCHRONOUS MOTOR 1FK7-CT 8,5 NM | 3313.1
1FK7062-2AF71-1QG0-ZN05X01 | SYNCHRONOUS MOTOR 1FK7-CT 8,5 NM | 2367.95
1FK7062-2AC71-1CH0-ZN05 | SYNCHRONOUS MOTOR 1FK7-CT 8,5 NM | 3547.85
1FK7062-2AC71-1QG0-ZN05 | SYNCHRONOUS MOTOR 1FK7-CT 8,5 NM | 2264.26
1FK7062-2AF71-1RH0-ZN05 | SYNCHRONOUS MOTOR 1FK7-CT 8,5 NM | 3017.55
1FK7064-4CH71-1RG0-ZX01 | SYNCHRONOUS MOTOR 1FK7-HD 12 NM | 2724.76
1FK7064-4CC71-1DA0-ZN05 | SYNCHRONOUS MOTOR 1FK7-HD 12 NM | 3264.77
1FK7064-4CH71-1RH1-ZN05 | SYNCHRONOUS MOTOR 1FK7-HD 12 NM | 3399.64
1FK7080-2AH71-1BB0-ZX05 | SYNCHRONOUS MOTOR 1FK7-CT 8 NM | 3161.9
1FK7081-2AC71-1RH0-ZN24 | SYNCHRONOUS MOTOR 1FK7-CT 12 NM | 3613.36
1FK7063-2AF74-1AH0-ZN24 | SYNCHRONOUS MOTOR 1FK7-CT 11 NM | 3171.58
1FK7064-4CF71-1CA1-ZN05 | SYNCHRONOUS MOTOR 1FK7-HD 12 NM | 3687.07
1FK7064-4CF71-1FH0-ZN05 | SYNCHRONOUS MOTOR 1FK7-HD 12 NM | 3917.09
1FK7063-2AC71-1CH0-ZX05 | SYNCHRONOUS MOTOR 1FK7-CT 11 NM | 3416.95
1FK7064-4CC71-1QA0-ZX05 | SYNCHRONOUS MOTOR 1FK7-HD 12 NM | 2405.55
1FK7064-4CF71-1RA0-ZX04 | SYNCHRONOUS MOTOR 1FK7-HD 12 NM | 2820.41
1FK7064-4CF71-1UG0-ZN05 | SYNCHRONOUS MOTOR 1FK7-HD 12 NM | 2430.36
1FK7080-2AF71-1CA1-ZN05 | SYNCHRONOUS MOTOR 1FK7-CT 8 NM | 3453.74
1FK7064-4CH71-1CH1-ZN05 | SYNCHRONOUS MOTOR 1FK7-HD 12 NM | 3929.88
1FK7080-2AF71-1QA1-ZN05 | SYNCHRONOUS MOTOR 1FK7-CT 8 NM | 2508.59
1FK7081-2AF71-1CH1-ZN05 | SYNCHRONOUS MOTOR 1FK7-CT 12 NM | 4055.35
1FK7064-4CH71-1QH0-ZN05 | SYNCHRONOUS MOTOR 1FK7-HD 12 NM | 2883.1
1FK7080-2AF71-1FB0-ZX01 | SYNCHRONOUS MOTOR 1FK7-CT 8 NM | 3660.34
1FK7080-2AF71-1QG0-ZN05 | SYNCHRONOUS MOTOR 1FK7-CT 8 NM | 2309.3
1FK7081-2AF71-1CB1-ZN05 | SYNCHRONOUS MOTOR 1FK7-CT 12 NM | 4151.02
1FK7081-2AC71-1FB2-ZN05 | SYNCHRONOUS MOTOR 1FK7-CT 12 NM | 4237.87
1FK7081-2AF71-1QA0-ZX27 | SYNCHRONOUS MOTOR 1FK7-CT 12 NM | 2411.26
1FK7061-4CF71-1BA2-ZX01 | SYNCHRONOUS MOTOR 1FK7-HD 6,4 NM | 2741.24
1FK7060-2AH71-1QG2-ZN05 | SYNCHRONOUS MOTOR 1FK7-CT 6 NM | 2224.1
1FK7060-2AH71-1UG0-ZN05 | SYNCHRONOUS MOTOR 1FK7-CT 6 NM | 2006.14
1FK7060-2AH71-1CB0-ZX01 | SYNCHRONOUS MOTOR 1FK7-CT 6 NM | 3262.37
1FK7044-4CF71-1RH0-ZX01 | SYNCHRONOUS MOTOR 1FK7-HD 4,5 NM | 2477.09
1FK7060-2AF71-1RB0-ZX24 | SYNCHRONOUS MOTOR 1FK7-CT 6 NM | 2795.71
1FK7060-2AF71-1CA0-ZX01 | SYNCHRONOUS MOTOR 1FK7-CT 6 NM | 2926.42
1FK7060-2AH71-1CH1-ZX01 | SYNCHRONOUS MOTOR 1FK7-CT 6 NM | 3272.92
1FK7060-2AH71-1QA0-ZN05 | SYNCHRONOUS MOTOR 1FK7-CT 6 NM | 2216.05
1FK7060-2AF71-1CG0-ZN05 | SYNCHRONOUS MOTOR 1FK7-CT 6 NM | 3065.52
1FK7060-2AF71-1DA0-ZX01 | SYNCHRONOUS MOTOR 1FK7-CT 6 NM | 2605.77
1FK7044-4CF71-1RG0-ZN05 | SYNCHRONOUS MOTOR 1FK7-HD 4,5 NM | 2424.9
1FK7060-2AF71-1RH1-ZN16 | SYNCHRONOUS MOTOR 1FK7-CT 6 NM | 3211.09
1FK7060-2AF71-1UA0-ZN05 | SYNCHRONOUS MOTOR 1FK7-CT 6 NM | 2101.76
1FK7060-2AF71-1UG1-ZN05 | SYNCHRONOUS MOTOR 1FK7-CT 6 NM | 2109.83
1FK7060-2AF71-1CA1-ZN05 | SYNCHRONOUS MOTOR 1FK7-CT 6 NM | 3264.88
1FK7060-2AF71-1CB2-ZN05 | SYNCHRONOUS MOTOR 1FK7-CT 6 NM | 3600.81
1FK7061-4CF71-1CA2-ZX01 | SYNCHRONOUS MOTOR 1FK7-HD 6,4 NM | 3150.77
1FK7060-2AF71-1CB1-ZN05 | SYNCHRONOUS MOTOR 1FK7-CT 6 NM | 3600.81
1FK7060-2AH71-1RH0-ZX01 | SYNCHRONOUS MOTOR 1FK7-CT 6 NM | 2638.98
1FK7060-2AF71-1FA0-ZX01 | SYNCHRONOUS MOTOR 1FK7-CT 6 NM | 3015.3
1FK7063-2AF71-1RG2-ZN05 | SYNCHRONOUS MOTOR 1FK7-CT 11 NM | 2886.68
1FK7063-2AF71-1CG0-ZN05 | SYNCHRONOUS MOTOR 1FK7-CT 11 NM | 3313.24
1FK7063-2AF71-1UG0-ZN05 | SYNCHRONOUS MOTOR 1FK7-CT 11 NM | 2253.84
1FK7063-2AC71-1CB0-ZX01 | SYNCHRONOUS MOTOR 1FK7-CT 11 NM | 3510.07
1FK7063-2AC71-1DB0-ZX05 | SYNCHRONOUS MOTOR 1FK7-CT 11 NM | 3189.44
1FK7101-2AF71-1DG0-ZN05 | SYNCHRONOUS MOTOR 1FK7-CT 27 NM | 3924.48
1FK7101-2AC71-1QG2-ZN05 | SYNCHRONOUS MOTOR 1FK7-CT 27 NM | 3403.71
1FK7101-2AF71-1QB1-ZN05 | SYNCHRONOUS MOTOR 1FK7-CT 27 NM | 3955.52
1FK7101-2AF71-1QH2-ZX01 | SYNCHRONOUS MOTOR 1FK7-CT 27 NM | 3625.12
1FK7101-2AF71-1RA1-ZN05 | SYNCHRONOUS MOTOR 1FK7-CT 27 NM | 3914.2
1FK7080-2AF71-1DG0-ZX01 | SYNCHRONOUS MOTOR 1FK7-CT 8 NM | 2698.99
1FK7080-2AF71-1CH0-ZN05 | SYNCHRONOUS MOTOR 1FK7-CT 8 NM | 3710.53
1FK7080-2AF71-1PB0-ZN05 | SYNCHRONOUS MOTOR 1FK7-CT 8 NM | 2746.8
1FK7064-4CH71-1CB0-ZN05 | SYNCHRONOUS MOTOR 1FK7-HD 12 NM | 3921.38
1FK7080-2AF71-1CG2-ZN16 | SYNCHRONOUS MOTOR 1FK7-CT 8 NM | 3591.79
1FK7080-2AH71-1UA1-ZN05 | SYNCHRONOUS MOTOR 1FK7-CT 8 NM | 2394.34
1FK7081-2AF71-1DA0-ZX01 | SYNCHRONOUS MOTOR 1FK7-CT 12 NM | 3035.77
1FK7081-2AC71-1BH1-ZN05 | SYNCHRONOUS MOTOR 1FK7-CT 12 NM | 3645.84
1FK7081-2AC71-1CA0-ZN05 | SYNCHRONOUS MOTOR 1FK7-CT 12 NM | 3591.12
1FK7081-2AC71-1CB0-ZN05 | SYNCHRONOUS MOTOR 1FK7-CT 12 NM | 4047.31
1FK7083-2AF71-1CB1-ZX01 | SYNCHRONOUS MOTOR 1FK7-CT 16 NM | 4035.63
1FK7083-2AF71-1CB2-ZN05 | SYNCHRONOUS MOTOR 1FK7-CT 16 NM | 4270.38
1FK7083-2AC71-1DB0-ZN05 | SYNCHRONOUS MOTOR 1FK7-CT 16 NM | 3846.02
1FK7081-2AC71-1RG0-ZN05 | SYNCHRONOUS MOTOR 1FK7-CT 12 NM | 2965.25
1FK7083-2AC71-1BA1-ZN05 | SYNCHRONOUS MOTOR 1FK7-CT 16 NM | 3404.68
1FK7083-2AC71-1BA2-ZN05 | SYNCHRONOUS MOTOR 1FK7-CT 16 NM | 3404.68
1FK7083-2AC71-1BB0-ZN05 | SYNCHRONOUS MOTOR 1FK7-CT 16 NM | 3757.19
1FK7083-2AH71-1CG2-ZX01 | SYNCHRONOUS MOTOR 1FK7-CT 16 NM | 3483.83
1FK7083-2AC71-1QA2-ZN05 | SYNCHRONOUS MOTOR 1FK7-CT 16 NM | 2869.08
1FK7083-2AF71-1FB2-ZN05X01 | SYNCHRONOUS MOTOR 1FK7-CT 16 NM | 4460.92
1FK7083-2AH71-1QA0-ZN05 | SYNCHRONOUS MOTOR 1FK7-CT 16 NM | 2765.39
1FK7084-2AC71-1RB0-ZN24 | SYNCHRONOUS MOTOR 1FK7-CT 20 NM | 4158.67
1FK7084-2AC71-1BB1-ZN05 | SYNCHRONOUS MOTOR 1FK7-CT 20 NM | 4191.15
1FK7084-2AF71-1RB2-ZN05 | SYNCHRONOUS MOTOR 1FK7-CT 20 NM | 4070.37
1FK7084-2AF71-1RG1-ZQ31 | SYNCHRONOUS MOTOR 1FK7-CT 20 NM | 3284.09
1FK7084-2AF71-1RH0-ZN05 | SYNCHRONOUS MOTOR 1FK7-CT 20 NM | 3871.06
1FK7084-2AC71-1BB1-ZX04 | SYNCHRONOUS MOTOR 1FK7-CT 20 NM | 3956.39
1FK7084-3BF71-1DA0-ZN05 | SYNCHRONOUS MOTOR 1FK7-HI 20 NM | 3720.14
1FK7084-3BF71-1DB0-ZN05 | SYNCHRONOUS MOTOR 1FK7-HI 20 NM | 4176.3
1FK7084-2AF71-1RB0-ZN05N24 | SYNCHRONOUS MOTOR 1FK7-CT 20 NM | 4497.11
1FK7084-2AC71-1FB0-ZN05 | SYNCHRONOUS MOTOR 1FK7-CT 20 NM | 4585.83
1FK7084-3BF71-1QB0-ZN05 | SYNCHRONOUS MOTOR 1FK7-HI 20 NM | 3551.84
1FK7084-3BC71-1BA0-ZN05 | SYNCHRONOUS MOTOR 1FK7-HI 20 NM | 3631.28
1FK7085-4CC71-1CG0-ZN05 | SYNCHRONOUS MOTOR 1FK7-HD 22 NM | 4100.48
1FK7100-2AC71-1UA0-ZN05 | SYNCHRONOUS MOTOR 1FK7-CT 18 NM | 2925.8
1FK7086-4CF71-1RB2-ZN05 | SYNCHRONOUS MOTOR 1FK7-HD 28 NM | 4665.13
1FK7086-4CF71-1RG0-ZN16 | SYNCHRONOUS MOTOR 1FK7-HD 28 NM | 4245.34
1FK7086-4CF71-1RG0-ZX01 | SYNCHRONOUS MOTOR 1FK7-HD 28 NM | 3776.92
1FK7086-4CC71-1QB1-ZN24 | SYNCHRONOUS MOTOR 1FK7-HD 28 NM | 4442.24
1FK7086-4CF71-1RB0-ZN05 | SYNCHRONOUS MOTOR 1FK7-HD 28 NM | 4563.46
1FK7086-4CF71-1RB1-ZX01 | SYNCHRONOUS MOTOR 1FK7-HD 28 NM | 4430.39
1FK7086-4CC71-1RH0-ZN05 | SYNCHRONOUS MOTOR 1FK7-HD 28 NM | 4467.81
1FK7081-2AF71-1QA1-ZN05 | SYNCHRONOUS MOTOR 1FK7-CT 12 NM | 2749.77
1FK7081-2AF71-1QB0-ZN05 | SYNCHRONOUS MOTOR 1FK7-CT 12 NM | 3102.2
1FK7081-2AF71-1RA0-ZN05 | SYNCHRONOUS MOTOR 1FK7-CT 12 NM | 3060.87
1FK7083-2AF71-1QG0-ZX01 | SYNCHRONOUS MOTOR 1FK7-CT 16 NM | 2435
1FK7083-2AC71-1UA2-ZN05 | SYNCHRONOUS MOTOR 1FK7-CT 16 NM | 2754.81
1FK7081-3BF71-1RH0-ZN05 | SYNCHRONOUS MOTOR 1FK7-HI 12 NM | 3421.41
1FK7083-2AF71-1RA0-ZN05 | SYNCHRONOUS MOTOR 1FK7-CT 16 NM | 3180.27
1FK7063-2AC71-1CH1-ZX01 | SYNCHRONOUS MOTOR 1FK7-CT 11 NM | 3520.64
1FK7063-2AF71-1RB1-ZN05 | SYNCHRONOUS MOTOR 1FK7-CT 11 NM | 3318.31
1FK7063-2AF71-1CG0-ZX01 | SYNCHRONOUS MOTOR 1FK7-CT 11 NM | 3078.49
1FK7063-2AF71-1RH0-ZX01 | SYNCHRONOUS MOTOR 1FK7-CT 11 NM | 2886.68
1FK7063-2AC71-1CB0-ZN05 | SYNCHRONOUS MOTOR 1FK7-CT 11 NM | 3744.83
1FK7063-2AC71-1CB2-ZN05 | SYNCHRONOUS MOTOR 1FK7-CT 11 NM | 3848.53
1FK7063-2AC71-1CA0-ZX01 | SYNCHRONOUS MOTOR 1FK7-CT 11 NM | 3174.17
1FK7063-2AF74-1AG2-ZX01 | SYNCHRONOUS MOTOR 1FK7-CT 11 NM | 2503.29
1FK7063-2AC71-1DG2-ZN05 | SYNCHRONOUS MOTOR 1FK7-CT 11 NM | 3094.26
1FK7063-2AH71-1FG0-ZX01 | SYNCHRONOUS MOTOR 1FK7-CT 11 NM | 3167.37
1FK7064-4CF71-1RH0-ZX01 | SYNCHRONOUS MOTOR 1FK7-HD 12 NM | 3063.19
1FK7064-4CF71-1CB1-ZN05 | SYNCHRONOUS MOTOR 1FK7-HD 12 NM | 4023.05
1FK7063-2AF74-1TG0-ZN05 | SYNCHRONOUS MOTOR 1FK7-CT 11 NM | 1986.49
1FK7063-2AH71-1CB0-ZN05 | SYNCHRONOUS MOTOR 1FK7-CT 11 NM | 3744.83
1FK7063-2AF71-1CH0-ZN05 | SYNCHRONOUS MOTOR 1FK7-CT 11 NM | 3651.7
1FK7081-2AC71-1DA0-ZN05 | SYNCHRONOUS MOTOR 1FK7-CT 12 NM | 3270.52
1FK7081-2AF71-1QA0-ZX01 | SYNCHRONOUS MOTOR 1FK7-CT 12 NM | 2411.26
1FK7081-2AC71-1QA1-ZN05 | SYNCHRONOUS MOTOR 1FK7-CT 12 NM | 2749.77
1FK7081-2AF71-1RH0-ZN05 | SYNCHRONOUS MOTOR 1FK7-CT 12 NM | 3421.41
1FK7081-2AH71-1QA2-ZN05 | SYNCHRONOUS MOTOR 1FK7-CT 12 NM | 2749.77
1FK7081-2AF71-1PG0-ZN05 | SYNCHRONOUS MOTOR 1FK7-CT 12 NM | 2436.12
1FK7081-2AF71-1QB1-ZN05 | SYNCHRONOUS MOTOR 1FK7-CT 12 NM | 3205.89
1FK7081-2AC71-1QH0-ZN24 | SYNCHRONOUS MOTOR 1FK7-CT 12 NM | 3198.51
1FK7081-2AF71-1UB0-ZN05 | SYNCHRONOUS MOTOR 1FK7-CT 12 NM | 2987.91
1FK7083-2AF71-1BG2-ZX01 | SYNCHRONOUS MOTOR 1FK7-CT 16 NM | 3074.32
1FK7083-2AF74-1TA0-ZN05 | SYNCHRONOUS MOTOR 1FK7-CT 16 NM | 2383.75
1FK7083-2AF71-1PA0-ZN05 | SYNCHRONOUS MOTOR 1FK7-CT 16 NM | 2651.13
1FK7081-3BF71-1QG0-ZN05 | SYNCHRONOUS MOTOR 1FK7-HI 12 NM | 2550.42
1FK7083-2AC71-1UA0-ZN05X01 | SYNCHRONOUS MOTOR 1FK7-CT 16 NM | 2754.82
1FK7083-2AF71-1QH1-ZN05 | SYNCHRONOUS MOTOR 1FK7-CT 16 NM | 3229.62
1FK7081-3BF71-1RH0-ZX01 | SYNCHRONOUS MOTOR 1FK7-HI 12 NM | 3186.65
1FK7081-3BF74-1AG0-ZX01 | SYNCHRONOUS MOTOR 1FK7-HI 12 NM | 2583.91
1FK7083-2AF71-1RG0-ZX05 | SYNCHRONOUS MOTOR 1FK7-CT 16 NM | 2849.86
1FK7083-2AF71-1PA1-ZN05 | SYNCHRONOUS MOTOR 1FK7-CT 16 NM | 2754.81
1FK7083-2AH71-1QB0-ZN05 | SYNCHRONOUS MOTOR 1FK7-CT 16 NM | 3221.56
1FK7083-2AC71-1RG0-ZN05 | SYNCHRONOUS MOTOR 1FK7-CT 16 NM | 3084.61
1FK7083-2AC71-1UA1-ZX59 | SYNCHRONOUS MOTOR 1FK7-CT 16 NM | 2583.63
1FK7083-2AH71-1UA2-ZN05 | SYNCHRONOUS MOTOR 1FK7-CT 16 NM | 2754.81
1FK7083-2AF71-1RH1-ZN05 | SYNCHRONOUS MOTOR 1FK7-CT 16 NM | 3644.44
1FK7083-2AF71-1UB0-ZX01 | SYNCHRONOUS MOTOR 1FK7-CT 16 NM | 2872.5
1FK7084-3BF71-1RH1-ZX01 | SYNCHRONOUS MOTOR 1FK7-HI 20 NM | 3739.97
1FK7086-4CF71-1BB1-ZN05 | SYNCHRONOUS MOTOR 1FK7-HD 28 NM | 4785.87
1FK7100-2AC71-1RA2-ZN05 | SYNCHRONOUS MOTOR 1FK7-CT 18 NM | 3558.64
1FK7086-4CF71-1QA0-ZN05 | SYNCHRONOUS MOTOR 1FK7-HD 28 NM | 3692.45
1FK7086-4CC71-1QG0-ZN05 | SYNCHRONOUS MOTOR 1FK7-HD 28 NM | 3596.83
1FK7085-4CC71-1RA0-ZN05 | SYNCHRONOUS MOTOR 1FK7-HD 22 NM | 3665.87
1FK7086-4CF71-1CB0-ZN05 | SYNCHRONOUS MOTOR 1FK7-HD 28 NM | 5093.75
1FK7086-4CC71-1QA0-ZN05 | SYNCHRONOUS MOTOR 1FK7-HD 28 NM | 3692.45
1FK7086-4CF71-1RH1-ZN05 | SYNCHRONOUS MOTOR 1FK7-HD 28 NM | 4569.48
1FK7100-2AF74-1TA2-ZN05 | SYNCHRONOUS MOTOR 1FK7-CT 18 NM | 2762.16
1FK7100-2AC71-1CA0-ZN05 | SYNCHRONOUS MOTOR 1FK7-CT 18 NM | 3985.24
1FK7101-2AF71-1BA1-ZN05 | SYNCHRONOUS MOTOR 1FK7-CT 27 NM | 4034.94
1FK7101-2AF71-1CB0-ZN05N24 | SYNCHRONOUS MOTOR 1FK7-CT 27 NM | 5454.87
1FK7101-2AC71-1FB1-ZX04 | SYNCHRONOUS MOTOR 1FK7-CT 27 NM | 4752.74
1FK7103-2AC71-1DB0-ZN05 | SYNCHRONOUS MOTOR 1FK7-CT 36 NM | 4944.74
1FK7101-2AF71-1QA0-ZN05 | SYNCHRONOUS MOTOR 1FK7-CT 27 NM | 3395.64
1FK7101-2AF74-1EG0-ZN05 | SYNCHRONOUS MOTOR 1FK7-CT 27 NM | 3980.31
1FK7101-2AC71-1FB2-ZX01 | SYNCHRONOUS MOTOR 1FK7-CT 27 NM | 4752.74
1FK7101-2AF71-1QB0-ZX01 | SYNCHRONOUS MOTOR 1FK7-CT 27 NM | 3617.05
1FK7101-3BC71-1CG1-ZN05 | SYNCHRONOUS MOTOR 1FK7-HI 27 NM | 4334.62
1FK7063-2AH71-1RA0-ZN05 | SYNCHRONOUS MOTOR 1FK7-CT 11 NM | 2878.61
1FK7064-4CH71-1CB1-ZN05 | SYNCHRONOUS MOTOR 1FK7-HD 12 NM | 4023.05
1FK7064-4CH71-1CH0-ZV40 | SYNCHRONOUS MOTOR 1FK7-HD 12 NM | 5501.7
1FK7081-2AC71-1BB0-ZN05 | SYNCHRONOUS MOTOR 1FK7-CT 12 NM | 3637.8
1FK7081-2AC71-1CB0-ZX01 | SYNCHRONOUS MOTOR 1FK7-CT 12 NM | 3812.56
1FK7064-4CH71-1CA0-ZN05 | SYNCHRONOUS MOTOR 1FK7-HD 12 NM | 3585.4
1FK7081-2AC71-1BA0-ZN05 | SYNCHRONOUS MOTOR 1FK7-CT 12 NM | 3181.61
1FK7064-4CH71-1PA0-ZN05 | SYNCHRONOUS MOTOR 1FK7-HD 12 NM | 2526
1FK7081-2AF71-1CB2-ZN05 | SYNCHRONOUS MOTOR 1FK7-CT 12 NM | 4151.02
1FK7081-2AF71-1PA1-ZN05 | SYNCHRONOUS MOTOR 1FK7-CT 12 NM | 2635.43
1FK7081-2AF71-1RB1-ZN05 | SYNCHRONOUS MOTOR 1FK7-CT 12 NM | 3620.77
1FK7083-2AF71-1BB0-ZN05 | SYNCHRONOUS MOTOR 1FK7-CT 16 NM | 3757.19
1FK7083-2AC71-1BG0-ZN05 | SYNCHRONOUS MOTOR 1FK7-CT 16 NM | 3205.35
1FK7083-2AF71-1CG0-ZN05 | SYNCHRONOUS MOTOR 1FK7-CT 16 NM | 3614.87
1FK7083-2AH71-1CB0-ZN05 | SYNCHRONOUS MOTOR 1FK7-CT 16 NM | 4166.66
1FK7083-2AF71-1FG2-ZN05X01 | SYNCHRONOUS MOTOR 1FK7-CT 16 NM | 3909.12
1FK7081-2AC71-1RB1-ZN05 | SYNCHRONOUS MOTOR 1FK7-CT 12 NM | 3620.77
1FK7083-2AF71-1BA2-ZX08 | SYNCHRONOUS MOTOR 1FK7-CT 16 NM | 3169.93
1FK7083-2AF71-1BG1-ZN05 | SYNCHRONOUS MOTOR 1FK7-CT 16 NM | 3309.09
1FK7083-2AF71-1CG0-ZX01 | SYNCHRONOUS MOTOR 1FK7-CT 16 NM | 3380.11
1FK7083-2AH71-1CG1-ZJ13 | SYNCHRONOUS MOTOR 1FK7-CT 16 NM | 8211.37
1FK7083-2AC71-1RB0-ZN05 | SYNCHRONOUS MOTOR 1FK7-CT 16 NM | 3636.4
1FK7084-2AF71-1QA0-ZN05 | SYNCHRONOUS MOTOR 1FK7-CT 20 NM | 3095.65
1FK7084-2AC71-1QB2-ZN05 | SYNCHRONOUS MOTOR 1FK7-CT 20 NM | 3655.54
1FK7083-2AF74-1EH1-ZN05 | SYNCHRONOUS MOTOR 1FK7-CT 16 NM | 3907.87
1FK7084-2AF71-1RH0-ZX01 | SYNCHRONOUS MOTOR 1FK7-CT 20 NM | 3636.31
1FK7084-2AF71-1RH1-ZX08 | SYNCHRONOUS MOTOR 1FK7-CT 20 NM | 3739.97
1FK7085-4CF71-1QA0-ZN05 | SYNCHRONOUS MOTOR 1FK7-HD 22 NM | 3251.02
1FK7084-2AF71-1RB0-ZN05 | SYNCHRONOUS MOTOR 1FK7-CT 20 NM | 3966.7
1FK7084-2AC71-1CA0-ZN05 | SYNCHRONOUS MOTOR 1FK7-CT 20 NM | 4040.76
1FK7084-2AC71-1QB1-ZX05 | SYNCHRONOUS MOTOR 1FK7-CT 20 NM | 3420.79
1FK7084-2AC71-1RH0-ZN05 | SYNCHRONOUS MOTOR 1FK7-CT 20 NM | 3871.06
1FK7084-2AF71-1UG0-ZN05 | SYNCHRONOUS MOTOR 1FK7-CT 20 NM | 2885.74
1FK7084-2AF71-1CB0-ZN05 | SYNCHRONOUS MOTOR 1FK7-CT 20 NM | 4496.95
1FK7084-2AF71-1PA2-ZN05 | SYNCHRONOUS MOTOR 1FK7-CT 20 NM | 3085.1
1FK7086-4CC71-1CH0-ZX01 | SYNCHRONOUS MOTOR 1FK7-HD 28 NM | 4763.32
1FK7100-2AC71-1QB0-ZN05 | SYNCHRONOUS MOTOR 1FK7-CT 18 NM | 3496.25
1FK7086-4CF71-1QH0-ZN05 | SYNCHRONOUS MOTOR 1FK7-HD 28 NM | 4052.97
1FK7086-4CC71-1RH0-ZN24 | SYNCHRONOUS MOTOR 1FK7-HD 28 NM | 4659.78
1FK7086-4CF71-1RH2-ZN24 | SYNCHRONOUS MOTOR 1FK7-HD 28 NM | 4761.46
1FK7100-2AC71-1RA1-ZN05 | SYNCHRONOUS MOTOR 1FK7-CT 18 NM | 3558.64
1FK7086-4CF71-1RA2-ZN05 | SYNCHRONOUS MOTOR 1FK7-HD 28 NM | 4208.97
1FK7101-2AC71-1UB0-ZN05 | SYNCHRONOUS MOTOR 1FK7-CT 27 NM | 3737.52
1FK7100-2AF71-1BB0-ZN05 | SYNCHRONOUS MOTOR 1FK7-CT 18 NM | 4031.87
1FK7101-2AC71-1BH0-ZN05 | SYNCHRONOUS MOTOR 1FK7-CT 27 NM | 4291.77
1FK7083-2AF71-1FH0-ZX08 | SYNCHRONOUS MOTOR 1FK7-CT 16 NM | 3925.16
1FK7083-2AC71-1UA0-ZX01 | SYNCHRONOUS MOTOR 1FK7-CT 16 NM | 2416.38
1FK7083-2AF71-1QG0-ZN05X05 | SYNCHRONOUS MOTOR 1FK7-CT 16 NM | 2773.46
8MF1111-0AA00-0EB2 | SIVACON 2200mm x 900mm x 400mm | 2927.15
8MF1111-0AA00-0EB5 | SIVACON 2000mm x 1200mm x 600mm | 4075.06
8MF1111-0AA00-0EB6 | SIVACON 2000mm x 600mm x 600mm | 2582.79
8MF1111-0AA00-0EL7 | SIVACON 2000mm x 600mm x 500mm | 2568.43
8MF1111-0AA00-0EN3 | SIVACON 2200mm x 900mm x 400mm | 3285.87
8MF1111-0AA00-0EN7 | SIVACON 1800mm x 1200mm x 500mm | 4132.46
8MF1111-0AA00-0EP1 | SIVACON 2000mm x 800mm x 800mm | 3027.6
8MF1111-0AA00-0EP4 | SIVACON 2000mm x 600mm x 500mm | 2568.43
8MF1111-0AA00-0EU8 | SIVACON 2000mm x 600mm x 500mm | 2568.43
8MF1111-0AA00-0EV4 | SIVACON 2000mm x 1200mm x 600mm | 1621.42
8MF1111-0AA00-0CH6 | SIVACON 2000mm x 600mm x 500mm | 2468
8MF1111-0AA00-0BD5 | SIVACON 1800mm x 1000mm x 400mm | 4562.91
8MF1111-0AA00-0BK3 | SIVACON 1800mm x 800mm x 400mm | 3357.62
8MF1111-0AA00-0BK5 | SIVACON 1800mm x 400mm x 400mm | 589.73
8MF1111-0AA00-0BL8 | SIVACON 2200mm x 800mm x 600mm | 3242.82
8MF1111-0AA00-0BM0 | SIVACON 2000mm x 1000mm x 1000mm | 998.68
8MF1111-0AA00-0BV6 | SIVACON 2200mm x 900mm x 400mm | 3084.99
8MF1111-0AA00-0BW1 | SIVACON 2000mm x 1200mm x 500mm | 3658.95
8MF1111-0AA00-0BW4 | SIVACON 2000mm x 800mm x 600mm | 2955.85
8MF1111-0AA00-0BW8 | SIVACON 2200mm x 800mm x 800mm | 3917.22
8MF1111-0AA00-0CE1 | SIVACON 2000mm x 600mm x 800mm | 3113.69
8MF1111-0AA00-0CE3 | SIVACON 2000mm x 800mm x 600mm | 4921.63
8MF1111-0AA00-0CE5 | SIVACON 2000mm x 800mm x 800mm | 3027.6
8MF1111-0AA00-0CF7 | SIVACON 2000mm x 900mm x 600mm | 4318.98
A5E42949432 | SPARE,LG250 12MM END ROD,300MM | 224.66
A5E39242718 | KIT,EMITTER,LOWER,PTFE,NO EXT,LR250 | 134.27
1FK7022-5AK71-1DH5-ZJ13 | SYNCHRONOUS SERVOMOTOR, 1FK7 | 5953.21
1FK7022-5AK71-1LA5-ZX27 | SYNCHRONOUS SERVOMOTOR, 1FK7 | 2787.72
1FK7022-5AK71-1LG5-ZX01 | SYNCHRONOUS SERVOMOTOR, 1FK7 | 2686.79
1FK7032-2AK71-1CB2-ZN05N16 | SYNCHRONOUS MOTOR 1FK7-CT 1,15 NM | 3699.69
1FK7032-2AK71-1CG1-ZN05 | SYNCHRONOUS MOTOR 1FK7-CT 1,15 NM | 2789.12
1FK7032-2AK71-1UA0-ZX01 | SYNCHRONOUS MOTOR 1FK7-CT 1,15 NM | 1486.89
1FK7032-2AK71-1DG0-ZX57 | SYNCHRONOUS MOTOR 1FK7-CT 1,15 NM | 2193.6
1FK7034-2AK71-1CG2-ZN16 | SYNCHRONOUS MOTOR 1FK7-CT 1,6 NM | 3128.23
1FK7033-4CK71-1RB0-ZN05 | SYNCHRONOUS MOTOR 1FK7-HD 1,3 NM | 2542.64
1FK7032-2AK71-1RH0-ZN05 | SYNCHRONOUS MOTOR 1FK7-CT 1,15 NM | 2395.26
1FK7022-5AK71-1LH3-ZV40 | SYNCHRONOUS SERVOMOTOR, 1FK7 | 4191.31
1FK7022-5AK71-1LH3-ZX01 | SYNCHRONOUS SERVOMOTOR, 1FK7 | 2830.02
1FK7032-2AK71-1RH0-ZV40 | SYNCHRONOUS MOTOR 1FK7-CT 1,15 NM | 3416.38
1FK7032-2AK71-1RH0-ZX01 | SYNCHRONOUS MOTOR 1FK7-CT 1,15 NM | 2160.5
1FK7033-4CK71-1QA1-ZN05 | SYNCHRONOUS MOTOR 1FK7-HD 1,3 NM | 1986.66
1FK7033-4CK71-1QG0-ZN05 | SYNCHRONOUS MOTOR 1FK7-HD 1,3 NM | 1789.35
1FK7033-4CK71-1RG0-ZN05 | SYNCHRONOUS MOTOR 1FK7-HD 1,3 NM | 2204.21
1FK7032-2AK71-1QB0-ZX02 | SYNCHRONOUS MOTOR 1FK7-CT 1,15 NM | 1843.97
1FK7042-2AF71-1BA1-ZX06 | SYNCHRONOUS MOTOR 1FK7-CT 3 NM | 2382.73
1FK7042-2AC74-1EH0-ZN05 | SYNCHRONOUS MOTOR 1FK7-CT 3 NM | 2849.76
1FK7042-2AC71-1CH0-ZN05 | SYNCHRONOUS MOTOR 1FK7-CT 3 NM | 3114.6
1FK7042-2AC71-1CH0-ZX05 | SYNCHRONOUS MOTOR 1FK7-CT 3 NM | 2879.84
1FK7042-2AF21-1CG0-ZX08 | SYNCHRONOUS MOTOR 1FK7-CT 3 NM | 2592.88
1FK7042-2AF71-1DA0-ZN05 | SYNCHRONOUS MOTOR 1FK7-CT 3 NM | 2602.64
1FK7042-2AF71-1DA1-ZX01 | SYNCHRONOUS MOTOR 1FK7-CT 3 NM | 2469.55
1FK7042-2AF71-1PA0-ZX01 | SYNCHRONOUS MOTOR 1FK7-CT 3 NM | 1629.13
1FK7042-2AF71-1PA1-ZX01 | SYNCHRONOUS MOTOR 1FK7-CT 3 NM | 1732.86
1FK7042-2AF71-1PG0-ZN05 | SYNCHRONOUS MOTOR 1FK7-CT 3 NM | 1768.29
1FK7043-4CF21-1RA0-ZN05 | SYNCHRONOUS MOTOR 1FK7-HD 3,3 NM | 2442.06
1FK7042-2AF71-1RH0-ZX08 | SYNCHRONOUS MOTOR 1FK7-CT 3 NM | 2349.57
1FK7042-2AF71-1RH0-ZX53 | SYNCHRONOUS MOTOR 1FK7-CT 3 NM | 2413.17
1FK7042-2AF71-1RH2-ZX01 | SYNCHRONOUS MOTOR 1FK7-CT 3 NM | 2453.28
1FK7042-2AF71-1RH2-ZX19 | SYNCHRONOUS MOTOR 1FK7-CT 3 NM | 2516.86
1FK7042-2AK71-1RA0-ZN05 | SYNCHRONOUS MOTOR 1FK7-CT 3 NM | 2393.04
1FK7042-2AK71-1RB0-ZN05 | SYNCHRONOUS MOTOR 1FK7-CT 3 NM | 2682.46
1FK7042-2AF71-1CG0-ZN16 | SYNCHRONOUS MOTOR 1FK7-CT 3 NM | 3061.34
1FK7042-2AK71-1DA0-ZN05 | SYNCHRONOUS MOTOR 1FK7-CT 3 NM | 2602.64
1FK7042-2AK71-1DA1-ZX53 | SYNCHRONOUS MOTOR 1FK7-CT 3 NM | 2533.15
1FK7043-4CK71-1FA0-ZN05X27 | SYNCHRONOUS MOTOR 1FK7-HD 3,5 NM | 3164.9
1FK7042-3BK71-1RG0-ZN05 | SYNCHRONOUS MOTOR 1FK7-HI 3 NM | 2297.42
1FK7043-4CK71-1QB1-ZN05 | SYNCHRONOUS MOTOR 1FK7-HD 3,5 NM | 2418.27
1FG1108-9RF42-2AG1-ZD01H6AK06 | SIMOTICS S-1FG1 SERVO GEARED MOTOR | 4979.23
1FG1202-1RD23-2AC1-ZD05K06N23 | SIMOTICS S-1FG1 SERVO GEARED MOTOR | 2965.33
1FG1501-1QD26-2AW1-ZD12G23K08 | SIMOTICS S-1FG1 SERVO GEARED MOTOR | 2961.57
1FG1501-5QE04-2HQ1-ZD14G23K07 | SIMOTICS S-1FG1 SERVO GEARED MOTOR | 3184.03
1FK7022-5AK71-1UG3-ZX01 | SYNCHRONOUS SERVOMOTOR, 1FK7 | 1465.64
1FK7022-5AK71-1VA3-ZX01 | SYNCHRONOUS SERVOMOTOR, 1FK7 | 2075.91
1FK7032-2AF21-1PA0-ZX24 | SYNCHRONOUS MOTOR 1FK7-CT 1,2 NM | 1550.5
1FK7022-5AK71-1VG5-ZJ09 | SYNCHRONOUS SERVOMOTOR, 1FK7 | 4285.06
1FK7022-5AK71-1LH3-ZX22 | SYNCHRONOUS SERVOMOTOR, 1FK7 | 2897.51
1FK7022-5AK71-1LH3-ZY84 | SYNCHRONOUS SERVOMOTOR, 1FK7 | 2721.13
1FK7022-5AK71-1LH5-ZJ13 | SYNCHRONOUS SERVOMOTOR, 1FK7 | 6383.19
1FK7022-5AK71-1VH5-ZJ36 | SYNCHRONOUS SERVOMOTOR, 1FK7 | 6064.03
1FK7015-5AF01-7SV0-ZS26 | SYNCHRONOUS SERVOMOTOR, 1FK7 | 1218.89
1FK7022-5AK71-1DH3-ZV40 | SYNCHRONOUS SERVOMOTOR, 1FK7 | 3761.31
1FK7022-5AK71-1DH3-ZX08 | SYNCHRONOUS SERVOMOTOR, 1FK7 | 2400.02
1FK7022-5AK71-1LG5-ZJ23 | SYNCHRONOUS SERVOMOTOR, 1FK7 | 4887.5
1FK7022-5AK71-1LG5-ZJ35 | SYNCHRONOUS SERVOMOTOR, 1FK7 | 6190.85
1FK7022-5AK71-1LG5-ZX02 | SYNCHRONOUS SERVOMOTOR, 1FK7 | 2686.79
1FK7032-2AK71-1RH2-ZN16 | SYNCHRONOUS MOTOR 1FK7-CT 1,15 NM | 2732.62
1FK7034-2AK71-1RB2-ZN16 | SYNCHRONOUS MOTOR 1FK7-CT 1,6 NM | 2936.42
1FK7034-2AK71-1RG0-ZN05 | SYNCHRONOUS MOTOR 1FK7-CT 1,6 NM | 2260.61
1FK7034-2AK71-1RG0-ZX15 | SYNCHRONOUS MOTOR 1FK7-CT 1,6 NM | 2089.45
1FK7034-2AF21-1CB0-ZX04 | SYNCHRONOUS MOTOR 1FK7-CT 1,6 NM | 2894.56
1FK7033-4CK71-1CA0-ZX02 | SYNCHRONOUS MOTOR 1FK7-HD 1,3 NM | 2595.36
1FK7033-4CK71-1CB2-ZX05 | SYNCHRONOUS MOTOR 1FK7-HD 1,3 NM | 2939.82
1FK7042-2AC71-1QG0-ZV40 | SYNCHRONOUS MOTOR 1FK7-CT 3 NM | 3022.69
1FK7042-2AC71-1QG0-ZX05 | SYNCHRONOUS MOTOR 1FK7-CT 3 NM | 1647.79
1FK7042-2AC71-1CG0-ZN05 | SYNCHRONOUS MOTOR 1FK7-CT 3 NM | 2827.67
1FK7042-2AC71-1CG0-ZX01 | SYNCHRONOUS MOTOR 1FK7-CT 3 NM | 2592.92
1FK7042-2AC71-1UH1-ZN05 | SYNCHRONOUS MOTOR 1FK7-CT 3 NM | 2158.9
1FK7042-2AC71-1CG1-ZJ02 | SYNCHRONOUS MOTOR 1FK7-CT 3 NM | 4922.72
1FK7042-2AF71-1RH0-ZX24 | SYNCHRONOUS MOTOR 1FK7-CT 3 NM | 2413.17
1FK7042-2AF71-1RH2-ZN16 | SYNCHRONOUS MOTOR 1FK7-CT 3 NM | 2921.72
1FK7042-2AF71-1UA0-ZX01 | SYNCHRONOUS MOTOR 1FK7-CT 3 NM | 1629.13
1FK7042-2AF71-1UA0-ZX59 | SYNCHRONOUS MOTOR 1FK7-CT 3 NM | 1692.73
1FK7042-2AF71-1CG2-ZN05 | SYNCHRONOUS MOTOR 1FK7-CT 3 NM | 2931.38
1FK7034-2AF21-1RB0-ZN05 | SYNCHRONOUS MOTOR 1FK7-CT 1,6 NM | 2599.06
1FK7042-2AC71-1RB0-ZX53 | SYNCHRONOUS MOTOR 1FK7-CT 3 NM | 2511.32
1FK7042-2AC71-1RB1-ZX01 | SYNCHRONOUS MOTOR 1FK7-CT 3 NM | 2551.43
1FK7034-2AK71-1CA0-ZN05X02 | SYNCHRONOUS MOTOR 1FK7-CT 1,6 NM | 2990.21
1FK7042-2AC71-1CB1-ZX02 | SYNCHRONOUS MOTOR 1FK7-CT 3 NM | 3081.68
1FK7040-2AK71-1DH1-ZN05 | SYNCHRONOUS MOTOR 1FK7-CT 1,6 NM | 2824.5
1FK7034-2AK71-1CB2-ZN05 | SYNCHRONOUS MOTOR 1FK7-CT 1,6 NM | 3233.02
1FK7042-2AF71-1RG2-ZX08 | SYNCHRONOUS MOTOR 1FK7-CT 3 NM | 2166.36
1FK7042-2AF71-1BH1-ZX01 | SYNCHRONOUS MOTOR 1FK7-CT 3 NM | 2574.05
1FK7042-2AF71-1CA1-ZN05 | SYNCHRONOUS MOTOR 1FK7-CT 3 NM | 3027.01
1FK7042-2AF71-1CA2-ZN05 | SYNCHRONOUS MOTOR 1FK7-CT 3 NM | 3027.01
1FG1102-1QD23-2AR1-ZD01G23K08 | SIMOTICS S-1FG1 SERVO GEARED MOTOR | 2259.16
1FK7022-5AK71-1LG5-ZX04 | SYNCHRONOUS SERVOMOTOR, 1FK7 | 2686.79
1FK7022-5AK71-1LG5-ZX27 | SYNCHRONOUS SERVOMOTOR, 1FK7 | 2687.31
1FK7032-2AK71-1QH0-ZN05 | SYNCHRONOUS MOTOR 1FK7-CT 1,15 NM | 1980.38
1FK7034-2AK71-1CH0-ZV42 | SYNCHRONOUS MOTOR 1FK7-CT 1,6 NM | 4052.08
1FK7040-2AK71-1QA0-ZX01 | SYNCHRONOUS MOTOR 1FK7-CT 1,6 NM | 1672.33
1FK7040-2AK71-1QB0-ZN05 | SYNCHRONOUS MOTOR 1FK7-CT 1,6 NM | 2196.48
1FK7034-2AK71-1QH2-ZN05 | SYNCHRONOUS MOTOR 1FK7-CT 1,6 NM | 2189.56
1FK7032-2AK71-1UA2-ZN05 | SYNCHRONOUS MOTOR 1FK7-CT 1,15 NM | 1825.37
1FK7032-2AK71-1UB0-ZN05 | SYNCHRONOUS MOTOR 1FK7-CT 1,15 NM | 1964.45
1FK7034-2AK71-1QA0-ZN05 | SYNCHRONOUS MOTOR 1FK7-CT 1,6 NM | 1941.37
1FK7034-2AK71-1QA2-ZN05 | SYNCHRONOUS MOTOR 1FK7-CT 1,6 NM | 2045.08
1FK7034-2AK71-1QB0-ZN05 | SYNCHRONOUS MOTOR 1FK7-CT 1,6 NM | 2184.18
1FK7034-2AK71-1QA0-ZX01 | SYNCHRONOUS MOTOR 1FK7-CT 1,6 NM | 1706.62
1FK7034-2AK71-1QH1-ZN05 | SYNCHRONOUS MOTOR 1FK7-CT 1,6 NM | 2189.56
1FK7040-2AK71-1QH1-ZN05 | SYNCHRONOUS MOTOR 1FK7-CT 1,6 NM | 2202.06
1FK7033-4CK71-1CB0-ZX04 | SYNCHRONOUS MOTOR 1FK7-HD 1,3 NM | 2838.16
1FK7042-2AC71-1QA0-ZX01 | SYNCHRONOUS MOTOR 1FK7-CT 3 NM | 1743.42
1FK7042-2AC71-1QB0-ZN05 | SYNCHRONOUS MOTOR 1FK7-CT 3 NM | 2267.58
1FK7034-2AF21-1CH1-ZN05 | SYNCHRONOUS MOTOR 1FK7-CT 1,6 NM | 3134.66
1FK7042-2AC71-1UA0-ZN05 | SYNCHRONOUS MOTOR 1FK7-CT 3 NM | 1863.91
1FK7042-2AC71-1UA0-ZX53 | SYNCHRONOUS MOTOR 1FK7-CT 3 NM | 1692.73
1FK7040-2AK71-1CB0-ZN05 | SYNCHRONOUS MOTOR 1FK7-CT 1,6 NM | 3141.61
1FK7040-2AK71-1CB1-ZX01 | SYNCHRONOUS MOTOR 1FK7-CT 1,6 NM | 3010.53
1FK7042-2AF71-1QA0-ZN05X01 | SYNCHRONOUS MOTOR 1FK7-CT 3 NM | 2081.89
1FK7042-2AF71-1QA0-ZX01 | SYNCHRONOUS MOTOR 1FK7-CT 3 NM | 1743.42
1FK7042-2AF71-1QB2-ZN05 | SYNCHRONOUS MOTOR 1FK7-CT 3 NM | 2371.29
1FK7042-2AF71-1QG0-ZN05 | SYNCHRONOUS MOTOR 1FK7-CT 3 NM | 1882.54
1FK7043-4CK71-1BG0-ZN05 | SYNCHRONOUS MOTOR 1FK7-HD 3,5 NM | 2467.15
1FK7042-2AK71-1PA0-ZN05 | SYNCHRONOUS MOTOR 1FK7-CT 3 NM | 1863.91
1FK7042-2AF71-1CG1-ZJ29 | SYNCHRONOUS MOTOR 1FK7-CT 3 NM | 4922.72
1FK7042-2AF71-1CG1-ZN05 | SYNCHRONOUS MOTOR 1FK7-CT 3 NM | 2931.38
1FK7042-2AK71-1UH1-ZN05 | SYNCHRONOUS MOTOR 1FK7-CT 3 NM | 2158.9
1FK7042-2AF71-1FB2-ZX01 | SYNCHRONOUS MOTOR 1FK7-CT 3 NM | 3168.52
1FK7042-2AF71-1FH0-ZN05 | SYNCHRONOUS MOTOR 1FK7-CT 3 NM | 3203.47
1FK7042-2AF71-1CH0-ZM39 | SYNCHRONOUS MOTOR 1FK7-CT 3 NM | 2944.47
1FK7043-4CH71-1RH0-ZX01 | SYNCHRONOUS MOTOR 1FK7-HD 3,5 NM | 2398.6
1FK7043-4CK71-1RH1-ZN05 | SYNCHRONOUS MOTOR 1FK7-HD 3,5 NM | 2735
1FG1104-1QF33-2FQ1-ZD01K06 | SIMOTICS S-1FG1 SERVO GEARED MOTOR | 3079.88
1FG1104-1RE43-4AP1-ZD01K06Q92 | SIMOTICS S-1FG1 SERVO GEARED MOTOR | 3387.21
1FG1107-1RG53-2AF1-ZD01K06 | SIMOTICS S-1FG1 SERVO GEARED MOTOR | 6413.07
1FG1206-1RC46-2AE1-ZD05K06N23 | SIMOTICS S-1FG1 SERVO GEARED MOTOR | 3261.23
1FK7022-5AK71-1VB3-ZX08 | SYNCHRONOUS SERVOMOTOR, 1FK7 | 2330.82
1FK7022-5AK71-1VH3-ZX01 | SYNCHRONOUS SERVOMOTOR, 1FK7 | 2227.62
1FK7022-5AK71-0SY3-ZP90S54 | SYNCHRONOUS SERVOMOTOR, 1FK7 | 3140.67
1FG1501-1RD06-2AB2-ZD14G23K07 | SIMOTICS S-1FG1 SERVO GEARED MOTOR | 3261.04
1FG1501-5RC26-2DM1-ZD14G23K07 | SIMOTICS S-1FG1 SERVO GEARED MOTOR | 3279.84
1FG1501-9RC46-2DN1-ZD12H3AK12 | SIMOTICS S-1FG1 SERVO GEARED MOTOR | 3585.24
1FG1502-5QE04-2DJ1-ZD21K07Q92 | SIMOTICS S-1FG1 SERVO GEARED MOTOR | 3622.11
1FK7022-5AK71-1LH8-ZX01 | SYNCHRONOUS SERVOMOTOR, 1FK7 | 3055.28
1FK7022-5AK71-1PA3-ZX01 | SYNCHRONOUS SERVOMOTOR, 1FK7 | 1566.07
1FK7022-5AK71-1PH3-ZX01 | SYNCHRONOUS SERVOMOTOR, 1FK7 | 1717.77
1FK7022-5AK71-1LA5-ZX01 | SYNCHRONOUS SERVOMOTOR, 1FK7 | 2787.22
1FK7022-5AK71-1LB3-ZX01 | SYNCHRONOUS SERVOMOTOR, 1FK7 | 2933.26
1FK7032-2AK71-1BB1-ZN05 | SYNCHRONOUS MOTOR 1FK7-CT 1,15 NM | 2718.07
1FK7022-5AK71-1LB3-ZX02 | SYNCHRONOUS SERVOMOTOR, 1FK7 | 2933.26
1FK7040-2AK71-1UA2-ZX01 | SYNCHRONOUS MOTOR 1FK7-CT 1,6 NM | 1661.76
1FK7034-2AK71-1RA1-ZN05 | SYNCHRONOUS MOTOR 1FK7-CT 1,6 NM | 2459.94
1FK7034-2AK71-1RG1-ZX01 | SYNCHRONOUS MOTOR 1FK7-CT 1,6 NM | 2129.55
1FK7042-2AC71-1RA0-ZX01 | SYNCHRONOUS MOTOR 1FK7-CT 3 NM | 2158.28
1FK7042-2AC71-1RA2-ZN05 | SYNCHRONOUS MOTOR 1FK7-CT 3 NM | 2496.73
1FK7043-4CK71-1CB1-ZN05 | SYNCHRONOUS MOTOR 1FK7-HD 3,5 NM | 3363.39
1FK7042-2AK71-1CH1-ZN16 | SYNCHRONOUS MOTOR 1FK7-CT 3 NM | 3451.99
1FK7042-2AK71-1CH2-ZN16 | SYNCHRONOUS MOTOR 1FK7-CT 3 NM | 3451.99
1FK7042-2AK71-1QA0-ZN05X01 | SYNCHRONOUS MOTOR 1FK7-CT 3 NM | 2081.89
1FK7043-4CH71-1RG0-ZN05 | SYNCHRONOUS MOTOR 1FK7-HD 3,5 NM | 2346.41
1FK7042-2AF71-1CG0-ZN05 | SYNCHRONOUS MOTOR 1FK7-CT 3 NM | 2827.67
1FK7042-2AF71-1CH1-ZN05 | SYNCHRONOUS MOTOR 1FK7-CT 3 NM | 3218.3
1FK7042-2AC71-1RB0-ZX01 | SYNCHRONOUS MOTOR 1FK7-CT 3 NM | 2447.72
1FK7042-2AC71-1RB1-ZN05 | SYNCHRONOUS MOTOR 1FK7-CT 3 NM | 2786.18
1FK7034-2AF21-1RG1-ZJ16 | SYNCHRONOUS MOTOR 1FK7-CT 1,6 NM | 6096.93
1FK7042-2AC74-1AG0-ZX01 | SYNCHRONOUS MOTOR 1FK7-CT 3 NM | 1916.06
1FK7034-2AK71-1CB1-ZN05 | SYNCHRONOUS MOTOR 1FK7-CT 1,6 NM | 3233.02
1FK7042-2AF71-1RA1-ZN05 | SYNCHRONOUS MOTOR 1FK7-CT 3 NM | 2496.73
1FK7042-2AF71-1RA2-ZN05 | SYNCHRONOUS MOTOR 1FK7-CT 3 NM | 2496.73
1FK7042-2AF71-1FG2-ZX01 | SYNCHRONOUS MOTOR 1FK7-CT 3 NM | 2783.46
1FK7042-2AF21-1RA0-ZN05 | SYNCHRONOUS MOTOR 1FK7-CT 3 NM | 2393.04
1FK7042-2AF71-1FH2-ZX01 | SYNCHRONOUS MOTOR 1FK7-CT 3 NM | 3070.38
1FK7060-2AC71-1RG1-ZN05 | SYNCHRONOUS MOTOR 1FK7-CT 6 NM | 2638.98
1FK7060-2AC71-1RH0-ZN05 | SYNCHRONOUS MOTOR 1FK7-CT 6 NM | 2873.73
1FK7060-2AF71-1QA0-ZX01 | SYNCHRONOUS MOTOR 1FK7-CT 6 NM | 1981.27
1FK7060-2AF71-1RH0-ZX01 | SYNCHRONOUS MOTOR 1FK7-CT 6 NM | 2638.98
1FK7060-2AF71-1RH0-ZX05 | SYNCHRONOUS MOTOR 1FK7-CT 6 NM | 2638.98
1FK7060-2AH71-1CG1-ZN05 | SYNCHRONOUS MOTOR 1FK7-CT 6 NM | 3169.23
1FK7044-4CF71-1QA2-ZN05 | SYNCHRONOUS MOTOR 1FK7-HD 4,5 NM | 2207.37
1FK7060-2AF71-1QA0-ZX02 | SYNCHRONOUS MOTOR 1FK7-CT 6 NM | 1981.27
1FK7060-2AC71-1RG1-ZJ22 | SYNCHRONOUS MOTOR 1FK7-CT 6 NM | 4973.7
1FK7060-2AC71-1RB0-ZN05N24 | SYNCHRONOUS MOTOR 1FK7-CT 6 NM | 3502.08
1FK7060-2AC71-1RH0-ZN24 | SYNCHRONOUS MOTOR 1FK7-CT 6 NM | 3070.48
1FK7044-4CH71-1RA0-ZN05 | SYNCHRONOUS MOTOR 1FK7-HD 4,5 NM | 2520.55
1FK7044-4CH71-1RG0-ZN05 | SYNCHRONOUS MOTOR 1FK7-HD 4,5 NM | 2424.9
1FK7060-2AF71-1RB0-ZX53 | SYNCHRONOUS MOTOR 1FK7-CT 6 NM | 2795.71
1FK7060-2AF71-1RB0-ZX59 | SYNCHRONOUS MOTOR 1FK7-CT 6 NM | 2795.71
1FK7060-2AF71-1RB2-ZN05 | SYNCHRONOUS MOTOR 1FK7-CT 6 NM | 3070.58
1FK7060-2AF71-1RG0-ZN05X01 | SYNCHRONOUS MOTOR 1FK7-CT 6 NM | 2638.96
1FK7044-4CF71-1RB2-ZN05 | SYNCHRONOUS MOTOR 1FK7-HD 4,5 NM | 2911.62
1FK7044-4CF71-1RH0-ZN05 | SYNCHRONOUS MOTOR 1FK7-HD 4,5 NM | 2711.84
1FK7060-2AF71-1RG1-ZN05 | SYNCHRONOUS MOTOR 1FK7-CT 6 NM | 2638.98
1FK7060-2AF71-1RG1-ZN16 | SYNCHRONOUS MOTOR 1FK7-CT 6 NM | 2872.65
1FK7060-2AF71-1RG1-ZX08 | SYNCHRONOUS MOTOR 1FK7-CT 6 NM | 2404.22
1FK7062-2AH71-1RG2-ZN05 | SYNCHRONOUS MOTOR 1FK7-CT 8,5 NM | 2782.8
1FK7062-3BF71-1DG0-ZX03 | SYNCHRONOUS MOTOR 1FK7-HI 8.5 NM | 2654
1FK7062-3BF71-1CH1-ZJ16 | SYNCHRONOUS MOTOR 1FK7-HI 8.5 NM | 8144.36
1FK7063-2AF71-1BG2-ZX01 | SYNCHRONOUS MOTOR 1FK7-CT 11 NM | 2772.67
1FK7063-2AH71-1RH2-ZN05 | SYNCHRONOUS MOTOR 1FK7-CT 11 NM | 3225.13
1FK7063-2AF71-1RG1-ZN05 | SYNCHRONOUS MOTOR 1FK7-CT 11 NM | 2886.68
1FK7063-2AC71-1RA2-ZN05X01 | SYNCHRONOUS MOTOR 1FK7-CT 11 NM | 3086.02
1FK7062-2AH74-1EH0-ZN05N24 | SYNCHRONOUS MOTOR 1FK7-CT 8,5 NM | 3818.21
1FK7062-3BF71-1FG1-ZN05 | SYNCHRONOUS MOTOR 1FK7-HI 8.5 NM | 3399.95
1FK7062-3BF71-1FH1-ZN05 | SYNCHRONOUS MOTOR 1FK7-HI 8.5 NM | 3738.39
1FK7062-2AH71-1RG1-ZN05 | SYNCHRONOUS MOTOR 1FK7-CT 8,5 NM | 2782.8
1FK7062-2AH71-1RG1-ZY84 | SYNCHRONOUS MOTOR 1FK7-CT 8,5 NM | 2444.37
1FK7063-2AH71-1QA0-ZN05 | SYNCHRONOUS MOTOR 1FK7-CT 11 NM | 2463.75
1FK7063-2AF71-1CA0-ZX01 | SYNCHRONOUS MOTOR 1FK7-CT 11 NM | 3174.17
1FK7062-3BF71-1QB0-ZN05 | SYNCHRONOUS MOTOR 1FK7-HI 8.5 NM | 2695.86
1FK7063-2AF71-1RH0-ZX02 | SYNCHRONOUS MOTOR 1FK7-CT 11 NM | 2886.68
1FK7063-2AF71-1CA1-ZN05 | SYNCHRONOUS MOTOR 1FK7-CT 11 NM | 3512.59
1FK7063-2AH71-1RA2-ZN05 | SYNCHRONOUS MOTOR 1FK7-CT 11 NM | 2982.33
1FK7063-2AF71-1FB2-ZX01 | SYNCHRONOUS MOTOR 1FK7-CT 11 NM | 3700.66
1FK7063-2AF71-1FG0-ZN05 | SYNCHRONOUS MOTOR 1FK7-CT 11 NM | 3402.14
1FK7063-2AF71-1FG2-ZX01 | SYNCHRONOUS MOTOR 1FK7-CT 11 NM | 3269.06
1FK7063-2AC71-1BB1-ZX01 | SYNCHRONOUS MOTOR 1FK7-CT 11 NM | 3204.28
1FK7043-4CK74-1EA0-ZN05 | SYNCHRONOUS MOTOR 1FK7-HD 3,5 NM | 2707.51
1FK7060-2AC71-1DA0-ZN05 | SYNCHRONOUS MOTOR 1FK7-CT 6 NM | 2840.51
1FK7044-4CF71-1BG0-ZN05 | SYNCHRONOUS MOTOR 1FK7-HD 4,5 NM | 2545.64
1FK7043-4CH71-1CG0-ZN05 | SYNCHRONOUS MOTOR 1FK7-HD 3,5 NM | 2876.68
1FK7060-2AF71-1PB0-ZX01 | SYNCHRONOUS MOTOR 1FK7-CT 6 NM | 2202.97
1FK7043-4CK71-1RH0-ZX01 | SYNCHRONOUS MOTOR 1FK7-HD 3,5 NM | 2398.6
1FK7042-3BK71-1RH0-ZN05 | SYNCHRONOUS MOTOR 1FK7-HI 3 NM | 2584.33
1FK7043-4CK74-1AG2-ZX01 | SYNCHRONOUS MOTOR 1FK7-HD 3,5 NM | 2066.73
1FK7060-2AC71-1QB0-ZX53 | SYNCHRONOUS MOTOR 1FK7-CT 6 NM | 2380.82
1FK7060-2AF71-1CH0-ZN05 | SYNCHRONOUS MOTOR 1FK7-CT 6 NM | 3404
1FK7044-4CF71-1FH2-ZX01 | SYNCHRONOUS MOTOR 1FK7-HD 4,5 NM | 3197.9
1FK7060-2AC71-1PG0-ZX53 | SYNCHRONOUS MOTOR 1FK7-CT 6 NM | 1834.96
1FK7043-4CH71-1DA0-ZX01 | SYNCHRONOUS MOTOR 1FK7-HD 3,5 NM | 2416.93
1FK7044-4CH71-1FB0-ZX01 | SYNCHRONOUS MOTOR 1FK7-HD 4,5 NM | 3194.37
1FK7044-4CF71-1PH0-ZX08 | SYNCHRONOUS MOTOR 1FK7-HD 4,5 NM | 1947.94
1FK7060-2AC71-1QA0-ZN05 | SYNCHRONOUS MOTOR 1FK7-CT 6 NM | 2216.05
1FK7043-4CH71-1CH1-ZN05 | SYNCHRONOUS MOTOR 1FK7-HD 3,5 NM | 3265.25
1FK7043-4CH71-1CH2-ZN16 | SYNCHRONOUS MOTOR 1FK7-HD 3,5 NM | 3498.94
1FK7044-4CF71-1QG0-ZN05 | SYNCHRONOUS MOTOR 1FK7-HD 4,5 NM | 2010.06
1FK7060-2AC71-1UB0-ZX01 | SYNCHRONOUS MOTOR 1FK7-CT 6 NM | 2202.97
1FK7060-2AC71-1UB0-ZX02 | SYNCHRONOUS MOTOR 1FK7-CT 6 NM | 2202.97
1FK7060-2AC71-1UH0-ZN05X01 | SYNCHRONOUS MOTOR 1FK7-CT 6 NM | 2448.29
1FK7060-3BF71-1RB0-ZN05 | SYNCHRONOUS MOTOR 1FK7-HI 6 NM | 2966.87
1FK7060-3BF71-1RG1-ZY84 | SYNCHRONOUS MOTOR 1FK7-HI 6 NM | 2300.53
1FK7062-2AC71-1QG0-ZX01 | SYNCHRONOUS MOTOR 1FK7-CT 8,5 NM | 2029.51
1FK7061-4CH71-1CA0-ZX01 | SYNCHRONOUS MOTOR 1FK7-HD 6,4 NM | 3049.1
1FK7063-2AC71-1QH0-ZX53 | SYNCHRONOUS MOTOR 1FK7-CT 11 NM | 2535.42
1FK7062-2AC71-1QA0-ZX01 | SYNCHRONOUS MOTOR 1FK7-CT 8,5 NM | 2125.14
1FK7062-2AF71-1RB0-ZN05 | SYNCHRONOUS MOTOR 1FK7-CT 8,5 NM | 3110.72
1FK7062-2AF71-1RB0-ZX01 | SYNCHRONOUS MOTOR 1FK7-CT 8,5 NM | 2875.97
1FK7062-2AC74-1AH0-ZX01 | SYNCHRONOUS MOTOR 1FK7-CT 8,5 NM | 2636.21
1FK7062-2AF74-1TH2-ZN05 | SYNCHRONOUS MOTOR 1FK7-CT 8,5 NM | 2324.78
1FK7063-2AC71-1QA0-ZN05 | SYNCHRONOUS MOTOR 1FK7-CT 11 NM | 2463.75
1FK7063-2AC71-1QB0-ZN05 | SYNCHRONOUS MOTOR 1FK7-CT 11 NM | 2799.73
1FK7063-2AC71-1QG1-ZN05 | SYNCHRONOUS MOTOR 1FK7-CT 11 NM | 2471.82
1FK7062-2AH71-1CB0-ZN05 | SYNCHRONOUS MOTOR 1FK7-CT 8,5 NM | 3640.96
1FK7063-2AC71-1RA1-ZX08 | SYNCHRONOUS MOTOR 1FK7-CT 11 NM | 2747.58
1FK7063-2AF71-1QA0-ZX01 | SYNCHRONOUS MOTOR 1FK7-CT 11 NM | 2228.99
1FK7063-2AC71-1RA1-ZN05 | SYNCHRONOUS MOTOR 1FK7-CT 11 NM | 2982.33
1FK7063-2AC71-1RB0-ZN24 | SYNCHRONOUS MOTOR 1FK7-CT 11 NM | 3411.33
1FK7063-2AC71-1RB0-ZX01 | SYNCHRONOUS MOTOR 1FK7-CT 11 NM | 2979.82
1FK7063-2AF71-1BB0-ZN05 | SYNCHRONOUS MOTOR 1FK7-CT 11 NM | 3335.33
1FK7063-2AH71-1QA0-ZX05 | SYNCHRONOUS MOTOR 1FK7-CT 11 NM | 2228.99
1FK7063-2AH71-1QB0-ZX05 | SYNCHRONOUS MOTOR 1FK7-CT 11 NM | 2564.98
1FK7063-2AH71-1QG0-ZX01 | SYNCHRONOUS MOTOR 1FK7-CT 11 NM | 2133.37
1FK7060-3BF71-1QG0-ZX01 | SYNCHRONOUS MOTOR 1FK7-HI 6 NM | 1885.67
1FK7061-4CH71-1CB0-ZN05 | SYNCHRONOUS MOTOR 1FK7-HD 6,4 NM | 3619.81
1FK7060-3BF71-1RH1-ZN16 | SYNCHRONOUS MOTOR 1FK7-HI 6 NM | 3211.09
1FK7060-3BF71-1RH1-ZY84 | SYNCHRONOUS MOTOR 1FK7-HI 6 NM | 2638.98
1FK7060-2AH71-1RH0-ZX08 | SYNCHRONOUS MOTOR 1FK7-CT 6 NM | 2638.98
1FK7060-2AH71-1UH0-ZN05 | SYNCHRONOUS MOTOR 1FK7-CT 6 NM | 2344.6
1FK7060-3BF71-1CB1-ZN05 | SYNCHRONOUS MOTOR 1FK7-HI 6 NM | 3600.78
1FK7062-2AF71-1RA0-ZN05 | SYNCHRONOUS MOTOR 1FK7-CT 8,5 NM | 2774.74
1FK7062-2AF71-1RA1-ZN05 | SYNCHRONOUS MOTOR 1FK7-CT 8,5 NM | 2878.48
1FK7062-2AC71-1CB2-ZN05 | SYNCHRONOUS MOTOR 1FK7-CT 8,5 NM | 3744.68
1FK7060-2AH71-1CA0-ZN05 | SYNCHRONOUS MOTOR 1FK7-CT 6 NM | 3161.17
1FK7060-2AH71-1CB0-ZN05 | SYNCHRONOUS MOTOR 1FK7-CT 6 NM | 3497.12
1FK7061-4CF71-1QG0-ZN05 | SYNCHRONOUS MOTOR 1FK7-HD 6,4 NM | 2243.09
1FK7061-4CF71-1RH0-ZN05 | SYNCHRONOUS MOTOR 1FK7-HD 6,4 NM | 2996.38
1FK7060-3BF71-1CB0-ZN05 | SYNCHRONOUS MOTOR 1FK7-HI 6 NM | 3497.12
1FK7060-3BF71-1FH0-ZX06 | SYNCHRONOUS MOTOR 1FK7-HI 6 NM | 3258.11
1FK7062-2AF71-1QG0-ZN05 | SYNCHRONOUS MOTOR 1FK7-CT 8,5 NM | 2264.26
1FK7062-2AF71-1RH1-ZX08 | SYNCHRONOUS MOTOR 1FK7-CT 8,5 NM | 2886.53
1FK7062-2AF71-1UA2-ZN05 | SYNCHRONOUS MOTOR 1FK7-CT 8,5 NM | 2349.31
1FK7061-4CH71-1QG0-ZN05 | SYNCHRONOUS MOTOR 1FK7-HD 6,4 NM | 2243.09
1FK7061-4CH71-1RA0-ZN05 | SYNCHRONOUS MOTOR 1FK7-HD 6,4 NM | 2753.59
1FK7062-2AC71-1RB0-ZN05 | SYNCHRONOUS MOTOR 1FK7-CT 8,5 NM | 3110.75
1FK7064-4CC71-1QB2-ZN05 | SYNCHRONOUS MOTOR 1FK7-HD 12 NM | 3077.92
1FK7063-2AH71-1CA1-ZN05 | SYNCHRONOUS MOTOR 1FK7-CT 11 NM | 3512.57
1FK7063-2AH71-1CG0-ZX05 | SYNCHRONOUS MOTOR 1FK7-CT 11 NM | 3078.47
1FK7064-4CF71-1RG0-ZN05 | SYNCHRONOUS MOTOR 1FK7-HD 12 NM | 2959.5
1FK7063-2AF74-1EB0-ZX01 | SYNCHRONOUS MOTOR 1FK7-CT 11 NM | 3245.27
1FK7063-2AF74-1EB0-ZX22 | SYNCHRONOUS MOTOR 1FK7-CT 11 NM | 3308.88
1FK7063-5AF71-1SY3-ZS77 | SYNCHRONOUS SERVOMOTOR, 1FK7 | 2661.49
1FK7064-4CF71-1CB0-ZN05 | SYNCHRONOUS MOTOR 1FK7-HD 12 NM | 3921.38
1FK7063-2AH71-1DA1-ZX01 | SYNCHRONOUS MOTOR 1FK7-CT 11 NM | 2955.15
1FK7063-2AH71-1FH0-ZX08 | SYNCHRONOUS MOTOR 1FK7-CT 11 NM | 3505.83
1FK7064-4CF71-1UB0-ZX01 | SYNCHRONOUS MOTOR 1FK7-HD 12 NM | 2627.23
1FK7081-2AF71-1CB0-ZN05 | SYNCHRONOUS MOTOR 1FK7-CT 12 NM | 4047.31
1FK7080-2AF71-1QB0-ZN05 | SYNCHRONOUS MOTOR 1FK7-CT 8 NM | 2861.11
1FK7080-2AF71-1RA1-ZN05 | SYNCHRONOUS MOTOR 1FK7-CT 8 NM | 2923.49
1FK7080-2AF71-1RB2-ZN05 | SYNCHRONOUS MOTOR 1FK7-CT 8 NM | 3379.62
1FK7081-2AC71-1BG1-ZN05 | SYNCHRONOUS MOTOR 1FK7-CT 12 NM | 3189.68
1FK7064-4CH71-1CA0-ZK23X19 | SYNCHRONOUS MOTOR 1FK7-HD 12 NM | 3517.95
1FK7081-2AF71-1BA0-ZN05 | SYNCHRONOUS MOTOR 1FK7-CT 12 NM | 3181.61
1FK7081-2AF71-1CA1-ZN05 | SYNCHRONOUS MOTOR 1FK7-CT 12 NM | 3694.86
1FK7080-2AF71-1QA0-ZN05 | SYNCHRONOUS MOTOR 1FK7-CT 8 NM | 2404.92
1FK7042-3BK71-1BA0-ZN05 | SYNCHRONOUS MOTOR 1FK7-HI 3 NM | 2513.78
1FK7042-2AK71-1BG0-ZN05 | SYNCHRONOUS MOTOR 1FK7-CT 3 NM | 2418.16
1FK7042-2AK71-1CB0-ZN05 | SYNCHRONOUS MOTOR 1FK7-CT 3 NM | 3212.7
1FK7042-2AK71-1CB2-ZN05 | SYNCHRONOUS MOTOR 1FK7-CT 3 NM | 3316.43
1FK7061-4CF71-1CA1-ZN05 | SYNCHRONOUS MOTOR 1FK7-HD 6,4 NM | 3385.51
1FK7061-4CF71-1DB1-ZN05 | SYNCHRONOUS MOTOR 1FK7-HD 6,4 NM | 3400.84
1FK7061-4CF71-1QB0-ZN05 | SYNCHRONOUS MOTOR 1FK7-HD 6,4 NM | 2674.7
1FK7060-2AH71-1UA2-ZN05 | SYNCHRONOUS MOTOR 1FK7-CT 6 NM | 2205.45
1FK7060-2AF71-1RH0-ZX24 | SYNCHRONOUS MOTOR 1FK7-CT 6 NM | 2702.56
1FK7060-2AF71-1RH1-ZN05 | SYNCHRONOUS MOTOR 1FK7-CT 6 NM | 2977.42
1FK7060-2AF71-1BG1-ZJ29 | SYNCHRONOUS MOTOR 1FK7-CT 6 NM | 5094.44
1FK7060-2AF74-1SA0-ZN05 | SYNCHRONOUS MOTOR 1FK7-CT 6 NM | 1834.39
1FK7060-2AH71-1RA2-ZN05 | SYNCHRONOUS MOTOR 1FK7-CT 6 NM | 2734.61
1FK7060-2AH71-1RB0-ZN05 | SYNCHRONOUS MOTOR 1FK7-CT 6 NM | 2966.87
1FK7061-4CF71-1CB1-ZN05 | SYNCHRONOUS MOTOR 1FK7-HD 6,4 NM | 3721.49
1FK7060-2AH71-1QB0-ZN05 | SYNCHRONOUS MOTOR 1FK7-CT 6 NM | 2552
1FK7060-2AH71-1QB0-ZX01 | SYNCHRONOUS MOTOR 1FK7-CT 6 NM | 2317.24
1FK7060-2AF71-1CB0-ZN05 | SYNCHRONOUS MOTOR 1FK7-CT 6 NM | 3497.12
1FK7060-2AF71-1CB0-ZX01 | SYNCHRONOUS MOTOR 1FK7-CT 6 NM | 3262.37
1FK7060-2AF71-1BA0-ZN05 | SYNCHRONOUS MOTOR 1FK7-CT 6 NM | 2751.66
1FK7060-2AF71-1BH0-ZN05 | SYNCHRONOUS MOTOR 1FK7-CT 6 NM | 2994.49
1FK7060-2AF71-1CA2-ZX14 | SYNCHRONOUS MOTOR 1FK7-CT 6 NM | 3093.72
1FK7060-2AH71-1QA2-ZN05 | SYNCHRONOUS MOTOR 1FK7-CT 6 NM | 2319.74
1FK7060-2AF71-1FG0-ZX04 | SYNCHRONOUS MOTOR 1FK7-CT 6 NM | 2919.66
1FK7061-4CF71-1QG0-ZX01 | SYNCHRONOUS MOTOR 1FK7-HD 6,4 NM | 2008.34
1FK7060-2AH71-1CB2-ZN05 | SYNCHRONOUS MOTOR 1FK7-CT 6 NM | 3600.78
1FK7061-4CF71-1QH0-ZN05 | SYNCHRONOUS MOTOR 1FK7-HD 6,4 NM | 2581.54
1FK7063-2AF71-1CH0-ZX01 | SYNCHRONOUS MOTOR 1FK7-CT 11 NM | 3416.95
1FK7063-2AF71-1CH1-ZN16 | SYNCHRONOUS MOTOR 1FK7-CT 11 NM | 3989.08
1FK7063-2AF71-1CH1-ZN24 | SYNCHRONOUS MOTOR 1FK7-CT 11 NM | 3952.14
1FK7062-3BF71-1QH0-ZN05 | SYNCHRONOUS MOTOR 1FK7-HI 8.5 NM | 2602.74
1FK7063-2AH71-1RB0-ZX24 | SYNCHRONOUS MOTOR 1FK7-CT 11 NM | 3043.4
1FK7063-2AF71-1RG1-ZX01 | SYNCHRONOUS MOTOR 1FK7-CT 11 NM | 2651.93
1FK7063-2AF71-1UA0-ZN05 | SYNCHRONOUS MOTOR 1FK7-CT 11 NM | 2349.48
1FK7063-2AF71-1UB0-ZN05 | SYNCHRONOUS MOTOR 1FK7-CT 11 NM | 2685.44
1FK7063-2AF71-1UB0-ZX01 | SYNCHRONOUS MOTOR 1FK7-CT 11 NM | 2450.69
1FK7063-2AF71-1UG0-ZX01 | SYNCHRONOUS MOTOR 1FK7-CT 11 NM | 2019.08
1FK7063-2AF71-1UG2-ZX01 | SYNCHRONOUS MOTOR 1FK7-CT 11 NM | 2122.78
1FK7064-4CC71-1BG0-ZN05 | SYNCHRONOUS MOTOR 1FK7-HD 12 NM | 3080.24
1FK7063-2AC71-1DB2-ZX05 | SYNCHRONOUS MOTOR 1FK7-CT 11 NM | 3291.1
1FK7064-4CC71-1CB1-ZX19 | SYNCHRONOUS MOTOR 1FK7-HD 12 NM | 3851.87
1FK7063-2AF71-1CH0-ZX22 | SYNCHRONOUS MOTOR 1FK7-CT 11 NM | 3480.56
1FK7063-2AF71-1CH1-ZX01 | SYNCHRONOUS MOTOR 1FK7-CT 11 NM | 3520.64
1FK7063-2AF71-1UH2-ZX01 | SYNCHRONOUS MOTOR 1FK7-CT 11 NM | 2461.24
1FK7063-2AH71-1CG2-ZX01 | SYNCHRONOUS MOTOR 1FK7-CT 11 NM | 3182.18
1FK7063-2AH71-1CH0-ZN05 | SYNCHRONOUS MOTOR 1FK7-CT 11 NM | 3651.69
1FK7080-2AH71-1CA0-ZN05 | SYNCHRONOUS MOTOR 1FK7-CT 8 NM | 3350.03
1FK7063-2AC71-1CA0-ZN05 | SYNCHRONOUS MOTOR 1FK7-CT 11 NM | 3408.91
1FK7081-2AH71-1CA0-ZN05 | SYNCHRONOUS MOTOR 1FK7-CT 12 NM | 3591.12
1FK7081-2AF71-1RB0-ZN05 | SYNCHRONOUS MOTOR 1FK7-CT 12 NM | 3517.06
1FK7081-2AF71-1RG0-ZN05 | SYNCHRONOUS MOTOR 1FK7-CT 12 NM | 2965.25
1FK7081-2AH71-1CB0-ZX04 | SYNCHRONOUS MOTOR 1FK7-CT 12 NM | 3812.56
1FK7081-2AF71-1RA1-ZN05 | SYNCHRONOUS MOTOR 1FK7-CT 12 NM | 3164.61
1FK7081-2AF71-1UA2-ZN05 | SYNCHRONOUS MOTOR 1FK7-CT 12 NM | 2635.43
1FK7081-2AC71-1QG1-ZN05 | SYNCHRONOUS MOTOR 1FK7-CT 12 NM | 2654.08
1FK7083-2AF71-1CB0-ZX01 | SYNCHRONOUS MOTOR 1FK7-CT 16 NM | 3931.9
1FK7083-2AF71-1CB1-ZN05 | SYNCHRONOUS MOTOR 1FK7-CT 16 NM | 4270.38
1FK7083-2AC71-1DG1-ZN05 | SYNCHRONOUS MOTOR 1FK7-CT 16 NM | 3395.9
1FK7083-2AC71-1FB1-ZX04 | SYNCHRONOUS MOTOR 1FK7-CT 16 NM | 4122.48
1FK7083-2AC71-1UA1-ZN05 | SYNCHRONOUS MOTOR 1FK7-CT 16 NM | 2754.81
1FK7083-2AF71-1RB0-ZN05 | SYNCHRONOUS MOTOR 1FK7-CT 16 NM | 3636.4
1FK7083-2AH71-1RH0-ZX01 | SYNCHRONOUS MOTOR 1FK7-CT 16 NM | 3306.01
1FK7083-2AF71-1QB2-ZN05 | SYNCHRONOUS MOTOR 1FK7-CT 16 NM | 3325.25
1FK7083-2AF71-1QG0-ZN05 | SYNCHRONOUS MOTOR 1FK7-CT 16 NM | 2669.74
1FK7083-2AF71-1QG0-ZX08 | SYNCHRONOUS MOTOR 1FK7-CT 16 NM | 2435
1FK7083-2AF71-1UG0-ZN05 | SYNCHRONOUS MOTOR 1FK7-CT 16 NM | 2555.48
1FK7083-2AH74-1SH0-ZN05 | SYNCHRONOUS MOTOR 1FK7-CT 16 NM | 2744.27
1FK7084-2AC71-1PB1-ZN05 | SYNCHRONOUS MOTOR 1FK7-CT 20 NM | 3541.24
1FK7084-2AC71-1QA0-ZX01 | SYNCHRONOUS MOTOR 1FK7-CT 20 NM | 2860.91
1FK7086-4CC71-1CH0-ZN05 | SYNCHRONOUS MOTOR 1FK7-HD 28 NM | 4998.1
1FK7085-4CF71-1BA1-ZN05 | SYNCHRONOUS MOTOR 1FK7-HD 22 NM | 3888.27
1FK7084-2AF71-1CH1-ZN05 | SYNCHRONOUS MOTOR 1FK7-CT 20 NM | 4505.02
1FK7085-4CC71-1RB1-ZN05 | SYNCHRONOUS MOTOR 1FK7-HD 22 NM | 4223.7
1FK7084-2AF71-1PB0-ZN05 | SYNCHRONOUS MOTOR 1FK7-CT 20 NM | 3437.53
1FK7086-4CC71-1BG0-ZX04 | SYNCHRONOUS MOTOR 1FK7-HD 28 NM | 3897.64
1FK7100-2AF71-1BA0-ZN05 | SYNCHRONOUS MOTOR 1FK7-CT 18 NM | 3575.69
1FK7086-4SF74-1AG1-ZN05 | SYNCHRONOUS MOTOR 1FK7-HD 38 NM | 5487.83
1FK7100-2AC71-1BB0-ZN05 | SYNCHRONOUS MOTOR 1FK7-CT 18 NM | 4031.87
1FK7101-2AF71-1FG0-ZX01 | SYNCHRONOUS MOTOR 1FK7-CT 27 NM | 4099.27
1FK7101-2AF71-1CH1-ZN16 | SYNCHRONOUS MOTOR 1FK7-CT 27 NM | 5038.69
1FK7101-2AF71-1PB0-ZX24 | SYNCHRONOUS MOTOR 1FK7-CT 27 NM | 3566.38
1FK7101-2AC71-1CH0-ZN05 | SYNCHRONOUS MOTOR 1FK7-CT 27 NM | 4701.28
1FK7101-2AC71-1QA2-ZX01 | SYNCHRONOUS MOTOR 1FK7-CT 27 NM | 3264.59
1FK7101-2AC71-1CH1-ZN05 | SYNCHRONOUS MOTOR 1FK7-CT 27 NM | 4805.01
1FK7100-2AF74-1EG0-ZN05 | SYNCHRONOUS MOTOR 1FK7-CT 18 NM | 3624.78
1FK7101-2AC71-1QA0-ZN05 | SYNCHRONOUS MOTOR 1FK7-CT 27 NM | 3395.64
1FK7063-2AH71-1RA0-ZX05 | SYNCHRONOUS MOTOR 1FK7-CT 11 NM | 2643.85
1FK7064-4CC71-1RH1-ZJ35 | SYNCHRONOUS MOTOR 1FK7-HD 12 NM | 7892.43
1FK7064-4CC71-1RH2-ZX24 | SYNCHRONOUS MOTOR 1FK7-HD 12 NM | 3228.46
1FK7064-4CF74-1AA1-ZN05 | SYNCHRONOUS MOTOR 1FK7-HD 12 NM | 3010.22
1FK7080-2AF71-1QA0-ZX01 | SYNCHRONOUS MOTOR 1FK7-CT 8 NM | 2170.16
1FK7080-2AF71-1RB0-ZN05 | SYNCHRONOUS MOTOR 1FK7-CT 8 NM | 3275.93
1FK7081-2AF71-1DA0-ZN05 | SYNCHRONOUS MOTOR 1FK7-CT 12 NM | 3270.52
1FK7081-2AC71-1BB0-ZX05 | SYNCHRONOUS MOTOR 1FK7-CT 12 NM | 3403.04
1FK7081-2AF71-1BG0-ZN05 | SYNCHRONOUS MOTOR 1FK7-CT 12 NM | 3085.99
1FK7081-2AF71-1BG1-ZN05 | SYNCHRONOUS MOTOR 1FK7-CT 12 NM | 3189.68
1FK7080-2AF71-1QA2-ZN05 | SYNCHRONOUS MOTOR 1FK7-CT 8 NM | 2508.59
1FK7081-2AF71-1UA0-ZN05 | SYNCHRONOUS MOTOR 1FK7-CT 12 NM | 2531.74
1FK7081-2AC71-1QG0-ZN05 | SYNCHRONOUS MOTOR 1FK7-CT 12 NM | 2550.42
1FK7081-2AC71-1QG0-ZX01 | SYNCHRONOUS MOTOR 1FK7-CT 12 NM | 2315.67
1FK7083-2AC71-1BA0-ZN05 | SYNCHRONOUS MOTOR 1FK7-CT 16 NM | 3300.99
1FK7083-2AC71-1PA1-ZN05 | SYNCHRONOUS MOTOR 1FK7-CT 16 NM | 2754.81
1FK7083-2AC71-1QA0-ZN05 | SYNCHRONOUS MOTOR 1FK7-CT 16 NM | 2765.39
6SL3520-1XN00-5AA0 | G115D WM IP65/66 380..480V 0,55kW FSA C2 | 1509.38
6SL3520-1XA64-0AA0 | G115D WM IP65/66 380...480V 4kW FSB C2 | 2022.91
6SL3520-1XB01-1AF0 | G115D WM IP65/66 380...480V 1,1kW FSA C2 | 1613.07
6SL3520-1XN02-2AB0 | G115D WM IP65/66 380...480V 2,2kW FSB C2 | 1706.98
6SL3520-3XN00-7AB0 | G115D WM IP65/66 380..480V 0,75kW FSA C2 | 1469.68
6SL3520-3XN01-5AF0 | G115D WM IP65/66 380...480V 1,5kW FSA C2 | 2108.24
6SL3230-2YH32-1UP0 | G120X IP20 500...690V 22kW FSD UF | 4262.1
6SL3230-2YH34-1UF0 | G120X IP20 500...690V 30kW FSD UF | 5165.19
6SL3230-2YH38-0UB0 | G120X IP20 500...690V 45kW FSE UF | 6729.95
6SL3520-2XA22-2AA0 | G115D WM IP65/66 380...480V 2,2kW FSB C2 | 1572.38
6SL3521-0XA24-0AF0 | G115D WM IP65/66 380...480V 4kW FSB C2 | 2296.03
6SL3520-2XA23-0AF0 | G115D WM IP65/66 380...480V 3kW FSB C2 | 1944.53
6SL3521-0XA60-5AB0 | G115D WM IP65/66 380..480V 0,55kW FSA C2 | 1018.38
6SL3520-2XA60-3AA0 | G115D WM IP65/66 380..480V 0,37kW FSA C2 | 1176.85
6SL3230-2YH42-0UB0 | G120X IP20 500...690V 75kW FSF UF | 9506.78
6SL3520-1XC00-3AB0 | G115D WM IP65/66 380..480V 0,37kW FSA C2 | 1027.78
6SL3520-1XC01-5AB0 | G115D WM IP65/66 380...480V 1,5kW FSA C2 | 1271.35
6SL3521-0XA61-1AA0 | G115D WM IP65/66 380...480V 1,1kW FSA C2 | 1391.33
6SL3521-0XA61-1AF0 | G115D WM IP65/66 380...480V 1,1kW FSA C2 | 1588.46
6SL3230-2YH46-0CF0 | G120X IP20 500...690V 110kW FSF C3 | 13506.57
6SL3230-2YH48-0UB0 | G120X IP20 500...690V 132kW FSF UF | 14213.17
6SL3521-0XA67-5AF0 | G115D WM IP65/66 380...480V 7,5kW FSC C2 | 3361.25
6SL3520-1XC03-0AF0 | G115D WM IP65/66 380...480V 3kW FSB C2 | 2099.91
6SL3520-2XB02-2AB0 | G115D WM IP65/66 380...480V 2,2kW FSB C2 | 1551.15
6SL3520-2XB04-0AB0 | G115D WM IP65/66 380...480V 4kW FSB C2 | 2007.82
6SL3230-2YH50-1CP0 | G120X IP20 500...690V 160kW FSG C3 | 16947.41
6SL3230-2YH54-0CB0 | G120X IP20 500...690V 250kW FSG C3 | 23910.41
6SL3230-3YC12-0UB0 | G120X IP20 200...240V 1.1kW FSA UF | 880.01
6SL3521-0XB04-0AA0 | G115D WM IP65/66 380...480V 4kW FSB C2 | 2321.24
6SL3520-1XE00-7AA0 | G115D WM IP65/66 380..480V 0,75kW FSA C2 | 1378.82
6SL3520-1XE01-1AB0 | G115D WM IP65/66 380...480V 1,1kW FSA C2 | 1234.19
6SL3520-2XB43-0AF0 | G115D WM IP65/66 380...480V 3kW FSB C2 | 2166.91
6SL3521-0XB42-2AB0 | G115D WM IP65/66 380...480V 2,2kW FSB C2 | 1621.01
6SL3520-2XC01-5AA0 | G115D WM IP65/66 380...480V 1,5kW FSA C2 | 1581.89
6SL3520-1XE40-3AB0 | G115D WM IP65/66 380..480V 0,37kW FSA C2 | 1089.58
6SL3520-1XE40-7AF0 | G115D WM IP65/66 380..480V 0,75kW FSA C2 | 1575.94
6SL3520-1XE41-5AB0 | G115D WM IP65/66 380...480V 1,5kW FSA C2 | 1333.13
6SL3521-3XL04-0AA0 | G115D WM IP65/66 380...480V 4kW FSB C2 | 2791.32
6SL3521-1XM01-5AF0 | G115D WM IP65/66 380...480V 1,5kW FSA C2 | 2145.56
6SL3521-1XN00-7AF0 | G115D WM IP65/66 380..480V 0,75kW FSA C2 | 1980.22
6SL3521-1XN01-1AA0 | G115D WM IP65/66 380...480V 1,1kW FSA C2 | 1882.04
6SL3520-2XD00-3AA0 | G115D WM IP65/66 380..480V 0,37kW FSA C2 | 1338.34
6SL3521-3XM00-3AB0 | G115D WM IP65/66 380..480V 0,37kW FSA C2 | 1634.73
6SL3521-3XM01-5AB0 | G115D WM IP65/66 380...480V 1,5kW FSA C2 | 1878.28
6SL3521-3XM02-2AF0 | G115D WM IP65/66 380...480V 2,2kW FSB C2 | 2531.79
6SL3520-2XE00-3AA0 | G115D WM IP65/66 380..480V 0,37kW FSA C2 | 1400.13
6SL3520-2XE01-1AA0 | G115D WM IP65/66 380...480V 1,1kW FSA C2 | 1544.73
6SL3521-2XA21-5AF0 | G115D WM IP65/66 380...480V 1,5kW FSA C2 | 1799.94
6SL3520-2XE01-5AB0 | G115D WM IP65/66 380...480V 1,5kW FSA C2 | 1400.13
6SL3521-3XN00-3AF0 | G115D WM IP65/66 380..480V 0,37kW FSA C2 | 2107.95
6SL3521-3XN01-1AF0 | G115D WM IP65/66 380...480V 1,1kW FSA C2 | 2252.56
6SL3521-0XE02-2AF0 | G115D WM IP65/66 380...480V 2,2kW FSB C2 | 2123.49
6SL3520-2XE07-5AF0 | G115D WM IP65/66 380...480V 7,5kW FSC C2 | 3514.68
6SL3520-2XE42-2AB0 | G115D WM IP65/66 380...480V 2,2kW FSB C2 | 1612.96
6SL3520-2XE47-5AF0 | G115D WM IP65/66 380...480V 7,5kW FSC C2 | 3514.68
6SL3521-2XA25-5AA0 | G115D WM IP65/66 380...480V 5,5kW FSC C2 | 2713.41
6SL3521-2XA60-3AB0 | G115D WM IP65/66 380..480V 0,37kW FSA C2 | 1176.56
6SL3521-0XH00-7AB0 | G115D WM IP65/66 380..480V 0,75kW FSA C2 | 1201.07
6SL3521-0XH20-3AF0 | G115D WM IP65/66 380..480V 0,37kW FSA C2 | 1596.07
6SL3520-2XH24-0AA0 | G115D WM IP65/66 380...480V 4kW FSB C2 | 2242.12
6SL3520-2XH61-1AB0 | G115D WM IP65/66 380...480V 1,1kW FSA C2 | 1291.06
6SL3521-0XH60-7AF0 | G115D WM IP65/66 380..480V 0,75kW FSA C2 | 1702.65
6SL3521-0XH61-5AF0 | G115D WM IP65/66 380...480V 1,5kW FSA C2 | 1900.55
6SL3521-2XB40-3AF0 | G115D WM IP65/66 380..480V 0,37kW FSA C2 | 1778.72
6SL3520-2XH63-0AF0 | G115D WM IP65/66 380...480V 3kW FSB C2 | 2218.56
6SL3521-2XC01-5AA0 | G115D WM IP65/66 380...480V 1,5kW FSA C2 | 1825.14
6SL3520-2XK02-2AA0 | G115D WM IP65/66 380...480V 2,2kW FSB C2 | 1985
6SL3520-2XK03-0AA0 | G115D WM IP65/66 380...480V 3kW FSB C2 | 2160.07
6SL3521-2XC02-2AF0 | G115D WM IP65/66 380...480V 2,2kW FSB C2 | 2235.1
6SL3520-2XL00-3AA0 | G115D WM IP65/66 380..480V 0,37kW FSA C2 | 1528.64
6SL3521-0XK03-0AB0 | G115D WM IP65/66 380...480V 3kW FSB C2 | 1986.36
6SL3520-2XL01-5AB0 | G115D WM IP65/66 380...480V 1,5kW FSA C2 | 1528.64
6SL3520-2XM01-5AA0 | G115D WM IP65/66 380...480V 1,5kW FSA C2 | 1772.18
6SL3550-0XA03-0AB0 | G115D MM IP65/66 380...480V 3kW FSB C2 | 1425.22
6SL3521-0XL03-0AA0 | G115D WM IP65/66 380...480V 3kW FSB C2 | 2229.9
6SL3550-0XA21-1AF0 | G115D MM IP65/66 380...480V 1,1kW FSA C2 | 1313.73
6SL3521-0XM00-3AB0 | G115D WM IP65/66 380..480V 0,37kW FSA C2 | 1354.93
6SL3520-2XN00-5AF0 | G115D WM IP65/66 380..480V 0,55kW FSA C2 | 1773.5
6SL3521-0XM02-2AF0 | G115D WM IP65/66 380...480V 2,2kW FSB C2 | 2251.98
6SL3521-2XD00-5AB0 | G115D WM IP65/66 380..480V 0,55kW FSA C2 | 1353.26
6SL3550-0XA63-0AB0 | G115D MM IP65/66 380...480V 3kW FSB C2 | 1486.09
6SL3521-0XM04-0AF0 | G115D WM IP65/66 380...480V 4kW FSB C2 | 2708.65
6SL3520-2XN01-1AB0 | G115D WM IP65/66 380...480V 1,1kW FSA C2 | 1462.2
6SL3520-3XA00-5AB0 | G115D WM IP65/66 380..480V 0,55kW FSA C2 | 994.06
6SL3550-0XA84-0AB0 | G115D MM IP65/66 380...480V 4kW FSB C2 | 1702.5
6SL3521-2XE07-5AF0 | G115D WM IP65/66 380...480V 7,5kW FSC C2 | 3757.92
6SL3521-2XE40-7AB0 | G115D WM IP65/66 380..480V 0,75kW FSA C2 | 1445.5
6SL3550-0XB23-0AF0 | G115D MM IP65/66 380...480V 3kW FSB C2 | 1998.73
6SL3521-0XN02-2AB0 | G115D WM IP65/66 380...480V 2,2kW FSB C2 | 1843.83
6SL3550-0XB41-1AF0 | G115D MM IP65/66 380...480V 1,1kW FSA C2 | 1446.57
6SL3521-2XH01-5AB0 | G115D WM IP65/66 380...480V 1,5kW FSA C2 | 1572.33
6SL3520-3XA23-0AF0 | G115D WM IP65/66 380...480V 3kW FSB C2 | 2050.95
6SL3521-2XH21-5AA0 | G115D WM IP65/66 380...480V 1,5kW FSA C2 | 1815.9
6SL3521-2XH60-5AA0 | G115D WM IP65/66 380..480V 0,55kW FSA C2 | 1648.49
6SL3520-3XA24-0AA0 | G115D WM IP65/66 380...480V 4kW FSB C2 | 2135.43
6SL3521-1XA24-0AF0 | G115D WM IP65/66 380...480V 4kW FSB C2 | 2402.41
6SL3520-3XA61-1AA0 | G115D WM IP65/66 380...480V 1,1kW FSA C2 | 1427.88
6SL3521-1XA60-3AB0 | G115D WM IP65/66 380..480V 0,37kW FSA C2 | 1109.56
6SL3520-3XA65-5AB0 | G115D WM IP65/66 380...480V 5,5kW FSC C2 | 2393.87
6SL3520-3XA67-5AF0 | G115D WM IP65/66 380...480V 7,5kW FSC C2 | 3397.79
6SL3521-2XH63-0AB0 | G115D WM IP65/66 380...480V 3kW FSB C2 | 2021.11
6SL3550-0XC03-0AB0 | G115D MM IP65/66 380...480V 3kW FSB C2 | 1558.02
6SL3521-1XA62-2AB0 | G115D WM IP65/66 380...480V 2,2kW FSB C2 | 1565.94
6SL3550-0XC03-0AF0 | G115D MM IP65/66 380...480V 3kW FSB C2 | 1998.73
6SL3521-2XK00-3AF0 | G115D WM IP65/66 380..480V 0,37kW FSA C2 | 1969.02
6SL3520-3XB02-2AA0 | G115D WM IP65/66 380...480V 2,2kW FSB C2 | 1901.12
6SL3550-0XC21-5AF0 | G115D MM IP65/66 380...480V 1,5kW FSA C2 | 1521.18
6SL3520-3XB04-0AB0 | G115D WM IP65/66 380...480V 4kW FSB C2 | 2114.22
6SL3550-0XB03-0AB0 | G115D MM IP65/66 380...480V 3kW FSB C2 | 1558.02
6SL3550-0XB20-7AB0 | G115D MM IP65/66 380..480V 0,75kW FSA C2 | 968.56
6SL3550-0XB21-5AB0 | G115D MM IP65/66 380...480V 1,5kW FSA C2 | 1080.49
6SL3550-0XB24-0AB0 | G115D MM IP65/66 380...480V 4kW FSB C2 | 1774.44
6SL3550-0XB40-5AB0 | G115D MM IP65/66 380..480V 0,55kW FSA C2 | 946.18
6SL3521-0XN04-0AA0 | G115D WM IP65/66 380...480V 4kW FSB C2 | 2544.07
6SL3550-0XB44-0AF0 | G115D MM IP65/66 380...480V 4kW FSB C2 | 2215.14
6SL3520-3XA21-5AF0 | G115D WM IP65/66 380...480V 1,5kW FSA C2 | 1663.07
6SL3521-1XA05-5AB0 | G115D WM IP65/66 380...480V 5,5kW FSC C2 | 2402.86
6SL3520-3XA60-3AB0 | G115D WM IP65/66 380..480V 0,37kW FSA C2 | 1039.7
6SL3521-2XH27-5AA0 | G115D WM IP65/66 380...480V 7,5kW FSC C2 | 3489.75
6SL3521-1XA21-5AA0 | G115D WM IP65/66 380...480V 1,5kW FSA C2 | 1535.8
6SL3520-3XA62-2AB0 | G115D WM IP65/66 380...480V 2,2kW FSB C2 | 1496.08
6SL3520-3XB00-3AB0 | G115D WM IP65/66 380..480V 0,37kW FSA C2 | 1201.18
6SL3521-1XA60-5AF0 | G115D WM IP65/66 380..480V 0,55kW FSA C2 | 1565.47
6SL3521-2XH60-5AB0 | G115D WM IP65/66 380..480V 0,55kW FSA C2 | 1404.91
6SL3521-2XK00-5AA0 | G115D WM IP65/66 380..480V 0,55kW FSA C2 | 1787.1
6SL3550-0XC21-1AB0 | G115D MM IP65/66 380...480V 1,1kW FSA C2 | 1005.87
6SL3550-0XC24-0AB0 | G115D MM IP65/66 380...480V 4kW FSB C2 | 1774.44
6SL3520-3XB02-2AB0 | G115D WM IP65/66 380...480V 2,2kW FSB C2 | 1657.56
6SL3520-3XB40-7AF0 | G115D WM IP65/66 380..480V 0,75kW FSA C2 | 1687.54
6SL3550-0XD04-0AB0 | G115D MM IP65/66 380...480V 4kW FSB C2 | 1774.44
6SL3521-1XB00-7AA0 | G115D WM IP65/66 380..480V 0,75kW FSA C2 | 1560.26
6SL3550-0XD04-0AF0 | G115D MM IP65/66 380...480V 4kW FSB C2 | 2215.14
6SL3550-0XD22-2AF0 | G115D MM IP65/66 380...480V 2,2kW FSB C2 | 1737.57
6SL3550-0XE00-3AF0 | G115D MM IP65/66 380..480V 0,37kW FSA C2 | 1426.24
6SL3521-1XB07-5AF0 | G115D WM IP65/66 380...480V 7,5kW FSC C2 | 3629.13
6SL3521-1XB40-7AB0 | G115D WM IP65/66 380..480V 0,75kW FSA C2 | 1316.72
6SL3521-1XC00-5AB0 | G115D WM IP65/66 380..480V 0,55kW FSA C2 | 1286.26
6SL3520-3XB47-5AF0 | G115D WM IP65/66 380...480V 7,5kW FSC C2 | 3559.28
6SL3520-3XC01-1AB0 | G115D WM IP65/66 380...480V 1,1kW FSA C2 | 1345.79
6SL3521-1XC03-0AB0 | G115D WM IP65/66 380...480V 3kW FSB C2 | 1902.46
6SL3521-1XD00-5AA0 | G115D WM IP65/66 380..480V 0,55kW FSA C2 | 1529.82
6SL3550-0XE24-0AB0 | G115D MM IP65/66 380...480V 4kW FSB C2 | 1836.22
6SL3550-0XE40-3AF0 | G115D MM IP65/66 380..480V 0,37kW FSA C2 | 1426.24
6SL3550-0XE42-2AF0 | G115D MM IP65/66 380...480V 2,2kW FSB C2 | 1799.35
6SL3521-2XK05-5AA0 | G115D WM IP65/66 380...480V 5,5kW FSC C2 | 3126.05
6SL3521-1XE02-2AF0 | G115D WM IP65/66 380...480V 2,2kW FSB C2 | 2229.9
6SL3520-3XE01-5AF0 | G115D WM IP65/66 380...480V 1,5kW FSA C2 | 1947.22
6SL3521-1XK01-1AF0 | G115D WM IP65/66 380...480V 1,1kW FSA C2 | 2046.62
6SL3550-0XH84-0AF0 | G115D MM IP65/66 380...480V 4kW FSB C2 | 2356.33
6SL3521-2XM04-0AF0 | G115D WM IP65/66 380...480V 4kW FSB C2 | 2882.05
6SL3521-2XN00-7AB0 | G115D WM IP65/66 380..480V 0,75kW FSA C2 | 1606.51
6SL3521-2XN02-2AA0 | G115D WM IP65/66 380...480V 2,2kW FSB C2 | 2260.81
6SL3521-1XK05-5AF0 | G115D WM IP65/66 380...480V 5,5kW FSC C2 | 3256.19
6SL3521-1XL04-0AB0 | G115D WM IP65/66 380...480V 4kW FSB C2 | 2374.37
6SL3550-0XK02-2AF0 | G115D MM IP65/66 380...480V 2,2kW FSB C2 | 1927.87
6SL3550-0XK20-7AB0 | G115D MM IP65/66 380..480V 0,75kW FSA C2 | 1158.83
6SL3550-0XL00-3AF0 | G115D MM IP65/66 380..480V 0,37kW FSA C2 | 1554.76
6SL3550-0XL02-2AF0 | G115D MM IP65/66 380...480V 2,2kW FSB C2 | 1927.87
6SL3550-0XL20-5AA0 | G115D MM IP65/66 380..480V 0,55kW FSA C2 | 1375.22
6SL3521-3XA04-0AB0 | G115D WM IP65/66 380...480V 4kW FSB C2 | 2135.13
6SL3521-3XA60-7AA0 | G115D WM IP65/66 380..480V 0,75kW FSA C2 | 1572.18
6SL3521-3XA61-5AB0 | G115D WM IP65/66 380...480V 1,5kW FSA C2 | 1526.53
6SL3521-3XA64-0AB0 | G115D WM IP65/66 380...480V 4kW FSB C2 | 2196
6SL3521-3XA67-5AB0 | G115D WM IP65/66 380...480V 7,5kW FSC C2 | 3200.38
6SL3550-0XM00-5AF0 | G115D MM IP65/66 380..480V 0,55kW FSA C2 | 1577.14
6SL3550-0XM01-1AA0 | G115D MM IP65/66 380...480V 1,1kW FSA C2 | 1434.95
6SL3550-0XM01-5AF0 | G115D MM IP65/66 380...480V 1,5kW FSA C2 | 1711.48
6SL3521-3XB02-2AA0 | G115D WM IP65/66 380...480V 2,2kW FSB C2 | 2144.38
6SL3550-0XM20-5AF0 | G115D MM IP65/66 380..480V 0,55kW FSA C2 | 1577.14
6SL3521-3XB07-5AB0 | G115D WM IP65/66 380...480V 7,5kW FSC C2 | 3361.85
6SL3550-0XM24-0AF0 | G115D MM IP65/66 380...480V 4kW FSB C2 | 2405.42
6SL3550-0XN00-7AB0 | G115D MM IP65/66 380..480V 0,75kW FSA C2 | 1191.37
6SL3521-3XB44-0AF0 | G115D WM IP65/66 380...480V 4kW FSB C2 | 2798.16
6SL3521-3XC00-3AB0 | G115D WM IP65/66 380..480V 0,37kW FSA C2 | 1444.44
6SL3550-0XN20-3AF0 | G115D MM IP65/66 380..480V 0,37kW FSA C2 | 1587.29
6SL3550-0XN21-1AB0 | G115D MM IP65/66 380...480V 1,1kW FSA C2 | 1228.68
6SL3550-0XN21-5AB0 | G115D MM IP65/66 380...480V 1,5kW FSA C2 | 1303.3
6SL3521-3XD01-1AF0 | G115D WM IP65/66 380...480V 1,1kW FSA C2 | 2029.75
6SL3521-3XD01-5AB0 | G115D WM IP65/66 380...480V 1,5kW FSA C2 | 1687.98
6SL3566-1GC00-0GA0 | SINAMICS G110M WALL MOUNT KIT HANQ8 | 491.68
6SL3725-1TE35-0AA3 | S120 CM, MOMO 480V/490A/250KW LC | 38094.15
6SL3521-3XE02-2AB0 | G115D WM IP65/66 380...480V 2,2kW FSB C2 | 1962.6
6SL3725-1TE38-4AA3 | S120 CM, MOMO 480V/840A/450KW LC | 54142.33
6SL3521-3XE43-0AF0 | G115D WM IP65/66 380...480V 3kW FSB C2 | 2578.35
6SL3521-3XH00-3AB0 | G115D WM IP65/66 380..480V 0,37kW FSA C2 | 1435.17
6SL3705-0RE23-2AA5 | S120 CM, HEM 32KW, 380-415V CU320 | 43119.34
6SL3521-3XH22-2AA0 | G115D WM IP65/66 380...480V 2,2kW FSB C2 | 2135.13
6SL3521-3XH60-3AF0 | G115D WM IP65/66 380..480V 0,37kW FSA C2 | 1936.79
6SL3521-3XH61-1AB0 | G115D WM IP65/66 380...480V 1,1kW FSA C2 | 1640.71
6SL3521-2XM02-2AF0 | G115D WM IP65/66 380...480V 2,2kW FSB C2 | 2425.39
6SL3521-2XM04-0AA0 | G115D WM IP65/66 380...480V 4kW FSB C2 | 2684.91
6SL3521-1XK01-5AF0 | G115D WM IP65/66 380...480V 1,5kW FSA C2 | 2145.56
6SL3521-2XN00-3AA0 | G115D WM IP65/66 380..480V 0,37kW FSA C2 | 1804.41
6SL3521-1XL01-5AF0 | G115D WM IP65/66 380...480V 1,5kW FSA C2 | 2145.56
6SL3521-1XL02-2AF0 | G115D WM IP65/66 380...480V 2,2kW FSB C2 | 2358.39
6SL3550-0XK21-1AF0 | G115D MM IP65/66 380...480V 1,1kW FSA C2 | 1636.87
6SL3550-0XK24-0AB0 | G115D MM IP65/66 380...480V 4kW FSB C2 | 1964.73
6SL3521-2XN07-5AA0 | G115D WM IP65/66 380...480V 7,5kW FSC C2 | 3721.83
6SL3550-0XL00-7AB0 | G115D MM IP65/66 380..480V 0,75kW FSA C2 | 1158.83
6SL3521-3XA20-7AF0 | G115D WM IP65/66 380..480V 0,75kW FSA C2 | 1708.45
6SL3521-3XA23-0AF0 | G115D WM IP65/66 380...480V 3kW FSB C2 | 2294.21
6SL3550-0XL21-5AA0 | G115D MM IP65/66 380...480V 1,5kW FSA C2 | 1509.56
6SL3521-3XA64-0AF0 | G115D WM IP65/66 380...480V 4kW FSB C2 | 2636.69
6SL3550-0XL23-0AA0 | G115D MM IP65/66 380...480V 3kW FSB C2 | 1987.09
6XV1871-8AE50 | IE CONNECTING CABLE M12-180/M12-180 0,5M | 62.61
6SL3521-3XB01-1AF0 | G115D WM IP65/66 380...480V 1,1kW FSA C2 | 2029.75
6SL3550-0XM20-7AA0 | G115D MM IP65/66 380..480V 0,75kW FSA C2 | 1397.62
6SL3550-0XM22-2AB0 | G115D MM IP65/66 380...480V 2,2kW FSB C2 | 1487.16
6SL3550-0XM23-0AB0 | G115D MM IP65/66 380...480V 3kW FSB C2 | 1748.32
6SL3550-0XN01-1AA0 | G115D MM IP65/66 380...480V 1,1kW FSA C2 | 1467.46
6SL3521-3XB41-5AF0 | G115D WM IP65/66 380...480V 1,5kW FSA C2 | 2128.69
6SL3550-0XN03-0AA0 | G115D MM IP65/66 380...480V 3kW FSB C2 | 2019.62
6SL3521-3XC01-5AF0 | G115D WM IP65/66 380...480V 1,5kW FSA C2 | 2128.69
6SL3550-0XN24-0AF0 | G115D MM IP65/66 380...480V 4kW FSB C2 | 2437.95
6SL3725-1TE41-0AA3 | S120 CM, MOMO 480V/985A/560KW LC | 66137.93
6SL3725-1TE41-4AA3 | S120 CM, MOMO 480V/1405A/800KW LC | 93209.09
6SL3521-3XE00-7AA0 | G115D WM IP65/66 380..480V 0,75kW FSA C2 | 1795.46
6SL3521-3XE01-1AA0 | G115D WM IP65/66 380...480V 1,1kW FSA C2 | 1894.41
6SL3725-1TG41-3AA3 | S120 CM, MOMO 690V/1270A/1200KW LC | 122711.78
6SL3521-3XE07-5AF0 | G115D WM IP65/66 380...480V 7,5kW FSC C2 | 3864.32
6XV1878-2AU10 | IE FC TP Standard Cable GP 4x2, 1000m | 4397.07
6SL3521-3XH20-3AA0 | G115D WM IP65/66 380..480V 0,37kW FSA C2 | 1678.74
6SL3521-3XH20-7AA0 | G115D WM IP65/66 380..480V 0,75kW FSA C2 | 1724.41
6XV1878-5SN15 | IE TP Cord M12-90/RJ45-180 (4x2, 15 m) | 298.48
6XV1878-5TH15 | IE TP Cord M12-180/RJ45-180 (4x2, 1,5 m) | 89.41
6SL3521-3XH60-7AA0 | G115D WM IP65/66 380..480V 0,75kW FSA C2 | 1785.33
6SL3521-3XH62-2AA0 | G115D WM IP65/66 380...480V 2,2kW FSB C2 | 2196.05
6SL3521-3XH65-5AA0 | G115D WM IP65/66 380...480V 5,5kW FSC C2 | 3093.84
6SL3521-3XK00-5AA0 | G115D WM IP65/66 380..480V 0,55kW FSA C2 | 1893.52
7ME3400-4GC50-6EA2 | SITRANS FUS380 | 14691.93
6SL3521-3XK03-0AF0 | G115D WM IP65/66 380...480V 3kW FSB C2 | 2706.83
7ME6810-4BC31-1AA1 | SITRANS F M MAG 8000 | 3625.01
7ME6820-4HC00-1AA1 | SITRANS F M MAG 8000 CT | 4004.83
7MF0810-0ED00-0AK0 | Diaph.seal, flange,p_rel | 1003.75
7MF1565-3BA01-1AA1 | Transducer SITRANS P200 for pressure | 301.33
7MF1565-3BE00-4RD1 | Transducer SITRANS P200 for pressure | 250.69
7MF1565-3BG10-2CA1 | Transducer SITRANS P200 for pressure | 244.35
7MF1565-3CE00-1AA1 | Transducer SITRANS P200 for pressure | 250.69
7MF1565-5BD00-1AA1 | Transducer SITRANS P200 for pressure | 250.69
7MF1565-5BE00-1AA1 | Transducer SITRANS P200 for pressure | 250.69
7ML5731-7AA11-1BA0 | SITRANS LVS200 - STANDARD | 906.64
7ML5735-2AB11-0AA0 | SITRANS LVS100-STANDARD | 541.06
7MF1567-3BD00-1AA1 | Transducer SITRANS P220 for pressure | 250.69
7MF1567-3CA00-2CB1 | Transducer SITRANS P220 for pressure | 244.35
7MF1567-3CB01-1PA1 | Transducer SITRANS P220 for pressure | 363.36
7MF1567-3CG01-1AA1 | Transducer SITRANS P220 for pressure | 298.79
7MF1567-3DD00-2AA1 | Transducer SITRANS P220 for pressure | 244.35
7ML5744-1DA00-0A | SITRANS RD300 Remote Digital Display | 838.83
7ML5745-1AC02-1BA0 | SITRANS LVL100 | 393.5
7ML1100-1AA30 | ST-H TRANSDUCER | 699.56
7ML1105-1BA11-0A | ECHOMAX XRS-5C TRANSDUCER | 620.62
7ML1115-0ED40 | ECHOMAX XPS-10 TRANSDUCER | 958.16
7ML1118-1CA30 | ECHOMAX XPS-15 TRANSDUCER | 1017.14
7ML1201-1FE00 | THE PROBE | 1523.43
7ML1813-2AB4 | AIR TEMP SENSOR TS-3 | 383.81
7MH7110-4MA00 | SITRANS WFS300 SENSING HEAD | 19214.49
7MH7114-3PA10 | Milltronics Flowmeter Sensing Plates | 1307.17
7MH7152-2AB04-2AA | Milltronics BW500 | 5367.88
7MH7152-2BA05-2AA | Milltronics BW500 | 8427.05
7ML5201-0FB0 | SITRANS LU150 | 910.56
7ML5431-0AF20-1CA1 | SITRANS LR250 | 4180.89
7ML5440-0GA00-0AA2 | SITRANS LR560 | 4246.02
7ML5440-0HB00-0AA2 | SITRANS LR560 | 4425.49
7ME6140-3TA10-1AA1 | SITRANS F M MAG 1100 FOOD | 2711.16
7ME6310-2RF11-1AA1 | SITRANS F M MAG 3100 | 1447.23
7ME6310-3MH11-2AA1 | SITRANS F M MAG 3100 | 2908.06
7ME6310-4HC13-3AA1 | SITRANS F M MAG 3100 | 3659.35
7ME6310-4PB11-1AA1 | SITRANS F M MAG 3100 | 2545.12
7MB2335-0NH06-3AA1 | ULTRAMAT 23, Rack Device, 1 Channel | 16490.2
7ME6340-2DF17-2AA1 | MAG 3100 P (Process industry) | 1898.18
7ME6340-2RJ13-2AA2 | MAG 3100 P (Process industry) | 1704.01
7ME6340-4BC13-2AA1 | MAG 3100 P (Process industry) | 2146.79
7MB2421-0DA10-1AA1 | FIDAMAT 6 | 41948.86
7ME6340-4PB13-2AA1 | MAG 3100 P (Process industry) | 3581.32
7ME6520-1VF12-2AA1 | SITRANS F M MAG 5100 W | 1128.75
7ME6520-1VF13-2AA1 | SITRANS F M MAG 5100 W | 1072.48
7MF8010-1XC31-1BE1 | SITRANS P TRANSMITTER COMPACT | 614.04
7MC2000-3FC01 | Thermocouple 1000MM/mat. 1.4841/1 couple | 391.21
7ME6520-4VB12-2AA1 | SITRANS F M MAG 5100 W | 2408.11
7ME6520-4VC13-2AA1 | SITRANS F M MAG 5100 W | 2404.48
7ME6520-5KC12-2AA1 | SITRANS F M MAG 5100 W | 5157.38
7ME6520-5RC12-2AA1 | SITRANS F M MAG 5100 W | 5764.4
7ME6810-3MC31-1AA1 | SITRANS F M MAG 8000 | 3334.33
7ME6810-4HC31-1DA1 | SITRANS F M MAG 8000 | 4582.17
7ME6810-5DB31-1DA1 | SITRANS F M MAG 8000 | 6601.8
7MF0810-0BD00-0AA0 | Diaph.seal, flange,p_rel | 837.63
7MF0810-0GD00-0AA2 | Diaph.seal, flange,p_rel | 1131.36
7MF1565-3CE01-1AA1 | Transducer SITRANS P200 for pressure | 301.33
7MF9410-3EA | 5-way-valve for non-corrosive | 467.18
7MF1565-5BA00-1AA1 | Transducer SITRANS P200 for pressure | 250.69
7MF1566-3AD01-1AA1 | Transducer SITRANS P210 for pressure | 662.16
7MF1567-3BE00-1DA1 | Transducer SITRANS P220 for pressure | 250.69
7MF1567-3DB10-1AA1 | Transducer SITRANS P220 for pressure | 250.69
7MF1567-3DG00-2CA1 | Transducer SITRANS P220 for pressure | 244.35
7MF1572-1HA20 | SITRANS LH100 series, level transmitter | 890.04
7ML5744-1AA00-0A | SITRANS RD300 Remote Digital Display | 713.87
7ML5746-1AA07-1AA0 | SITRANS LVL200, STANDARD | 925.24
7MF1575-1AA10 | Transmitters SITRANS LH300 | 865.99
7NG0420-0BA00-0NA0 | Sitrans TR420 Temperature transmitter | 588.26
7NG3135-1AB11 | SITRANS TF Temperature Transmitter | 1412.5
7ML1100-2BA20 | ST-H TRANSDUCER | 820.24
7ML1106-1BA20-0D | ECHOMAX XRS-5 TRANSDUCER | 1082.46
7ML1115-3EA30 | ECHOMAX XPS-10 TRANSDUCER | 707.73
7ML1118-3BA30 | ECHOMAX XPS-15 TRANSDUCER | 892.83
EN3:02214-1284-SET | CONT.,AC3:22KW 1NO+1NC 230VAC 50/60HZ | 153.83
EN3:02214-1343-SET | CONTACTOR,AC3:37KW,1NO+1NC,110VAC50/60HZ | 257.64
S79220-C1110-F888 | SIMIT SP ENGINEERING XS | 808.7
6SL3521-3XC01-1AB0 | G115D WM IP65/66 380...480V 1,1kW FSA C2 | 1589.04
6SL3550-0XN20-7AA0 | G115D MM IP65/66 380..480V 0,75kW FSA C2 | 1430.13
6SL3521-3XC03-0AF0 | G115D WM IP65/66 380...480V 3kW FSB C2 | 2516.55
6SL3550-0XN24-0AA0 | G115D MM IP65/66 380...480V 4kW FSB C2 | 2236.03
6SL3521-3XD03-0AF0 | G115D WM IP65/66 380...480V 3kW FSB C2 | 2516.55
6SL3725-1TE32-1AA3 | S120 CM, MOMO 480V/210A/110KW LC | 32906.87
6SL3566-4MA00-0GA0 | G115D Quickon nut AC400V installation | 16.56
6SL3521-3XE01-1AF0 | G115D WM IP65/66 380...480V 1,1kW FSA C2 | 2091.53
6XV1875-5TH30 | SIMATIC NET cable N / R-SMA Railway 3m | 98.46
6SL3521-3XE44-0AB0 | G115D WM IP65/66 380...480V 4kW FSB C2 | 2419.28
6SL3521-3XH21-1AF0 | G115D WM IP65/66 380...480V 1,1kW FSA C2 | 2020.48
6SL3705-0RE31-1AA5 | S120 CM, HEM 120KW, 380-415V CU320 | 60302.22
6SL3521-3XH60-5AA0 | G115D WM IP65/66 380..480V 0,55kW FSA C2 | 1754.88
6XV1878-5TH50 | IE TP Cord M12-180/RJ45-180 (4x2, 5 m) | 137.45
6SL3521-3XH65-5AF0 | G115D WM IP65/66 380...480V 5,5kW FSC C2 | 3290.96
6SL3521-3XK00-3AA0 | G115D WM IP65/66 380..480V 0,37kW FSA C2 | 1878.28
7ME3410-1VC22-6ER6 | SITRANS FUE380 | 4520.42
7ME3410-2DE02-4ER2 | SITRANS FUE380 | 5211.57
7ME3410-2HE02-4ER2 | SITRANS FUE380 | 5824.43
7ME3411-1UC31-3ER2 | SITRANS FUE380 | 4170.37
6SL3735-7TG37-4LA3 | S120 CM, ALCM 690V/735A/800KW LC | 151403.98
6SL3735-7TG38-1LA3 | S120 CM, ALCM 690V/810A/900KW LC | 166965.84
6SL3735-7TG41-6LA3 | S120 CM, ALCM 690V/1560A/1700KW LC | 264227.51
7MF1575-1FA10 | Transmitters SITRANS LH300 | 948.29
7KM2200-2EA00-1JB1 | PAC2200-CLP SP DR CT 400V ModbusTCP MID | 649.99
6SW1700-1JE01-0AH0 | Drive ES PCS neo V3.0 OSD | 3039.19
7ME6110-1DA20-2DF1 | SITRANS F M MAGFLO MAG 1100 | 4675.58
7ME6110-1VA20-2AA1 | SITRANS F M MAGFLO MAG 1100 | 1353.77
7ME6110-1VA20-2JB1 | SITRANS F M MAGFLO MAG 1100 | 3115.84
7ME6140-1VM10-1KA1 | SITRANS F M MAG 1100 FOOD | 3132.18
7ME6140-2DA20-2AA1 | SITRANS F M MAG 1100 FOOD | 1353.77
8MF1111-0AA00-0CQ1 | SIVACON 2200mm x 800mm x 600mm | 3185.44
8MF1111-0AA00-0CQ5 | SIVACON 2200mm x 800mm x 500mm | 2653.58
8MF1111-0AA00-0CU7 | SIVACON 1800mm x 600mm x 600mm | 1386.1
8MF1111-0AA00-0CV4 | SIVACON 2000mm x 1000mm x 400mm | 3644.59
8MF1111-0AA00-0CY6 | SIVACON 2000mm x 600mm x 600mm | 2898.46
8MF1111-0AA00-0DA3 | SIVACON 2000mm x 600mm x 500mm | 2525.38
8MF1111-0AA00-0DC2 | SIVACON 2000mm x 600mm x 500mm | 2568.43
8MF1111-0AA00-0DE5 | SIVACON 2000mm x 1200mm x 600mm | 4017.67
8MF1111-0AA00-0DG1 | SIVACON 2000mm x 1200mm x 400mm | 3802.43
8MF1111-0AA00-0DH1 | SIVACON 2000mm x 1000mm x 800mm | 3859.83
8MF1111-0AA00-0DK1 | SIVACON 2000mm x 600mm x 600mm | 2798.01
8MF1111-0AA00-0DL5 | SIVACON 2200mm x 600mm x 600mm | 4835.54
8MF1111-0AA00-0DP3 | SIVACON 2000mm x 800mm x 800mm | 2898.46
8MF1111-0AA00-0DQ5 | SIVACON 2000mm x 600mm x 600mm | 3142.39
8MF1111-0AA00-0DV0 | SIVACON 1800mm x 400mm x 1000mm | 2984.55
8MF1111-0AA00-0DV3 | SIVACON 2000mm x 600mm x 500mm | 2568.43
A5E42946631 | 7ML58810JF120FFX,NO PROBE | 5582.04
A5E44996681 | ITP1000-0YC0 FBG DES | 4801.69
A5E47960304 | pendulum bolt set for 7MH4115-5DB11 | 239.29
A5E50113567 | SPARE,LT500,COMM MODULE,PROFIBUS DP | 430.08
A5E50114010 | KIT,LT500,CONVERT WALL TO PANEL MOUNT | 215.95
A5E50388966 | SPARE,LOAD CELL,MSI,250LB,SS,F,KRYLON | 2432.13
EN3:02214-1186-SET | CONTACTOR, 200KW/400V/AC-3 | 1797.81
EN3:02214-7312-SET | OVERLOAD RELAY 55...250 A | 369.69
8MF1111-0AA00-0DL3 | SIVACON 2200mm x 900mm x 600mm | 693.05
8MF1111-0AA00-0DM7 | SIVACON 2000mm x 600mm x 600mm | 713.13
8MF1111-0AA00-0DR5 | SIVACON 2200mm x 600mm x 600mm | 2855.42
8MF1111-0AA00-0DR8 | SIVACON 2000mm x 600mm x 500mm | 2568.43
8MF1111-0AA00-0DU8 | SIVACON 1800mm x 900mm x 600mm | 3142.39
8MF1111-0AA00-0DW0 | SIVACON 2200mm x 800mm x 600mm | 3142.39
A5E42824564 | LUT430,ASSY,DC BOARDSTACK w/CRADLE,GP | 1251.24
A5E42949413 | SPARE,LG250 12MM EXTENSION ROD,300MM | 224.66
A5E50113559 | SPARE,LT500,LID,4 BUTTON HMI,WALL MOUNT | 215.95
A5E50255823 | ENCLOSURE,N4X,w/ IS BARRIER(X2) | 2093.26
A5E50618139 | 7ML54401XB000AA2,NO FLANGE | 5276.28
EN3:02214-1184-SET | CONTACTOR, 132KW/400V/AC-3 | 1272.41
EN3:02214-1349-SET | Therm. overload relay 22 - 32 A | 91.16
7ME6520-3TC42-2AA1 | SITRANS F M MAG 5100 W | 1716.72
7ME6520-5DB13-2AA1 | SITRANS F M MAG 5100 W | 3405.28
7ME6520-6FB12-2AA1 | SITRANS F M MAG 5100 W | 6537.46
7ME6810-2YC31-1AS2 | SITRANS F M MAG 8000 | 4761.44
8MF1111-0AA00-0EG5 | SIVACON 2000mm x 800mm x 600mm | 3070.64
8MF1111-0AA00-0EH2 | SIVACON 2200mm x 800mm x 1000mm | 4075.06
8MF1111-0AA00-0EK1 | SIVACON 2000mm x 1200mm x 800mm | 3658.95
8MF1111-0AA00-0EK7 | SIVACON 2200mm x 800mm x 800mm | 4935.99
8MF1111-0AA00-0EP5 | SIVACON 2000mm x 600mm x 500mm | 2568.43
8MF1111-0AA00-0EP8 | SIVACON 2000mm x 600mm x 500mm | 2568.43
8MF1111-0AA00-0EU0 | SIVACON 2200mm x 1000mm x 600mm | 3931.58
8MF1111-0AA00-0EU4 | SIVACON 2000mm x 600mm x 500mm | 2568.43
8MF1111-0AA00-0BE2 | SIVACON 2000mm x 800mm x 600mm | 2482.34
8MF1111-0AA00-0BE5 | SIVACON 1800mm x 900mm x 500mm | 3070.64
8MF1111-0AA00-0BJ8 | SIVACON 2000mm x 600mm x 500mm | 2482.34
8MF1111-0AA00-0BK8 | SIVACON 1800mm x 400mm x 400mm | 2152.32
8MF1111-0AA00-0BN3 | SIVACON 1800mm x 800mm x 500mm | 2970.21
8MF1111-0AA00-0BQ0 | SIVACON 2000mm x 1200mm x 600mm | 3788.08
8MF1111-0AA00-0BS4 | SIVACON 2000mm x 800mm x 600mm | 3931.58
8MF1111-0AA00-0BT2 | SIVACON 2000mm x 800mm x 800mm | 3472.41
8MF1111-0AA00-0BV4 | SIVACON 1800mm x 800mm x 400mm | 3056.3
8MF1111-0AA00-0BW3 | SIVACON 2000mm x 1200mm x 600mm | 3615.9
8MF1111-0AA00-0BW6 | SIVACON 2000mm x 1000mm x 600mm | 3601.54
8MF1111-0AA00-0CA8 | SIVACON 2000mm x 600mm x 800mm | 3156.73
8MF1111-0AA00-0CB6 | SIVACON 2000mm x 1000mm x 500mm | 3486.75
8MF1111-0AA00-0CF4 | SIVACON 2000mm x 600mm x 500mm | 3027.6
8MF1111-0AA00-0CG2 | SIVACON 2000mm x 800mm x 800mm | 3529.81
8MF1111-0AA00-0CK0 | SIVACON 2000mm x 1200mm x 600mm | 4663.36
8MF1111-0AA00-0CK3 | SIVACON 1800mm x 1000mm x 800mm | 4017.67
8MF1111-0AA00-0CL7 | SIVACON 2200mm x 1200mm x 600mm | 4189.85
8MF1111-0AA00-0CM5 | SIVACON 1800mm x 800mm x 400mm | 3544.16
8MF1111-0AA00-0CP2 | SIVACON 1800mm x 800mm x 500mm | 2008.83
8MF1111-0AA00-0CS0 | SIVACON 2200mm x 900mm x 600mm | 1694.59
8MF1111-0AA00-0CT6 | SIVACON 2000mm x 800mm x 400mm | 2955.85
8MF1111-0AA00-0CV7 | SIVACON 1800mm x 1200mm x 400mm | 3658.95
8MF1111-0AA00-0CX0 | SIVACON 2000mm x 900mm x 600mm | 3099.35
8MF1111-0AA00-0CX3 | SIVACON 2000mm x 1000mm x 1000mm | 4390.73
8MF1111-0AA00-0DA2 | SIVACON 2000mm x 600mm x 500mm | 2525.38
8MF1111-0AA00-0DA7 | SIVACON 2000mm x 600mm x 500mm | 2568.43
8MF1111-0AA00-0DC8 | SIVACON 2000mm x 600mm x 500mm | 2568.43
8MF1111-0AA00-0DE2 | SIVACON 2000mm x 600mm x 500mm | 2568.43
8MF1111-0AA00-0DJ6 | SIVACON 2000mm x 800mm x 600mm | 5208.62
8MF1111-0AA00-0DK5 | SIVACON 2000mm x 800mm x 600mm | 3328.93
8MF1111-0AA00-0DM5 | SIVACON 2000mm x 900mm x 800mm | 4017.67
8MF1111-0AA00-0DR3 | SIVACON 1800mm x 800mm x 400mm | 2324.5
8MF1111-0AA00-0DT2 | SIVACON 2200mm x 900mm x 600mm | 3960.26
A5E42824561 | LUT420,ASSY,DC BOARDSTACK w/CRADLE,HAZ | 925.5
8MF1111-0AA00-0EG1 | SIVACON 2000mm x 600mm x 500mm | 2568.43
8MF1111-0AA00-0EH0 | SIVACON 1800mm x 1200mm x 400mm | 3486.75
8MF1111-0AA00-0EM0 | SIVACON 2000mm x 1000mm x 600mm | 3587.2
8MF1111-0AA00-0EM4 | SIVACON 2000mm x 800mm x 400mm | 2970.21
8MF1111-0AA00-0EP7 | SIVACON 2000mm x 600mm x 500mm | 2568.43
8MF1111-0AA00-0EQ5 | SIVACON 1800mm x 800mm x 800mm | 3113.69
8MF1111-0AA00-0ET2 | SIVACON 2200mm x 900mm x 600mm | 5854.31
8MF1111-0AA00-0ET6 | SIVACON 2000mm x 800mm x 800mm | 5739.52
8MF1111-0AA00-0BD6 | SIVACON 1800mm x 1000mm x 600mm | 4261.6
8MF1111-0AA00-0BE4 | SIVACON 1800mm x 1200mm x 500mm | 4017.67
8MF1111-0AA00-0BG8 | SIVACON 2000mm x 900mm x 800mm | 1110.6
8MF1111-0AA00-0BJ3 | SIVACON 2000mm x 800mm x 600mm | 3386.32
8MF1111-0AA00-0BK7 | SIVACON 2000mm x 900mm x 600mm | 5495.59
8MF1111-0AA00-0BL4 | SIVACON 2000mm x 1200mm x 600mm | 4017.67
8MF1111-0AA00-0BQ4 | SIVACON 2000mm x 400mm x 400mm | 2468
8MF1111-0AA00-0BR2 | SIVACON 2200mm x 900mm x 600mm | 3572.86
8MF1111-0AA00-0BX5 | SIVACON 2200mm x 900mm x 800mm | 6844.38
8MF1111-0AA00-0BX7 | SIVACON 2200mm x 1200mm x 400mm | 3960.26
8MF1111-0AA00-0CA1 | SIVACON 2000mm x 600mm x 400mm | 2568.43
8MF1111-0AA00-0CC6 | SIVACON 2000mm x 600mm x 400mm | 2754.97
8MF1111-0AA00-0CF6 | SIVACON 2000mm x 800mm x 600mm | 3960.26
8MF1111-0AA00-0CG1 | SIVACON 1800mm x 1200mm x 600mm | 4362.03
8MF1111-0AA00-0CL2 | SIVACON 2200mm x 1000mm x 600mm | 2754.97
8MF1111-0AA00-0CN2 | SIVACON 1800mm x 800mm x 400mm | 2984.55
8MF1111-0AA00-0CP3 | SIVACON 1800mm x 600mm x 500mm | 1894.05
8MF1111-0AA00-0CQ2 | SIVACON 2200mm x 900mm x 1000mm | 872.26
8MF1111-0AA00-0CT7 | SIVACON 1800mm x 600mm x 600mm | 3673.29
8MF1111-0AA00-0CV0 | SIVACON 2200mm x 800mm x 600mm | 4232.89
8MF1111-0AA00-0CX4 | SIVACON 2000mm x 1000mm x 1000mm | 4476.82
8MF1111-0AA00-0CY0 | SIVACON 1800mm x 800mm x 500mm | 3113.69
8MF1111-0AA00-0DA8 | SIVACON 2000mm x 600mm x 500mm | 2568.43
8MF1111-0AA00-0DC0 | SIVACON 2000mm x 600mm x 500mm | 2568.43
8MF1111-0AA00-0DD8 | SIVACON 2000mm x 600mm x 500mm | 2568.43
8MF1111-0AA00-0DE7 | SIVACON 2000mm x 600mm x 500mm | 2568.43
8MF1111-0AA00-0DH6 | SIVACON 2000mm x 1200mm x 400mm | 3917.22
8MF1111-0AA00-0DJ0 | SIVACON 2000mm x 1000mm x 600mm | 3745.04
8MF1111-0AA00-0DM0 | SIVACON 2200mm x 600mm x 600mm | 5237.31
8MF1111-0AA00-0DN2 | SIVACON 2000mm x 900mm x 800mm | 4433.78
8MF1111-0AA00-0DN7 | SIVACON 2000mm x 800mm x 600mm | 3027.6
8MF1111-0AA00-0DS3 | SIVACON 2000mm x 1200mm x 400mm | 2898.46
8MF1111-0AA00-0DS8 | SIVACON 2200mm x 600mm x 600mm | 2740.63
8MF1111-0AA00-0DW2 | SIVACON 2200mm x 800mm x 600mm | 3142.39
8MF1111-0AA00-0DX0 | SIVACON 1800mm x 1000mm x 400mm | 3544.16
A5E42824568 | LUT430,ASSY,AC BOARDSTACK w/CRADLE,GP | 1251.24
7ML5440-1HB00-0AC1 | SITRANS LR560 | 5801.38
7ML5501-0EA10 | Pointek CLS100, SS Process Connection | 437.37
7ML5630-0AA00-0DA0 | CLS200,STANDARD,ROD VERSN,THREAD/FLANGE | 1159.22
7ML5630-0AB00-0JB0 | CLS200,STANDARD,ROD VERSN,THREAD/FLANGE | 1079.45
8MF1111-0AA00-0DY1 | SIVACON 2000mm x 800mm x 500mm | 2496.7
8MF1111-0AA00-0EB0 | SIVACON 2000mm x 1200mm x 600mm | 3386.32
8MF1111-0AA00-0ED2 | SIVACON 2000mm x 600mm x 500mm | 3587.2
8MF1111-0AA00-0ED8 | SIVACON 2000mm x 1000mm x 400mm | 3415.02
8MF1111-0AA00-0EG8 | SIVACON 1800mm x 1200mm x 400mm | 4189.85
8MF1111-0AA00-0EJ2 | SIVACON 2200mm x 600mm x 400mm | 1635.76
8MF1111-0AA00-0EM2 | SIVACON 2000mm x 1200mm x 500mm | 3788.08
8MF1111-0AA00-0EM6 | SIVACON 2000mm x 800mm x 400mm | 2970.21
8MF1111-0AA00-0ER1 | SIVACON 2000mm x 600mm x 400mm | 2582.79
8MF1111-0AA00-0ER7 | SIVACON 2000mm x 600mm x 500mm | 2568.43
8MF1111-0AA00-0ET4 | SIVACON 2200mm x 800mm x 600mm | 5639.07
8MF1111-0AA00-0EU7 | SIVACON 2000mm x 600mm x 500mm | 2568.43
8MF1111-0AA00-0BF4 | SIVACON 2000mm x 600mm x 500mm | 2482.34
8MF1111-0AA00-0BG0 | SIVACON 2000mm x 800mm x 1000mm | 5337.76
8MF1111-0AA00-0BK4 | SIVACON 1800mm x 800mm x 400mm | 3386.32
8MF1111-0AA00-0BL5 | SIVACON 2000mm x 600mm x 600mm | 2568.43
8MF1111-0AA00-0BP3 | SIVACON 2000mm x 600mm x 600mm | 2683.22
8MF1111-0AA00-0BQ5 | SIVACON 2200mm x 900mm x 600mm | 3687.65
8MF1111-0AA00-0BU1 | SIVACON 2000mm x 800mm x 500mm | 4362.03
8MF1111-0AA00-0BV3 | SIVACON 2000mm x 1200mm x 1000mm | 3888.53
8MF1111-0AA00-0BY3 | SIVACON 1800mm x 600mm x 600mm | 2683.22
8MF1111-0AA00-0CA6 | SIVACON 2000mm x 800mm x 800mm | 5366.46
8MF1111-0AA00-0CC2 | SIVACON 2000mm x 1200mm x 600mm | 3587.2
8MF1111-0AA00-0CC8 | SIVACON 2200mm x 800mm x 600mm | 3099.35
8MF1111-0AA00-0CF1 | SIVACON 2200mm x 800mm x 600mm | 978.6
8MF1111-0AA00-0CG7 | SIVACON 2000mm x 800mm x 500mm | 3070.64
8MF1111-0AA00-0CL6 | SIVACON 2200mm x 800mm x 600mm | 3070.64
8MF1111-0AA00-0CM7 | SIVACON 1800mm x 800mm x 400mm | 2783.67
8MF1111-0AA00-0CP6 | SIVACON 2000mm x 1200mm x 600mm | 713.13
8MF1111-0AA00-0CQ6 | SIVACON 2000mm x 1200mm x 500mm | 2141.24
8UD1171-1AD25 | DOOR-COUPLING ROT. OP. MECH., E-STOP | 49.54
8MF1111-0AA00-0CU0 | SIVACON 1800mm x 800mm x 400mm | 2295.82
8MF1111-0AA00-0CW3 | SIVACON 2000mm x 1000mm x 600mm | 3271.53
8MF1111-0AA00-0CW5 | SIVACON 2000mm x 900mm x 600mm | 3142.39
8MF1111-0AA00-0DB8 | SIVACON 2000mm x 600mm x 500mm | 2568.43
8MF1111-0AA00-0DC7 | SIVACON 2000mm x 600mm x 500mm | 2568.43
8MF1111-0AA00-0DF6 | SIVACON 2000mm x 1000mm x 800mm | 4749.45
8MF1111-0AA00-0DG7 | SIVACON 2200mm x 800mm x 500mm | 3343.27
8MF1111-0AA00-0DL1 | SIVACON 2200mm x 900mm x 600mm | 693.05
7MH5122-5ND00 | SIWAREX load cell WL290 DB-S CA 45t | 1121.62
7MH5705-3AJ10 | Eye bolt WL250 ST-S SA 100kg | 13.16
7MH7122-1AL31-1A | MSI BELT SCALE | 7267.67
7MH7125-1AA20 | MCS Belt Scale | 5039.29
7MH7152-2BA02-2AA | Milltronics BW500 | 8427.05
7ML5050-0BA11-1DA0 | Sitrans LUT400 | 1826.5
7ML5050-0BB22-1DA0 | Sitrans LUT400 | 2053.33
7ML5110-1GD07-4AK3 | SITRANS LU240 | 1264.84
7ML5425-0EF20-3EE0 | SITRANS LR200 HORN ANTENNA VERSION | 6649.53
7ML5432-0GA20-1AC0 | LR250 Flanged Encapsulated Antenna | 5570.08
7ML5440-0BB00-0AA2 | SITRANS LR560 | 4425.49
7ML5630-0AA00-0JB0 | CLS200,STANDARD,ROD VERSN,THREAD/FLANGE | 942.52
7ML5630-0CB00-0FA0 | CLS200,STANDARD,ROD VERSN,THREAD/FLANGE | 1256.27
7ML5631-1BB00-0HB0 | CLS200,STANDRD,CABLE VERSN,THREAD/FLANGE | 1284.17
7ML5650-1BC10-0JA0 | CLS300,STANDARD,ROD VERSN,THREAD/FLANGE | 1684.32
8MF1111-0AA00-0DX7 | SIVACON 2200mm x 900mm x 1000mm | 4433.78
8MF1111-0AA00-0DY3 | SIVACON 2000mm x 1200mm x 400mm | 2754.97
8MF1111-0AA00-0EA1 | SIVACON 2000mm x 600mm x 500mm | 2568.43
8MF1111-0AA00-0EC8 | SIVACON 2000mm x 1000mm x 500mm | 5323.41
8MF1111-0AA00-0EE1 | SIVACON 2000mm x 800mm x 600mm | 3271.53
8MF1111-0AA00-0EH4 | SIVACON 2200mm x 1200mm x 600mm | 3874.17
8MF1111-0AA00-0EL1 | SIVACON 2000mm x 800mm x 600mm | 4390.73
8MF1111-0AA00-0EQ1 | SIVACON 2000mm x 600mm x 500mm | 2568.43
8MF1111-0AA00-0EQ7 | SIVACON 2000mm x 1200mm x 600mm | 3874.17
8MF1111-0AA00-0ET7 | SIVACON 2000mm x 800mm x 400mm | 2824.33
8MF1111-0AA00-0EU5 | SIVACON 2000mm x 600mm x 500mm | 2568.43
8MF1111-0AA00-0BE8 | SIVACON 1800mm x 900mm x 500mm | 941.29
8MF1111-0AA00-0BG6 | SIVACON 2000mm x 900mm x 600mm | 4390.73
8MF1111-0AA00-0BJ2 | SIVACON 2000mm x 800mm x 600mm | 5667.77
8MF1111-0AA00-0BK2 | SIVACON 2000mm x 1000mm x 500mm | 1650.11
8MF1111-0AA00-0BM2 | SIVACON 1800mm x 900mm x 500mm | 1093.37
8MF1111-0AA00-0BM5 | SIVACON 2000mm x 600mm x 400mm | 1894.05
8MF1111-0AA00-0BS5 | SIVACON 1800mm x 600mm x 500mm | 2697.58
8MF1111-0AA00-0BT1 | SIVACON 1800mm x 600mm x 800mm | 932.67
8MF1111-0AA00-0BX2 | SIVACON 1800mm x 1200mm x 500mm | 3945.92
8MF1111-0AA00-0BY7 | SIVACON 2000mm x 1200mm x 500mm | 2855.42
8MF1111-0AA00-0CB7 | SIVACON 2200mm x 400mm x 400mm | 2410.59
8MF1111-0AA00-0CB8 | SIVACON 2000mm x 600mm x 500mm | 2826.72
8MF1111-0AA00-0CG6 | SIVACON 2000mm x 800mm x 400mm | 2841.06
8MF1111-0AA00-0CJ8 | SIVACON 2000mm x 800mm x 600mm | 3242.82
8MF1111-0AA00-0CN1 | SIVACON 1800mm x 800mm x 400mm | 2711.92
A5E42847455 | LUT440,ASSY,AC BOARDSTACK w/CRADLE,GP | 1791.1
EN3:02214-1179-SET | CONTACTOR, 55KW/400V/AC-3 | 446.29
EN3:02214-1352-SET | Stand-alone installation, Sz S2 | 24.75
EN3:02214-7340-SET | Therm. overload relay, 45...63 A | 120.27
1FE1082-6WW11-6BA2 | BUILT-IN SYNCHRONOUS MOTOR | 5262.72
1FK7032-2AF21-1RA1-ZX02 | SYNCHRONOUS MOTOR 1FK7-CT 1,2 NM | 2119.74
1FK7022-5AK71-1DG3-ZX01 | SYNCHRONOUS SERVOMOTOR, 1FK7 | 2147.93
1FK7083-2AF71-1RG1-ZN05 | SYNCHRONOUS MOTOR 1FK7-CT 16 NM | 3188.32
1FK7083-2AF71-1RG1-ZX08 | SYNCHRONOUS MOTOR 1FK7-CT 16 NM | 2953.58
1FK7084-2AC71-1CH1-ZJ17 | SYNCHRONOUS MOTOR 1FK7-CT 20 NM | 13804.65
1FK7083-2AF71-1RH0-ZN05 | SYNCHRONOUS MOTOR 1FK7-CT 16 NM | 3540.75
1FK7084-2AF71-1RA1-ZX08 | SYNCHRONOUS MOTOR 1FK7-CT 20 NM | 3379.48
1FK7084-2AF71-1RA2-ZN05 | SYNCHRONOUS MOTOR 1FK7-CT 20 NM | 3614.23
1FK7084-3BF71-1QA0-ZN05 | SYNCHRONOUS MOTOR 1FK7-HI 20 NM | 3095.67
1FK7084-2AF71-1UB0-ZN05 | SYNCHRONOUS MOTOR 1FK7-CT 20 NM | 3437.53
1FK7084-3BC71-1FG0-ZN05 | SYNCHRONOUS MOTOR 1FK7-HI 20 NM | 4034.04
1FK7084-2AF71-1CG0-ZN05 | SYNCHRONOUS MOTOR 1FK7-CT 20 NM | 3945.13
1FK7084-2AF71-1DB0-ZN24 | SYNCHRONOUS MOTOR 1FK7-CT 20 NM | 4368.27
1FK7084-2AF71-1FB2-ZN05 | SYNCHRONOUS MOTOR 1FK7-CT 20 NM | 4687.49
1FK7084-3BC71-1CH2-ZN05 | SYNCHRONOUS MOTOR 1FK7-HI 20 NM | 4505.02
1FK7084-2AF71-1CG2-ZN16 | SYNCHRONOUS MOTOR 1FK7-CT 20 NM | 4282.49
1FK7085-4CC71-1QA1-ZN05 | SYNCHRONOUS MOTOR 1FK7-HD 22 NM | 3352.69
1FK7085-4CC71-1RB0-ZN05 | SYNCHRONOUS MOTOR 1FK7-HD 22 NM | 4122.02
1FK7100-2AF71-1RG0-ZN05 | SYNCHRONOUS MOTOR 1FK7-CT 18 NM | 3359.33
1FK7101-2AC71-1CB0-ZX01 | SYNCHRONOUS MOTOR 1FK7-CT 27 NM | 4562.18
1FK7101-2AF71-1CG0-ZN05 | SYNCHRONOUS MOTOR 1FK7-CT 27 NM | 4245.11
1FK7101-2AF71-1CG0-ZN16 | SYNCHRONOUS MOTOR 1FK7-CT 27 NM | 4478.78
1FK7103-2AC71-1CH1-ZJ09 | SYNCHRONOUS MOTOR 1FK7-CT 36 NM | 8858.85
1FK7103-2AC71-1PB0-ZN05 | SYNCHRONOUS MOTOR 1FK7-CT 36 NM | 4205.97
1FK7101-2AC71-1QH0-ZN05 | SYNCHRONOUS MOTOR 1FK7-CT 27 NM | 3756.14
1FK7101-2AC71-1QA2-ZN05 | SYNCHRONOUS MOTOR 1FK7-CT 27 NM | 3499.33
1FK7101-2AC71-1QG0-ZN05X01 | SYNCHRONOUS MOTOR 1FK7-CT 27 NM | 3403.66
1FK7103-2AC71-1CH0-ZX05 | SYNCHRONOUS MOTOR 1FK7-CT 36 NM | 4934.95
1FK7103-2AC71-1CH1-ZJ13 | SYNCHRONOUS MOTOR 1FK7-CT 36 NM | 14573.07
1FK7105-2AC71-1DA1-ZN05 | SYNCHRONOUS MOTOR 1FK7-CT 48 NM | 5767.35
1FK7103-2AC71-1BA1-ZN05 | SYNCHRONOUS MOTOR 1FK7-CT 36 NM | 4503.4
1FK7103-2AC71-1BB0-ZN05 | SYNCHRONOUS MOTOR 1FK7-CT 36 NM | 4855.88
1FK7103-2AC71-1BB1-ZN05 | SYNCHRONOUS MOTOR 1FK7-CT 36 NM | 4959.57
1FK7105-2AC71-1FB0-ZX01 | SYNCHRONOUS MOTOR 1FK7-CT 48 NM | 6296.63
1FK7105-2AC71-1QB2-ZN05 | SYNCHRONOUS MOTOR 1FK7-CT 48 NM | 5601.12
1FK7105-2AC71-1QG0-ZN05 | SYNCHRONOUS MOTOR 1FK7-CT 48 NM | 4945.59
1FK7105-2AC71-1QH2-ZN05 | SYNCHRONOUS MOTOR 1FK7-CT 48 NM | 5505.45
1FK7103-2AF71-1CB0-ZN05 | SYNCHRONOUS MOTOR 1FK7-CT 36 NM | 5265.38
1FK7103-3BC71-1QB0-ZN05 | SYNCHRONOUS MOTOR 1FK7-HI 36 NM | 4301.22
1FK7103-2AF71-1CA1-ZN05 | SYNCHRONOUS MOTOR 1FK7-CT 36 NM | 4912.95
1FK7105-2AC71-1QA0-ZX05 | SYNCHRONOUS MOTOR 1FK7-CT 48 NM | 4806.47
1FK7105-2AC71-1QB1-ZN05 | SYNCHRONOUS MOTOR 1FK7-CT 48 NM | 5601.12
1FK7081-2AC71-1RH0-ZN05 | SYNCHRONOUS MOTOR 1FK7-CT 12 NM | 3421.41
1FK7083-2AF71-1BB0-ZN05X01 | SYNCHRONOUS MOTOR 1FK7-CT 16 NM | 3860.88
1FK7083-2AF74-1SB2-ZN16 | SYNCHRONOUS MOTOR 1FK7-CT 16 NM | 2765.39
1FK7083-2AF74-1SB2-ZN16X08 | SYNCHRONOUS MOTOR 1FK7-CT 16 NM | 2869.08
1FK7083-2AF71-1DB0-ZX01 | SYNCHRONOUS MOTOR 1FK7-CT 16 NM | 3611.28
1FK7083-2AF71-1DG0-ZN05 | SYNCHRONOUS MOTOR 1FK7-CT 16 NM | 3294.22
1FK7083-2AF71-1DG0-ZX01 | SYNCHRONOUS MOTOR 1FK7-CT 16 NM | 3059.46
1FK7083-2AC71-1PA0-ZN05 | SYNCHRONOUS MOTOR 1FK7-CT 16 NM | 2651.13
1FK7083-2AH71-1CH0-ZN05 | SYNCHRONOUS MOTOR 1FK7-CT 16 NM | 4071
1FK7083-2AH71-1QB1-ZN05 | SYNCHRONOUS MOTOR 1FK7-CT 16 NM | 3325.25
1FK7083-2AC71-1RA2-ZN05 | SYNCHRONOUS MOTOR 1FK7-CT 16 NM | 3283.96
1FK7083-2AC71-1RB1-ZN05 | SYNCHRONOUS MOTOR 1FK7-CT 16 NM | 3740.14
1FK7084-2AC71-1QG1-ZJ09 | SYNCHRONOUS MOTOR 1FK7-CT 20 NM | 6100.59
1FK7084-2AF71-1QG1-ZJ15 | SYNCHRONOUS MOTOR 1FK7-CT 20 NM | 8969.9
1FK7032-2AK71-1CA1-ZN05 | SYNCHRONOUS MOTOR 1FK7-CT 1,15 NM | 2884.77
1FK7022-5AK71-1LG5-ZJ17 | SYNCHRONOUS SERVOMOTOR, 1FK7 | 6414.35
1FK7022-5AK71-1LB3-ZX08 | SYNCHRONOUS SERVOMOTOR, 1FK7 | 2933.26
1FK7032-2AK71-1DB1-ZN05 | SYNCHRONOUS MOTOR 1FK7-CT 1,15 NM | 2804.87
1FK7022-5AK74-1TH3-ZX01 | SYNCHRONOUS SERVOMOTOR, 1FK7 | 1437.07
1FK7033-4CK71-1PG0-ZN05 | SYNCHRONOUS MOTOR 1FK7-HD 1,3 NM | 1675.05
1FK7033-4CK71-1RG1-ZN05 | SYNCHRONOUS MOTOR 1FK7-HD 1,3 NM | 2305.88
1FK7032-2AK71-1RA0-ZX01 | SYNCHRONOUS MOTOR 1FK7-CT 1,15 NM | 2016.05
1FK7032-2AK71-1RB1-ZN05 | SYNCHRONOUS MOTOR 1FK7-CT 1,15 NM | 2597.33
1FK7034-2AK71-1CH1-ZN05 | SYNCHRONOUS MOTOR 1FK7-CT 1,6 NM | 3134.66
1FK7032-2AK71-1UH1-ZX04 | SYNCHRONOUS MOTOR 1FK7-CT 1,15 NM | 1735.05
1FK7032-2AK71-1QB0-ZN05 | SYNCHRONOUS MOTOR 1FK7-CT 1,15 NM | 2078.73
1FK7032-2AK71-1QG0-ZN05 | SYNCHRONOUS MOTOR 1FK7-CT 1,15 NM | 1740.28
1FK7032-2AK71-1RA0-ZN16 | SYNCHRONOUS MOTOR 1FK7-CT 1,15 NM | 2484.48
1FK7032-2AK71-1RA1-ZN05 | SYNCHRONOUS MOTOR 1FK7-CT 1,15 NM | 2354.48
1FK7042-2AF71-1RB0-ZX01 | SYNCHRONOUS MOTOR 1FK7-CT 3 NM | 2447.72
1FK7042-2AF71-1RB1-ZN05 | SYNCHRONOUS MOTOR 1FK7-CT 3 NM | 2786.18
1FK7042-2AC71-1CH1-ZN24 | SYNCHRONOUS MOTOR 1FK7-CT 3 NM | 3347.45
1FK7042-2AC71-1CH2-ZX06 | SYNCHRONOUS MOTOR 1FK7-CT 3 NM | 2983.56
1FK7042-2AF71-1RG0-ZX08 | SYNCHRONOUS MOTOR 1FK7-CT 3 NM | 2062.66
1FK7042-2AF71-1RH2-ZX08 | SYNCHRONOUS MOTOR 1FK7-CT 3 NM | 2453.28
1FK7042-2AK71-1RH0-ZN05 | SYNCHRONOUS MOTOR 1FK7-CT 3 NM | 2584.33
1FK7042-2AF71-1FB0-ZN05 | SYNCHRONOUS MOTOR 1FK7-CT 3 NM | 3301.59
1FK7042-2AF71-1CH1-ZN24 | SYNCHRONOUS MOTOR 1FK7-CT 3 NM | 3347.45
1FK7042-2AF71-1QA1-ZN05 | SYNCHRONOUS MOTOR 1FK7-CT 3 NM | 2081.89
1FK7042-2AF71-1QB0-ZN05X01 | SYNCHRONOUS MOTOR 1FK7-CT 3 NM | 2371.27
1FK7042-2AF71-1BA2-ZX01 | SYNCHRONOUS MOTOR 1FK7-CT 3 NM | 2382.73
1FK7042-2AF71-1RG0-ZX01 | SYNCHRONOUS MOTOR 1FK7-CT 3 NM | 2062.66
1FK7042-2AF71-1RH2-ZX26 | SYNCHRONOUS MOTOR 1FK7-CT 3 NM | 2516.86
1FK7042-2AF71-1UA0-ZX05 | SYNCHRONOUS MOTOR 1FK7-CT 3 NM | 1629.13
1FK7042-2AF71-1UG0-ZX02 | SYNCHRONOUS MOTOR 1FK7-CT 3 NM | 1533.53
1FK7042-2AF71-1QA0-ZN05 | SYNCHRONOUS MOTOR 1FK7-CT 3 NM | 1978.18
1FK7042-2AF71-1QG0-ZX05 | SYNCHRONOUS MOTOR 1FK7-CT 3 NM | 1647.79
1FK7042-2AF71-1RA0-ZN05 | SYNCHRONOUS MOTOR 1FK7-CT 3 NM | 2393.04
1FK7042-2AK71-1CG2-ZX01 | SYNCHRONOUS MOTOR 1FK7-CT 3 NM | 2696.62
1FK7042-2AK71-1CH1-ZN05 | SYNCHRONOUS MOTOR 1FK7-CT 3 NM | 3218.3
1FG1102-1QC26-2AA2-ZD01K06 | SIMOTICS S-1FG1 SERVO GEARED MOTOR | 2017.56
1FG1102-1QD22-2AA1-ZD01K06X01 | SIMOTICS S-1FG1 SERVO GEARED MOTOR | 2332.47
1FG1102-9RE04-2AM1-ZD01H1GK12 | SIMOTICS S-1FG1 SERVO GEARED MOTOR | 2838.04
1FG1503-1RE22-2FV1-ZD11G23K07 | SIMOTICS S-1FG1 SERVO GEARED MOTOR | 4411.33
1FG1510-1UE33-2AT1-ZD11G24K08 | SIMOTICS S-1FG1 SERVO GEARED MOTOR | 5000.49
1FK7022-5AK71-1UA3-ZX04 | SYNCHRONOUS SERVOMOTOR, 1FK7 | 1566.07
1FK7032-2AF21-1QA0-ZN05 | SYNCHRONOUS MOTOR 1FK7-CT 1,2 NM | 1835.93
1FG1105-1RE43-4AN1-ZD02K06 | SIMOTICS S-1FG1 SERVO GEARED MOTOR | 3433.53
1FG1502-5QE04-2DJ1-ZD11K07Q92 | SIMOTICS S-1FG1 SERVO GEARED MOTOR | 3622.11
1FG1508-1RE33-2FS1-ZD25K06Q93 | SIMOTICS S-1FG1 SERVO GEARED MOTOR | 4935.73
1FK7022-5AK71-1UA3-ZX05 | SYNCHRONOUS SERVOMOTOR, 1FK7 | 1566.07
1FK7032-2AF21-1RG0-ZN05 | SYNCHRONOUS MOTOR 1FK7-CT 1,2 NM | 2155.17
1FK7032-2AK71-1CG0-ZN05 | SYNCHRONOUS MOTOR 1FK7-CT 1,15 NM | 2685.39
1FK7022-5AK71-1LG5-ZJ09 | SYNCHRONOUS SERVOMOTOR, 1FK7 | 4887.5
1FK7022-5AK71-1LG5-ZJ16X01 | SYNCHRONOUS SERVOMOTOR, 1FK7 | 6523.26
1FK7032-2AK71-1RH2-ZX24 | SYNCHRONOUS MOTOR 1FK7-CT 1,15 NM | 2327.79
1FK7083-2AF71-1RA1-ZN05 | SYNCHRONOUS MOTOR 1FK7-CT 16 NM | 3283.96
1FK7084-2AC71-1CH2-ZN05 | SYNCHRONOUS MOTOR 1FK7-CT 20 NM | 4504.99
1FK7083-2AF71-1RA2-ZN05 | SYNCHRONOUS MOTOR 1FK7-CT 16 NM | 3283.96
1FK7083-2AF71-1RG0-ZN05 | SYNCHRONOUS MOTOR 1FK7-CT 16 NM | 3084.61
1FK7083-2AF71-1RH2-ZN05 | SYNCHRONOUS MOTOR 1FK7-CT 16 NM | 3644.44
1FK7083-2AF71-1UA2-ZX01 | SYNCHRONOUS MOTOR 1FK7-CT 16 NM | 2520.05
1FK7084-2AC71-1QB0-ZX02 | SYNCHRONOUS MOTOR 1FK7-CT 20 NM | 3317.08
1FK7084-2AF71-1QG0-ZN05 | SYNCHRONOUS MOTOR 1FK7-CT 20 NM | 3000.01
1FK7084-3BF71-1RB0-ZN05 | SYNCHRONOUS MOTOR 1FK7-HI 20 NM | 3966.7
1FK7084-3BF71-1RH0-ZN05 | SYNCHRONOUS MOTOR 1FK7-HI 20 NM | 3871.06
1FK7084-2AF71-1BB0-ZN05 | SYNCHRONOUS MOTOR 1FK7-CT 20 NM | 4087.41
1FK7084-2AF71-1CB2-ZN05 | SYNCHRONOUS MOTOR 1FK7-CT 20 NM | 4600.64
1FK7084-3BC71-1RB0-ZN05 | SYNCHRONOUS MOTOR 1FK7-HI 20 NM | 3966.7
1FK7084-2AF71-1PA0-ZN05 | SYNCHRONOUS MOTOR 1FK7-CT 20 NM | 2981.36
1FK7084-2AF71-1BB2-ZN05 | SYNCHRONOUS MOTOR 1FK7-CT 20 NM | 4191.15
1FK7084-3BC71-1CH1-ZJ03 | SYNCHRONOUS MOTOR 1FK7-HI 20 NM | 7501.89
1FK7084-3BC71-1QG0-ZN05 | SYNCHRONOUS MOTOR 1FK7-HI 20 NM | 3000.01
1FK7084-2AF71-1CH0-ZN05X06 | SYNCHRONOUS MOTOR 1FK7-CT 20 NM | 4504.97
1FK7086-4CF71-1CH0-ZN05 | SYNCHRONOUS MOTOR 1FK7-HD 28 NM | 4998.1
1FK7100-2AC71-1QG0-ZN05 | SYNCHRONOUS MOTOR 1FK7-CT 18 NM | 2944.44
1FK7100-2AF71-1UA0-ZN05 | SYNCHRONOUS MOTOR 1FK7-CT 18 NM | 2925.8
1FK7101-2AC71-1QB0-ZN05 | SYNCHRONOUS MOTOR 1FK7-CT 27 NM | 3851.81
1FK7101-2AC71-1QG2-ZX05 | SYNCHRONOUS MOTOR 1FK7-CT 27 NM | 3168.95
1FK7101-2AC71-1RB0-ZN05 | SYNCHRONOUS MOTOR 1FK7-CT 27 NM | 4266.68
1FK7103-2AC71-1DA2-ZN05 | SYNCHRONOUS MOTOR 1FK7-CT 36 NM | 4590.25
1FK7103-2AC71-1DB1-ZN05 | SYNCHRONOUS MOTOR 1FK7-CT 36 NM | 5046.41
1FK7101-2AF71-1QG0-ZN05 | SYNCHRONOUS MOTOR 1FK7-CT 27 NM | 3299.97
1FK7103-2AC71-1QA2-ZN05 | SYNCHRONOUS MOTOR 1FK7-CT 36 NM | 3967.8
1FK7101-2AF71-1RG1-ZX08 | SYNCHRONOUS MOTOR 1FK7-CT 27 NM | 3583.83
1FK7103-2AC71-1BB2-ZN05 | SYNCHRONOUS MOTOR 1FK7-CT 36 NM | 4959.57
1FK7103-2AC71-1BH0-ZX04 | SYNCHRONOUS MOTOR 1FK7-CT 36 NM | 4525.46
1FK7105-2AF71-1BA2-ZN05 | SYNCHRONOUS MOTOR 1FK7-CT 48 NM | 5680.55
1FK7105-2AC71-1QA0-ZX01 | SYNCHRONOUS MOTOR 1FK7-CT 48 NM | 4806.47
1FK7103-2AF71-1CG1-ZN05 | SYNCHRONOUS MOTOR 1FK7-CT 36 NM | 4817.28
1FK7105-2AC71-1BG0-ZN05 | SYNCHRONOUS MOTOR 1FK7-CT 48 NM | 5481.22
1FK7105-2AC71-1CA0-ZN05 | SYNCHRONOUS MOTOR 1FK7-CT 48 NM | 5986.37
1FK7103-2AC71-1BA0-ZN05 | SYNCHRONOUS MOTOR 1FK7-CT 36 NM | 4399.68
1FK7105-2AC71-1CH0-ZX01 | SYNCHRONOUS MOTOR 1FK7-CT 48 NM | 6112.13
1FK7105-2AF71-1CA0-ZN05 | SYNCHRONOUS MOTOR 1FK7-CT 48 NM | 5986.37
1FK7105-2AC71-1RA1-ZN05 | SYNCHRONOUS MOTOR 1FK7-CT 48 NM | 5559.82
1FK7064-4CF74-1SB1-ZN05 | SYNCHRONOUS MOTOR 1FK7-HD 12 NM | 2696.27
1FK7080-2AF71-1CB1-ZN05 | SYNCHRONOUS MOTOR 1FK7-CT 8 NM | 3909.89
1FK7081-2AC71-1RB2-ZN05 | SYNCHRONOUS MOTOR 1FK7-CT 12 NM | 3620.77
1FK7083-2AF74-1TG0-ZN05 | SYNCHRONOUS MOTOR 1FK7-CT 16 NM | 2288.1
1FK7083-2AC71-1CB0-ZN05 | SYNCHRONOUS MOTOR 1FK7-CT 16 NM | 4166.69
1FK7083-2AF71-1CG1-ZN05 | SYNCHRONOUS MOTOR 1FK7-CT 16 NM | 3718.57
1FK7083-2AF71-1DB0-ZN05 | SYNCHRONOUS MOTOR 1FK7-CT 16 NM | 3846.02
1FK7083-2AC71-1QB0-ZN05 | SYNCHRONOUS MOTOR 1FK7-CT 16 NM | 3221.56
1FK7083-2AF71-1CB1-ZX05 | SYNCHRONOUS MOTOR 1FK7-CT 16 NM | 4035.63
1FK7083-2AC71-1QB1-ZN05 | SYNCHRONOUS MOTOR 1FK7-CT 16 NM | 3325.25
1FK7083-2AF71-1FB2-ZN05 | SYNCHRONOUS MOTOR 1FK7-CT 16 NM | 4357.23
1FK7083-2AH71-1QG2-ZN05 | SYNCHRONOUS MOTOR 1FK7-CT 16 NM | 2773.48
1FK7084-2AC71-1PA0-ZN05 | SYNCHRONOUS MOTOR 1FK7-CT 20 NM | 2981.36
1FK7083-2AF71-1UH2-ZN05 | SYNCHRONOUS MOTOR 1FK7-CT 16 NM | 3115.31
1FK7040-2AK71-1RG1-ZJ29 | SYNCHRONOUS MOTOR 1FK7-CT 1,6 NM | 4321.37
1FK7040-2AK71-1RG2-ZN16 | SYNCHRONOUS MOTOR 1FK7-CT 1,6 NM | 2563.68
1FK7034-2AK71-1UA0-ZN05X05 | SYNCHRONOUS MOTOR 1FK7-CT 1,6 NM | 1930.77
1FK7042-2AC71-1RB0-ZX04 | SYNCHRONOUS MOTOR 1FK7-CT 3 NM | 2447.72
1FK7034-2AK71-1RH1-ZJ22 | SYNCHRONOUS MOTOR 1FK7-CT 1,6 NM | 4465.82
1FK7042-2AC71-1QH0-ZX01 | SYNCHRONOUS MOTOR 1FK7-CT 3 NM | 1934.73
1FK7034-2AK71-1UB0-ZN05 | SYNCHRONOUS MOTOR 1FK7-CT 1,6 NM | 2069.89
1FK7034-2AK71-1CB1-ZX01 | SYNCHRONOUS MOTOR 1FK7-CT 1,6 NM | 2998.25
1FK7042-2AC71-1BH1-ZN05 | SYNCHRONOUS MOTOR 1FK7-CT 3 NM | 2808.81
1FK7042-2AC71-1CG1-ZN05 | SYNCHRONOUS MOTOR 1FK7-CT 3 NM | 2931.38
1FK7042-2AC71-1DA1-ZX53 | SYNCHRONOUS MOTOR 1FK7-CT 3 NM | 2533.15
1FK7042-2AF71-1RG2-ZN16 | SYNCHRONOUS MOTOR 1FK7-CT 3 NM | 2634.78
1FK7042-2AF71-1BG2-ZX01 | SYNCHRONOUS MOTOR 1FK7-CT 3 NM | 2287.1
1FK7042-2AF71-1CB0-ZM03 | SYNCHRONOUS MOTOR 1FK7-CT 3 NM | 3039.33
1FK7042-2AF71-1UA1-ZN05 | SYNCHRONOUS MOTOR 1FK7-CT 3 NM | 1967.6
1FK7042-2AF21-1CB2-ZN16 | SYNCHRONOUS MOTOR 1FK7-CT 3 NM | 3550.09
1FK7042-2AK71-1RB0-ZX01 | SYNCHRONOUS MOTOR 1FK7-CT 3 NM | 2447.72
1FK7042-2AF71-1CG1-ZX02 | SYNCHRONOUS MOTOR 1FK7-CT 3 NM | 2696.62
1FK7042-2AC71-1RB2-ZN05 | SYNCHRONOUS MOTOR 1FK7-CT 3 NM | 2786.18
1FK7034-2AF24-1TG0-ZX01 | SYNCHRONOUS MOTOR 1FK7-CT 1,6 NM | 1229.36
1FK7042-2AC71-1CA0-ZN05 | SYNCHRONOUS MOTOR 1FK7-CT 3 NM | 2923.31
1FK7034-2AK71-1BB1-ZN05 | SYNCHRONOUS MOTOR 1FK7-CT 1,6 NM | 2823.46
1FK7034-2AK71-1CG0-ZN05 | SYNCHRONOUS MOTOR 1FK7-CT 1,6 NM | 2790.85
1FK7042-2AC71-1FB2-ZX01 | SYNCHRONOUS MOTOR 1FK7-CT 3 NM | 3168.52
1FK7042-2AF21-1UA0-ZX01 | SYNCHRONOUS MOTOR 1FK7-CT 3 NM | 1629.13
1FK7042-2AC71-1CH1-ZX04 | SYNCHRONOUS MOTOR 1FK7-CT 3 NM | 2983.56
1FK7042-2AF71-1RH2-ZN05 | SYNCHRONOUS MOTOR 1FK7-CT 3 NM | 2688.03
1FK7042-2AF71-1CB0-ZX04 | SYNCHRONOUS MOTOR 1FK7-CT 3 NM | 2977.94
1FE1083-6WP31-6BB0 | BUILT-IN SYNCHRONOUS MOTOR, | 6953.2
1FK7032-2AK71-1RH0-ZN24 | SYNCHRONOUS MOTOR 1FK7-CT 1,15 NM | 2515.74
1FK7032-2AK71-1UA2-ZX08 | SYNCHRONOUS MOTOR 1FK7-CT 1,15 NM | 1590.58
1FK7032-2AK71-1RA0-ZN05 | SYNCHRONOUS MOTOR 1FK7-CT 1,15 NM | 2250.79
1FK7032-2AK71-1RA0-ZX04 | SYNCHRONOUS MOTOR 1FK7-CT 1,15 NM | 2016.05
1FK7033-4CK71-1RH0-ZN05 | SYNCHRONOUS MOTOR 1FK7-HD 1,3 NM | 2444.32
1FK7034-2AK71-1QG0-ZX01 | SYNCHRONOUS MOTOR 1FK7-CT 1,6 NM | 1610.98
1FK7040-2AK71-1RB1-ZN05 | SYNCHRONOUS MOTOR 1FK7-CT 1,6 NM | 2715.05
1FK7040-2AK71-1RH0-ZN05 | SYNCHRONOUS MOTOR 1FK7-CT 1,6 NM | 2513.23
1FK7034-2AK71-1RH0-ZN05 | SYNCHRONOUS MOTOR 1FK7-CT 1,6 NM | 2500.72
1FK7032-2AK71-1FH0-ZX53 | SYNCHRONOUS MOTOR 1FK7-CT 1,15 NM | 2843.26
1FK7034-2AK71-1CH0-ZN05 | SYNCHRONOUS MOTOR 1FK7-CT 1,6 NM | 3030.95
1FK7034-2AK71-1RA0-ZN05 | SYNCHRONOUS MOTOR 1FK7-CT 1,6 NM | 2356.27
1FK7033-4CK74-1EA0-ZN05 | SYNCHRONOUS MOTOR 1FK7-HD 1,3 NM | 2565.28
1FK7040-2AK71-1UA0-ZN05 | SYNCHRONOUS MOTOR 1FK7-CT 1,6 NM | 1792.81
1FK7034-2AK71-1RG2-ZX01 | SYNCHRONOUS MOTOR 1FK7-CT 1,6 NM | 2129.55
1FK7040-2AK71-1UA1-ZN05 | SYNCHRONOUS MOTOR 1FK7-CT 1,6 NM | 1896.51
1FK7034-2AF21-1PH0-ZX01 | SYNCHRONOUS MOTOR 1FK7-CT 1,6 NM | 1736.81
1FK7042-2AC71-1QG0-ZX01 | SYNCHRONOUS MOTOR 1FK7-CT 3 NM | 1647.79
1FK7042-2AC71-1RH1-ZN16 | SYNCHRONOUS MOTOR 1FK7-CT 3 NM | 2921.72
1FK7042-2AC71-1UG0-ZN05 | SYNCHRONOUS MOTOR 1FK7-CT 3 NM | 1768.29
1FK7040-2AK71-1CH0-ZN24 | SYNCHRONOUS MOTOR 1FK7-CT 1,6 NM | 3172.6
1FK7042-2AF71-1PG0-ZX05 | SYNCHRONOUS MOTOR 1FK7-CT 3 NM | 1533.53
1FK7042-2AK71-1CB0-ZX01 | SYNCHRONOUS MOTOR 1FK7-CT 3 NM | 2977.94
1FK7042-3BK71-1FG2-ZN05 | SYNCHRONOUS MOTOR 1FK7-HI 3 NM | 3020.24
1FK7083-2AC71-1QA1-ZN05 | SYNCHRONOUS MOTOR 1FK7-CT 16 NM | 2869.08
1FK7083-2AH71-1DA0-ZN05 | SYNCHRONOUS MOTOR 1FK7-CT 16 NM | 3389.87
1FK7083-2AF71-1BG2-ZX26 | SYNCHRONOUS MOTOR 1FK7-CT 16 NM | 3137.92
1FK7083-2AC71-1BG0-ZX01 | SYNCHRONOUS MOTOR 1FK7-CT 16 NM | 2970.6
1FK7083-2AC71-1CB0-ZX01 | SYNCHRONOUS MOTOR 1FK7-CT 16 NM | 3931.9
1FK7083-2AC71-1CG0-ZN05 | SYNCHRONOUS MOTOR 1FK7-CT 16 NM | 3614.87
1FK7083-2AF71-1CB0-ZN05 | SYNCHRONOUS MOTOR 1FK7-CT 16 NM | 4166.69
1FK7084-2AC71-1QA1-ZN05 | SYNCHRONOUS MOTOR 1FK7-CT 20 NM | 3199.36
1FK7084-2AC71-1QB0-ZN05 | SYNCHRONOUS MOTOR 1FK7-CT 20 NM | 3551.84
1FK7084-2AF71-1QA0-ZX01 | SYNCHRONOUS MOTOR 1FK7-CT 20 NM | 2860.88
1FK7084-2AF71-1QA1-ZN05 | SYNCHRONOUS MOTOR 1FK7-CT 20 NM | 3199.34
1FK7084-2AF71-1UB0-ZX01 | SYNCHRONOUS MOTOR 1FK7-CT 20 NM | 3202.78
1FK7084-2AF71-1UG2-ZN05 | SYNCHRONOUS MOTOR 1FK7-CT 20 NM | 2989.45
1FK7084-2AF74-1AA0-ZN05 | SYNCHRONOUS MOTOR 1FK7-CT 20 NM | 3363.94
1FK7084-2AC71-1CB0-ZN05 | SYNCHRONOUS MOTOR 1FK7-CT 20 NM | 4496.95
1FK7084-2AC71-1UA0-ZN05 | SYNCHRONOUS MOTOR 1FK7-CT 20 NM | 2981.36
1FK7084-2AC71-1CB0-ZX01 | SYNCHRONOUS MOTOR 1FK7-CT 20 NM | 4262.18
1FK7084-2AC71-1CB1-ZN05 | SYNCHRONOUS MOTOR 1FK7-CT 20 NM | 4600.64
1FK7084-2AF71-1RH0-ZN24 | SYNCHRONOUS MOTOR 1FK7-CT 20 NM | 4063.01
1FK7084-3BF71-1BB0-ZN05 | SYNCHRONOUS MOTOR 1FK7-HI 20 NM | 4087.41
1FK7086-4CF71-1CA0-ZM39 | SYNCHRONOUS MOTOR 1FK7-HD 28 NM | 4467.45
1FK7086-4CC71-1CA0-ZN05 | SYNCHRONOUS MOTOR 1FK7-HD 28 NM | 4637.58
1FK7086-4CC71-1DA0-ZN05 | SYNCHRONOUS MOTOR 1FK7-HD 28 NM | 4316.93
1FK7086-4CC71-1UG0-ZN05 | SYNCHRONOUS MOTOR 1FK7-HD 28 NM | 3482.52
1FK7100-2AF71-1CA0-ZX01 | SYNCHRONOUS MOTOR 1FK7-CT 18 NM | 3750.48
1FK7086-4SF71-1CB0-ZN05 | SYNCHRONOUS MOTOR 1FK7-HD 38 NM | 6614.85
1FK7100-3BC71-1RH1-ZN05 | SYNCHRONOUS MOTOR 1FK7-HI 18 NM | 3909.72
1FK7100-2AF71-1CB0-ZX01 | SYNCHRONOUS MOTOR 1FK7-CT 18 NM | 4206.62
1FK7086-4SF71-1RH1-ZN05 | SYNCHRONOUS MOTOR 1FK7-HD 38 NM | 6090.58
1FK7083-2AC71-1RB2-ZN05 | SYNCHRONOUS MOTOR 1FK7-CT 16 NM | 3740.14
1FK7083-2AF71-1PB1-ZN05 | SYNCHRONOUS MOTOR 1FK7-CT 16 NM | 3210.96
1FK7083-2AF71-1QA0-ZX01 | SYNCHRONOUS MOTOR 1FK7-CT 16 NM | 2530.65
1FK7083-2AF71-1QB0-ZN05 | SYNCHRONOUS MOTOR 1FK7-CT 16 NM | 3221.56
1FK7083-2AF71-1BA0-ZN05X01 | SYNCHRONOUS MOTOR 1FK7-CT 16 NM | 3404.68
1FK7083-2AF74-1AA0-ZX01 | SYNCHRONOUS MOTOR 1FK7-CT 16 NM | 2798.9
1FK7083-2AF71-1BA2-ZN05 | SYNCHRONOUS MOTOR 1FK7-CT 16 NM | 3404.68
1FK7083-2AH71-1RB0-ZN05 | SYNCHRONOUS MOTOR 1FK7-CT 16 NM | 3636.4
1FK7083-2AF71-1UB0-ZN05 | SYNCHRONOUS MOTOR 1FK7-CT 16 NM | 3107.27
1FK7083-2AF71-1UH1-ZN05X01 | SYNCHRONOUS MOTOR 1FK7-CT 16 NM | 3219
1FK7083-2AH74-1SG0-ZN05 | SYNCHRONOUS MOTOR 1FK7-CT 16 NM | 2288.1
1FK7084-2AC71-1QA0-ZN05 | SYNCHRONOUS MOTOR 1FK7-CT 20 NM | 3095.67
1FK7085-4CC71-1CB0-ZN05 | SYNCHRONOUS MOTOR 1FK7-HD 22 NM | 4652.31
1FK7085-4CC71-1CB2-ZN05 | SYNCHRONOUS MOTOR 1FK7-HD 22 NM | 4753.97
1FK7084-3BC71-1BB0-ZN05 | SYNCHRONOUS MOTOR 1FK7-HI 20 NM | 4087.41
1FK7085-4CC71-1RH0-ZN05 | SYNCHRONOUS MOTOR 1FK7-HD 22 NM | 4026.39
1FK7085-4CC71-1CA0-ZN05 | SYNCHRONOUS MOTOR 1FK7-HD 22 NM | 4196.12
1FK7085-4CF71-1QG0-ZX01 | SYNCHRONOUS MOTOR 1FK7-HD 22 NM | 2920.62
1FK7085-4CF71-1UA0-ZN05 | SYNCHRONOUS MOTOR 1FK7-HD 22 NM | 3136.72
1FK7084-3BC71-1RA2-ZN05 | SYNCHRONOUS MOTOR 1FK7-HI 20 NM | 3614.23
1FK7085-4CC71-1RH1-ZX05 | SYNCHRONOUS MOTOR 1FK7-HD 22 NM | 3893.3
1FK7084-2AF71-1PB0-ZN24 | SYNCHRONOUS MOTOR 1FK7-CT 20 NM | 3629.52
1FK7084-3BF71-1BA0-ZN05 | SYNCHRONOUS MOTOR 1FK7-HI 20 NM | 3631.28
1FK7101-2AC71-1CG1-ZN05 | SYNCHRONOUS MOTOR 1FK7-CT 27 NM | 4348.85
1FK7101-2AC71-1DA0-ZN05 | SYNCHRONOUS MOTOR 1FK7-CT 27 NM | 4020.12
1FK7042-2AK71-1CH0-ZX15 | SYNCHRONOUS MOTOR 1FK7-CT 3 NM | 2943.42
1FK7043-4CK71-1RB1-ZN05 | SYNCHRONOUS MOTOR 1FK7-HD 3,5 NM | 2833.13
1FK7042-2AK71-1RB0-ZN16 | SYNCHRONOUS MOTOR 1FK7-CT 3 NM | 2916.14
1FK7042-2AF71-1FB2-ZN05X01 | SYNCHRONOUS MOTOR 1FK7-CT 3 NM | 3506.95
1FK7042-2AF71-1CH0-ZX19 | SYNCHRONOUS MOTOR 1FK7-CT 3 NM | 2943.42
1FK7042-2AF71-1CH1-ZX15 | SYNCHRONOUS MOTOR 1FK7-CT 3 NM | 3047.14
1FK7043-4CK71-1QA0-ZX01 | SYNCHRONOUS MOTOR 1FK7-HD 3,5 NM | 1792.47
1FK7042-3BK71-1RH0-ZN16 | SYNCHRONOUS MOTOR 1FK7-HI 3 NM | 2818
1FK7043-4CH71-1QH0-ZN05 | SYNCHRONOUS MOTOR 1FK7-HD 3,5 NM | 2218.49
1FK7044-4CF74-1EG0-ZX01 | SYNCHRONOUS MOTOR 1FK7-HD 4,5 NM | 2455.61
1FK7060-2AC71-1DA0-ZX01 | SYNCHRONOUS MOTOR 1FK7-CT 6 NM | 2605.77
1FG1601-5QC26-2HF1-ZD24G23K08 | SIMOTICS S-1FG1 SERVO GEARED MOTOR | 2412.86
1FG1102-9RD26-2AQ1-ZD01H1GK12 | SIMOTICS S-1FG1 SERVO GEARED MOTOR | 2693.11
1FG1211-1QG13-2FA1-ZB02D01K06 | SIMOTICS S-1FG1 SERVO GEARED MOTOR | 8271.79
1FG1500-1RD23-2AR1-ZD11G99K07 | SIMOTICS S-1FG1 SERVO GEARED MOTOR | 3469.8
1FG1502-5QE33-2DG1-ZD11K07W50 | SIMOTICS S-1FG1 SERVO GEARED MOTOR | 4426.01
1FK7022-5AK71-1PG3-ZX08 | SYNCHRONOUS SERVOMOTOR, 1FK7 | 1465.64
1FK7022-5AK21-1VA5-ZX08 | SYNCHRONOUS SERVOMOTOR, 1FK7 | 2184.77
1FK7032-2AK71-1BA0-ZN05 | SYNCHRONOUS MOTOR 1FK7-CT 1,15 NM | 2371.52
1FK7032-2AK71-1CA0-ZN05 | SYNCHRONOUS MOTOR 1FK7-CT 1,15 NM | 2781.04
1FG1204-1QC46-2AE1-ZD01K06 | SIMOTICS S-1FG1 SERVO GEARED MOTOR | 2333.12
1FG1500-5UC26-2AV1-ZD11K07 | SIMOTICS S-1FG1 SERVO GEARED MOTOR | 2455.47
1FG1503-1RG33-2AM1-ZD26K07N23 | SIMOTICS S-1FG1 SERVO GEARED MOTOR | 5825.45
1FG1505-1QD23-2AC2 | SIMOTICS S-1FG1 SERVO GEARED MOTOR | 3424.74
1FK2204-6AF00-2MA0-ZA31M00R05 | SYNCHRONOUS MOTOR 1FK2-CT 3.2 NM | 1977.11
1FK7022-5AK71-1UG5-ZX01 | SYNCHRONOUS SERVOMOTOR, 1FK7 | 1574.53
1FK7022-5AK71-1VA5-ZX01 | SYNCHRONOUS SERVOMOTOR, 1FK7 | 2184.77
1FK7032-2AK71-1CB0-ZX01 | SYNCHRONOUS MOTOR 1FK7-CT 1,15 NM | 2789.12
1FK7032-2AK71-1CG1-ZJ29 | SYNCHRONOUS MOTOR 1FK7-CT 1,15 NM | 4650.51
1FK7040-2AK71-1RA0-ZN05 | SYNCHRONOUS MOTOR 1FK7-CT 1,6 NM | 2321.91
1FK7040-2AK71-1RB2-ZN05 | SYNCHRONOUS MOTOR 1FK7-CT 1,6 NM | 2715.05
1FK7034-2AK71-1RH1-ZN05 | SYNCHRONOUS MOTOR 1FK7-CT 1,6 NM | 2604.41
1FK7034-2AK71-1RH2-ZN16 | SYNCHRONOUS MOTOR 1FK7-CT 1,6 NM | 2838.09
1FK7034-2AF21-1PA0-ZN05 | SYNCHRONOUS MOTOR 1FK7-CT 1,6 NM | 1827.08
1FK7034-2AK71-1UG0-ZX04 | SYNCHRONOUS MOTOR 1FK7-CT 1,6 NM | 1496.71
1FK7042-2AF71-1RA0-ZX01 | SYNCHRONOUS MOTOR 1FK7-CT 3 NM | 2158.28
1FK7043-4CK71-1CH0-ZN05 | SYNCHRONOUS MOTOR 1FK7-HD 3,5 NM | 3163.59
1FK7043-4CK71-1UA0-ZX05 | SYNCHRONOUS MOTOR 1FK7-HD 3,5 NM | 1678.16
1FK7042-3BK71-1RH0-ZV40 | SYNCHRONOUS MOTOR 1FK7-HI 3 NM | 3724.47
1FK7042-2AF71-1UH1-ZX04 | SYNCHRONOUS MOTOR 1FK7-CT 3 NM | 1924.15
1FK7042-2AK71-1RG0-ZN05 | SYNCHRONOUS MOTOR 1FK7-CT 3 NM | 2297.42
1FK7042-2AF71-1CG1-ZX01 | SYNCHRONOUS MOTOR 1FK7-CT 3 NM | 2696.62
1FK7042-2AF71-1CH0-ZX06 | SYNCHRONOUS MOTOR 1FK7-CT 3 NM | 2879.84
1FK7042-2AC71-1RG1-ZX01 | SYNCHRONOUS MOTOR 1FK7-CT 3 NM | 2166.36
1FK7042-2AC71-1BG0-ZX01 | SYNCHRONOUS MOTOR 1FK7-CT 3 NM | 2183.41
1FK7034-2AK71-1CA1-ZN05 | SYNCHRONOUS MOTOR 1FK7-CT 1,6 NM | 2990.19
1FK7042-2AC71-1UA2-ZN05 | SYNCHRONOUS MOTOR 1FK7-CT 3 NM | 1967.6
1FK7042-2AF71-1RB1-ZX01 | SYNCHRONOUS MOTOR 1FK7-CT 3 NM | 2551.43
1FK7042-2AF71-1RB2-ZN16 | SYNCHRONOUS MOTOR 1FK7-CT 3 NM | 3019.85
1FK7042-2AF71-1FB1-ZX53 | SYNCHRONOUS MOTOR 1FK7-CT 3 NM | 3232.09
1FK7042-2AF71-1CH0-ZX01 | SYNCHRONOUS MOTOR 1FK7-CT 3 NM | 2879.84
1FK7043-4CH71-1UA0-ZN05 | SYNCHRONOUS MOTOR 1FK7-HD 3,5 NM | 1912.91
1FK7084-2AC71-1BA0-ZN05 | SYNCHRONOUS MOTOR 1FK7-CT 20 NM | 3631.28
1FK7084-2AC71-1RB2-ZN05 | SYNCHRONOUS MOTOR 1FK7-CT 20 NM | 4070.37
1FK7084-2AC71-1RH0-ZN24 | SYNCHRONOUS MOTOR 1FK7-CT 20 NM | 4063.01
1FK7084-2AC71-1CG0-ZN05 | SYNCHRONOUS MOTOR 1FK7-CT 20 NM | 3945.13
1FK7084-2AC71-1CG1-ZN05 | SYNCHRONOUS MOTOR 1FK7-CT 20 NM | 4048.82
1FK7084-2AC71-1UB1-ZN05 | SYNCHRONOUS MOTOR 1FK7-CT 20 NM | 3541.24
1FK7083-2AF74-1EB0-ZK04V08 | SYNCHRONOUS MOTOR 1FK7-CT 16 NM | 3901.84
1FK7084-3BF71-1CA0-ZN05 | SYNCHRONOUS MOTOR 1FK7-HI 20 NM | 4040.76
1FK7084-3BF71-1CB0-ZN05 | SYNCHRONOUS MOTOR 1FK7-HI 20 NM | 4496.95
1FK7084-2AF71-1RB1-ZX01 | SYNCHRONOUS MOTOR 1FK7-CT 20 NM | 3835.62
1FK7086-4CF71-1UB0-ZN05 | SYNCHRONOUS MOTOR 1FK7-HD 28 NM | 4034.33
1FK7086-4CC71-1UH1-ZN05 | SYNCHRONOUS MOTOR 1FK7-HD 28 NM | 4040.33
1FK7100-2AF71-1CA0-ZN05 | SYNCHRONOUS MOTOR 1FK7-CT 18 NM | 3985.24
1FK7100-2AF71-1CB0-ZN05 | SYNCHRONOUS MOTOR 1FK7-CT 18 NM | 4441.38
1FK7101-2AF71-1CA0-ZX01 | SYNCHRONOUS MOTOR 1FK7-CT 27 NM | 4106.01
1FK7100-2AF71-1RB0-ZN05 | SYNCHRONOUS MOTOR 1FK7-CT 18 NM | 3911.14
1FK7101-2AC74-1EH0-ZN05X01 | SYNCHRONOUS MOTOR 1FK7-CT 27 NM | 4540.16
1FK7100-2AF71-1PB0-ZN05 | SYNCHRONOUS MOTOR 1FK7-CT 18 NM | 3381.99
1FK7101-2AC71-1CB0-ZN05 | SYNCHRONOUS MOTOR 1FK7-CT 27 NM | 4796.94
1FK7100-2AF71-1RG0-ZN16 | SYNCHRONOUS MOTOR 1FK7-CT 18 NM | 3593
1FK7100-2AF71-1RG0-ZX08 | SYNCHRONOUS MOTOR 1FK7-CT 18 NM | 3124.58
1FK7103-2AC71-1QB1-ZN05 | SYNCHRONOUS MOTOR 1FK7-CT 36 NM | 4423.96
1FK7101-2AF71-1RA0-ZN05 | SYNCHRONOUS MOTOR 1FK7-CT 27 NM | 3810.5
1FK7101-2AF71-1RG0-ZN05 | SYNCHRONOUS MOTOR 1FK7-CT 27 NM | 3714.86
1FK7101-3BC71-1RB2-ZN05 | SYNCHRONOUS MOTOR 1FK7-HI 27 NM | 4356.15
1FK7103-2AF71-1QH0-ZN05 | SYNCHRONOUS MOTOR 1FK7-CT 36 NM | 4224.61
1FK7103-2AF71-1QH0-ZX05 | SYNCHRONOUS MOTOR 1FK7-CT 36 NM | 3989.86
1FK7103-2AF71-1QH1-ZN24 | SYNCHRONOUS MOTOR 1FK7-CT 36 NM | 4647.79
1FK7103-2AC71-1RG1-ZN05 | SYNCHRONOUS MOTOR 1FK7-CT 36 NM | 4287.04
1FK7103-2AF71-1RH0-ZX02 | SYNCHRONOUS MOTOR 1FK7-CT 36 NM | 4404.72
1FK7103-2AC71-1QA0-ZN05 | SYNCHRONOUS MOTOR 1FK7-CT 36 NM | 3864.08
1FK7103-2AC71-1QA0-ZX08 | SYNCHRONOUS MOTOR 1FK7-CT 36 NM | 3629.32
1FK7103-2AC71-1QB2-ZN05 | SYNCHRONOUS MOTOR 1FK7-CT 36 NM | 4423.96
1FK7105-2AC71-1PA1-ZN05 | SYNCHRONOUS MOTOR 1FK7-CT 48 NM | 5030.62
1FK7103-3BC71-1CG1-ZN05 | SYNCHRONOUS MOTOR 1FK7-HI 36 NM | 4798.28
1FK7103-2AC71-1CB2-ZN05 | SYNCHRONOUS MOTOR 1FK7-CT 36 NM | 5369.07
1FK7103-2AC71-1CG0-ZX01 | SYNCHRONOUS MOTOR 1FK7-CT 36 NM | 4478.83
1FK7105-2AF71-1BB2-ZX01 | SYNCHRONOUS MOTOR 1FK7-CT 48 NM | 5901.96
1FK7105-2AC71-1QA0-ZN05 | SYNCHRONOUS MOTOR 1FK7-CT 48 NM | 5041.22
1FK7105-2AC71-1QA2-ZX01 | SYNCHRONOUS MOTOR 1FK7-CT 48 NM | 4910.16
1FK7105-2AC71-1RH0-ZX05 | SYNCHRONOUS MOTOR 1FK7-CT 48 NM | 5581.88
1FK7103-2AF71-1PB0-ZX24 | SYNCHRONOUS MOTOR 1FK7-CT 36 NM | 4034.8
1FK7103-2AF71-1PG0-ZN05 | SYNCHRONOUS MOTOR 1FK7-CT 36 NM | 3654.15
1FT7036-5AK70-1DG2-ZX01 | SYNCHRONOUS MOTOR 1FT7 | 3892.88
1FT7034-5AK70-1CA2-ZN16 | SYNCHRONOUS MOTOR 1FT7 | 4918.1
1FT7034-5AK71-1BB0-ZX09 | SYNCHRONOUS MOTOR 1FT7 | 4038.79
1FT7036-5AK71-1CG0-ZX09 | SYNCHRONOUS MOTOR 1FT7 | 4330.86
1FK7105-2AF71-1UH0-ZX05 | SYNCHRONOUS MOTOR 1FK7-CT 48 NM | 5052.7
1FK7105-2AF74-1AA0-ZN05 | SYNCHRONOUS MOTOR 1FK7-CT 48 NM | 5309.48
1FK7105-2AF74-1AB0-ZN05 | SYNCHRONOUS MOTOR 1FK7-CT 48 NM | 5765.65
1FT7034-5AK71-1CH0-ZN05 | SYNCHRONOUS MOTOR 1FT7 | 5295.91
1FT7036-5AK71-1CB0-ZX01 | SYNCHRONOUS MOTOR 1FT7 | 5131.22
1FT7042-5AF70-1FG2-ZX09 | SYNCHRONOUS MOTOR 1FT7 | 4653.43
1FT7042-5AF71-1FD5-ZN05 | SYNCHRONOUS MOTOR 1FT7 | 5423.62
1FT7042-5AF70-1CH1-ZS33X01 | SYNCHRONOUS MOTOR 1FT7 | 5474.59
1FT7042-5AK71-1CB0-ZN05 | SYNCHRONOUS MOTOR 1FT7 | 5547.23
1FT7042-5AK71-1CB2-ZN05 | SYNCHRONOUS MOTOR 1FT7 | 5737.56
1FT7042-5AK71-1DA0-ZN05 | SYNCHRONOUS MOTOR 1FT7 | 4063.53
1FT7044-5AK71-1CH3-ZX01 | SYNCHRONOUS MOTOR 1FT7 | 5791.92
1FT7044-5AF71-1CG5-ZX09 | SYNCHRONOUS MOTOR 1FT7 | 5128.06
1FT7062-5AF70-1DA0-ZN05 | SYNCHRONOUS MOTOR 1FT7 | 4398.77
1FT7062-5AF70-1DG0-ZN05 | SYNCHRONOUS MOTOR 1FT7 | 4398.77
1FT7062-5AK71-1DA2-ZN05 | SYNCHRONOUS MOTOR 1FT7 | 4589.09
1FT7062-5AK71-1DB2-ZN05 | SYNCHRONOUS MOTOR 1FT7 | 5448.51
1FT7062-5AF71-1CG2-ZN05 | SYNCHRONOUS MOTOR 1FT7 | 5330.64
1FT7062-5AF71-1DA0-ZX01 | SYNCHRONOUS MOTOR 1FT7 | 4083.22
1FT7064-5AF71-1BD3-ZN05 | SYNCHRONOUS MOTOR 1FT7 | 5111.8
1FT7064-5AK70-1DG0-ZX01 | SYNCHRONOUS MOTOR 1FT7 | 4542.83
1FT7064-5AF71-1FB2-ZQ13 | SYNCHRONOUS MOTOR 1FT7 | 6459.75
1FT7064-5AF71-1FB4-ZN05 | SYNCHRONOUS MOTOR 1FT7 | 6819.05
1FT7065-7SF70-1CD3-ZX02 | SYNCHRONOUS MOTOR 1FT7 | 6709.28
1FT7065-7SF71-1CG0-ZX05 | SYNCHRONOUS MOTOR 1FT7 | 6369.07
1FT7066-5AF70-1BH2 | SYNCHRONOUS MOTOR 1FT7 | 5727.72
1FT7068-5AF71-1BG3-ZX09 | SYNCHRONOUS MOTOR 1FT7 | 5180.75
1FT7068-5AF71-1BH0-ZX01 | SYNCHRONOUS MOTOR 1FT7 | 5985.83
1FT7066-5AH71-1FH1-ZJ02 | SYNCHRONOUS MOTOR 1FT7 | 9166.16
1FK7100-2AF71-1UA0-ZX01 | SYNCHRONOUS MOTOR 1FK7-CT 18 NM | 2691.05
1FK7100-2AF71-1UB0-ZN05 | SYNCHRONOUS MOTOR 1FK7-CT 18 NM | 3381.99
1FK7101-2AC71-1RB0-ZX01 | SYNCHRONOUS MOTOR 1FK7-CT 27 NM | 4031.93
1FK7101-2AC71-1RB1-ZN05 | SYNCHRONOUS MOTOR 1FK7-CT 27 NM | 4370.38
1FK7103-2AF71-1QG0-ZN05 | SYNCHRONOUS MOTOR 1FK7-CT 36 NM | 3768.46
1FK7101-2AF71-1RH0-ZN05 | SYNCHRONOUS MOTOR 1FK7-CT 27 NM | 4171
1FK7103-2AF71-1QH1-ZN05 | SYNCHRONOUS MOTOR 1FK7-CT 36 NM | 4328.3
1FK7103-2AF71-1RA1-ZN05 | SYNCHRONOUS MOTOR 1FK7-CT 36 NM | 4382.68
1FK7103-2AF71-1RG0-ZX05 | SYNCHRONOUS MOTOR 1FK7-CT 36 NM | 3948.56
1FK7103-2AF71-1RH0-ZN05 | SYNCHRONOUS MOTOR 1FK7-CT 36 NM | 4639.47
1FK7103-2AF71-1RH0-ZN24 | SYNCHRONOUS MOTOR 1FK7-CT 36 NM | 4958.97
1FK7103-2AF71-1UH0-ZX60 | SYNCHRONOUS MOTOR 1FK7-CT 36 NM | 3939.15
1FK7103-2AC71-1RH1-ZN05 | SYNCHRONOUS MOTOR 1FK7-CT 36 NM | 4743.18
1FK7105-2AF71-1DG0-ZN05 | SYNCHRONOUS MOTOR 1FK7-CT 48 NM | 5570.06
1FK7103-2AF71-1CH0-ZX12 | SYNCHRONOUS MOTOR 1FK7-CT 36 NM | 4998.55
1FK7105-2AC71-1RG0-ZN05 | SYNCHRONOUS MOTOR 1FK7-CT 48 NM | 5360.46
1FK7105-3BC71-1RH0-ZN05 | SYNCHRONOUS MOTOR 1FK7-HI 48 NM | 5788.13
1FK7105-2AF71-1RG1-ZN05 | SYNCHRONOUS MOTOR 1FK7-CT 48 NM | 5464.17
1FK7105-2AF71-1RH0-ZN05 | SYNCHRONOUS MOTOR 1FK7-CT 48 NM | 5816.63
1FK7105-3BC71-1DB0-ZN05 | SYNCHRONOUS MOTOR 1FK7-HI 48 NM | 6093.4
1FK7105-3BC71-1CH1-ZX26 | SYNCHRONOUS MOTOR 1FK7-HI 48 NM | 6250.91
1FK7105-2AF71-1QH2-ZN24 | SYNCHRONOUS MOTOR 1FK7-CT 48 NM | 5824.96
1FK7105-2AF71-1RA0-ZN05 | SYNCHRONOUS MOTOR 1FK7-CT 48 NM | 5456.1
1FT7036-5AK70-1DG0-ZX09 | SYNCHRONOUS MOTOR 1FT7 | 3589.31
1FT7042-5AF70-1BB0-ZN05 | SYNCHRONOUS MOTOR 1FT7 | 4718.9
1FT7034-1AK71-1FH1-ZX09 | SYNCHRONOUS MOTOR 1FT7 | 4273.99
1FT7042-5AF70-1DA0-ZX02 | SYNCHRONOUS MOTOR 1FT7 | 3748.02
1FT7042-5AF71-1CH5-ZX01 | SYNCHRONOUS MOTOR 1FT7 | 5590.81
1FT7042-5AK74-1MH2-ZN40X08 | SYNCHRONOUS MOTOR 1FT7 | 5721.92
1FT7044-1AF71-1DG1-ZX01 | SYNCHRONOUS MOTOR 1FT7 | 3285.97
1FT7044-1AF71-1DG1-ZX09 | SYNCHRONOUS MOTOR 1FT7 | 3172.71
1FT7042-5AK70-1CB0-ZN05X01 | SYNCHRONOUS MOTOR 1FT7 | 5660.48
1FT7044-5AK71-1CA2-ZN16 | SYNCHRONOUS MOTOR 1FT7 | 5507.04
1FT7042-5AK71-1CA0-ZN05 | SYNCHRONOUS MOTOR 1FT7 | 4805.11
1FT7042-5AK71-1CB1-ZN05 | SYNCHRONOUS MOTOR 1FT7 | 5651.34
1FT7062-1AF70-1FG1-ZX09 | SYNCHRONOUS MOTOR 1FT7 | 3953.18
1FT7062-5AF71-1CA0-ZN05 | SYNCHRONOUS MOTOR 1FT7 | 5140.31
1FT7062-5AF71-1CA1-ZX01 | SYNCHRONOUS MOTOR 1FT7 | 4928.89
1FT7062-5AF71-1CB1-ZN05 | SYNCHRONOUS MOTOR 1FT7 | 6103.88
1FT7064-5AF70-1FD2-ZQ13 | SYNCHRONOUS MOTOR 1FT7 | 5772.94
1FT7064-5AK71-1BA1-ZN05 | SYNCHRONOUS MOTOR 1FT7 | 4875.7
1FT7064-5AF71-1BL1-ZX09 | SYNCHRONOUS MOTOR 1FT7 | 5476.34
1FT7064-5AF71-1CA0-ZN05 | SYNCHRONOUS MOTOR 1FT7 | 5599.92
1FT7064-5AF71-1CA1-ZN05 | SYNCHRONOUS MOTOR 1FT7 | 5704.03
1FT7062-5AF71-1LK5-ZQ12Q13 | SYNCHRONOUS MOTOR 1FT7 | 5720.33
1FT7064-5AK71-1CA0-ZN05 | SYNCHRONOUS MOTOR 1FT7 | 5599.92
1FT7064-5AK71-1CE5-ZN05 | SYNCHRONOUS MOTOR 1FT7 | 6988.46
1FT7064-5AF71-1CG0-ZN05 | SYNCHRONOUS MOTOR 1FT7 | 5599.92
1FK7105-3BC71-1QA0-ZX01 | SYNCHRONOUS MOTOR 1FK7-HI 48 NM | 4777.98
1FK7105-2AF71-1RA1-ZN05 | SYNCHRONOUS MOTOR 1FK7-CT 48 NM | 5559.82
1FK7105-2AF71-1RB0-ZN05 | SYNCHRONOUS MOTOR 1FK7-CT 48 NM | 5912.3
1FK7105-3BC71-1RH1-ZN05 | SYNCHRONOUS MOTOR 1FK7-HI 48 NM | 5891.82
1FT7034-5AK71-1CH2-ZX09 | SYNCHRONOUS MOTOR 1FT7 | 5057.44
1FT2105-4AH00-1MA0 | Synchronous motor 1FT2-HD 5 Nm | 1622.98
1FT2205-4AF00-1MA0 | Synchronous motor 1FT2-CT 6 Nm | 1692.89
1FT7042-5AF70-1CH2-ZQ12 | SYNCHRONOUS MOTOR 1FT7 | 5308.76
1FT7034-5AK71-1CB2-ZN05 | SYNCHRONOUS MOTOR 1FT7 | 5486.23
1FT7034-5AK71-1CG1-ZN05 | SYNCHRONOUS MOTOR 1FT7 | 4712.92
1FT7042-5AF71-1FH2-ZX01 | SYNCHRONOUS MOTOR 1FT7 | 5508.8
1FT7062-5AF71-1BA0-ZN05 | SYNCHRONOUS MOTOR 1FT7 | 4311.98
1FT7062-5AF71-1BB0-ZN05 | SYNCHRONOUS MOTOR 1FT7 | 5171.41
1FT7064-5AF70-1DG0-ZX01 | SYNCHRONOUS MOTOR 1FT7 | 4542.83
1FT7064-5AF71-1FH1-ZJ09 | SYNCHRONOUS MOTOR 1FT7 | 8830.97
1FT7064-5AF71-1BG5-ZQ12 | SYNCHRONOUS MOTOR 1FT7 | 4701.92
1FT7064-5AF71-1BH0-ZN05 | SYNCHRONOUS MOTOR 1FT7 | 5631
1FT7042-5AK71-1CE5-ZN05 | SYNCHRONOUS MOTOR 1FT7 | 6076.31
1FT7046-5AF71-1CB0-ZX09 | SYNCHRONOUS MOTOR 1FT7 | 5841.48
1FT7044-5AK71-1FH1-ZX01 | SYNCHRONOUS MOTOR 1FT7 | 5815.26
1FT7044-5AF71-1FH2-ZQ12 | SYNCHRONOUS MOTOR 1FT7 | 5788.21
1FT7062-5AK71-1BB0-ZN05 | SYNCHRONOUS MOTOR 1FT7 | 5171.41
1FT7046-5AH70-1CH1-ZX01 | SYNCHRONOUS MOTOR 1FT7 | 6058.84
1FT7046-5AH71-1CG1-ZJ29 | SYNCHRONOUS MOTOR 1FT7 | 7812.96
1FT7064-1AK71-1FH1-ZX09 | SYNCHRONOUS MOTOR 1FT7 | 4939.54
1FT7064-1AK71-1CH1-ZX09 | SYNCHRONOUS MOTOR 1FT7 | 4852.74
1FT7064-5AF70-1BG1-ZN05 | SYNCHRONOUS MOTOR 1FT7 | 4875.7
1FT7064-5AF71-1DH1-ZN05 | SYNCHRONOUS MOTOR 1FT7 | 5821.9
1FT7064-5AF71-1DK5-ZN05 | SYNCHRONOUS MOTOR 1FT7 | 5390.09
1FT7064-5AF71-1FD0-ZN05 | SYNCHRONOUS MOTOR 1FT7 | 5859.34
1FT7064-5WF70-1CH1-ZX09 | SYNCHRONOUS MOTOR 1FT7 | 6829
1FT7064-5AF71-1FH0-ZX15 | SYNCHRONOUS MOTOR 1FT7 | 6299.93
1FT7066-5WH71-1FG0-ZX01 | SYNCHRONOUS MOTOR 1FT7 | 6400.63
1FT7082-5AC71-1BA0-ZN05 | SYNCHRONOUS MOTOR 1FT7 | 4771.59
1FT7082-5AC71-1CA0-ZN05 | SYNCHRONOUS MOTOR 1FT7 | 5599.92
1FT7082-5AC71-1CA5-ZN05 | SYNCHRONOUS MOTOR 1FT7 | 5959.01
1FT7084-5AC71-1CH0-ZN05 | SYNCHRONOUS MOTOR 1FT7 | 7385.92
1FT7084-1AF70-1BH1-ZX09 | SYNCHRONOUS MOTOR 1FT7 | 4701.88
1FT7082-5AF71-1DG1-ZN05 | SYNCHRONOUS MOTOR 1FT7 | 4962.49
1FT7084-5AF70-1BA0-ZN05 | SYNCHRONOUS MOTOR 1FT7 | 5585.59
1FT7084-5AF70-1CB0-ZN05 | SYNCHRONOUS MOTOR 1FT7 | 7385.92
1FT7084-5AF70-1CB1-ZX53 | SYNCHRONOUS MOTOR 1FT7 | 7243.83
1FT7084-5AF70-1DA0-ZN05 | SYNCHRONOUS MOTOR 1FT7 | 5672.36
1FT7082-5AF71-1FG1-ZJ13 | SYNCHRONOUS MOTOR 1FT7 | 10078.28
1FT7084-5AF71-1FH0-ZN05X09 | SYNCHRONOUS MOTOR 1FT7 | 7472.74
1FT7084-5AF74-1MB2-ZN16 | SYNCHRONOUS MOTOR 1FT7 | 7314.49
1FK7103-2AF71-1RH1-ZN05 | SYNCHRONOUS MOTOR 1FK7-CT 36 NM | 4743.18
1FK7103-2AC71-1UB0-ZN05 | SYNCHRONOUS MOTOR 1FK7-CT 36 NM | 4205.97
1FK7103-2AF71-1UH0-ZX05 | SYNCHRONOUS MOTOR 1FK7-CT 36 NM | 3875.55
1FK7105-2AF71-1CG0-ZX12 | SYNCHRONOUS MOTOR 1FK7-CT 48 NM | 5719.55
1FK7103-2AF71-1DH0-ZN05 | SYNCHRONOUS MOTOR 1FK7-CT 36 NM | 4849.09
1FK7103-2AF71-1FB2-ZN05 | SYNCHRONOUS MOTOR 1FK7-CT 36 NM | 5455.94
1FK7103-2AF71-1QA0-ZN05 | SYNCHRONOUS MOTOR 1FK7-CT 36 NM | 3864.08
1FK7105-2AF71-1CH0-ZM03 | SYNCHRONOUS MOTOR 1FK7-CT 48 NM | 6173.51
1FK7105-2AF71-1QB0-ZX01 | SYNCHRONOUS MOTOR 1FK7-CT 48 NM | 5262.67
1FT7034-5AK71-1DG1-ZN05 | SYNCHRONOUS MOTOR 1FT7 | 3971.37
1FT7034-5AK71-1FA1-ZX01 | SYNCHRONOUS MOTOR 1FT7 | 4484.2
1FK7105-2AF71-1RH0-ZN24 | SYNCHRONOUS MOTOR 1FK7-CT 48 NM | 6136.12
1FT7034-5AK71-1FH1-ZX02 | SYNCHRONOUS MOTOR 1FT7 | 5171.28
1FT7042-5AF71-1DH0-ZX05 | SYNCHRONOUS MOTOR 1FT7 | 4490.14
1FT7044-5AK71-1CG2-ZQ13 | SYNCHRONOUS MOTOR 1FT7 | 5111.33
1FT7042-5AK71-1CB1-ZN05X53 | SYNCHRONOUS MOTOR 1FT7 | 5833.91
1FT7044-5AF70-1FH2-ZQ13 | SYNCHRONOUS MOTOR 1FT7 | 5940.26
1FT7042-5AF71-1FG1-ZN05 | SYNCHRONOUS MOTOR 1FT7 | 4996
1FT7042-5AF71-1BB0-ZN05 | SYNCHRONOUS MOTOR 1FT7 | 4718.9
1FT7042-5AK74-1MG2-ZN40X08 | SYNCHRONOUS MOTOR 1FT7 | 4979.8
1FT7042-5AF71-1CA5-ZN05 | SYNCHRONOUS MOTOR 1FT7 | 5164.2
1FT7046-5AF70-1FH5-ZX09 | SYNCHRONOUS MOTOR 1FT7 | 6287.37
1FT7044-5AK71-1CG1-ZX03 | SYNCHRONOUS MOTOR 1FT7 | 4986.31
1FT7044-5AF70-1FG0-ZX09 | SYNCHRONOUS MOTOR 1FT7 | 4855.74
1FT7044-5AF70-1FG2-ZQ13 | SYNCHRONOUS MOTOR 1FT7 | 5198.14
1FT7062-5WK71-1CG2-ZQ12 | SYNCHRONOUS MOTOR 1FT7 | 5600.87
1FT7064-5AF71-1CH2-ZN05 | SYNCHRONOUS MOTOR 1FT7 | 6649.66
1FT7064-1AF70-1DG1-ZX01 | SYNCHRONOUS MOTOR 1FT7 | 3563.7
1FT7064-1AF71-1DH1-ZX09 | SYNCHRONOUS MOTOR 1FT7 | 4111.18
1FT7064-1AF71-1FG1-ZX01 | SYNCHRONOUS MOTOR 1FT7 | 4392.03
1FT7064-1AF71-1CG1-ZX22 | SYNCHRONOUS MOTOR 1FT7 | 4374.56
1FT7064-5AF71-1BH2-ZQ12 | SYNCHRONOUS MOTOR 1FT7 | 5392.55
1FT7062-5AF71-1FG1-ZN05 | SYNCHRONOUS MOTOR 1FT7 | 5331.24
1FT7062-5AF71-1FH0-ZN05X09 | SYNCHRONOUS MOTOR 1FT7 | 6086.52
1FT7064-5AF71-1DG1-ZN05 | SYNCHRONOUS MOTOR 1FT7 | 4962.49
1FT7064-5AK71-1CH2-ZN05 | SYNCHRONOUS MOTOR 1FT7 | 6649.66
1FT7064-5AF70-1CB1-ZN05 | SYNCHRONOUS MOTOR 1FT7 | 6563.46
1FT7066-5AH71-1FH1-ZX09 | SYNCHRONOUS MOTOR 1FT7 | 6556.65
1FT7066-5AF71-1CH1-ZJ03 | SYNCHRONOUS MOTOR 1FT7 | 9079.36
1FT7082-5AC71-1CG1-ZN05 | SYNCHRONOUS MOTOR 1FT7 | 5704.03
1FT7084-5AC71-1CG0-ZX01 | SYNCHRONOUS MOTOR 1FT7 | 6098.39
1FT7082-5AH71-1FG1-ZJ02 | SYNCHRONOUS MOTOR 1FT7 | 8617.94
1FT7082-5AF71-1BH1-ZN05 | SYNCHRONOUS MOTOR 1FT7 | 5847.7
1FT7082-5AC71-1FA0-ZN05 | SYNCHRONOUS MOTOR 1FT7 | 5686.7
1FT7082-5AC71-1FA5-ZN05 | SYNCHRONOUS MOTOR 1FT7 | 6045.83
1FT7084-5AC71-1DA1-ZN05 | SYNCHRONOUS MOTOR 1FT7 | 5776.49
1FT7082-5AF71-1DG1-ZX09 | SYNCHRONOUS MOTOR 1FT7 | 4533.69
1FT7082-5AF71-1FA0-ZN05 | SYNCHRONOUS MOTOR 1FT7 | 5686.7
1FT7084-5AF70-1BG0-ZN05 | SYNCHRONOUS MOTOR 1FT7 | 5585.59
1FT7082-5AF70-1DB0-ZN05 | SYNCHRONOUS MOTOR 1FT7 | 5830.36
1FT7084-5AC70-1FA0-ZX09 | SYNCHRONOUS MOTOR 1FT7 | 6071.92
1FT7082-5AH71-1BB0-ZN05 | SYNCHRONOUS MOTOR 1FT7 | 5743.59
1FT7084-5AF71-1CH1-ZJ02 | SYNCHRONOUS MOTOR 1FT7 | 10317.15
1FT7084-5AF74-1MB0-ZX09 | SYNCHRONOUS MOTOR 1FT7 | 6576.44
1FT7084-5AF71-1CG0-ZN05X09 | SYNCHRONOUS MOTOR 1FT7 | 6413.92
1FT7084-5AF70-1CL3-ZX01 | SYNCHRONOUS MOTOR 1FT7 | 7407.89
1FT7082-5AF71-1FG1-ZN05 | SYNCHRONOUS MOTOR 1FT7 | 5790.82
1FT7084-1AH70-1CH1-ZX01 | SYNCHRONOUS MOTOR 1FT7 | 5643.46
1FT7082-5AF71-1LA5-ZQ12Q13 | SYNCHRONOUS MOTOR 1FT7 | 6007.32
1FT7086-1AF70-1CH1-ZX09 | SYNCHRONOUS MOTOR 1FT7 | 6327.47
1FT7086-5AF71-1CA1-ZN05 | SYNCHRONOUS MOTOR 1FT7 | 7571.39
1FT7086-5AF71-1CA1-ZX01 | SYNCHRONOUS MOTOR 1FT7 | 7255.86
1FT7086-5AC71-1CG0-ZN05 | SYNCHRONOUS MOTOR 1FT7 | 7467.26
1FT7086-5AH70-1CG0-ZK24 | SYNCHRONOUS MOTOR 1FT7 | 7151.71
1FT7086-5AH70-1DH0-ZX01 | SYNCHRONOUS MOTOR 1FT7 | 7382.19
1FT7086-5AC70-1FA0-ZN05 | SYNCHRONOUS MOTOR 1FT7 | 7554.06
1FT7086-5AF71-1DB0-ZN05 | SYNCHRONOUS MOTOR 1FT7 | 7697.72
1FT7086-5AF71-1FH1-ZJ02X09 | SYNCHRONOUS MOTOR 1FT7 | 11457.29
1FT7086-5AF71-1CH0-ZX01 | SYNCHRONOUS MOTOR 1FT7 | 8123.73
1FT7086-5AF71-1CH1-ZN05 | SYNCHRONOUS MOTOR 1FT7 | 8543.39
1FT7086-5SH70-1CH0-ZX01 | SYNCHRONOUS MOTOR 1FT7 | 8818.01
1FT7086-5AF74-1MB0-ZX09 | SYNCHRONOUS MOTOR 1FT7 | 7629.76
1FT7102-1AC71-1BH1-ZX19 | SYNCHRONOUS MOTOR 1FT7 | 5542.9
1FT7102-5AC71-1BG1-ZN05 | SYNCHRONOUS MOTOR 1FT7 | 6407.89
1FT7086-5SF71-1CG0-ZX01 | SYNCHRONOUS MOTOR 1FT7 | 7846.01
1FT7086-5SF75-1MH0 | SYNCHRONOUS MOTOR 1FT7 | 8324.06
1FT7105-1AC71-1BG1-ZX01 | SYNCHRONOUS MOTOR 1FT7, 7,96 KW | 5868.53
1FT7086-5SF71-1BK3-ZX01 | SYNCHRONOUS MOTOR 1FT7 | 7357.89
1FT7102-5AC71-1BA3-ZN05 | SYNCHRONOUS MOTOR 1FT7 | 6471.35
1FT7102-5AC71-1BB0-ZN05 | SYNCHRONOUS MOTOR 1FT7 | 7400.23
1FT7102-5AB71-1BA3-ZX09 | SYNCHRONOUS MOTOR 1FT7 | 6042.57
1FT7102-5AF71-1BA1-ZN05 | SYNCHRONOUS MOTOR 1FT7 | 6407.89
1FT7105-1AC71-1DG1-ZX09 | SYNCHRONOUS MOTOR 1FT7, 7,96 KW | 5842.08
1FT7105-1AC71-1DH1-ZX09 | SYNCHRONOUS MOTOR 1FT7, 7,96 KW | 6715.91
1FT7105-5AF71-1FG0-ZN05 | SYNCHRONOUS MOTOR 1FT7 | 8870.76
1FT7105-5SF71-1BG1-ZJ05 | SYNCHRONOUS MOTOR 1FT7 | 12155.72
1FT7105-5AC71-1DA1-ZN05 | SYNCHRONOUS MOTOR 1FT7 | 8146.53
1FT7105-5AC71-1DB1-ZN05 | SYNCHRONOUS MOTOR 1FT7 | 9243.01
1FT7105-5AF71-1FH0-ZN05 | SYNCHRONOUS MOTOR 1FT7 | 9967.23
1FT7105-5AC71-1DB0-ZN05 | SYNCHRONOUS MOTOR 1FT7 | 9138.89
1FT7105-5AC71-1DB2-ZN05 | SYNCHRONOUS MOTOR 1FT7 | 9329.22
1FT7108-5AB71-1DB0-ZN05 | SYNCHRONOUS MOTOR 1FT7 | 11317.45
1FT7108-5AB71-1DB1-ZN05 | SYNCHRONOUS MOTOR 1FT7 | 11421.56
1FT7108-5AF71-1CA0-ZN05 | SYNCHRONOUS MOTOR 1FT7 | 10962.53
1FT7108-5AF71-1CB0-ZN05 | SYNCHRONOUS MOTOR 1FT7 | 12059
1FT7108-5AC70-1DB2-ZN05 | SYNCHRONOUS MOTOR 1FT7 | 11507.78
1FT7064-5AF71-1CL1-ZX09 | SYNCHRONOUS MOTOR 1FT7 | 6304.67
1FT7082-5AC71-1DA0-ZN05 | SYNCHRONOUS MOTOR 1FT7 | 4858.36
1FT7082-1AF71-1DG1-ZX09 | SYNCHRONOUS MOTOR 1FT7 | 3450.45
1FT7082-5AF70-1FH0-ZX09 | SYNCHRONOUS MOTOR 1FT7 | 6229.94
1FT7082-5AC71-1DB0-ZN05 | SYNCHRONOUS MOTOR 1FT7 | 5830.36
1FT7082-5AH74-1MH1-ZJ09 | SYNCHRONOUS MOTOR 1FT7 | 9122.44
1FT7082-1AF71-1DG1-ZX01 | SYNCHRONOUS MOTOR 1FT7 | 3563.7
1FT7082-1AF71-1FG1-ZK23 | SYNCHRONOUS MOTOR 1FT7 | 4392.03
1FT7082-5AC71-1CG0-ZN05 | SYNCHRONOUS MOTOR 1FT7 | 5599.92
1FT7082-5AF71-1BA0-ZN05 | SYNCHRONOUS MOTOR 1FT7 | 4771.59
1FT7082-5AF71-1CE5-ZN05 | SYNCHRONOUS MOTOR 1FT7 | 7100.92
1FT7082-5AC74-1NA0-ZX01 | SYNCHRONOUS MOTOR 1FT7 | 4087.39
1FT7084-5AC71-1FA0-ZN05 | SYNCHRONOUS MOTOR 1FT7 | 6500.72
1FT7084-5AC71-1FH0-ZN05 | SYNCHRONOUS MOTOR 1FT7 | 7472.74
1FT7084-5AH74-1NG1-ZX52 | SYNCHRONOUS MOTOR 1FT7 | 5074.83
1FT7084-5AC71-1CA0-ZN05 | SYNCHRONOUS MOTOR 1FT7 | 6413.92
1FT7084-5AH71-1BA2-ZN05 | SYNCHRONOUS MOTOR 1FT7 | 5775.91
1FT7084-5AH71-1BG1-ZJ09 | SYNCHRONOUS MOTOR 1FT7 | 8516.82
1FT7084-5AH71-1CG1-ZN05 | SYNCHRONOUS MOTOR 1FT7 | 6518.04
1FT7086-5AC71-1CE3-ZX05 | SYNCHRONOUS MOTOR 1FT7 | 8461.22
1FT7086-5AC71-1DA0-ZN05 | SYNCHRONOUS MOTOR 1FT7 | 6725.7
1FT7084-5SH71-1BG0-ZX09 | SYNCHRONOUS MOTOR 1FT7 | 5851.09
1FT7086-5AF71-1BB0-ZN05 | SYNCHRONOUS MOTOR 1FT7 | 7610.95
1FT7086-5AF71-1CG2-ZN40 | SYNCHRONOUS MOTOR 1FT7 | 7909.43
1FT7086-5AF71-1DA2-ZN05 | SYNCHRONOUS MOTOR 1FT7 | 6916.02
1FT7086-5AF70-1BB1-ZN05 | SYNCHRONOUS MOTOR 1FT7 | 7715.06
1FT7086-5AC70-1DA2-ZN05 | SYNCHRONOUS MOTOR 1FT7 | 6916.02
1FT7086-5AH71-1CB0-ZN05 | SYNCHRONOUS MOTOR 1FT7 | 8439.27
1FT7086-5AF70-1CH1-ZN05 | SYNCHRONOUS MOTOR 1FT7 | 8543.39
1FT7102-5AB71-1CA1-ZN05 | SYNCHRONOUS MOTOR 1FT7 | 7236.21
1FT7102-5AB71-1CB1-ZN05 | SYNCHRONOUS MOTOR 1FT7 | 8332.68
1FT7086-5AF70-1FD2-ZQ13 | SYNCHRONOUS MOTOR 1FT7 | 7640.28
1FT7086-5AF71-1LB2 | SYNCHRONOUS MOTOR 1FT7 | 8525.8
1FT7086-5AH70-1BG1-ZN05 | SYNCHRONOUS MOTOR 1FT7 | 6743.06
1FT7086-5SH71-1CH0-ZX09 | SYNCHRONOUS MOTOR 1FT7 | 8704.77
1FT7102-5AB71-1CG1-ZJ32 | SYNCHRONOUS MOTOR 1FT7 | 12864.33
1FT7102-5AF71-1CB0-ZN05 | SYNCHRONOUS MOTOR 1FT7 | 8228.55
1FT7105-5AC71-1FD0-ZN05 | SYNCHRONOUS MOTOR 1FT7 | 9043.4
1FT7105-5AC71-1FH1-ZN05 | SYNCHRONOUS MOTOR 1FT7 | 10071.36
1FT7105-5AC71-1FH1-ZX09 | SYNCHRONOUS MOTOR 1FT7 | 9642.56
1FT7105-5AC71-1BE0-ZN05 | SYNCHRONOUS MOTOR 1FT7 | 9224.47
1FT7105-5AC71-1BG0-ZX09 | SYNCHRONOUS MOTOR 1FT7 | 7526.85
1FT7105-5AF71-1BA3-ZX01 | SYNCHRONOUS MOTOR 1FT7 | 7807.7
1FT7105-5AF71-1BB0-ZN05 | SYNCHRONOUS MOTOR 1FT7 | 9052.12
1FT7105-5AC71-1CB1-ZN05 | SYNCHRONOUS MOTOR 1FT7 | 9984.55
1FT7105-5AC71-1CD3-ZN05 | SYNCHRONOUS MOTOR 1FT7 | 9124.19
1FT7105-5AC71-1CE5-ZN05 | SYNCHRONOUS MOTOR 1FT7 | 10411.91
1FT7105-5AC71-1CK3-ZN05X05 | SYNCHRONOUS MOTOR 1FT7 | 9237.44
1FT7086-1AF71-1DG1-ZX01 | SYNCHRONOUS MOTOR 1FT7 | 4949.83
1FT7086-5AF71-1BH5-ZQ12 | SYNCHRONOUS MOTOR 1FT7 | 7541.27
1FT7084-5WF70-1CB3-ZX01 | SYNCHRONOUS MOTOR 1FT7 | 7932.25
1FT7086-5AF71-1CB1-ZN05 | SYNCHRONOUS MOTOR 1FT7 | 8543.39
1FT7086-5AF71-1FA1-ZN05 | SYNCHRONOUS MOTOR 1FT7 | 7658.17
1FT7086-5AH70-1DA0-ZN05 | SYNCHRONOUS MOTOR 1FT7 | 6725.7
1FT7086-5AC70-1FA1-ZN05 | SYNCHRONOUS MOTOR 1FT7 | 7658.17
1FT7086-5AC70-1FB0-ZN05 | SYNCHRONOUS MOTOR 1FT7 | 8526.06
1FT7086-5AC71-1DG0-ZX09 | SYNCHRONOUS MOTOR 1FT7 | 6296.94
1FT7086-1AH70-1FH1-ZX02 | SYNCHRONOUS MOTOR 1FT7 | 6527.51
1FT7086-5AF71-1CD0-ZN05 | SYNCHRONOUS MOTOR 1FT7 | 7639.89
1FT7086-5AF71-1CG0-ZN05 | SYNCHRONOUS MOTOR 1FT7 | 7467.26
1FT7086-5SF71-1CH0-ZX09 | SYNCHRONOUS MOTOR 1FT7 | 8704.77
1FT7102-1AC71-1DH1-ZX12 | SYNCHRONOUS MOTOR 1FT7 | 5560.36
1FT7102-5AC71-7DG0-ZX09 | SYNCHRONOUS MOTOR 1FT7 | 5961.76
1FT7102-5AC71-1CG1-ZJ16 | SYNCHRONOUS MOTOR 1FT7 | 18250.97
1FT7102-5AC71-1DB1-ZN05 | SYNCHRONOUS MOTOR 1FT7 | 7591.13
1FT7105-5AB71-1LL4-ZN05 | SYNCHRONOUS MOTOR 1FT7 | 10650.72
1FT7105-5AB74-1NB1-ZN05 | SYNCHRONOUS MOTOR 1FT7 | 8787.57
1FT7102-5AF71-1BK0-ZN05 | SYNCHRONOUS MOTOR 1FT7 | 6476.39
1FT7105-1AC71-1DG1-ZJ22 | SYNCHRONOUS MOTOR 1FT7, 7,96 KW | 9672.51
1FT7105-5AC70-1CB1-ZN05 | SYNCHRONOUS MOTOR 1FT7 | 9984.55
1FT7102-5AF71-1FG1-ZJ22 | SYNCHRONOUS MOTOR 1FT7 | 10724.68
1FT7105-5AC70-1DG1-ZN05 | SYNCHRONOUS MOTOR 1FT7 | 8146.53
1FT7105-5AF70-1DA0-ZX01 | SYNCHRONOUS MOTOR 1FT7 | 7726.89
1FT7105-5AF71-1BH0-ZN05 | SYNCHRONOUS MOTOR 1FT7 | 9052.12
1FT7105-5AF71-1BH1-ZJ36 | SYNCHRONOUS MOTOR 1FT7 | 20170.96
1FT7105-5AC71-1CB1-ZN05X14 | SYNCHRONOUS MOTOR 1FT7 | 10167.12
1FT7105-5AB71-1DB0-ZN05 | SYNCHRONOUS MOTOR 1FT7 | 9138.89
1FT7105-5AF71-1CG0-ZN05 | SYNCHRONOUS MOTOR 1FT7 | 8783.97
1FT7105-5AC71-1CA2-ZN05 | SYNCHRONOUS MOTOR 1FT7 | 8974.29
1FT7105-5AB71-1DE5-ZN05 | SYNCHRONOUS MOTOR 1FT7 | 9670.35
1FT7105-5AB71-1DG1-ZN05 | SYNCHRONOUS MOTOR 1FT7 | 8146.53
1FT7105-5AC71-1DA0-ZN05 | SYNCHRONOUS MOTOR 1FT7 | 8042.42
1FT7105-5AC71-1DA0-ZX09 | SYNCHRONOUS MOTOR 1FT7 | 7613.64
1FT7105-5SF71-1BG0-ZX09 | SYNCHRONOUS MOTOR 1FT7 | 8221.15
1FT7105-5AF71-1FG1-ZN05 | SYNCHRONOUS MOTOR 1FT7 | 8974.87
1FT7108-5AC71-1CB2-ZN05 | SYNCHRONOUS MOTOR 1FT7 | 12249.32
1FT7108-5SF71-1BA1-ZK20 | SYNCHRONOUS MOTOR 1FT7 | 11671
1FT7108-5WF70-1BH1-ZX01 | SYNCHRONOUS MOTOR 1FT7 | 11713.55
1FT7108-5AF70-1CH1-ZN05 | SYNCHRONOUS MOTOR 1FT7 | 12163.13
1FT7108-5SF71-1CG0-ZX01 | SYNCHRONOUS MOTOR 1FT7 | 11341.32
1FT7108-5AF71-1BB0-ZN05 | SYNCHRONOUS MOTOR 1FT7 | 11230.67
1FT7108-5SC71-1CH0-ZX09 | SYNCHRONOUS MOTOR 1FT7 | 12324.53
1FT7132-5AF71-4CB1-ZX01 | SYNCHRONOUS MOTOR 1FT7 | 13753.98
1FT7108-5SF71-4BA0-ZX09 | SYNCHRONOUS MOTOR 1FT7 | 10399.72
1FT7134-5SF71-8BB0-ZX09 | SYNCHRONOUS MOTOR 1FT7 | 14796
1FT7082-5AF71-1CG2-ZN40 | SYNCHRONOUS MOTOR 1FT7 | 6042.07
1FT7084-5AC71-1CE4-ZN05 | SYNCHRONOUS MOTOR 1FT7 | 7828.75
1FT7084-5AC71-1CG0-ZN05 | SYNCHRONOUS MOTOR 1FT7 | 6413.92
1FT7086-5AC71-1BB0-ZN05 | SYNCHRONOUS MOTOR 1FT7 | 7610.95
1FT7084-5AH71-1BB2-ZN05 | SYNCHRONOUS MOTOR 1FT7 | 6747.92
1FT7084-5AC70-1DG0-ZX09 | SYNCHRONOUS MOTOR 1FT7 | 5243.58
1FT7084-5AC70-1DG1-ZN05 | SYNCHRONOUS MOTOR 1FT7 | 5776.49
1FT7084-5AF71-1BG0-ZN05 | SYNCHRONOUS MOTOR 1FT7 | 5585.59
1FT7084-5AF71-1FH2-ZN05X09 | SYNCHRONOUS MOTOR 1FT7 | 7663.04
1FT7086-5AC71-1BA2-ZN05 | SYNCHRONOUS MOTOR 1FT7 | 6829.25
1FT7084-5AH71-1BB0-ZN05 | SYNCHRONOUS MOTOR 1FT7 | 6557.59
1FT7084-5SF70-1CB1-ZX12 | SYNCHRONOUS MOTOR 1FT7 | 7868.78
1FT7084-5SF71-1BG1-ZX09 | SYNCHRONOUS MOTOR 1FT7 | 5955.2
1FT7087-7SH70-4BG0-ZX01 | SYNCHRONOUS MOTOR 1FT7 | 7879.52
1FT7086-5AH71-1CH0-ZN05 | SYNCHRONOUS MOTOR 1FT7 | 8439.27
1FT7102-5AB71-1FA0-ZN05 | SYNCHRONOUS MOTOR 1FT7 | 7218.89
1FT7102-5AB71-1FH2-ZQ12 | SYNCHRONOUS MOTOR 1FT7 | 8076.91
1FT7086-5AH71-1FH1-ZX09 | SYNCHRONOUS MOTOR 1FT7 | 8201.39
1FT7102-5AB71-1FA1-ZN05 | SYNCHRONOUS MOTOR 1FT7 | 7323
1FT7086-5AH71-1FH1-ZX34 | SYNCHRONOUS MOTOR 1FT7 | 8372
1FT7102-5AB71-1CH1-ZJ33 | SYNCHRONOUS MOTOR 1FT7 | 13960.8
1FT7102-5AC71-1FE1-ZN05 | SYNCHRONOUS MOTOR 1FT7 | 8591.83
1FT7086-5WH75-1MA0-ZN16X08 | SYNCHRONOUS MOTOR 1FT7 | 8013.05
1FT7087-7SF70-1CG1-ZX09 | SYNCHRONOUS MOTOR 1FT7 | 8698.71
1FT7105-5AB71-1FB2-ZN05 | SYNCHRONOUS MOTOR 1FT7 | 10157.56
1FT7105-5AB71-1FE5-ZN05 | SYNCHRONOUS MOTOR 1FT7 | 10498.7
1FT7105-5AC70-1BA0-ZX01 | SYNCHRONOUS MOTOR 1FT7 | 7640.1
1FT7105-5AC71-1CH1-ZN05 | SYNCHRONOUS MOTOR 1FT7 | 9984.55
1FT7105-5AC71-1CH2-ZN05 | SYNCHRONOUS MOTOR 1FT7 | 10070.77
1FT7102-5AF71-1DH1-ZN05 | SYNCHRONOUS MOTOR 1FT7 | 7591.13
1FT7105-5AF70-1CA1-ZX01 | SYNCHRONOUS MOTOR 1FT7 | 8572.57
1FT7105-5AC70-1DA2-ZN05 | SYNCHRONOUS MOTOR 1FT7 | 8232.73
1FT7105-5AB71-1BA1-ZN05 | SYNCHRONOUS MOTOR 1FT7 | 8059.76
1FT7105-5AF70-1DA0-ZN05 | SYNCHRONOUS MOTOR 1FT7 | 8042.42
1FT7105-5AF71-1DA1-ZN05 | SYNCHRONOUS MOTOR 1FT7 | 8146.53
1FT7105-5AC71-1CA1-ZN05 | SYNCHRONOUS MOTOR 1FT7 | 8888.09
1FT7105-5SF71-4BB0-ZX09 | SYNCHRONOUS MOTOR 1FT7 | 9317.61
1FT7105-5SC70-1CH0-ZX09 | SYNCHRONOUS MOTOR 1FT7 | 10145.96
1FT7108-5AC71-1DE0-ZN05 | SYNCHRONOUS MOTOR 1FT7 | 11489.8
1FT7108-5AC71-1DG1-ZN05 | SYNCHRONOUS MOTOR 1FT7 | 10325.11
1FT7108-5AC71-1DL0-ZN05 | SYNCHRONOUS MOTOR 1FT7 | 11489.8
1FT7108-5AC71-1FA5-ZN05 | SYNCHRONOUS MOTOR 1FT7 | 11408.45
1FT7108-5AC71-1BA3-ZX01 | SYNCHRONOUS MOTOR 1FT7 | 9986.26
1FT7108-5AC71-1BB0-ZN05 | SYNCHRONOUS MOTOR 1FT7 | 11230.67
1FT7108-5AF71-1FA0-ZX01 | SYNCHRONOUS MOTOR 1FT7 | 10733.79
1FT7108-5AF71-1FB0-ZN05 | SYNCHRONOUS MOTOR 1FT7 | 12145.8
1FT7108-5AF71-1CA2-ZN05 | SYNCHRONOUS MOTOR 1FT7 | 11152.87
1FT7108-5AF71-1CB1-ZN05 | SYNCHRONOUS MOTOR 1FT7 | 12163.13
1FT7108-5AC71-1FA0-ZN05 | SYNCHRONOUS MOTOR 1FT7 | 11049.34
1FK7060-2AF71-1QA0-ZN05 | SYNCHRONOUS MOTOR 1FK7-CT 6 NM | 2216.05
1FK7060-2AF71-1QG0-ZX04 | SYNCHRONOUS MOTOR 1FK7-CT 6 NM | 1885.67
1FK7044-4CF71-1QG1-ZX08 | SYNCHRONOUS MOTOR 1FK7-HD 4,5 NM | 1876.97
1FK7060-2AF71-1RG0-ZN05 | SYNCHRONOUS MOTOR 1FK7-CT 6 NM | 2535.27
1FK7044-4CH71-1RG2-ZN16 | SYNCHRONOUS MOTOR 1FK7-HD 4,5 NM | 2760.25
1FK7060-2AF71-1RG0-ZX02 | SYNCHRONOUS MOTOR 1FK7-CT 6 NM | 2300.51
1FK7060-2AH71-1CH1-ZN05 | SYNCHRONOUS MOTOR 1FK7-CT 6 NM | 3507.67
1FK7044-4CF71-1PB0-ZN05 | SYNCHRONOUS MOTOR 1FK7-HD 4,5 NM | 2280.81
1FK7060-2AC71-1RB1-ZX01 | SYNCHRONOUS MOTOR 1FK7-CT 6 NM | 2835.82
1FK7044-4CF71-1QA0-ZX01 | SYNCHRONOUS MOTOR 1FK7-HD 4,5 NM | 1870.94
1FK7060-2AC71-1RH1-ZN05 | SYNCHRONOUS MOTOR 1FK7-CT 6 NM | 2977.42
1FK7060-2AC71-1UB2-ZX01 | SYNCHRONOUS MOTOR 1FK7-CT 6 NM | 2306.67
1FK7044-4CF71-1RH0-ZN16 | SYNCHRONOUS MOTOR 1FK7-HD 4,5 NM | 2945.51
1FK7044-4CF71-1QA1-ZN05 | SYNCHRONOUS MOTOR 1FK7-HD 4,5 NM | 2207.37
1FK7060-2AC71-1UH0-ZX05 | SYNCHRONOUS MOTOR 1FK7-CT 6 NM | 2109.84
1FK7044-4CH71-1RG1-ZN16 | SYNCHRONOUS MOTOR 1FK7-HD 4,5 NM | 2760.25
1FK7060-2AF71-1RA2-ZX01 | SYNCHRONOUS MOTOR 1FK7-CT 6 NM | 2499.86
1FK7060-2AF71-1RB0-ZX01 | SYNCHRONOUS MOTOR 1FK7-CT 6 NM | 2732.13
1FK7060-2AF71-1RA0-ZN05 | SYNCHRONOUS MOTOR 1FK7-CT 6 NM | 2630.92
1FK7060-2AF71-1RA1-ZX08 | SYNCHRONOUS MOTOR 1FK7-CT 6 NM | 2499.86
1FK7044-4CF71-1RA2-ZN05 | SYNCHRONOUS MOTOR 1FK7-HD 4,5 NM | 2622.22
1FK7044-4CF71-1RB0-ZN05 | SYNCHRONOUS MOTOR 1FK7-HD 4,5 NM | 2809.96
1FK7060-2AF71-1RH0-ZN16 | SYNCHRONOUS MOTOR 1FK7-CT 6 NM | 3107.4
1FK7060-2AC71-1BB0-ZN05 | SYNCHRONOUS MOTOR 1FK7-CT 6 NM | 3087.61
1FK7063-2AC71-1RB0-ZN05 | SYNCHRONOUS MOTOR 1FK7-CT 11 NM | 3214.58
1FK7063-2AF71-1PA0-ZN05 | SYNCHRONOUS MOTOR 1FK7-CT 11 NM | 2349.48
1FK7063-2AH71-1QA2-ZN05 | SYNCHRONOUS MOTOR 1FK7-CT 11 NM | 2567.47
1FK7063-2AF71-1RB2-ZN05 | SYNCHRONOUS MOTOR 1FK7-CT 11 NM | 3318.31
1FK7062-3BF71-1RG1-ZY84 | SYNCHRONOUS MOTOR 1FK7-HI 8.5 NM | 2444.37
1FK7063-2AH71-1RH1-ZN05 | SYNCHRONOUS MOTOR 1FK7-CT 11 NM | 3225.13
1FK7062-2AH71-1FB0-ZN05 | SYNCHRONOUS MOTOR 1FK7-CT 8,5 NM | 3729.89
1FK7063-2AC71-1RB1-ZN05 | SYNCHRONOUS MOTOR 1FK7-CT 11 NM | 3318.31
1FK7063-2AF71-1QA0-ZX02 | SYNCHRONOUS MOTOR 1FK7-CT 11 NM | 2228.99
1FK7063-2AF71-1QB0-ZN05X01 | SYNCHRONOUS MOTOR 1FK7-CT 11 NM | 2903.42
1FK7062-3BF71-1QA0-ZN05 | SYNCHRONOUS MOTOR 1FK7-HI 8.5 NM | 2359.91
1FK7063-2AF71-1QH1-ZN05 | SYNCHRONOUS MOTOR 1FK7-CT 11 NM | 2810.28
1FK7063-2AF71-1QH0-ZN24 | SYNCHRONOUS MOTOR 1FK7-CT 11 NM | 2903.32
1FK7063-2AF71-1RA0-ZX01 | SYNCHRONOUS MOTOR 1FK7-CT 11 NM | 2643.85
1FK7063-2AF71-1RG0-ZX01 | SYNCHRONOUS MOTOR 1FK7-CT 11 NM | 2548.24
1FK7063-2AF71-1RH0-ZN05X01 | SYNCHRONOUS MOTOR 1FK7-CT 11 NM | 3225.13
1FK7063-2AH71-1RG1-ZN05 | SYNCHRONOUS MOTOR 1FK7-CT 11 NM | 2886.68
1FK7063-2AF71-1CG2-ZX01 | SYNCHRONOUS MOTOR 1FK7-CT 11 NM | 3182.21
1FK7063-2AH71-1RA2-ZN16 | SYNCHRONOUS MOTOR 1FK7-CT 11 NM | 3216.02
1FK7063-2AF71-1RG1-ZX08 | SYNCHRONOUS MOTOR 1FK7-CT 11 NM | 2651.93
1FK7062-3BF71-1RH1-ZX01Y84 | SYNCHRONOUS MOTOR 1FK7-HI 8.5 NM | 2886.53
1FK7063-2AH71-1RH0-ZX01 | SYNCHRONOUS MOTOR 1FK7-CT 11 NM | 2886.68
1FK7063-2AF71-1UG0-ZX05 | SYNCHRONOUS MOTOR 1FK7-CT 11 NM | 2019.08
1FK7042-2AF71-1UG0-ZN05 | SYNCHRONOUS MOTOR 1FK7-CT 3 NM | 1768.29
1FK7042-2AK71-1QA0-ZN05 | SYNCHRONOUS MOTOR 1FK7-CT 3 NM | 1978.18
1FK7044-4CF71-1UA0-ZN05 | SYNCHRONOUS MOTOR 1FK7-HD 4,5 NM | 1991.4
1FK7060-2AC71-1QA0-ZX01 | SYNCHRONOUS MOTOR 1FK7-CT 6 NM | 1981.27
1FK7060-2AC71-1QA1-ZN05 | SYNCHRONOUS MOTOR 1FK7-CT 6 NM | 2319.74
1FK7060-2AC71-1RA0-ZN05 | SYNCHRONOUS MOTOR 1FK7-CT 6 NM | 2630.92
1FK7084-2AC71-1QH1-ZN05 | SYNCHRONOUS MOTOR 1FK7-CT 20 NM | 3559.89
1FK7084-2AC71-1RA1-ZN05 | SYNCHRONOUS MOTOR 1FK7-CT 20 NM | 3614.23
1FK7084-2AC71-1CA1-ZN05 | SYNCHRONOUS MOTOR 1FK7-CT 20 NM | 4144.47
1FK7084-2AF71-1RH1-ZN05 | SYNCHRONOUS MOTOR 1FK7-CT 20 NM | 3974.72
1FK7084-2AC71-1QG0-ZN05 | SYNCHRONOUS MOTOR 1FK7-CT 20 NM | 3000.01
1FK7084-2AF71-1RA0-ZN05 | SYNCHRONOUS MOTOR 1FK7-CT 20 NM | 3510.53
1FK7084-2AC71-1BB0-ZN05 | SYNCHRONOUS MOTOR 1FK7-CT 20 NM | 4087.41
1FK7084-2AF71-1RH2-ZQ31 | SYNCHRONOUS MOTOR 1FK7-CT 20 NM | 3740.24
1FK7086-4CF71-1RH0-ZN05 | SYNCHRONOUS MOTOR 1FK7-HD 28 NM | 4467.81
1FK7086-4CF71-1RH0-ZX01 | SYNCHRONOUS MOTOR 1FK7-HD 28 NM | 4233.07
1FK7101-2AC71-1UA2-ZN05 | SYNCHRONOUS MOTOR 1FK7-CT 27 NM | 3385.07
1FK7086-4SF71-1RB0-ZN05 | SYNCHRONOUS MOTOR 1FK7-HD 38 NM | 6084.56
1FK7101-2AF71-1BB1-ZN05 | SYNCHRONOUS MOTOR 1FK7-CT 27 NM | 4491.13
1FK7101-2AC71-1BA0-ZN05 | SYNCHRONOUS MOTOR 1FK7-CT 27 NM | 3931.24
1FK7101-2AC71-1BG0-ZN05 | SYNCHRONOUS MOTOR 1FK7-CT 27 NM | 3835.59
1FK7101-2AC71-1CA1-ZN05 | SYNCHRONOUS MOTOR 1FK7-CT 27 NM | 4444.44
1FK7101-2AC71-1CA1-ZX01 | SYNCHRONOUS MOTOR 1FK7-CT 27 NM | 4209.69
1FK7101-2AC71-1DB0-ZN05 | SYNCHRONOUS MOTOR 1FK7-CT 27 NM | 4476.27
1FK7100-2AC71-1CH2-ZN05 | SYNCHRONOUS MOTOR 1FK7-CT 18 NM | 4449.42
1FK7103-2AC71-1QA2-ZX05 | SYNCHRONOUS MOTOR 1FK7-CT 36 NM | 3733.05
1FK7103-2AC71-1QB0-ZN05 | SYNCHRONOUS MOTOR 1FK7-CT 36 NM | 4320.23
1FK7101-2AC71-1RH1-ZN05 | SYNCHRONOUS MOTOR 1FK7-CT 27 NM | 4274.74
1FK7103-2AC71-1UB1-ZN05 | SYNCHRONOUS MOTOR 1FK7-CT 36 NM | 4309.67
1FK7103-2AC71-1UG2-ZN05 | SYNCHRONOUS MOTOR 1FK7-CT 36 NM | 3757.87
1FK7103-2AF71-1RA1-ZX01 | SYNCHRONOUS MOTOR 1FK7-CT 36 NM | 4147.92
1FK7101-2AF71-1RB1-ZN05 | SYNCHRONOUS MOTOR 1FK7-CT 27 NM | 4370.38
1FK7103-2AF71-1RG0-ZN05 | SYNCHRONOUS MOTOR 1FK7-CT 36 NM | 4183.32
1FK7103-2AC71-1UA0-ZN05 | SYNCHRONOUS MOTOR 1FK7-CT 36 NM | 3749.79
1FK7105-2AC71-1CB0-ZN05X01 | SYNCHRONOUS MOTOR 1FK7-CT 48 NM | 6546.24
1FK7105-2AC71-1CH2-ZN24 | SYNCHRONOUS MOTOR 1FK7-CT 48 NM | 6770.06
1FK7103-2AC71-1CB0-ZX04 | SYNCHRONOUS MOTOR 1FK7-CT 36 NM | 5030.62
1FK7103-2AC71-1CG1-ZN05 | SYNCHRONOUS MOTOR 1FK7-CT 36 NM | 4817.28
1FK7105-2AC71-1QA0-ZX53 | SYNCHRONOUS MOTOR 1FK7-CT 48 NM | 4870.06
1FK7105-2AC71-1QA2-ZN05 | SYNCHRONOUS MOTOR 1FK7-CT 48 NM | 5144.91
1FK7105-2AC71-1CH1-ZX05 | SYNCHRONOUS MOTOR 1FK7-CT 48 NM | 6215.82
1FK7103-2AF71-1BH0-ZN24 | SYNCHRONOUS MOTOR 1FK7-CT 36 NM | 5079.71
1FK7105-2AC71-1QH2-ZN24 | SYNCHRONOUS MOTOR 1FK7-CT 48 NM | 5824.96
1FK7105-2AF71-1BH1-ZN05 | SYNCHRONOUS MOTOR 1FK7-CT 48 NM | 6041.06
1FK7103-2AF71-1CH0-ZN05 | SYNCHRONOUS MOTOR 1FK7-CT 36 NM | 5169.71
1FK7105-2AC71-1RB1-ZX08 | SYNCHRONOUS MOTOR 1FK7-CT 48 NM | 5781.24
1FT7034-5AK71-1FG2-ZX01 | SYNCHRONOUS MOTOR 1FT7 | 4570.38
1FT7034-5AK74-1MH1-ZJ09 | SYNCHRONOUS MOTOR 1FT7 | 6864.82
1FT7036-5AK70-1BG0-ZX03 | SYNCHRONOUS MOTOR 1FT7 | 3615.77
1FT7034-1AK71-1CH1-ZJ05 | SYNCHRONOUS MOTOR 1FT7 | 6334.68
1FT7042-5AF70-1DG0-ZX09 | SYNCHRONOUS MOTOR 1FT7 | 3634.77
1FT7042-5AF70-1FA2-ZQ12 | SYNCHRONOUS MOTOR 1FT7 | 4653.43
1FT7034-5AK71-1CB1-ZN05 | SYNCHRONOUS MOTOR 1FT7 | 5400.02
1FK7105-2AF71-1UA0-ZN05 | SYNCHRONOUS MOTOR 1FK7-CT 48 NM | 4926.96
1FK7105-2AF71-1UG0-ZN05 | SYNCHRONOUS MOTOR 1FK7-CT 48 NM | 4831.31
1FT2105-4AH00-1SA0 | Synchronous motor 1FT2-HD 5 Nm | 1349.44
1FT7034-1AK71-1FG1-ZJ17 | SYNCHRONOUS MOTOR 1FT7 | 7716.61
1FT7042-5AF70-1CB0-ZX09 | SYNCHRONOUS MOTOR 1FT7 | 5118.45
1FT7042-5AF70-1CH1-ZX01 | SYNCHRONOUS MOTOR 1FT7 | 5335.81
1FT7042-5AF71-1DA0-ZX05 | SYNCHRONOUS MOTOR 1FT7 | 3748.02
1FT7042-5AF71-1FA1-ZN05 | SYNCHRONOUS MOTOR 1FT7 | 4996
1FT7044-5AF70-1FB0-ZX01 | SYNCHRONOUS MOTOR 1FT7 | 5711.13
1FT7046-5AF70-1BH2 | SYNCHRONOUS MOTOR 1FT7 | 5203.47
1FT7044-5AF71-1DG0-ZX09 | SYNCHRONOUS MOTOR 1FT7 | 4027.39
1FT7046-5AF70-1FG0-ZX09 | SYNCHRONOUS MOTOR 1FT7 | 5186.14
1FT7062-5AK71-1CA1-ZN05 | SYNCHRONOUS MOTOR 1FT7 | 5244.44
1FT7062-1AF71-1CG1-ZJ23 | SYNCHRONOUS MOTOR 1FT7 | 6475.89
1FT7062-5AF71-1BB2-ZN05 | SYNCHRONOUS MOTOR 1FT7 | 5361.73
1FT7062-5AF71-1CB0-ZN05 | SYNCHRONOUS MOTOR 1FT7 | 5999.74
1FT7064-5AF71-1BA1-ZX09 | SYNCHRONOUS MOTOR 1FT7 | 4446.92
1FT7064-5AF71-1CB1-ZN05 | SYNCHRONOUS MOTOR 1FT7 | 6563.46
1FT7062-5AF74-1NA5-ZN05 | SYNCHRONOUS MOTOR 1FT7 | 4302.42
1FT7064-5AF70-1BA1-ZN05 | SYNCHRONOUS MOTOR 1FT7 | 4875.7
1FT7064-5AF71-1DG1-ZJ12 | SYNCHRONOUS MOTOR 1FT7 | 8507.83
1FT7068-5AF70-1BG1-ZX06 | SYNCHRONOUS MOTOR 1FT7 | 5230.52
1FT7066-5AF70-1CL3-ZX01 | SYNCHRONOUS MOTOR 1FT7 | 6816.57
1FT7064-5AF71-1FG1-ZJ02 | SYNCHRONOUS MOTOR 1FT7 | 7971.55
1FT7068-5AF70-1BH0-ZX01 | SYNCHRONOUS MOTOR 1FT7 | 5985.83
1FT7066-5AH74-1MG2-ZN40X08 | SYNCHRONOUS MOTOR 1FT7 | 6109.78
1FT7068-5AF71-1FH1-ZX01 | SYNCHRONOUS MOTOR 1FT7 | 7005.09
1FT7082-5AC71-1CA1-ZN05 | SYNCHRONOUS MOTOR 1FT7 | 5704.03
1FK7100-2AF71-1RH0-ZM03 | SYNCHRONOUS MOTOR 1FK7-CT 18 NM | 3642.11
1FK7103-2AC71-1QA0-ZX53 | SYNCHRONOUS MOTOR 1FK7-CT 36 NM | 3692.9
1FK7101-2AF71-1QB0-ZN24 | SYNCHRONOUS MOTOR 1FK7-CT 27 NM | 4171.31
1FK7103-2AC71-1QH0-ZN05 | SYNCHRONOUS MOTOR 1FK7-CT 36 NM | 4224.61
1FK7101-2AF71-1RG0-ZX05 | SYNCHRONOUS MOTOR 1FK7-CT 27 NM | 3480.11
1FK7103-2AC71-1RG1-ZX52 | SYNCHRONOUS MOTOR 1FK7-CT 36 NM | 4115.86
1FK7105-2AC71-1BA0-ZN05 | SYNCHRONOUS MOTOR 1FK7-CT 48 NM | 5576.85
1FK7103-2AC71-1QH1-ZN05 | SYNCHRONOUS MOTOR 1FK7-CT 36 NM | 4328.3
1FK7103-2AC71-1RB0-ZN05 | SYNCHRONOUS MOTOR 1FK7-CT 36 NM | 4735.11
1FK7103-2AC71-1UA2-ZN05 | SYNCHRONOUS MOTOR 1FK7-CT 36 NM | 3853.53
1FK7105-2AC71-1CG0-ZN16 | SYNCHRONOUS MOTOR 1FK7-CT 48 NM | 6124.4
1FK7103-2AC71-1BH1-ZN05 | SYNCHRONOUS MOTOR 1FK7-CT 36 NM | 4863.9
1FK7103-2AC71-1CB1-ZN05 | SYNCHRONOUS MOTOR 1FK7-CT 36 NM | 5369.07
1FK7105-2AC71-1RH0-ZN05 | SYNCHRONOUS MOTOR 1FK7-CT 48 NM | 5816.63
1FK7105-2AC71-1UA0-ZN05 | SYNCHRONOUS MOTOR 1FK7-CT 48 NM | 4926.96
1FK7105-3BC71-1QA0-ZN05 | SYNCHRONOUS MOTOR 1FK7-HI 48 NM | 5012.73
1FK7105-3BC71-1QB0-ZN05N24 | SYNCHRONOUS MOTOR 1FK7-HI 48 NM | 6126.86
1FK7105-2AF71-1UB0-ZN05 | SYNCHRONOUS MOTOR 1FK7-CT 48 NM | 5383.1
1FK7105-2AF71-1CG0-ZN16 | SYNCHRONOUS MOTOR 1FK7-CT 48 NM | 6124.4
1FK7105-2AC71-1UB0-ZN05 | SYNCHRONOUS MOTOR 1FK7-CT 48 NM | 5383.1
1FK7105-2AF71-1PG0-ZN05 | SYNCHRONOUS MOTOR 1FK7-CT 48 NM | 4831.31
1FK7105-2AF71-1QB2-ZX05 | SYNCHRONOUS MOTOR 1FK7-CT 48 NM | 5366.36
1FK7105-2AF71-1RA0-ZX01 | SYNCHRONOUS MOTOR 1FK7-CT 48 NM | 5221.34
1FK7105-3BC71-1RB1-ZN05 | SYNCHRONOUS MOTOR 1FK7-HI 48 NM | 5987.48
1FK7105-2AF71-1RH0-ZX05 | SYNCHRONOUS MOTOR 1FK7-CT 48 NM | 5581.88
1FT7036-5AK70-1DG0-ZX01 | SYNCHRONOUS MOTOR 1FT7 | 3702.56
1FT7036-5AK71-1BG0-ZX01 | SYNCHRONOUS MOTOR 1FT7 | 3615.77
1FT7034-5AK71-1BG0-ZN05 | SYNCHRONOUS MOTOR 1FT7 | 3780.47
1FT7042-5AF71-1FA2-ZN05 | SYNCHRONOUS MOTOR 1FT7 | 5082.22
1FT7044-5AF71-1CH1-ZJ17 | SYNCHRONOUS MOTOR 1FT7 | 10331.43
1FT7042-5AF71-1BG2-ZN05 | SYNCHRONOUS MOTOR 1FT7 | 4167.08
1FT7044-1AF71-1FH1-ZX01 | SYNCHRONOUS MOTOR 1FT7 | 4681.69
1FT7042-5AF71-1CH5-ZQ12 | SYNCHRONOUS MOTOR 1FT7 | 5477.56
1FT7042-5AF71-1CB2-ZN05 | SYNCHRONOUS MOTOR 1FT7 | 5737.56
1FT7042-5AF71-1DA0-ZX09 | SYNCHRONOUS MOTOR 1FT7 | 3634.77
1FT7044-5AK71-1FH2-ZQ13 | SYNCHRONOUS MOTOR 1FT7 | 5940.26
1FT7044-5AF71-1CG1-ZX04 | SYNCHRONOUS MOTOR 1FT7 | 4986.31
1FT7062-5AF71-1BA2-ZN05 | SYNCHRONOUS MOTOR 1FT7 | 4502.31
1FT7062-5AF71-1BH0-ZN05 | SYNCHRONOUS MOTOR 1FT7 | 5171.41
1FT7064-5AF71-1CH5-ZN05 | SYNCHRONOUS MOTOR 1FT7 | 6818.45
1FT7064-5AF71-1BB1-ZN05 | SYNCHRONOUS MOTOR 1FT7 | 5735.13
1FT7064-1AF70-1CH1-ZX01 | SYNCHRONOUS MOTOR 1FT7 | 4965.99
1FT7062-5AF71-1FB1-ZN05 | SYNCHRONOUS MOTOR 1FT7 | 6190.67
1FT7062-5AF71-1DB0-ZN05 | SYNCHRONOUS MOTOR 1FT7 | 5258.18
1FT7062-5AF71-1FB2-ZN05 | SYNCHRONOUS MOTOR 1FT7 | 6276.86
1FT7064-5AF71-1CA2-ZQ13 | SYNCHRONOUS MOTOR 1FT7 | 5513.53
1FT7062-5AF71-1CH5-ZX09 | SYNCHRONOUS MOTOR 1FT7 | 5930.06
1FT7064-5AF71-1CG1-ZJ16 | SYNCHRONOUS MOTOR 1FT7 | 11332.16
1FT7064-5AK71-1DH1-ZN05 | SYNCHRONOUS MOTOR 1FT7 | 5821.9
1FK7105-3BC71-1BA1-ZN05 | SYNCHRONOUS MOTOR 1FK7-HI 48 NM | 5652.04
1FK7105-2AF71-1QH0-ZX05 | SYNCHRONOUS MOTOR 1FK7-CT 48 NM | 5167
1FT7034-5AK71-1DA1-ZN05X09 | SYNCHRONOUS MOTOR 1FT7 | 3971.37
1FT7034-5AK71-1FH2-ZX01 | SYNCHRONOUS MOTOR 1FT7 | 5257.48
1FK7105-2AF71-1UA2-ZN05 | SYNCHRONOUS MOTOR 1FK7-CT 48 NM | 5030.62
1FT7034-1AK70-1FH1-ZX04 | SYNCHRONOUS MOTOR 1FT7 | 4387.25
1FT7036-5AK71-1CH2-ZQ13 | SYNCHRONOUS MOTOR 1FT7 | 5360.35
1FT7034-5AK71-1CA1-ZN05 | SYNCHRONOUS MOTOR 1FT7 | 4712.92
1FT7042-5AF70-1FH2-ZX09 | SYNCHRONOUS MOTOR 1FT7 | 5395.55
1FT7042-5AF71-1BA0-ZN05 | SYNCHRONOUS MOTOR 1FT7 | 3976.78
1FT7044-5AF71-1CH1-ZJ05 | SYNCHRONOUS MOTOR 1FT7 | 7889.52
1FT7046-5AH71-1CH0-ZX01 | SYNCHRONOUS MOTOR 1FT7 | 5954.73
1FT7062-5AK71-1FB0-ZN05 | SYNCHRONOUS MOTOR 1FT7 | 6086.52
1FT7064-5AF71-1CH2-ZN40 | SYNCHRONOUS MOTOR 1FT7 | 6901.5
1FT7062-5AF71-1CA1-ZN05 | SYNCHRONOUS MOTOR 1FT7 | 5244.44
1FT7064-5AF71-1BB0-ZN05 | SYNCHRONOUS MOTOR 1FT7 | 5631
1FT7064-5AK70-1BH1-ZN05 | SYNCHRONOUS MOTOR 1FT7 | 5735.13
1FT7044-5AK71-1CH5-ZQ12 | SYNCHRONOUS MOTOR 1FT7 | 5870.2
1FT7042-5AK71-1FG1-ZN05 | SYNCHRONOUS MOTOR 1FT7 | 4996
1FT7062-5AF70-1CB1-ZN05 | SYNCHRONOUS MOTOR 1FT7 | 6103.88
1FT7044-5AF71-1FH1-ZX09 | SYNCHRONOUS MOTOR 1FT7 | 5702
1FT7062-5AK71-1CA2-ZN05 | SYNCHRONOUS MOTOR 1FT7 | 5330.64
1FT7062-5AK71-1CB1-ZX53 | SYNCHRONOUS MOTOR 1FT7 | 5857.65
1FT7064-5AF71-1DB1-ZX09 | SYNCHRONOUS MOTOR 1FT7 | 5393.12
1FT7064-5AK71-1FL2-ZX01 | SYNCHRONOUS MOTOR 1FT7 | 6590.91
1FT7064-5AF71-1FA2-ZQ13 | SYNCHRONOUS MOTOR 1FT7 | 5600.32
1FT7064-5WK71-1CL1-ZQ09X01 | SYNCHRONOUS MOTOR 1FT7 | 8387.87
1FT7082-5AC70-1CG0-ZN05 | SYNCHRONOUS MOTOR 1FT7 | 5599.92
1FT7066-5AF71-1CB1-ZX53 | SYNCHRONOUS MOTOR 1FT7 | 6652.41
1FT7065-7SF71-1BK3-ZX01 | SYNCHRONOUS MOTOR 1FT7 | 5880.96
1FT7068-5AF70-1BH3-ZX09 | SYNCHRONOUS MOTOR 1FT7 | 6040.17
1FT7066-5AH71-1DA1-ZX01 | SYNCHRONOUS MOTOR 1FT7 | 4982.12
1FT7066-5WF70-1BG0-ZX01 | SYNCHRONOUS MOTOR 1FT7 | 5485.51
1FT7082-5AC70-1FD3-ZX02 | SYNCHRONOUS MOTOR 1FT7 | 5711.39
1FT7066-5AF71-1FH1-ZX09 | SYNCHRONOUS MOTOR 1FT7 | 6556.65
1FT7082-5AC71-1CB0-ZN05 | SYNCHRONOUS MOTOR 1FT7 | 6571.92
1FT7082-5AC71-1FH4-ZN05 | SYNCHRONOUS MOTOR 1FT7 | 6931.62
1FT7082-5AF71-1DA0-ZN05 | SYNCHRONOUS MOTOR 1FT7 | 4858.36
1FT7084-5AC71-1FB0-ZN05 | SYNCHRONOUS MOTOR 1FT7 | 7472.74
1FT7084-1AF71-1BH1-ZX09 | SYNCHRONOUS MOTOR 1FT7 | 4701.88
1FT7084-5AF71-1CB1-ZX01 | SYNCHRONOUS MOTOR 1FT7 | 7174.52
1FT7084-1AH75-1NG1-ZX01 | SYNCHRONOUS MOTOR 1FT7 | 3697.16
1FT7084-1AF71-1DG1-ZX09 | SYNCHRONOUS MOTOR 1FT7 | 4039.35
1FT7082-5AF71-1FB2-ZN05 | SYNCHRONOUS MOTOR 1FT7 | 6849.04
1FT7082-5AF71-1CH1-ZN05 | SYNCHRONOUS MOTOR 1FT7 | 6676.03
1FT7084-5AC70-1BA0-ZN05 | SYNCHRONOUS MOTOR 1FT7 | 5585.59
1FT7084-5AF71-1BB0-ZN05 | SYNCHRONOUS MOTOR 1FT7 | 6557.59
1FT7084-5AF71-1FB0-ZN05 | SYNCHRONOUS MOTOR 1FT7 | 7472.74
1FK7105-2AC71-1BB0-ZN05 | SYNCHRONOUS MOTOR 1FK7-CT 48 NM | 6033.03
1FK7105-2AC71-1QH0-ZN05 | SYNCHRONOUS MOTOR 1FK7-CT 48 NM | 5401.76
1FK7103-2AF71-1DB2-ZN05 | SYNCHRONOUS MOTOR 1FK7-CT 36 NM | 5046.41
1FK7105-2AF71-1CA0-ZX01 | SYNCHRONOUS MOTOR 1FK7-CT 48 NM | 5751.61
1FK7105-2AC71-1RB2-ZN05 | SYNCHRONOUS MOTOR 1FK7-CT 48 NM | 6015.99
1FK7105-2AC71-1RH0-ZX01 | SYNCHRONOUS MOTOR 1FK7-CT 48 NM | 5581.88
1FK7105-2AF71-1CH0-ZX19 | SYNCHRONOUS MOTOR 1FK7-CT 48 NM | 6175.71
1FK7105-2AF71-1DB0-ZX01 | SYNCHRONOUS MOTOR 1FK7-CT 48 NM | 5887.1
1FK7105-2AF71-1QB1-ZN05 | SYNCHRONOUS MOTOR 1FK7-CT 48 NM | 5601.12
1FK7105-2AF71-1QG2-ZX01 | SYNCHRONOUS MOTOR 1FK7-CT 48 NM | 4814.57
1FK7105-2AF71-1RB1-ZN24 | SYNCHRONOUS MOTOR 1FK7-CT 48 NM | 6335.48
1FK7105-2AF71-1RB2-ZX01 | SYNCHRONOUS MOTOR 1FK7-CT 48 NM | 5781.24
1FK7105-2AF74-1EB0-ZN24X19 | SYNCHRONOUS MOTOR 1FK7-CT 48 NM | 6664.47
1FT7042-5AF71-1CA2-ZN05 | SYNCHRONOUS MOTOR 1FT7 | 4995.4
1FT7042-5AF71-1CG0-ZN05 | SYNCHRONOUS MOTOR 1FT7 | 4805.11
1FT7044-5AF70-1CA2-ZX09 | SYNCHRONOUS MOTOR 1FT7 | 4959.28
1FT7046-5AF71-1BG3-ZX09 | SYNCHRONOUS MOTOR 1FT7 | 4438.61
1FT7042-5AK71-1FB1-ZN05 | SYNCHRONOUS MOTOR 1FT7 | 5738.14
1FT7046-5AF70-1FG2-ZQ13 | SYNCHRONOUS MOTOR 1FT7 | 5528.53
1FT7034-5AK71-1CG2-ZN40 | SYNCHRONOUS MOTOR 1FT7 | 5050.96
1FT7042-5AF71-1CB0-ZN05 | SYNCHRONOUS MOTOR 1FT7 | 5547.23
1FT7044-5AF71-1FL3-ZX09 | SYNCHRONOUS MOTOR 1FT7 | 5935.44
1FT7044-5AF70-1CB1-ZX01 | SYNCHRONOUS MOTOR 1FT7 | 5728.44
1FT7042-5AK71-1BA1-ZN05 | SYNCHRONOUS MOTOR 1FT7 | 4080.89
1FT7062-5AK71-1BB1-ZN05 | SYNCHRONOUS MOTOR 1FT7 | 5275.52
1FT7062-5AK71-1CA3-ZN05 | SYNCHRONOUS MOTOR 1FT7 | 5307.92
1FT7062-5AF71-1BH5-ZQ12 | SYNCHRONOUS MOTOR 1FT7 | 5101.74
1FT7064-5AF71-1FH2-ZQ13 | SYNCHRONOUS MOTOR 1FT7 | 6459.75
1FT7064-1AF71-1FG1-ZX09 | SYNCHRONOUS MOTOR 1FT7 | 4278.79
1FT7064-5AF71-1BL5-ZN05 | SYNCHRONOUS MOTOR 1FT7 | 6160.1
1FT7064-1AF70-1FH1-ZX04 | SYNCHRONOUS MOTOR 1FT7 | 5052.78
1FT7064-1AF71-1BG1-ZX01 | SYNCHRONOUS MOTOR 1FT7 | 3476.9
1FT7064-1AF71-1DG1-ZJ23X09 | SYNCHRONOUS MOTOR 1FT7 | 6059.94
1FT7062-5AF71-1CH0-ZN05 | SYNCHRONOUS MOTOR 1FT7 | 5999.74
1FT7064-5AF71-1CL5-ZN05 | SYNCHRONOUS MOTOR 1FT7 | 6988.46
1FT7064-5AF70-1BB0-ZN05 | SYNCHRONOUS MOTOR 1FT7 | 5631
1FT7068-5AF71-1CG1-ZJ33 | SYNCHRONOUS MOTOR 1FT7 | 10661.85
1FT7066-5AF70-1FG0-ZX01 | SYNCHRONOUS MOTOR 1FT7 | 5706.35
1FT7068-5AF71-1FA0-ZX01 | SYNCHRONOUS MOTOR 1FT7 | 6041.55
1FT7068-5AF71-1FB2-ZQ13 | SYNCHRONOUS MOTOR 1FT7 | 7130.09
1FT7082-5AC71-1BB0-ZN05 | SYNCHRONOUS MOTOR 1FT7 | 5743.59
1FT7082-5AC71-1DH1-ZX09 | SYNCHRONOUS MOTOR 1FT7 | 5505.71
1FT7082-5AF71-1BG3-ZX01 | SYNCHRONOUS MOTOR 1FT7 | 4623.62
1FT7082-1AF71-1BG1-ZX09 | SYNCHRONOUS MOTOR 1FT7 | 3363.66
1FT7082-5AF71-1BG2-ZN05 | SYNCHRONOUS MOTOR 1FT7 | 4961.91
1FT7084-5AC71-1DG0-ZN05 | SYNCHRONOUS MOTOR 1FT7 | 5672.36
1FT7082-5AF71-1CA1-ZX01 | SYNCHRONOUS MOTOR 1FT7 | 5388.5
1FT7082-5AF71-1CB0-ZN05 | SYNCHRONOUS MOTOR 1FT7 | 6571.92
1FT7066-5AH70-1CB2 | SYNCHRONOUS MOTOR 1FT7 | 6556.05
1FT7084-5AC71-1FE0-ZN05 | SYNCHRONOUS MOTOR 1FT7 | 7642.61
1FT7084-5AF71-1CG0-ZN05 | SYNCHRONOUS MOTOR 1FT7 | 6413.92
1FT7084-5AF70-1DH0-ZN05 | SYNCHRONOUS MOTOR 1FT7 | 6644.38
1FT7084-5AF71-1DA0-ZN05 | SYNCHRONOUS MOTOR 1FT7 | 5672.36
1FT7084-5AF71-1FA1-ZN05 | SYNCHRONOUS MOTOR 1FT7 | 6604.83
1FT7084-5AF71-1FH2-ZQ13 | SYNCHRONOUS MOTOR 1FT7 | 7386.32
1FT7084-5AF74-1MB2-ZN40X08 | SYNCHRONOUS MOTOR 1FT7 | 7560.62
1FT7082-5AF71-1DA1-ZN05 | SYNCHRONOUS MOTOR 1FT7 | 4962.49
1FT7084-5AF70-1BG1-ZN05X06 | SYNCHRONOUS MOTOR 1FT7 | 5802.95
1FT7084-5AF71-1CE5-ZN05 | SYNCHRONOUS MOTOR 1FT7 | 7914.92
1FT7084-5AF70-1DK3-ZX01 | SYNCHRONOUS MOTOR 1FT7 | 5697.04
1FT7084-5AF71-1DA3-ZN05 | SYNCHRONOUS MOTOR 1FT7 | 5839.97
1FT7084-5SH71-1CG1-ZX01 | SYNCHRONOUS MOTOR 1FT7 | 6896.78
1FT7086-5AF71-1BH1-ZN05 | SYNCHRONOUS MOTOR 1FT7 | 7715.06
1FT7086-5AF71-1CB0-ZN05X01 | SYNCHRONOUS MOTOR 1FT7 | 8552.53
1FT7086-5AC71-1FA0-ZN05 | SYNCHRONOUS MOTOR 1FT7 | 7554.06
1FT7086-5AF71-1DD1-ZN05X09 | SYNCHRONOUS MOTOR 1FT7 | 7002.45
1FT7086-5AF71-1DH1-ZN05 | SYNCHRONOUS MOTOR 1FT7 | 7801.83
1FT7086-5AC71-1CH0-ZN05 | SYNCHRONOUS MOTOR 1FT7 | 8439.27
1FT7086-5AF70-1BA0-ZN05 | SYNCHRONOUS MOTOR 1FT7 | 6638.91
1FT7086-5AC70-1FB0-ZX09 | SYNCHRONOUS MOTOR 1FT7 | 8097.28
1FT7086-5AF71-1FH0-ZN05 | SYNCHRONOUS MOTOR 1FT7 | 8526.06
1FT7086-5AH71-1BH1-ZN05 | SYNCHRONOUS MOTOR 1FT7 | 7715.06
1FT7086-5AH71-1CA1-ZN05 | SYNCHRONOUS MOTOR 1FT7 | 7571.39
1FT7102-5AC70-1DG1-ZN05 | SYNCHRONOUS MOTOR 1FT7 | 6494.64
1FT7102-5AC71-1BA1-ZN05 | SYNCHRONOUS MOTOR 1FT7 | 6407.89
1FT7102-5AC71-1CG1-ZN05 | SYNCHRONOUS MOTOR 1FT7 | 7236.21
1FT7102-5AC71-1DA0-ZN05 | SYNCHRONOUS MOTOR 1FT7 | 6390.53
1FT7102-5AB71-1BG0-ZN05 | SYNCHRONOUS MOTOR 1FT7 | 6303.76
1FT7105-1AC71-1BG1-ZJ05 | SYNCHRONOUS MOTOR 1FT7, 7,96 KW | 9585.74
1FT7102-5AC71-1CA0-ZN05 | SYNCHRONOUS MOTOR 1FT7 | 7132.09
1FT7102-5AC71-1CG0-ZN05 | SYNCHRONOUS MOTOR 1FT7 | 7132.09
1FT7102-5AC71-1FA1-ZN05 | SYNCHRONOUS MOTOR 1FT7 | 7323
1FT7087-7SF70-1CB1-ZX01 | SYNCHRONOUS MOTOR 1FT7 | 9783.96
1FT7105-5AC71-1FB2-ZN05 | SYNCHRONOUS MOTOR 1FT7 | 10157.56
1FT7105-5AC70-1BB2-ZN05X05 | SYNCHRONOUS MOTOR 1FT7 | 9355.67
1FT7105-5AF71-1FA0-ZN05 | SYNCHRONOUS MOTOR 1FT7 | 8870.76
1FT7105-5AF71-1CB5-ZN05 | SYNCHRONOUS MOTOR 1FT7 | 10239.57
1FT7105-5AF71-1CH1-ZX09 | SYNCHRONOUS MOTOR 1FT7 | 9555.77
1FT7105-5AF71-1CG1-ZN05 | SYNCHRONOUS MOTOR 1FT7 | 8888.09
1FT7108-5AB71-1DG1-ZX09 | SYNCHRONOUS MOTOR 1FT7 | 9896.32
1FT7108-5AB71-1CE4-ZN05 | SYNCHRONOUS MOTOR 1FT7 | 12504.28
1FT7108-5AB71-1DK5-ZX09 | SYNCHRONOUS MOTOR 1FT7 | 10323.94
1FT7105-5SF71-4BA0-ZX09 | SYNCHRONOUS MOTOR 1FT7 | 8221.15
1FT7108-5AC71-1DB3-ZN05 | SYNCHRONOUS MOTOR 1FT7 | 11485.04
1FT7108-5AC70-1CG0-ZN05 | SYNCHRONOUS MOTOR 1FT7 | 10962.53
1FT7064-5AF71-1DH1-ZJ03 | SYNCHRONOUS MOTOR 1FT7 | 8002.63
1FT7066-5AF71-1DG0-ZX15 | SYNCHRONOUS MOTOR 1FT7 | 4947.32
1FT7066-5AF71-1FH2-ZQ13 | SYNCHRONOUS MOTOR 1FT7 | 6794.92
1FT7082-5AC71-1CB5-ZN05 | SYNCHRONOUS MOTOR 1FT7 | 6931.04
1FT7084-5AC71-1CG0-ZX57 | SYNCHRONOUS MOTOR 1FT7 | 6167.7
1FT7082-5AF71-1BH5-ZQ12 | SYNCHRONOUS MOTOR 1FT7 | 5673.92
1FT7082-5AC71-1CB1-ZN05 | SYNCHRONOUS MOTOR 1FT7 | 6676.03
1FT7082-1AF70-1DH1-ZX01 | SYNCHRONOUS MOTOR 1FT7 | 4313
1FT7082-1AF71-1CH1-ZX05 | SYNCHRONOUS MOTOR 1FT7 | 5054.56
1FT7082-5AC71-1DB1-ZN05 | SYNCHRONOUS MOTOR 1FT7 | 5934.49
1FT7082-5AH71-1FH3-ZX09 | SYNCHRONOUS MOTOR 1FT7 | 6397.52
1FT7082-5AF71-1CB1-ZX01 | SYNCHRONOUS MOTOR 1FT7 | 6360.52
1FT7082-5AC71-1FH0-ZX01 | SYNCHRONOUS MOTOR 1FT7 | 6343.19
1FT7084-5AC70-1CB0-ZN05 | SYNCHRONOUS MOTOR 1FT7 | 7385.92
1FT7084-5AF71-1DH1-ZN05 | SYNCHRONOUS MOTOR 1FT7 | 6748.49
1FT7084-5AF71-1BH1-ZN05 | SYNCHRONOUS MOTOR 1FT7 | 6661.7
1FT7084-5AF71-1CH1-ZN05 | SYNCHRONOUS MOTOR 1FT7 | 7490.06
1FT7084-5AF71-1CA1-ZN05 | SYNCHRONOUS MOTOR 1FT7 | 6518.04
1FT7085-7SF70-1BG1-ZK23 | SYNCHRONOUS MOTOR 1FT7 | 7118.08
1FT7084-5AH71-1DA0-ZN05 | SYNCHRONOUS MOTOR 1FT7 | 5672.36
1FT7086-5AC71-1CA1-ZN05 | SYNCHRONOUS MOTOR 1FT7 | 7571.39
1FT7084-5AH71-1CG0-ZN05 | SYNCHRONOUS MOTOR 1FT7 | 6413.92
1FT7086-5AC71-1DB0-ZN05 | SYNCHRONOUS MOTOR 1FT7 | 7697.72
1FT7086-5AF71-1CB1-ZX01 | SYNCHRONOUS MOTOR 1FT7 | 8227.86
1FT7086-1AH71-1DG1-ZX01 | SYNCHRONOUS MOTOR 1FT7 | 4949.83
1FT7086-5AC71-1FH0-ZX09 | SYNCHRONOUS MOTOR 1FT7 | 8097.28
1FT7086-5AF71-1FB0-ZN05 | SYNCHRONOUS MOTOR 1FT7 | 8526.06
1FT7086-5AC71-1BA0-ZN05 | SYNCHRONOUS MOTOR 1FT7 | 6638.91
1FT7086-5AF71-1LB1-ZN05 | SYNCHRONOUS MOTOR 1FT7 | 8868.38
1FT7086-5SH71-1BG0-ZX09 | SYNCHRONOUS MOTOR 1FT7 | 6904.43
1FT7086-5AH71-1DG0-ZN05X09 | SYNCHRONOUS MOTOR 1FT7 | 6725.7
1FT7086-5AH71-1FH1-ZJ02 | SYNCHRONOUS MOTOR 1FT7 | 11457.29
1FT7086-5AF71-1CH0-ZN05 | SYNCHRONOUS MOTOR 1FT7 | 8439.27
1FT7086-5AF71-1CH5-ZX09 | SYNCHRONOUS MOTOR 1FT7 | 8369.6
1FT7086-5AH71-1DH1-ZX09 | SYNCHRONOUS MOTOR 1FT7 | 7373.05
1FT7086-5AH71-1FH0-ZN05 | SYNCHRONOUS MOTOR 1FT7 | 8526.06
1FT7086-5SC70-1BH0-ZX57 | SYNCHRONOUS MOTOR 1FT7 | 8059
1FT7087-7WH71-1DG0-ZN05 | SYNCHRONOUS MOTOR 1FT7 | 8281.84
1FT7105-5AC70-1DA0-ZN05 | SYNCHRONOUS MOTOR 1FT7 | 8042.42
1FT7105-5AB70-1CH4-ZX09 | SYNCHRONOUS MOTOR 1FT7 | 9724.58
1FT7102-5AF74-1MH2-ZN40 | SYNCHRONOUS MOTOR 1FT7 | 8289.99
1FT7105-5AC71-1BB0-ZN05 | SYNCHRONOUS MOTOR 1FT7 | 9052.12
1FT7105-5AB71-1CK3-ZN05X05 | SYNCHRONOUS MOTOR 1FT7 | 9237.44
1FT7105-5AB71-1DB1-ZN05 | SYNCHRONOUS MOTOR 1FT7 | 9243.01
1FT7105-5AC71-1BH0-ZN05 | SYNCHRONOUS MOTOR 1FT7 | 9052.12
1FT7105-5AF71-1DA3-ZN05 | SYNCHRONOUS MOTOR 1FT7 | 8210.01
1FT7105-5AF71-1CG1-ZJ02 | SYNCHRONOUS MOTOR 1FT7 | 12289.75
1FT7105-5AC71-1DA0-ZX01 | SYNCHRONOUS MOTOR 1FT7 | 7726.89
1FT7084-5SF70-1BG0-ZX01 | SYNCHRONOUS MOTOR 1FT7 | 5964.34
1FT7086-5AC71-1DA1-ZN05 | SYNCHRONOUS MOTOR 1FT7 | 6829.81
1FT7086-5AC71-1FB2-ZN05 | SYNCHRONOUS MOTOR 1FT7 | 8716.39
1FT7086-5AF71-1CL1-ZN05 | SYNCHRONOUS MOTOR 1FT7 | 8713.3
1FT7086-5AC70-1CK5-ZX01 | SYNCHRONOUS MOTOR 1FT7 | 7683.47
1FT7086-5AF71-1FA0-ZN05 | SYNCHRONOUS MOTOR 1FT7 | 7554.06
1FT7086-5AH70-1DH3-ZX01 | SYNCHRONOUS MOTOR 1FT7 | 7549.77
1FT7086-5AF71-1BB1-ZN05 | SYNCHRONOUS MOTOR 1FT7 | 7715.06
1FT7086-1AF71-1CG1-ZQ13 | SYNCHRONOUS MOTOR 1FT7 | 5730.22
1FT7086-5AF71-1CA0-ZN05X09 | SYNCHRONOUS MOTOR 1FT7 | 7467.26
1FT7086-5AF71-1CG1-ZJ22 | SYNCHRONOUS MOTOR 1FT7 | 10398.49
1FT7086-5AF71-1DA0-ZX01 | SYNCHRONOUS MOTOR 1FT7 | 6410.16
1FT7102-5AC71-1CA2-ZN05 | SYNCHRONOUS MOTOR 1FT7 | 7322.4
1FT7102-5AC71-1CE1-ZN05 | SYNCHRONOUS MOTOR 1FT7 | 8505.04
1FT7102-5AB70-1DB0-ZX01 | SYNCHRONOUS MOTOR 1FT7 | 7171.47
1FT7102-5AC71-1FG2-ZN05 | SYNCHRONOUS MOTOR 1FT7 | 7409.22
1FT7105-1AC71-1BG1-ZJ16 | SYNCHRONOUS MOTOR 1FT7, 7,96 KW | 17198.81
1FT7105-5AC71-1FA1-ZN05 | SYNCHRONOUS MOTOR 1FT7 | 8974.87
1FT7105-5AB71-1FG1-ZJ03 | SYNCHRONOUS MOTOR 1FT7 | 12376.54
1FT7102-5AF71-1BB1-ZN05 | SYNCHRONOUS MOTOR 1FT7 | 7504.34
1FT7105-5AC71-1FA2-ZN05 | SYNCHRONOUS MOTOR 1FT7 | 9061.08
1FT7105-5AB70-1DA2-ZN05 | SYNCHRONOUS MOTOR 1FT7 | 8232.73
1FT7102-5AF71-1DG1-ZX09 | SYNCHRONOUS MOTOR 1FT7 | 6065.88
1FT7105-5AB71-1BD4-ZN05 | SYNCHRONOUS MOTOR 1FT7 | 8401.19
1FT7105-5AB71-1BG1-ZX09 | SYNCHRONOUS MOTOR 1FT7 | 7630.96
1FT7105-5AF70-1DE0-ZX01 | SYNCHRONOUS MOTOR 1FT7 | 8995.72
1FT7105-5AF71-1BA1-ZN05 | SYNCHRONOUS MOTOR 1FT7 | 8059.76
1FT7105-5AF71-1BG1-ZJ02 | SYNCHRONOUS MOTOR 1FT7 | 11461.43
1FT7105-5AF71-1BH1-ZN05 | SYNCHRONOUS MOTOR 1FT7 | 9156.23
1FT7105-5AF71-1DH1-ZN05 | SYNCHRONOUS MOTOR 1FT7 | 9243.01
1FT7105-5AF71-1FB1-ZN05 | SYNCHRONOUS MOTOR 1FT7 | 10071.36
1FT7105-5SF70-3CB0-ZX09 | SYNCHRONOUS MOTOR 1FT7 | 10145.96
1FT7105-5AF71-1DG0-ZN05 | SYNCHRONOUS MOTOR 1FT7 | 8042.42
1FT7105-5AF71-1CA1-ZN05 | SYNCHRONOUS MOTOR 1FT7 | 8888.09
1FT7105-5AC71-1CB1-ZX01 | SYNCHRONOUS MOTOR 1FT7 | 9669.02
1FT7105-5AF71-1CD4-ZN05 | SYNCHRONOUS MOTOR 1FT7 | 9229.53
1FT7105-5AF71-1CE5-ZN05 | SYNCHRONOUS MOTOR 1FT7 | 10411.91
1FT7105-5SF71-1BL3-ZX09 | SYNCHRONOUS MOTOR 1FT7 | 9657.57
1FT7105-5AC71-1DG1-ZN05 | SYNCHRONOUS MOTOR 1FT7 | 8146.53
1FT7108-5AF71-1CH1-ZX09 | SYNCHRONOUS MOTOR 1FT7 | 11734.35
1FT7108-5AF70-1CB1-ZN05 | SYNCHRONOUS MOTOR 1FT7 | 12163.13
1FT7108-5AF71-1BH1-ZX09 | SYNCHRONOUS MOTOR 1FT7 | 10906.02
1FT7108-5SC71-1CH1-ZJ35 | SYNCHRONOUS MOTOR 1FT7 | 23872.16
1FT7132-5SF71-1CL3-ZX05 | SYNCHRONOUS MOTOR 1FT7 | 14881.97
1FT7108-5SF71-1BG0-ZX01 | SYNCHRONOUS MOTOR 1FT7 | 10512.97
1FT7132-5SF71-7BA0-ZX01 | SYNCHRONOUS MOTOR 1FT7 | 11733.26
1FT7117-7SF71-1LH0 | SYNCHRONMOTOR 1FT7 M0 = 105 NM | 18653.82
1FT7108-5WC71-1DG1-ZX53 | SYNCHRONOUS MOTOR 1FT7 | 10773.19
1FT7108-5WC74-4NB0 | SYNCHRONOUS MOTOR 1FT7 | 11127.52
1FT7084-5AC71-1FA2-ZN05 | SYNCHRONOUS MOTOR 1FT7 | 6691.04
1FT7084-1AF70-1CH1-ZX01 | SYNCHRONOUS MOTOR 1FT7 | 5643.46
1FT7084-5AH71-1FH1-ZJ03 | SYNCHRONOUS MOTOR 1FT7 | 10403.95
1FT7084-5AC71-1CA1-ZN05 | SYNCHRONOUS MOTOR 1FT7 | 6518.04
1FT7086-5AC71-1BB1-ZN05 | SYNCHRONOUS MOTOR 1FT7 | 7715.06
1FT7086-5AC71-1BH0-ZX01 | SYNCHRONOUS MOTOR 1FT7 | 7295.4
1FT7084-5AH71-1DE5-ZN05 | SYNCHRONOUS MOTOR 1FT7 | 7173.36
1FT7084-5SH71-1BG1-ZX09 | SYNCHRONOUS MOTOR 1FT7 | 5955.2
1FT7082-5AH71-1CB0-ZN05 | SYNCHRONOUS MOTOR 1FT7 | 6571.92
1FT7084-5AH71-1FB1-ZX01 | SYNCHRONOUS MOTOR 1FT7 | 7261.32
1FT7084-5AC71-1CB1-ZN05 | SYNCHRONOUS MOTOR 1FT7 | 7490.06
1FT7084-5WH71-1FH1-ZJ02 | SYNCHRONOUS MOTOR 1FT7 | 11098.23
1FT7086-5AC71-1CG1-ZN05 | SYNCHRONOUS MOTOR 1FT7 | 7571.39
1FT7086-5AF71-1FG1-ZN05 | SYNCHRONOUS MOTOR 1FT7 | 7658.17
1FT7086-5AH71-1CL1-ZX01 | SYNCHRONOUS MOTOR 1FT7 | 8397.74
1FT7102-5AB71-1CA0-ZN05 | SYNCHRONOUS MOTOR 1FT7 | 7132.09
1FT7086-5SC70-1BB0-ZX03 | SYNCHRONOUS MOTOR 1FT7 | 7989.68
1FT7086-5SF70-1CB1-ZX01 | SYNCHRONOUS MOTOR 1FT7 | 8922.15
1FT7102-5AC71-1CA1-ZN05 | SYNCHRONOUS MOTOR 1FT7 | 7236.21
1FT7102-5AB71-1CL4-ZN05 | SYNCHRONOUS MOTOR 1FT7 | 8673.85
1FT7102-5AC70-1CH0-ZN05 | SYNCHRONOUS MOTOR 1FT7 | 8228.55
1FT7102-1AC71-1DH1-ZX03 | SYNCHRONOUS MOTOR 1FT7 | 5560.36
1FT7102-5AC74-1ME4-ZN05 | SYNCHRONOUS MOTOR 1FT7 | 8293.12
1FT7102-5AC71-1DG1-ZN05 | SYNCHRONOUS MOTOR 1FT7 | 6494.64
1FT7105-5AC71-1FB0-ZN05 | SYNCHRONOUS MOTOR 1FT7 | 9967.23
1FT7102-5AF71-1CA0-ZN05 | SYNCHRONOUS MOTOR 1FT7 | 7132.09
1FT7105-5AB70-1BB0-ZN05 | SYNCHRONOUS MOTOR 1FT7 | 9052.12
1FT7102-5AF71-1DA0-ZN05 | SYNCHRONOUS MOTOR 1FT7 | 6390.53
1FT7105-5AC70-1CB0-ZN05 | SYNCHRONOUS MOTOR 1FT7 | 9880.44
1FT7105-5AF70-1BK0-ZN05 | SYNCHRONOUS MOTOR 1FT7 | 8128.27
1FT7105-5AC70-1DH1-ZN05 | SYNCHRONOUS MOTOR 1FT7 | 9243.01
1FT7105-5AB70-1DA0-ZN05 | SYNCHRONOUS MOTOR 1FT7 | 8042.42
1FT7102-5AF71-1DG1-ZN05 | SYNCHRONOUS MOTOR 1FT7 | 6494.64
1FT7102-5AF71-1CH3-ZN05 | SYNCHRONOUS MOTOR 1FT7 | 8396.16
1FT7105-5AB71-1CA1-ZN05 | SYNCHRONOUS MOTOR 1FT7 | 8888.09
1FT7105-5AC71-1BA1-ZN05 | SYNCHRONOUS MOTOR 1FT7 | 8059.76
1FT7105-5AF71-1BB1-ZN05 | SYNCHRONOUS MOTOR 1FT7 | 9156.23
1FT7105-5AB71-1DA1-ZN05 | SYNCHRONOUS MOTOR 1FT7 | 8146.53
1FT7108-5AB71-1FB0-ZX05 | SYNCHRONOUS MOTOR 1FT7 | 11830.28
1FT7105-5SC71-1CH0-ZX09 | SYNCHRONOUS MOTOR 1FT7 | 10145.96
1FT7105-5WC70-1CB1 | SYNCHRONOUS MOTOR 1FT7 | 10250.07
1FT7108-5AC70-1DA0-ZN05 | SYNCHRONOUS MOTOR 1FT7 | 10220.99
1FT7105-9AC71-1ZG1H1AP3A | SYNCHRONOUS MOTOR 1FT7 | 8206.29
1FT7108-5AF71-1CA0-ZX01 | SYNCHRONOUS MOTOR 1FT7 | 10647
1FT7108-5AF71-1FA0-ZN05 | SYNCHRONOUS MOTOR 1FT7 | 11049.34
1FT7108-5AF71-1CL2 | SYNCHRONOUS MOTOR 1FT7 | 11992.89
1FK7060-2AF71-1PB0-ZN05 | SYNCHRONOUS MOTOR 1FK7-CT 6 NM | 2437.72
1FK7044-4CF71-1UB0-ZN05 | SYNCHRONOUS MOTOR 1FK7-HD 4,5 NM | 2280.81
1FK7044-4CF71-1UG0-ZX05 | SYNCHRONOUS MOTOR 1FK7-HD 4,5 NM | 1661
1FK7043-4CH71-1CB0-ZX04 | SYNCHRONOUS MOTOR 1FK7-HD 3,5 NM | 3026.97
1FK7060-2AF71-1CH0-ZX01 | SYNCHRONOUS MOTOR 1FK7-CT 6 NM | 3169.25
1FK7060-2AF71-1CH1-ZN05 | SYNCHRONOUS MOTOR 1FK7-CT 6 NM | 3507.69
1FK7060-2AC71-1DA1-ZX01 | SYNCHRONOUS MOTOR 1FK7-CT 6 NM | 2707.43
1FK7044-4CF71-1CB0-ZN05X01 | SYNCHRONOUS MOTOR 1FK7-HD 4,5 NM | 3443.9
1FK7043-4CH71-1PA0-ZX01 | SYNCHRONOUS MOTOR 1FK7-HD 3,5 NM | 1678.16
1FK7044-4CH71-1CH0-ZN05 | SYNCHRONOUS MOTOR 1FK7-HD 4,5 NM | 3242.09
1FK7044-4CH71-1QB0-ZN05 | SYNCHRONOUS MOTOR 1FK7-HD 4,5 NM | 2395.11
1FK7060-2AF71-1CH0-ZK24 | SYNCHRONOUS MOTOR 1FK7-CT 6 NM | 3169.25
1FK7044-4CF71-1CH0-ZN05 | SYNCHRONOUS MOTOR 1FK7-HD 4,5 NM | 3242.09
1FK7060-2AF71-1PH0-ZN05 | SYNCHRONOUS MOTOR 1FK7-CT 6 NM | 2344.6
1FK7060-2AC71-1UB0-ZN05 | SYNCHRONOUS MOTOR 1FK7-CT 6 NM | 2437.72
1FK7044-4CF71-1PH0-ZN05X01 | SYNCHRONOUS MOTOR 1FK7-HD 4,5 NM | 2286.38
1FK7060-2AF71-1QG1-ZN05 | SYNCHRONOUS MOTOR 1FK7-CT 6 NM | 2224.1
1FK7060-2AF71-1QH0-ZX05 | SYNCHRONOUS MOTOR 1FK7-CT 6 NM | 2224.1
1FK7062-2AC71-1DA0-ZN05 | SYNCHRONOUS MOTOR 1FK7-CT 8,5 NM | 2984.37
1FK7062-2AF71-1QG1-ZN05 | SYNCHRONOUS MOTOR 1FK7-CT 8,5 NM | 2367.97
1FK7061-4CH71-1BA2-ZX08 | SYNCHRONOUS MOTOR 1FK7-HD 6,4 NM | 2741.24
1FK7062-2AF71-1RH0-ZX02 | SYNCHRONOUS MOTOR 1FK7-CT 8,5 NM | 2782.8
1FK7061-4CH71-1QH0-ZN05 | SYNCHRONOUS MOTOR 1FK7-HD 6,4 NM | 2581.54
1FK7061-4CH71-1RG1-ZN05 | SYNCHRONOUS MOTOR 1FK7-HD 6,4 NM | 2759.62
1FK7063-2AC71-1QA0-ZX29 | SYNCHRONOUS MOTOR 1FK7-CT 11 NM | 2292.61
1FK7062-2AF71-1UA0-ZN05 | SYNCHRONOUS MOTOR 1FK7-CT 8,5 NM | 2245.59
1FK7062-2AH71-1UH1-ZN05 | SYNCHRONOUS MOTOR 1FK7-CT 8,5 NM | 2592.16
1FK7062-2AH71-1CB2-ZN05 | SYNCHRONOUS MOTOR 1FK7-CT 8,5 NM | 3744.68
1FK7063-2AC71-1QG2-ZX05 | SYNCHRONOUS MOTOR 1FK7-CT 11 NM | 2237.07
1FK7063-2AC71-1QB0-ZX02 | SYNCHRONOUS MOTOR 1FK7-CT 11 NM | 2564.98
1FK7063-2AC71-1RB0-ZX05 | SYNCHRONOUS MOTOR 1FK7-CT 11 NM | 2979.82
1FK7063-2AC71-1RH0-ZN24 | SYNCHRONOUS MOTOR 1FK7-CT 11 NM | 3318.19
1FK7062-3BF71-1CG1-ZN05 | SYNCHRONOUS MOTOR 1FK7-HI 8.5 NM | 3313.08
1FK7063-2AH71-1CH1-ZX15 | SYNCHRONOUS MOTOR 1FK7-CT 11 NM | 3584.22
1FK7063-2AC71-1UB0-ZN05 | SYNCHRONOUS MOTOR 1FK7-CT 11 NM | 2685.44
1FK7063-2AF71-1PA1-ZX02 | SYNCHRONOUS MOTOR 1FK7-CT 11 NM | 2218.41
1FK7062-3BF71-1FA2-ZN05 | SYNCHRONOUS MOTOR 1FK7-HI 8.5 NM | 3495.6
1FK7063-2AF71-1BA2-ZX08 | SYNCHRONOUS MOTOR 1FK7-CT 11 NM | 2868.32
1FK7063-2AF71-1RG0-ZN05 | SYNCHRONOUS MOTOR 1FK7-CT 11 NM | 2782.99
1FK7060-2AC71-1CH0-ZX01 | SYNCHRONOUS MOTOR 1FK7-CT 6 NM | 3169.25
1FK7060-3BF71-1QA0-ZN05 | SYNCHRONOUS MOTOR 1FK7-HI 6 NM | 2216.05
1FK7062-2AF71-1RG0-ZN05 | SYNCHRONOUS MOTOR 1FK7-CT 8,5 NM | 2679.14
1FK7062-2AC71-1RB0-ZX53 | SYNCHRONOUS MOTOR 1FK7-CT 8,5 NM | 2939.58
1FK7063-2AC71-1QB2-ZN05 | SYNCHRONOUS MOTOR 1FK7-CT 11 NM | 2903.39
1FK7063-2AC71-1RA0-ZX05 | SYNCHRONOUS MOTOR 1FK7-CT 11 NM | 2643.85
1FK7061-4CF71-1RB0-ZN05 | SYNCHRONOUS MOTOR 1FK7-HD 6,4 NM | 3089.56
1FK7062-2AF71-1CB0-ZX01 | SYNCHRONOUS MOTOR 1FK7-CT 8,5 NM | 3406.22
1FK7062-2AC71-1CA0-ZN05 | SYNCHRONOUS MOTOR 1FK7-CT 8,5 NM | 3305.04
1FK7062-2AF71-1QA0-ZN05 | SYNCHRONOUS MOTOR 1FK7-CT 8,5 NM | 2359.91
1FK7060-3BF71-1RG0-ZX01 | SYNCHRONOUS MOTOR 1FK7-HI 6 NM | 2300.51
1FK7060-2AH71-1RA0-ZN05 | SYNCHRONOUS MOTOR 1FK7-CT 6 NM | 2630.92
1FK7060-2AF71-1FB0-ZN05 | SYNCHRONOUS MOTOR 1FK7-CT 6 NM | 3586.02
1FK7060-2AF71-1FB0-ZX01 | SYNCHRONOUS MOTOR 1FK7-CT 6 NM | 3351.26
1FK7101-2AF71-1CH0-ZX01 | SYNCHRONOUS MOTOR 1FK7-CT 27 NM | 4466.53
1FK7101-2AF71-1CH0-ZN05 | SYNCHRONOUS MOTOR 1FK7-CT 27 NM | 4701.28
1FK7101-2AC71-1PA0-ZX01 | SYNCHRONOUS MOTOR 1FK7-CT 27 NM | 3046.61
1FK7101-2AC71-1PA2-ZX05 | SYNCHRONOUS MOTOR 1FK7-CT 27 NM | 3150.32
1FK7103-2AC71-1DA0-ZN05 | SYNCHRONOUS MOTOR 1FK7-CT 36 NM | 4488.59
1FK7101-2AF71-1RA2-ZX01 | SYNCHRONOUS MOTOR 1FK7-CT 27 NM | 3679.45
1FK7101-2AF71-1RB1-ZX01 | SYNCHRONOUS MOTOR 1FK7-CT 27 NM | 4135.62
1FK7101-2AF71-1RG0-ZX01 | SYNCHRONOUS MOTOR 1FK7-CT 27 NM | 3480.11
1FK7101-2AC71-1QH0-ZX01 | SYNCHRONOUS MOTOR 1FK7-CT 27 NM | 3521.39
1FK7103-2AC71-1CB0-ZN05 | SYNCHRONOUS MOTOR 1FK7-CT 36 NM | 5265.38
1FK7103-3BC71-1CB0-ZX04 | SYNCHRONOUS MOTOR 1FK7-HI 36 NM | 5011.6
1FK7105-2AC71-1CH1-ZN05 | SYNCHRONOUS MOTOR 1FK7-CT 48 NM | 6450.56
1FK7103-2AF71-1CA0-ZN05 | SYNCHRONOUS MOTOR 1FK7-CT 36 NM | 4809.21
1FK7105-2AC71-1CB0-ZN05 | SYNCHRONOUS MOTOR 1FK7-CT 48 NM | 6442.55
1FK7105-2AC71-1CB0-ZX01 | SYNCHRONOUS MOTOR 1FK7-CT 48 NM | 6207.8
1FK7105-2AC71-1CG0-ZN05 | SYNCHRONOUS MOTOR 1FK7-CT 48 NM | 5890.73
1FK7103-2AF74-1EH0-ZN24 | SYNCHRONOUS MOTOR 1FK7-CT 36 NM | 5224.42
1FK7105-2AF71-1CG0-ZN05 | SYNCHRONOUS MOTOR 1FK7-CT 48 NM | 5890.73
1FK7080-2AF71-1BB0-ZN05 | SYNCHRONOUS MOTOR 1FK7-CT 8 NM | 3396.66
1FK7080-2AF71-1BB0-ZX05 | SYNCHRONOUS MOTOR 1FK7-CT 8 NM | 3161.9
1FK7083-2AC71-1DA0-ZN05 | SYNCHRONOUS MOTOR 1FK7-CT 16 NM | 3389.87
1FK7083-2AH71-1BG0-ZX01 | SYNCHRONOUS MOTOR 1FK7-CT 16 NM | 2970.6
1FK7083-2AC71-1CH0-ZN24 | SYNCHRONOUS MOTOR 1FK7-CT 16 NM | 4262.99
1FK7083-2AF71-1CA1-ZN05 | SYNCHRONOUS MOTOR 1FK7-CT 16 NM | 3814.21
1FK7083-2AH71-1CG1-ZJ03 | SYNCHRONOUS MOTOR 1FK7-CT 16 NM | 6715.43
1FK7083-2AC71-1QA0-ZX01 | SYNCHRONOUS MOTOR 1FK7-CT 16 NM | 2530.65
1FK7083-2AF71-1QB1-ZN05 | SYNCHRONOUS MOTOR 1FK7-CT 16 NM | 3325.25
1FK7081-3BF71-1RA0-ZN05 | SYNCHRONOUS MOTOR 1FK7-HI 12 NM | 3060.87
1FK7083-2AF71-1QG1-ZX08 | SYNCHRONOUS MOTOR 1FK7-CT 16 NM | 2538.72
1FK7083-2AF71-1QH0-ZN05 | SYNCHRONOUS MOTOR 1FK7-CT 16 NM | 3125.91
1FK7081-3BF71-1RA2-ZN05 | SYNCHRONOUS MOTOR 1FK7-HI 12 NM | 3164.61
1FK7084-2AC71-1RA2-ZN05 | SYNCHRONOUS MOTOR 1FK7-CT 20 NM | 3614.23
1FK7084-2AC71-1RB0-ZN05 | SYNCHRONOUS MOTOR 1FK7-CT 20 NM | 3966.7
1FK7084-2AC71-1RB1-ZX01 | SYNCHRONOUS MOTOR 1FK7-CT 20 NM | 3835.62
1FK7084-2AF71-1RB1-ZN05 | SYNCHRONOUS MOTOR 1FK7-CT 20 NM | 4070.37
1FK7084-2AC71-1QG0-ZX01 | SYNCHRONOUS MOTOR 1FK7-CT 20 NM | 2765.26
1FK7084-2AC71-1QH1-ZJ09 | SYNCHRONOUS MOTOR 1FK7-CT 20 NM | 6556.76
1FK7083-2AF71-1BA0-ZN05 | SYNCHRONOUS MOTOR 1FK7-CT 16 NM | 3300.99
1FK7085-4CF71-1QB0-ZN05 | SYNCHRONOUS MOTOR 1FK7-HD 22 NM | 3707.18
1FK7084-2AC74-1TB2-ZN16 | SYNCHRONOUS MOTOR 1FK7-CT 20 NM | 3095.7
1FK7084-2AF71-1BA0-ZN05 | SYNCHRONOUS MOTOR 1FK7-CT 20 NM | 3631.28
1FK7086-4CF71-1RG0-ZN05 | SYNCHRONOUS MOTOR 1FK7-HD 28 NM | 4011.67
1FK7086-4SF71-1QB0-ZN05 | SYNCHRONOUS MOTOR 1FK7-HD 38 NM | 5669.72
1FK7086-4SF71-1QH1-ZN05 | SYNCHRONOUS MOTOR 1FK7-HD 38 NM | 5675.73
1FK7100-2AF71-1DB0-ZN05 | SYNCHRONOUS MOTOR 1FK7-CT 18 NM | 4120.74
1FK7100-2AC71-1CB0-ZX01 | SYNCHRONOUS MOTOR 1FK7-CT 18 NM | 4206.61
1FK7100-2AC71-1CB2-ZN05 | SYNCHRONOUS MOTOR 1FK7-CT 18 NM | 4545.05
1FK7100-2AF71-1RB1-ZN05 | SYNCHRONOUS MOTOR 1FK7-CT 18 NM | 4014.83
1FK7101-2AF71-1CB2-ZN05 | SYNCHRONOUS MOTOR 1FK7-CT 27 NM | 4900.64
1FK7101-2AF71-1QB0-ZN05 | SYNCHRONOUS MOTOR 1FK7-CT 27 NM | 3851.81
1FK7101-2AC71-1RA0-ZX03 | SYNCHRONOUS MOTOR 1FK7-CT 27 NM | 3575.74
1FK7101-2AC71-1RA1-ZN05 | SYNCHRONOUS MOTOR 1FK7-CT 27 NM | 3914.2
1FK7103-2AC71-1QG0-ZN05 | SYNCHRONOUS MOTOR 1FK7-CT 36 NM | 3768.46
1FK7103-2AC71-1RA0-ZN05 | SYNCHRONOUS MOTOR 1FK7-CT 36 NM | 4278.94
1FK7103-2AC71-1RA1-ZN05 | SYNCHRONOUS MOTOR 1FK7-CT 36 NM | 4382.68
1FK7103-2AC71-1RH0-ZN05 | SYNCHRONOUS MOTOR 1FK7-CT 36 NM | 4639.47
1FK7103-2AC71-1RH0-ZX01 | SYNCHRONOUS MOTOR 1FK7-CT 36 NM | 4404.72
1FK7101-2AF71-1RH0-ZX01 | SYNCHRONOUS MOTOR 1FK7-CT 27 NM | 3936.26
1FK7103-2AC71-1RA2-ZN05 | SYNCHRONOUS MOTOR 1FK7-CT 36 NM | 4382.68
1FK7103-2AC71-1RG0-ZN05 | SYNCHRONOUS MOTOR 1FK7-CT 36 NM | 4183.32
1FK7103-2AF71-1RB2-ZX05 | SYNCHRONOUS MOTOR 1FK7-CT 36 NM | 4604.09
1FK7103-2AF74-1SG0-ZN05 | SYNCHRONOUS MOTOR 1FK7-CT 36 NM | 3386.82
1FK7105-2AC71-1DB1-ZN05 | SYNCHRONOUS MOTOR 1FK7-CT 48 NM | 6223.52
1FK7105-2AC71-1FH0-ZX01 | SYNCHRONOUS MOTOR 1FK7-CT 48 NM | 6200.98
1FK7105-2AC71-1CH0-ZN05 | SYNCHRONOUS MOTOR 1FK7-CT 48 NM | 6346.87
1FK7103-2AF71-1CB0-ZX01 | SYNCHRONOUS MOTOR 1FK7-CT 36 NM | 5030.62
1FK7105-2AC71-1QB0-ZN05 | SYNCHRONOUS MOTOR 1FK7-CT 48 NM | 5497.43
1FK7105-2AC71-1CH1-ZN24 | SYNCHRONOUS MOTOR 1FK7-CT 48 NM | 6770.06
1FK7105-2AF71-1BH2-ZN24 | SYNCHRONOUS MOTOR 1FK7-CT 48 NM | 6360.55
1FK7105-2AF71-1CA2-ZN05 | SYNCHRONOUS MOTOR 1FK7-CT 48 NM | 6090.06
1FK7103-3BC71-1RH0-ZN05 | SYNCHRONOUS MOTOR 1FK7-HI 36 NM | 4620.45
1FK7105-2AF71-1CB0-ZN05 | SYNCHRONOUS MOTOR 1FK7-CT 48 NM | 6442.55
1FS2104-6AF07-1MZ0Q0A | Synchronous motor 1FS2 3,1 Nm | 2995.23
1FT2106-3AF00-1MA0 | Synchronous motor 1FT2-HD 9 Nm | 1949.69
1FT2204-6AF00-2SA0 | Synchronous motor 1FT2-CT 3,2 Nm | 1179.24
1FT7034-1AK71-1CG1-ZJ05 | SYNCHRONOUS MOTOR 1FT7 | 5803.18
1FT7042-5AF70-1FH2-ZQ13 | SYNCHRONOUS MOTOR 1FT7 | 5547.63
1FT7042-5AF71-1BA5-ZN05 | SYNCHRONOUS MOTOR 1FT7 | 4335.87
1FT7042-5AF71-1FG1-ZX05 | SYNCHRONOUS MOTOR 1FT7 | 4680.48
1FT7042-5AF71-1CA0-ZN05 | SYNCHRONOUS MOTOR 1FT7 | 4805.11
1FT2205-4AF00-1SA0 | Synchronous motor 1FT2-CT 6 Nm | 1419.35
1FT2205-4AF02-1MA0 | Synchronous motor 1FT2-CT 6 Nm | 1768.87
1FT2208-4AF10-1MA0 | Synchronous motor 1FT2-CT 22 Nm | 3185.18
1FT7034-1AK70-1DG1-ZX02 | SYNCHRONOUS MOTOR 1FT7 | 3027.4
1FT7034-1AK71-1CG1-ZQ13 | SYNCHRONOUS MOTOR 1FT7 | 3807.77
1FT7044-1AF71-1CH1-ZX01 | SYNCHRONOUS MOTOR 1FT7 | 4594.9
1FT7042-5AF71-1DB1-ZN05 | SYNCHRONOUS MOTOR 1FT7 | 4909.8
1FT7042-5AF71-1DG0-ZX05 | SYNCHRONOUS MOTOR 1FT7 | 3748.02
1FT7042-5AF71-1DG1-ZR06 | SYNCHRONOUS MOTOR 1FT7 | 3738.88
1FT7042-5AK71-1CH0-ZX01 | SYNCHRONOUS MOTOR 1FT7 | 5231.7
1FT7062-1AK71-1DG1-ZX09 | SYNCHRONOUS MOTOR 1FT7 | 3124.84
1FT7046-5AF70-1FB1-ZX01 | SYNCHRONOUS MOTOR 1FT7 | 6145.63
1FT7046-5AH70-1FH2-ZQ13 | SYNCHRONOUS MOTOR 1FT7 | 6270.67
1FT7064-5AF71-1FH1-ZJ17 | SYNCHRONOUS MOTOR 1FT7 | 12278.38
1FT7064-5AF71-1CH0-ZN05 | SYNCHRONOUS MOTOR 1FT7 | 6459.34
1FT7064-5AF71-1CH2-ZQ13 | SYNCHRONOUS MOTOR 1FT7 | 6372.93
1FT7062-5AF71-1CA2-ZN05 | SYNCHRONOUS MOTOR 1FT7 | 5330.64
1FT7064-1AF71-1BH1-ZX09 | SYNCHRONOUS MOTOR 1FT7 | 4024.41
1FT7064-1AF71-1FH1-ZX15 | SYNCHRONOUS MOTOR 1FT7 | 5122.09
1FT7065-7SF70-1BG0-ZX09 | SYNCHRONOUS MOTOR 1FT7 | 5427.49
1FT7064-5AF71-1DA0-ZN05 | SYNCHRONOUS MOTOR 1FT7 | 4858.36
1FT7082-5AC70-1BA0-ZX09 | SYNCHRONOUS MOTOR 1FT7 | 4342.79
1FT7066-5AH71-1FG1-ZX01 | SYNCHRONOUS MOTOR 1FT7 | 5810.49
1FT7066-5AH71-1FH1-ZJ03 | SYNCHRONOUS MOTOR 1FT7 | 9166.16
1FT7066-5AH70-1FG2-ZQ13 | SYNCHRONOUS MOTOR 1FT7 | 5935.49
1FT7082-5AC70-1DG1-ZX09 | SYNCHRONOUS MOTOR 1FT7 | 4533.69
1FT7082-5AC70-1FB1-ZN05 | SYNCHRONOUS MOTOR 1FT7 | 6762.85
1FT7066-5AF71-1CG1-ZJ09 | SYNCHRONOUS MOTOR 1FT7 | 8219.95
1FT7066-5AF71-1CG1-ZJ12 | SYNCHRONOUS MOTOR 1FT7 | 10326.66
1FK7101-2AF71-1RB2-ZN05 | SYNCHRONOUS MOTOR 1FK7-CT 27 NM | 4370.38
1FK7101-2AC71-1RB2-ZN05 | SYNCHRONOUS MOTOR 1FK7-CT 27 NM | 4370.38
1FT7108-5AC71-1FA1-ZN05 | SYNCHRONOUS MOTOR 1FT7 | 11153.45
1FT7108-5AB70-1DA0-ZX01 | SYNCHRONOUS MOTOR 1FT7 | 9905.45
1FT7108-5AF71-1FB1-ZN05 | SYNCHRONOUS MOTOR 1FT7 | 12249.92
1FT7108-5AC71-1BD4-ZN05 | SYNCHRONOUS MOTOR 1FT7 | 10579.75
1FT7108-5AC71-1BH0-ZN05 | SYNCHRONOUS MOTOR 1FT7 | 11230.67
1FT7108-5AC71-1CA2-ZN05 | SYNCHRONOUS MOTOR 1FT7 | 11152.87
1FT7117-7AF71-1LH0 | SYNCHRONMOTOR 1FT7 M0 = 81 NM | 17959.55
1FT7117-7AF71-1LH0-ZL06 | SYNCHRONMOTOR 1FT7 M0 = 81 NM | 18688.53
1FT7117-7AF71-3LB0-ZL06N27 | SYNCHRONMOTOR 1FT7 M0 = 81 NM | 18688.53
1FT7132-5SF74-4NL3 | SYNCHRONOUS MOTOR 1FT7 | 13571.74
1PH8083-1DF12-1LC1 | MAIN SPINDLE MOTOR 1PH808 | 6141.56
1PH8083-1FG12-2BA1-ZK24Y84 | MAIN SPINDLE MOTOR 1PH808 | 6718.07
1PH3131-1DE04-0GA0 | SIMOTICS M 1PH3 motor; 3AC 380V | 5462.97
1PH8101-1JF13-2GA2-ZM39 | COMPACT ASYNCHRONOUS MOTOR 1PH810 | 6788.84
1PH8103-1MD13-2GA2 | COMPACT ASYNCHRONOUS MOTOR 1PH810 | 5090.78
1PH8103-3DD13-2AA1-ZU65 | COMPACT ASYNCHRONOUS MOTOR 1PH810 | 9571.27
1PH8133-1DF03-2BA1-ZX02 | COMPACT ASYNCHRONOUS MOTOR 1PH813 | 7258.64
1PH8131-1MF00-0GA2-ZV90 | COMPACT ASYNCHRONOUS MOTOR 1PH813 | 5261.23
1PH8133-3DD03-2AB1-ZU67 | COMPACT ASYNCHRONOUS MOTOR 1PH813 | 11668.53
1PH8133-3DF12-2AC1-ZU65X01 | COMPACT ASYNCHRONOUS MOTOR 1PH813 | 11301.3
1PH8133-3FD03-2AB1-ZU65 | COMPACT ASYNCHRONOUS MOTOR 1PH813 | 12543
1PH8133-3FF02-0AA1-ZU60 | COMPACT ASYNCHRONOUS MOTOR 1PH813 | 11726.8
1PH8137-1DG02-0HH1-ZV90 | COMPACT ASYNCHRONOUS MOTOR 1PH813 | 7535.76
1PH8137-4DF13-2AA1-ZG14U65 | COMPACT SYNCHRONOUS MOTOR 1PH813 | 18725.78
1PH8137-1ED00-1BA2 | COMPACT ASYNCHRONOUS MOTOR 1PH813 | 7512.02
1PH8137-4DL02-0AA1-ZU60 | COMPACT SYNCHRONOUS MOTOR 1PH813 | 17397.94
1FT7105-5AF71-1CH1-ZN05 | SYNCHRONOUS MOTOR 1FT7 | 9984.55
1FT7108-5AB71-1CG1-ZJ33 | SYNCHRONOUS MOTOR 1FT7 | 22081.4
1FT7105-5AF71-1CH5-ZN05 | SYNCHRONOUS MOTOR 1FT7 | 10239.57
1FT7105-5SF71-3BH0-ZX09 | SYNCHRONOUS MOTOR 1FT7 | 9317.61
1FT7105-5SF71-1CK3-ZX05 | SYNCHRONOUS MOTOR 1FT7 | 9502.94
1FT7105-5SF71-1CH0-ZX09 | SYNCHRONOUS MOTOR 1FT7 | 10145.96
1FT7105-5SF71-3CG1-ZJ03 | SYNCHRONOUS MOTOR 1FT7 | 12984.05
1FT7108-5AB71-1DH2-ZN05 | SYNCHRONOUS MOTOR 1FT7 | 11507.78
1FT7108-5AF71-1DG0-ZN05 | SYNCHRONOUS MOTOR 1FT7 | 10220.99
1FT7108-5AC71-1BH2-ZN05 | SYNCHRONOUS MOTOR 1FT7 | 11420.99
1FT7108-5AC71-1CA1-ZN05 | SYNCHRONOUS MOTOR 1FT7 | 11066.66
1FT7108-5AC74-1NA0-ZN05 | SYNCHRONOUS MOTOR 1FT7 | 9765.54
1FT7134-5AC71-1CG2 | SYNCHRONOUS MOTOR 1FT7 | 13236.65
1FT7134-5SC71-1CL3-ZX05 | SYNCHRONOUS MOTOR 1FT7 | 16174.2
1PH8083-1FG12-2BA1-ZK24 | MAIN SPINDLE MOTOR 1PH808 | 6718.07
1PH3131-1DF04-0KA0 | SIMOTICS M 1PH3 motor; 3AC 380V | 6041.24
1PH3131-1DF04-2LA0 | SIMOTICS M 1PH3 motor; 3AC 380V | 5930.4
1PH3133-1DD04-2GA0 | SIMOTICS M 1PH3 motor; 3AC 380V | 5592.35
1PH8103-1DF12-0BA1-ZK23 | COMPACT ASYNCHRONOUS MOTOR 1PH810 | 6107.93
1PH8105-1FF10-1FB1 | COMPACT ASYNCHRONOUS MOTOR 1PH810 | 7111.63
1PH8103-1FF10-1BA1-ZK09 | COMPACT ASYNCHRONOUS MOTOR 1PH810 | 6994.85
1PH8133-1DG00-2LB1-ZV90 | COMPACT ASYNCHRONOUS MOTOR 1PH813 | 7190.27
1PH8131-1HF13-2GA2-ZV90 | COMPACT ASYNCHRONOUS MOTOR 1PH813 | 5514.6
1PH8135-1DB02-0CE1-ZX04 | COMPACT ASYNCHRONOUS MOTOR 1PH813 | 7620.25
1PH8135-1DF10-2BA1-ZV90 | COMPACT ASYNCHRONOUS MOTOR 1PH813 | 7039.56
1PH8135-1DF12-1BA1-ZG14 | COMPACT ASYNCHRONOUS MOTOR 1PH813 | 7726.52
1PH8087-1DF20-2QA1-ZX05 | MAIN SPINDLE MOTOR 1PH808 | 6410.97
1PH3133-1DG04-2KA0 | SIMOTICS M 1PH3 motor; 3AC 380V | 6207.51
1PH3135-1DD04-0KA0 | SIMOTICS M 1PH3 motor; 3AC 380V | 6115.15
1PH8107-1CM02-3LA2 | COMPACT ASYNCHRONOUS MOTOR 1PH810 | 9477.1
1FK7101-2AC71-1RG1-ZX27 | SYNCHRONOUS MOTOR 1FK7-CT 27 NM | 3583.83
1FK7101-2AC71-1UA0-ZN05 | SYNCHRONOUS MOTOR 1FK7-CT 27 NM | 3281.36
1FK7103-2AC71-1QG1-ZN05 | SYNCHRONOUS MOTOR 1FK7-CT 36 NM | 3872.15
1FK7101-3BF71-1QH0-ZX01 | SYNCHRONOUS MOTOR 1FK7-HI 27 NM | 3507.17
1FK7101-2AF71-1UG1-ZN05 | SYNCHRONOUS MOTOR 1FK7-CT 27 NM | 3289.43
1FK7103-2AF71-1RB0-ZN24 | SYNCHRONOUS MOTOR 1FK7-CT 36 NM | 5054.59
1FK7103-2AC71-1QB0-ZX53 | SYNCHRONOUS MOTOR 1FK7-CT 36 NM | 4149.09
1FK7105-2AC71-1DB0-ZN05 | SYNCHRONOUS MOTOR 1FK7-CT 48 NM | 6121.85
1FK7105-2AC71-1DG0-ZN05 | SYNCHRONOUS MOTOR 1FK7-CT 48 NM | 5570.06
1FK7103-2AC71-1BA2-ZN05 | SYNCHRONOUS MOTOR 1FK7-CT 36 NM | 4503.4
1FK7105-2AF71-1QA0-ZN05 | SYNCHRONOUS MOTOR 1FK7-CT 48 NM | 5041.22
1FK7105-2AF71-1QA1-ZN05 | SYNCHRONOUS MOTOR 1FK7-CT 48 NM | 5144.91
1FK7103-3BF71-1RH1-ZN05 | SYNCHRONOUS MOTOR 1FK7-HI 36 NM | 4724.15
1FK7105-2AF71-1QH0-ZN24 | SYNCHRONOUS MOTOR 1FK7-CT 48 NM | 5721.24
1FK7105-2AF71-1QH0-ZX01 | SYNCHRONOUS MOTOR 1FK7-CT 48 NM | 5167
1FK7105-2AC71-1RG1-ZN05 | SYNCHRONOUS MOTOR 1FK7-CT 48 NM | 5464.17
1FK7105-2AC71-1RH0-ZX08 | SYNCHRONOUS MOTOR 1FK7-CT 48 NM | 5581.88
1FK7105-2AC71-1UA2-ZN05 | SYNCHRONOUS MOTOR 1FK7-CT 48 NM | 5030.62
1FT7034-5AK71-1DA0-ZN05 | SYNCHRONOUS MOTOR 1FT7 | 3867.25
1FT7034-5AK71-1FA0-ZN05 | SYNCHRONOUS MOTOR 1FT7 | 4695.6
1FK7105-2AF71-1RB0-ZX01 | SYNCHRONOUS MOTOR 1FK7-CT 48 NM | 5677.55
1FK7105-2AF71-1RB2-ZN05 | SYNCHRONOUS MOTOR 1FK7-CT 48 NM | 6015.99
1FT7034-5AK71-1CG0-ZX04 | SYNCHRONOUS MOTOR 1FT7 | 4293.26
1FT7034-5AK71-1CG1-ZJ03 | SYNCHRONOUS MOTOR 1FT7 | 6431.61
1FT7044-5AF71-1FH2-ZX01 | SYNCHRONOUS MOTOR 1FT7 | 5901.46
1FT7042-5AF71-1BB5-ZN05 | SYNCHRONOUS MOTOR 1FT7 | 5077.99
1FT7044-1AF70-1FG1-ZX01 | SYNCHRONOUS MOTOR 1FT7 | 4114.31
1FT7042-5AF74-1MA0-ZN05 | SYNCHRONOUS MOTOR 1FT7 | 4424.38
1FT7042-5AF71-1CB1-ZN05 | SYNCHRONOUS MOTOR 1FT7 | 5651.34
1FT7042-5AF71-1CB1-ZQ13 | SYNCHRONOUS MOTOR 1FT7 | 5374.64
1FT7044-1AF71-1CG1-ZX09 | SYNCHRONOUS MOTOR 1FT7 | 3914.27
1FT7044-5AF71-1DA2-ZX01 | SYNCHRONOUS MOTOR 1FT7 | 4330.98
1FT7046-5AF70-1BH3-ZX09 | SYNCHRONOUS MOTOR 1FT7 | 5180.75
1FT7046-5AF70-1CB1-ZX01 | SYNCHRONOUS MOTOR 1FT7 | 6058.84
1FT7044-5AF71-1DB0-ZX01 | SYNCHRONOUS MOTOR 1FT7 | 4882.77
1FT7062-5AF71-1DA1-ZN05 | SYNCHRONOUS MOTOR 1FT7 | 4502.88
1FT7064-5AK70-1CB1-ZX53 | SYNCHRONOUS MOTOR 1FT7 | 6317.24
1FT7062-5WK71-1FG1-ZX01 | SYNCHRONOUS MOTOR 1FT7 | 5714.71
1FT7064-5AF71-1BG2-ZX01 | SYNCHRONOUS MOTOR 1FT7 | 4646.38
1FT7064-1AF71-1CG1-ZX09 | SYNCHRONOUS MOTOR 1FT7 | 4191.99
1FT7064-1AF71-1DG1-ZX01 | SYNCHRONOUS MOTOR 1FT7 | 3563.7
1FT7064-1AF71-1DG1-ZX09 | SYNCHRONOUS MOTOR 1FT7 | 3450.45
1FT7064-5AK71-1BH1-ZN05 | SYNCHRONOUS MOTOR 1FT7 | 5735.13
1FT7064-1AF71-1FH1-ZX09 | SYNCHRONOUS MOTOR 1FT7 | 4939.54
1FK7105-2AF71-1DB1-ZN05 | SYNCHRONOUS MOTOR 1FK7-CT 48 NM | 6223.52
1FK7103-2AF71-1DA0-ZX53 | SYNCHRONOUS MOTOR 1FK7-CT 36 NM | 4317.41
1FK7103-2AF71-1FA0-ZN05 | SYNCHRONOUS MOTOR 1FK7-CT 36 NM | 4898.12
1FK7105-2AF71-1QA0-ZX01 | SYNCHRONOUS MOTOR 1FK7-CT 48 NM | 4806.47
1FK7105-2AF71-1RH0-ZX01 | SYNCHRONOUS MOTOR 1FK7-CT 48 NM | 5581.88
1FK7105-2AF71-1RH1-ZX08 | SYNCHRONOUS MOTOR 1FK7-CT 48 NM | 5685.57
1FT7034-5AK71-1FG1-ZN05 | SYNCHRONOUS MOTOR 1FT7 | 4799.72
1FT7034-5AK71-1FH1-ZX09 | SYNCHRONOUS MOTOR 1FT7 | 5058.04
1FT7036-5AK71-1BA0-ZX09 | SYNCHRONOUS MOTOR 1FT7 | 3502.54
1FT7042-5AF70-1CA0-ZN05 | SYNCHRONOUS MOTOR 1FT7 | 4805.11
1FT7042-5AF70-1DA0-ZN05 | SYNCHRONOUS MOTOR 1FT7 | 4063.53
1FT7036-5AK71-1CB2-ZQ13 | SYNCHRONOUS MOTOR 1FT7 | 5360.35
1FT7044-5AF71-1CH2-ZQ13 | SYNCHRONOUS MOTOR 1FT7 | 5853.47
1FT7108-5AF71-1DB2-ZN05 | SYNCHRONOUS MOTOR 1FT7 | 11507.78
1FT7108-5AB70-1CH0-ZN05 | SYNCHRONOUS MOTOR 1FT7 | 12059
1FT7108-5AC71-1CH5-ZN05 | SYNCHRONOUS MOTOR 1FT7 | 12418.11
1FT7108-5AC70-1CB1-ZN05 | SYNCHRONOUS MOTOR 1FT7 | 12163.13
1FT7108-5AF71-1CA1-ZN05 | SYNCHRONOUS MOTOR 1FT7 | 11066.66
1FT7108-5AC71-1FA3-ZN05 | SYNCHRONOUS MOTOR 1FT7 | 11216.93
1FT7108-5AC71-1BA0-ZN05 | SYNCHRONOUS MOTOR 1FT7 | 10134.21
1FT7108-5AC71-1BA2-ZN05 | SYNCHRONOUS MOTOR 1FT7 | 10324.54
1FT7108-5AC71-1BB1-ZN05 | SYNCHRONOUS MOTOR 1FT7 | 11334.8
1FT7108-5AF70-1BA1-ZX08 | SYNCHRONOUS MOTOR 1FT7 | 9922.79
1FT7108-5AB71-1BH0-ZN05 | SYNCHRONOUS MOTOR 1FT7 | 11230.67
1FT7108-5SF71-1CH0-ZX09 | SYNCHRONOUS MOTOR 1FT7 | 12324.53
1FT7132-5SF71-1CE3-ZX05 | SYNCHRONOUS MOTOR 1FT7 | 14881.97
1FT7108-5WC70-7CB1 | SYNCHRONOUS MOTOR 1FT7 | 12428.64
1FT7136-5SC71-7CA0-ZX01 | SYNCHRONOUS MOTOR 1FT7 | 14953.95
1PH8083-1AG02-1LA2-ZA12 | MAIN SPINDLE MOTOR 1PH808 | 4749.45
1PH8083-1AF02-1LA2-ZA12 | MAIN SPINDLE MOTOR 1PH808 | 4749.45
1PH8103-3HF12-2AA2-ZA12U66 | COMPACT ASYNCHRONOUS MOTOR 1PH810 | 8495.32
1PH8107-1DF00-2BB1-ZX05 | COMPACT ASYNCHRONOUS MOTOR 1PH810 | 6267.89
1PH8107-3DF12-2AA1-ZU67 | COMPACT ASYNCHRONOUS MOTOR 1PH810 | 9862.65
1PH8107-3DG12-2AC1-ZU62 | COMPACT ASYNCHRONOUS MOTOR 1PH810 | 9401.21
1PH8133-1HG03-1BA2-ZV90X01 | COMPACT ASYNCHRONOUS MOTOR 1PH813 | 6171.09
1PH8133-1MG02-2BC2-ZV90 | COMPACT ASYNCHRONOUS MOTOR 1PH813 | 6019.02
1PH8133-3FF02-2AA1-ZU60 | COMPACT ASYNCHRONOUS MOTOR 1PH813 | 11726.8
1PH8135-1MS10-0LB2-ZX02 | COMPACT ASYNCHRONOUS MOTOR 1PH813 | 6941.85
1PH8137-1DD02-2BA1-ZV90 | COMPACT ASYNCHRONOUS MOTOR 1PH813 | 7640.72
1PH8137-1DF13-0BA1-ZG14V90 | COMPACT ASYNCHRONOUS MOTOR 1PH813 | 8507.13
1PH8137-4DL02-2AA1-ZU60 | COMPACT SYNCHRONOUS MOTOR 1PH813 | 17397.94
1FT7105-5SF71-1CG4 | SYNCHRONOUS MOTOR 1FT7 | 9322.4
1FT7105-5AF71-1FH1-ZN05 | SYNCHRONOUS MOTOR 1FT7 | 10071.36
1FT7105-5SF71-1CA0-ZX01 | SYNCHRONOUS MOTOR 1FT7 | 9162.73
1FT7105-5SF71-4CA0-ZX01 | SYNCHRONOUS MOTOR 1FT7 | 9162.73
1FT7105-5SF71-4CG0-ZX01 | SYNCHRONOUS MOTOR 1FT7 | 9162.73
1FT7108-5AC70-1CB0-ZX09 | SYNCHRONOUS MOTOR 1FT7 | 11630.24
1FT7105-5WC70-1BH4-ZX09 | SYNCHRONOUS MOTOR 1FT7 | 9590.54
1FT7105-5AF71-1CH0-ZX01 | SYNCHRONOUS MOTOR 1FT7 | 9564.91
1FT7105-5SC71-1CH0-ZX01 | SYNCHRONOUS MOTOR 1FT7 | 10259.21
1FT7108-5AC71-1DA0-ZN05 | SYNCHRONOUS MOTOR 1FT7 | 10220.99
1FT7108-5AC71-1CH0-ZN05 | SYNCHRONOUS MOTOR 1FT7 | 12059
1FT7108-5AC71-1CH1-ZX09 | SYNCHRONOUS MOTOR 1FT7 | 11734.35
1FT7108-5AB71-1BA1-ZX09 | SYNCHRONOUS MOTOR 1FT7 | 9809.54
1FT7108-9AB71-1ZG1H1AP3A | SYNCHRONOUS MOTOR 1FT7 | 10041.37
1FT7108-9AC71-1ZG1H1AP3A | SYNCHRONOUS MOTOR 1FT7 | 10041.37
1FT7134-5AB71-1CL0-ZX01 | SYNCHRONOUS MOTOR 1FT7 | 15312.34
1FT7138-5SB74-5NG0-ZX01 | SYNCHRONOUS MOTOR 1FT7 | 15154
1PH3135-1DD04-0LA0 | SIMOTICS M 1PH3 motor; 3AC 380V | 6004.27
1PH8081-1SW22-0NA1-ZQ12Q52 | MAIN SPINDLE MOTOR 1PH808 | 10537.59
1PH8103-1UF02-1LC1 | COMPACT ASYNCHRONOUS MOTOR 1PH810 | 6796.54
1PH8103-3DG13-2AA1-ZU65 | COMPACT ASYNCHRONOUS MOTOR 1PH810 | 9571.27
1PH8105-3AF13-2AA2-ZU60 | COMPACT ASYNCHRONOUS MOTOR 1PH810 | 7682.52
1PH8105-3DF13-0AA1-ZU65 | COMPACT ASYNCHRONOUS MOTOR 1PH810 | 9789.46
1PH8133-1DF10-1LC1-ZG14 | COMPACT ASYNCHRONOUS MOTOR 1PH813 | 7598.52
1PH8131-1MB10-0ZC2P1B | COMPACT ASYNCHRONOUS MOTOR 1PH813 | 5943.34
1PH8131-4FL02-2AE1-ZU65 | COMPACT SYNCHRONOUS MOTOR 1PH813 | 17367.12
1PH8133-1FG12-1BC1-ZG14 | COMPACT ASYNCHRONOUS MOTOR 1PH813 | 8302.39
1PH8133-1HF02-2BC2 | COMPACT ASYNCHRONOUS MOTOR 1PH813 | 5535.56
1PH8135-1DZ10-2GA1K6F | COMPACT ASYNCHRONOUS MOTOR 1PH813 | 6881.87
1FT7042-5AF71-1CA1-ZN05 | SYNCHRONOUS MOTOR 1FT7 | 4909.22
1FT7042-5AF71-1CH1-ZN05 | SYNCHRONOUS MOTOR 1FT7 | 5651.34
1FT7064-5AF70-1DA0-ZN05 | SYNCHRONOUS MOTOR 1FT7 | 4858.36
1FT7046-5AH71-1FG0-ZX01 | SYNCHRONOUS MOTOR 1FT7 | 5299.39
1FT7064-5AF71-1BA0-ZN05 | SYNCHRONOUS MOTOR 1FT7 | 4771.59
1FT7062-5AF71-1CB2-ZN05 | SYNCHRONOUS MOTOR 1FT7 | 6190.07
1FT7062-5AF71-1DA0-ZN05 | SYNCHRONOUS MOTOR 1FT7 | 4398.77
1FT7064-5AF71-1BA1-ZN05 | SYNCHRONOUS MOTOR 1FT7 | 4875.7
1FT7046-5AF70-1BA2-ZX08 | SYNCHRONOUS MOTOR 1FT7 | 4574.58
1FT7046-5AF71-1CH0-ZX09 | SYNCHRONOUS MOTOR 1FT7 | 5841.48
1FT7042-5AK71-1FH1-ZN05 | SYNCHRONOUS MOTOR 1FT7 | 5738.14
1FT7062-1AK70-1FH1-ZX02 | SYNCHRONOUS MOTOR 1FT7 | 4727.17
1FT7046-5AF70-1FG0-ZX01 | SYNCHRONOUS MOTOR 1FT7 | 5299.39
1FT7064-5AF71-1CE5-ZN05 | SYNCHRONOUS MOTOR 1FT7 | 6988.46
1FT7062-5AK70-1CB0-ZX07 | SYNCHRONOUS MOTOR 1FT7 | 5684.21
1FT7064-5AF71-1CG5-ZQ12 | SYNCHRONOUS MOTOR 1FT7 | 5530.24
1FT7062-5AK70-1DA1-ZN05 | SYNCHRONOUS MOTOR 1FT7 | 4502.88
1FT7064-5WK71-1CL1-ZX01 | SYNCHRONOUS MOTOR 1FT7 | 7112.23
1FT7068-5AF71-1BG0-ZX09 | SYNCHRONOUS MOTOR 1FT7 | 5013.15
1FT7066-5AH71-1FH1-ZJ23 | SYNCHRONOUS MOTOR 1FT7 | 9166.16
1FT7066-5WF70-1BG1-ZX09 | SYNCHRONOUS MOTOR 1FT7 | 5476.37
1FT7068-5AF71-1BG1-ZX01 | SYNCHRONOUS MOTOR 1FT7 | 5230.52
1FT7066-5AH71-1DG1-ZJ23 | SYNCHRONOUS MOTOR 1FT7 | 7478.39
1FT7068-5AF71-1CA2-ZQ13 | SYNCHRONOUS MOTOR 1FT7 | 6183.89
1FT7066-5AH71-1FG3-ZX01 | SYNCHRONOUS MOTOR 1FT7 | 5873.94
1FT7082-5AF71-1CG0-ZX04 | SYNCHRONOUS MOTOR 1FT7 | 5284.39
1FT7082-5AF71-1CG1-ZN05 | SYNCHRONOUS MOTOR 1FT7 | 5704.03
1FT7082-5AC71-1CH0-ZN05 | SYNCHRONOUS MOTOR 1FT7 | 6571.92
1FT7082-5AF70-1BB0-ZN05 | SYNCHRONOUS MOTOR 1FT7 | 5743.59
1FT7084-5AF71-1CB2-ZN05 | SYNCHRONOUS MOTOR 1FT7 | 7576.25
1FT7082-5AF71-1FB1-ZN05 | SYNCHRONOUS MOTOR 1FT7 | 6762.85
1FT7084-1AF71-1FH1-ZQ13 | SYNCHRONOUS MOTOR 1FT7 | 5769.08
1FT7084-5AF70-1CA0-ZN05 | SYNCHRONOUS MOTOR 1FT7 | 6413.92
1FT7084-5AF71-1CB2-ZQ13 | SYNCHRONOUS MOTOR 1FT7 | 7299.53
1FT7084-5AF71-1DD3-ZN05X09 | SYNCHRONOUS MOTOR 1FT7 | 6012.59
1FT7084-5AF71-1DG0-ZN05 | SYNCHRONOUS MOTOR 1FT7 | 5672.36
1FT7084-5AF71-1BA1-ZN05 | SYNCHRONOUS MOTOR 1FT7 | 5689.7
1FK7105-2AC71-1RA1-ZX08 | SYNCHRONOUS MOTOR 1FK7-CT 48 NM | 5325.05
1FK7105-2AC71-1RA2-ZN05 | SYNCHRONOUS MOTOR 1FK7-CT 48 NM | 5559.82
1FK7103-2AF71-1DA1-ZX60 | SYNCHRONOUS MOTOR 1FK7-CT 36 NM | 4419.08
1FK7105-2AF71-1DB2-ZN05X05 | SYNCHRONOUS MOTOR 1FK7-CT 48 NM | 6327.21
1FK7103-2AF71-1PG0-ZX01 | SYNCHRONOUS MOTOR 1FK7-CT 36 NM | 3419.4
1FK7105-2AF71-1QH2-ZN05 | SYNCHRONOUS MOTOR 1FK7-CT 48 NM | 5505.45
1FK7105-3BC71-1BB1-ZN05 | SYNCHRONOUS MOTOR 1FK7-HI 48 NM | 6108.21
1FK7105-3BC71-1CG1-ZJ03 | SYNCHRONOUS MOTOR 1FK7-HI 48 NM | 9628.35
1FK7105-3BC71-1RA1-ZN05 | SYNCHRONOUS MOTOR 1FK7-HI 48 NM | 5531.31
1FT7044-1AF70-1CH1-ZX01 | SYNCHRONOUS MOTOR 1FT7 | 4594.9
1FT7034-5AK71-1CG5-ZQ12 | SYNCHRONOUS MOTOR 1FT7 | 4539.14
1FT7042-5AF71-1CH2-ZN05 | SYNCHRONOUS MOTOR 1FT7 | 5737.56
1FT7044-1AF71-1DH1-ZX01 | SYNCHRONOUS MOTOR 1FT7 | 3853.35
1FT7042-5AK71-1FG5-ZN05X09 | SYNCHRONOUS MOTOR 1FT7 | 5251
1FT7062-1AK71-1FG1-ZX04 | SYNCHRONOUS MOTOR 1FT7 | 4066.43
1FT7044-5AF71-1FH2-ZQ13 | SYNCHRONOUS MOTOR 1FT7 | 5940.26
1FT7046-5AH71-1BA2-ZN40 | SYNCHRONOUS MOTOR 1FT7 | 5141.96
1FT7044-5AF75-1NA1-ZX22 | SYNCHRONOUS MOTOR 1FT7 | 3858.65
1FT7042-5AF71-1CB2-ZQ13 | SYNCHRONOUS MOTOR 1FT7 | 5460.83
1FT7042-5AF71-1CE5-ZN05 | SYNCHRONOUS MOTOR 1FT7 | 6076.31
1FT7044-1AF71-1FG1-ZJ09 | SYNCHRONOUS MOTOR 1FT7 | 6275.36
1FT7062-5AK71-1CK4-ZN16 | SYNCHRONOUS MOTOR 1FT7 | 5704.84
1FT7064-5AF70-1CG0-ZX01 | SYNCHRONOUS MOTOR 1FT7 | 5284.39
1FT7064-5AF70-1DB2-ZN05 | SYNCHRONOUS MOTOR 1FT7 | 5908.1
1FT7062-5AK71-1CH1-ZN05 | SYNCHRONOUS MOTOR 1FT7 | 6103.88
1FT7064-5AF71-1CB1-ZN05X14 | SYNCHRONOUS MOTOR 1FT7 | 6746.03
1FT7062-5AF71-1CH5-ZQ12 | SYNCHRONOUS MOTOR 1FT7 | 5930.06
1FT7064-5AF71-1CB2-ZQ13 | SYNCHRONOUS MOTOR 1FT7 | 6372.93
1FT7064-5AF71-1CB3-ZN05 | SYNCHRONOUS MOTOR 1FT7 | 6626.94
1FT7064-5AF71-1CE3-ZN05X05 | SYNCHRONOUS MOTOR 1FT7 | 6910.17
1FT7064-5AF71-1CG2-ZN05 | SYNCHRONOUS MOTOR 1FT7 | 5790.23
1FT7064-5AK71-1DA1-ZN05 | SYNCHRONOUS MOTOR 1FT7 | 4962.49
1FT7064-1AK70-1DG1-ZX09 | SYNCHRONOUS MOTOR 1FT7 | 3450.45
1FT7064-5AF71-1CG2-ZQ13 | SYNCHRONOUS MOTOR 1FT7 | 5513.53
1FT7082-5AC70-1CB1-ZN05 | SYNCHRONOUS MOTOR 1FT7 | 6676.03
1FT7082-5AC70-1CD3-ZX02 | SYNCHRONOUS MOTOR 1FT7 | 5624.6
1FT7082-5AC70-1DB0-ZN05 | SYNCHRONOUS MOTOR 1FT7 | 5830.36
1FT7066-5AF71-1BG1-ZJ29 | SYNCHRONOUS MOTOR 1FT7 | 7391.59
1FT7082-5AF71-1CA1-ZN05 | SYNCHRONOUS MOTOR 1FT7 | 5704.03
1FT7084-5AC71-1DB1-ZN05 | SYNCHRONOUS MOTOR 1FT7 | 6748.49
1FT7082-1AF71-1BG1-ZX01 | SYNCHRONOUS MOTOR 1FT7 | 3476.9
1FT7066-5AH70-1CD3-ZX02 | SYNCHRONOUS MOTOR 1FT7 | 5959.77
1FT7082-5AF71-1CB1-ZX05 | SYNCHRONOUS MOTOR 1FT7 | 6360.52
1FT7082-5AF71-1CB2-ZN05 | SYNCHRONOUS MOTOR 1FT7 | 6762.25
1FT7082-5AC71-1FB5-ZN05 | SYNCHRONOUS MOTOR 1FT7 | 7017.83
1FT7066-5AF71-1CH1-ZN16 | SYNCHRONOUS MOTOR 1FT7 | 7017.6
1FT7084-5AF71-1CG1-ZJ02 | SYNCHRONOUS MOTOR 1FT7 | 9345.15
1FT7084-5AF71-1CK3-ZN05 | SYNCHRONOUS MOTOR 1FT7 | 6754.13
1FT7084-5AC70-1BA1-ZN05 | SYNCHRONOUS MOTOR 1FT7 | 5689.7
1FT7082-5AH70-1CB2 | SYNCHRONOUS MOTOR 1FT7 | 6333.45
1FT7084-5AF70-1BB1-ZN05 | SYNCHRONOUS MOTOR 1FT7 | 6661.7
1FT7084-5AF70-1BG1-ZN05 | SYNCHRONOUS MOTOR 1FT7 | 5689.7
1FT7082-5AF70-1DB1-ZN05 | SYNCHRONOUS MOTOR 1FT7 | 5934.49
1FT7084-5AF71-1CB1-ZN05 | SYNCHRONOUS MOTOR 1FT7 | 7490.06
1FT7084-5AF71-1BA0-ZN05 | SYNCHRONOUS MOTOR 1FT7 | 5585.59
1FT7084-5AF71-1BA2-ZN05 | SYNCHRONOUS MOTOR 1FT7 | 5775.91
1FT7084-5AF71-1DG1-ZN05 | SYNCHRONOUS MOTOR 1FT7 | 5776.49
1FT7084-5AF71-1DG2-ZN05 | SYNCHRONOUS MOTOR 1FT7 | 5862.69
1FT7086-5AC71-1FA4-ZN05 | SYNCHRONOUS MOTOR 1FT7 | 7826.98
1FT7086-1AH71-1DG1-ZX09 | SYNCHRONOUS MOTOR 1FT7 | 4836.58
1FT7086-1AH71-1CH1-ZX05 | SYNCHRONOUS MOTOR 1FT7 | 6440.69
1FT7086-5AC70-1CB0-ZN05 | SYNCHRONOUS MOTOR 1FT7 | 8439.27
1FT7086-5AC74-1NA0-ZX01 | SYNCHRONOUS MOTOR 1FT7 | 5954.73
1FT7086-5AF70-1CA1-ZN05 | SYNCHRONOUS MOTOR 1FT7 | 7571.39
1FT7086-5AF70-1CB1-ZN05 | SYNCHRONOUS MOTOR 1FT7 | 8543.39
1FT7086-5AF70-1CG0-ZX01 | SYNCHRONOUS MOTOR 1FT7 | 7151.71
1FT7086-5AF70-1DA0-ZN05 | SYNCHRONOUS MOTOR 1FT7 | 6725.7
1FT7086-5AF74-1NA0-ZN05 | SYNCHRONOUS MOTOR 1FT7 | 6270.26
1FT7086-5AF71-1BA1-ZN05 | SYNCHRONOUS MOTOR 1FT7 | 6743.06
1FT7086-5WF70-1CL3-ZX01 | SYNCHRONOUS MOTOR 1FT7 | 9155.51
1FT7087-7WH71-1DG0-ZN05X09 | SYNCHRONOUS MOTOR 1FT7 | 8281.84
1FT7102-5AC71-1FA2-ZN05 | SYNCHRONOUS MOTOR 1FT7 | 7409.22
1FT7102-5WF70-1DD3-ZX01 | SYNCHRONOUS MOTOR 1FT7 | 7109.49
1FT7102-5WF71-1CL2 | SYNCHRONOUS MOTOR 1FT7 | 8856.74
1FT7087-7SF71-1CG0-ZX01 | SYNCHRONOUS MOTOR 1FT7 | 8707.85
1FT7102-5AC71-1CH2-ZN05 | SYNCHRONOUS MOTOR 1FT7 | 8418.89
1FT7102-5AF70-1BB0-ZN05 | SYNCHRONOUS MOTOR 1FT7 | 7400.23
1FT7102-5AC71-1DA2-ZN05 | SYNCHRONOUS MOTOR 1FT7 | 6580.86
1FT7102-5AC71-1DH0-ZN05 | SYNCHRONOUS MOTOR 1FT7 | 7487.01
1FT7105-5AF71-1DA0-ZN05 | SYNCHRONOUS MOTOR 1FT7 | 8042.42
1FT7105-5AF71-1BG0-ZN05 | SYNCHRONOUS MOTOR 1FT7 | 7955.63
1FT7105-5AF71-1DH1-ZJ02 | SYNCHRONOUS MOTOR 1FT7 | 12644.66
1FT7105-5AC71-1BH1-ZN05 | SYNCHRONOUS MOTOR 1FT7 | 9156.23
1FT7108-5AB71-1CL5-ZN05 | SYNCHRONOUS MOTOR 1FT7 | 12590.49
1FT7105-5SF71-1CL3-ZX09 | SYNCHRONOUS MOTOR 1FT7 | 10485.89
1FT7105-5SF71-2BG3-ZX01 | SYNCHRONOUS MOTOR 1FT7 | 8501.98
1FT7108-5AB71-1DA1-ZX09 | SYNCHRONOUS MOTOR 1FT7 | 9896.32
1FT7105-5SF71-7BB0-ZX09 | SYNCHRONOUS MOTOR 1FT7 | 9317.61
1FT7105-5WF71-2CL2 | SYNCHRONOUS MOTOR 1FT7 | 10508.62
1FT7105-5SF74-5MA1 | SYNCHRONOUS MOTOR 1FT7 | 8772.87
1FT7108-5AC71-1CG0-ZN05 | SYNCHRONOUS MOTOR 1FT7 | 10962.53
1FT7108-5AC71-1DB1-ZN05 | SYNCHRONOUS MOTOR 1FT7 | 11421.56
1FT7068-5AF74-1NG1-ZX01 | SYNCHRONOUS MOTOR 1FT7 | 4861.86
1FT7082-5AC71-1BA1-ZN05 | SYNCHRONOUS MOTOR 1FT7 | 4875.7
1FT7082-5AC71-1BB1-ZN05 | SYNCHRONOUS MOTOR 1FT7 | 5847.7
1FT7067-7SF71-1CG0-ZX01 | SYNCHRONOUS MOTOR 1FT7 | 6700.53
1FT7084-5AC71-1DB3-ZN05 | SYNCHRONOUS MOTOR 1FT7 | 6811.97
1FT7084-5AC71-1DD5-ZN05 | SYNCHRONOUS MOTOR 1FT7 | 6204.1
1FT7084-5AC71-1DK5-ZN05 | SYNCHRONOUS MOTOR 1FT7 | 6204.1
1FT7082-5AC71-1FA1-ZN05 | SYNCHRONOUS MOTOR 1FT7 | 5790.82
1FT7084-5AC71-1DA0-ZN05 | SYNCHRONOUS MOTOR 1FT7 | 5672.36
1FT7084-5AC71-1DG1-ZJ29 | SYNCHRONOUS MOTOR 1FT7 | 8603.58
1FT7082-5AC71-1FB1-ZN05 | SYNCHRONOUS MOTOR 1FT7 | 6762.85
1FT7082-5AF71-1CB1-ZN05 | SYNCHRONOUS MOTOR 1FT7 | 6676.03
1FT7084-5AC70-1DD3-ZN05 | SYNCHRONOUS MOTOR 1FT7 | 6012.59
1FT7084-5AF71-1FA0-ZN05 | SYNCHRONOUS MOTOR 1FT7 | 6500.72
1FT7084-5AF71-1FB1-ZN05 | SYNCHRONOUS MOTOR 1FT7 | 7576.85
1FT7084-5AF71-1BH0-ZN05 | SYNCHRONOUS MOTOR 1FT7 | 6557.59
1FT7085-7SF71-1CH0-ZX09 | SYNCHRONOUS MOTOR 1FT7 | 8701.08
1FT7086-5AF71-1BD0-ZN05 | SYNCHRONOUS MOTOR 1FT7 | 6811.55
1FT7086-5AF71-1BH0-ZN05 | SYNCHRONOUS MOTOR 1FT7 | 7610.95
1FT7086-5AC71-1BG1-ZN05 | SYNCHRONOUS MOTOR 1FT7 | 6743.06
1FT7086-1AF71-1CG1-ZJ09 | SYNCHRONOUS MOTOR 1FT7 | 9408.6
1FT7086-1AF71-1CH1-ZJ22 | SYNCHRONOUS MOTOR 1FT7 | 9583.34
1FT7086-5AF71-1CB2-ZN05 | SYNCHRONOUS MOTOR 1FT7 | 8629.59
1FT7086-5AC71-1FA2-ZN05 | SYNCHRONOUS MOTOR 1FT7 | 7744.36
1FT7086-5AF71-1FH0-ZX05 | SYNCHRONOUS MOTOR 1FT7 | 8210.53
1FT7086-5AF71-1FH1-ZJ02 | SYNCHRONOUS MOTOR 1FT7 | 11457.29
1FT7086-5AF71-1FH1-ZN05 | SYNCHRONOUS MOTOR 1FT7 | 8630.17
1FT7086-5AC71-1BA1-ZX09 | SYNCHRONOUS MOTOR 1FT7 | 6314.26
1FT7086-5SH70-1BA3-ZX09 | SYNCHRONOUS MOTOR 1FT7 | 7072.02
1FT7102-5AB71-1CH0-ZX09 | SYNCHRONOUS MOTOR 1FT7 | 7799.77
1FT7086-5AF71-1FB0-ZN05X09 | SYNCHRONOUS MOTOR 1FT7 | 8526.06
1FT7086-5AF70-1DG1-ZN05 | SYNCHRONOUS MOTOR 1FT7 | 6829.81
1FT7086-5AF71-1FH0-ZN05X09 | SYNCHRONOUS MOTOR 1FT7 | 8526.06
1FT7086-5AH71-1FH1-ZY84 | SYNCHRONOUS MOTOR 1FT7 | 8201.39
1FT7102-5AB71-1DH1-ZX09 | SYNCHRONOUS MOTOR 1FT7 | 7162.36
1FT7102-5AB71-1FG3-ZX01 | SYNCHRONOUS MOTOR 1FT7 | 7070.94
1FT7086-5WF70-1CB1 | SYNCHRONOUS MOTOR 1FT7 | 8808.9
1FT7105-5AF70-1CG1-ZN05 | SYNCHRONOUS MOTOR 1FT7 | 8888.09
1FT7105-5AC70-1DB0-ZN05 | SYNCHRONOUS MOTOR 1FT7 | 9138.89
1FT7105-5AC70-1DG0-ZN05 | SYNCHRONOUS MOTOR 1FT7 | 8042.42
1FT7102-5AF71-1CH0-ZX01 | SYNCHRONOUS MOTOR 1FT7 | 7913.02
1FT7105-5AB71-1CA0-ZN05 | SYNCHRONOUS MOTOR 1FT7 | 8783.97
1FT7105-5AB71-1CA2-ZN05 | SYNCHRONOUS MOTOR 1FT7 | 8974.29
1FT7105-5AF70-1FA4-ZN05 | SYNCHRONOUS MOTOR 1FT7 | 9143.68
1FT7105-5AC71-1BA0-ZN05 | SYNCHRONOUS MOTOR 1FT7 | 7955.63
1FT7105-5AF71-1FH1-ZX01 | SYNCHRONOUS MOTOR 1FT7 | 9755.81
1FT7105-5AF71-1FH2-ZX09 | SYNCHRONOUS MOTOR 1FT7 | 9728.78
1FT7105-5AF71-1CH4-ZN05 | SYNCHRONOUS MOTOR 1FT7 | 10153.36
1FT7084-5AC71-1BA1-ZN05 | SYNCHRONOUS MOTOR 1FT7 | 5689.7
1FT7086-1AH71-1CH1-ZJ23 | SYNCHRONOUS MOTOR 1FT7 | 9583.34
1FT7084-5WF71-1DG0-ZX01 | SYNCHRONOUS MOTOR 1FT7 | 6051.1
1FT7086-5AF71-1DH2-ZN05 | SYNCHRONOUS MOTOR 1FT7 | 7888.05
1FT7086-5AH70-1CB0-ZX09 | SYNCHRONOUS MOTOR 1FT7 | 8010.49
1FT7086-5AC71-1DA1-ZX09 | SYNCHRONOUS MOTOR 1FT7 | 6401.05
1FT7086-5AC71-1DA2-ZN05 | SYNCHRONOUS MOTOR 1FT7 | 6916.02
1FT7086-5AC71-1DB3-ZX09 | SYNCHRONOUS MOTOR 1FT7 | 7436.51
1FT7086-5AC71-1DG0-ZN05X09 | SYNCHRONOUS MOTOR 1FT7 | 6725.7
1FT7086-1AF71-1BG1-ZJ09 | SYNCHRONOUS MOTOR 1FT7 | 8580.24
1FT7086-5AF71-1DA0-ZX09 | SYNCHRONOUS MOTOR 1FT7 | 6296.94
1FT7086-5AF71-1DA1-ZN05 | SYNCHRONOUS MOTOR 1FT7 | 6829.81
1FT7086-5AF71-1DB1-ZN05 | SYNCHRONOUS MOTOR 1FT7 | 7801.83
1FT7086-5AF71-1DD3-ZN05 | SYNCHRONOUS MOTOR 1FT7 | 7065.91
1FT7102-5AF70-1CA0-ZN05 | SYNCHRONOUS MOTOR 1FT7 | 7132.09
1FT7102-5AB70-1CH0-ZN05 | SYNCHRONOUS MOTOR 1FT7 | 8228.55
1FT7105-5AB71-1FA2-ZN05 | SYNCHRONOUS MOTOR 1FT7 | 9061.08
1FT7102-5AF71-1BA1-ZK20 | SYNCHRONOUS MOTOR 1FT7 | 7146.25
1FT7105-5AC71-1FG1-ZN05 | SYNCHRONOUS MOTOR 1FT7 | 8974.87
1FT7102-5AF71-1CB1-ZN05 | SYNCHRONOUS MOTOR 1FT7 | 8332.68
1FT7105-1AC71-1FH1-ZJ12 | SYNCHRONOUS MOTOR 1FT7, 7,96 KW | 16952.89
1FT7105-5AB70-1CA0-ZN05 | SYNCHRONOUS MOTOR 1FT7 | 8783.97
1FT7105-5AB71-1BH0-ZN05 | SYNCHRONOUS MOTOR 1FT7 | 9052.12
1FT7105-5AB71-1BL4-ZN05 | SYNCHRONOUS MOTOR 1FT7 | 9497.4
1FT7102-5AF71-1CH1-ZN05 | SYNCHRONOUS MOTOR 1FT7 | 8332.68
1FT7105-5AB71-1BK3-ZN05 | SYNCHRONOUS MOTOR 1FT7 | 8295.86
1FT7105-5AC71-1CB2-ZN05 | SYNCHRONOUS MOTOR 1FT7 | 10070.77
1FT7105-5AF71-1CA0-ZN05 | SYNCHRONOUS MOTOR 1FT7 | 8783.97
1FT7105-5AF71-1CB0-ZX05 | SYNCHRONOUS MOTOR 1FT7 | 9564.91
1FT7105-5AF71-1CB1-ZN05X53 | SYNCHRONOUS MOTOR 1FT7 | 10167.12
1FT7105-5AF71-1FA1-ZN05 | SYNCHRONOUS MOTOR 1FT7 | 8974.87
1FT7105-5AF71-1FB1-ZX01 | SYNCHRONOUS MOTOR 1FT7 | 9755.81
1FT7105-5AF71-1CB0-ZN05 | SYNCHRONOUS MOTOR 1FT7 | 9880.44
1FT7105-5AF71-1CB1-ZN05 | SYNCHRONOUS MOTOR 1FT7 | 9984.55
1FT7108-5AC71-1CB0-ZN05 | SYNCHRONOUS MOTOR 1FT7 | 12059
1FT7108-5AC71-1CB1-ZN05 | SYNCHRONOUS MOTOR 1FT7 | 12163.13
1FT7108-5AF70-1BA0-ZN05 | SYNCHRONOUS MOTOR 1FT7 | 10134.21
1FT7108-5AF71-1CH0-ZN05 | SYNCHRONOUS MOTOR 1FT7 | 12059
1FT7108-5AB71-1CA0-ZN05 | SYNCHRONOUS MOTOR 1FT7 | 10962.53
1FT7108-5SF71-4BA0-ZX01 | SYNCHRONOUS MOTOR 1FT7 | 10512.97
1FT7108-5SF71-4BB0-ZX09 | SYNCHRONOUS MOTOR 1FT7 | 11496.21
1FT7108-5SF70-1CD4-ZX01 | SYNCHRONOUS MOTOR 1FT7 | 11786.84
1FT7132-5SB71-1CL3-ZX05 | SYNCHRONOUS MOTOR 1FT7 | 14881.97
1FT7132-5AB71-1BG1-ZX09 | SYNCHRONOUS MOTOR 1FT7 | 10928.61
1FT7132-5AB71-1CL0-ZX01 | SYNCHRONOUS MOTOR 1FT7 | 13918.87
1FT7136-5AC74-4MH1-ZJ09 | SYNCHRONOUS MOTOR 1FT7 | 27437.68
1FT7108-5WC70-5BG0-ZX01 | SYNCHRONOUS MOTOR 1FT7 | 10512.97
1FT7084-5AF74-1MG2-ZN40X08 | SYNCHRONOUS MOTOR 1FT7 | 6588.61
1FT7084-5AF74-1NB0-ZN05 | SYNCHRONOUS MOTOR 1FT7 | 6188.93
1FT7084-5AF71-1CA1-ZX01 | SYNCHRONOUS MOTOR 1FT7 | 6202.5
1FT7084-5AF71-1CA2-ZN05 | SYNCHRONOUS MOTOR 1FT7 | 6604.25
1FT7084-5SF71-1BG1-ZJ17 | SYNCHRONOUS MOTOR 1FT7 | 15363.82
1FT7084-5AH71-1CA1-ZN05 | SYNCHRONOUS MOTOR 1FT7 | 6518.04
1FT7084-5AH71-1CB0-ZN05 | SYNCHRONOUS MOTOR 1FT7 | 7385.92
1FT7084-5AH71-1CG2-ZN05 | SYNCHRONOUS MOTOR 1FT7 | 6604.25
1FT7084-5AC71-1BA2-ZN05 | SYNCHRONOUS MOTOR 1FT7 | 5775.91
1FT7084-5AC71-1BB0-ZN05 | SYNCHRONOUS MOTOR 1FT7 | 6557.59
1FT7084-5AC71-1CA2-ZN05 | SYNCHRONOUS MOTOR 1FT7 | 6604.25
1FT7084-5AC71-1CB0-ZN05 | SYNCHRONOUS MOTOR 1FT7 | 7385.92
1FT7086-5AF74-1MB2-ZN16 | SYNCHRONOUS MOTOR 1FT7 | 8367.85
1FT7086-5AH71-1BK5-ZX04 | SYNCHRONOUS MOTOR 1FT7 | 6855.11
1FT7086-5AF70-1FH1-ZN05 | SYNCHRONOUS MOTOR 1FT7 | 8630.17
1FT7086-5AH70-1BB0-ZN05 | SYNCHRONOUS MOTOR 1FT7 | 7610.95
1FT7086-5SF71-1BA0-ZX01 | SYNCHRONOUS MOTOR 1FT7 | 7017.68
1FT7086-5WH70-1CG4-ZX01 | SYNCHRONOUS MOTOR 1FT7 | 8118.93
1FT7102-5AC71-1BB1-ZN05 | SYNCHRONOUS MOTOR 1FT7 | 7504.34
1FT7086-5SF71-1CH0-ZX01 | SYNCHRONOUS MOTOR 1FT7 | 8818.01
1FT7102-5AC71-1BH1-ZN05 | SYNCHRONOUS MOTOR 1FT7 | 7504.34
1FT7102-1AC71-1DH1-ZX53 | SYNCHRONOUS MOTOR 1FT7 | 5629.67
1FT7102-1AC71-1FH1-ZX09 | SYNCHRONOUS MOTOR 1FT7 | 6275.46
1FT7102-5AC71-1CA2-ZQ13 | SYNCHRONOUS MOTOR 1FT7 | 7045.7
1FT7102-5AC71-1CB1-ZN05 | SYNCHRONOUS MOTOR 1FT7 | 8332.68
1FT7105-5AB71-1CH1-ZN05 | SYNCHRONOUS MOTOR 1FT7 | 9984.55
1FT7105-5AB70-1BA0-ZN05 | SYNCHRONOUS MOTOR 1FT7 | 7955.63
1FT7105-5AC71-1FH1-ZK23X12 | SYNCHRONOUS MOTOR 1FT7 | 9869.06
1FT7102-5AF71-1CB2-ZN05 | SYNCHRONOUS MOTOR 1FT7 | 8418.89
1FT7105-5AF70-1CB0-ZN05 | SYNCHRONOUS MOTOR 1FT7 | 9880.44
1FT7105-5AB71-1BG0-ZN05 | SYNCHRONOUS MOTOR 1FT7 | 7955.63
1FT7102-5AF71-1CH0-ZN05 | SYNCHRONOUS MOTOR 1FT7 | 8228.55
1FT7102-5AF71-1CE4-ZN05 | SYNCHRONOUS MOTOR 1FT7 | 8673.85
1FT7105-5AB71-1CB0-ZN05 | SYNCHRONOUS MOTOR 1FT7 | 9880.44
1FT7105-5AB71-1CB1-ZN05 | SYNCHRONOUS MOTOR 1FT7 | 9984.55
1FT7105-5AF70-1FB1-ZN05 | SYNCHRONOUS MOTOR 1FT7 | 10071.36
1FT7105-5AF70-1FB4-ZN05 | SYNCHRONOUS MOTOR 1FT7 | 10240.15
1FT7108-5AB74-1NG1-ZX09 | SYNCHRONOUS MOTOR 1FT7 | 9440.88
1FT7108-5AC70-1BG0-ZN05 | SYNCHRONOUS MOTOR 1FT7 | 10134.21
1FT7105-5SF70-1CA0-ZX01 | SYNCHRONOUS MOTOR 1FT7 | 9162.73
1FT7108-5AC71-1CG1-ZJ02 | SYNCHRONOUS MOTOR 1FT7 | 14468.33
1FT7108-5AC71-1CH1-ZJ03 | SYNCHRONOUS MOTOR 1FT7 | 15564.78
1FT7108-5AC71-1FB0-ZN05 | SYNCHRONOUS MOTOR 1FT7 | 12145.8
1FT7108-5AC71-1FB2-ZN05 | SYNCHRONOUS MOTOR 1FT7 | 12336.14
1FT7108-5AC71-1FH2-ZX09 | SYNCHRONOUS MOTOR 1FT7 | 11907.34
1FT7108-5AC71-1CA0-ZN05 | SYNCHRONOUS MOTOR 1FT7 | 10962.53
1FT7108-5AB71-1BK3-ZN05 | SYNCHRONOUS MOTOR 1FT7 | 10474.42
1FT7108-5AF70-1CA0-ZX01 | SYNCHRONOUS MOTOR 1FT7 | 10647
1FT7108-5AC70-1FA0-ZN05 | SYNCHRONOUS MOTOR 1FT7 | 11049.34
1FT7108-5AC71-1FA2-ZN05 | SYNCHRONOUS MOTOR 1FT7 | 11239.65
1FT7108-5AF71-1DA1-ZN05 | SYNCHRONOUS MOTOR 1FT7 | 10325.11
1FT7108-5AF71-1DG1-ZN05 | SYNCHRONOUS MOTOR 1FT7 | 10325.11
1FT7108-5AC71-1BA0-ZX01 | SYNCHRONOUS MOTOR 1FT7 | 9818.68
1FT7108-5AC71-1BA1-ZN05 | SYNCHRONOUS MOTOR 1FT7 | 10238.32
1FT7108-5SC70-3CB1-ZL03 | SYNCHRONOUS MOTOR 1FT7 | 13066.72
1FT7108-5SF70-5CK3-ZX01 | SYNCHRONOUS MOTOR 1FT7 | 11681.53
1FT7108-5AF71-1BE0-ZN05 | SYNCHRONOUS MOTOR 1FT7 | 11403.03
1FT7108-5SF71-1CL3-ZX05 | SYNCHRONOUS MOTOR 1FT7 | 12777.72
1FT7136-5SC71-8CB0 | SYNCHRONOUS MOTOR 1FT7 | 16724.45
1FT7132-5AC74-1MG0-ZX01 | SYNCHRONOUS MOTOR 1FT7 | 11385.37
1PH8101-3DF13-0AA1-ZU65 | COMPACT ASYNCHRONOUS MOTOR 1PH810 | 9448.53
1PH8101-3JF12-2AA2-ZU66 | COMPACT ASYNCHRONOUS MOTOR 1PH810 | 8590.13
1PH8107-1JF03-2BA2-ZX57 | COMPACT ASYNCHRONOUS MOTOR 1PH810 | 6394.65
1PH8131-1CS10-0MC2-ZX01 | COMPACT ASYNCHRONOUS MOTOR 1PH813 | 8665.07
1PH8131-1FF12-0GH1-ZL74 | COMPACT ASYNCHRONOUS MOTOR 1PH813 | 7896.95
1PH8135-1DF00-1BA1-ZB02 | COMPACT ASYNCHRONOUS MOTOR 1PH813 | 7011.88
1PH8135-1DF02-1BC1 | COMPACT ASYNCHRONOUS MOTOR 1PH813 | 7214.9
1PH8135-1DZ12-2BA1K6F | COMPACT ASYNCHRONOUS MOTOR 1PH813 | 7493.66
1PH8135-4DG03-2AA1-ZU65 | COMPACT SYNCHRONOUS MOTOR 1PH813 | 17695.38
1PH8135-4FF02-0AA1-ZU60 | COMPACT SYNCHRONOUS MOTOR 1PH813 | 17943.48
1PH8133-3FF03-2AB1-ZU65 | COMPACT ASYNCHRONOUS MOTOR 1PH813 | 12543
1PH8133-4DL02-2AH1-ZU60 | COMPACT SYNCHRONOUS MOTOR 1PH813 | 16360.29
1FT7105-5AF71-1FH0-ZX05 | SYNCHRONOUS MOTOR 1FT7 | 9651.7
1FT7105-5AF71-1FH1-ZJ02 | SYNCHRONOUS MOTOR 1FT7 | 13473.02
1FT7105-5AC71-1CG0-ZN05 | SYNCHRONOUS MOTOR 1FT7 | 8783.97
1FT7105-5AC71-1CG1-ZN05 | SYNCHRONOUS MOTOR 1FT7 | 8888.09
1FT7105-5AC71-1CL3-ZN05 | SYNCHRONOUS MOTOR 1FT7 | 10220.39
1FT7105-5WF71-1CL2 | SYNCHRONOUS MOTOR 1FT7 | 10508.62
1FT7105-5WF71-3CG0-ZX09 | SYNCHRONOUS MOTOR 1FT7 | 9049.47
1FT7105-5SF74-4NH0-ZX09 | SYNCHRONOUS MOTOR 1FT7 | 8948.94
1FT7105-5SF70-1CB0-ZX01 | SYNCHRONOUS MOTOR 1FT7 | 10259.21
1FT7108-5AC71-1DB0-ZN05 | SYNCHRONOUS MOTOR 1FT7 | 11317.45
1FT7108-5AC71-1DG0-ZX09 | SYNCHRONOUS MOTOR 1FT7 | 9792.2
1FT7108-5AC71-1DG1-ZX09 | SYNCHRONOUS MOTOR 1FT7 | 9896.32
1FT7108-5AB70-1CA0-ZN05 | SYNCHRONOUS MOTOR 1FT7 | 10962.53
1FT7117-7AC71-1LB0 | SYNCHRONMOTOR 1FT7 M0 = 78 NM | 17959.55
1FT7117-7SF71-1LH0-ZL06Q41 | SYNCHRONMOTOR 1FT7 M0 = 105 NM | 20106.77
1FT7136-5SB71-4CL0-ZX01 | SYNCHRONOUS MOTOR 1FT7 | 17106.72
1FT7134-5AB71-1CG1-ZJ02 | SYNCHRONOUS MOTOR 1FT7 | 20837.34
1PH3136-1DD04-2GA0 | SIMOTICS M 1PH3 motor; 3AC 380V | 5906.39
1PH8081-1SV02-3NA1-ZQ12Q52 | MAIN SPINDLE MOTOR 1PH808 | 11842.04
1PH8101-3DF02-2AA1-ZU65 | COMPACT ASYNCHRONOUS MOTOR 1PH810 | 9169.79
1PH8105-3FF12-2PA1-ZU67 | COMPACT ASYNCHRONOUS MOTOR 1PH810 | 11296.86
1PH8107-3JD13-2AA2-ZA12U65 | COMPACT ASYNCHRONOUS MOTOR 1PH810 | 9473.1
1PH8133-1DD02-0CE1-ZV90 | COMPACT ASYNCHRONOUS MOTOR 1PH813 | 7057.86
1PH8133-1DF02-0BA1-ZV90 | COMPACT ASYNCHRONOUS MOTOR 1PH813 | 6829.86
1PH8133-1FF10-1FC1-ZG14 | COMPACT ASYNCHRONOUS MOTOR 1PH813 | 8177.11
1PH8131-1AF23-2BG2-ZX01 | COMPACT ASYNCHRONOUS MOTOR 1PH813 | 6365.36
1FT7134-5SC71-2BA0-ZX09 | SYNCHRONOUS MOTOR 1FT7 | 12912.24
1PH8083-1AF22-2BG2-ZX01 | MAIN SPINDLE MOTOR 1PH808 | 4376.24
1PH8083-3FM02-2AA1-ZU60 | MAIN SPINDLE MOTOR 1PH808 | 8868.74
1PH8107-1SF10-3LH1-ZY64 | COMPACT ASYNCHRONOUS MOTOR 1PH810 | 10283.52
1PH8107-1SF12-3LH1-ZY64 | COMPACT ASYNCHRONOUS MOTOR 1PH810 | 10511.58
1PH8107-1UD03-2LA1 | COMPACT ASYNCHRONOUS MOTOR 1PH810 | 7463.32
1PH8107-3FB02-2AA1-ZU60 | COMPACT ASYNCHRONOUS MOTOR 1PH810 | 10352.37
1PH8131-1DF10-1BC1-ZG14 | COMPACT ASYNCHRONOUS MOTOR 1PH813 | 6813.32
1PH8107-3FD02-0AC1-ZU65 | COMPACT ASYNCHRONOUS MOTOR 1PH810 | 10737.21
1PH8107-3FD02-2AA1-ZU65 | COMPACT ASYNCHRONOUS MOTOR 1PH810 | 10737.21
1PH8107-3FG02-2AD1-ZU66 | COMPACT ASYNCHRONOUS MOTOR 1PH810 | 11047.86
1PH8107-3DG02-2AA1-ZU65 | COMPACT ASYNCHRONOUS MOTOR 1PH810 | 9672.93
1PH8107-3DM12-2AB1-ZU65 | COMPACT ASYNCHRONOUS MOTOR 1PH810 | 9674.15
1PH8107-3EG12-2AE2-ZU65 | COMPACT ASYNCHRONOUS MOTOR 1PH810 | 9926.31
1PH8135-1FF12-0CA1-ZG14K18V90 | COMPACT ASYNCHRONOUS MOTOR 1PH813 | 9426.28
1PH8135-1HF03-1BA2-ZK09V90 | COMPACT ASYNCHRONOUS MOTOR 1PH813 | 6735.49
1PH8137-1MG13-1FC2-ZK10 | COMPACT ASYNCHRONOUS MOTOR 1PH813 | 7488.1
1PH8137-2MZ23-0CB2K6C | COMPACT SYNCHRONOUS MOTOR 1PH813 | 14419.25
1PH8163-1JD10-1FA2-ZA12 | COMPACT ASYNCHRONOUS MOTOR 1PH816 | 8339.12
1PH8163-1DB10-1BB1-ZG14 | COMPACT ASYNCHRONOUS MOTOR 1PH816 | 9199.14
1PH8163-1DD03-2HA1-ZK24 | COMPACT ASYNCHRONOUS MOTOR 1PH816 | 9468.48
1FT7108-5AB71-1BB0-ZN05 | SYNCHRONOUS MOTOR 1FT7 | 11230.67
1FT7108-5AF71-1FH0-ZX19 | SYNCHRONOUS MOTOR 1FT7 | 11899.59
1FT7108-5AF70-1BB0-ZN05 | SYNCHRONOUS MOTOR 1FT7 | 11230.67
1FT7108-5AF70-1CB1-ZX01 | SYNCHRONOUS MOTOR 1FT7 | 11847.6
1FT7136-5AB74-1NA0-ZX01 | SYNCHRONOUS MOTOR 1FT7 | 13062.64
1FT7136-5AC71-1BB0-ZX09 | SYNCHRONOUS MOTOR 1FT7 | 15201.85
1FT7136-5SB71-7CB1 | SYNCHRONOUS MOTOR 1FT7 | 16828.57
1FT7108-5WC71-4CH1-ZJ25 | SYNCHRONOUS MOTOR 1FT7 | 16259.09
1PH8103-3DF13-2AA1-ZU61 | COMPACT ASYNCHRONOUS MOTOR 1PH810 | 9264.39
1PH8103-3MD02-2AA2-ZU68 | COMPACT ASYNCHRONOUS MOTOR 1PH810 | 8823.66
1FK7062-2AF71-1CB0-ZX04 | SYNCHRONOUS MOTOR 1FK7-CT 8,5 NM | 3406.22
1FK7062-2AF71-1CG1-ZN05 | SYNCHRONOUS MOTOR 1FK7-CT 8,5 NM | 3313.08
1FK7062-2AF71-1CH2-ZN05 | SYNCHRONOUS MOTOR 1FK7-CT 8,5 NM | 3651.54
1FK7062-2AC71-1CA0-ZX01 | SYNCHRONOUS MOTOR 1FK7-CT 8,5 NM | 3070.29
1FK7060-3BF71-1QA0-ZX01 | SYNCHRONOUS MOTOR 1FK7-HI 6 NM | 1981.27
1FK7062-2AC71-1CH1-ZN24 | SYNCHRONOUS MOTOR 1FK7-CT 8,5 NM | 3848.31
1FK7062-2AF71-1RG1-ZX08 | SYNCHRONOUS MOTOR 1FK7-CT 8,5 NM | 2548.06
1FK7064-4CH71-1RG0-ZN05X01 | SYNCHRONOUS MOTOR 1FK7-HD 12 NM | 3063.19
1FK7064-4CH71-1RH0-ZN05 | SYNCHRONOUS MOTOR 1FK7-HD 12 NM | 3297.94
1FK7064-4CF71-1QB0-ZN05 | SYNCHRONOUS MOTOR 1FK7-HD 12 NM | 2976.26
1FK7064-4CF71-1RH0-ZN05 | SYNCHRONOUS MOTOR 1FK7-HD 12 NM | 3297.94
1FK7080-2AF71-1BA0-ZN05 | SYNCHRONOUS MOTOR 1FK7-CT 8 NM | 2940.52
1FK7081-2AC71-1UA0-ZN05 | SYNCHRONOUS MOTOR 1FK7-CT 12 NM | 2531.74
1FK7063-2AF71-1FH2-ZX01 | SYNCHRONOUS MOTOR 1FK7-CT 11 NM | 3607.51
1FK7064-4CF71-1BG2-ZX01 | SYNCHRONOUS MOTOR 1FK7-HD 12 NM | 2947.16
1FK7064-4CC71-1CH1-ZJ35 | SYNCHRONOUS MOTOR 1FK7-HD 12 NM | 8422.68
1FK7064-4CF71-1QG0-ZN05 | SYNCHRONOUS MOTOR 1FK7-HD 12 NM | 2544.65
1FK7063-2AH71-1CB0-ZN24 | SYNCHRONOUS MOTOR 1FK7-CT 11 NM | 3941.58
1FK7064-4CC71-1RA0-ZN05 | SYNCHRONOUS MOTOR 1FK7-HD 12 NM | 3055.15
1FK7064-4CF71-1RB0-ZN05 | SYNCHRONOUS MOTOR 1FK7-HD 12 NM | 3391.12
1FK7081-2AC71-1UA1-ZN05 | SYNCHRONOUS MOTOR 1FK7-CT 12 NM | 2635.43
1FK7081-2AF71-1BH0-ZN05 | SYNCHRONOUS MOTOR 1FK7-CT 12 NM | 3542.15
1FK7081-2AF71-1CA0-ZN05 | SYNCHRONOUS MOTOR 1FK7-CT 12 NM | 3591.12
1FK7081-2AC71-1CB2-ZN05 | SYNCHRONOUS MOTOR 1FK7-CT 12 NM | 4151.02
1FK7081-2AC71-1DA2-ZN05 | SYNCHRONOUS MOTOR 1FK7-CT 12 NM | 3372.19
1FK7081-2AC74-1TB0-ZN05 | SYNCHRONOUS MOTOR 1FK7-CT 12 NM | 2720.56
1FK7080-2AF71-1CH1-ZN24 | SYNCHRONOUS MOTOR 1FK7-CT 8 NM | 4006.21
1FK7080-2AF71-1QH0-ZX08 | SYNCHRONOUS MOTOR 1FK7-CT 8 NM | 2530.67
1FK7081-2AF71-1CG1-ZN05 | SYNCHRONOUS MOTOR 1FK7-CT 12 NM | 3599.21
1FK7081-2AF71-1PH0-ZN05 | SYNCHRONOUS MOTOR 1FK7-CT 12 NM | 2892.27
1FK7042-2AK71-1BA2-ZN05 | SYNCHRONOUS MOTOR 1FK7-CT 3 NM | 2617.47
1FK7043-4CK71-1CH1-ZJ02 | SYNCHRONOUS MOTOR 1FK7-HD 3,5 NM | 5256.63
1FK7060-2AF71-1BB0-ZN05 | SYNCHRONOUS MOTOR 1FK7-CT 6 NM | 3087.61
1FK7060-2AH71-1QA0-ZX01 | SYNCHRONOUS MOTOR 1FK7-CT 6 NM | 1981.27
1FK7060-2AF71-1CG0-ZN16 | SYNCHRONOUS MOTOR 1FK7-CT 6 NM | 3299.19
1FK7060-2AH71-1BG1-ZN05 | SYNCHRONOUS MOTOR 1FK7-CT 6 NM | 2759.7
1FK7060-2AH71-1UH2-ZN05 | SYNCHRONOUS MOTOR 1FK7-CT 6 NM | 2448.29
1FK7062-2AF71-1PB0-ZN05 | SYNCHRONOUS MOTOR 1FK7-CT 8,5 NM | 2581.59
1FK7060-2AH71-1CH0-ZN05 | SYNCHRONOUS MOTOR 1FK7-CT 6 NM | 3404
1FK7060-2AC71-1CB1-ZX01 | SYNCHRONOUS MOTOR 1FK7-CT 6 NM | 3366.06
1FK7060-2AF71-1CG1-ZX56 | SYNCHRONOUS MOTOR 1FK7-CT 6 NM | 2998.07
1FK7060-2AH71-1QH0-ZN05 | SYNCHRONOUS MOTOR 1FK7-CT 6 NM | 2458.85
1FK7060-2AF71-1DA0-ZX60 | SYNCHRONOUS MOTOR 1FK7-CT 6 NM | 2669.36
1FK7060-2AF71-1RH0-ZN24 | SYNCHRONOUS MOTOR 1FK7-CT 6 NM | 3070.48
1FK7060-2AF71-1UB0-ZN05 | SYNCHRONOUS MOTOR 1FK7-CT 6 NM | 2437.72
1FK7060-2AF71-1BA1-ZN05 | SYNCHRONOUS MOTOR 1FK7-CT 6 NM | 2855.37
1FK7060-2AF71-1UH0-ZX60 | SYNCHRONOUS MOTOR 1FK7-CT 6 NM | 2173.42
1FK7060-2AF71-1CG0-ZX01 | SYNCHRONOUS MOTOR 1FK7-CT 6 NM | 2830.77
1FK7061-4CF71-1CA2-ZN16X01 | SYNCHRONOUS MOTOR 1FK7-HD 6,4 NM | 3722.88
1FK7060-2AF71-1UA2-ZX01 | SYNCHRONOUS MOTOR 1FK7-CT 6 NM | 1970.71
1FK7060-2AF71-1UH0-ZX05 | SYNCHRONOUS MOTOR 1FK7-CT 6 NM | 2109.84
1FK7060-2AH71-1RA1-ZN05 | SYNCHRONOUS MOTOR 1FK7-CT 6 NM | 2734.61
1FK7061-4CF71-1CH0-ZN05 | SYNCHRONOUS MOTOR 1FK7-HD 6,4 NM | 3526.67
1FK7060-2AF71-1FG0-ZN05 | SYNCHRONOUS MOTOR 1FK7-CT 6 NM | 3154.42
1FK7061-4CF71-1RA0-ZN05 | SYNCHRONOUS MOTOR 1FK7-HD 6,4 NM | 2753.59
1FK7063-2AF71-1RH0-ZX05 | SYNCHRONOUS MOTOR 1FK7-CT 11 NM | 2886.68
1FK7063-2AF71-1UA2-ZN05 | SYNCHRONOUS MOTOR 1FK7-CT 11 NM | 2453.17
1FK7063-2AC71-1DA0-ZX01 | SYNCHRONOUS MOTOR 1FK7-CT 11 NM | 2853.49
1FK7063-2AC71-1CH0-ZX01 | SYNCHRONOUS MOTOR 1FK7-CT 11 NM | 3416.95
1FK7063-2AF71-1RB0-ZN05 | SYNCHRONOUS MOTOR 1FK7-CT 11 NM | 3214.58
1FK7063-2AF71-1CG0-ZN16 | SYNCHRONOUS MOTOR 1FK7-CT 11 NM | 3546.91
1FK7063-2AF71-1CG0-ZX53 | SYNCHRONOUS MOTOR 1FK7-CT 11 NM | 3142.07
1FK7063-2AC71-1BA0-ZX01 | SYNCHRONOUS MOTOR 1FK7-CT 11 NM | 2764.61
1FK7063-2AF71-1RH2-ZN05 | SYNCHRONOUS MOTOR 1FK7-CT 11 NM | 3225.13
1FK7063-2AF71-1UH1-ZX04 | SYNCHRONOUS MOTOR 1FK7-CT 11 NM | 2461.24
1FK7063-2AC71-1BH1-ZX01 | SYNCHRONOUS MOTOR 1FK7-CT 11 NM | 3111.14
1FK7063-2AF71-1CH1-ZN05 | SYNCHRONOUS MOTOR 1FK7-CT 11 NM | 3755.39
1FK7063-2AF74-1SH0-ZN05 | SYNCHRONOUS MOTOR 1FK7-CT 11 NM | 2324.91
1FK7063-2AC71-1CH0-ZN05 | SYNCHRONOUS MOTOR 1FK7-CT 11 NM | 3651.7
1FK7064-4CC71-1UB0-ZX01 | SYNCHRONOUS MOTOR 1FK7-HD 12 NM | 2627.23
1FK7063-2AC71-1CG0-ZN05 | SYNCHRONOUS MOTOR 1FK7-CT 11 NM | 3313.24
1FK7064-4CF71-1FB2-ZN05 | SYNCHRONOUS MOTOR 1FK7-HD 12 NM | 4111.93
1FK7063-2AH71-1BH0-ZN05 | SYNCHRONOUS MOTOR 1FK7-CT 11 NM | 3242.18
1FK7064-4CH71-1UB0-ZX01 | SYNCHRONOUS MOTOR 1FK7-HD 12 NM | 2627.23
1FK7063-2AC71-1CB1-ZX59 | SYNCHRONOUS MOTOR 1FK7-CT 11 NM | 3677.36
1FK7080-2AF71-1UG0-ZN05 | SYNCHRONOUS MOTOR 1FK7-CT 8 NM | 2195.01
1FK7081-2AC71-1CH0-ZN05 | SYNCHRONOUS MOTOR 1FK7-CT 12 NM | 3951.64
1FK7081-2AC71-1QA0-ZN05 | SYNCHRONOUS MOTOR 1FK7-CT 12 NM | 2646.03
1FK7081-2AF71-1RH1-ZN05 | SYNCHRONOUS MOTOR 1FK7-CT 12 NM | 3525.1
1FK7081-2AF71-1QA2-ZN05 | SYNCHRONOUS MOTOR 1FK7-CT 12 NM | 2749.77
1FK7081-2AF71-1QG0-ZN05 | SYNCHRONOUS MOTOR 1FK7-CT 12 NM | 2550.42
1FK7081-2AC71-1QG2-ZX05 | SYNCHRONOUS MOTOR 1FK7-CT 12 NM | 2419.34
1FK7081-2AC71-1RA1-ZN05 | SYNCHRONOUS MOTOR 1FK7-CT 12 NM | 3164.61
1FK7083-2AF71-1CA0-ZN05 | SYNCHRONOUS MOTOR 1FK7-CT 16 NM | 3710.5
1FK7083-2AC71-1CA1-ZN05 | SYNCHRONOUS MOTOR 1FK7-CT 16 NM | 3814.21
1FK7083-2AC71-1RA1-ZN05 | SYNCHRONOUS MOTOR 1FK7-CT 16 NM | 3283.96
1FK7083-2AC71-1RH1-ZX01 | SYNCHRONOUS MOTOR 1FK7-CT 16 NM | 3409.7
1FK7083-2AF71-1QA2-ZN05 | SYNCHRONOUS MOTOR 1FK7-CT 16 NM | 2869.08
1FK7083-2AF71-1RG0-ZX01 | SYNCHRONOUS MOTOR 1FK7-CT 16 NM | 2849.86
1FK7083-2AF71-1QA0-ZN05 | SYNCHRONOUS MOTOR 1FK7-CT 16 NM | 2765.39
1FK7083-2AF71-1QA1-ZN05 | SYNCHRONOUS MOTOR 1FK7-CT 16 NM | 2869.08
1FK7083-2AF71-1QG1-ZN05 | SYNCHRONOUS MOTOR 1FK7-CT 16 NM | 2773.48
1FK7083-2AC71-1RH0-ZN24 | SYNCHRONOUS MOTOR 1FK7-CT 16 NM | 3732.72
1FK7083-2AF71-1RB2-ZN05 | SYNCHRONOUS MOTOR 1FK7-CT 16 NM | 3740.14
1FK7083-2AF71-1UA0-ZN05 | SYNCHRONOUS MOTOR 1FK7-CT 16 NM | 2651.13
1FK7085-4CF71-1QB1-ZN05 | SYNCHRONOUS MOTOR 1FK7-HD 22 NM | 3808.84
1FK7084-2AF71-1BB1-ZN05 | SYNCHRONOUS MOTOR 1FK7-CT 20 NM | 4191.15
1FK7086-4CC71-1BB0-ZN05 | SYNCHRONOUS MOTOR 1FK7-HD 28 NM | 4684.2
1FK7086-4CF71-1BG2-ZX01 | SYNCHRONOUS MOTOR 1FK7-HD 28 NM | 3999.32
1FK7100-2AC71-1RB0-ZN05 | SYNCHRONOUS MOTOR 1FK7-CT 18 NM | 3911.13
1FK7086-4CC71-1QB0-ZN05 | SYNCHRONOUS MOTOR 1FK7-HD 28 NM | 4148.62
1FK7085-4CC71-1QA0-ZN05 | SYNCHRONOUS MOTOR 1FK7-HD 22 NM | 3251.02
1FK7084-3BC71-1FB0-ZN05 | SYNCHRONOUS MOTOR 1FK7-HI 20 NM | 4585.83
1FK7086-4CC71-1CA2-ZN05 | SYNCHRONOUS MOTOR 1FK7-HD 28 NM | 4739.24
1FK7086-4CF71-1PB0-ZN24 | SYNCHRONOUS MOTOR 1FK7-HD 28 NM | 4226.3
1FK7086-4CF71-1RH0-ZN05N24 | SYNCHRONOUS MOTOR 1FK7-HD 28 NM | 4998.21
1FK7086-4CC71-1RH0-ZX01 | SYNCHRONOUS MOTOR 1FK7-HD 28 NM | 4233.07
1FK7101-2AC71-1BA2-ZN05 | SYNCHRONOUS MOTOR 1FK7-CT 27 NM | 4034.94
1FK7100-2AF71-1RA0-ZN05 | SYNCHRONOUS MOTOR 1FK7-CT 18 NM | 3454.99
1FK7101-2AF71-1CB0-ZN05 | SYNCHRONOUS MOTOR 1FK7-CT 27 NM | 4796.94
1FK7101-2AF71-1CG0-ZX12 | SYNCHRONOUS MOTOR 1FK7-CT 27 NM | 4073.97
1FK7101-2AC71-1QA2-ZX05 | SYNCHRONOUS MOTOR 1FK7-CT 27 NM | 3264.59
1FK7103-2AC71-1CH0-ZN05 | SYNCHRONOUS MOTOR 1FK7-CT 36 NM | 5169.71
1FK7101-2AC71-1CH0-ZX05 | SYNCHRONOUS MOTOR 1FK7-CT 27 NM | 4466.53
1FK7101-2AC71-1QG0-ZN05 | SYNCHRONOUS MOTOR 1FK7-CT 27 NM | 3299.97
1FK7103-2AC71-1DH0-ZN05 | SYNCHRONOUS MOTOR 1FK7-CT 36 NM | 4849.09
1FK7101-3BC71-1QA0-ZM03 | SYNCHRONOUS MOTOR 1FK7-HI 27 NM | 3208.06
1FK7101-2AF71-1RA2-ZN05 | SYNCHRONOUS MOTOR 1FK7-CT 27 NM | 3914.2
1FK7063-2AH71-1QG0-ZX05 | SYNCHRONOUS MOTOR 1FK7-CT 11 NM | 2133.37
1FK7080-2AH71-1QA2-ZN05 | SYNCHRONOUS MOTOR 1FK7-CT 8 NM | 2508.59
1FK7080-2AH71-1RH0-ZN24 | SYNCHRONOUS MOTOR 1FK7-CT 8 NM | 3372.25
1FK7064-4CH71-1CB0-ZX01 | SYNCHRONOUS MOTOR 1FK7-HD 12 NM | 3686.63
1FK7081-2AC71-1BA2-ZN05 | SYNCHRONOUS MOTOR 1FK7-CT 12 NM | 3285.33
1FK7081-2AF71-1CH0-ZN05 | SYNCHRONOUS MOTOR 1FK7-CT 12 NM | 3951.64
1FK7081-2AC71-1CA0-ZX01 | SYNCHRONOUS MOTOR 1FK7-CT 12 NM | 3356.37
1FK7080-2AF71-1PA0-ZN05 | SYNCHRONOUS MOTOR 1FK7-CT 8 NM | 2290.65
1FK7081-2AC71-1BA1-ZN05 | SYNCHRONOUS MOTOR 1FK7-CT 12 NM | 3285.33
1FK7080-2AF71-1QB2-ZN05 | SYNCHRONOUS MOTOR 1FK7-CT 8 NM | 2964.8
1FK7064-4CH71-1PG0-ZX01 | SYNCHRONOUS MOTOR 1FK7-HD 12 NM | 2195.59
1FK7081-2AF71-1CG1-ZJ22 | SYNCHRONOUS MOTOR 1FK7-CT 12 NM | 6596.08
1FK7081-2AF71-1FG0-ZX04 | SYNCHRONOUS MOTOR 1FK7-CT 12 NM | 3349.64
1FK7081-2AF71-1PB0-ZX24 | SYNCHRONOUS MOTOR 1FK7-CT 12 NM | 2816.75
1FK7083-2AF71-1BG1-ZJ29 | SYNCHRONOUS MOTOR 1FK7-CT 16 NM | 6305.95
1FK7083-2AF71-1FA0-ZN05 | SYNCHRONOUS MOTOR 1FK7-CT 16 NM | 3799.4
1FK7083-2AH71-1CG2-ZN05 | SYNCHRONOUS MOTOR 1FK7-CT 16 NM | 3718.57
1FK7083-2AC71-1RA0-ZN05 | SYNCHRONOUS MOTOR 1FK7-CT 16 NM | 3180.27
1FK7081-2AC71-1QG1-ZJ35 | SYNCHRONOUS MOTOR 1FK7-CT 12 NM | 7146.9
1FK7083-2AF71-1BG0-ZN05 | SYNCHRONOUS MOTOR 1FK7-CT 16 NM | 3205.35
1FK7083-2AF71-1BG2-ZX19 | SYNCHRONOUS MOTOR 1FK7-CT 16 NM | 3137.92
1FK7083-2AF71-1FA0-ZX01 | SYNCHRONOUS MOTOR 1FK7-CT 16 NM | 3564.64
1FK7083-2AH71-1CG1-ZX01 | SYNCHRONOUS MOTOR 1FK7-CT 16 NM | 3483.83
1FK7083-2AC71-1QG1-ZJ09 | SYNCHRONOUS MOTOR 1FK7-CT 16 NM | 5770.35
1FK7083-2AC71-1RB0-ZX01 | SYNCHRONOUS MOTOR 1FK7-CT 16 NM | 3401.63
1FK7084-2AC71-1QG2-ZX05 | SYNCHRONOUS MOTOR 1FK7-CT 20 NM | 2868.97
1FK7084-2AF71-1RA1-ZN05 | SYNCHRONOUS MOTOR 1FK7-CT 20 NM | 3614.23
1FK7084-2AF71-1RH1-ZX31 | SYNCHRONOUS MOTOR 1FK7-CT 20 NM | 3803.58
1FK7084-2AC74-1EH0-ZN24 | SYNCHRONOUS MOTOR 1FK7-CT 20 NM | 4328.45
1FK7084-2AC71-1CA0-ZX01 | SYNCHRONOUS MOTOR 1FK7-CT 20 NM | 3806.02
1FK7084-2AC71-1RB0-ZX01 | SYNCHRONOUS MOTOR 1FK7-CT 20 NM | 3731.96
1FK7084-2AF71-1UA0-ZN05 | SYNCHRONOUS MOTOR 1FK7-CT 20 NM | 2981.36
1FK7084-2AC71-1DH0-ZX01 | SYNCHRONOUS MOTOR 1FK7-CT 20 NM | 3845.91
1FK7085-4CC71-1CH0-ZN05 | SYNCHRONOUS MOTOR 1FK7-HD 22 NM | 4556.62
1FK7084-3BC71-1RG0-ZX01 | SYNCHRONOUS MOTOR 1FK7-HI 20 NM | 3180.14
1FK7086-4CC71-1QA1-ZN05 | SYNCHRONOUS MOTOR 1FK7-HD 28 NM | 3794.11
1FK7086-4CF71-1QG0-ZN05 | SYNCHRONOUS MOTOR 1FK7-HD 28 NM | 3596.83
1FK7086-4CC71-1RH1-ZN05 | SYNCHRONOUS MOTOR 1FK7-HD 28 NM | 4569.48
1FK7086-4CC71-1UA0-ZN05 | SYNCHRONOUS MOTOR 1FK7-HD 28 NM | 3578.14
1FK7086-4SF71-1QA0-ZN05 | SYNCHRONOUS MOTOR 1FK7-HD 38 NM | 5213.55
1FK7100-2AC71-1RG1-ZN05 | SYNCHRONOUS MOTOR 1FK7-CT 18 NM | 3462.99
1FK7086-4CF71-1UA0-ZN05 | SYNCHRONOUS MOTOR 1FK7-HD 28 NM | 3578.14
1FK7101-2AC74-1AH0-ZX01 | SYNCHRONOUS MOTOR 1FK7-CT 27 NM | 3789.67
1FK7101-2AC71-1BA1-ZN05 | SYNCHRONOUS MOTOR 1FK7-CT 27 NM | 4034.94
1FK7100-2AF71-1QB0-ZN05 | SYNCHRONOUS MOTOR 1FK7-CT 18 NM | 3496.25
1FK7083-2AC71-1QH2-ZN05 | SYNCHRONOUS MOTOR 1FK7-CT 16 NM | 3229.62
1FK7081-3BF71-1DA2-ZN05 | SYNCHRONOUS MOTOR 1FK7-HI 12 NM | 3372.19
1FK7083-2AC71-1UA0-ZN05 | SYNCHRONOUS MOTOR 1FK7-CT 16 NM | 2651.13
1FK7081-3BF71-1RB2-ZN05 | SYNCHRONOUS MOTOR 1FK7-HI 12 NM | 3620.77
1FK7084-2AC71-1CH0-ZX01 | SYNCHRONOUS MOTOR 1FK7-CT 20 NM | 4166.53
1FK7083-2AH71-1RH2-ZY84 | SYNCHRONOUS MOTOR 1FK7-CT 16 NM | 3306.01
1FK7083-2AF71-1RB1-ZX01 | SYNCHRONOUS MOTOR 1FK7-CT 16 NM | 3505.39
1FK7083-2AF71-1RH0-ZN24 | SYNCHRONOUS MOTOR 1FK7-CT 16 NM | 3732.72
1FK7083-2AF71-1RH2-ZX01 | SYNCHRONOUS MOTOR 1FK7-CT 16 NM | 3409.7
1FK7084-2AF71-1QB0-ZN05 | SYNCHRONOUS MOTOR 1FK7-CT 20 NM | 3551.84
1FK7083-2AF74-1EG1-ZN05 | SYNCHRONOUS MOTOR 1FK7-CT 16 NM | 3451.71
1FK7084-2AC71-1DB1-ZN05 | SYNCHRONOUS MOTOR 1FK7-CT 20 NM | 4279.99
1FK7084-3BF71-1RB1-ZN24 | SYNCHRONOUS MOTOR 1FK7-HI 20 NM | 4262.33
1FK7084-2AC74-1EH0-ZN05 | SYNCHRONOUS MOTOR 1FK7-CT 20 NM | 4136.48
1FK7084-2AF71-1BA1-ZN05 | SYNCHRONOUS MOTOR 1FK7-CT 20 NM | 3734.97
1FK7084-2AF71-1CB0-ZN05X06 | SYNCHRONOUS MOTOR 1FK7-CT 20 NM | 4600.64
1FK7084-2AF71-1CH0-ZN05 | SYNCHRONOUS MOTOR 1FK7-CT 20 NM | 4401.28
1FK7085-4CC71-1RA1-ZN05 | SYNCHRONOUS MOTOR 1FK7-HD 22 NM | 3767.53
1FK7084-3BC71-1CB1-ZN05 | SYNCHRONOUS MOTOR 1FK7-HI 20 NM | 4600.64
1FK7084-2AF71-1CA0-ZN05 | SYNCHRONOUS MOTOR 1FK7-CT 20 NM | 4040.76
1FK7084-3BC71-1CH1-ZJ23 | SYNCHRONOUS MOTOR 1FK7-HI 20 NM | 7501.89
1FK7084-3BC71-1QA1-ZN05 | SYNCHRONOUS MOTOR 1FK7-HI 20 NM | 3199.34
1FK7084-2AF71-1DH1-ZN05 | SYNCHRONOUS MOTOR 1FK7-CT 20 NM | 4182.31
1FK7085-4CF71-1CB1-ZN05 | SYNCHRONOUS MOTOR 1FK7-HD 22 NM | 4753.97
1FK7100-2AC71-1QG0-ZX01 | SYNCHRONOUS MOTOR 1FK7-CT 18 NM | 2709.69
1FK7100-2AF71-1RH1-ZX08 | SYNCHRONOUS MOTOR 1FK7-CT 18 NM | 3684.44
1FK7101-2AF71-1DA0-ZX01 | SYNCHRONOUS MOTOR 1FK7-CT 27 NM | 3785.36
1FK7101-2AC71-1QA0-ZX01 | SYNCHRONOUS MOTOR 1FK7-CT 27 NM | 3160.87
1FK7101-2AC71-1RA0-ZN05 | SYNCHRONOUS MOTOR 1FK7-CT 27 NM | 3810.5
1FK7101-2AF71-1DH0-ZN05 | SYNCHRONOUS MOTOR 1FK7-CT 27 NM | 4380.63
1FK7101-2AF71-1PB0-ZN05X24 | SYNCHRONOUS MOTOR 1FK7-CT 27 NM | 3904.82
1FK7103-2AC71-1DG0-ZN05 | SYNCHRONOUS MOTOR 1FK7-CT 36 NM | 4392.94
1FK7103-2AC71-1CH1-ZN05 | SYNCHRONOUS MOTOR 1FK7-CT 36 NM | 5273.42
1FK7101-2AF71-1QG1-ZX01 | SYNCHRONOUS MOTOR 1FK7-CT 27 NM | 3168.95
1FK7101-2AF71-1RH0-ZN24 | SYNCHRONOUS MOTOR 1FK7-CT 27 NM | 4490.5
1FK7103-2AC74-1AH0-ZX01 | SYNCHRONOUS MOTOR 1FK7-CT 36 NM | 4258.11
1FK7103-2AC71-1BG0-ZN05 | SYNCHRONOUS MOTOR 1FK7-CT 36 NM | 4304.07
1FK7103-2AC71-1CA0-ZN05 | SYNCHRONOUS MOTOR 1FK7-CT 36 NM | 4809.21
1FK7103-3BC71-1QA0-ZN05 | SYNCHRONOUS MOTOR 1FK7-HI 36 NM | 3845.05
1FK7105-2AF71-1BB1-ZN05 | SYNCHRONOUS MOTOR 1FK7-CT 48 NM | 6136.72
1FK7105-2AF71-1BH0-ZN05 | SYNCHRONOUS MOTOR 1FK7-CT 48 NM | 5937.37
1FK7105-2AC71-1BH1-ZN24 | SYNCHRONOUS MOTOR 1FK7-CT 48 NM | 6360.55
1FK7105-2AC71-1DA0-ZN05 | SYNCHRONOUS MOTOR 1FK7-CT 48 NM | 5665.68
1FK7103-2AC71-1CG0-ZN05 | SYNCHRONOUS MOTOR 1FK7-CT 36 NM | 4713.59
1FK7105-2AC71-1QG2-ZX05 | SYNCHRONOUS MOTOR 1FK7-CT 48 NM | 4814.57
1FK7105-2AF71-1CA1-ZN05 | SYNCHRONOUS MOTOR 1FK7-CT 48 NM | 6090.06
1FK7080-2AF71-1CB0-ZN05 | SYNCHRONOUS MOTOR 1FK7-CT 8 NM | 3806.2
1FK7083-2AC71-1CA0-ZN05 | SYNCHRONOUS MOTOR 1FK7-CT 16 NM | 3710.5
1FK7083-2AC71-1CB1-ZN05N24 | SYNCHRONOUS MOTOR 1FK7-CT 16 NM | 4800.79
1FK7083-2AF71-1DA0-ZX01 | SYNCHRONOUS MOTOR 1FK7-CT 16 NM | 3155.11
1FK7083-2AF71-1FB0-ZX51 | SYNCHRONOUS MOTOR 1FK7-CT 16 NM | 4084.41
1FK7083-2AC71-1QG0-ZN05 | SYNCHRONOUS MOTOR 1FK7-CT 16 NM | 2669.74
1PH8107-1AF10-1BB2-ZL74 | COMPACT ASYNCHRONOUS MOTOR 1PH810 | 5002.5
1PH8133-1DD00-2FD1-ZK10 | COMPACT ASYNCHRONOUS MOTOR 1PH813 | 7080.86
1PH8107-3HF12-2AA2-ZU68 | COMPACT ASYNCHRONOUS MOTOR 1PH810 | 8812.09
1PH8107-1FF12-0GH1-ZL74 | COMPACT ASYNCHRONOUS MOTOR 1PH810 | 7607.27
1PH8131-1MF10-0DA2-ZV90 | COMPACT ASYNCHRONOUS MOTOR 1PH813 | 5904.26
1PH8131-2FF12-1BA1-ZG14V91 | COMPACT SYNCHRONOUS MOTOR 1PH813 | 14744.15
1PH8131-3FF03-2AA1-ZU62 | COMPACT ASYNCHRONOUS MOTOR 1PH813 | 12124.54
1PH8133-1FF12-0GA1-ZG14K23 | COMPACT ASYNCHRONOUS MOTOR 1PH813 | 8235.39
1PH8131-2FF02-2BA1 | COMPACT SYNCHRONOUS MOTOR 1PH813 | 13891.58
1PH8133-1DF03-2BA1-ZX01 | COMPACT ASYNCHRONOUS MOTOR 1PH813 | 7258.64
1PH8133-1DG00-0LA1-ZV90 | COMPACT ASYNCHRONOUS MOTOR 1PH813 | 7190.27
1PH8133-1DG02-2HA1 | COMPACT ASYNCHRONOUS MOTOR 1PH813 | 6621.51
1PH8133-3FD02-2AA1-ZU65 | COMPACT ASYNCHRONOUS MOTOR 1PH813 | 12188.22
1PH8133-3FD13-0AA1-ZU65 | COMPACT ASYNCHRONOUS MOTOR 1PH813 | 12543
1PH8135-2DF02-0BF1-ZV91 | COMPACT SYNCHRONOUS MOTOR 1PH813 | 14307.65
1PH8133-3FF12-0AH1-ZL74U66V90 | COMPACT ASYNCHRONOUS MOTOR 1PH813 | 13031.54
1PH8137-3FF13-2AE1-ZU65 | COMPACT ASYNCHRONOUS MOTOR 1PH813 | 13354.62
1PH8163-3FF13-0AB1-ZU63 | COMPACT ASYNCHRONOUS MOTOR 1PH816 | 16069.25
1FT7108-5AF71-1CH1-ZN05 | SYNCHRONOUS MOTOR 1FT7 | 12163.13
1FT7108-5AF70-1DA0-ZX09 | SYNCHRONOUS MOTOR 1FT7 | 9792.2
1FT7108-5AC71-1CB5-ZN05 | SYNCHRONOUS MOTOR 1FT7 | 12418.11
1FT7108-5AB71-1CB0-ZN05 | SYNCHRONOUS MOTOR 1FT7 | 12059
1FT7108-5AB71-1CB2-ZX19 | SYNCHRONOUS MOTOR 1FT7 | 12003.1
1FT7108-5SF71-1BH0-ZX09 | SYNCHRONOUS MOTOR 1FT7 | 11496.21
1FT7108-5AF71-1BB2-ZN05 | SYNCHRONOUS MOTOR 1FT7 | 11420.99
1FT7108-5WF71-1CD3-ZX09 | SYNCHRONOUS MOTOR 1FT7 | 11568.28
1PH8083-1DG20-0BA1-ZQ31 | MAIN SPINDLE MOTOR 1PH808 | 5893.39
1PH3131-1DF04-2KA0 | SIMOTICS M 1PH3 motor; 3AC 380V | 6041.24
1PH3133-1DG04-2LA0 | SIMOTICS M 1PH3 motor; 3AC 380V | 6096.65
1PH3135-1DD04-2KA0 | SIMOTICS M 1PH3 motor; 3AC 380V | 6115.15
1PH8083-1HF12-2QA2 | MAIN SPINDLE MOTOR 1PH808 | 4687.46
1PH3132-1DE04-2GA0 | SIMOTICS M 1PH3 motor; 3AC 380V | 5462.97
1PH3133-1DD04-0GA0 | SIMOTICS M 1PH3 motor; 3AC 380V | 5592.35
1PH8105-3DF03-2AA1-ZU65 | COMPACT ASYNCHRONOUS MOTOR 1PH810 | 9789.46
1PH8105-3DF12-0AH1-ZU65 | COMPACT ASYNCHRONOUS MOTOR 1PH810 | 9510.7
1PH8105-3DF13-2AA1-ZK23U60 | COMPACT ASYNCHRONOUS MOTOR 1PH810 | 9480.01
1PH8107-1JD12-2BA2 | COMPACT ASYNCHRONOUS MOTOR 1PH810 | 5634.45
1PH8107-1FF02-0BA1-ZQ31 | COMPACT ASYNCHRONOUS MOTOR 1PH810 | 7609.29
1PH8131-1DF13-0BC1-ZV90 | COMPACT ASYNCHRONOUS MOTOR 1PH813 | 7038.57
1PH8133-1HG02-2GA2-ZV90 | COMPACT ASYNCHRONOUS MOTOR 1PH813 | 5305.91
1PH8135-1DB02-1CE1-ZX04 | COMPACT ASYNCHRONOUS MOTOR 1PH813 | 7620.25
1PH8137-1CG02-0LA2-ZL74V90 | COMPACT ASYNCHRONOUS MOTOR 1PH813 | 9625.3
1PH8137-1DD02-1LA1-ZX01 | COMPACT ASYNCHRONOUS MOTOR 1PH813 | 8353.83
1PH8137-1DF02-0LB1-ZV90 | COMPACT ASYNCHRONOUS MOTOR 1PH813 | 8279.85
1PH8137-1UF02-1LC1 | COMPACT ASYNCHRONOUS MOTOR 1PH813 | 8417.83
1PH8137-4EL13-2AZ2-ZQ1CU65 | COMPACT SYNCHRONOUS MOTOR 1PH813 | 18748.63
1PH8133-4FL13-0AH1-ZU65 | COMPACT SYNCHRONOUS MOTOR 1PH813 | 18240.79
1PH8135-3FF12-0AH1-ZL74U66V90 | COMPACT ASYNCHRONOUS MOTOR 1PH813 | 13522.42
1PH8135-4DG02-2AE1-ZU60 | COMPACT SYNCHRONOUS MOTOR 1PH813 | 16879.19
1PH8135-4FG02-2AE1-ZL74U63 | COMPACT SYNCHRONOUS MOTOR 1PH813 | 18873.05
1PH8137-3DD02-2AA1-ZU65 | COMPACT ASYNCHRONOUS MOTOR 1PH813 | 11935.54
1PH8137-3DF02-2AA1-ZU60X12 | COMPACT ASYNCHRONOUS MOTOR 1PH813 | 12006.28
1PH8165-4DF03-0AA1-ZU60 | COMPACT SYNCHRONOUS MOTOR 1PH816 | 23817.74
1PH8184-1AF30-2FC2-ZA12L27L76 | COMPACT ASYNCHRONOUS MOTOR | 13472.76
1PH8083-1DG02-0DA1-ZL37 | MAIN SPINDLE MOTOR 1PH808 | 6365.51
1PH3132-1DE04-0GA0 | SIMOTICS M 1PH3 motor; 3AC 380V | 5462.97
1PH8107-1HD03-2GB2-ZK24 | COMPACT ASYNCHRONOUS MOTOR 1PH810 | 5250.76
1PH8107-3DB13-2AA1-ZU65 | COMPACT ASYNCHRONOUS MOTOR 1PH810 | 10028.31
1PH8107-3FF13-2AB1-ZU63 | COMPACT ASYNCHRONOUS MOTOR 1PH810 | 10896.48
1PH8131-1DF03-1BC1-ZV90 | COMPACT ASYNCHRONOUS MOTOR 1PH813 | 7038.57
1PH8107-1SZ20-0MA1K4F | COMPACT ASYNCHRONOUS MOTOR 1PH810 | 10653.23
1PH8107-3FG03-0AA1-ZU68 | COMPACT ASYNCHRONOUS MOTOR 1PH810 | 11357.95
1PH8107-3HF12-2AA2-ZA12U66 | COMPACT ASYNCHRONOUS MOTOR 1PH810 | 8875.72
1PH8131-1FF10-0BC1-ZV90 | COMPACT ASYNCHRONOUS MOTOR 1PH813 | 7469.38
1PH8107-3DD02-2AA1-ZU68 | COMPACT ASYNCHRONOUS MOTOR 1PH810 | 10014.91
1PH8107-3FF02-2AC1-ZB02U66 | COMPACT ASYNCHRONOUS MOTOR 1PH810 | 10965.19
1PH8131-1TS13-0MC2-ZA12X01 | COMPACT ASYNCHRONOUS MOTOR 1PH813 | 7965.49
1PH8133-1MF03-1LA2 | COMPACT ASYNCHRONOUS MOTOR 1PH813 | 6909.57
1PH8135-1DG20-1FA1-ZA12 | COMPACT ASYNCHRONOUS MOTOR 1PH813 | 8455.66
1PH8135-1HF10-2BA2-ZK80 | COMPACT ASYNCHRONOUS MOTOR 1PH813 | 6155.63
1PH8133-3DF12-2AC1-ZU62 | COMPACT ASYNCHRONOUS MOTOR 1PH813 | 10852.28
1PH8137-4FL03-2AA1-ZU65 | COMPACT SYNCHRONOUS MOTOR 1PH813 | 19278.44
1PH8137-1FF13-2HB1-ZA25L74 | COMPACT ASYNCHRONOUS MOTOR 1PH813 | 9631.91
1PH8137-1HF23-2BA2 | COMPACT ASYNCHRONOUS MOTOR 1PH813 | 8112.27
1PH8137-3DD03-2AA1-ZU65 | COMPACT ASYNCHRONOUS MOTOR 1PH813 | 12290.34
1PH8137-3DF13-2AC1-ZU62 | COMPACT ASYNCHRONOUS MOTOR 1PH813 | 12018.66
1PH8137-3HD12-0AA2-ZU60 | COMPACT ASYNCHRONOUS MOTOR 1PH813 | 10283.07
1PH8163-1HF23-2DA2 | COMPACT ASYNCHRONOUS MOTOR 1PH816 | 10145.34
1PH8163-1FD03-0GA1-ZK24 | COMPACT ASYNCHRONOUS MOTOR 1PH816 | 10076.64
1PH8163-1FF13-1BB1-ZK18 | COMPACT ASYNCHRONOUS MOTOR 1PH816 | 10713.79
1PH8163-3FF03-0PA1-ZU65 | COMPACT ASYNCHRONOUS MOTOR 1PH816 | 16905.47
1FT7108-5SF70-4BG0-ZX01 | SYNCHRONOUS MOTOR 1FT7 | 10512.97
1FT7108-5SF70-6CK3-ZX01 | SYNCHRONOUS MOTOR 1FT7 | 11681.53
1FT7108-5SF70-4CE0-ZX12 | SYNCHRONOUS MOTOR 1FT7 | 12610.13
1FT7108-5AF70-1FB0-ZN05 | SYNCHRONOUS MOTOR 1FT7 | 12145.8
1FT7108-5SC75-1NA0-ZX53 | SYNCHRONOUS MOTOR 1FT7 | 10213.62
1FT7108-5SF74-1MH0 | SYNCHRONOUS MOTOR 1FT7 | 11943.82
1FT7108-5WC74-8NA3 | SYNCHRONOUS MOTOR 1FT7 | 10198.65
1FT7134-5SF71-5CA0-ZX01 | SYNCHRONOUS MOTOR 1FT7 | 13853.83
1PH3135-1DD04-2LA0 | SIMOTICS M 1PH3 motor; 3AC 380V | 6004.27
1PH8103-3DF02-2AA1-ZU60 | COMPACT ASYNCHRONOUS MOTOR 1PH810 | 8831.06
1PH8105-1HF00-1BA2 | COMPACT ASYNCHRONOUS MOTOR 1PH810 | 4759.56
1PH8105-3FF03-0AA1-ZU60 | COMPACT ASYNCHRONOUS MOTOR 1PH810 | 10392.27
1PH3136-1DD04-0GA0 | SIMOTICS M 1PH3 motor; 3AC 380V | 5906.39
1PH8101-3EF02-0AA2-ZU65 | COMPACT ASYNCHRONOUS MOTOR 1PH810 | 9423.17
1PH8105-1DF02-1BA1-ZA12 | COMPACT ASYNCHRONOUS MOTOR 1PH810 | 6431.92
1PH8103-1FF13-1BG1-ZK09 | COMPACT ASYNCHRONOUS MOTOR 1PH810 | 7501.68
1PH8103-1DF10-1BA1-ZA25 | COMPACT ASYNCHRONOUS MOTOR 1PH810 | 5923.03
1PH8107-1DF02-2BA1-ZX01Y84 | COMPACT ASYNCHRONOUS MOTOR 1PH810 | 6495.96
1PH8131-1DF13-1BC1-ZV90 | COMPACT ASYNCHRONOUS MOTOR 1PH813 | 7038.57
1PH8107-1TZ22-0MC2K4C | COMPACT ASYNCHRONOUS MOTOR 1PH810 | 8144.26
1PH8135-1DF13-2BB1-ZG14 | COMPACT ASYNCHRONOUS MOTOR 1PH813 | 8081.28
1PH8135-3FF02-2AA1-ZK24U65V90 | COMPACT ASYNCHRONOUS MOTOR 1PH813 | 12959.85
1PH8137-4DL03-2AA1-ZU65 | COMPACT SYNCHRONOUS MOTOR 1PH813 | 18214.16
1PH8137-4FF02-0AH1-ZU65 | COMPACT SYNCHRONOUS MOTOR 1PH813 | 18923.66
1PH8133-3DF02-2AA1-ZU60 | COMPACT ASYNCHRONOUS MOTOR 1PH813 | 10662.51
1PH8133-4DL02-2AH1-ZL74U63 | COMPACT SYNCHRONOUS MOTOR 1PH813 | 17289.86
1PH8137-1DG02-2CC1-ZV90 | COMPACT ASYNCHRONOUS MOTOR 1PH813 | 7868.71
1FK7083-2AF71-1CH0-ZN05 | SYNCHRONOUS MOTOR 1FK7-CT 16 NM | 4071.04
1FK7083-2AC71-1RG0-ZN05X01 | SYNCHRONOUS MOTOR 1FK7-CT 16 NM | 3188.3
1FK7083-2AC71-1RG1-ZJ09 | SYNCHRONOUS MOTOR 1FK7-CT 16 NM | 6185.21
1FK7081-3BF71-1RG1-ZN05 | SYNCHRONOUS MOTOR 1FK7-HI 12 NM | 3068.97
1FK7084-2AC71-1PA1-ZN05 | SYNCHRONOUS MOTOR 1FK7-CT 20 NM | 3085.1
1FK7084-2AC71-1RA0-ZN05 | SYNCHRONOUS MOTOR 1FK7-CT 20 NM | 3510.53
1FK7084-2AF71-1QH0-ZN05 | SYNCHRONOUS MOTOR 1FK7-CT 20 NM | 3456.17
1FK7084-2AF71-1RG2-ZQ31 | SYNCHRONOUS MOTOR 1FK7-CT 20 NM | 3284.09
1FK7084-2AC71-1CA2-ZN05 | SYNCHRONOUS MOTOR 1FK7-CT 20 NM | 4144.47
1FK7084-2AC71-1QA2-ZN05 | SYNCHRONOUS MOTOR 1FK7-CT 20 NM | 3199.36
1FK7084-2AC71-1QB2-ZX05 | SYNCHRONOUS MOTOR 1FK7-CT 20 NM | 3420.79
1FK7084-2AC71-1RB1-ZN24 | SYNCHRONOUS MOTOR 1FK7-CT 20 NM | 4262.33
1FK7084-2AC71-1BG0-ZN05 | SYNCHRONOUS MOTOR 1FK7-CT 20 NM | 3535.63
1FK7084-2AF71-1RG0-ZN05 | SYNCHRONOUS MOTOR 1FK7-CT 20 NM | 3414.89
1FK7084-2AC71-1UA1-ZN05 | SYNCHRONOUS MOTOR 1FK7-CT 20 NM | 3085.1
1FK7084-2AF71-1UH2-ZN05 | SYNCHRONOUS MOTOR 1FK7-CT 20 NM | 3445.59
1FK7086-4CF71-1RG2-ZQ31 | SYNCHRONOUS MOTOR 1FK7-HD 28 NM | 3878.84
1FK7086-4CC71-1RG0-ZN05 | SYNCHRONOUS MOTOR 1FK7-HD 28 NM | 4011.67
1FK7086-4SF71-1PB0-ZN05 | SYNCHRONOUS MOTOR 1FK7-HD 38 NM | 5555.43
1FK7100-2AF71-1PA0-ZX01 | SYNCHRONOUS MOTOR 1FK7-CT 18 NM | 2691.05
1FK7100-2AC71-1BA0-ZN05 | SYNCHRONOUS MOTOR 1FK7-CT 18 NM | 3575.68
1FK7100-2AF71-1QA0-ZN05 | SYNCHRONOUS MOTOR 1FK7-CT 18 NM | 3040.11
1FK7101-2AC71-1BB0-ZN05 | SYNCHRONOUS MOTOR 1FK7-CT 27 NM | 4387.39
1FK7101-2AC71-1CA2-ZN05 | SYNCHRONOUS MOTOR 1FK7-CT 27 NM | 4444.44
1FK7101-2AC71-1CB2-ZN05 | SYNCHRONOUS MOTOR 1FK7-CT 27 NM | 4900.64
1FK7101-2AC71-1DB2-ZN05X05 | SYNCHRONOUS MOTOR 1FK7-CT 27 NM | 4681.64
1FK7101-2AF74-1EB0-ZK04V08 | SYNCHRONOUS MOTOR 1FK7-CT 27 NM | 4561.11
1FK7101-2AC71-1RG0-ZN05 | SYNCHRONOUS MOTOR 1FK7-CT 27 NM | 3714.86
1FK7101-2AC71-1RH0-ZN24 | SYNCHRONOUS MOTOR 1FK7-CT 27 NM | 4490.5
1FK7103-2AF71-1RB0-ZX01 | SYNCHRONOUS MOTOR 1FK7-CT 36 NM | 4500.35
1FK7103-2AC71-1UB2-ZN05 | SYNCHRONOUS MOTOR 1FK7-CT 36 NM | 4309.67
1FK7105-2AC71-1BH0-ZN24 | SYNCHRONOUS MOTOR 1FK7-CT 48 NM | 6256.84
1FK7103-2AF71-1RA0-ZX01 | SYNCHRONOUS MOTOR 1FK7-CT 36 NM | 4044.18
1FK7103-2AF71-1RB0-ZN05 | SYNCHRONOUS MOTOR 1FK7-CT 36 NM | 4735.11
1FK7103-2AF71-1RH0-ZN05N24 | SYNCHRONOUS MOTOR 1FK7-CT 36 NM | 5297.4
1FK7103-2AC71-1UB0-ZX57 | SYNCHRONOUS MOTOR 1FK7-CT 36 NM | 4034.8
1FK7105-2AC71-1CB1-ZN05 | SYNCHRONOUS MOTOR 1FK7-CT 48 NM | 6546.21
1FK7103-2AC71-1BH2-ZN05 | SYNCHRONOUS MOTOR 1FK7-CT 36 NM | 4863.9
1FK7103-2AF71-1BA0-ZN05 | SYNCHRONOUS MOTOR 1FK7-CT 36 NM | 4399.68
1FK7105-2AC71-1QA1-ZN05 | SYNCHRONOUS MOTOR 1FK7-CT 48 NM | 5144.91
1FK7105-2AC71-1PA0-ZX01 | SYNCHRONOUS MOTOR 1FK7-CT 48 NM | 4692.21
1FK7105-2AF71-1BB0-ZN05 | SYNCHRONOUS MOTOR 1FK7-CT 48 NM | 6033.03
1FK7105-2AF71-1BH0-ZN24 | SYNCHRONOUS MOTOR 1FK7-CT 48 NM | 6256.84
1FK7105-2AC71-1RA0-ZN05 | SYNCHRONOUS MOTOR 1FK7-CT 48 NM | 5456.1
1FK7105-2AF71-1DA0-ZN05 | SYNCHRONOUS MOTOR 1FK7-CT 48 NM | 5665.68
1FK7105-2AC71-1RB0-ZN05 | SYNCHRONOUS MOTOR 1FK7-CT 48 NM | 5912.3
1FK7105-2AF74-1EG0-ZN05 | SYNCHRONOUS MOTOR 1FK7-CT 48 NM | 5625.9
1FS2104-6AF07-0MZ0Q1K | Synchronous motor 1FS2 3,1 Nm | 3267.25
1FT7036-5AK71-1FB2-ZQ13 | SYNCHRONOUS MOTOR 1FT7 | 5447.14
1FT7034-1AK71-1CH1-ZB02 | SYNCHRONOUS MOTOR 1FT7 | 4259.51
1FT7042-5AF70-1DH0-ZN05 | SYNCHRONOUS MOTOR 1FT7 | 4805.67
1FT7034-5AK71-1BD0-ZN05 | SYNCHRONOUS MOTOR 1FT7 | 3953.1
1FK7105-3BC74-1EB0-ZN05 | SYNCHRONOUS MOTOR 1FK7-HI 48 NM | 6149.23
1FK7105-2AF71-1UH0-ZN24 | SYNCHRONOUS MOTOR 1FK7-CT 48 NM | 5606.95
1PH8165-3FF03-0AA1-ZU65 | COMPACT ASYNCHRONOUS MOTOR 1PH816 | 16819.54
1PH8165-3FG03-0AA1-ZU60 | COMPACT ASYNCHRONOUS MOTOR 1PH816 | 16358.12
1PH8184-1HF00-0EA2-ZK40L00L76 | COMPACT ASYNCHRONOUS MOTOR | 12219.97
1PH8184-1DF00-2EA1-ZV92 | COMPACT ASYNCHRONOUS MOTOR | 12341.97
1PH8184-3JF00-2AA2-ZL27U63 | COMPACT ASYNCHRONOUS MOTOR | 29032.21
1PH8184-4FC00-2AA1-ZU63 | COMPACT SYNCHRONOUS MOTOR | 37231.12
1PH8186-1AD10-1FC2-ZL00 | COMPACT ASYNCHRONOUS MOTOR | 15185.23
1PH8166-2DL20-0CC1-ZK10 | COMPACT SYNCHRONOUS MOTOR 1PH816 | 19497.36
1PH8167-2DL00-0FA1 | COMPACT SYNCHRONOUS MOTOR 1PH816 | 18828.4
1PH8186-2DF13-1BB1-ZK40L27 | COMPACT SYNCHRONOUS MOTOR | 27258.93
1PH8186-1FL10-0DA1-ZG14K40L27 | COMPACT ASYNCHRONOUS MOTOR | 20685.22
1PH8133-4FF02-2AE1-ZU65 | COMPACT SYNCHRONOUS MOTOR 1PH813 | 17886.02
1PH8133-4FL02-2AA1-ZU65 | COMPACT SYNCHRONOUS MOTOR 1PH813 | 17886.02
1PH8135-4DG02-2AE1-ZL74U63 | COMPACT SYNCHRONOUS MOTOR 1PH813 | 17808.77
1PH8135-4FG02-2AE1-ZU63 | COMPACT SYNCHRONOUS MOTOR 1PH813 | 18287.76
1PH8163-1HF13-2BB2-ZG14 | COMPACT ASYNCHRONOUS MOTOR 1PH816 | 8768.4
1PH8163-1FG13-0QB1-ZK18 | COMPACT ASYNCHRONOUS MOTOR 1PH816 | 11099.58
1PH8163-3FD13-0AD1-ZL74U66 | COMPACT ASYNCHRONOUS MOTOR 1PH816 | 17205.66
1PH8163-1MG23-0LZ2Q1G | COMPACT ASYNCHRONOUS MOTOR 1PH816 | 13263.79
1PH8163-1FF13-2QB1-ZK18 | COMPACT ASYNCHRONOUS MOTOR 1PH816 | 11327.64
1PH8163-3DF03-2AC1-ZU63 | COMPACT ASYNCHRONOUS MOTOR 1PH816 | 15233.03
1PH8163-3FG03-0AD1-ZL74U66 | COMPACT ASYNCHRONOUS MOTOR 1PH816 | 17205.66
1PH8165-1DF10-2DA1-ZB02G14 | COMPACT ASYNCHRONOUS MOTOR 1PH816 | 10256.16
1PH8165-1DG03-2GA1-ZK23 | COMPACT ASYNCHRONOUS MOTOR 1PH816 | 9987.65
1PH8165-1AF00-2QA2-ZX01 | COMPACT ASYNCHRONOUS MOTOR 1PH816 | 8427.57
1PH8165-1FG13-1BB1-ZG14K18 | COMPACT ASYNCHRONOUS MOTOR 1PH816 | 11973.64
1PH8184-1HF00-2BC2-ZL76V92 | COMPACT ASYNCHRONOUS MOTOR | 11490.36
1PH8184-1DB12-2BA1-ZL76 | COMPACT ASYNCHRONOUS MOTOR | 13426.27
1PH8184-1FF10-1BD1-ZG14 | COMPACT ASYNCHRONOUS MOTOR | 13804.06
1PH8186-1DB03-2BA1-ZK10 | COMPACT ASYNCHRONOUS MOTOR | 19275.07
1PH8186-1MF23-2AC2-ZA12K23L00 | COMPACT ASYNCHRONOUS MOTOR | 22440.39
1PH8166-2DL23-1QA1-ZK09 | COMPACT SYNCHRONOUS MOTOR 1PH816 | 20871.5
1PH8186-1DF40-2EA1-ZK10 | COMPACT ASYNCHRONOUS MOTOR | 21170.9
1PH8186-2DD10-1BA1-ZG14 | COMPACT SYNCHRONOUS MOTOR | 24602.71
1PH8137-1UF10-1LA1-ZV90 | COMPACT ASYNCHRONOUS MOTOR 1PH813 | 8242.51
1PH8137-2DZ13-0CC1K6C | COMPACT SYNCHRONOUS MOTOR 1PH813 | 16299.4
1PH8137-2MZ00-0CB2K6C | COMPACT SYNCHRONOUS MOTOR 1PH813 | 15201.72
1PH8184-1FF10-1FC1-ZG14 | COMPACT ASYNCHRONOUS MOTOR | 14063.47
1PH8184-1HD00-0EB2-ZK40L00L76 | COMPACT ASYNCHRONOUS MOTOR | 12219.97
1PH8186-1AF00-2EA2-ZK40L27L76 | COMPACT ASYNCHRONOUS MOTOR | 16593.76
1PH8184-1DL40-0AA1-ZG14K24 | COMPACT ASYNCHRONOUS MOTOR | 14071.72
1PH8184-1FC00-0LA1-ZB35 | COMPACT ASYNCHRONOUS MOTOR | 20443.61
1PH8184-1FF00-9AD1N0E | COMPACT ASYNCHRONOUS MOTOR | 16179.44
1PH8184-1JD40-2FA2-ZG14L00 | COMPACT ASYNCHRONOUS MOTOR | 14214.42
1PH8186-1MD00-2BB2-ZL00P00 | COMPACT ASYNCHRONOUS MOTOR | 16032.26
1PH8224-1HC10-0BA2-ZK08K10 | COMPACT ASYNCHRONOUS MOTOR | 20754.54
1PH8224-1DC10-2AA1-ZG14 | COMPACT ASYNCHRONOUS MOTOR | 20597.54
1PH8224-1DC10-2FB1-ZG14 | COMPACT ASYNCHRONOUS MOTOR | 21414.7
1PH8226-1DD20-1BA1-ZK23K40X12 | COMPACT ASYNCHRONOUS MOTOR | 32700.71
1PH8137-4DL02-2AA1-ZL74U63 | COMPACT SYNCHRONOUS MOTOR 1PH813 | 18327.51
1PH8137-1DG03-1BC1-ZK09 | COMPACT ASYNCHRONOUS MOTOR 1PH813 | 8145.49
1PH8163-3DD13-2AA1-ZK09U65 | COMPACT ASYNCHRONOUS MOTOR 1PH816 | 15730.19
1PH8163-1FF13-1BB1-ZK10 | COMPACT ASYNCHRONOUS MOTOR 1PH816 | 10789.79
1PH8184-1HF03-2AB2-ZK90V92 | COMPACT ASYNCHRONOUS MOTOR | 12367.93
1PH8137-4DF02-2AA1-ZU65 | COMPACT SYNCHRONOUS MOTOR 1PH813 | 17859.38
1PH8137-3DG13-2AC1-ZU62 | COMPACT ASYNCHRONOUS MOTOR 1PH813 | 12018.66
1PH8165-1FD10-1BA1-ZA25 | COMPACT ASYNCHRONOUS MOTOR 1PH816 | 10498.13
1PH8184-1AF20-2AC2-ZA12L27 | COMPACT ASYNCHRONOUS MOTOR | 15785.39
1PH8184-1AF30-2EA2-ZK40L27L76 | COMPACT ASYNCHRONOUS MOTOR | 13745.17
1PH8184-1FL13-2BA1 | COMPACT ASYNCHRONOUS MOTOR | 14472.49
1PH8165-4FF03-2PC1-ZU65 | COMPACT SYNCHRONOUS MOTOR 1PH816 | 26290.68
1PH8184-1HF00-2BA2-ZK09 | COMPACT ASYNCHRONOUS MOTOR | 12552.77
1PH8184-1DD00-2DB1-ZL27 | COMPACT ASYNCHRONOUS MOTOR | 13814.09
1PH8184-1DF00-2DB1-ZL27 | COMPACT ASYNCHRONOUS MOTOR | 13814.09
1PH8166-1SZ23-3MC1K8B | COMPACT ASYNCHRONOUS MOTOR 1PH816 | 20273.08
1PH8186-1DF43-2AA1-ZG14 | COMPACT ASYNCHRONOUS MOTOR | 21189.86
1PH8186-3DF00-2AA1-ZK23U63X12 | COMPACT ASYNCHRONOUS MOTOR | 34039.2
1PH8186-3JF00-2AA2-ZU63 | COMPACT ASYNCHRONOUS MOTOR | 32184.28
1PH8186-1DD10-1FA1-ZG14 | COMPACT ASYNCHRONOUS MOTOR | 17127.87
1PH8186-1FL03-2BA1 | COMPACT ASYNCHRONOUS MOTOR | 18795.14
1PH8224-1AD40-1BA2-ZK09 | COMPACT ASYNCHRONOUS MOTOR | 25560.92
1PH8186-1DF00-1FC1-ZK08K40 | COMPACT ASYNCHRONOUS MOTOR | 17238.56
1PH8135-1DG22-1BA1-ZQ12 | COMPACT ASYNCHRONOUS MOTOR 1PH813 | 8580.94
1PH8135-2FF02-0BH1-ZL74V91 | COMPACT SYNCHRONOUS MOTOR 1PH813 | 15957.23
1PH8135-3FF13-2AE1-ZU65 | COMPACT ASYNCHRONOUS MOTOR 1PH813 | 13033.9
1PH8137-1DD10-1FA1-ZG14 | COMPACT ASYNCHRONOUS MOTOR 1PH813 | 7923.69
1PH8163-1ED02-1DA2 | COMPACT ASYNCHRONOUS MOTOR 1PH816 | 9934.18
1PH8163-1MF20-0BA2 | COMPACT ASYNCHRONOUS MOTOR 1PH816 | 9201.8
1PH8163-3FF13-0AB1-ZK10U63 | COMPACT ASYNCHRONOUS MOTOR 1PH816 | 16449.36
1PH8165-1AD12-2BA2-ZA12G14X91 | COMPACT ASYNCHRONOUS MOTOR 1PH816 | 9784.55
1PH8163-1HD10-1BA2 | COMPACT ASYNCHRONOUS MOTOR 1PH816 | 7394.29
1PH8163-1AZ13-1FA2K7A | COMPACT ASYNCHRONOUS MOTOR 1PH816 | 8868.49
1PH8165-1AG12-2BC2-ZA12K09X01 | COMPACT ASYNCHRONOUS MOTOR 1PH816 | 9207.38
1PH8165-1DD10-2BA1-ZG14 | COMPACT ASYNCHRONOUS MOTOR 1PH816 | 9845.08
1PH8165-1DF03-1GA1-ZK23 | COMPACT ASYNCHRONOUS MOTOR 1PH816 | 9987.65
1PH8184-1AF00-2AC2-ZK40L27L76 | COMPACT ASYNCHRONOUS MOTOR | 11946.82
1PH8186-1DB30-9BA1N0M | COMPACT ASYNCHRONOUS MOTOR | 21835.38
1PH8186-2DF23-2BA1 | COMPACT SYNCHRONOUS MOTOR | 29148.92
1PH8137-1MF03-0BD2-ZK09V90 | COMPACT ASYNCHRONOUS MOTOR 1PH813 | 7664.32
1PH8137-2MZ03-0CB2K6C | COMPACT SYNCHRONOUS MOTOR 1PH813 | 15835.19
1PH8137-3HD02-2AA2-ZU65 | COMPACT ASYNCHRONOUS MOTOR 1PH813 | 10744.49
1PH8165-3DB13-2AA1-ZG14K09U65 | COMPACT ASYNCHRONOUS MOTOR 1PH816 | 16977.36
1PH8184-1AF30-2AA2 | COMPACT ASYNCHRONOUS MOTOR | 11221.1
1PH8184-1JD03-1FA2-ZK08 | COMPACT ASYNCHRONOUS MOTOR | 12838.09
1PH8184-1DL03-2CA1-ZL27 | COMPACT ASYNCHRONOUS MOTOR | 14929.59
1PH8184-1JF05-2BB2-ZK08 | COMPACT ASYNCHRONOUS MOTOR | 12864.05
1PH8186-1DC10-2AA1-ZG14 | COMPACT ASYNCHRONOUS MOTOR | 16583.07
1PH8184-3JF00-2AA2-ZU63 | COMPACT ASYNCHRONOUS MOTOR | 27861.65
1PH8184-1DF13-0AA1-ZK90 | COMPACT ASYNCHRONOUS MOTOR | 12695.39
1PH8184-1FD10-2BB1-ZK40V92 | COMPACT ASYNCHRONOUS MOTOR | 14378.49
1PH8186-1DF30-2BC1 | COMPACT ASYNCHRONOUS MOTOR | 19393.8
1PH8186-1DF00-2DB1-ZL27 | COMPACT ASYNCHRONOUS MOTOR | 18136.74
1PH8186-1DF03-1DA1-ZL00 | COMPACT ASYNCHRONOUS MOTOR | 18911.88
1PH8224-1HF00-0FB2-ZK40L00L76 | COMPACT ASYNCHRONOUS MOTOR | 21225.96
1PH8226-1DD10-2BB1-ZK40 | COMPACT ASYNCHRONOUS MOTOR | 26221.41
1PH8226-1DD40-2BB1-ZL76 | COMPACT ASYNCHRONOUS MOTOR | 30915.24
1PH8135-1AF23-0BA2-ZK18V90 | COMPACT ASYNCHRONOUS MOTOR 1PH813 | 7444.37
1PH8137-1DG02-2BA1-ZK18 | COMPACT ASYNCHRONOUS MOTOR 1PH813 | 7841.46
1PH8101-3HF13-2AA2-ZU61 | COMPACT ASYNCHRONOUS MOTOR 1PH810 | 7938.84
1PH8103-1DG12-0BB1-ZX01 | COMPACT ASYNCHRONOUS MOTOR 1PH810 | 6107.93
1PH8105-1FS02-1BD1 | COMPACT ASYNCHRONOUS MOTOR 1PH810 | 7401.22
1PH8107-1HF20-2BA2-ZA25X05 | COMPACT ASYNCHRONOUS MOTOR 1PH810 | 6128.21
1PH8131-3DF12-2AA1-ZU65X01 | COMPACT ASYNCHRONOUS MOTOR 1PH813 | 11154.54
1PH8131-3DF13-2AA1-ZG14U65 | COMPACT ASYNCHRONOUS MOTOR 1PH813 | 11843.56
1PH8131-3FF13-2AB1-ZK10U63 | COMPACT ASYNCHRONOUS MOTOR 1PH813 | 12532.45
1PH8131-3FF13-2AB1-ZU63 | COMPACT ASYNCHRONOUS MOTOR 1PH813 | 12279.09
1PH8137-4FL02-2PA1-ZU65 | COMPACT SYNCHRONOUS MOTOR 1PH813 | 19532.73
1PH8137-4FL03-0AA1-ZU65 | COMPACT SYNCHRONOUS MOTOR 1PH813 | 19278.44
1PH8137-4FL03-2PC1-ZU65 | COMPACT SYNCHRONOUS MOTOR 1PH813 | 19887.51
1PH8135-1MZ10-2GA2K6F | COMPACT ASYNCHRONOUS MOTOR 1PH813 | 6071.05
1PH8133-3FF13-2AB1-ZU63V90 | COMPACT ASYNCHRONOUS MOTOR 1PH813 | 12529.26
1PH8133-3FG13-2AC1-ZU62 | COMPACT ASYNCHRONOUS MOTOR 1PH813 | 12271.33
1PH8137-4FL02-2AA1-ZU65 | COMPACT SYNCHRONOUS MOTOR 1PH813 | 18923.66
1PH8137-4FL12-2AA1-ZU65 | COMPACT SYNCHRONOUS MOTOR 1PH813 | 18923.66
1PH8137-1MF10-2CA2-ZV90 | COMPACT ASYNCHRONOUS MOTOR 1PH813 | 6779.18
1PH8165-3DF13-0AD1-ZB35 | COMPACT ASYNCHRONOUS MOTOR 1PH816 | 9668.12
1PH8165-1HF23-1BA2-ZK09 | COMPACT ASYNCHRONOUS MOTOR 1PH816 | 11963.8
1PH8184-1FF13-1BD1-ZK90V92 | COMPACT ASYNCHRONOUS MOTOR | 14936.23
1PH8184-1HD00-2EA2-ZL76V92 | COMPACT ASYNCHRONOUS MOTOR | 11529.27
1PH8184-1DD10-1LA1 | COMPACT ASYNCHRONOUS MOTOR | 19207.02
1PH8184-1DD10-2BB1-ZK40V92 | COMPACT ASYNCHRONOUS MOTOR | 13120.25
1PH8184-1HF10-2EA2-ZV92 | COMPACT ASYNCHRONOUS MOTOR | 11317.28
1PH8186-1DF40-0AA1-ZG14 | COMPACT ASYNCHRONOUS MOTOR | 19581.46
1PH8166-1MG23-0LZ2Q1G | COMPACT ASYNCHRONOUS MOTOR 1PH816 | 16050.33
1PH8186-1DD00-1EA1-ZK40 | COMPACT ASYNCHRONOUS MOTOR | 17018.05
1PH8186-1DD10-0ZD1P0B | COMPACT ASYNCHRONOUS MOTOR | 20452.33
1PH8186-1DD10-1BB1-ZG14 | COMPACT ASYNCHRONOUS MOTOR | 16868.45
1PH8184-1AD00-2BA2-ZV92 | COMPACT ASYNCHRONOUS MOTOR | 10496.18
1PH8135-1HF12-2BA2-ZM03 | COMPACT ASYNCHRONOUS MOTOR 1PH813 | 6843.09
1PH8133-1FF12-1BB1-ZG14 | COMPACT ASYNCHRONOUS MOTOR 1PH813 | 8302.39
1PH8133-1AF00-1GB2-ZK24V90 | COMPACT ASYNCHRONOUS MOTOR 1PH813 | 4750.02
1PH8133-1UG03-0MB1-ZV90 | COMPACT ASYNCHRONOUS MOTOR 1PH813 | 8583.55
1PH8133-3FG02-0AA1-ZU60 | COMPACT ASYNCHRONOUS MOTOR 1PH813 | 11726.8
1PH8137-1HF10-1BA2 | COMPACT ASYNCHRONOUS MOTOR 1PH813 | 6067.71
1PH8163-1HZ13-1FB2K7A | COMPACT ASYNCHRONOUS MOTOR 1PH816 | 9322.96
1PH8165-1DF03-1BC1-ZK18 | COMPACT ASYNCHRONOUS MOTOR 1PH816 | 10295.42
1PH8165-1DG02-0CZ1Q1K | COMPACT ASYNCHRONOUS MOTOR 1PH816 | 11284.5
1PH8138-1MF22-2FC2 | COMPACT ASYNCHRONOUS MOTOR 1PH813 | 8671.09
1PH8165-1DF00-2BA1-ZX05 | COMPACT ASYNCHRONOUS MOTOR 1PH816 | 9459.2
1PH8165-1FD10-1BA1-ZA25G14K10 | COMPACT ASYNCHRONOUS MOTOR 1PH816 | 11492.19
1PH8165-2DL10-1BA1-ZG14 | COMPACT SYNCHRONOUS MOTOR 1PH816 | 18235.75
1PH8165-2FF03-2BA1-ZL74 | COMPACT SYNCHRONOUS MOTOR 1PH816 | 20084.71
1PH8165-3DF13-2AA1-ZG14K09U65 | COMPACT ASYNCHRONOUS MOTOR 1PH816 | 16977.36
1PH8184-1AF00-2EA2-ZK40L27L76 | COMPACT ASYNCHRONOUS MOTOR | 12271.12
1PH8184-1HD40-2FA2-ZK09 | COMPACT ASYNCHRONOUS MOTOR | 14286.25
1PH8184-2DC00-1BA1-ZK40L76 | COMPACT SYNCHRONOUS MOTOR | 20110.69
1PH8184-3DC00-2AA1-ZU63 | COMPACT ASYNCHRONOUS MOTOR | 28497.23
1PH8184-1DC10-2AA1-ZG14 | COMPACT ASYNCHRONOUS MOTOR | 12260.42
1PH8186-1DD00-0AA1-ZK24 | COMPACT ASYNCHRONOUS MOTOR | 16213.81
1PH8186-4DF00-2AA1-ZU63 | COMPACT SYNCHRONOUS MOTOR | 40787.6
1PH8137-3HF12-2AA2-ZA12U66 | COMPACT ASYNCHRONOUS MOTOR 1PH813 | 11152.51
1FT7034-5AK71-1CH1-ZN05 | SYNCHRONOUS MOTOR 1FT7 | 5400.02
1FS2106-6AF07-0MZ0Q0B | Synchronous motor 1FS2 14 Nm | 4641.01
1FT7034-1AK71-1CG1-ZX09 | SYNCHRONOUS MOTOR 1FT7 | 3655.69
1FT7042-5AF70-1BH2 | SYNCHRONOUS MOTOR 1FT7 | 4480.44
1FT7034-5AK71-1CG0-ZN05 | SYNCHRONOUS MOTOR 1FT7 | 4608.81
1FT7042-5AF71-1DA1-ZN05 | SYNCHRONOUS MOTOR 1FT7 | 4167.68
1FT7042-5AK70-1DB1-ZN05 | SYNCHRONOUS MOTOR 1FT7 | 4909.8
1FT7042-5AK71-1BB0-ZN05 | SYNCHRONOUS MOTOR 1FT7 | 4718.9
1FT7044-5AF71-1DA1-ZX09 | SYNCHRONOUS MOTOR 1FT7 | 4131.52
1FT7046-5AF70-1CG0-ZX09 | SYNCHRONOUS MOTOR 1FT7 | 5099.35
1FT7046-5AH70-1FH3-ZX09 | SYNCHRONOUS MOTOR 1FT7 | 6095.86
1FT7062-5AK71-1CB2-ZN05 | SYNCHRONOUS MOTOR 1FT7 | 6190.07
1FT7062-5AF71-1BA1-ZN05 | SYNCHRONOUS MOTOR 1FT7 | 4416.09
1FT7062-1AF71-1CH1-ZQ13 | SYNCHRONOUS MOTOR 1FT7 | 4679.21
1FT7062-5WF71-1CK5-ZX09 | SYNCHRONOUS MOTOR 1FT7 | 5937.54
1FT7062-5AF71-1CA2-ZQ12 | SYNCHRONOUS MOTOR 1FT7 | 4901.88
1FT7064-5AF74-1MH2-ZN40X08 | SYNCHRONOUS MOTOR 1FT7 | 6634.04
1FT7064-5AF71-1CB2-ZN05 | SYNCHRONOUS MOTOR 1FT7 | 6649.66
1FT7062-5AK70-1CA0-ZX12 | SYNCHRONOUS MOTOR 1FT7 | 4824.78
1FT7064-5AF71-1DA1-ZN05 | SYNCHRONOUS MOTOR 1FT7 | 4962.49
1FT7064-5AF71-1DG1-ZJ03 | SYNCHRONOUS MOTOR 1FT7 | 7143.19
1FT7064-5AF71-1FB1-ZN05 | SYNCHRONOUS MOTOR 1FT7 | 6650.24
1FT7065-7WF71-1CH3-ZX01 | SYNCHRONOUS MOTOR 1FT7 | 7396.09
1FT7066-5AF70-1CB1-ZX53 | SYNCHRONOUS MOTOR 1FT7 | 6652.41
1FT7064-5AF71-1FH0-ZK24 | SYNCHRONOUS MOTOR 1FT7 | 6230.6
1FT7064-5WF71-1CH3-ZX01 | SYNCHRONOUS MOTOR 1FT7 | 7005.72
1FT7068-5AF71-1CG1-ZJ02 | SYNCHRONOUS MOTOR 1FT7 | 8555.12
1FT7068-5AF71-1DG1-ZJ03 | SYNCHRONOUS MOTOR 1FT7 | 7813.56
1FT7068-5AF71-1FH2-ZQ13 | SYNCHRONOUS MOTOR 1FT7 | 7130.09
1FT7066-5AF71-1FH1-ZX01 | SYNCHRONOUS MOTOR 1FT7 | 6669.89
1FT7082-5AC71-1CB1-ZX53 | SYNCHRONOUS MOTOR 1FT7 | 6429.83
1FK7103-2AC71-1QA1-ZN05 | SYNCHRONOUS MOTOR 1FK7-CT 36 NM | 3967.8
1FK7101-2AF71-1RB0-ZN05 | SYNCHRONOUS MOTOR 1FK7-CT 27 NM | 4266.68
1FK7101-3BC71-1RH0-ZX01 | SYNCHRONOUS MOTOR 1FK7-HI 27 NM | 3922.05
1FK7103-2AF71-1QB0-ZN05 | SYNCHRONOUS MOTOR 1FK7-CT 36 NM | 4320.23
1FK7103-2AC71-1RB1-ZN05 | SYNCHRONOUS MOTOR 1FK7-CT 36 NM | 4838.83
1FK7103-2AC71-1RH0-ZN24 | SYNCHRONOUS MOTOR 1FK7-CT 36 NM | 4958.97
1FK7103-2AC71-1QH2-ZN24 | SYNCHRONOUS MOTOR 1FK7-CT 36 NM | 4647.79
1FK7103-2AC71-1RB2-ZN05 | SYNCHRONOUS MOTOR 1FK7-CT 36 NM | 4838.83
1FK7105-2AC71-1BG2-ZN05 | SYNCHRONOUS MOTOR 1FK7-CT 48 NM | 5584.91
1FK7103-2AC71-1BG1-ZN05 | SYNCHRONOUS MOTOR 1FK7-CT 36 NM | 4407.75
1FK7103-2AC71-1CA0-ZX01 | SYNCHRONOUS MOTOR 1FK7-CT 36 NM | 4574.43
1FK7103-3BF71-1CH1-ZX26 | SYNCHRONOUS MOTOR 1FK7-HI 36 NM | 5083.23
1FK7105-3BC71-1QB0-ZN05 | SYNCHRONOUS MOTOR 1FK7-HI 48 NM | 5468.92
1FK7105-2AF71-1RG0-ZN05 | SYNCHRONOUS MOTOR 1FK7-CT 48 NM | 5360.46
1FK7105-2AF71-1UB1-ZN05 | SYNCHRONOUS MOTOR 1FK7-CT 48 NM | 5486.81
1FK7105-2AF71-1CH0-ZX01 | SYNCHRONOUS MOTOR 1FK7-CT 48 NM | 6112.13
1FK7105-2AF71-1RA2-ZN05 | SYNCHRONOUS MOTOR 1FK7-CT 48 NM | 5559.82
1FK7105-3BC71-1RG0-ZN05 | SYNCHRONOUS MOTOR 1FK7-HI 48 NM | 5331.99
1FK7105-2AF71-1RG0-ZX05 | SYNCHRONOUS MOTOR 1FK7-CT 48 NM | 5125.71
1FK7105-2AF71-1RH1-ZN05 | SYNCHRONOUS MOTOR 1FK7-CT 48 NM | 5920.32
1FT7034-5AK71-1BB0-ZN05 | SYNCHRONOUS MOTOR 1FT7 | 4467.57
1FT7034-5AK71-1CA0-ZX01 | SYNCHRONOUS MOTOR 1FT7 | 4293.26
1FT7042-5AK71-1CH3-ZX01 | SYNCHRONOUS MOTOR 1FT7 | 5399.29
1FT7042-5AF71-1FG0-ZN05 | SYNCHRONOUS MOTOR 1FT7 | 4891.89
1FT7044-1AF71-1FG1-ZJ05 | SYNCHRONOUS MOTOR 1FT7 | 6275.36
1FT7042-5AF71-1CH1-ZX09 | SYNCHRONOUS MOTOR 1FT7 | 5222.56
1FT7044-1AF71-1FG1-ZX09 | SYNCHRONOUS MOTOR 1FT7 | 4001.06
1FT7042-5AF71-1CG5-ZQ12 | SYNCHRONOUS MOTOR 1FT7 | 4735.42
1FT7044-5AF71-1CB2-ZN40 | SYNCHRONOUS MOTOR 1FT7 | 6382.04
1FT7044-5AF71-1CG5-ZQ12 | SYNCHRONOUS MOTOR 1FT7 | 5128.06
1FT7062-5AK70-1CH0-ZX01 | SYNCHRONOUS MOTOR 1FT7 | 5684.21
1FT7062-5AF71-1BB5-ZN05 | SYNCHRONOUS MOTOR 1FT7 | 5530.52
1FT7064-5AF71-1BA2-ZN05 | SYNCHRONOUS MOTOR 1FT7 | 4961.91
1FT7064-5AF71-1BA5-ZN05 | SYNCHRONOUS MOTOR 1FT7 | 5130.68
1FT7064-1AF71-1BG1-ZX09 | SYNCHRONOUS MOTOR 1FT7 | 3363.66
1FT7062-5AF71-1FG4-ZN05 | SYNCHRONOUS MOTOR 1FT7 | 5500.05
1FT7064-5AF71-1BH1-ZN05 | SYNCHRONOUS MOTOR 1FT7 | 5735.13
1FT7062-5WK71-1FK2 | SYNCHRONOUS MOTOR 1FT7 | 5860.28
1FT7064-5AF71-1CA1-ZQ13 | SYNCHRONOUS MOTOR 1FT7 | 5427.31
1FT7062-5AF71-1FG2-ZN05 | SYNCHRONOUS MOTOR 1FT7 | 5417.43
1FT7064-5AF71-1CG1-ZN05 | SYNCHRONOUS MOTOR 1FT7 | 5704.03
1FT7064-5WF70-1BG1-ZX09 | SYNCHRONOUS MOTOR 1FT7 | 5141.23
1FK7105-2AF71-1QB0-ZN05 | SYNCHRONOUS MOTOR 1FK7-CT 48 NM | 5497.43
1FK7105-2AC74-1EG2-ZN16 | SYNCHRONOUS MOTOR 1FK7-CT 48 NM | 5961.23
1FK7105-3BC71-1CG1-ZJ15 | SYNCHRONOUS MOTOR 1FK7-HI 48 NM | 17350.11
1FK7105-2AF71-1RG0-ZX01 | SYNCHRONOUS MOTOR 1FK7-CT 48 NM | 5125.71
1FT7034-5AK71-1FB1-ZN05 | SYNCHRONOUS MOTOR 1FT7 | 5486.81
1FK7105-2AF71-1UA1-ZN05 | SYNCHRONOUS MOTOR 1FK7-CT 48 NM | 5030.62
1FK7105-2AF71-1UH0-ZX60 | SYNCHRONOUS MOTOR 1FK7-CT 48 NM | 5116.29
1FT2105-4AH00-0MA0 | Synchronous motor 1FT2-HD 5 Nm | 1622.98
1FT7034-1AK71-1CG1-ZJ33 | SYNCHRONOUS MOTOR 1FT7 | 7222.84
1FT7042-5AF70-1BG2-ZX08 | SYNCHRONOUS MOTOR 1FT7 | 3851.55
1FT7034-5AK71-1BB5-ZN05 | SYNCHRONOUS MOTOR 1FT7 | 4826.68
1FT7042-5AF70-1FH0-ZX01 | SYNCHRONOUS MOTOR 1FT7 | 5318.49
1FT7042-5AK71-1CH1-ZN05 | SYNCHRONOUS MOTOR 1FT7 | 5651.34
1FT7044-5AF71-1CH1-ZJ12 | SYNCHRONOUS MOTOR 1FT7 | 9589.32
1FT7062-1AF70-1CH1-ZX01 | SYNCHRONOUS MOTOR 1FT7 | 4640.38
1FT7062-1AF71-1DH1-ZX01 | SYNCHRONOUS MOTOR 1FT7 | 3898.82
1FT7064-5AF71-1CH1-ZN05 | SYNCHRONOUS MOTOR 1FT7 | 6563.46
1FT7062-5AF71-1CA0-ZN05X09 | SYNCHRONOUS MOTOR 1FT7 | 5140.31
1FT7064-5AF71-1BG2-ZN40 | SYNCHRONOUS MOTOR 1FT7 | 5213.74
1FT7064-5AK70-1CA0-ZN05 | SYNCHRONOUS MOTOR 1FT7 | 5599.92
1FT7044-5AF71-1CA2-ZQ13 | SYNCHRONOUS MOTOR 1FT7 | 5111.33
1FT7046-5AF71-1FH2-ZX01 | SYNCHRONOUS MOTOR 1FT7 | 6231.83
1FT7046-5AF70-1DA1-ZX01 | SYNCHRONOUS MOTOR 1FT7 | 4575.16
1FT7062-5AF70-1CG2-ZN05 | SYNCHRONOUS MOTOR 1FT7 | 5330.64
1FT7062-5AK71-1CB0-ZX01 | SYNCHRONOUS MOTOR 1FT7 | 5684.21
1FT7062-5AK71-1CE5-ZN05 | SYNCHRONOUS MOTOR 1FT7 | 6528.85
1FT7064-5AK71-1FH2-ZX09 | SYNCHRONOUS MOTOR 1FT7 | 6307.67
1FT7064-5AK71-1CH0-ZN05 | SYNCHRONOUS MOTOR 1FT7 | 6459.34
1FT7064-5AF71-1FA1-ZN05 | SYNCHRONOUS MOTOR 1FT7 | 5790.82
1FT7068-5AF70-1BG3-ZX09 | SYNCHRONOUS MOTOR 1FT7 | 5180.75
1FT7066-5WH71-1DH0-ZX01 | SYNCHRONOUS MOTOR 1FT7 | 6431.71
1FT7068-5AF71-1FH1-ZJ13 | SYNCHRONOUS MOTOR 1FT7 | 11608.08
1FT7068-5AF70-1FB0-ZX05 | SYNCHRONOUS MOTOR 1FT7 | 6900.95
1FT7064-5WK74-1MH1-ZY84 | SYNCHRONOUS MOTOR 1FT7 | 6448.27
1FT7082-5AC70-1CB0-ZX01 | SYNCHRONOUS MOTOR 1FT7 | 6256.39
1FT7082-5AC70-1DD3-ZX02 | SYNCHRONOUS MOTOR 1FT7 | 4883.04
1FT7066-5AF71-1FH2-ZX01 | SYNCHRONOUS MOTOR 1FT7 | 6756.09
1FT7082-5AC71-1FG1-ZN05 | SYNCHRONOUS MOTOR 1FT7 | 5790.82
1FT7082-5AF71-1DA2-ZN05 | SYNCHRONOUS MOTOR 1FT7 | 5048.69
1FT7084-5AC71-1FE1-ZN05 | SYNCHRONOUS MOTOR 1FT7 | 7746.73
1FT7084-1AF71-1BG1-ZX09 | SYNCHRONOUS MOTOR 1FT7 | 3952.58
1FT7084-1AF71-1DH1-ZX01 | SYNCHRONOUS MOTOR 1FT7 | 4901.91
1FT7084-5AF71-1DA3-ZX09 | SYNCHRONOUS MOTOR 1FT7 | 5411.17
1FT7082-5AF71-1FA2-ZN05 | SYNCHRONOUS MOTOR 1FT7 | 5877.04
1PH8165-1FF23-0BA1-ZK10K18Q12 | COMPACT ASYNCHRONOUS MOTOR 1PH816 | 14548.42
1PH8184-1HD10-2AA2-ZK09 | COMPACT ASYNCHRONOUS MOTOR | 12267.39
1PH8186-1AF33-2AB2-ZL27L76 | COMPACT ASYNCHRONOUS MOTOR | 20059.06
1PH8184-1DL05-2BA1-ZL27 | COMPACT ASYNCHRONOUS MOTOR | 14670.22
1PH8186-1AF43-2AA2-ZG14K09X91 | COMPACT ASYNCHRONOUS MOTOR | 21769.45
1PH8186-1DB10-1BA1-ZG14 | COMPACT ASYNCHRONOUS MOTOR | 16868.45
1PH8186-1DC30-0DA1-ZK24 | COMPACT ASYNCHRONOUS MOTOR | 20535.31
1PH8186-1DF10-2AC1-ZL00L27 | COMPACT ASYNCHRONOUS MOTOR | 17617.83
1PH8186-1DL03-1CA1-ZK24 | COMPACT ASYNCHRONOUS MOTOR | 18652.39
1PH8224-1AC03-2BA2 | COMPACT ASYNCHRONOUS MOTOR | 20166.98
1PH8224-1HF00-2BB2-ZL76 | COMPACT ASYNCHRONOUS MOTOR | 19591.56
1PH8137-3DG02-2AA1-ZU66 | COMPACT ASYNCHRONOUS MOTOR 1PH813 | 12090.2
1PH8137-3FD02-0AH1-ZU60 | COMPACT ASYNCHRONOUS MOTOR 1PH813 | 12538.41
1PH8137-3FF13-2AB1-ZA25L74U65 | COMPACT ASYNCHRONOUS MOTOR 1PH813 | 14135.09
1PH8137-4FL02-0AA1-ZU65 | COMPACT SYNCHRONOUS MOTOR 1PH813 | 18923.66
1PH8137-1FF13-0BA1-ZV90 | COMPACT ASYNCHRONOUS MOTOR 1PH813 | 9059.8
1PH8137-1FG13-0QA1-ZG14 | COMPACT ASYNCHRONOUS MOTOR 1PH813 | 9971.17
1PH8165-1DF13-2GA1-ZK23 | COMPACT ASYNCHRONOUS MOTOR 1PH816 | 9987.65
1PH8165-1AF00-2HA2-ZX01 | COMPACT ASYNCHRONOUS MOTOR 1PH816 | 7708.75
1PH8184-1DD40-2AA1-ZV92 | COMPACT ASYNCHRONOUS MOTOR | 13491.69
1PH8166-1FF23-0BA1-ZK10K18Q12 | COMPACT ASYNCHRONOUS MOTOR 1PH816 | 15562.04
1PH8184-1AF33-2AB2-ZL27L76V92 | COMPACT ASYNCHRONOUS MOTOR | 14442.35
1PH8184-1DF10-2BA1-ZK09 | COMPACT ASYNCHRONOUS MOTOR | 13577.48
1PH8184-1DF10-2BA1-ZV92 | COMPACT ASYNCHRONOUS MOTOR | 12303.04
1PH8186-1AF30-2AC2-ZL27L76 | COMPACT ASYNCHRONOUS MOTOR | 18684.11
1PH8184-1HF23-2BD2-ZK40L27P00 | COMPACT ASYNCHRONOUS MOTOR | 18850.5
1PH8184-1DD10-2BB1-ZK40L27L76 | COMPACT ASYNCHRONOUS MOTOR | 14039.06
1PH8184-1DF00-2FA1-ZA12 | COMPACT ASYNCHRONOUS MOTOR | 12423.02
1PH8184-1FF10-1BC1-ZG14 | COMPACT ASYNCHRONOUS MOTOR | 13804.06
1PH8184-1MD00-2DB2-ZL27 | COMPACT ASYNCHRONOUS MOTOR | 12983.95
1PH8186-1DF10-2AB1-ZG14 | COMPACT ASYNCHRONOUS MOTOR | 16583.07
1PH8168-2DL23-2BA1 | COMPACT SYNCHRONOUS MOTOR 1PH816 | 21434.07
1PH8224-1HD03-2BA2-ZL76 | COMPACT ASYNCHRONOUS MOTOR | 21161.11
1PH8224-1HD00-1BA2-ZL76 | COMPACT ASYNCHRONOUS MOTOR | 19474.85
1PH8226-1DC10-1FB1-ZG14L00P00 | COMPACT ASYNCHRONOUS MOTOR | 27024.33
1PH8226-1DC13-0BA1-ZG14L00P00 | COMPACT ASYNCHRONOUS MOTOR | 27945.29
1PH8186-1HF40-1AC2-ZK40 | COMPACT ASYNCHRONOUS MOTOR | 18900.92
1PH8226-1DF10-2FA1-ZL00 | COMPACT ASYNCHRONOUS MOTOR | 26091.74
1PH8226-1DF40-2ED1-ZA12G14K40 | COMPACT ASYNCHRONOUS MOTOR | 32738.4
1PH8226-1DF43-1FC1-ZK40K80 | COMPACT ASYNCHRONOUS MOTOR | 33699.62
1PH8224-1MF05-2CA2-ZK24L00 | COMPACT ASYNCHRONOUS MOTOR | 23543.39
1PH8226-1FB00-2AC1-ZL76 | COMPACT ASYNCHRONOUS MOTOR | 26329.66
1PH8226-1HD00-1BA2-ZK09 | COMPACT ASYNCHRONOUS MOTOR | 25910.14
1PH8286-1DD40-2AU1-ZK24L00 | COMPACT ASYNCHRONOUS MOTOR | 61438.94
1PH8286-1DF10-0AU1-ZG00 | COMPACT ASYNCHRONOUS MOTOR | 45286.22
1PH8284-1DD10-1BU1-ZG14 | COMPACT ASYNCHRONOUS MOTOR | 41056.94
1PH8226-3JB00-2AA2-ZU63 | COMPACT ASYNCHRONOUS MOTOR | 43183.34
1PH8288-1DD15-0BU1-ZG00 | COMPACT ASYNCHRONOUS MOTOR | 58575.18
1PH8288-1DD40-2AX1-ZA72G02G14 | COMPACT ASYNCHRONOUS MOTOR | 80837.7
1PH8288-1DF40-0BU1-ZP00 | COMPACT ASYNCHRONOUS MOTOR | 75137.97
1PH8288-1FB10-1BV1-ZG14L00P00 | COMPACT ASYNCHRONOUS MOTOR | 58660.36
1PH8186-3DF10-2AA1-ZG14U63 | COMPACT ASYNCHRONOUS MOTOR | 33526.37
1PH8186-1DD00-1LB1-ZK24 | COMPACT ASYNCHRONOUS MOTOR | 24100.4
1PH8186-1DD10-0ZB1P0B | COMPACT ASYNCHRONOUS MOTOR | 20452.33
1PH8186-1DD10-1BA1 | COMPACT ASYNCHRONOUS MOTOR | 16161.95
1FT7084-1AF71-1FG1-ZJ29 | SYNCHRONOUS MOTOR 1FT7 | 8123.6
1FT7084-5AC70-1CA0-ZN05 | SYNCHRONOUS MOTOR 1FT7 | 6413.92
1FT7084-5AF71-1BA5-ZN05 | SYNCHRONOUS MOTOR 1FT7 | 5944.68
1FT7084-5AF71-1BB1-ZN05 | SYNCHRONOUS MOTOR 1FT7 | 6661.7
1FK7105-2AC71-1BA0-ZX01 | SYNCHRONOUS MOTOR 1FK7-CT 48 NM | 5342.08
1FK7105-2AC71-1BB2-ZN05 | SYNCHRONOUS MOTOR 1FK7-CT 48 NM | 6136.72
1FK7105-2AF71-1BH1-ZN24 | SYNCHRONOUS MOTOR 1FK7-CT 48 NM | 6360.55
1FK7105-2AF71-1CB0-ZX01 | SYNCHRONOUS MOTOR 1FK7-CT 48 NM | 6207.8
1FK7105-2AC71-1RB1-ZN05 | SYNCHRONOUS MOTOR 1FK7-CT 48 NM | 6015.99
1FK7105-2AF71-1CH0-ZN05 | SYNCHRONOUS MOTOR 1FK7-CT 48 NM | 6346.87
1FK7103-3BF71-1CG1-ZX01 | SYNCHRONOUS MOTOR 1FK7-HI 36 NM | 4563.51
1FK7105-2AF71-1QH0-ZN05 | SYNCHRONOUS MOTOR 1FK7-CT 48 NM | 5401.76
1FK7105-2AF71-1RB1-ZN05 | SYNCHRONOUS MOTOR 1FK7-CT 48 NM | 6015.99
1FK7105-2AF71-1RB1-ZX01 | SYNCHRONOUS MOTOR 1FK7-CT 48 NM | 5781.24
1FT7034-5AK71-1DA1-ZN05 | SYNCHRONOUS MOTOR 1FT7 | 3971.37
1FS2106-6AF07-1MZ0Q0A | Synchronous motor 1FS2 14 Nm | 4619.75
1FT7042-5AF71-1CG2-ZN05N16 | SYNCHRONOUS MOTOR 1FT7 | 5543.18
1FT7042-5AK71-1CA1-ZN05 | SYNCHRONOUS MOTOR 1FT7 | 4909.22
1FT7042-5AK71-1CG2-ZN05 | SYNCHRONOUS MOTOR 1FT7 | 4995.4
1FT7046-5AF71-1DG1-ZX09 | SYNCHRONOUS MOTOR 1FT7 | 4461.91
1FT7042-5AK71-1FG0-ZN05 | SYNCHRONOUS MOTOR 1FT7 | 4891.89
1FT7046-5AH71-1DA1-ZX01 | SYNCHRONOUS MOTOR 1FT7 | 4575.16
1FT7034-5AK71-1CG1-ZJ17 | SYNCHRONOUS MOTOR 1FT7 | 8258.26
1FT7042-5AF71-1CH1-ZN05X14 | SYNCHRONOUS MOTOR 1FT7 | 5833.91
1FT7044-1AF70-1FH1-ZQ13 | SYNCHRONOUS MOTOR 1FT7 | 4720.52
1FT7044-1AF71-1FH1-ZX09 | SYNCHRONOUS MOTOR 1FT7 | 4568.45
1FT7042-5AK71-1BA0-ZN05 | SYNCHRONOUS MOTOR 1FT7 | 3976.78
1FT7044-5AK71-1BH1-ZX01 | SYNCHRONOUS MOTOR 1FT7 | 4900.11
1FT7042-5AK71-1CB5-ZN05 | SYNCHRONOUS MOTOR 1FT7 | 5906.32
1FT7062-5AK71-1CA0-ZN05 | SYNCHRONOUS MOTOR 1FT7 | 5140.31
1FT7064-5AF70-1DG1-ZN05 | SYNCHRONOUS MOTOR 1FT7 | 4962.49
1FT7062-5AF71-1CB1-ZN05X14 | SYNCHRONOUS MOTOR 1FT7 | 6286.45
1FT7064-5AF71-1BK5-ZN05 | SYNCHRONOUS MOTOR 1FT7 | 5303.32
1FT7064-5AF71-1CB0-ZN05 | SYNCHRONOUS MOTOR 1FT7 | 6459.34
1FT7064-5AK70-1DG0-ZX09 | SYNCHRONOUS MOTOR 1FT7 | 4429.58
1FT7064-1AF71-1BG1-ZJ05 | SYNCHRONOUS MOTOR 1FT7 | 5973.16
1FT7064-1AF71-1FH1-ZX01 | SYNCHRONOUS MOTOR 1FT7 | 5052.78
1FT7064-5AF71-1CB5-ZN05 | SYNCHRONOUS MOTOR 1FT7 | 6818.45
1FT7064-5AF71-1DB0-ZN05 | SYNCHRONOUS MOTOR 1FT7 | 5717.79
1FT7064-5AF71-1DD0-ZN05 | SYNCHRONOUS MOTOR 1FT7 | 5030.98
1FT7082-5AC70-1BL3-ZN05 | SYNCHRONOUS MOTOR 1FT7 | 6081.06
1FT7066-5AF70-1FA0-ZX09 | SYNCHRONOUS MOTOR 1FT7 | 5593.09
1FT7066-5WH70-1BG1-ZX09 | SYNCHRONOUS MOTOR 1FT7 | 5476.37
1FT7068-5AF71-1CH1-ZX09 | SYNCHRONOUS MOTOR 1FT7 | 6805.05
1FT7082-5AF71-1BB1-ZN05 | SYNCHRONOUS MOTOR 1FT7 | 5847.7
1FT7082-5AH74-1MH1-ZJ25 | SYNCHRONOUS MOTOR 1FT7 | 9122.44
1FT7082-5AC71-1DD5-ZN05 | SYNCHRONOUS MOTOR 1FT7 | 5390.09
1FT7082-5AH71-1CH1-ZN05 | SYNCHRONOUS MOTOR 1FT7 | 6676.03
1FT7084-5AC71-1DG1-ZX01 | SYNCHRONOUS MOTOR 1FT7 | 5460.94
1FT7082-5AF71-1CA2-ZN05 | SYNCHRONOUS MOTOR 1FT7 | 5790.23
1FT7082-1AF70-1DG1-ZX01 | SYNCHRONOUS MOTOR 1FT7 | 3563.7
1FT7084-5AF70-1BA1-ZN05 | SYNCHRONOUS MOTOR 1FT7 | 5689.7
1FT7084-5AF71-1CB0-ZN05 | SYNCHRONOUS MOTOR 1FT7 | 7385.92
1FT7084-1AH70-1CH1-ZX05 | SYNCHRONOUS MOTOR 1FT7 | 5643.46
1FT7084-5AF71-1DA1-ZN05 | SYNCHRONOUS MOTOR 1FT7 | 5776.49
1FT7084-5AF71-1FB0-ZN05X09 | SYNCHRONOUS MOTOR 1FT7 | 7472.74
1FT7084-5AC71-1CH1-ZN05 | SYNCHRONOUS MOTOR 1FT7 | 7490.06
1FT7082-5AF71-1FA1-ZN05 | SYNCHRONOUS MOTOR 1FT7 | 5790.82
1FT7082-5AF71-1FB0-ZN05 | SYNCHRONOUS MOTOR 1FT7 | 6658.7
1PH8184-1HF10-2BA2-ZK80 | COMPACT ASYNCHRONOUS MOTOR | 10814.61
1PH8184-1HF00-1EA2-ZL76V92 | COMPACT ASYNCHRONOUS MOTOR | 11529.27
1PH8184-1HF00-2DB2-ZL27 | COMPACT ASYNCHRONOUS MOTOR | 12789.41
1PH8184-3DB40-2AC1-ZU63 | COMPACT ASYNCHRONOUS MOTOR | 29971.28
1PH8184-3JB00-2AA2-ZL27U63 | COMPACT ASYNCHRONOUS MOTOR | 29032.21
1PH8184-1DD00-2CA1 | COMPACT ASYNCHRONOUS MOTOR | 12384.08
1PH8184-1DL03-2CB1-ZL27 | COMPACT ASYNCHRONOUS MOTOR | 14929.59
1PH8184-1DL10-0BA1-ZK45L27Q31 | COMPACT ASYNCHRONOUS MOTOR | 14286.62
1PH8186-1HD10-2BA2-ZK10K80K85 | COMPACT ASYNCHRONOUS MOTOR | 17108.88
1PH8224-1AF30-2AC2-ZA12K40L76 | COMPACT ASYNCHRONOUS MOTOR | 25007.62
1PH8224-1AF20-2AC2-ZA12K40 | COMPACT ASYNCHRONOUS MOTOR | 25069.73
1PH8224-1FC00-0BA1 | COMPACT ASYNCHRONOUS MOTOR | 21221.48
1PH8224-1MF03-1BA2-ZK18K24L76 | COMPACT ASYNCHRONOUS MOTOR | 22574.99
1PH8226-1HD00-0EB2-ZK40L00L76 | COMPACT ASYNCHRONOUS MOTOR | 25771.87
1PH8228-1HF40-2CA2 | COMPACT ASYNCHRONOUS MOTOR | 37725.98
1PH8226-1HL43-2BA2-ZG14 | COMPACT ASYNCHRONOUS MOTOR | 31934.26
1PH8228-3FD40-2AA1-ZU63 | COMPACT ASYNCHRONOUS MOTOR | 58099.54
1PH8226-2DC10-1BA1-ZG14K40 | COMPACT SYNCHRONOUS MOTOR | 34077.92
1PH8226-1DC00-0AA1-ZL76 | COMPACT ASYNCHRONOUS MOTOR | 24630.38
1PH8226-1DC02-0AA1-ZK85 | COMPACT ASYNCHRONOUS MOTOR | 26338.13
1PH8286-1DD13-2BU1-ZG00 | COMPACT ASYNCHRONOUS MOTOR | 48075.07
1PH8284-1DW40-0AX1-ZG14K24 | COMPACT ASYNCHRONOUS MOTOR | 52429.5
1PH8228-1HF30-2BA2-ZP00X02 | COMPACT ASYNCHRONOUS MOTOR | 37557.33
1PH8288-1JC23-2EA2-ZX57 | COMPACT ASYNCHRONOUS MOTOR | 70706.54
1PH8186-4FC00-2AA1-ZU63 | COMPACT SYNCHRONOUS MOTOR | 42045.81
1PH8186-1DC30-0DB1-ZK24 | COMPACT ASYNCHRONOUS MOTOR | 20535.31
1PH8186-1DD00-2DB1-ZL27 | COMPACT ASYNCHRONOUS MOTOR | 18136.74
1PH8186-1DF00-1FC1-ZK08K40L76 | COMPACT ASYNCHRONOUS MOTOR | 17450.55
1PH8186-1HF00-0EA2-ZK40L00L76 | COMPACT ASYNCHRONOUS MOTOR | 16542.61
1PH8224-1DC15-0BC1-ZG14 | COMPACT ASYNCHRONOUS MOTOR | 23023.12
1PH8224-1DD10-1BA1-ZG14K40L76 | COMPACT ASYNCHRONOUS MOTOR | 22171.52
1PH8226-1DF00-0LA1 | COMPACT ASYNCHRONOUS MOTOR | 32512.51
1PH8224-1DD10-2BB1-ZK40L76 | COMPACT ASYNCHRONOUS MOTOR | 21602.08
1PH8228-1AF30-2BA2-ZL76X01 | COMPACT ASYNCHRONOUS MOTOR | 36857.43
1PH8224-3DD00-2AC1-ZU63 | COMPACT ASYNCHRONOUS MOTOR | 39104.56
1PH8228-2DC10-1BA1-ZG14K40L76 | COMPACT SYNCHRONOUS MOTOR | 40796.27
1PH8284-1AF40-2AU2-ZG14K23L00 | COMPACT ASYNCHRONOUS MOTOR | 51050.58
1PH8228-1DL00-1LB1-ZL76X04 | COMPACT ASYNCHRONOUS MOTOR | 39836.45
1PH8228-1FC40-1BA1-ZG14K10L00 | COMPACT ASYNCHRONOUS MOTOR | 42549.98
1PH8286-1FF40-2AV1-ZG14K24K85 | COMPACT ASYNCHRONOUS MOTOR | 62870.97
1PH8284-1MD13-2AW2 | COMPACT ASYNCHRONOUS MOTOR | 41257.83
1PH8224-1DF00-2DB1-ZL00P00 | COMPACT ASYNCHRONOUS MOTOR | 22103.55
1PH8226-1DF43-2BA1-ZG14 | COMPACT ASYNCHRONOUS MOTOR | 32958.94
1PH8226-1ED00-0BA2 | COMPACT ASYNCHRONOUS MOTOR | 25222.64
1PH8224-3JF00-2AA2-ZU63 | COMPACT ASYNCHRONOUS MOTOR | 38352.03
1PH8228-1DF40-0AA1-ZG14K24 | COMPACT ASYNCHRONOUS MOTOR | 38697.41
1PH8228-1DL00-1LB1-ZL76 | COMPACT ASYNCHRONOUS MOTOR | 39525.17
1PH8284-1HF20-2AA2-ZA12K23L00 | COMPACT ASYNCHRONOUS MOTOR | 47034.06
1PH8284-1HF40-0BU2-ZA72K71L00 | COMPACT ASYNCHRONOUS MOTOR | 55006.36
1PH8228-1AF20-2AC2-ZA12K40P00 | COMPACT ASYNCHRONOUS MOTOR | 38430.21
1PH8286-1AB10-1AW2-ZG14 | COMPACT ASYNCHRONOUS MOTOR | 43992.63
1PH8288-1DC20-0BD1-ZB35 | COMPACT ASYNCHRONOUS MOTOR | 68622.53
3NA3240-4KK03 | 3NA COM fuse-link size 2 200A 400V gFF | 277.69
3NA3244-4KK02 | 3NA COM fuse-link size 2 250A 400V gG | 67.31
3RQ1000-2LW00 | COUPLING RELAY IM | 113.32
3RQ1200-2EW00 | COUPLING RELAY IM | 122.81
1PH8137-1FF10-1BA1-ZG14 | COMPACT ASYNCHRONOUS MOTOR 1PH813 | 8834.54
1PH8163-1DD12-2FB1-ZK10 | COMPACT ASYNCHRONOUS MOTOR 1PH816 | 9935.51
1PH8166-1EF23-0DA2-ZK18 | COMPACT ASYNCHRONOUS MOTOR 1PH816 | 14453.06
1PH8184-1HD43-2BB2-ZG14L27 | COMPACT ASYNCHRONOUS MOTOR | 15540.66
1PH8184-1HF00-1BA2-ZL27L76 | COMPACT ASYNCHRONOUS MOTOR | 12197.16
1PH8184-1ML40-2FA2-ZA12G14 | COMPACT ASYNCHRONOUS MOTOR | 13773.42
1PH8184-1DC40-1BA1-ZG14 | COMPACT ASYNCHRONOUS MOTOR | 14019.86
1PH8184-1DD10-2BA1-ZK23 | COMPACT ASYNCHRONOUS MOTOR | 12410.02
1PH8184-1FC03-0LA1-ZB35K90 | COMPACT ASYNCHRONOUS MOTOR | 21818.56
1PH8186-1FF10-1FC1-ZG14 | COMPACT ASYNCHRONOUS MOTOR | 18386.11
1PH8224-1DL40-0DA1-ZP00 | COMPACT ASYNCHRONOUS MOTOR | 26278.17
1PH8224-1FD10-2BB1-ZK40 | COMPACT ASYNCHRONOUS MOTOR | 22648.33
1PH8226-1DC10-1FA1-ZG14L00P00 | COMPACT ASYNCHRONOUS MOTOR | 26907.62
1PH8226-1DD00-1FA1-ZL00L76 | COMPACT ASYNCHRONOUS MOTOR | 26303.72
1PH8186-1HF20-2BA2-ZG50K10K83 | COMPACT ASYNCHRONOUS MOTOR | 22186
1PH8224-1MF23-2AC2-ZA12K23L00 | COMPACT ASYNCHRONOUS MOTOR | 27966.2
1PH8226-1AF30-2AD2-ZL76 | COMPACT ASYNCHRONOUS MOTOR | 28732.24
1PH8284-1DB10-2AU1-ZK23 | COMPACT ASYNCHRONOUS MOTOR | 40493.28
1PH8284-1DD40-0BV1-ZX23 | COMPACT ASYNCHRONOUS MOTOR | 51968.71
1PH8284-1DD10-1BW1 | COMPACT ASYNCHRONOUS MOTOR | 40453.61
1PH8228-1DD40-1BA1-ZG14L76 | COMPACT ASYNCHRONOUS MOTOR | 39039.15
1PH8284-1HD10-2EX2-ZG14Y82 | COMPACT ASYNCHRONOUS MOTOR | 40374.58
1PH8288-1DB13-0BU1-ZG00 | COMPACT ASYNCHRONOUS MOTOR | 57848.78
1PH8288-1FC10-2AU1-ZG14 | COMPACT ASYNCHRONOUS MOTOR | 57169.37
1PH8184-1AB12-2BA2-ZX01 | COMPACT ASYNCHRONOUS MOTOR | 11718.71
1PH8186-1DF00-0ZA1P0B | COMPACT ASYNCHRONOUS MOTOR | 18872.28
1PH8186-1HF30-1EA2-ZL76 | COMPACT ASYNCHRONOUS MOTOR | 18620.03
1PH8224-1DD10-2FA1-ZG14 | COMPACT ASYNCHRONOUS MOTOR | 21297.96
1PH8224-1DD10-2BB1-ZK40 | COMPACT ASYNCHRONOUS MOTOR | 21390.1
1PH8228-1DD10-2FA1-ZG14 | COMPACT ASYNCHRONOUS MOTOR | 32488.92
1PH8286-1DD40-2AU1-ZK24 | COMPACT ASYNCHRONOUS MOTOR | 60660.68
1PH8284-1HC10-2FU2-ZG14K24 | COMPACT ASYNCHRONOUS MOTOR | 40875.45
1PH8284-1HD10-1BU2-ZG14 | COMPACT ASYNCHRONOUS MOTOR | 39837.69
1PH8224-1DD10-1BA1 | COMPACT ASYNCHRONOUS MOTOR | 20287.55
1PH8226-1DF00-0LA1-ZB35 | COMPACT ASYNCHRONOUS MOTOR | 32724.32
1PH8224-1JB03-2AA2-ZK24L76 | COMPACT ASYNCHRONOUS MOTOR | 21744.78
1PH8226-1FD00-0BA1 | COMPACT ASYNCHRONOUS MOTOR | 26052.78
1PH8226-1AF30-2AD2-ZK40L76X01 | COMPACT ASYNCHRONOUS MOTOR | 30029.35
1PH8228-1DD10-2BB1-ZK40L76 | COMPACT ASYNCHRONOUS MOTOR | 32793.04
1PH8284-1DF10-1BW1-ZG10 | COMPACT ASYNCHRONOUS MOTOR | 40879.47
1PH8284-1DF10-1BU1-ZK08 | COMPACT ASYNCHRONOUS MOTOR | 40311.65
1PH8286-1DF10-2BU1-ZG00 | COMPACT ASYNCHRONOUS MOTOR | 46077.49
1PH8228-1HD00-2AA2-ZK24L00 | COMPACT ASYNCHRONOUS MOTOR | 31296.97
1PH8286-1DD10-1BW1-ZG02K85 | COMPACT ASYNCHRONOUS MOTOR | 46452.91
1PH8288-1DC10-1EU1-ZG14 | COMPACT ASYNCHRONOUS MOTOR | 56572.67
3NA3244-4KK03 | 3NA COM fuse-link size 2 250A 400V gFF | 279.68
3RH1921-2TA11-ZW98 | AUXILIARY SWITCH BLOCK, | 16.01
3RH2911-2DE11-ZW97 | SOLID-STATE COMP. AUX. SW.BL., 1NO+1NC | 29.3
3RT2016-1UB42-1AA0-ZX95 | CONTACTOR,AC3:4KW 1NC DC24V M. VARISTOR | 43.05
3RT2026-2AP00-ZW96 | CONTACTOR,AC3:11KW 1NO+1NC AC230V 50HZ | 68.36
3RT2046-1AT60-0UA0 | CONTACTOR,AC3:45KW,1NO+1NC,600VAC 60 HZ | 323.49
3RV2321-1BC10-ZX95 | CIRCUIT-BREAKER SCREW CONNECTION 2A | 63.94
3RV2421-4AA20-0DA0 | CIRCUIT-BREAKER SPRING-L. CONN. 16A | 86.77
3SU1060-4LF01-0AA0-ZY12 | KEY-OPERATED SWITCH RONIS, O-I | 61.6
1PH8226-1DC20-0LA1 | COMPACT ASYNCHRONOUS MOTOR | 37889.21
1PH8186-1HF13-2BD2-ZK40L00 | COMPACT ASYNCHRONOUS MOTOR | 17900.14
1FT7084-5AF70-1CA2 | SYNCHRONOUS MOTOR 1FT7 | 6175.47
1FT7084-5AF70-1DB1-ZN05 | SYNCHRONOUS MOTOR 1FT7 | 6748.49
1FT7084-5AF71-1CG1-ZN05 | SYNCHRONOUS MOTOR 1FT7 | 6518.04
1FT7086-1AF70-1CG1-ZX01 | SYNCHRONOUS MOTOR 1FT7 | 5691.39
1FT7086-5AF71-1CA0-ZN05 | SYNCHRONOUS MOTOR 1FT7 | 7467.26
1FT7084-5WF70-1BA2-ZN16 | SYNCHRONOUS MOTOR 1FT7 | 6589.14
1FT7086-5AF71-1CG1-ZJ25 | SYNCHRONOUS MOTOR 1FT7 | 10398.49
1FT7086-5AF71-1DA0-ZN05 | SYNCHRONOUS MOTOR 1FT7 | 6725.7
1FT7086-5AF70-1CA0-ZN05 | SYNCHRONOUS MOTOR 1FT7 | 7467.26
1FT7086-5AC71-1CH1-ZN05 | SYNCHRONOUS MOTOR 1FT7 | 8543.39
1FT7086-5AF71-1DH0-ZX01 | SYNCHRONOUS MOTOR 1FT7 | 7382.19
1FT7086-5AF71-1FG0-ZN05 | SYNCHRONOUS MOTOR 1FT7 | 7554.06
1FT7086-5AF70-1DD3-ZN05X09 | SYNCHRONOUS MOTOR 1FT7 | 7065.91
1FT7086-5AF74-1MH1-ZX52 | SYNCHRONOUS MOTOR 1FT7 | 7916.44
1FT7086-5AH71-1BK5-ZX09 | SYNCHRONOUS MOTOR 1FT7 | 6741.88
1FT7102-5AC71-1BA0-ZN05 | SYNCHRONOUS MOTOR 1FT7 | 6303.76
1FT7102-5AC71-1BB3-ZN05 | SYNCHRONOUS MOTOR 1FT7 | 7567.8
1FT7102-5AC71-1CH0-ZN05 | SYNCHRONOUS MOTOR 1FT7 | 8228.55
1FT7102-1AC71-1DG1-ZX09 | SYNCHRONOUS MOTOR 1FT7 | 4573.25
1FT7102-5AC71-1DA1-ZN05 | SYNCHRONOUS MOTOR 1FT7 | 6494.64
1FT7102-5AB71-1BA0-ZN05 | SYNCHRONOUS MOTOR 1FT7 | 6303.76
1FT7102-5AF71-1BB0-ZN05 | SYNCHRONOUS MOTOR 1FT7 | 7400.23
1FT7102-5AB70-1BA0-ZN05 | SYNCHRONOUS MOTOR 1FT7 | 6303.76
1FT7102-5AC71-1CH1-ZN05 | SYNCHRONOUS MOTOR 1FT7 | 8332.68
1FT7102-5AF70-1BG1-ZN05 | SYNCHRONOUS MOTOR 1FT7 | 6407.89
1FT7102-5AF70-1CG0-ZN05 | SYNCHRONOUS MOTOR 1FT7 | 7132.09
1FT7087-7SF70-1CG0-ZX09 | SYNCHRONOUS MOTOR 1FT7 | 8594.6
1FT7105-1AC71-1FG1-ZJ09 | SYNCHRONOUS MOTOR 1FT7, 7,96 KW | 13852.5
1FT7105-5AC71-1FE1-ZN05 | SYNCHRONOUS MOTOR 1FT7 | 10243.72
1FT7105-5AF71-1CB2-ZN05 | SYNCHRONOUS MOTOR 1FT7 | 10070.77
1FT7105-5AC71-1CE1-ZN05 | SYNCHRONOUS MOTOR 1FT7 | 10156.93
1FT7105-5AC71-1DE5-ZN05 | SYNCHRONOUS MOTOR 1FT7 | 9670.35
1FT7105-5AF71-1CH2-ZN40 | SYNCHRONOUS MOTOR 1FT7 | 10322.61
1FT7108-5AB71-1DG0-ZN05 | SYNCHRONOUS MOTOR 1FT7 | 10220.99
1FT7105-5WC75-1NH2 | SYNCHRONOUS MOTOR 1FT7 | 9139.28
1FT7105-5SC71-1BA0-ZX05 | SYNCHRONOUS MOTOR 1FT7 | 8334.4
1FT7105-5SC71-1CG0-ZX01 | SYNCHRONOUS MOTOR 1FT7 | 9162.73
1FT7108-5AC71-1DE4-ZN05 | SYNCHRONOUS MOTOR 1FT7 | 11762.73
1FT7108-5AC70-1DB0-ZN05 | SYNCHRONOUS MOTOR 1FT7 | 11317.45
1FT7064-5AF71-1DG2-ZX01 | SYNCHRONOUS MOTOR 1FT7 | 4733.15
1FT7068-5AF71-1CH1-ZJ03 | SYNCHRONOUS MOTOR 1FT7 | 9414.55
1FT7082-5AC71-1BH0-ZN05 | SYNCHRONOUS MOTOR 1FT7 | 5743.59
1FT7067-7WH70-1FH0-ZX01 | SYNCHRONOUS MOTOR 1FT7 | 7646.75
1FT7084-5AC71-1CG1-ZN05 | SYNCHRONOUS MOTOR 1FT7 | 6518.04
1FT7082-5AF71-1CA0-ZN05 | SYNCHRONOUS MOTOR 1FT7 | 5599.92
1FT7082-5AC71-1CH5-ZN05 | SYNCHRONOUS MOTOR 1FT7 | 6931.04
1FT7067-7SH70-1CG0-ZX01 | SYNCHRONOUS MOTOR 1FT7 | 6700.53
1FT7082-5AH71-1FG0-ZN05 | SYNCHRONOUS MOTOR 1FT7 | 5686.7
1FT7082-5AC71-1DG1-ZX53 | SYNCHRONOUS MOTOR 1FT7 | 4716.26
1FT7082-5AC71-1FG0-ZN05 | SYNCHRONOUS MOTOR 1FT7 | 5686.7
1FT7082-5AC71-1CH1-ZN05 | SYNCHRONOUS MOTOR 1FT7 | 6676.03
1FT7084-5AF71-1BA3-ZN05 | SYNCHRONOUS MOTOR 1FT7 | 5753.17
1FT7084-5AC70-1CG0-ZN05 | SYNCHRONOUS MOTOR 1FT7 | 6413.92
1FT7084-5AF71-1CA0-ZN05 | SYNCHRONOUS MOTOR 1FT7 | 6413.92
1FT7084-5AC71-1BA0-ZX22 | SYNCHRONOUS MOTOR 1FT7 | 5339.38
1FT7086-5AC71-1CB0-ZN05 | SYNCHRONOUS MOTOR 1FT7 | 8439.27
1FT7084-5AH71-1DG4-ZN05 | SYNCHRONOUS MOTOR 1FT7 | 5945.28
1FT7086-5AC71-1CA0-ZN05 | SYNCHRONOUS MOTOR 1FT7 | 7467.26
1FT7086-5AC71-1CB3-ZX09 | SYNCHRONOUS MOTOR 1FT7 | 8178.09
1FT7086-5AF71-1BG1-ZN05 | SYNCHRONOUS MOTOR 1FT7 | 6743.06
1PH8186-1DD10-2BB1-ZK40L27 | COMPACT ASYNCHRONOUS MOTOR | 18149.69
1PH8186-1DF00-1AA1-ZL00 | COMPACT ASYNCHRONOUS MOTOR | 16447.3
1PH8186-1FC10-2AA1-ZG14K09 | COMPACT ASYNCHRONOUS MOTOR | 19579.47
1PH8186-1HF30-1FA2-ZK09K24 | COMPACT ASYNCHRONOUS MOTOR | 20937.43
1PH8186-1HF40-1AA2-ZK40 | COMPACT ASYNCHRONOUS MOTOR | 18900.92
1PH8224-1DF00-2DA1-ZL00P00 | COMPACT ASYNCHRONOUS MOTOR | 21986.85
1PH8228-1AF43-2AA2-ZG14K10X91 | COMPACT ASYNCHRONOUS MOTOR | 40795
1PH8228-1AL20-0BA2-ZA12 | COMPACT ASYNCHRONOUS MOTOR | 37249.79
1PH8226-1FF40-1EB1-ZK40 | COMPACT ASYNCHRONOUS MOTOR | 32986.19
1PH8228-1DC00-0LA1-ZX01 | COMPACT ASYNCHRONOUS MOTOR | 39183.44
1PH8228-1DC40-1BA1-ZG14K10 | COMPACT ASYNCHRONOUS MOTOR | 40643.13
1PH8286-1DF10-2AU1-ZL29 | COMPACT ASYNCHRONOUS MOTOR | 47782.77
1PH8228-1DF40-2EB1-ZA12G14K40 | COMPACT ASYNCHRONOUS MOTOR | 40292.87
1PH8228-1DF43-1AB1-ZG14 | COMPACT ASYNCHRONOUS MOTOR | 40253.99
1PH8284-1DZ13-9BU1K3SN4B | COMPACT ASYNCHRONOUS MOTOR | 47180.26
1PH8186-1HF20-2BA2-ZG50 | COMPACT ASYNCHRONOUS MOTOR | 20214.35
1PH8226-1DD10-1FA1-ZG14 | COMPACT ASYNCHRONOUS MOTOR | 26129.28
1PH8226-1DD10-2BA1-ZK40 | COMPACT ASYNCHRONOUS MOTOR | 26104.67
1PH8228-4FF00-2AA1-ZU63 | COMPACT SYNCHRONOUS MOTOR | 59195.12
1PH8284-1AD40-2AV2-ZG02G14X91 | COMPACT ASYNCHRONOUS MOTOR | 50943.78
1PH8284-1DF40-2FW1-ZG00G14K84 | COMPACT ASYNCHRONOUS MOTOR | 53412.24
1PH8284-1AD40-2AV2-ZG02G14 | COMPACT ASYNCHRONOUS MOTOR | 50217.44
1PH8284-1DC10-0BU1-ZG00 | COMPACT ASYNCHRONOUS MOTOR | 40387.31
1PH8226-1DB10-2AA1-ZK40 | COMPACT ASYNCHRONOUS MOTOR | 25728.52
1PH8286-1HF40-2BU2-ZA12G14 | COMPACT ASYNCHRONOUS MOTOR | 60329.4
1PH8284-1DF10-1FU1-ZK08 | COMPACT ASYNCHRONOUS MOTOR | 40726.74
1PH8284-1FC10-1AU1-ZG00 | COMPACT ASYNCHRONOUS MOTOR | 41386.06
1PH8226-4DF00-2AA1-ZU63 | COMPACT SYNCHRONOUS MOTOR | 51430.52
1PH8286-1DC10-0BU1-ZG14 | COMPACT ASYNCHRONOUS MOTOR | 46046.7
1PH8286-1DC10-1AX1-ZG14 | COMPACT ASYNCHRONOUS MOTOR | 46358.06
3NP1910-1FA00 | Auxiliary switch | 13.08
3NP1913-1GA00 | Standard fuse carrier | 28.52
3RA2922-1B | STANDARD MOUNTING RAIL ADAPTER, SHORT | 10.39
3RH2131-1AD00-1AA0 | CONT.RELAY,3NO+1NC,AC42V 50/60HZ | 35.9
3RH2131-1BF40-ZW97 | CONT.RELAY,3NO+1NC,DC110V | 34.94
3RT2927-2PA01 | SIRIUS NG CONTACTORS ACCESSORY | 75.51
3SU1051-6AA30-0AA0-ZX01 | INDICATOR LIGHT, YELLOW | 5.04
3SU1060-4LF01-0AA0-ZY10 | KEY-OPERATED SWITCH RONIS, O-I | 61.6
3SU1100-1HB20-3PF0 | EMERG. STOP mushroom pushb., 40mm, red | 26.22
3SU1400-2AA10-3CA0-ZX01 | CONTACT MODULE 1NC | 6.84
3SU1401-1BB00-1AA0-ZX05 | LED MODULE, AMBER | 7.41
3SU1401-1BB20-1AA0-ZX01 | LED MODULE, RED | 8.87
3SU1401-1BB20-1AA0-ZX05 | LED MODULE, RED | 7.41
1PH8228-1AF30-2AC2-ZK40L76 | COMPACT ASYNCHRONOUS MOTOR | 37272.53
1PH8228-1AL20-1BA2-ZA12 | COMPACT ASYNCHRONOUS MOTOR | 37574.09
1PH8228-3FD40-2AA1-ZG14U63 | COMPACT ASYNCHRONOUS MOTOR | 58785.7
1PH8228-1DC10-1FA1-ZG14 | COMPACT ASYNCHRONOUS MOTOR | 32488.92
1PH8228-1DD00-0FA1-ZK08K09K40 | COMPACT ASYNCHRONOUS MOTOR | 34280.26
1PH8228-1DD00-1LB1-ZK23K40X12 | COMPACT ASYNCHRONOUS MOTOR | 41518.33
1PH8228-1HC20-2BA2-ZK10X05 | COMPACT ASYNCHRONOUS MOTOR | 40159.23
1PH8288-1HD40-1BU2-ZG00 | COMPACT ASYNCHRONOUS MOTOR | 74565.08
3NA3242-4KK01 | 3NA COM fuse-link size 2 224A 400V gG | 181.97
3NA3242-4KK02 | 3NA COM fuse-link size 2 224A 400V gG | 65.82
3NA3252-4KK01 | 3NA COM fuse-link size 2 315A 400V gG | 184.27
3NP1113-1BC20 | fuse switch disconnector 3NP1 | 89.72
3RQ1200-1EB00 | COUPLING RELAY IM | 111.42
3RQ1200-1EW00 | COUPLING RELAY IM | 122.81
3RT2017-1AD02-1AA0 | CONTACTOR,AC3:5,5KW 1NC AC42V 50/60HZ | 42.04
3RT2017-1UB42-1AA0-ZW96 | CONTACTOR,AC3:5,5KW 1NC DC24V M. VARISTO | 50.65
3RT2017-1UB42-1AA0-ZX95 | CONTACTOR,AC3:5,5KW 1NC DC24V M. VARISTO | 50.65
3RV1611-1AG14-ZX95 | CIRCUIT-BREAKER FOR VOLTAGE | 272.84
3RV1611-1DG14-ZX95 | CIRCUIT-BREAKER FOR VOLTAGE | 272.84
3RV2323-4AC10-ZX95 | CIRCUIT-BREAKER SCREW CONNECTION 16A | 71.54
3SU1000-1LB20-0AA0-ZY13 | EM. STOP MUSHROOM PUSHBUTTON, 40MM, RED | 22.66
3SU1001-0AB70-0AA0-ZY30 | ILLUMINATED PUSHBUTTON, clear | 12.16
3SU1001-6AA70-0AA0-ZX01 | INDICATOR LIGHT, CLEAR | 4.33
3SU1050-1LB20-0AA0-ZY10 | EM. STOP MUSHROOM PUSHBUTTON, 40MM, RED | 21.72
1PH8224-1DD00-0AA1-ZK40L76X06 | COMPACT ASYNCHRONOUS MOTOR | 21096.21
1PH8224-1DD00-0AA1-ZL76 | COMPACT ASYNCHRONOUS MOTOR | 19799.08
1PH8226-1DC10-2AA1-ZG14 | COMPACT ASYNCHRONOUS MOTOR | 25428.84
1PH8226-1DD10-2DA1-ZG14L00P00 | COMPACT ASYNCHRONOUS MOTOR | 27504.29
1PH8224-1DD00-2FA1 | COMPACT ASYNCHRONOUS MOTOR | 20611.82
1PH8226-1DD40-1BA1-ZK40L76 | COMPACT ASYNCHRONOUS MOTOR | 31784.33
1PH8226-1DD40-2BA1-ZL76 | COMPACT ASYNCHRONOUS MOTOR | 30798.52
1PH8228-2DD23-2BA1 | COMPACT SYNCHRONOUS MOTOR | 57249.68
1PH8284-1FD10-1BW1-ZK23X19 | COMPACT ASYNCHRONOUS MOTOR | 42892.25
1PH8284-1HD10-2EX2-ZG14 | COMPACT ASYNCHRONOUS MOTOR | 40291.73
1PH8284-1HF10-1BU2-ZG00K24 | COMPACT ASYNCHRONOUS MOTOR | 40140.95
1PH8288-1DB10-1BW1-ZG00 | COMPACT ASYNCHRONOUS MOTOR | 56343.35
1PH8288-1DC40-0BU1-ZG00 | COMPACT ASYNCHRONOUS MOTOR | 75434.08
1PH8286-1DD10-0EV1-ZG14 | COMPACT ASYNCHRONOUS MOTOR | 46240.5
1PH8286-1DD10-1BW1 | COMPACT ASYNCHRONOUS MOTOR | 45793.57
3KC9820-6 | Mounting set 3KC4 3KC8 250-630A | 50.16
3NA3224-4KK03 | 3NA COM fuse-link size 2 80A 400V gFF | 270.75
3NA3224-4KK04 | 3NA COM fuse-link size 2 80A 400V gFF | 95.6
3NA3236-4KK04 | 3NA COM fuse-link size 2 160A 400V gFF | 100.17
3RQ1000-1EW00 | COUPLING RELAY IM | 86.72
3RQ1000-1GB00 | COUPLING RELAY IM | 88.62
3RQ1000-1HW00 | COUPLING RELAY IM | 100.01
3RQ1000-2EB00 | COUPLING RELAY IM | 79.77
3RT2626-1BB45-0WA1 | CONTACTOR, AC6B:20KVAR 1NO+2NC 24VDC | 176.62
3RV1611-1DG14-ZW96 | CIRCUIT-BREAKER FOR VOLTAGE | 272.84
3RV2411-1GA20-0DA0 | CIRCUIT-BREAKER SPRING-L. CONN. 6.3A | 73.38
3SE5114-0QV10-1AJ4 | Pos.switch w. separ. act., M12; -40° | 121.66
3SU1000-1LB20-0AA0-ZY12 | EM. STOP MUSHROOM PUSHBUTTON, 40MM, RED | 22.66
3RH2122-1BF40-ZX95 | CONT.RELAY,2NO+2NC,DC110V | 34.94
3RH2140-1BF40-ZW97 | CONT.RELAY,4NO,DC110V | 34.94
3RH2140-1BM40-ZW97 | CONT.RELAY,4NO,DC220V | 34.94
3RH2140-1BM40-ZX95 | CONT.RELAY,4NO,DC220V | 34.94
3RT2046-1AV60-0UA0 | CONTACTOR,AC3:45KW,1NO+1NC,480VAC 60 HZ | 323.49
3RT2927-2PR01 | SIRIUS NG CONTACTORS ACCESSORY | 80.06
3RT2946-4EA2-ZX90 | COVER F. 3RT204 | 4.41
3RT2545-1NE30 | 2NO+2NC CONTACTOR, AC3:37KW, 20-33VAC/DC | 443.12
3SU1000-1LB20-0AA0-ZY10 | EM. STOP MUSHROOM PUSHBUTTON, 40MM, RED | 22.66
3SU1900-0AB71-0AZ0Q2Y | INSERT LABEL | 2.29
3SU1900-0AF16-0AZ0Q0Y | LABELING PLATE, SELF-ADHESIVE | 4.91
3SU1900-0AF16-0AZ0Q2Y | LABELING PLATE, SELF-ADHESIVE | 4.91
3SU1900-0AF16-0AZ0Q9Y | LABELING PLATE, SELF-ADHESIVE | 4.91
3SU1801-0AA00-0AC2-ZX90 | ENCLOSURE PLASTIC, 1 COMMAND POINT | 27.1
3SU1900-0AF81-0AZ0Q1Y | LABELING PLATE, SELF-ADHESIVE | 4.8
3SU1900-0AE16-0AZ0Q2Y | LABELING PLATE, SELF-ADHESIVE | 3.65
3SU1900-0AF81-0AZ0Q3Y | LABELING PLATE, SELF-ADHESIVE | 4.8
3SU1900-0AF81-0AZ0Q5Y | LABELING PLATE, SELF-ADHESIVE | 4.8
3SU1901-0BD31-0AZ0Q5Y | EM. STOP BACKING PLATE ILLUM., YELLOW | 74.7
3TF6933-8DF4-ZA02 | CONTACTOR SIZE 14, 3-POLE | 5513.75
3TF6944-8CQ7-ZA02 | CONTACTOR SIZE 14, 3-POLE | 5197.23
1FT7086-5AC71-1DG0-ZN05 | SYNCHRONOUS MOTOR 1FT7 | 6725.7
1FT7086-5AC71-1FB3-ZX09 | SYNCHRONOUS MOTOR 1FT7 | 8264.87
1FT7084-5WF71-1BH5-ZQ12 | SYNCHRONOUS MOTOR 1FT7 | 7182.18
1FT7086-5AF70-1CB0-ZN05 | SYNCHRONOUS MOTOR 1FT7 | 8439.27
1FT7086-5AH70-1DH3-ZX02 | SYNCHRONOUS MOTOR 1FT7 | 7549.77
1FT7086-5AH71-1CA0-ZN05 | SYNCHRONOUS MOTOR 1FT7 | 7467.26
1FT7086-5AH70-1BA0-ZN05 | SYNCHRONOUS MOTOR 1FT7 | 6638.91
1FT7102-5AB71-1DA1-ZN05 | SYNCHRONOUS MOTOR 1FT7 | 6494.64
1FT7086-5AH74-1NA0-ZN05 | SYNCHRONOUS MOTOR 1FT7 | 6270.26
1FT7086-5AF71-1FH1-ZX09 | SYNCHRONOUS MOTOR 1FT7 | 8201.39
1FT7086-5AF71-1CH1-ZJ22 | SYNCHRONOUS MOTOR 1FT7 | 11370.51
1FT7086-5AH71-1DG1-ZJ03 | SYNCHRONOUS MOTOR 1FT7 | 9656.93
1FT7086-5AH71-1FB0-ZX01 | SYNCHRONOUS MOTOR 1FT7 | 8210.53
1FT7102-5AC70-1CB0-ZN05 | SYNCHRONOUS MOTOR 1FT7 | 8228.55
1FT7086-5SF71-1BG0-ZX09 | SYNCHRONOUS MOTOR 1FT7 | 6904.43
1FT7105-5AC70-1BA1-ZN05 | SYNCHRONOUS MOTOR 1FT7 | 8059.76
1FT7102-5AF71-1DH0-ZX09 | SYNCHRONOUS MOTOR 1FT7 | 7058.22
1FT7105-5AF70-1CB1-ZN05 | SYNCHRONOUS MOTOR 1FT7 | 9984.55
1FT7105-5AB71-1BB1-ZN05 | SYNCHRONOUS MOTOR 1FT7 | 9156.23
1FT7102-5AF74-1NL4-ZN05 | SYNCHRONOUS MOTOR 1FT7 | 7476.85
1FT7105-5AB71-1DA0-ZN05 | SYNCHRONOUS MOTOR 1FT7 | 8042.42
1FT7105-5AC70-1CH0-ZN05 | SYNCHRONOUS MOTOR 1FT7 | 9880.44
1FT7105-5AB71-1CG1-ZN05 | SYNCHRONOUS MOTOR 1FT7 | 8888.09
1FT7105-5AC71-1CA0-ZN05 | SYNCHRONOUS MOTOR 1FT7 | 8783.97
1FT7105-5AB71-1DA2-ZN05 | SYNCHRONOUS MOTOR 1FT7 | 8232.73
1FT7105-5AF71-1CA2-ZN05 | SYNCHRONOUS MOTOR 1FT7 | 8974.29
1FT7105-5AC71-1CK5-ZN05 | SYNCHRONOUS MOTOR 1FT7 | 9315.7
1FT7086-5AC71-1BD0-ZN05X01 | SYNCHRONOUS MOTOR 1FT7 | 6924.8
1FT7086-1AF70-1BG1-ZX05 | SYNCHRONOUS MOTOR 1FT7 | 4863.06
1FT7086-5AC71-1FB0-ZX09 | SYNCHRONOUS MOTOR 1FT7 | 8097.28
1FT7086-5AC71-1FH2-ZX09 | SYNCHRONOUS MOTOR 1FT7 | 8287.59
1FT7086-1AH71-1BG1-ZX05 | SYNCHRONOUS MOTOR 1FT7 | 4863.06
1FT7086-5AH70-1CL1-ZX01 | SYNCHRONOUS MOTOR 1FT7 | 8397.74
1FT7086-5AC70-1DA0-ZX07 | SYNCHRONOUS MOTOR 1FT7 | 6410.16
1FT7086-5AC71-1CL3-ZN05 | SYNCHRONOUS MOTOR 1FT7 | 8776.75
1FT7086-5AF71-1BB3-ZN05 | SYNCHRONOUS MOTOR 1FT7 | 7778.52
1FT7086-1AF71-1FH1-ZX01 | SYNCHRONOUS MOTOR 1FT7 | 6527.51
1FT7086-5AF71-1CB0-ZN05 | SYNCHRONOUS MOTOR 1FT7 | 8439.27
1FT7086-5AC71-1FB0-ZN05 | SYNCHRONOUS MOTOR 1FT7 | 8526.06
1FT7086-5AC71-1FH1-ZX09 | SYNCHRONOUS MOTOR 1FT7 | 8201.39
1FT7102-5AC71-1CB0-ZN05 | SYNCHRONOUS MOTOR 1FT7 | 8228.55
1FT7102-5AC71-1CE4-ZN05 | SYNCHRONOUS MOTOR 1FT7 | 8673.85
1FT7086-5WH74-1NA4 | SYNCHRONOUS MOTOR 1FT7 | 6808.68
1FT7102-5AC71-1FH0-ZN05 | SYNCHRONOUS MOTOR 1FT7 | 8315.36
1FT7105-5AC71-1DH1-ZN05 | SYNCHRONOUS MOTOR 1FT7 | 9243.01
1FT7105-5AC71-1FA0-ZN05 | SYNCHRONOUS MOTOR 1FT7 | 8870.76
1FT7105-5AB71-1FG3-ZX01 | SYNCHRONOUS MOTOR 1FT7 | 8722.83
1FT7102-5AF71-1BB2-ZN05 | SYNCHRONOUS MOTOR 1FT7 | 7590.56
1FT7105-5AC74-1MA0-ZX52 | SYNCHRONOUS MOTOR 1FT7 | 8157.05
1FT7105-5AB70-1FG3-ZY84 | SYNCHRONOUS MOTOR 1FT7 | 8609.57
1FT7105-5AB71-1BA0-ZN05 | SYNCHRONOUS MOTOR 1FT7 | 7955.63
1FT7105-5AB71-1BG1-ZJ16 | SYNCHRONOUS MOTOR 1FT7 | 19074.5
1FT7105-5AC71-1BB1-ZN05 | SYNCHRONOUS MOTOR 1FT7 | 9156.23
1FT7105-5AC71-1BG1-ZN05 | SYNCHRONOUS MOTOR 1FT7 | 8059.76
1FT7105-5AF71-1DB1-ZN05 | SYNCHRONOUS MOTOR 1FT7 | 9243.01
1FT7105-5AC71-1CB1-ZX09 | SYNCHRONOUS MOTOR 1FT7 | 9555.77
1FT7105-5AB71-1DK3-ZN05 | SYNCHRONOUS MOTOR 1FT7 | 8382.63
1FT7105-5AF71-1FG1-ZJ03 | SYNCHRONOUS MOTOR 1FT7 | 12376.54
1FT7105-5AF71-1DG1-ZX09 | SYNCHRONOUS MOTOR 1FT7 | 7717.77
1FT7105-5AC71-1CB0-ZN05 | SYNCHRONOUS MOTOR 1FT7 | 9880.44
3RT2015-2AP02-ZW96 | CONTACTOR,AC3:3KW 1NC AC230V 50/60HZ | 27.6
3SU1050-1LB20-0AA0-ZY13 | EM. STOP MUSHROOM PUSHBUTTON, 40MM, RED | 21.72
3SU1050-1LB20-0AA0-ZY15 | EM. STOP MUSHROOM PUSHBUTTON, 40MM, RED | 21.72
3SU1051-6AA00-0AA0-ZX01 | INDICATOR LIGHT, AMBER | 5.04
3SU1051-6AA70-0AA0-ZX01 | INDICATOR LIGHT, CLEAR | 5.04
3SU1062-2FM60-0AA0-ZY19 | SELECTOR SWITCH, I-O-II, WHITE | 33.55
3NA3240-4KK01 | 3NA COM fuse-link size 2 200A 400V gG | 180.82
3NA3240-4KK02 | 3NA COM fuse-link size 2 200A 400V gG | 64.21
3NA3244-4KK01 | 3NA COM fuse-link size 2 250A 400V gG | 183.14
3RQ1200-2EB00 | COUPLING RELAY IM | 111.42
3RT2017-1UB41-1AA0-ZX95 | CONTACTOR,AC3:5,5KW 1NO DC24V M. VARISTO | 50.65
3RT2026-1DB40-1AA0-ZX95 | CONTACTOR,AC3:11KW 1NO+1NC DC24V M.VARIS | 134.84
3RT2028-1BB40-ZW96 | CONTACTOR,AC3:18,5KW 1NO+1NC DC24V | 160.79
3RV2411-1FA20-0DA0 | CIRCUIT-BREAKER SPRING-L. CONN. 5A | 73.38
3RV2011-1HA15-ZW96 | CIRCUIT-BREAKER SCREW CONNECTION 8A | 74.06
3SU1000-3FB11-0AA0-ZY19 | Quadruple pushbutton, black | 42.41
3SU1000-3FB11-0AU0-ZY19 | FOUR-WAY PUSHBUTTON, BLACK | 42.41
3SU1001-0AB40-0AA0-ZY30 | ILLUMINATED PUSHBUTTON, green | 12.16
3SU1550-0AA10-0AA0-ZX05 | HOLDER | 3.21
3SU1900-0BB31-0AZ0Q0Y | EMERGENCY STOP BACKING PLATE, YELLOW | 6.06
3SU1900-0BG16-0AZ0Q9Y | LABELING PLATE | 3.7
3VA1225-1AA32-0DB0 | SD_IEC_FS250_250A_3P | 724.2
3VA1340-6EF32-0DB0 | MCCB_IEC_FS400_400A_3P_70KA_TM_ ATAM | 1594.61
3VA1510-5EF32-0DC0 | MCCB_IEC_FS1000_1000A_3P_55KA_TM_ ATAM | 3627.93
3VA1510-5EF32-0DL0 | MCCB_IEC_FS1000_1000A_3P_55KA_TM_ ATAM | 3683.63
3VA1510-5EF32-0KC0 | MCCB_IEC_FS1000_1000A_3P_55KA_TM_ ATAM | 3593.12
3VA2110-5JP36-0AF0 | MCCB_IEC_FS160_100A_3P_55KA_ETU5_LSI | 1114.15
3VA2116-5HL32-0DE0 | MCCB_IEC_FS160_160A_3P_55KA_ETU3_LI | 1016.65
3VA2216-5HN32-0AH0 | MCCB_IEC_FS250_160A_3P_55KA_ETU3_LSI | 1176.82
3VA2225-5JP42-0AG0 | MCCB_IEC_FS250_250A_4P_55KA_ETU5_LSI | 1942.78
3VA2225-7KQ32-0BA0 | MCCB_IEC_FS250_250A_3P_110KA_ETU8_LSIG | 2263.11
3VA2340-5HN32-0LL0 | MCCB_IEC_FS400_400A_3P_55KA_ETU3_LSI | 1789.6
3VA2440-7MN32-0BB0 | MCCB_IEC_FS630_400A_3P_110KA_ETU3_LSI | 2673.93
3VA2340-6HM32-0AH0 | MCCB_IEC_FS400_400A_3P_85KA_ETU3_LIG | 1914.94
3VA2510-6KQ32-0DD0 | MCCB_IEC_FS1000_1000A_3P_85kA_ETU8_LSIG | 5417.51
3VA2612-5HN32-0JC0 | MCCB_IEC_FS1250_1250A_3p_55kA_ETU3_LSI | 4449.61
3VA9603-0KB03 | Terminal cover plug-in socket | 79.87
3VA9603-0WH05 | Protective sleeves 3 pcs. | 33.95
3VA9677-0CK72 | Max-Flex Operator, Complete Kit | 661.9
3VA9877-0CC60 | Max-Flex Operator, Bowdencable 96"""" | 334.25
3RH2911-1XA22-0MA0-ZX95 | AUX. SWITCH BLOCK, 2NO+2NC | 13.16
3RQ1000-1GW00 | COUPLING RELAY IM | 98.12
3RQ1000-1HB00 | COUPLING RELAY IM | 89.25
3RQ1000-1LB00 | COUPLING RELAY IM | 103.82
3RT2036-3AB00-ZX95 | CONTACTOR,AC3:22KW 1NO+1NC 24VAC 50HZ | 146.87
3RT2046-1AM20-0UA0 | CONT.,AC3:45KW,1NO+1NC,208VAC 50/60HZ | 323.49
3RT2936-4EA2-ZX90 | COVER FOR 3RT203/3RB3.3/3RW | 3.92
1PH8288-1DF10-2FU1-ZG14 | COMPACT ASYNCHRONOUS MOTOR | 56935.9
1PH8288-1FC10-1EU1-ZG14 | COMPACT ASYNCHRONOUS MOTOR | 57662.27
1PH8288-1FF40-2AV1-ZG14 | COMPACT ASYNCHRONOUS MOTOR | 76894.23
3SU1060-4LF01-0AA0-ZY19 | KEY-OPERATED SWITCH RONIS, O-I | 59.69
3SU1401-1BB40-1AA0-ZX01 | LED-MODULE, GREEN | 8.87
3SU1401-1BB50-3AA0-ZX05 | LED MODULE, BLUE | 7.73
3SU1401-1BB60-1AA0-ZX05 | LED MODULE, WHITE | 7.41
3SU1401-1BB60-3AA0-ZX05 | LED MODULE, WHITE | 7.73
3SU1900-0AE81-0AZ0Q3Y | LABELING PLATE, SELF-ADHESIVE | 3.76
3SU1900-0AE81-0AZ0Q9Y | LABELING PLATE, SELF-ADHESIVE | 3.76
1PH8224-1DF00-2EA1-ZL76 | COMPACT ASYNCHRONOUS MOTOR | 20538.42
1PH8226-1FB20-0CC1-ZB35 | COMPACT ASYNCHRONOUS MOTOR | 32367.67
1PH8226-1HF10-2BA2-ZK09 | COMPACT ASYNCHRONOUS MOTOR | 25910.14
1PH8228-1AL20-0LA2-ZA12 | COMPACT ASYNCHRONOUS MOTOR | 44967.74
1PH8226-1MC30-0BA2 | COMPACT ASYNCHRONOUS MOTOR | 29432.08
1PH8228-1FF10-1ED1-ZG14 | COMPACT ASYNCHRONOUS MOTOR | 33578.48
1PH8286-1DB10-1AU1-ZG00 | COMPACT ASYNCHRONOUS MOTOR | 45636.43
1PH8288-1DD41-2BW1-ZG02 | COMPACT ASYNCHRONOUS MOTOR | 76964
3NA3230-4KK03 | 3NA COM fuse-link size 2 100A 400V gFF | 271.74
3NA3236-4KK01 | 3NA COM fuse-link size 2 160A 400V gG | 177.35
3NP1913-1CB00 | Cable connection cover | 8.44
3RQ1000-1EB00 | COUPLING RELAY IM | 79.77
3RQ1000-2GW00 | COUPLING RELAY IM | 98.12
3RQ1000-2HW00 | COUPLING RELAY IM | 100.01
3RT2927-2PA11 | SIRIUS NG CONTACTORS ACCESSORY | 75.51
3SU1001-6AA40-0AA0-ZX01 | INDICATOR LIGHT, GREEN | 4.33
3SU1050-1LB20-0AA0-ZY11 | EM. STOP MUSHROOM PUSHBUTTON, 40MM, RED | 21.72
3SU1060-4LF01-0AA0-ZY11 | KEY-OPERATED SWITCH RONIS, O-I | 61.6
3SU1051-6AA50-0AA0-ZX01 | INDICATOR LIGHT, BLUE | 5.04
3NP1113-1BC26 | fuse switch disconnector 3NP1 | 103.16
3NX8201 | Electronicmodule for 3NA COM fuse size 2 | 116.33
3RH2122-1BF40-ZW97 | CONT.RELAY,2NO+2NC,DC110V | 34.94
3RH2380-1BB40-0BA0 | CONT.RELAY,4NO+4NO,DC24V | 69.74
3RQ1000-2EW00 | COUPLING RELAY IM | 86.72
3RU2936-3AA01-ZW96 | Stand-alone installation, Sz S2 | 15.64
3RV2411-1BA20-0DA0 | CIRCUIT-BREAKER SPRING-L. CONN. 2A | 73.38
3RV2023-4DA10-ZX95 | CIRCUIT-BREAKER SCREW CONNECTION 25A | 88.62
3SU1401-2BB30-3AA0-ZX05 | LED MODULE, YELLOW | 8.23
3SU1401-2BB60-3AA0-ZX05 | LED MODULE, WHITE | 8.23
3SU1900-0AE81-0AZ0Q2Y | LABELING PLATE, SELF-ADHESIVE | 3.76
3SU1900-0AD16-0AZ0Q0Y | LABELING PLATE, SNAP-ON | 3.55
3SU1500-0AA10-0AA0-ZX01 | HOLDER | 2.66
3SU1900-0AD81-0AZ0Q2Y | LABELING PLATE, SNAP-ON | 3.99
3SU1900-0AD81-0AZ0Q9Y | LABELING PLATE, SNAP-ON | 3.99
3SU1900-0BU81-0AZ0Q3Y | LABELING PLATE, SELF-ADHESIVE | 4.96
3SU1900-0BA31-0AZ0Q1Y | EMERGENCY STOP BACKING PLATE, YELLOW | 5.25
3UF5720-0AB01-1 | Runtime f.Simo.PCS 7 Lib. Migr. (Legacy) | 4561
3VA1096-2ED36-0DA0 | MCCB_IEC_FS100_16A_3P_16KA_TM_ FTFM | 334.94
3VA1163-3ED32-0DH0 | MCCB_IEC_FS160_63A_3P_25KA_TM_ FTFM | 398.31
3VA1580-5EF32-0AG0 | MCCB_IEC_FS1000_800A_3P_55KA_TM_ ATAM | 2541.64
3VA1580-5EF32-0BA0 | MCCB_IEC_FS1000_800A_3P_55KA_TM_ ATAM | 2576.45
3VA1580-5EF32-0JL0 | MCCB_IEC_FS1000_800A_3P_55KA_TM_ ATAM | 2680.9
3VA1580-5EF32-0KL0 | MCCB_IEC_FS1000_800A_3P_55KA_TM_ ATAM | 2680.9
3VA2225-6HL32-0HB0 | MCCB_IEC_FS250_250A_3P_85KA_ETU3_LI | 1350.9
3VA2463-5HN32-0HK0 | MCCB_IEC_FS630_630A_3P_55KA_ETU3_LSI | 2151.69
3VA2110-5HN42-0DA0 | MCCB_IEC_FS160_100A_4P_55KA_ETU3_LSI | 856.49
3VA2450-5JP32-0AH0 | MCCB_IEC_FS630_500A_3P_55KA_ETU5_LSI | 2485.94
3VA2563-5MN32-0JC0 | MCCB_IEC_FS1000_630A_3P_55KA_ETU3_LSI | 2597.34
3VA2563-5MN32-0KH0 | MCCB_IEC_FS1000_630A_3P_55KA_ETU3_LSI | 2646.09
3VA5112-4ED31-0JC0 | MCCB_UL_FS125_125A_3P_25KA_TM_ FTFM | 848.71
3VA5130-4ED31-0JC0 | MCCB_UL_FS125_30A_3P_25KA_TM_ FTFM | 500.92
3VA5330-5EC31-0JC0 | MCCB_UL_FS400_300A_3P_35KA_TM_ FTAM | 1851.41
3VA9577-0LF10 | Adapter cylinder lock accessory pocket | 114.32
1PH8288-1DD40-2AV1-ZA72G14 | COMPACT ASYNCHRONOUS MOTOR | 80151.57
3NA3230-4KK04 | 3NA COM fuse-link size 2 100A 400V gFF | 96.61
3NA3236-4KK02 | 3NA COM fuse-link size 2 160A 400V gG | 62.82
3RH2131-1BF40-ZX95 | CONT.RELAY,3NO+1NC,DC110V | 34.94
3RH2911-1XA22-0MA0-ZW96 | AUX. SWITCH BLOCK, 2NO+2NC | 13.16
1FT7105-5AF71-1CE0-ZN05 | SYNCHRONOUS MOTOR 1FT7 | 10052.82
1FT7105-5AF71-1CG2-ZN05 | SYNCHRONOUS MOTOR 1FT7 | 8974.29
1FT7105-5AF71-1FG1-ZX09 | SYNCHRONOUS MOTOR 1FT7 | 8546.11
1FT7105-5AC71-1DE2-ZN05 | SYNCHRONOUS MOTOR 1FT7 | 9501.56
1FT7108-5AB71-1CA1-ZN05 | SYNCHRONOUS MOTOR 1FT7 | 11066.66
1FT7108-5AF70-1CA1-ZX01 | SYNCHRONOUS MOTOR 1FT7 | 10751.12
1FT7108-5SC71-1CH0-ZX01 | SYNCHRONOUS MOTOR 1FT7 | 12437.77
1FT7108-5SF71-3CG1-ZJ23 | SYNCHRONOUS MOTOR 1FT7 | 15162.61
1FT7132-5SC74-8MA3 | SYNCHRONOUS MOTOR 1FT7 | 12235.22
1FT7132-5SF71-3BG9R5A | SYNCHRONOUS MOTOR 1FT7 | 11810.31
1FT7108-5SF71-4CH0-ZX09 | SYNCHRONOUS MOTOR 1FT7 | 12324.53
1FT7117-7AC71-4LB0 | SYNCHRONMOTOR 1FT7 M0 = 78 NM | 17959.55
1FT7134-5SC71-1BA0-ZX09 | SYNCHRONOUS MOTOR 1FT7 | 12912.24
1FT7082-5AH71-1CH3-ZN05 | SYNCHRONOUS MOTOR 1FT7 | 6739.51
1FT7084-5AC71-1CH0-ZX09 | SYNCHRONOUS MOTOR 1FT7 | 6957.15
1FT7084-1AF71-1CG1-ZX09 | SYNCHRONOUS MOTOR 1FT7 | 4780.91
1FT7082-5AH71-1CA0-ZN05 | SYNCHRONOUS MOTOR 1FT7 | 5599.92
1FT7084-5AC71-1BH1-ZN05 | SYNCHRONOUS MOTOR 1FT7 | 6661.7
1FT7086-5AC71-1BH0-ZN05 | SYNCHRONOUS MOTOR 1FT7 | 7610.95
1FT7086-5AC71-1BH1-ZN05 | SYNCHRONOUS MOTOR 1FT7 | 7715.06
1FT7085-7SH70-1CB1 | SYNCHRONOUS MOTOR 1FT7 | 8805.19
1FT7086-5AC71-1CB1-ZN05 | SYNCHRONOUS MOTOR 1FT7 | 8543.39
1FT7084-5AF71-1DH0-ZN05 | SYNCHRONOUS MOTOR 1FT7 | 6644.38
1FT7084-5AF71-1CH0-ZN05 | SYNCHRONOUS MOTOR 1FT7 | 7385.92
1FT7084-5AC71-1BA0-ZN05 | SYNCHRONOUS MOTOR 1FT7 | 5585.59
1FT7084-5SF70-1BA0-ZX09 | SYNCHRONOUS MOTOR 1FT7 | 5851.09
1FT7084-5AC71-1CB4-ZN05 | SYNCHRONOUS MOTOR 1FT7 | 7658.84
1FT7084-5AH71-1BG1-ZN05 | SYNCHRONOUS MOTOR 1FT7 | 5689.7
1FT7086-5AC71-1CG2-ZN05 | SYNCHRONOUS MOTOR 1FT7 | 7657.57
1FT7086-5AF71-1CH2-ZN05 | SYNCHRONOUS MOTOR 1FT7 | 8629.59
1FT7086-5AH71-1CB1-ZN05 | SYNCHRONOUS MOTOR 1FT7 | 8543.39
1FT7086-5AF71-1BA0-ZN05 | SYNCHRONOUS MOTOR 1FT7 | 6638.91
1FT7087-7WH70-1CH0-ZX09 | SYNCHRONOUS MOTOR 1FT7 | 9566.6
1FT7086-5SF70-1CH0-ZX09 | SYNCHRONOUS MOTOR 1FT7 | 8704.77
1FT7086-5WC70-1CG4-ZX01 | SYNCHRONOUS MOTOR 1FT7 | 8118.93
1FT7102-5AB71-1DA2-ZN05 | SYNCHRONOUS MOTOR 1FT7 | 6580.86
1FT7086-5SC71-1CG0-ZX59 | SYNCHRONOUS MOTOR 1FT7 | 7915.33
1FT7102-5AC71-1BG0-ZN05 | SYNCHRONOUS MOTOR 1FT7 | 6303.76
1FT7102-5AC71-1DB0-ZN05 | SYNCHRONOUS MOTOR 1FT7 | 7487.01
1FT7102-5AB70-1CG2-ZN05 | SYNCHRONOUS MOTOR 1FT7 | 7322.4
1FT7102-5AF71-1BE4-ZN05 | SYNCHRONOUS MOTOR 1FT7 | 7845.51
1FT7102-5AF71-1CA1-ZN05 | SYNCHRONOUS MOTOR 1FT7 | 7236.21
1FT7102-5AF71-1CD2-ZN05 | SYNCHRONOUS MOTOR 1FT7 | 7495.04
1FT7102-5AF71-1CG3-ZN05 | SYNCHRONOUS MOTOR 1FT7 | 7299.68
1FT7105-5AC70-1CB1-ZX09 | SYNCHRONOUS MOTOR 1FT7 | 9555.77
1FT7105-5AC70-1DA0-ZX09 | SYNCHRONOUS MOTOR 1FT7 | 7613.64
1FT7105-5AC71-1CH0-ZN05 | SYNCHRONOUS MOTOR 1FT7 | 9880.44
1FT7105-5AF70-1BG1-ZN05 | SYNCHRONOUS MOTOR 1FT7 | 8059.76
1FT7105-5AB71-1BA3-ZN05 | SYNCHRONOUS MOTOR 1FT7 | 8123.24
1FT7102-5AF74-1MH2-ZN40X08 | SYNCHRONOUS MOTOR 1FT7 | 8403.25
1FT7105-5AF71-1BA0-ZN05 | SYNCHRONOUS MOTOR 1FT7 | 7955.63
1FT7105-5AC71-1BH2-ZN05 | SYNCHRONOUS MOTOR 1FT7 | 9242.43
1FT7108-5AB71-1FE5-ZN05 | SYNCHRONOUS MOTOR 1FT7 | 12677.27
1FT7108-5AB74-1MH0-ZX09 | SYNCHRONOUS MOTOR 1FT7 | 11249.51
1FT7105-5WB74-1MG1 | SYNCHRONOUS MOTOR 1FT7 | 8772.87
1FT7108-5AC71-1DA1-ZN05 | SYNCHRONOUS MOTOR 1FT7 | 10325.11
1FT7108-5AB70-1FB0-ZX09 | SYNCHRONOUS MOTOR 1FT7 | 11717.02
1FT7108-5AF71-1DH0-ZN05 | SYNCHRONOUS MOTOR 1FT7 | 11317.45
1FT7108-5AF71-1DA0-ZN05 | SYNCHRONOUS MOTOR 1FT7 | 10220.99
1FT7108-5AF71-1DH1-ZN05 | SYNCHRONOUS MOTOR 1FT7 | 11421.56
3RT1467-6AB36 | CONTACTOR, 400A/AC-1 | 1354.69
3RT2016-1UB42-1AA0-ZW96 | CONTACTOR,AC3:4KW 1NC DC24V M. VARISTOR | 43.05
3RT2036-3AB00-ZW96 | CONTACTOR,AC3:22KW 1NO+1NC 24VAC 50HZ | 146.87
3RV2011-1EA15-ZW96 | CIRCUIT-BREAKER SCREW CONNECTION 4A | 74.06
3RV2411-0EA20-0DA0 | CIRCUIT-BREAKER SPRING-L. CONN. 0.4A | 70.18
3RV2411-1DA20-0DA0 | CIRCUIT-BREAKER SPRING-L. CONN. 3.2A | 73.38
1PH8288-1AF40-2AV2-ZG02G14 | COMPACT ASYNCHRONOUS MOTOR | 74125.31
1PH8286-1DB10-2BV1-ZG14 | COMPACT ASYNCHRONOUS MOTOR | 46538.87
3NA3232-4KK03 | 3NA COM fuse-link size 2 125A 400V gFF | 273.73
3SU1400-1AA10-3CA0-ZX01 | CONTACT MODULE 1NC | 5.66
3SU1200-6LB10-1AA0-ZY19 | ACOUSTIC SIGNALING DEVICE, BLACK | 54.7
3SU1400-2AA10-1CA0-ZX01 | CONTACT MODULE 1NC | 6.77
3SU1401-1BB20-3AA0-ZX05 | LED MODULE, RED | 7.73
3SU1401-2BB00-3AA0-ZX01 | LED-MODULE, AMBER | 9.87
3SU1401-2BB20-3AA0-ZX05 | LED MODULE, RED | 8.23
3SU1900-0AC81-0AZ0Q9Y | LABELING PLATE, SELF-ADHESIVE | 3.99
3SU1900-0AB71-0AZ0Q3Y | INSERT LABEL | 2.29
3SU1900-0AD16-0AZ0Q9Y | LABELING PLATE, SNAP-ON | 3.55
3SU1900-0AC16-0AZ0Q0Y | LABELING PLATE, SELF-ADHESIVE | 3.55
3SU1900-0AE16-0AA0-ZX90 | LABELING PLATE, SELF-ADHESIVE | 1.27
3SU1900-0BB31-0AZ0Q3Y | EMERGENCY STOP BACKING PLATE, YELLOW | 6.06
3SU1900-0BN31-0AA0-ZY19 | EMERGENCY STOP backing plate, yellow | 6.45
3VA1340-4GF42-0BB0 | MCCB_IEC_FS400_400A_4P_36KA_TM_ ATAM | 1657.29
3VA1510-5EF32-0BC0 | MCCB_IEC_FS1000_1000A_3P_55KA_TM_ ATAM | 3627.93
3VA2010-5KP36-0LK0 | MCCB_IEC_FS100_100A_3P_55KA_ETU8_LSI | 1552.83
3VA1510-5EF32-0AB0 | MCCB_IEC_FS1000_1000A_3P_55KA_TM_ ATAM | 3516.51
3VA1510-5EF32-0BL0 | MCCB_IEC_FS1000_1000A_3P_55KA_TM_ ATAM | 3683.63
3VA1510-5EF32-0DA0 | MCCB_IEC_FS1000_1000A_3P_55KA_TM_ ATAM | 3558.29
3VA1580-5EF32-0AE0 | MCCB_IEC_FS1000_800A_3P_55KA_TM_ ATAM | 2562.53
3VA1580-5EF32-0CA0 | MCCB_IEC_FS1000_800A_3P_55KA_TM_ ATAM | 2576.45
3VA1580-5EF32-0KA0 | MCCB_IEC_FS1000_800A_3P_55KA_TM_ ATAM | 2555.56
3VA1580-5EF32-0JC0 | MCCB_IEC_FS1000_800A_3P_55KA_TM_ ATAM | 2597.34
3VA2225-7JP32-0AJ0 | MCCB_IEC_FS250_250A_3P_110KA_ETU5_LSI | 1894.05
3VA2563-5MN32-0DL0 | MCCB_IEC_FS1000_630A_3P_55KA_ETU3_LSI | 2701.79
3VA2563-5MN32-0AG0 | MCCB_IEC_FS1000_630A_3P_55KA_ETU3_LSI | 2541.64
3VA2563-5MN32-0BA0 | MCCB_IEC_FS1000_630A_3P_55KA_ETU3_LSI | 2576.45
3VA9877-0CC40 | Max-Flex Operator, Bowdencable 72"""" | 265.86
3VA9877-0CH82 | Max-Flex-Operator, handle only | 525.15
3SU1401-1BB50-1AA0-ZX05 | LED MODULE, BLUE | 7.41
3SU1400-1AA10-1CA0-ZX05 | CONTACT MODULE 1NC | 4.6
3VA1112-4GF42-0BA0 | MCCB_IEC_FS160_125A_4P_36KA_TM_ ATAM | 765.98
3VA1225-6FF42-0AF0 | MCCB_IEC_FS250_250A_4P_70KA_TM_ ATAM | 1378.76
3VA1450-6EF32-0DB0 | MCCB_IEC_FS630_500A_3P_70KA_TM_ ATAM | 2054.2
3VA1463-5EF32-0LH0 | MCCB_IEC_FS630_630A_3P_55KA_TM_ ATAM | 2040.27
3VA1580-5EF32-0BC0 | MCCB_IEC_FS1000_800A_3P_55KA_TM_ ATAM | 2646.09
3VA1580-5EF32-0CC0 | MCCB_IEC_FS1000_800A_3P_55KA_TM_ ATAM | 2646.09
3SU1401-2BB50-1AA0-ZX01 | LED-MODULE, BLUE | 9.17
3SU1900-0AC81-0AZ0Q2Y | LABELING PLATE, SELF-ADHESIVE | 3.99
3SU1900-0AD16-0AZ0Q1Y | LABELING PLATE, SNAP-ON | 3.55
3SU1900-0AF81-0AZ0Q2Y | LABELING PLATE, SELF-ADHESIVE | 4.8
3SU1900-0BA31-0AZ0Q3Y | EMERGENCY STOP BACKING PLATE, YELLOW | 5.25
3SU1900-0BC31-0AZ0Q2Y | EMERGENCY STOP BACKING PLATE, YELLOW | 4.91
3SU1901-0BD31-0AZ0Q2Y | EM. STOP BACKING PLATE ILLUM., YELLOW | 74.7
3VA1163-4ED36-0KF0 | MCCB_IEC_FS160_63A_3P_36KA_TM_ FTFM | 387.16
3VA2563-5MN32-0HA0 | MCCB_IEC_FS1000_630A_3P_55KA_ETU3_LSI | 2555.56
3VA2580-5HN42-0HA0 | MCCB_IEC_FS1000_800A_4P_55KA_ETU3_LSI | 3676.66
3VA1580-5EF32-0BH0 | MCCB_IEC_FS1000_800A_3P_55KA_TM_ ATAM | 2673.93
3VA1580-5EF32-0CL0 | MCCB_IEC_FS1000_800A_3P_55KA_TM_ ATAM | 2701.79
3VA1580-5EF32-0DL0 | MCCB_IEC_FS1000_800A_3P_55KA_TM_ ATAM | 2701.79
3VA1580-5EF32-0HA0 | MCCB_IEC_FS1000_800A_3P_55KA_TM_ ATAM | 2555.56
3VA2340-7KP32-0AL0 | MCCB_IEC_FS400_400A_3P_110KA_ETU8_LSI | 2555.56
3VA2463-6JP32-0AL0 | MCCB_IEC_FS630_630A_3P_85KA_ETU5_LSI | 2778.39
3VA2563-5MN32-0HC0 | MCCB_IEC_FS1000_630A_3P_55KA_ETU3_LSI | 2597.34
3VA2563-5MN32-0HL0 | MCCB_IEC_FS1000_630A_3P_55KA_ETU3_LSI | 2680.9
3VA2563-5MN32-0KA0 | MCCB_IEC_FS1000_630A_3P_55KA_ETU3_LSI | 2555.56
3VA2463-8HN32-0DJ0 | MCCB_IEC_FS630_630A_3P_150KA_ETU3_LSI | 2980.32
3VA2563-5MN32-0BC0 | MCCB_IEC_FS1000_630A_3P_55KA_ETU3_LSI | 2646.09
3VA2563-5MN32-0CA0 | MCCB_IEC_FS1000_630A_3P_55KA_ETU3_LSI | 2576.45
3VA2563-5MN32-0DA0 | MCCB_IEC_FS1000_630A_3P_55KA_ETU3_LSI | 2576.45
3VA5190-4ED31-0JC0 | MCCB_UL_FS125_90A_3P_25KA_TM_ FTFM | 533.8
3VA5220-6EC31-0JC0 | MCCB_UL_FS250_200A_3P_65KA_TM_ FTAM | 1436.14
3VA5110-1BB31-0AB0 | MCS_UL_FS125_100A_3P_65KA | 453.34
3VA5225-5EC31-0JC0 | MCCB_UL_FS250_250A_3P_35KA_TM_ FTAM | 1427.49
3NA3236-4KK03 | 3NA COM fuse-link size 2 160A 400V gFF | 275.71
3NA3244-4KK04 | 3NA COM fuse-link size 2 250A 400V gFF | 105.13
3NP1113-2BC26 | fuse switch disconnector 3NP1 | 103.16
3RV2411-1EA20-0DA0 | CIRCUIT-BREAKER SPRING-L. CONN. 4A | 73.38
1PH8288-1AF10-2EU2 | COMPACT ASYNCHRONOUS MOTOR | 53722.21
1PH8288-1JF23-2BA2 | COMPACT ASYNCHRONOUS MOTOR | 69928.33
1PH8288-1JU20-2ZD2P4M | COMPACT ASYNCHRONOUS MOTOR | 81559.05
3NA3230-4KK02 | 3NA COM fuse-link size 2 100A 400V gG | 59.67
3SU1060-0JB00-0AA0-ZY19 | PUSHBUTTON, BLACK | 24.81
3SU1200-6LC10-1AA0-ZX90 | ACOUSTIC SIGNALING DEVICE, BLACK | 53.43
3SU1200-6LC10-1AA0-ZY19 | ACOUSTIC SIGNALING DEVICE, BLACK | 54.7
3SU1200-6LF10-1AA0-ZX90 | ACOUSTIC SIGNALING DEVICE, BLACK | 53.43
3SU1200-6LF10-1AA0-ZY19 | ACOUSTIC SIGNALING DEVICE, BLACK | 54.7
3SU1401-2BB30-1AA0-ZX05 | LED MODULE, YELLOW | 7.67
3SU1804-0AF20-4VB1 | ENCLOSURE PLASTIC, 3 COMMAND POINTS | 541.87
3SU1804-0AH20-4VB1 | ENCLOSURE PLASTIC, 3 COMMAND POINTS | 572.89
3SU1401-2BB30-3AA0-ZX01 | LED MODULE, YELLOW | 9.87
3SU1401-2BB60-1AA0-ZX01 | LED MODULE, WHITE | 9.17
3SU1900-0AF81-0AZ0Q0Y | LABELING PLATE, SELF-ADHESIVE | 4.8
3SU1900-0BU81-0AZ0Q0Y | LABELING PLATE, SELF-ADHESIVE | 4.96
3SU1900-0BU81-0AZ0Q2Y | LABELING PLATE, SELF-ADHESIVE | 4.96
3VA1332-6MH32-0AB0 | MCCB_IEC_FS400_320A_3P_70KA_TM_ AM | 1483.21
3VA1220-4EF32-0CD0 | MCCB_IEC_FS250_200A_3P_36KA_TM_ ATAM | 919.17
3VA1440-7MH32-0JH0 | MCCB_IEC_FS630_400A_3p_110KA_TM_ AM | 1789.6
3VA1340-4EF32-0DH0 | MCCB_IEC_FS400_400A_3P_36KA_TM_ ATAM | 1323.04
3VA1510-5EF32-0HC0 | MCCB_IEC_FS1000_1000A_3P_55KA_TM_ ATAM | 3593.12
3VA1510-5EF32-0CH0 | MCCB_IEC_FS1000_1000A_3P_55KA_TM_ ATAM | 3648.82
3VA1510-5EF32-0JC0 | MCCB_IEC_FS1000_1000A_3P_55KA_TM_ ATAM | 3593.12
3VA1510-5EF32-0JL0 | MCCB_IEC_FS1000_1000A_3P_55KA_TM_ ATAM | 3662.74
3VA2116-8HL32-0KC0 | MCCB_IEC_FS160_160A_3P_150KA_ETU3_LI | 1239.48
3VA2116-5HL32-0KG0 | MCCB_IEC_FS160_160A_3P_55KA_ETU3_LI | 960.95
3VA2116-5HM42-0CC0 | MCCB_IEC_FS160_160A_4P_55KA_ETU3_LIG | 1469.27
3VA2220-7MQ32-0HG0 | MCCB_IEC_FS250_200A_3P_110KA_ETU8_LSIG | 1914.94
3VA2563-5MN32-0KL0 | MCCB_IEC_FS1000_630A_3P_55KA_ETU3_LSI | 2680.9
3VA2563-6KQ32-0HC0 | MCCB_IEC_FS1000_630A_3P_85kA_ETU8_LSIG | 3537.4
3VA2510-6JP32-0CH0 | MCCB_IEC_FS1000_1000A_3P_85kA_ETU5_LSI | 4853.48
3SU1950-0DX30-0AA0-ZX90 | Protective collar for padlocks | 65.2
3SX5100-1SS05 | M12 Plug connector 5-pole | 25.36
3SU1900-0AF16-0AZ0Q1Y | LABELING PLATE, SELF-ADHESIVE | 4.91
3SU1900-0AD16-0AZ0Q3Y | LABELING PLATE, SNAP-ON | 3.55
3SU1900-0AE16-0AZ0Q1Y | LABELING PLATE, SELF-ADHESIVE | 3.65
3SU1900-0BU81-0AZ0Q5Y | LABELING PLATE, SELF-ADHESIVE | 4.96
3SU1900-0BA31-0AZ0Q5Y | EMERGENCY STOP BACKING PLATE, YELLOW | 5.25
3SU1900-0BA31-0AZ0Q9Y | EMERGENCY STOP BACKING PLATE, YELLOW | 5.25
3VA1132-5ED36-0AC0 | MCCB_IEC_FS160_32A_3P_55KA_TM_ FTFM | 322.4
3VA1163-5GD46-0DA0 | MCCB_IEC_FS160_63A_4P_55KA_TM_ FTFM | 472.12
3VA1220-5EF32-0BE0 | MCCB_IEC_FS250_200A_3P_55KA_TM_ ATAM | 1016.65
3VA1510-5EF32-0AF0 | MCCB_IEC_FS1000_1000A_3P_55KA_TM_ ATAM | 3502.59
3VA1510-5EF32-0AG0 | MCCB_IEC_FS1000_1000A_3P_55KA_TM_ ATAM | 3516.51
3VA1510-5EF32-0AH0 | MCCB_IEC_FS1000_1000A_3P_55KA_TM_ ATAM | 3516.51
3VA1510-5EF32-0AJ0 | MCCB_IEC_FS1000_1000A_3P_55KA_TM_ ATAM | 3558.29
3VA1580-5EF32-0DH0 | MCCB_IEC_FS1000_800A_3P_55KA_TM_ ATAM | 2673.93
3VA1580-5EF32-0HH0 | MCCB_IEC_FS1000_800A_3P_55KA_TM_ ATAM | 2646.09
3VA1580-5EF32-0CH0 | MCCB_IEC_FS1000_800A_3P_55KA_TM_ ATAM | 2673.93
3VA1580-5EF32-0JA0 | MCCB_IEC_FS1000_800A_3P_55KA_TM_ ATAM | 2555.56
3VA2563-5MN32-0BH0 | MCCB_IEC_FS1000_630A_3P_55KA_ETU3_LSI | 2673.93
3VA2563-5MN32-0CC0 | MCCB_IEC_FS1000_630A_3P_55KA_ETU3_LSI | 2646.09
3VA2563-5MN32-0CL0 | MCCB_IEC_FS1000_630A_3P_55KA_ETU3_LSI | 2701.79
3VA2563-5MN32-0DC0 | MCCB_IEC_FS1000_630A_3P_55KA_ETU3_LSI | 2646.09
3VA5110-4ED31-0HC0 | MCCB_UL_FS125_100A_3P_25KA_TM_ FTFM | 590.04
3VA5145-4ED31-0JC0 | MCCB_UL_FS125_45A_3P_25KA_TM_ FTFM | 500.92
3VA5150-4ED31-0JC0 | MCCB_UL_FS125_50A_3P_25KA_TM_ FTFM | 500.92
3VA9147-0SB30 | COVER FRAME FOR DOOR CUT-OUT | 26.6
3SU1401-2BB20-3AA0-ZX01 | LED MODULE, RED | 9.87
3SU1401-2BB30-1AA0-ZX01 | LED MODULE, YELLOW | 9.17
3SU1900-0AC81-0AA0-ZX90 | LABELING PLATE, SELF-ADHESIVE | 0.89
3SU1401-2BB50-3AA0-ZX05 | LED MODULE, BLUE | 8.23
3VA1463-1AA32-0DB0 | SD_IEC_FS630_630A_3P | 1232.52
3VA1463-1AA32-0JE0 | SD_IEC_FS630_630A_3P | 1225.55
3VA1463-4EF32-0JA0 | MCCB_IEC_FS630_630A_3P_36KA_TM_ ATAM | 1685.14
3VA1463-5EF32-0KB0 | MCCB_IEC_FS630_630A_3P_55KA_TM_ ATAM | 1928.86
3VA1580-5EF32-0DC0 | MCCB_IEC_FS1000_800A_3P_55KA_TM_ ATAM | 2646.09
3VA1580-5EF32-0HC0 | MCCB_IEC_FS1000_800A_3P_55KA_TM_ ATAM | 2597.34
3SU1803-0AU20-4VB1 | ENCLOSURE PLASTIC, 3 COMMAND POINTS | 517.19
3SU1401-2BB40-1AA0-ZX01 | LED-MODULE, GREEN | 9.17
3SU1401-2BB40-1AA0-ZX05 | LED MODULE, GREEN | 7.67
3SU1900-0AD81-0AZ0Q3Y | LABELING PLATE, SNAP-ON | 3.99
3SU1900-0AF81-0AA0-ZX90 | LABELING PLATE, SELF-ADHESIVE | 1.18
3SU1900-0BC31-0AZ0Q3Y | EMERGENCY STOP BACKING PLATE, YELLOW | 4.91
3SU1900-0BC31-0AZ0Q5Y | EMERGENCY STOP BACKING PLATE, YELLOW | 4.91
3SU1900-0BU81-0AZ0Q1Y | LABELING PLATE, SELF-ADHESIVE | 4.96
3SU1900-0KH80-0AA0-ZX90 | Adapter for standard rail mounting | 7.97
3VA2563-5MN32-0HH0 | MCCB_IEC_FS1000_630A_3P_55KA_ETU3_LSI | 2646.09
3VA2563-5MN32-0CH0 | MCCB_IEC_FS1000_630A_3P_55KA_ETU3_LSI | 2673.93
3VA2563-5MN32-0KC0 | MCCB_IEC_FS1000_630A_3P_55KA_ETU3_LSI | 2597.34
3VA2580-7MN32-0AB0 | MCCB_IEC_FS1000_800A_3P_110KA_ETU3_LSI | 3767.19
3VA5222-5EC31-0JC0 | MCCB_UL_FS250_225A_3P_35KA_TM_ FTAM | 1427.49
3VA5340-5EC31-0JC0 | MCCB_UL_FS400_400A_3P_35KA_TM_ FTAM | 1851.41
3VA5225-0BB31-0AC0 | MCS_UL_FS250_250A_3P_65kA | 1046.83
3VA6140-8HL31-0AC0 | MCCB_UL_FS150_40A_3P_150KA_ETU3_LI | 1003.57
3WL1116-2BB32-1AA2-ZA61U01 | FIXED-MOUNTED CIRCUIT BREAKER | 10325.04
3WL1116-2BB34-4AN2-ZC22U01 | FIXED-MOUNTED CIRCUIT BREAKER | 13274.54
3WL1208-3EG36-3GA4-ZA61U01 | WITHDRAWABLE CIRCUIT BREAKER | 12320.84
1FT7108-5AC71-1BB5-ZN05 | SYNCHRONOUS MOTOR 1FT7 | 11589.78
1FT7108-5AB71-1BA0-ZN05 | SYNCHRONOUS MOTOR 1FT7 | 10134.21
1FT7108-5AC70-1CH1-ZN05 | SYNCHRONOUS MOTOR 1FT7 | 12163.13
1FT7108-5AC70-1CG1-ZN05 | SYNCHRONOUS MOTOR 1FT7 | 11066.66
1FT7108-5AC70-1CH0-ZX05 | SYNCHRONOUS MOTOR 1FT7 | 11743.46
1FT7108-5AF71-1CE0-ZN05 | SYNCHRONOUS MOTOR 1FT7 | 12231.36
1FT7108-5AC71-1BA1-ZX09 | SYNCHRONOUS MOTOR 1FT7 | 9809.54
1FT7108-5AC71-1BB0-ZX09 | SYNCHRONOUS MOTOR 1FT7 | 10801.89
1FT7108-5AF71-1FG1-ZN05 | SYNCHRONOUS MOTOR 1FT7 | 11153.45
1FT7108-5AF70-1CB0-ZX01 | SYNCHRONOUS MOTOR 1FT7 | 11743.46
1FT7132-5SC71-1CG0 | SYNCHRONOUS MOTOR 1FT7 | 12448.35
1FT7132-5SF71-1CH1-ZJ13 | SYNCHRONOUS MOTOR 1FT7 | 26683.97
1FT7132-5AB71-1BG0-ZX05 | SYNCHRONOUS MOTOR 1FT7 | 10937.75
1FT7136-5SB71-5CB0 | SYNCHRONOUS MOTOR 1FT7 | 16724.45
1PH3131-1DE04-2GA0 | SIMOTICS M 1PH3 motor; 3AC 380V | 5462.97
1PH8089-1SM02-0MG1G1A | MAIN SPINDLE MOTOR 1PH808 | 8057.88
1PH8101-1JF02-2GA2-ZK18 | COMPACT ASYNCHRONOUS MOTOR 1PH810 | 5092.26
1PH8107-1DD03-1HC1-ZK24 | COMPACT ASYNCHRONOUS MOTOR 1PH810 | 6669.74
1PH8133-1AF10-1GB2-ZK10 | COMPACT ASYNCHRONOUS MOTOR 1PH813 | 4722.63
1PH8133-1HF03-1BC2-ZV90 | COMPACT ASYNCHRONOUS MOTOR 1PH813 | 5993.72
1PH8133-3EG03-0AB2-ZK09U63V90 | COMPACT ASYNCHRONOUS MOTOR 1PH813 | 11971.71
1PH8135-2DG22-0GG1 | COMPACT SYNCHRONOUS MOTOR 1PH813 | 13516.7
1PH8137-1DF03-2FH1-ZK09 | COMPACT ASYNCHRONOUS MOTOR 1PH813 | 8298.92
1FT7105-5SF71-1CA0-ZX04 | SYNCHRONOUS MOTOR 1FT7 | 9162.73
1FT7105-5AF71-1CK0-ZN05 | SYNCHRONOUS MOTOR 1FT7 | 8956.61
1FT7105-5AF71-1FH1-ZX05 | SYNCHRONOUS MOTOR 1FT7 | 9755.81
1FT7105-5AF71-1CH0-ZN05 | SYNCHRONOUS MOTOR 1FT7 | 9880.44
1FT7105-5SF71-3CG1-ZJ05 | SYNCHRONOUS MOTOR 1FT7 | 12984.05
1FT7105-5SC71-1CB0-ZX05 | SYNCHRONOUS MOTOR 1FT7 | 10259.21
1FT7105-5WC70-1BB4-ZX09 | SYNCHRONOUS MOTOR 1FT7 | 9590.54
1FT7105-5SF71-1CG4-ZX59 | SYNCHRONOUS MOTOR 1FT7 | 9504.96
1FT7105-5SC71-1CH1-ZX09 | SYNCHRONOUS MOTOR 1FT7 | 10250.07
1FT7108-5AC71-1DA2-ZN05 | SYNCHRONOUS MOTOR 1FT7 | 10411.29
1FT7108-5AF71-1DB0-ZX09 | SYNCHRONOUS MOTOR 1FT7 | 10888.68
1FT7108-5AC71-1CH1-ZN05 | SYNCHRONOUS MOTOR 1FT7 | 12163.13
1FT7108-5AB71-1BB2-ZN05 | SYNCHRONOUS MOTOR 1FT7 | 11420.99
1FT7108-9AC71-1ZG1H1AP2A | SYNCHRONOUS MOTOR 1FT7 | 10657.56
1FT7134-5AC71-1BG0-ZX01 | SYNCHRONOUS MOTOR 1FT7 | 12331.24
1PH8083-3HG12-0AA2-ZU60 | MAIN SPINDLE MOTOR 1PH808 | 6603.36
1PH3133-1DG04-0LA0 | SIMOTICS M 1PH3 motor; 3AC 380V | 6096.65
1PH8081-1CV02-0NE2 | MAIN SPINDLE MOTOR 1PH808 | 8993.48
1PH8103-1HF10-0GC2-ZX01 | COMPACT ASYNCHRONOUS MOTOR 1PH810 | 4355.9
1PH8103-3DF12-2AA1-ZU67 | COMPACT ASYNCHRONOUS MOTOR 1PH810 | 9482.26
1PH8105-3DF02-0AA1-ZU65 | COMPACT ASYNCHRONOUS MOTOR 1PH810 | 9510.7
1PH8105-3FF02-2AA1-ZU60 | COMPACT ASYNCHRONOUS MOTOR 1PH810 | 10113.49
1PH8133-1DF10-1BA1-ZG14 | COMPACT ASYNCHRONOUS MOTOR 1PH813 | 6959.4
1PH8133-1DF12-2GA1-ZV90 | COMPACT ASYNCHRONOUS MOTOR 1PH813 | 6496.81
1PH8133-1DG00-2GC1-ZV90 | COMPACT ASYNCHRONOUS MOTOR 1PH813 | 6218.12
1PH8131-4EF03-0AA2-ZU65 | COMPACT SYNCHRONOUS MOTOR 1PH813 | 16910.99
1PH8133-1FF13-1BB1-ZK10 | COMPACT ASYNCHRONOUS MOTOR 1PH813 | 8398.9
1PH8135-1AG23-1BA2 | COMPACT ASYNCHRONOUS MOTOR 1PH813 | 7036.89
1PH8133-1MF03-0GD2-ZV90 | COMPACT ASYNCHRONOUS MOTOR 1PH813 | 6267.05
1PH8135-1DS10-1FA1-ZG14 | COMPACT ASYNCHRONOUS MOTOR 1PH813 | 7601.24
1PH8133-1UF10-1LC1-ZG14 | COMPACT ASYNCHRONOUS MOTOR 1PH813 | 7839.88
1PH3131-1DF04-0LA0 | SIMOTICS M 1PH3 motor; 3AC 380V | 5930.4
1PH8087-1DF20-0QA1-ZX05 | MAIN SPINDLE MOTOR 1PH808 | 6410.97
1PH8107-1FG03-2GA1 | COMPACT ASYNCHRONOUS MOTOR 1PH810 | 7353.92
3WL1208-4EB36-1AA2-ZA61B08U01 | WITHDRAWABLE CIRCUIT BREAKER | 10493.43
3SU1001-6AA50-0AA0-ZX01 | INDICATOR LIGHT, BLUE | 4.33
3SU1001-6AA60-0AA0-ZX01 | INDICATOR LIGHT, WHITE | 4.33
3SU1001-6AA20-0AA0-ZX01 | INDICATOR LIGHT, RED | 4.33
3SU1001-6AA30-0AA0-ZX01 | INDICATOR LIGHT, YELLOW | 4.33
3SU1401-1BB50-3AA0-ZX01 | LED-MODULE, BLUE | 9.24
3SU1401-1BB60-1AA0-ZX01 | LED MODULE, WHITE | 8.87
3SU1401-2BB00-3AA0-ZX05 | LED MODULE, AMBER | 8.23
3SU1401-2BB20-1AA0-ZX01 | LED MODULE, RED | 9.17
3SU1900-0BA31-0AZ0Q2Y | EMERGENCY STOP BACKING PLATE, YELLOW | 5.25
3SU1900-0BB31-0AZ0Q1Y | EMERGENCY STOP BACKING PLATE, YELLOW | 6.06
3SU1900-0BB31-0AZ0Q5Y | EMERGENCY STOP BACKING PLATE, YELLOW | 6.06
3SU1900-0BB31-0AZ0Q9Y | EMERGENCY STOP BACKING PLATE, YELLOW | 6.06
3SU1900-0BC31-0AZ0Q1Y | EMERGENCY STOP BACKING PLATE, YELLOW | 4.91
3SU1051-6AA20-0AA0-ZX01 | INDICATOR LIGHT, RED | 5.04
3SU1060-4LF01-0AA0-ZX90 | KEY-OPERATED SWITCH RONIS, O-I | 58.43
3SU1401-1BB50-1AA0-ZX01 | LED-MODULE, BLUE | 8.87
3SU1401-1BB60-3AA0-ZX01 | LED MODULE, WHITE | 9.24
3SU1400-1AA10-1BA0-ZX01 | BLOC CONTACT 1NO | 5.53
3SU1401-2BB00-1AA0-ZX01 | LED-MODULE, AMBER | 9.17
3VA1510-5EF32-0JH0 | MCCB_IEC_FS1000_1000A_3P_55KA_TM_ ATAM | 3627.93
3VA1510-5EF32-0KA0 | MCCB_IEC_FS1000_1000A_3P_55KA_TM_ ATAM | 3537.4
3VA1510-5EF32-0KH0 | MCCB_IEC_FS1000_1000A_3P_55KA_TM_ ATAM | 3627.93
3VA1510-6EF32-0KA0 | MCCB_IEC_FS1000_1000A_3P_70KA_TM_ ATAM | 3892.54
3VA1580-5EF32-0AC0 | MCCB_IEC_FS1000_800A_3P_55KA_TM_ ATAM | 2527.72
3VA2463-7KQ32-0BC0 | MCCB_IEC_FS630_630A_3P_110KA_ETU8_LSIG | 3370.27
3VA2612-5HL32-0HA0 | MCCB_IEC_FS1250_1250A_3p_55kA_ETU3_LI | 4317.3
3VA2612-5KQ32-0KA0 | MCCB_IEC_FS1250_1250A_3p_55kA_ETU8_LSIG | 5410.56
3VA6610-6JP32-0DJ0 | MCCB_UL_FS1000_1000A_3P_65KA_ETU5_LSI | 7146.12
3VA9032-0LB20 | HANDLE TIE FOR TOGGLE HANDLE | 27.19
3VA9234-0SB20 | COVER FRAME FOR DOOR CUT-OUT | 32.4
3VA9033-0LB20 | HANDLE TIE FOR TOGGLE HANDLE | 30.4
3VA2563-5MN32-0AF0 | MCCB_IEC_FS1000_630A_3P_55KA_ETU3_LSI | 2527.72
3VA5160-4ED31-0JC0 | MCCB_UL_FS125_60A_3P_25KA_TM_ FTFM | 500.92
3VA5120-4ED31-0JC0 | MCCB_UL_FS125_20A_3P_25KA_TM_ FTFM | 500.92
3VA5160-6EF31-0BC0 | MCCB_UL_FS125_60A_3P_65KA_TM_ ATAM | 635.01
3VA5120-6ED31-0AB0 | MCCB_UL_FS125_20A_3P_65KA_TM_ FTFM | 472.38
3WL1116-3EB37-6BA4-ZA61K07U01 | WITHDRAWABLE CIRCUIT BREAKER | 17564.9
3WL1116-3EB37-6BJ4-ZA61T40U01 | WITHDRAWABLE CIRCUIT BREAKER | 18167.08
3WL1106-2CB36-1AA4-ZA61K07U01 | WITHDRAWABLE CIRCUIT BREAKER | 7820.08
3WL1232-2EB32-1AM2-ZA61U01 | FIXED-MOUNTED CIRCUIT BREAKER | 20463.56
3ZS1322-6CC15-4YA5 | SIRIUS; SIMOCODE ES V17 | 385.98
3ZS1632-1XE04-0YF0 | UPGRADE F. PCS 7 BLOCK LIBRARY V7 | 302.24
3WL9212-6DE41-0AA1-ZA61 | ACCESORIES FOR BREAKER 3WL | 8844.04
3WL1108-3EG32-4GA2-ZA61U01 | FIXED-MOUNTED CIRCUIT BREAKER | 10295.37
3WL1110-3CB33-4AJ2-ZA61U01 | FIXED-MOUNTED CIRCUIT BREAKER | 9422.16
3WL1232-3EB32-5BA4-ZB32K07U01 | FIXED-MOUNTED CIRCUIT BREAKER | 23614.33
3WL1232-4EB36-1FA4-ZA61U01 | WITHDRAWABLE CIRCUIT BREAKER | 27978.47
3WL1232-4EB36-5BA4-ZK07U01 | WITHDRAWABLE CIRCUIT BREAKER | 30029.09
5SU1653-7KK20-ZW02 | RCBO elm | 126.87
5SU1653-7KK40-ZW02 | RCBO elm | 126.87
5ST3790-2 | P.Busbar 10mm2,RCCB3p/N+MCB3p/N+Comp57MW | 116.67
5ST3795-4 | P.Busbar 10mm2,RCCB3p/N+MCB3p/N+Comp14MW | 28.99
5SU1654-7KK06-ZW02 | RCBO elm | 161.81
5SU1324-6KX20-ZW03 | RCBO elm | 185.36
5SU1324-6KX32-ZW03 | RCBO elm | 185.36
5SU1654-7KK25-ZW02 | RCBO elm | 161.81
5SV1313-6KK13-ZW01 | RCBO compact 4,5kA Type A 30mA B13 | 136.74
3VA2563-5MN32-0AC0 | MCCB_IEC_FS1000_630A_3P_55KA_ETU3_LSI | 2527.72
3VA5135-4ED31-0JC0 | MCCB_UL_FS125_35A_3P_25KA_TM_ FTFM | 500.92
3VA5340-0BB31-0AC0 | MCS_UL_FS400_400A_3P_65kA | 1384.23
3VA9603-0KB00 | Position signaling switch plug-in socket | 39.54
3WL1112-3EG32-4GA2-ZA61U01 | FIXED-MOUNTED CIRCUIT BREAKER | 11618.42
3WL1210-4CB34-4AN2-ZA61C22U01 | FIXED-MOUNTED CIRCUIT BREAKER | 10873.51
3WL1210-4CB34-4AN2-ZC22U01 | FIXED-MOUNTED CIRCUIT BREAKER | 10828.91
3SU1000-1LB20-0AA0-ZY11 | EM. STOP MUSHROOM PUSHBUTTON, 40MM, RED | 22.66
3SU1400-1AA10-3BA0-ZX05 | CONTACT MODULE 1NO | 4.73
3SU1401-1BB00-3AA0-ZX01 | LED-MODULE, AMBER | 9.24
3SU1401-1BB30-1AA0-ZX05 | LED MODULE, YELLOW | 7.41
3SU1401-2BB50-1AA0-ZX05 | LED MODULE, BLUE | 7.67
3SU1900-0AC81-0AZ0Q0Y | LABELING PLATE, SELF-ADHESIVE | 3.99
3SU1900-0AF16-0AZ0Q3Y | LABELING PLATE, SELF-ADHESIVE | 4.91
3SU1500-0AA10-0AA0-ZX05 | HOLDER | 2.22
3SU1550-0AA10-0AA0-ZX01 | HOLDER | 3.84
3SU1900-0DC70-0AA0-ZX90 | Protective cap | 4.7
3SU1900-0BA31-0AZ0Q0Y | EMERGENCY STOP BACKING PLATE, YELLOW | 5.25
3UF5720-0AB00-1 | Simocode DP PCS 7 Library Migr. (Legacy) | 7062.62
3SU1062-2FN60-0AA0-ZY19 | SELECTOR SWITCH, I-O<II, WHITE | 33.55
3SU1401-1BB00-1AA0-ZX01 | LED-MODULE, AMBER | 8.87
3SU1401-1BB40-3AA0-ZX01 | LED-MODULE, GREEN | 9.24
3VA1463-1AA32-0BA0 | SD_IEC_FS630_630A_3P | 1162.88
3VA1463-5EF32-0AF0 | MCCB_IEC_FS630_630A_3P_55KA_TM_ ATAM | 1803.52
3VA1510-5EF32-0BA0 | MCCB_IEC_FS1000_1000A_3P_55KA_TM_ ATAM | 3558.29
3VA1510-5EF32-0HL0 | MCCB_IEC_FS1000_1000A_3P_55KA_TM_ ATAM | 3662.74
3VA1580-5EF32-0AD0 | MCCB_IEC_FS1000_800A_3P_55KA_TM_ ATAM | 2541.64
3VA2163-5HN42-0BA0 | MCCB_IEC_FS160_63A_4P_55KA_ETU3_LSI | 800.79
3VA2450-7MS32-0DK0 | MCCB_IEC_FS630_500A_3P_110KA_ETU3_AM | 2451.11
3VA2510-7JP32-0AE0 | MCCB_IEC_FS1000_1000A_3P_110KA_ETU5_LSI | 5090.23
3VA5110-4ED31-0JC0 | MCCB_UL_FS125_100A_3P_25KA_TM_ FTFM | 590.04
3VA5330-5EC31-0HC0 | MCCB_UL_FS400_300A_3P_35KA_TM_ FTAM | 1851.41
3VA9603-0KP10 | Plug-in unit, convertion kit /3P | 72.72
3VA9877-0CC20 | Max-Flex Operator, Bowdencable 48"""" | 198.58
3VA2612-5HN42-0AB0 | MCCB_IEC_FS1250_1250A_4p_55kA_ETU3_LSI | 5807.46
3VA5180-4ED31-0JC0 | MCCB_UL_FS125_80A_3P_25KA_TM_ FTFM | 533.8
3VA9603-0JJ25 | Wire connector 3 pcs. | 166.85
3WL1112-2NB38-6BJ4-ZA61U01 | WITHDRAWABLE CIRCUIT BREAKER | 14759.24
3WL1116-3AA36-4AN4-ZA61U01 | WITHDRAW. NON-AUT. CIRCUIT-B. | 14444.12
3WL1116-3EB36-5FR4-ZA61F02U01 | WITHDRAWABLE CIRCUIT BREAKER | 19663.32
3WL1232-3EG37-1AA2-ZU01 | WITHDRAWABLE CIRCUIT BREAKER | 28586.57
3WL1106-2EG36-1AA4-ZB02K07 | WITHDRAWABLE CIRCUIT BREAKER | 9314.23
3WL1363-4EB37-5BA4-ZA61U01 | WITHDRAWABLE CIRCUIT BREAKER | 83834.98
3WL1363-5AA35-1AA2-ZA61 | WITHDRAW. NON-AUT. CIRCUIT-B. | 68842.88
5SU1356-1KK25-ZW02 | RCBO elm | 114.71
5SU1356-6KK13-ZW02 | RCBO elm | 137.5
3WL1106-2EG36-6BJ4-ZK07 | WITHDRAWABLE CIRCUIT BREAKER | 12062.15
3WL1108-2CB36-1AA4-ZA61K07U01 | WITHDRAWABLE CIRCUIT BREAKER | 7916.3
3WL1232-4EB45-1AA2-ZA61U01 | WITHDRAWABLE CIRCUIT BREAKER | 29825.9
3WL1240-3EG41-4GA2-ZA61K07U01 | FIXED-MOUNTED CIRCUIT BREAKER | 37015.25
5ST3624-4 | P.Busbar 10mm2,3p,RCCB+10x1p 14MW | 12.03
5SU1653-7KK16-ZW02 | RCBO elm | 126.87
5SU1154-6KK10-ZW02 | RCBO elm | 167.89
5SU1654-0KK32-ZW02 | RCBO elm | 135.21
5SU1654-1KK13-ZW02 | RCBO elm | 135.21
5SU1654-1KK25-ZW02 | RCBO elm | 135.21
5SU1654-6KK25-ZW02 | RCBO elm | 161.81
5SU1656-0KK06-ZW02 | RCBO elm | 113.95
5SU1656-1KK16-ZW02 | RCBO elm | 113.95
5SU1656-7KK25-ZW02 | RCBO elm | 137.5
3VA1510-5EF32-0CC0 | MCCB_IEC_FS1000_1000A_3P_55KA_TM_ ATAM | 3627.93
3VA1510-5EF32-0HA0 | MCCB_IEC_FS1000_1000A_3P_55KA_TM_ ATAM | 3537.4
3VA1510-5EF32-0HH0 | MCCB_IEC_FS1000_1000A_3P_55KA_TM_ ATAM | 3627.93
3VA1580-5EF32-0AF0 | MCCB_IEC_FS1000_800A_3P_55KA_TM_ ATAM | 2527.72
3SU1900-0AC81-0AZ0Q5Y | LABELING PLATE, SELF-ADHESIVE | 3.99
3SU1900-0AE81-0AZ0Q0Y | LABELING PLATE, SELF-ADHESIVE | 3.76
3SU1900-0AF16-0AA0-ZX90 | LABELING PLATE, SELF-ADHESIVE | 1.27
3SU1900-0AD16-0AA0-ZX90 | LABELING PLATE, SNAP-ON | 0.95
3SU1900-0AC16-0AZ0Q3Y | LABELING PLATE, SELF-ADHESIVE | 3.55
3SU1900-0AC16-0AZ0Q5Y | LABELING PLATE, SELF-ADHESIVE | 3.55
3SU1801-0AA00-0AB1-ZX90 | ENCLOSURE PLASTIC, 1 COMMAND POINT | 11.02
3SU1900-0EB10-0AA0-ZX90 | Dust cap | 2.66
3VA1020-3ED36-0CF0 | MCCB_IEC_FS100_20A_3P_25KA_TM_ FTFM | 389.25
3VA1112-1AA42-0KD0 | SD_IEC_FS160_125A_4P | 552.89
3VA1116-5EF32-0KF0 | MCCB_IEC_FS160_160A_3P_55KA_TM_ ATAM | 779.9
3VA2563-5MN32-0AD0 | MCCB_IEC_FS1000_630A_3P_55KA_ETU3_LSI | 2541.64
3VA2563-5MN32-0AE0 | MCCB_IEC_FS1000_630A_3P_55KA_ETU3_LSI | 2562.53
3VA5170-4ED31-0JC0 | MCCB_UL_FS125_70A_3P_25KA_TM_ FTFM | 533.8
3VA5215-5EC31-0JC0 | MCCB_UL_FS250_150A_3P_35KA_TM_ FTAM | 1263.12
3VA9603-0KP80 | Connection cable for auxiliary circuits | 5.95
3VA9603-0QB01 | Front bus connectors, 3 pcs. | 180.53
3VA9603-0QC01 | Front bus connectors offset, 3 pcs. | 193.1
3VA9877-0CC30 | Max-Flex Operator, Bowdencable 60"""" | 230.85
3SU1400-1AA10-3CA0-ZX05 | CONTACT MODULE 1NC | 4.73
3SU1200-6LB10-1AA0-ZX90 | ACOUSTIC SIGNALING DEVICE, BLACK | 53.43
3SU1400-2AA10-1BA0-ZX01 | BLOC CONTACT 1NO | 6.77
3SU1401-1EE60-4AA0 | AS-Interface module | 269.68
3SU1900-0AE81-0AZ0Q1Y | LABELING PLATE, SELF-ADHESIVE | 3.76
3SU1900-0AE81-0AZ0Q5Y | LABELING PLATE, SELF-ADHESIVE | 3.76
3SU1900-0AB71-0AZ0Q0Y | INSERT LABEL | 2.29
3SU1900-0AB71-0AZ0Q1Y | INSERT LABEL | 2.29
3SU1900-0AD81-0AZ0Q1Y | LABELING PLATE, SNAP-ON | 3.99
3SU1900-0AC16-0AZ0Q1Y | LABELING PLATE, SELF-ADHESIVE | 3.55
3SU1900-0AC16-0AZ0Q2Y | LABELING PLATE, SELF-ADHESIVE | 3.55
3SU1900-0AE16-0AZ0Q3Y | LABELING PLATE, SELF-ADHESIVE | 3.65
3SU1001-0AB50-0AA0-ZY30 | ILLUMINATED PUSHBUTTON, BLUE | 12.16
3SU1001-6AA00-0AA0-ZX01 | INDICATOR LIGHT, AMBER | 4.33
3SU1051-6AA60-0AA0-ZX01 | INDICATOR LIGHT, WHITE | 5.04
3VA1463-5EF32-0AG0 | MCCB_IEC_FS630_630A_3P_55KA_TM_ ATAM | 1838.33
3VA1463-6EF32-0AF0 | MCCB_IEC_FS630_630A_3P_70KA_TM_ ATAM | 2054.2
3VA1510-5EF32-0AE0 | MCCB_IEC_FS1000_1000A_3P_55KA_TM_ ATAM | 3544.37
3VA2010-6HN42-0JF0 | MCCB_IEC_FS100_100A_4P_85KA_ETU3_LSI | 947.02
3VA2220-5MQ32-0AJ0 | MCCB_IEC_FS250_200A_3P_55KA_ETU8_LSIG | 1664.25
3VA5120-4ED41-0JC0 | MCCB_UL_FS125_20A_4P_25KA_TM_ FTFM | 590.04
3VA5125-4ED31-0JC0 | MCCB_UL_FS125_25A_3P_25KA_TM_ FTFM | 500.92
3VA5220-5EC31-0JC0 | MCCB_UL_FS250_200A_3P_35KA_TM_ FTAM | 1297.72
3VA5340-6EC31-0AB0 | MCCB_UL_FS400_400A_3P_65KA_TM_ FTAM | 1989.85
3VA9877-0CC80 | Max-Flex Operator, Bowdencable 144"""" | 490.12
3VA9677-0CB10 | Max-Flex Operator, Switch. Mechanism | 181.61
3VA9877-0CH72 | Max-Flex-Operator, handle only | 391.65
3VA9877-0CH74 | Max-Flex-Operator, handle only | 391.65
3WL1112-2EG36-4AP2-ZA61U01 | WITHDRAWABLE CIRCUIT BREAKER | 12542.14
3WL1112-3EB37-6BJ4-ZA61K07U01 | WITHDRAWABLE CIRCUIT BREAKER | 13655.11
3WL1112-4EB32-1AA4-ZA61U01 | FIXED-MOUNTED CIRCUIT BREAKER | 8795.92
3WL1116-2BB36-4GA2-ZA61U01 | WITHDRAWABLE CIRCUIT BREAKER | 15379.07
3WL1110-3FB36-5FA2-ZA61B12U01 | WITHDRAWABLE CIRCUIT BREAKER | 11802.84
3WL1232-4EB36-1FA4-ZB32U01 | WITHDRAWABLE CIRCUIT BREAKER | 27933.86
1PH8107-3DG02-2AA1-ZU66 | COMPACT ASYNCHRONOUS MOTOR 1PH810 | 9825.19
1PH8107-1SF02-3LA1-ZY64 | COMPACT ASYNCHRONOUS MOTOR 1PH810 | 10511.58
1PH8107-3DD03-0AA1-ZU66 | COMPACT ASYNCHRONOUS MOTOR 1PH810 | 10103.97
1PH8107-3FG13-2AC1-ZU67 | COMPACT ASYNCHRONOUS MOTOR 1PH810 | 11205.7
1PH8107-3MD13-2AA2-ZU66 | COMPACT ASYNCHRONOUS MOTOR 1PH810 | 9293.13
1PH8131-1DF13-2BC1-ZV90 | COMPACT ASYNCHRONOUS MOTOR 1PH813 | 7038.57
1PH8107-3DD02-2AA1-ZU66 | COMPACT ASYNCHRONOUS MOTOR 1PH810 | 9825.19
1PH8131-1TS13-0MC2-ZA12V90X01 | COMPACT ASYNCHRONOUS MOTOR 1PH813 | 8068.88
1PH8135-1EF00-0BA2 | COMPACT ASYNCHRONOUS MOTOR 1PH813 | 7189.57
1PH8133-2FF00-2BE1-ZV91 | COMPACT SYNCHRONOUS MOTOR 1PH813 | 14523.53
1PH8135-1MF13-2GA2 | COMPACT ASYNCHRONOUS MOTOR 1PH813 | 6425.81
1PH8137-1FF12-0LC1-ZG14 | COMPACT ASYNCHRONOUS MOTOR 1PH813 | 9752.36
1PH8137-1FG12-0DA1-ZG14K18V90 | COMPACT ASYNCHRONOUS MOTOR 1PH813 | 9830.75
1PH8137-3DD03-2AC1-ZU63 | COMPACT ASYNCHRONOUS MOTOR 1PH813 | 12173.21
1PH8137-3FF13-2AB1-ZA25L74 | COMPACT ASYNCHRONOUS MOTOR 1PH813 | 9403.23
1PH8137-3FG13-2AA1-ZU68 | COMPACT ASYNCHRONOUS MOTOR 1PH813 | 13696.68
1PH8163-1FF13-1BB1-ZG14K18 | COMPACT ASYNCHRONOUS MOTOR 1PH816 | 11327.72
1PH8163-3DD13-0AA1-ZU66 | COMPACT ASYNCHRONOUS MOTOR 1PH816 | 15276.67
1FT7108-5SF70-4CH0-ZX01 | SYNCHRONOUS MOTOR 1FT7 | 12437.77
1FT7108-5AC71-1CB1-ZN05X53 | SYNCHRONOUS MOTOR 1FT7 | 12345.68
1FT7108-5AC71-1CD1-ZN05 | SYNCHRONOUS MOTOR 1FT7 | 11239.3
1FT7108-5AF70-1DA1-ZX08 | SYNCHRONOUS MOTOR 1FT7 | 10009.58
1FT7108-5SF71-5BA1-ZX11 | SYNCHRONOUS MOTOR 1FT7 | 10686.42
1FT7108-5SF71-5CG1-ZJ09 | SYNCHRONOUS MOTOR 1FT7 | 18514.26
1FT7138-5AB71-1CG1-ZJ05 | SYNCHRONOUS MOTOR 1FT7 | 23435.67
1PH8081-1SV02-0NA1-ZQ12Q52 | MAIN SPINDLE MOTOR 1PH808 | 10170.12
1PH8103-3DF03-2AA1-ZU67 | COMPACT ASYNCHRONOUS MOTOR 1PH810 | 9761
1PH8105-1DF00-2BB1-ZX05 | COMPACT ASYNCHRONOUS MOTOR 1PH810 | 6102.5
1PH3133-1DG04-0KA0 | SIMOTICS M 1PH3 motor; 3AC 380V | 6207.51
1PH8083-3FM02-0AE1-ZU66 | MAIN SPINDLE MOTOR 1PH808 | 9484.9
1PH8105-1DF12-0BA1-ZK23 | COMPACT ASYNCHRONOUS MOTOR 1PH810 | 6330.57
1PH8105-1DF12-1LA1-ZX01 | COMPACT ASYNCHRONOUS MOTOR 1PH810 | 6929.84
1PH8105-1CZ22-3MA2K4A | COMPACT ASYNCHRONOUS MOTOR 1PH810 | 10714.67
1PH8105-1DF10-1GA1-ZL74 | COMPACT ASYNCHRONOUS MOTOR 1PH810 | 6149.54
1PH8105-3HF02-0AA2-ZU65 | COMPACT ASYNCHRONOUS MOTOR 1PH810 | 8307.87
1PH8131-1UF12-1LA1 | COMPACT ASYNCHRONOUS MOTOR 1PH813 | 7460.92
1PH8131-4FL02-0AG1-ZL74U63 | COMPACT SYNCHRONOUS MOTOR 1PH813 | 17835.26
1PH8135-1DF03-0BA1-ZV90 | COMPACT ASYNCHRONOUS MOTOR 1PH813 | 7673.07
1PH8133-3FG12-2AH1-ZU60 | COMPACT ASYNCHRONOUS MOTOR 1PH813 | 11726.8
1PH8137-1FD12-1BC1-ZV90 | COMPACT ASYNCHRONOUS MOTOR 1PH813 | 8705.02
1PH8137-4FF02-2AA1-ZU65 | COMPACT SYNCHRONOUS MOTOR 1PH813 | 18923.66
1PH8137-1MD13-1HB2-ZK18 | COMPACT ASYNCHRONOUS MOTOR 1PH813 | 7280.41
1PH8137-1SD10-1LA1-ZV90 | COMPACT ASYNCHRONOUS MOTOR 1PH813 | 9572.19
1PH8133-3DD03-2AA1-ZU67 | COMPACT ASYNCHRONOUS MOTOR 1PH813 | 11668.53
1PH8135-1MS10-0LB2-ZX01 | COMPACT ASYNCHRONOUS MOTOR 1PH813 | 6941.85
1PH8133-4FL03-0AC1-ZU67 | COMPACT SYNCHRONOUS MOTOR 1PH813 | 18430.62
1PH8137-1MZ03-0CA2K6D | COMPACT ASYNCHRONOUS MOTOR 1PH813 | 7259.86
1PH8137-1MZ13-0CA2K6D | COMPACT ASYNCHRONOUS MOTOR 1PH813 | 7018.43
1PH8137-3FF12-2AH1-ZU60 | COMPACT ASYNCHRONOUS MOTOR 1PH813 | 12538.41
1PH8165-1FG13-0BA1-ZG14K18 | COMPACT ASYNCHRONOUS MOTOR 1PH816 | 11745.58
1PH8165-4DF03-2AA1-ZU63 | COMPACT SYNCHRONOUS MOTOR 1PH816 | 24390.18
1PH8184-1AF30-2AC2-ZA12L27L76 | COMPACT ASYNCHRONOUS MOTOR | 12927.96
1PH8166-1DF23-1BC1 | COMPACT ASYNCHRONOUS MOTOR 1PH816 | 13788.24
5SU1324-7KX25-ZW03 | RCBO elm | 185.36
5SV1313-1KK13-ZW01 | RCBO compact 4,5kA Type AC 30mA C13 | 104.06
5SV1316-1KK06-ZW01 | RCBO compact 6kA Type AC 30mA C6 | 132.94
5SU1353-1KK32-ZW02 | RCBO elm | 98.75
5SU1353-7KK25-ZW02 | RCBO elm | 128.37
5SV6016-6MC10 | AFDD-MCB EM COM 230V 6kA, 1+N, B10 | 271.24
5SV1316-6LK16-ZW01 | RCBO compact 6kA Type A (G) 30mA B16 | 263.6
5SV6016-7MC32 | AFDD-MCB EM COM 230V 6kA, 1+N, C32 | 314.14
5SU1354-0KK25-ZW02 | RCBO elm | 136.74
5SU1354-1KK10-ZW02 | RCBO elm | 136.74
5SU1154-6KK06-ZW02 | RCBO elm | 167.89
5SU1324-6FA20-ZW03 | RCBO elm | 185.36
5SU1654-6KK06-ZW02 | RCBO elm | 161.81
5SU1324-7FA25-ZW03 | RCBO elm | 185.36
5SU1656-0KK20-ZW02 | RCBO elm | 113.95
5SV4112-0 | RCCB AC 25/2 10mA 10kA | 37.02
5SU1324-7KX13-ZW03 | RCBO elm | 185.36
5SV1313-6KK06-ZW01 | RCBO compact 4,5kA Type A 30mA B6 | 136.74
5SV1313-6KK16-ZW01 | RCBO compact 4,5kA Type A 30mA B16 | 136.74
5SU1353-7KK06-ZW02 | RCBO elm | 128.37
5SU1353-7KK16-ZW02 | RCBO elm | 128.37
5SV1316-7KK16-ZW01 | RCBO compact 6kA Type A 30mA C16 | 158
5SV6016-7MC25 | AFDD-MCB EM COM 230V 6kA, 1+N, C25 | 314.14
5SV1316-7LK10-ZW01 | RCBO compact 6kA Type A (G) 30mA C10 | 263.6
5SV1613-1KK02-ZW01 | RCBO compact 4,5kA Type AC 300mA C2 | 113.95
5SV1613-7KK06-ZW01 | RCBO compact 4,5kA Type A 300mA C6 | 136.74
5SV1613-7KK13-ZW01 | RCBO compact 4,5kA Type A 300mA C13 | 136.74
5SU1354-7KK32-ZW02 | RCBO elm | 165.6
6AT8007-1AA30-0AA0 | CMS1200 Ready to use Bundle | 3085.93
6AU1400-2QA20-0AA0-ZF02M43 | SIMOTION D, CF CARD 2 GB for D4X5-2 | 4341.54
3WL1208-4EB36-1AA2-ZA61U01 | WITHDRAWABLE CIRCUIT BREAKER | 10493.43
3WL1212-4CB34-4AN2-ZA61C22U01 | FIXED-MOUNTED CIRCUIT BREAKER | 11699.41
3WL1216-4EB36-1AA2-ZB16U01 | WITHDRAWABLE CIRCUIT BREAKER | 15829.22
3WL1225-2NB38-6BA4-ZA61U01 | WITHDRAWABLE CIRCUIT BREAKER | 26454.95
3WL1225-4EB36-5BA4-ZB25K07U01 | WITHDRAWABLE CIRCUIT BREAKER | 25859.5
3WL1220-2AA33-4AS2-ZA61C22U01 | FIXED-MOUNT NON-AUT. CIRCUIT-B. | 14165.88
3WL1220-3EG44-5FM2-ZF23S07T40 | FIXED-MOUNTED CIRCUIT BREAKER | 23190.15
3WL1225-3EB35-5BA4-ZA61U01 | WITHDRAWABLE CIRCUIT BREAKER | 22413.65
3WL5225-4EG32-4GA2-ZA61C22K07 | FIXED-MOUNTED CIRCUIT BREAKER | 29621.44
3WL1232-3EB36-5BA4-ZB32K07U01 | WITHDRAWABLE CIRCUIT BREAKER | 29307.43
3WL1350-4EB36-5FR4-ZA61F02U01 | WITHDRAWABLE CIRCUIT BREAKER | 65127.94
3WL1363-4EB45-1AA2-ZA61U01 | WITHDRAWABLE CIRCUIT BREAKER | 82667.49
3WL1240-2EB37-6BJ4-ZA61T40U01 | WITHDRAWABLE CIRCUIT BREAKER | 36368.96
3WL1363-4AA37-4GG4-ZA05C11U01 | WITHDRAW. NON-AUT. CIRCUIT-B. | 87077.72
3ZS1322-6CE15-0YB5 | SIRIUS; SIMOCODE ES V17 | 2511.04
3WL9212-3AC41-0AA1-ZA61 | ACCESORIES FOR BREAKER 3WL | 3166.98
3WL9212-3AE41-0AA1-ZA61 | ACCESORIES FOR BREAKER 3WL | 3166.98
5SU1356-7KK16-ZW02 | RCBO elm | 138.26
5SU1454-1KK16-ZW02 | RCBO elm | 135.97
5SU1653-1KK06-ZW02 | RCBO elm | 97.99
5SU1653-1KK20-ZW02 | RCBO elm | 97.99
6AG4104-5JB00-2AB0 | SIMATIC IPC547J | 5101.32
6AG1591-1BB00-2AA0 | SIPLUS S7-1500 Displaymodul CPUs 70mm | 787.08
6AG4112-3AR03-0AA0 | SIMATIC IPC647E (Rack PC) | 7056.45
6AG4114-3LT32-0XY1 | SIMATIC IPC847E (Rack PC) | 8262.49
3WL1212-4EB36-1FA4-ZB12U01 | WITHDRAWABLE CIRCUIT BREAKER | 12458.27
3WL1116-2CB36-5FA2-ZA61U01 | WITHDRAWABLE CIRCUIT BREAKER | 15611.6
3WL1116-3CB34-4AN4-ZA61U01 | FIXED-MOUNTED CIRCUIT BREAKER | 14516.28
3WL1220-3EB34-1AA2-ZA61U01 | FIXED-MOUNTED CIRCUIT BREAKER | 14831.41
3WL1220-3EB34-5FA2-ZA61U01 | FIXED-MOUNTED CIRCUIT BREAKER | 17159.17
3WL1225-2AA31-5FA8-ZA61U01 | FIXED-MOUNT NON-AUT. CIRCUIT-B. | 18308.21
3WL1232-4FG36-5FA4-ZA61U01 | WITHDRAWABLE CIRCUIT BREAKER | 31618.84
3WL1240-3EG41-4GA2-ZA61U01 | FIXED-MOUNTED CIRCUIT BREAKER | 36892.56
3WL1240-8AA32-3FA4-ZA05S07 | FIXED-MOUNT NON-AUT. CIRCUIT-B. | 31455.57
5SU1356-6KK32-ZW02 | RCBO elm | 137.5
3WL1225-3EB36-5BA4-ZB25K07U01 | WITHDRAWABLE CIRCUIT BREAKER | 24977.46
3WL1225-4FG32-4GN2-ZA61U01 | FIXED-MOUNTED CIRCUIT BREAKER | 23978.06
3WL1106-2EG36-6BJ4-ZA61K07U01 | WITHDRAWABLE CIRCUIT BREAKER | 12203.76
5SU1356-7KK25-ZW02 | RCBO elm | 138.26
5SU1356-7KK32-ZW02 | RCBO elm | 138.26
5SU1454-1KK06-ZW02 | RCBO elm | 135.97
5SU1454-1KK20-ZW02 | RCBO elm | 135.97
5SU1154-6KK16-ZW02 | RCBO elm | 167.89
5SU1154-7KK10-ZW02 | RCBO elm | 167.89
5SU1154-7KK13-ZW02 | RCBO elm | 167.89
5SU1324-6FA40-ZW03 | RCBO elm | 185.36
5SU1656-1KK20-ZW02 | RCBO elm | 113.95
5SU1656-1KK40-ZW02 | RCBO elm | 113.95
5SU1656-6KK06-ZW02 | RCBO elm | 137.5
5SU1656-6KK10-ZW02 | RCBO elm | 137.5
5SU1353-1KL06-ZW02 | RCBO elm | 113.95
5SU1353-1KL20-ZW02 | RCBO elm | 113.95
5SU1353-1KL40-ZW02 | RCBO elm | 113.95
5SU1353-7KK08-ZW02 | RCBO elm | 128.37
5SU1354-0KK32-ZW02 | RCBO elm | 136.74
5SV1316-7KK02-ZW01 | RCBO compact 6kA Type A 30mA C2 | 175.47
5SV1316-7KK04-ZW01 | RCBO compact 6kA Type A 30mA C4 | 175.47
5SV1613-1KK10-ZW01 | RCBO compact 4,5kA Type AC 300mA C10 | 104.06
5SU1654-6KK10-ZW02 | RCBO elm | 161.81
5SU1654-6KK13-ZW02 | RCBO elm | 161.81
5SU1654-7KK10-ZW02 | RCBO elm | 161.81
5SU1654-7KK20-ZW02 | RCBO elm | 161.81
5SU1324-6KX16-ZW03 | RCBO elm | 185.36
5SU1656-6KK40-ZW02 | RCBO elm | 137.5
5SU1656-7KK06-ZW02 | RCBO elm | 137.5
5SU1656-7KK13-ZW02 | RCBO elm | 137.5
5SV1313-1KK02-ZW01 | RCBO compact 4,5kA Type AC 30mA C2 | 113.95
5SU1353-7KK20-ZW02 | RCBO elm | 128.37
5SV6016-6MC13 | AFDD-MCB EM COM 230V 6kA, 1+N, B13 | 271.24
5SV6016-6MC32 | AFDD-MCB EM COM 230V 6kA, 1+N, B32 | 299.05
5SV1316-7KK06-ZW01 | RCBO compact 6kA Type A 30mA C6 | 158
5SV1613-6KK16-ZW01 | RCBO compact 4,5kA Type A 300mA B16 | 136.74
5SU1354-4KK06-ZW02 | RCBO elm, super-resistant K | 314.49
5SU1354-6KK13-ZW02 | RCBO elm | 165.6
5SU1354-6KK16-ZW02 | RCBO elm | 165.6
6AG4141-5BC35-0FA0 | SIMATIC IPC427E (MicroBOX PC) | 4915.54
6AG4141-5CB17-0DA0 | SIMATIC IPC427E (MicroBOX PC) | 4090.05
6AG4141-1BB05-0FA0 | SIMATIC IPC427E (MicroBOX PC) | 3396.38
3WL5220-4FB42-5FA4-ZA61 | FIXED-MOUNTED CIRCUIT BREAKER | 26742.81
3WL5225-4EB46-6BA4-ZA61R21 | WITHDRAWABLE CIRCUIT BREAKER | 41014.05
3WL1216-4EB36-5FR4-ZA61F02U01 | WITHDRAWABLE CIRCUIT BREAKER | 21347.2
3WL5225-4EG32-4GA4-ZC22K07 | FIXED-MOUNTED CIRCUIT BREAKER | 29940.08
3WL5230-4FB47-2FA4-ZA61C22F12 | WITHDRAWABLE CIRCUIT BREAKER | 48892.18
3WL1108-3CB36-5FR4-ZA61K07U01 | WITHDRAWABLE CIRCUIT BREAKER | 12248.67
3WL1225-4FB32-1AU4-ZA15A61U01 | FIXED-MOUNTED CIRCUIT BREAKER | 24788.72
3WL1363-4FG37-5FA4-ZA61F31U01 | WITHDRAWABLE CIRCUIT BREAKER | 86906.04
3ZS1632-1XE04-0YA0 | SIMOCODE PRO PCS 7 LIBRARY V9.0+V9.0SP1 | 2017.93
5SU1356-1KK32-ZW02 | RCBO elm | 114.71
5SU1356-7KK08-ZW02 | RCBO elm | 138.26
3ZY1212-1DA00 | TERMIN. CONNECTOR TYPE 1 7-POLE 17.5MM, | 20.06
3WL9211-1AB31-1BA1-ZA61R30 | ACCESORIES FOR BREAKER 3WL | 3672.14
5SU1454-1KK32-ZW02 | RCBO elm | 135.97
5SU1454-1KK40-ZW02 | RCBO elm | 135.97
5ST3783-4 | P.Busbar 10mm2,1x RCCB 3p/N+6x Comp14MW | 37.83
5ST3790-1 | P.Busbar 10mm2,RCCB3p/N+MCB3p/N+Comp24MW | 49.04
6AG4025-0CE20-5CA0 | SIMATIC IPC527G (Box PC) | 2890
6AG4112-3HQ03-0DX0 | SIMATIC IPC647E (Rack PC) | 7336.6
6AG4112-3MR34-0XX1 | SIMATIC IPC647E (Rack PC) | 10162.18
5SU1353-1KK08-ZW02 | RCBO elm | 98.75
5SV1316-1KK02-ZW01 | RCBO compact 6kA Type AC 30mA C2 | 145.84
5SV1316-1KK04-ZW01 | RCBO compact 6kA Type AC 30mA C4 | 145.84
5SV6016-6MC16 | AFDD-MCB EM COM 230V 6kA, 1+N, B16 | 263.12
5SV1316-3KK10-ZW01 | RCBO compact 6kA Type F 30mA B10 | 285.63
5SV1316-4KK16-ZW01 | RCBO compact 6kA Type F 30mA C16 | 285.63
5SV1316-6KK13-ZW01 | RCBO compact 6kA Type A 30mA B13 | 158
5SU1654-0KK16-ZW02 | RCBO elm | 135.21
5SU1654-0KK25-ZW02 | RCBO elm | 135.21
5SU1654-1KK06-ZW02 | RCBO elm | 135.21
5SU1654-1KK32-ZW02 | RCBO elm | 135.21
5SU1656-0KK25-ZW02 | RCBO elm | 113.95
5SU1656-1KK06-ZW02 | RCBO elm | 113.95
5SU1656-1KK10-ZW02 | RCBO elm | 113.95
5SU1656-1KK32-ZW02 | RCBO elm | 113.95
5SU1353-1KK25-ZW02 | RCBO elm | 98.75
5SV1313-7KK04-ZW01 | RCBO compact 4,5kA Type A 30mA C4 | 150.41
5SV1313-7KK06-ZW01 | RCBO compact 4,5kA Type A 30mA C6 | 136.74
5SV1316-0KK10-ZW01 | RCBO compact 6kA Type AC 30mA B10 | 132.94
5SV1316-0KK13-ZW01 | RCBO compact 6kA Type AC 30mA B13 | 132.94
5SU1354-0KK40-ZW02 | RCBO elm | 136.74
5SU1354-1KK13-ZW02 | RCBO elm | 136.74
5SU1354-1KK16-ZW02 | RCBO elm | 136.74
5SU1354-3KK13-ZW02 | RCBO elm, super-resistant K | 314.49
5SV1616-0KK13-ZW01 | RCBO compact 6kA Type AC 300mA B13 | 132.94
5SV1616-1KK04-ZW01 | RCBO compact 6kA Type AC 300mA C4 | 145.84
5SU1354-7KK16-ZW02 | RCBO elm | 165.6
5SU1354-7KK25-ZW02 | RCBO elm | 165.6
3WL1220-4CB34-1AJ2-ZA61U01 | FIXED-MOUNTED CIRCUIT BREAKER | 15468.07
3WL1220-4CB35-6BJ4-ZA61F12U01 | WITHDRAWABLE CIRCUIT BREAKER | 20877.32
3WL1220-4EB32-1AM4-ZA61S07U01 | FIXED-MOUNTED CIRCUIT BREAKER | 15759.15
3WL1220-8AA32-3FA4-ZA05S07 | FIXED-MOUNT NON-AUT. CIRCUIT-B. | 18345.4
3WL1220-4EB35-1AN2-ZA61U01 | WITHDRAWABLE CIRCUIT BREAKER | 16855.26
3WL1225-2NB38-6BJ4-ZA61U01 | WITHDRAWABLE CIRCUIT BREAKER | 26875.13
3WL1225-3BB33-4AS2-ZA61C22U01 | FIXED-MOUNTED CIRCUIT BREAKER | 22023.96
3WL1225-3EB32-1AF4-ZA61U01 | FIXED-MOUNTED CIRCUIT BREAKER | 19559.09
3WL1110-2CB35-5AM2-ZA61U01 | WITHDRAWABLE CIRCUIT BREAKER | 8860.88
3WL1110-3FB36-4BA4-ZA61U01 | WITHDRAWABLE CIRCUIT BREAKER | 12166.08
3WL1232-4EB36-1FA4-ZA61B32U01 | WITHDRAWABLE CIRCUIT BREAKER | 27978.47
3WL1232-4EB36-5BA4-ZA61K07U01 | WITHDRAWABLE CIRCUIT BREAKER | 30073.67
3WL1363-4EB37-5FA2-ZB63U01 | WITHDRAWABLE CIRCUIT BREAKER | 83427.15
3ZS1322-6CC15-0YA5 | SIRIUS; SIMOCODE ES V17 | 2525.38
3ZS1322-6CC15-0YE5 | SIRIUS; SIMOCODE ES V17 | 635.64
5SU1356-1KK13-ZW02 | RCBO elm | 114.71
5SU1356-1KK20-ZW02 | RCBO elm | 114.71
5SU1356-6KK06-ZW02 | RCBO elm | 137.5
5SU1356-6KK20-ZW02 | RCBO elm | 137.5
5SU1356-6KK25-ZW02 | RCBO elm | 137.5
5SU1653-1KK40-ZW02 | RCBO elm | 97.99
5SU1653-7KK13-ZW02 | RCBO elm | 126.87
6AG1137-6AA01-7BA0 | SIPLUS ET 200SP CM PTP | 839.51
6AG4131-3CC13-2AA0 | SIMATIC IPC627E (Box PC) | 4729.76
6AG4131-3GG30-1AB3 | SIMATIC IPC627E (Box PC) | 8458.75
3WL1212-4EB36-1FA4-ZA61B12U01 | WITHDRAWABLE CIRCUIT BREAKER | 12502.86
3WL1112-2BB34-4AN2-ZA61U01 | FIXED-MOUNTED CIRCUIT BREAKER | 9398.11
3WL1112-2EG36-4GP2-ZA61U01 | WITHDRAWABLE CIRCUIT BREAKER | 12897.36
3WL1112-3CB33-1AJ2-ZU01 | FIXED-MOUNTED CIRCUIT BREAKER | 8487.52
3WL1220-3EG31-1AA2-ZA61U01 | FIXED-MOUNTED CIRCUIT BREAKER | 16042.2
3WL1220-3EG44-5AA2-ZF23S07T40 | FIXED-MOUNTED CIRCUIT BREAKER | 22414.77
3WL1220-3NB32-1FA2-ZA61U01 | FIXED-MOUNTED CIRCUIT BREAKER | 17223.31
3WL5225-4EB32-1FA4-ZA61 | FIXED-MOUNTED CIRCUIT BREAKER | 26093.31
3WL5225-4EB32-1FA4-ZA61S08 | FIXED-MOUNTED CIRCUIT BREAKER | 26438.11
3WL5225-4EG32-4GA2-ZC22K07 | FIXED-MOUNTED CIRCUIT BREAKER | 29576.86
1PH8184-1DF10-2DA1-ZG14 | COMPACT ASYNCHRONOUS MOTOR | 13350.05
1PH8186-1DF40-1BC1-ZG14L76 | COMPACT ASYNCHRONOUS MOTOR | 20312.29
1PH8166-2DL20-0CC1-ZK09 | COMPACT SYNCHRONOUS MOTOR 1PH816 | 19497.36
1PH8186-3JF00-2AA2-ZL27U63 | COMPACT ASYNCHRONOUS MOTOR | 33354.84
1PH8186-1DD10-1BB1-ZG14L76 | COMPACT ASYNCHRONOUS MOTOR | 17080.43
1PH8186-1DD10-1FA1-ZK24 | COMPACT ASYNCHRONOUS MOTOR | 16992.09
1PH8186-1DD10-2ZB1P0B | COMPACT ASYNCHRONOUS MOTOR | 20685.79
1PH8133-1AF02-2BA2 | COMPACT ASYNCHRONOUS MOTOR 1PH813 | 5081.01
1PH8135-1DF12-0GA1-ZG14K23 | COMPACT ASYNCHRONOUS MOTOR 1PH813 | 7659.53
1PH8135-3FF12-0AE1-ZU65 | COMPACT ASYNCHRONOUS MOTOR 1PH813 | 12679.1
1PH8133-4FL02-2AE1-ZL74U63 | COMPACT SYNCHRONOUS MOTOR 1PH813 | 18354.14
1PH8163-1DF10-0BB1-ZX01 | COMPACT ASYNCHRONOUS MOTOR 1PH816 | 8585.23
1PH8165-1DD10-1BA1-ZG14K09 | COMPACT ASYNCHRONOUS MOTOR 1PH816 | 10225.18
1PH8165-1DF00-1GC1-ZK09 | COMPACT ASYNCHRONOUS MOTOR 1PH816 | 9278.22
1PH8138-2DZ23-0BA1K6J | COMPACT SYNCHRONOUS MOTOR 1PH813 | 16301.36
1PH8163-1HF00-1GC2-ZK09 | COMPACT ASYNCHRONOUS MOTOR 1PH816 | 7441.38
1PH8165-1HD13-2GA2-ZK18 | COMPACT ASYNCHRONOUS MOTOR 1PH816 | 8771.45
1PH8165-1DD10-1BA1-ZG14K10 | COMPACT ASYNCHRONOUS MOTOR 1PH816 | 10225.18
1PH8165-1DF10-1BB1-ZG14 | COMPACT ASYNCHRONOUS MOTOR 1PH816 | 9845.08
1PH8165-1MF20-0LC2-ZX01 | COMPACT ASYNCHRONOUS MOTOR 1PH816 | 11972.85
1PH8165-2FL13-1BB1-ZG14K18 | COMPACT SYNCHRONOUS MOTOR 1PH816 | 20364.31
1PH8184-1HF00-0FB2-ZK80V92 | COMPACT ASYNCHRONOUS MOTOR | 11304.3
1PH8166-1DF22-2BA1 | COMPACT ASYNCHRONOUS MOTOR 1PH816 | 13788.24
1PH8184-1MF00-2DB2-ZL27P00 | COMPACT ASYNCHRONOUS MOTOR | 13113.69
1PH8186-1DF10-1BA1-ZG14K40L76 | COMPACT ASYNCHRONOUS MOTOR | 17897.64
1PH8186-1DF40-2BA1-ZL76 | COMPACT ASYNCHRONOUS MOTOR | 19605.79
1PH8186-2FF20-2BA1-ZA12K10K40 | COMPACT SYNCHRONOUS MOTOR | 31911.86
1PH8186-3FC10-2AA1-ZG14K09U63 | COMPACT ASYNCHRONOUS MOTOR | 36522.79
1PH8137-3FD02-0AF1-ZU60 | COMPACT ASYNCHRONOUS MOTOR 1PH813 | 12538.41
1PH8165-1FG23-0BA1-ZK10K18Q12 | COMPACT ASYNCHRONOUS MOTOR 1PH816 | 14548.42
1PH8165-3FD13-0AA1-ZU65 | COMPACT ASYNCHRONOUS MOTOR 1PH816 | 16819.54
1PH8184-1HD00-1EA2-ZV92 | COMPACT ASYNCHRONOUS MOTOR | 11317.28
1PH8186-1AF40-1BA2-ZK09 | COMPACT ASYNCHRONOUS MOTOR | 19325.12
1PH8186-1JF10-2FA2-ZL00 | COMPACT ASYNCHRONOUS MOTOR | 16356.5
1PH8184-4FF00-2AA1-ZU63 | COMPACT SYNCHRONOUS MOTOR | 37231.12
1PH8186-1DF10-2DA1-ZG14 | COMPACT ASYNCHRONOUS MOTOR | 17672.68
1PH8186-1DB10-1BB1-ZG14 | COMPACT ASYNCHRONOUS MOTOR | 16868.45
1PH8166-2DL23-2BA1 | COMPACT SYNCHRONOUS MOTOR 1PH816 | 19877.52
1PH8224-1DB10-1BA1-ZG14 | COMPACT ASYNCHRONOUS MOTOR | 20973.72
1PH8226-1DD10-2BB1-ZK40L76 | COMPACT ASYNCHRONOUS MOTOR | 26433.38
1PH8226-1DD40-1BA1-ZG14K40L76 | COMPACT ASYNCHRONOUS MOTOR | 32470.47
1PH8224-1DC00-2DB1-ZL00P00 | COMPACT ASYNCHRONOUS MOTOR | 22103.55
1PH8137-1DF13-1GA1-ZV90 | COMPACT ASYNCHRONOUS MOTOR 1PH813 | 7662.47
1PH8163-1JD10-1FB2-ZA12 | COMPACT ASYNCHRONOUS MOTOR 1PH816 | 8339.12
1PH8163-1MB00-0DB2 | COMPACT ASYNCHRONOUS MOTOR 1PH816 | 7881.73
1PH8163-3HF13-2AA2-ZA12U66 | COMPACT ASYNCHRONOUS MOTOR 1PH816 | 14555.26
1PH8165-1AF20-2BC2-ZA12 | COMPACT ASYNCHRONOUS MOTOR 1PH816 | 10622.34
1PH8184-1HF10-2EA2-ZL76V92 | COMPACT ASYNCHRONOUS MOTOR | 11529.27
1PH8184-1DD10-1BC1-ZV92 | COMPACT ASYNCHRONOUS MOTOR | 12303.04
1PH8184-1HF00-0FA2-ZK80V92 | COMPACT ASYNCHRONOUS MOTOR | 11304.3
1PH8184-1DD10-0BA1 | COMPACT ASYNCHRONOUS MOTOR | 11605.84
1PH8184-1DC40-1BA1 | COMPACT ASYNCHRONOUS MOTOR | 13313.35
1PH8184-1DD00-2EB1 | COMPACT ASYNCHRONOUS MOTOR | 11878.23
1PH8184-1DF43-1AA1-ZG14 | COMPACT ASYNCHRONOUS MOTOR | 15109.42
3WL1225-4EB36-5BA4-ZA61U01 | WITHDRAWABLE CIRCUIT BREAKER | 25781.4
3WL5230-4FB37-2FA4-ZA61C22F12 | WITHDRAWABLE CIRCUIT BREAKER | 39189.85
3WL1225-4EB32-1AA4-ZA61S07U01 | FIXED-MOUNTED CIRCUIT BREAKER | 20069.87
5SV1616-1KK16-ZW01 | RCBO compact 6kA Type AC 300mA C16 | 132.94
5SV3112-6 | RCCB A 25/2 10mA 10kA | 58.36
5TG1327-0CH | STYLE, CHOCOLATE INTERMED.FRAME 55X55 | 4.91
5TG1335-0CH | STYLE CH,CABLE OUTPUT | 18.33
5TG7141-0CH20 | STYLE CH,ROCKER,BULB SYMBOL | 10.08
5TG7145-0AC01 | STYLE AC,DOUBLE ROCKER, DIFFUSER | 14.2
5TG4812-0CH | STYLE CH,VOLUME POTENTIOMETER 3W | 81.34
5TC9774-4CH00 | STYLE,,ROOM THERMOSTAT,CHOCOLATE | 113.95
6AG4104-5KH32-2AB0 | SIMATIC IPC547J | 7150.84
6AG4012-2BA20-0AX0 | SIMATIC IPC347G (Rack PC, 19, 4U) | 2716.2
6AG4025-0AB20-3AA0 | SIMATIC IPC527G (Box PC) | 2118.43
6AG4025-0DE20-6CA0 | SIMATIC IPC527G (Box PC) | 3462.3
5SU1656-7KK10-ZW02 | RCBO elm | 137.5
5SU1656-7KK40-ZW02 | RCBO elm | 137.5
5SV1316-0KK16-ZW01 | RCBO compact 6kA Type AC 30mA B16 | 132.94
5SV6016-6MC06 | AFDD-MCB EM COM 230V 6kA, 1+N, B6 | 271.24
5SV1316-4KK13-ZW01 | RCBO compact 6kA Type F 30mA C13 | 285.63
5SU1353-1KK20-ZW02 | RCBO elm | 98.75
5SU1354-0KK06-ZW02 | RCBO elm | 136.74
5SU1354-1KK06-ZW02 | RCBO elm | 136.74
5SV1613-1KK04-ZW01 | RCBO compact 4,5kA Type AC 300mA C4 | 113.95
5SU1354-7KK20-ZW02 | RCBO elm | 165.6
5SV1616-6KK10-ZW01 | RCBO compact 6kA Type A 300mA B10 | 158
5SU1356-0KK40-ZW02 | RCBO elm | 114.71
5SV1616-6KK16-ZW01 | RCBO compact 6kA Type A 300mA B16 | 158
5TG1321-0AC | DELTA STYLE, ANTRACITE COSSO FRAME,1FOLD | 8.41
5TG1343-0AC | STYLE AC,COVER PLATE MOD JACK LABEL | 24.31
5TG1392-0CH | STYLE CH,MODULE CARRIER M-SYSTEM 2F | 11.13
5TG7141-0TW20 | STYLE, TW,ROCKER W/SYMBOL BULB | 7.46
5TG7145-0AC00 | STYLE AC, DOUBLE ROCKER | 11.96
5UB1870-0CH01 | STYLE SCHUKO SOCKET+USB CH | 99.17
6AG1052-2FB08-7BA1 | SIPLUS LOGO! 230RCEO | 547.45
6AG4114-3MD12-4BX2 | SIMATIC IPC847E (Rack PC) | 8159.11
6AG4141-3CB05-0FA0 | SIMATIC IPC427E (MicroBOX PC) | 3974.69
6AG4141-5BB30-0FA0 | SIMATIC IPC427E (MicroBOX PC) | 4078.05
6AG4131-3GK13-3AA0 | SIMATIC IPC627E (Box PC) | 5980.74
6AG4141-5DC00-0FA0 | SIMATIC IPC427E (MicroBOX PC) | 4494.55
6AG1246-0BA22-2FA0 | SIPLUS G120 CU250S-2 PN | 1598.67
6AG2193-6AM00-4AA0 | SIPLUS ET 200SP BA 2xM12 RAIL | 733.23
6AG4114-3EQ02-0CX0 | SIMATIC IPC847E (Rack PC) | 5949.29
6AG4112-3DT01-0AX2 | SIMATIC IPC647E (Rack PC) | 6418.23
6AV2107-0PX07-0AH6 | Visualization Architect V17, Rental DL | 1948.13
6AV2105-0RA07-0AH0 | WinCC Runtime Prof 153600, V17 DL | 23434.35
6AV2105-3MM07-0AE0 | UpG WinCC RT Prof 64k-256k V11/16->V17 | 5774.51
3WL1116-2CB34-4GS4-ZA61U01 | FIXED-MOUNTED CIRCUIT BREAKER | 14675.86
3WL1210-4CB34-5AM2-ZA61C22U01 | FIXED-MOUNTED CIRCUIT BREAKER | 10873.51
3WL1212-4AA31-5FF4-ZA05A61U01 | FIXED-MOUNT NON-AUT. CIRCUIT-B. | 12769.86
3WL1120-3EB37-6BJ4-ZA61K07U01 | WITHDRAWABLE CIRCUIT BREAKER | 19588.75
3WL1212-3EB36-1FA4-ZA61U01 | WITHDRAWABLE CIRCUIT BREAKER | 12101.93
3WL1216-5NB32-5FG2-ZA61U01 | FIXED-MOUNTED CIRCUIT BREAKER | 19631.25
3WL1220-2EG36-4GP2-ZA61U01 | WITHDRAWABLE CIRCUIT BREAKER | 20442.72
5ST3725-4 | P.Busbar 10mm2,3p/N,RCCB+MCB+3x1p/N14MW | 14.47
5ST3623-4 | P.Busbar 10mm2,3p/N,7x1p/N 14MW | 14.47
5SU1654-0KK13-ZW02 | RCBO elm | 135.21
5SU1324-6FA10-ZW03 | RCBO elm | 185.36
5SU1654-6KK16-ZW02 | RCBO elm | 161.81
5SU1654-6KK40-ZW02 | RCBO elm | 161.81
5SU1656-6KK16-ZW02 | RCBO elm | 137.5
5SV1313-7KK16-ZW01 | RCBO compact 4,5kA Type A 30mA C16 | 136.74
6AG4114-3HB03-4DX2 | SIMATIC IPC847E (Rack PC) | 8141.13
3WL1116-3EB36-6BJ4-ZA61U01 | WITHDRAWABLE CIRCUIT BREAKER | 17301.09
3WL1208-3CB36-1GA2-ZA61R21U01 | WITHDRAWABLE CIRCUIT BREAKER | 10443.71
3WL1220-2CB36-4GA2-ZA61U01 | WITHDRAWABLE CIRCUIT BREAKER | 18337.88
3WL1220-3CB31-6BA2-ZA61U01 | FIXED-MOUNTED CIRCUIT BREAKER | 16734.19
3WL5230-4EG47-6BJ4-ZA61 | WITHDRAWABLE CIRCUIT BREAKER | 49967.45
3WL1106-2CB36-4GA2-ZA61B06U01 | WITHDRAWABLE CIRCUIT BREAKER | 9661.91
3WL5220-4EB34-5AM2-ZA61 | FIXED-MOUNTED CIRCUIT BREAKER | 21673.56
3WL1232-4CB36-1FA4-ZA61U01 | WITHDRAWABLE CIRCUIT BREAKER | 27553.48
3WL1112-2AA33-4AS2-ZA61C22U01 | FIXED-MOUNT NON-AUT. CIRCUIT-B. | 8360.52
3WL9213-6AC41-2AA1-ZA61 | ACCESORIES FOR BREAKER 3WL | 7717.44
5SU1354-7KK06-ZW02 | RCBO elm | 165.6
5SV1616-1KK13-ZW01 | RCBO compact 6kA Type AC 300mA C13 | 132.94
5TG1342-0AC | STYLE AC,TAE COVER MULTIMEDIA CONEC. | 12.25
5TG1391-0CH | STYLE CH,MODULE CARRIER M-SYSTEM 1F | 11.13
5TG1394-0AC | STYLE AC UAE COVER PLATE | 12.25
5TG7141-0CH10 | STYLE,ROCKER W.SYMBOL BELL,CH | 10.57
6AG1067-1AA34-0AA0 | SINUMERIK Simulationsrack 2018 | 71198.53
6AG1067-1AA35-0AA0 | SINUMERIK Antriebsrack 2018 | 66543.29
6AG1515-2FM02-2AB0 | SIPLUS S7-1500 CPU 1515F-2 PN | 8647.14
6AG1550-1AA01-7AB0 | SIPLUS S7-1500 TM COUNT 2X24V | 1450.02
6AG2134-3AB00-3AY0 | SIPLUS PS UPS1600 DC 24 V/10 A RAIL | 1160.42
6AG4112-3HS03-0DB0 | SIMATIC IPC647E (Rack PC) | 8481.22
5SU1324-7KX32-ZW03 | RCBO elm | 185.36
5SU1656-6KK32-ZW02 | RCBO elm | 137.5
5SV6016-6MC20 | AFDD-MCB EM COM 230V 6kA, 1+N, B20 | 271.24
5SV1316-3KK13-ZW01 | RCBO compact 6kA Type F 30mA B13 | 285.63
5SV1316-3KK16-ZW01 | RCBO compact 6kA Type F 30mA B16 | 285.63
5SV1316-4KK10-ZW01 | RCBO compact 6kA Type F 30mA C10 | 285.63
5SV1613-6KK06-ZW01 | RCBO compact 4,5kA Type A 300mA B6 | 136.74
5SU1354-4KK40-ZW02 | RCBO elm, super-resistant K | 314.49
5SU1354-6KK10-ZW02 | RCBO elm | 165.6
5SU1354-7KK08-ZW02 | RCBO elm | 165.6
5TG1323-0CH | DELTA STYLE, CHOCOLATE FRAME, 3FOLD | 23
5TG1326-0CH | STYLE, CHOCOLATE INTERMED.FRAME 51X51 | 4.91
5TG1330-0AC | STYLE AC,BLANKING PLATE | 13.65
5TG1330-0CH | STYLE CH,BLANKING PLATE | 13.65
5TC8912-0CH | STYLE CH, ROTARY DIMMER COVER | 20.11
5UB1842-0CH01 | SCHUKO-sock.w.hinged cover a.shutter CH | 25.66
5UB1852-0AC01 | STYLE AC,SCHUKO W/HINGED LID COVER | 23.56
5UB1853-0CH01 | STYLE CH, SCHUKO W/COVER | 13.22
6AG4112-3DD11-2XJ2 | SIMATIC IPC647E (Rack PC) | 5817.44
6AG4131-3GC20-3AA0 | SIMATIC IPC627E (Box PC) | 5964.28
6AG4131-3GC23-1AB1 | SIMATIC IPC627E (Box PC) | 6066.15
6AG4131-3GD23-3AA0 | SIMATIC IPC627E (Box PC) | 6642.95
6AG4112-3HR04-0JC2 | SIMATIC IPC647E (Rack PC) | 11652.88
6AG4112-3KD14-4HC2 | SIMATIC IPC647E (Rack PC) | 12144.28
6AG4112-3LC14-0HC2 | SIMATIC IPC647E (Rack PC) | 11041.62
6AV2102-3AA07-0AK5 | WinCC Advanced V17 Upgrade DL | 1421.69
6AV2104-4KK07-0AK0 | WinCC RT Advanced 8192 V17 Upgr. DL | 2607.18
6AV2105-3DD07-0AK0 | UpG WinCC RT Prof 512 V11/16->V17 DL | 2835.26
6AV2105-0TA17-0AA0 | WinCC Runtime Prof 262144, Asia V17 | 36182.47
6AV2105-2BD00-0BD0 | PPack WinCC RT Prof 128->512 | 2261.38
3WL1116-3EB37-6BA4-ZU01 | WITHDRAWABLE CIRCUIT BREAKER | 17397.63
3WL1120-2AA34-4GA2-ZA61U01 | FIXED-MOUNT NON-AUT. CIRCUIT-B. | 12332.05
3WL1120-3EB37-6BA4-ZA61K07U01 | WITHDRAWABLE CIRCUIT BREAKER | 19168.59
3WL1208-4CB36-5FR4-ZA61K07U01 | WITHDRAWABLE CIRCUIT BREAKER | 13908.48
3WL1212-4CB31-1BA2-ZA05A61U01 | FIXED-MOUNTED CIRCUIT BREAKER | 12155.66
3WL1212-4EB36-1FA4-ZU01 | WITHDRAWABLE CIRCUIT BREAKER | 12458.27
3WL5230-4EG46-6BJ4-ZA61 | WITHDRAWABLE CIRCUIT BREAKER | 49005.24
5SU1354-7KK40-ZW02 | RCBO elm | 165.6
5TG1322-0CH | DELTA STYLE, CHOCOLATE FRAME, 2FOLD | 13.48
5TG1325-0AC | DELTA STYLE, ANTRACITE COSSO FRAME,5FOLD | 50.45
5TG1326-0AC | STYLE, ANTRACITE INTERMED.FRAME 51X51 | 4.91
5UB1852-0CH01 | STYLE CH,SCHUKO W/HINGED LID COVER | 23.56
5UB1853-0AC01 | STYLE AC, SCHUKO W/COVER | 13.22
5UB1855-0AC01 | STYLE AC,SCHUKO W/CHILD PROTECTION | 16.08
5UB1870-0AC01 | STYLE SCHUKO SOCKET+USB AC | 99.17
5TG4812-0AC | STYLE AC,VOLUME POTENTIOMETER 3W | 81.34
6AG1193-6AM00-7AA0 | SIPLUS ET 200SP BA 2xM12 | 573.02
6AG4021-0AC12-0BA0 | SIMATIC IPC127E | 1405.3
6AG4021-0AD11-2CA0 | SIMATIC IPC127E | 1938.65
5SU1353-1KK06-ZW02 | RCBO elm | 98.75
5SU1353-1KK10-ZW02 | RCBO elm | 98.75
5SU1353-1KK13-ZW02 | RCBO elm | 98.75
5SV1313-7KK02-ZW01 | RCBO compact 4,5kA Type A 30mA C2 | 150.41
5SV1316-6KK06-ZW01 | RCBO compact 6kA Type A 30mA B6 | 158
5SV1316-6KK16-ZW01 | RCBO compact 6kA Type A 30mA B16 | 150.41
5SV1316-6LK10-ZW01 | RCBO compact 6kA Type A (G) 30mA B10 | 263.6
5SV6016-7MC16 | AFDD-MCB EM COM 230V 6kA, 1+N, C16 | 278.17
5SV1616-6KK13-ZW01 | RCBO compact 6kA Type A 300mA B13 | 158
5SU1356-0KK20-ZW02 | RCBO elm | 114.71
5SU1356-0KK25-ZW02 | RCBO elm | 114.71
5SU1356-0KK32-ZW02 | RCBO elm | 114.71
5TG7141-0AC21 | STYLE AC, ROCKER,BULB SYMB,DIFFUSER | 11.38
5TG7141-0AC40 | STYLE AC,ROCKER SYMB I/O | 10.57
5TG7141-0CH01 | STYLE CH, ROCKER, W/ DIFFUSER | 10.18
5TG7141-0CH40 | STYLE CH,ROCKER SYMB I/O | 10.57
6AG4114-3HQ12-0DX1 | SIMATIC IPC847E (Rack PC) | 6630.96
6AG4112-3AA03-0AA0 | SIMATIC IPC647E (Rack PC) | 5714.08
6AG4114-3LD16-0BX2 | SIMATIC IPC847E (Rack PC) | 7546.35
6AG4114-3LT32-0XX1 | SIMATIC IPC847E (Rack PC) | 8177.08
6AG4141-7FB36-0FA0 | SIMATIC IPC427E (MicroBOX PC) | 5113.31
6AG4141-7FC36-0FA0 | SIMATIC IPC427E (MicroBOX PC) | 5657.14
6AG4114-3GS42-0DX2 | SIMATIC IPC847E (Rack PC) | 7345.59
6AG4114-3JT11-0BA2 | SIMATIC IPC847E (Rack PC) | 7586.8
6AV2105-3BB07-0AE0 | UpG WinCC RT Prof 128 V11/16->V17 | 2058.61
6AV2105-0BA17-0AA0 | WinCC Runtime Prof 128, Asia V17 | 5153.84
3WL1212-4CB34-4AN2-ZA61U01 | FIXED-MOUNTED CIRCUIT BREAKER | 11498.94
3WL1212-4EB36-1FA4-ZA61U01 | WITHDRAWABLE CIRCUIT BREAKER | 12502.86
3WL1220-2CB32-1AM2-ZA61S01U01 | FIXED-MOUNTED CIRCUIT BREAKER | 13291.07
3WL1220-2CB35-4AS2-ZA61U01 | WITHDRAWABLE CIRCUIT BREAKER | 17244.96
3WL1220-4EB45-1AA2-ZA61U01 | WITHDRAWABLE CIRCUIT BREAKER | 20123.59
3WL1225-3EB36-5BA4-ZB25K07 | WITHDRAWABLE CIRCUIT BREAKER | 24880.45
3WL5116-3FB42-5FA4-ZA61 | FIXED-MOUNTED CIRCUIT BREAKER | 21851.55
3WL5220-4AA42-1AA2-ZA61 | FIXED-MOUNT NON-AUT. CIRCUIT-B. | 20251.07
5SU1654-0KK20-ZW02 | RCBO elm | 135.21
5ST3624-1 | P.Busbar 10mm2,3p,RCCB+6x1p 10MW | 8.52
5ST3625-4 | P.Busbar 10mm2,3p/N,RCCB+5x1p/N 14MW | 14.47
5SU1154-6KK13-ZW02 | RCBO elm | 167.89
5SU1656-6KK25-ZW02 | RCBO elm | 137.5
5SU1656-7KK16-ZW02 | RCBO elm | 137.5
5SU1656-7KK20-ZW02 | RCBO elm | 137.5
5SV1313-1KK16-ZW01 | RCBO compact 4,5kA Type AC 30mA C16 | 104.06
5SU1353-7KK40-ZW02 | RCBO elm | 128.37
5SU1354-0KK10-ZW02 | RCBO elm | 136.74
5SU1354-0KK20-ZW02 | RCBO elm | 136.74
5SU1354-1KK08-ZW02 | RCBO elm | 136.74
5SU1354-4KK16-ZW02 | RCBO elm, super-resistant K | 314.49
5SU1354-4KK20-ZW02 | RCBO elm, super-resistant K | 314.49
5SU1354-4KK25-ZW02 | RCBO elm, super-resistant K | 314.49
5SU1354-4KK32-ZW02 | RCBO elm, super-resistant K | 314.49
3ZS1326-2CC10-0YA5 | SIRIUS Safety ES V17 | 621.14
3WL1216-2EB36-1BJ2-ZK07R21 | WITHDRAWABLE CIRCUIT BREAKER | 16064.97
3WL1216-4EB45-1AA2-ZA61U01 | WITHDRAWABLE CIRCUIT BREAKER | 16755.83
5SU1356-7KK40-ZW02 | RCBO elm | 138.26
5SU1454-1KK25-ZW02 | RCBO elm | 135.97
5ST3783-1KL | P.Busbar 10mm2,1x RCCB 3p/N+6x Comp10MW | 23.78
5ST3785-0 | P.Busbar 10mm2,RCCB3p/N+MCB3p+Comp12MW | 24.99
5SU1324-6KX13-ZW03 | RCBO elm | 185.36
5SU1324-7FA06-ZW03 | RCBO elm | 185.36
5SU1324-7FA10-ZW03 | RCBO elm | 185.36
5SU1324-7FA32-ZW03 | RCBO elm | 185.36
5SU1324-7FA40-ZW03 | RCBO elm | 185.36
5SU1353-1KL13-ZW02 | RCBO elm | 113.95
5SU1353-1KL16-ZW02 | RCBO elm | 113.95
5SU1353-1KL25-ZW02 | RCBO elm | 113.95
5SV6016-6MC25 | AFDD-MCB EM COM 230V 6kA, 1+N, B25 | 299.05
5SV1316-7LK06-ZW01 | RCBO compact 6kA Type A (G) 30mA C6 | 263.6
5SV1316-7LK16-ZW01 | RCBO compact 6kA Type A (G) 30mA C16 | 263.6
5SV1613-1KK13-ZW01 | RCBO compact 4,5kA Type AC 300mA C13 | 104.06
5SU1354-1KK32-ZW02 | RCBO elm | 136.74
5SV1616-1KK02-ZW01 | RCBO compact 6kA Type AC 300mA C2 | 145.84
5SV1616-1KK06-ZW01 | RCBO compact 6kA Type AC 300mA C6 | 132.94
5SU1354-6KK20-ZW02 | RCBO elm | 165.6
5SU1354-6KK32-ZW02 | RCBO elm | 165.6
5SU1356-1KK40-ZW02 | RCBO elm | 114.71
5SU1356-6KK16-ZW02 | RCBO elm | 129.9
5ST3724-4 | P.Busbar10mm2,3p/N,RCCB+MCB3p/N+6x1p14MW | 13.78
5ST3725-3 | P.Busbar 10mm2,3p/N,RCCB+MCB+3x1p/N13MW | 17.76
5SU1324-6FA13-ZW03 | RCBO elm | 185.36
5SU1324-6FA16-ZW03 | RCBO elm | 185.36
5SU1324-6FA25-ZW03 | RCBO elm | 185.36
5SU1654-1KK10-ZW02 | RCBO elm | 135.21
5SU1656-6KK13-ZW02 | RCBO elm | 137.5
5SU1324-7KX10-ZW03 | RCBO elm | 185.36
5SU1324-7KX16-ZW03 | RCBO elm | 185.36
5SU1354-1KK25-ZW02 | RCBO elm | 136.74
5SV1616-7KK04-ZW01 | RCBO compact 6kA Type A 300mA C4 | 175.47
5SU1356-1KK08-ZW02 | RCBO elm | 114.71
5TG1322-0AC | DELTA STYLE, ANTRACITE COSSO FRAME,2FOLD | 13.48
5TG1324-0AC | DELTA STYLE, ANTRACITE COSSO FRAME,4FOLD | 34.6
5TG1324-0CH | DELTA STYLE, CHOCOLATE FRAME, 4FOLD | 34.6
6AG1052-1HB08-7BA1 | SIPLUS LOGO! 24RCE | 623.17
6AG1052-2MD08-7BA1 | SIPLUS LOGO! 12/24RCEO | 596.96
6AG1055-4MH08-2BA1 | SIPLUS LOGO! TDE | 509.59
6AG4012-2AA10-0AX0 | SIMATIC IPC347G (Rack PC, 19, 4U) | 2079.47
5SV1616-7KK10-ZW01 | RCBO compact 6kA Type A 300mA C10 | 158
5SU1356-1KK10-ZW02 | RCBO elm | 114.71
5TG1321-0CH | DELTA STYLE, CHOCOLATE FRAME, 1FOLD | 8.41
5TG1323-0AC | DELTA STYLE, ANTRACITE COSSO FRAME,3FOLD | 23
6AG1067-1AA37-0AA0 | 840D SL Simulator Next Generation | 61616.63
6AG2515-2FM02-4AB0 | SIPLUS S7-1500 CPU 1515F-2 PN RAIL | 10590.39
6AG1138-6BA01-2BA0 | SIPLUS ET 200SP TM POSINPUT 1 | 594.59
6AG4025-0DB30-4AD0 | SIMATIC IPC527G (Box PC) | 3691.52
6AV2103-0XA07-0AA5 | WinCC Prof. max. PowerTags V17 | 8484.65
6AV2104-3FF07-0AK0 | WinCC RT Advanced 2048 V17 Upgr. DL | 1302.88
6AV2104-3HH07-0AE0 | WinCC RT Advanced 4096 V17 Upgrade | 2163.28
6AV2101-4BB07-0AE5 | WinCC Comfort V17 Upgrade | 619.05
6AV2103-3XA07-0AK5 | WinCC Prof. max. V17 Upgrade DL | 3246.32
6AG4141-3BB35-0FA0 | SIMATIC IPC427E (MicroBOX PC) | 4102.02
6AG4141-3BG17-0FA0 | SIMATIC IPC427E (MicroBOX PC) | 4227.87
6AV2103-2DH00-0BD5 | WinCC Prof. 4096 Powerpack V17 | 977.15
6AV2100-3AA07-0AE5 | WinCC Basic V17 Upgrade | 87.74
6AG4141-7BH16-0DA0 | SIMATIC IPC427E (MicroBOX PC) | 5459.39
6AG4141-3BG00-0GA0 | SIMATIC IPC427E (MicroBOX PC) | 4358.22
6AV2103-0XA07-0AH5 | WinCC Prof. max. PowerTags V17 DL | 8117.46
6AV2103-2AD00-0BJ5 | WinCC Prof. 512 Powerp. V17 DL | 407.5
6AV2104-3FF07-0AE0 | WinCC RT Advanced 2048 V17 Upgrade | 1440.28
3ZS1326-2CC10-0YE5 | SIRIUS Safety ES V17 | 165.03
5ST3785-4 | P.Busbar 10mm2,RCCB3p/N+MCB3p+Comp14MW | 28.99
5ST3795-0 | P.Busbar 10mm2,RCCB3p/N+MCB3p/N+Comp12MW | 24.99
5SU1653-7KK10-ZW02 | RCBO elm | 126.87
5SU1653-7KK25-ZW02 | RCBO elm | 126.87
5SU1324-6KX10-ZW03 | RCBO elm | 185.36
5SU1324-6KX25-ZW03 | RCBO elm | 185.36
5SU1656-0KK10-ZW02 | RCBO elm | 113.95
5SU1656-0KK32-ZW02 | RCBO elm | 113.95
5SU1324-6KX40-ZW03 | RCBO elm | 185.36
5SU1354-6KK06-ZW02 | RCBO elm | 165.6
5SU1354-6KK25-ZW02 | RCBO elm | 165.6
5SV1613-7KK16-ZW01 | RCBO compact 4,5kA Type A 300mA C16 | 136.74
5SV1616-0KK06-ZW01 | RCBO compact 6kA Type AC 300mA B6 | 132.94
5TG1392-0AC | STYLE AC,MODULE CARRIER M-SYSTEM 2F | 11.13
5TG7141-0AC00 | STYLE,ROCKER, AC | 9.03
5TG7141-0CH21 | STYLE CH, ROCKER,BULB SYMB,DIFFUSER | 11.38
5TG7145-0CH01 | STYLE CH,DOUBLE ROCKER, DIFFUSER | 14.2
6AG4112-3LD76-0BX2 | SIMATIC IPC647E (Rack PC) | 8277.47
6AG4112-3LD76-0HX2 | SIMATIC IPC647E (Rack PC) | 9959.92
6AG4114-3DJ13-0CX2 | SIMATIC IPC847E (Rack PC) | 8556.12
6AG4112-3RK15-6XX2 | SIMATIC IPC647E (Rack PC) | 15651.53
5TG7141-0AC10 | STYLE,ROCKER W.SYMBOL BELL,AC | 10.57
5TG7141-0AC20 | STYLE AC,ROCKER,BULB SYMBOL | 10.08
5TG7141-0CH00 | STYLE,ROCKER, CH | 9.03
5UB1842-0AC01 | SCHUKO-sock.w.hinged cover a.shutter AC | 25.66
6AG4012-2BC20-0AX0 | SIMATIC IPC347G (Rack PC, 19, 4HE) | 3173.15
6AG4012-2CA20-0BX0 | SIMATIC IPC347G (Rack PC, 19, 4U) | 3287.02
6AG4021-0AB11-0CA0 | SIMATIC IPC127E | 1624.03
6AG4104-5KN42-5KB3 | SIMATIC IPC547J | 14700.18
6AV2103-2DH00-0BJ5 | WinCC Prof. 4096 Powerpack V17 DL | 815
6AU1400-2QA20-0AA0-ZF03M43 | SIMOTION D, CF CARD 2 GB for D4X5-2 | 4735.04
6AU1400-2QA20-0AA0-ZM42 | SIMOTION D, CF CARD 2 GB for D4X5-2 | 2007.04
6AU1400-2QA20-0AA0-ZM44 | SIMOTION D, CF CARD 2 GB for D4X5-2 | 5561.65
6AV2103-0DA07-0AA5 | WinCC Prof. 512 PowerTags V17 | 4372.32
6AG4141-5DB00-0FA0 | SIMATIC IPC427E (MicroBOX PC) | 3950.72
6AV2102-4AA07-0AE5 | WinCC Advanced V17 Upgrade | 1550.05
6AG4141-7DB46-0FA0 | SIMATIC IPC427E (MicroBOX PC) | 5282.59
6AV2103-0HA07-0AH5 | WinCC Prof. 4096 PowerTags V17 DL | 5072.6
6AU1400-2QA20-0AA0-ZF03M42 | SIMOTION D, CF CARD 2 GB for D4X5-2 | 3187.53
6AV2104-3DD07-0AK0 | WinCC RT Advanced 512 V17 Upgrade DL | 846.58
6AU1400-2QA20-0AA0-ZM43 | SIMOTION D, CF CARD 2 GB for D4X5-2 | 3554.56
6AV2104-0LA07-0AA0 | WinCC Runtime Advanced 16384 V17 | 9897.44
6AV2104-0LA07-0AH0 | WinCC Runtime Advanced 16384, V17 DL | 8959.4
6AV2104-2BD00-0BD0 | WinCC RT Advanced 512 Powerpack V17 | 1616.46
6AV2104-2KL00-0BD0 | WinCC RT Advanced 16384 Powerpack V17 | 2698.78
6AV2104-4HH07-0AK0 | WinCC RT Advanced 4096 V17 Upgr. DL | 1954.31
6AV2104-4KK07-0AE0 | WinCC RT Advanced 8192 V17 Upgrade | 2876.37
6AV2105-0FA17-0AA0 | WinCC Runtime Prof 2048, Asia V17 | 9768.24
6AV2157-0BQ01-7AB0 | WinCC Unified Report Execution V17 | 669.42
6AV2157-0BQ01-7LB0 | WinCC Unified Report Execution V17 DL | 597.92
6AV6881-0KD33-0DA0 | Mounting frame 10" Unified Panels | 59.54
6AV6881-0QD33-0DA0 | Mounting frame 15" Unified Panels | 68.31
6AV7241-5BB05-0DA0 | SIMATIC IPC477E 15" ST (1280 x 800) | 5448.9
6AV7241-5DA47-0DA0 | SIMATIC IPC477E 19" ST (1366 x 768) | 5833.93
6AV6881-0QH21-2AA0 | INOX frame 15", type 1, Unified | 1134.91
6AV6881-0KH21-2BA0 | INOX frame 10", type 1, SET | 889.72
6AV6881-0QH21-2BA0 | INOX frame 15", type 1, SET | 1164.68
6AV6881-0UD33-0DA0 | Mounting frame 19" Unified Panels | 78.81
6AV7251-1KA05-0DA0 | SIMATIC IPC477E PRO, 22 MTouch | 6404.74
6AV7251-1KB05-0DA0 | SIMATIC IPC477E PRO, 22 MTouch | 6642.95
6AV7251-3FA07-0FA0 | SIMATIC IPC477E PRO, 19 MTouch | 6571.04
6AV7241-3BB05-0DA0 | SIMATIC IPC477E 15" ST (1280 x 800) | 5179.22
6AV7241-3BC05-0GA0 | SIMATIC IPC477E 15" ST (1280 x 800) | 6639.95
6AV7251-1GB05-0DA0 | SIMATIC IPC477E PRO, 19 MTouch | 5907.34
6AV7882-0LA20-8EA0 | SIMATIC IPC277E, 12" Multitouch neutral | 3775.43
6DL5433-8AD68-0XA0 | CEMAT SW, SERVER REDUNDANCY V9.1 (UNLIM) | 40110.62
6DL5435-8AX68-0XA0 | CEMAT SW, CLIENT V9.1 | 1642.33
6DL1193-6TP00-0DL0 | TERMINAL BLOCK, TYPE L0, LIGHT-GREY | 308.4
6DL4178-0BH01-0XX0 | SIMATIC CN 4100 CPU 1 Slot | 4820.13
6DL8923-0BX00-0AB5 | CN 4100 OPC UA Client | 3571.55
6ES7651-5FX78-0YE5 | PDM UG PACK COMPLETE V8.X / V9.X -> V9.2 | 2431.55
6ES7652-5CX68-0CF5 | PCS 7 UG CLIENT SFC VISU ASIA V8.X->V9.1 | 3979.18
6ES7652-7DX68-2YB0 | PCS 7 PROC. HISTORIAN ARCHIVE BATCH V9.1 | 2569.38
6ES7651-5FX78-0YK5 | PDM UG PACK COMPL V8.X / V9.X -> V9.2 DL | 2322.18
6ES7658-1AX68-0YB6 | PCS 7 AS ENGINEERING V9.1 50 HOURS | 394.02
6ES7658-1AX68-0YH5 | PCS 7 AS ENGINEERING V9.1 DL | 7556.83
6ES7658-1DX68-2YB5 | PCS 7 IMPORT EXPORT ASSISTANT V9.1 | 5534.3
6AG4114-3JS42-0DX2 | SIMATIC IPC847E (Rack PC) | 7667.7
6AG4114-3LD32-0XX1 | SIMATIC IPC847E (Rack PC) | 7224.24
6AG4112-3DT13-0CX2 | SIMATIC IPC647E (Rack PC) | 7675.19
6AG4112-3EA02-0JX2 | SIMATIC IPC647E (Rack PC) | 7158.32
6AG4112-3FQ02-0CX0 | SIMATIC IPC647E (Rack PC) | 5949.29
6AG4114-3LT32-0XY2 | SIMATIC IPC847E (Rack PC) | 8262.49
6AG4141-0CA41-0DA0 | SIMATIC IPC427E (MicroBOX PC) | 2996.37
6AG4141-3BC05-0GA0 | SIMATIC IPC427E (MicroBOX PC) | 5111.8
6AV2104-2HK00-0BD0 | WinCC RT Advanced 8192 Powerpack V17 | 1802.48
6AV2103-0HA07-0AA5 | WinCC Prof. 4096 PowerTags V17 | 5418.68
6AV2154-3DB01-7BA0 | WinCC Unified PC RT 150 V17 ASIA | 1335.58
6AV2153-2FB01-7LA5 | WinCC Unified PC ES 10k V17 DL | 3481.92
6AV2153-2FB31-7LA5 | WinCC Unified PC ES 10kPTUG V16->V17 DL | 1392.45
6AV2153-2GB20-0AB5 | WinCC Unified ES 10k->100kPP V16..V17 | 4311.82
6AV2156-0BL01-7LA0 | WinCC Unified Line Coord. V17 DL | 7956.6
6AV2156-0BL31-7LA0 | WinCC Unified Line Coord. UG V16->V17 DL | 3182.97
6AV2156-0BP01-7LA0 | WinCC Unified Perf. Insight V17 DL | 6962.22
6AV2156-0BS01-7LA0 | WinCC Unified Sequence V17 DL | 3581.04
6AV2154-1EB01-7BA0 | WinCC Unified PC RT 500 V17 ASIA | 3342.19
6AV2154-1EB01-7LA0 | WinCC Unified PC RT 500 V17 DL | 2983.11
6AV2156-0BC01-7LA0 | WinCC Unified Calendar V17 DL | 2386.82
6AV2157-3JM00-0LB0 | WinCC Unified 3 Monitor Clients DL | 2587.08
6AV2154-2GB01-7BA0 | WinCC Unified PC RT 100k V17 ASIA | 22279.14
6AV2154-2MB01-7AA0 | WinCC Unified PC RT 2.5k V17 | 5794.01
6AV2154-2MB20-0AB0 | WinCC Unified PC RT 2.5k PP V16..V17 | 1073.29
6AV2154-1FB20-0AB0 | WinCC Unified PC RT 5k PP V16..V17 | 2503.86
6AV2154-1FB20-0LB0 | WinCC Unified PC RT 5k PP V16..V17 DL | 2235.54
6AV6881-0KJ22-1AA0 | Protect. film 10 BAC front, type 5 | 294.23
6AV6881-0MH21-2BA0 | INOX frame 12", type 1, SET | 1007.05
6AV6881-0MJ22-1AA0 | Protect. film 12 BAC front, type 5 | 390.57
6AV6881-0QJ22-1AA0 | Protect. film 15 BAC front, type 5 | 450.11
6AV7241-3BB05-0FA0 | SIMATIC IPC477E 15" ST (1280 x 800) | 5502.82
6AV7251-1GB07-0DA0 | SIMATIC IPC477E PRO, 19 MTouch | 5907.34
6AV7863-6MA20-2AA0 | SIMATIC Flat Panel 19" MT ETH | 3512.8
6AV7863-6MA20-2NA0 | SIMATIC Flat Panel 19" MT ETH | 3512.8
6AV7285-6KN10-0AA0 | SIMATIC IFP1900 V2 5:4 extended | 2772.83
6AV7285-7PC10-0SE0 | Schaeffler SMB - Panel 15" | 5746.34
6DR5213-0FN01-0AA9R1B | SIPART PS2 4 wire with Hart SA Alu | 2578.69
6ES7500-0JP00-0AB0 | S7-1500HF System Bundle, CPU 1518HF | 29506.74
6ES7292-0AA50-1AA0 | SIMATIC HMI IRD400 | 1136.85
6ES7292-0EA50-0AA0 | EMS400S DIAGNOSIS UNIT | 5159.61
6AV2105-2FH00-0BD0 | PPack WinCC RT Prof 2048->4096 | 816.45
6AV2105-2HK00-0BD0 | PPack WinCC RT Prof 4096->8192 | 769.09
6AV2151-0XB31-7AA5 | WinCC Unified Comfort ES UG V16->V17 | 606.05
6AV2153-0XB01-7AA5 | WinCC Unified PC ES max. V17 | 12478.4
6AV2153-2FB20-0LB5 | WinCC Unified ES Comf->10kPP V16..V17 DL | 1678.81
6AV2108-3AA07-0AK5 | Energy Suite V17, Upgrade DL | 487.43
6AV2114-2FA07-0AA0 | WinCC RT Advanced V17 (2048) SW Package | 2879.18
6AV2154-0BS31-7LA0 | WinCC Unified DB Storage UG V16->V17 DL | 1592.3
6AV2185-8AW30-0AA0 | Connection cable for Advanced elements | 54.21
6AV2185-8AW50-0AA0 | Connection cable for Advanced elements | 59.15
6AV2154-0XB01-7BA0 | WinCC Unified PC RT max. V17 ASIA | 35647.92
6AV2107-3DB07-0AK0 | UpG WinCC RT Prof CL V11/16->V17 DL | 1745.03
6AV2105-2DF00-0BJ0 | PPack WinCC RT Prof 512->2048, DL | 1284.22
6AV2153-2GB01-7LA5 | WinCC Unified PC ES 100k V17 DL | 7956.6
6AV2153-2GB31-7AA5 | WinCC Unified PC ES 100kPTUG V16->V17 | 3472.18
6AV2155-1GS01-7LA0 | WinCC Unified V17 PC RT 50k Promotion DL | 19632.35
6AV2114-2DA07-0AA0 | WinCC RT Advanced V17 (512) SW Package | 1874.36
6AV2157-0BQ31-7LB0 | WinCC Unified Rep.Exec. UG V16->V17 DL | 238.84
6AV2154-2FB01-7AA0 | WinCC Unified PC RT 10k V17 | 11141.2
6AV2154-2GB01-7LA0 | WinCC Unified PC RT 100k V17 DL | 19892.32
6AV7251-7CC04-0DA0 | SIMATIC IPC477E PRO, 15 MTouch | 7552.34
6AV7251-7GC00-0GA0 | SIMATIC IPC477E PRO, 19 MTouch | 8517.18
6AV7255-6KA00-0LF1 | SIMATIC IPC477E 19" PRO HD LR Ext. | 9133.54
6DL8913-0DK30-0AJ5 | SIMIT SP V10.3 CONV. PACK ENG.L -> XL DL | 16012.31
6DL1134-6UD00-0PK0 | ET 200SP HA, AI 4XI 2-/4-Wire HART ISOL | 1122.9
6DL1135-6TB00-0HX1 | ET 200SP HA, EX-AQ 2xI HART | 662.19
6EQ2001-1XX58-3BE5 | PCS 7/OPEN OS V9.0 UPGRADE ENGINEERING | 2324.44
6DR5213-0FN00-0AA9R1B | SIPART PS2 4 wire with Hart SA Alu | 2147.9
6ES7647-0BA20-0SP2 | SIMATIC IOT2050 Starter Kit | 439.15
6ES7647-8BA22-8CA1 | SIMATIC IPC227E (Nanobox PC) | 2569.38
6ES7212-0AA63-0AB1 | SIMATIC EMS630 PSS | 5278.72
6ES7194-2BB00-0AA0 | ET 200AL, labeling plates | 30.89
6ES7651-5AA68-0YH0 | PCS 7 ES SGL STAT.(AS/OS:PO 250) V9.1 DL | 25151.51
6ES7651-5AA68-6CE0 | PCS 7 UG ES SGLE STAT SN ASIA V8.X->V9.1 | 9745.68
6ES7652-5FX68-0YK0 | PCS 7 UG MAINT. STATION V8.X -> V9.1 DL | 4064.57
6DR5110-0NN01-0AA9R1B | SIPART PS2 2 wire with Hart SA | 2163.79
6DR5210-0EN00-0AN9R1B | SIPART PS2 4 wire with HART SA | 2024.27
6DR5210-0EN01-0AN9R1B | SIPART PS2 4 wire with HART SA | 2455.08
6ES7647-8BD61-0CV1 | SIMATIC IPC227E (Nanobox PC) | 2922.95
6ES7518-4TP00-0AB0 | CPU 1518T-4 PN/DP, 9MB Prog., 60MB data | 14387.33
6ES7647-8BB64-0AA4 | SIMATIC IPC227E (Nanobox PC) | 2338.67
6ES7651-8AX68-0CE5 | PCS 7 UG ENGINEERING ASIA V9.0 -> V9.1 | 3741.99
6ES7657-8XX68-0YF0 | PCS 7 UG PACK BATCH SERVER V9.0 -> V9.1 | 3590.34
6ES7657-8XX68-0YF5 | PCS 7 UG PACK BATCH CLIENT V9.0 -> V9.1 | 1026.76
6ES7658-1AX68-0YH6 | PCS 7 AS ENGINEERING V9.1 30 DAYS DL | 755.09
6ES7658-3TD78-0YA5 | SIMATIC PDM, PCS 7 SERVER V9.2 (100 TAG) | 14514.4
6ES7658-8BA68-6CE0 | PCS 7 UG PACK OS SRV SN ASIA V9.0->V9.1 | 4469.46
6AU1810-1BA54-3XT7 | SIMOTION SCOUT V5.4 SP3 TRAILLIZ DVD | 119.67
6AV2102-0AA07-0AA5 | WinCC Advanced V17 | 3873.51
6AV2102-2AA00-0BD5 | WinCC Advanced Powerpack V17 | 1986.07
6AV2105-2KM00-0BJ0 | PPack WinCC RT Prof 8192->65535, DL | 1924.18
6AV2105-0HA07-0AH0 | WinCC Runtime Prof 4096, V17 DL | 9587.89
6AV2103-3XA07-0AE5 | WinCC Prof. max. V17 Upgrade | 3542.05
6AV2104-0DA07-0AA0 | WinCC Runtime Advanced 512 V17 | 2340.82
6AV2104-0DA07-0AH0 | WinCC Runtime Advanced 512, V17 DL | 2117.88
6AV2105-0KA17-0AA0 | WinCC Runtime Prof 8192, Asia V17 | 11735.87
6AV2105-0DA07-0AA0 | WinCC Runtime Professional 512, V17 | 7967.98
6AV2105-0DA07-0AH0 | WinCC Runtime Prof 512, V17 DL | 7085.72
6AV2105-0MA17-0AA0 | WinCC Runtime Prof 65536, Asia V17 | 14431.39
6AV2154-2GB01-7AA0 | WinCC Unified PC RT 100k V17 | 22279.14
6AV2154-2MB01-7BA0 | WinCC Unified PC RT 2.5k V17 ASIA | 5794.01
6AV7255-6HA00-1SE0 | SIMATIC IPC477E 15" PRO Bundle | 8059.94
6AV7241-5EG05-0FA0 | SIMATIC IPC477E 22" ST (1920 x 1080) | 6836.22
6AV7251-5YC07-0GA8 | SIMATIC IPC477E PRO, 24" MTouch | 9363.66
6AV7863-1MA15-2NA0 | SIMATIC Flat Panel 12" MT V2 PRO | 2731.34
6AV7863-1MA16-2NA0 | SIMATIC Flat Panel 12" MT V2 PRO | 2731.34
6AV7285-6HA00-0AA0 | SIMATIC IFP1500 V2 4:3 | 2589.63
6AV7241-5JB15-0DA0 | SIMATIC IPC477E 15" MT (1366 x 768) | 5781.5
6AV7485-6AE00-1GC0 | IFP2200 INOX PRO MT OEM R2 | 6133.39
6AV7863-1MA00-2NA0 | SIMATIC Flat Panel 12" MT V2 | 2219.03
6AV7863-1MA10-2NA0 | SIMATIC Flat Panel 12" MT V2 Extended | 2219.03
6DL8913-0CK30-0AJ5 | SIMIT SP V10.3 CONV. PACK ENG. M -> L DL | 13344.36
6DL8913-0NK30-0AK5 | SIMIT 1 VC UG V10.2-> V10.3 (300) DL | 659.29
6DR5120-0NN01-0AA9R2B | SIPART PS2 2 wire with HART DA | 2400.01
6DR5220-0EN01-0AA9R2B | SIPART PS2 4 wire with HART DA | 2713.32
6ES7657-5XX68-0YF5 | PCS 7 UG PACK BATCH CLIENT V8.X -> V9.1 | 1711.29
6ES7658-7LX68-0YA5 | PCS 7 POWERCONTROL OS ENGINEERING V9.1 | 11301.08
6AG4131-3GY20-8AA0 | SIMATIC IPC627E (Box PC) | 4794.18
6AG4131-3HE23-3AA4 | SIMATIC IPC627E (Box PC) | 7472.95
6AG4131-3HG13-3AA0 | SIMATIC IPC627E (Box PC) | 6845.19
6AG2137-6AA01-4BA0 | SIPLUS ET 200SP CM PTP RAIL | 964.29
6AG4131-3GD30-3AA0 | SIMATIC IPC627E (Box PC) | 7441.47
6AG4131-3GD33-3AA0 | SIMATIC IPC627E (Box PC) | 7441.47
6AG4141-5BC30-0FW8 | SIMATIC IPC427E (MicroBOX PC) | 4848.12
6AG4141-5BC30-0GV8 | SIMATIC IPC427E (MicroBOX PC) | 5317.06
6AG4131-3GD40-3AA0 | SIMATIC IPC627E (Box PC) | 9037.04
6AG4131-3GK22-1AA0 | SIMATIC IPC627E (Box PC) | 6353.81
6AG4131-3HC20-1AA1 | SIMATIC IPC627E (Box PC) | 6048.16
6AG4141-0BA25-0FA0 | SIMATIC IPC427E (MicroBOX PC) | 3411.36
6AG4141-0CA37-0FA0 | SIMATIC IPC427E (MicroBOX PC) | 3198.63
6AG4141-7BB06-0FA0 | SIMATIC IPC427E (MicroBOX PC) | 4985.96
6AU1400-2QA20-0AA0-ZF02M44 | SIMOTION D, CF CARD 2 GB for D4X5-2 | 6348.65
6AU1400-2QA20-0AA0-ZF12M44 | SIMOTION D, CF CARD 2 GB for D4X5-2 | 10283.6
6AV2103-0DA07-0AH5 | WinCC Prof. 512 PowerTags V17 DL | 4057.1
6AV2105-4BB07-0AK0 | UpG WinCC 7.3/7.5->RT Prof 128 V17 DL | 1832.77
6AV2153-0XB20-0LB5 | WinCC Unified ES 100k->maxPP V16..V17 DL | 3194.04
6AV2153-0XB60-0AB5 | WinCC Unified ES max Pro->PC V16..V17 | 4215.68
6AV2114-2BA07-0AA0 | WinCC RT Advanced V17 (128) SW Package | 574.98
6AV2114-2HA07-0AA0 | WinCC RT Advanced V17 (4096) SW Package | 4319.5
6AV2154-3DB01-7LA0 | WinCC Unified PC RT 150 V17 DL | 1194.23
6AV2155-1EB01-7AA0 | WinCC Unified V17 PC RT 500, Package | 2674.4
6AV2153-2GB31-7LA5 | WinCC Unified PC ES 100kPTUG V16->V17 DL | 3182.97
6AV2154-0BB31-7LA0 | WinCC Unified PC RT UG V16->V17 DL | 498.81
6AV2115-2BA07-0AA0 | WinCC RT Prof. V17 (128) SW Package | 4152.96
6AV2185-8AB01-2AA0 | RGB-Button (without connection cable) | 165.92
6AV2185-8BL00-0AA0 | Labeling stripes for KPxx | 92.02
6AV2154-1GB20-0AB0 | WinCC Unified PC RT 50k PP V16..V17 | 3577.15
6AV2154-2EB01-7BA0 | WinCC Unified PC RT 1k V17 ASIA | 4455.17
6AV2105-3FF07-0AE0 | UpG WinCC RT Prof 2048 V11/16->V17 | 3909.25
6AV2105-4MM07-0AK0 | UpG WinCC7.3/7.5->RT Prof64k-256kV17DL | 5135.97
6AV2105-0TA07-0AH0 | WinCC Runtime Prof 262144, V17 DL | 32177.36
6AV2105-3FF07-0AK0 | UpG WinCC RT Prof 2048 V11/16->V17 DL | 3473.8
6AV2101-4BB07-0AK5 | WinCC Comfort V17 Upgrade DL | 568.68
6AV2104-0FA07-0AH0 | WinCC Runtime Advanced 2048, V17 DL | 3257.18
6AV2104-4DD07-0AK0 | WinCC RT Advanced 512 V17 Upgrade DL | 846.58
6AV2104-0KA07-0AA0 | WinCC Runtime Advanced 8192 V17 | 7198.66
6AV2105-2RT00-0BJ0 | PP WinCC RT Prof 153600->262144, DL | 7012.25
6AV2105-4FF07-0AE0 | UpG WinCC 7.3/7.5->RT Prof 2048 V17 | 3909.25
6AV2115-2FA07-0AA0 | WinCC RT Prof. V17 (2048) SW Package | 7820.13
6AV2115-2HA07-0AA0 | WinCC RT Prof. V17 (4096) SW Package | 8604.89
6AV2115-2KA07-0AA0 | WinCC RT Prof. V17 (8192) SW Package | 9388.05
6AV2117-2DB07-0AA0 | WinCC Client for RT Prof. V17 SW Pack | 3923.86
6AV2154-0BR01-7AB0 | WinCC Unified Collaboration PC V17 | 3342.19
6AV2155-1EV01-7AA0 | WinCC Unified V17 PC RT 500+1CL, Package | 6154.71
6AV2155-1FB01-7AA0 | WinCC Unified V17 PC RT 5k, Package | 7129.59
6AV7241-3BC02-0DA0 | SIMATIC IPC477E 15" ST (1280 x 800) | 5675.12
6AV7241-3JA55-0DA0 | SIMATIC IPC477E 15" MT (1366 x 768) | 5104.31
6AV7261-0GG13-1AA0 | SIMATIC IPC677E, 19" Multitouch | 8753.89
6AV7863-5MA20-2AA0 | SIMATIC Flat Panel 15" MT ETH | 3306.45
6AV7285-6HA10-0AA0 | SIMATIC IFP1500 V2 4:3 extended | 2589.63
6AV7285-6HN00-0AA0 | SIMATIC IFP1500 V2 4:3 | 2668.26
6AV7675-4GE00-0SE0 | Schaeffler CNC Operator panel 22" | 6720.84
6AV7882-0DA30-8CA0 | SIMATIC IPC277E, 15" Touch | 4337.25
6DL5433-8AA68-0XA0 | CEMAT SW, SERVER REDUNDANCY V9.1 (3 AS) | 16531.71
6DL5433-8AB68-0XD0 | CEMAT SW, SERVER REDUNDANCY V9.1 3->6 AS | 7860.89
6DL5433-8AC68-0XD0 | CEMAT SW, SERVER REDUNDANCY V9.1 6->9 AS | 7860.89
6DL5438-8AA68-0XA0 | CEMAT ES SINGLE STATION V9.1 (1 AS) | 9599.01
6DL8923-0BX00-0AH5 | CN 4100 OPC UA Client DL | 3796.4
6AV7675-4RD00-0AA1 | Back plane cover IP20 19" (IFP1900) | 821.41
6DL8913-0CK30-0AE5 | SIMIT SP V10.3 UG ENG. L V10.2 -> V10.3 | 15346.86
6DL8913-0KK30-0AE5 | SIMIT 5 VC UG V10.2-> V10.3 (FULL) | 16777.89
6DL1132-6CB00-0HX1 | ET 200SP HA, EX-DQ 2x17,4VDC/27MA | 340.08
6ES7134-6PA01-0CU0 | ET 200SP AI Energy Meter CT HF | 445.36
6ES7134-6PA21-0BU0 | ET 200SP AI Energy Meter RC ST | 283.18
6ES7134-6PA21-0CU0 | ET 200SP AI Energy Meter RC HF | 445.36
6ES7194-6KB01-0AA0 | E coding plug, IP 65/67 | 65.65
6ES7652-0XD68-2YH5 | PCS 7 SFC VISUALIZATION V9.1 DL | 2308.7
6ES7650-0VG68-0YX0 | SIMATIC PCS CLIENT 427E (HDD) | 4619.46
6ES7658-2AA68-0CA0 | PCS 7 OS SW SINGLE STATION ASIA V9.1 | 7490.92
6ES7658-2AA68-0YH0 | PCS 7 OS SW SINGLE STAT V9.1 (PO 100) DL | 11101.54
6ES7658-8AA68-6CE0 | PCS 7 UG PACK OS SS SN ASIA V9.0->V9.1 | 2312.59
6ES7658-8RX68-2YE0 | PCS 7 POWERCONTROL PN LIB UG V9.0->V9.1 | 2289.35
6ES7658-3BX78-2YH5 | PDM, INTEGRATION IN STEP 7/PCS 7 V9.2 DL | 470.43
6ES7658-5AX68-0YH5 | PCS 7 AS/OS ENGINEERING V9.1 DL | 18504.07
6ES7658-7RX68-2YA0 | PCS 7 POWERCONTROL PROFINET LIB V9.1 | 4007.56
6ES7658-7DX68-0YB5 | PCS 7 ROUTE CONTROL ENGINEERING V9.1 | 11073.08
6ES7658-8XX68-0YB8 | PCS 7 ASIA LICENSE KEY USB HARDLOCK V9.1 | 561.82
6ES7658-3HA78-0YA5 | SIMATIC PDM, SINGLE POINT V9.2 (1 TAG) | 142.33
6ES7658-3JD78-0YH5 | SIMATIC PDM, SERVICE V9.2 (50 TAG) DL | 2121.43
6ES7658-1JB68-2YE0 | PCS 7 LOGIC MATRIX VIEWER UG V8.2->V9.1 | 1286.95
6ES7658-7MX68-0YA0 | PCS 7 POWERCONTROL OS RUNTIME V9.1 | 10523.46
6ES7658-3TX78-2YH5 | SIMATIC PDM, SERVER V9.2 DL | 8936.67
6ES7823-1AA07-0YA5 | TIA Portal Multiuser Engineering V17 | 1137.36
6ES7823-1AA07-0YE5 | TIA Portal Multiuser Upgrade V17 | 453.32
6ES7833-1FB17-0YA5 | STEP 7 Safety Basic V17 | 344.59
6ES7833-1FB17-0YH5 | STEP 7 Safety Basic V17 SW DL | 305.63
6ES7810-4CC12-0KA5 | STEP7 V5.7 Chinese Floating License | 3501.97
6ES7823-1TE07-0AA5 | TIA Portal Test Suite Advanced V17 DL | 3043.24
6ES7823-1TE07-0CA5 | TestSuite Adv V17+PLCSIM Adv V4.0 Bundle | 6762.38
6FX5002-2CH00-1AC5 | SIGNAL CABLE, PREASSEMBLED | 149.12
6FX5002-5CN26-1AD5 | POWER CABLE PREASSEMBLED | 269.26
6FX5002-5CN27-1CD0 | POWER CABLE PREASSEMBLED | 293.23
6FX7002-5LM80-1AB0 | POWER CABLE PREASSEMBLED | 364.96
6FX8002-2DC44-1AC0 | DRIVE-CLIQ EXTENSION | 186.69
6FX8002-2DC44-1AE0 | DRIVE-CLIQ EXTENSION | 206.28
6FX5002-5DN26-1AC0 | POWER CABLE PREASSEMBLED | 280.98
6FX5002-8QN11-1AB0 | ONE-CABLE-CONNECTION ASSEMBLY | 181.73
6FX8002-5CS36-1EA0 | POWER CABLE PREASSEMBLED | 765.38
6FX8002-5CN64-1EC0 | POWER CABLE PREASSEMBLED | 1724.07
6FX8002-5CS46-1BG0 | POWER CABLE PREASSEMBLED | 525.76
6FX8002-5CP16-1BC0 | POWER CABLE PREASSEMBLED | 373.97
6FX8002-5CR43-1AH0 | POWER CABLE, PREASSEMBLED | 562.1
6FX8002-5CN36-1CC0 | POWER CABLE PREASSEMBLED | 543.14
6FX8002-5DG23-1BK0 | POWER CABLE, PREASSEMBLED | 1910.03
6FX8002-5CS06-1CE0 | POWER CABLE PREASSEMBLED | 466.11
6FX8002-2CH00-1FF0 | SIGNAL CABLE, PREASSEMBLED, | 752.43
6FX5002-5MN05-1AF0 | POWER CABLE, PREASSEMBLED,EXT. | 240.85
6FX8002-5CG41-1AK0 | POWER CABLE, PREASSEMBLED | 389.63
6FX8002-2SL20-1AJ5 | SIGNAL CABLE, PREASSEMBLED | 260.33
6FX8002-5CN46-1EC0 | POWER CABLE PREASSEMBLED | 935.86
6FX8002-5CS06-1FA0 | POWER CABLE PREASSEMBLED | 742.01
6FX8002-5DN36-1CD0 | POWER CABLE PREASSEMBLED | 655.03
6FX8002-5DG61-1AC0 | POWER CABLE, PREASSEMBLED | 380.71
6FX8002-5CS14-1CJ0 | POWER CABLE, PREASSEMBLED | 1360.82
6FX8022-5CN06-1DA0 | POWER CABLE PREASSEMBLED | 498.79
6FX8002-5DS46-1AK5 | POWER CABLE PREASSEMBLED | 481
6GF3326-0HT01 | Optical handheld reader MV326 | 2516.78
6FX8012-5CN36-1AF0 | POWER CABLE PREASSEMBLED | 333.29
6GK5897-4MC00-0AA0 | Antenna ANT897-4MC, Mobile wireless | 105.65
6RA8031-6DS22-0AA0-ZG00G20 | SINAMICS DCM DC CONVERTER | 4587.9
6RA8000-0MV62-0AA0-ZL10M08S01 | SINAMICS DCM CONTROL MODULE | 8786.26
6RA8013-6FV62-0AA0-ZG00 | SINAMICS DCM DC CONVERTER | 3058.81
6RA8013-6FV62-0AA0-ZG00S01 | SINAMICS DCM DC CONVERTER | 3124.29
6RA8093-4GS22-0AA0-ZG00G20S01 | SINAMICS DCM DC CONVERTER | 27671.98
6RA8093-4KV62-0AA0-ZG00L10S01 | SINAMICS DCM DC CONVERTER | 36591.67
6RA8095-4GV62-0AA0-ZG00G20S01 | SINAMICS DCM DC CONVERTER | 42099.11
6RA8093-4LS22-0AA0-ZG00G20S01 | SINAMICS DCM DC CONVERTER | 32859.27
6RA8081-6DV62-0AA0-ZG00S01 | SINAMICS DCM DC CONVERTER | 9543.55
6RA8081-6GS22-0AA0-ZG00S01 | SINAMICS DCM DC CONVERTER | 9122.11
6RA8095-4GS22-0AA0-ZG00L85S01 | SINAMICS DCM DC CONVERTER | 34533.33
6RA8095-4GV62-0AA0-ZG00L85S01 | SINAMICS DCM DC CONVERTER | 42962.65
6RA8095-4LV62-0AA0-ZG00S01 | SINAMICS DCM DC CONVERTER | 49339.8
6RA8096-4GV62-0AA0-ZG00G10M08 | SINAMICS DCM DC CONVERTER | 48327.64
6RA8087-6FV62-0AA0-ZG00G20S01 | SINAMICS DCM DC CONVERTER | 18270.01
6GT2780-1EA10 | LOCATING MANAGER PROF., 100 | 113490.6
6GT2780-1EA20 | LOCATING MANAGER PROF., 1000 | 238190.14
6GT2790-0BE30 | Mounting stainless steel | 42.96
6ES7652-8JX68-0YE0 | PCS 7 POWERCONTROL OS UG V9.0 -> V9.1 | 6313.09
6ES7651-5AX68-0YK5 | PCS 7 UG PACK ENGINEERING V8.X->V9.1 DL | 6960.57
6ES7652-5XX68-0YK0 | PCS 7 UG PACK ROUTE CONTROL V8.X->V9.1DL | 6719.35
6ES7651-5EX78-0YK5 | PDM UG PACK BASIC V8.X / V9.X -> V9.2 DL | 1087.68
6ES7651-5GX04-0YE5 | PDM MAINT. STATION BASIC UG V3.0 -> V4.0 | 2837.56
5SV1316-1KK13-ZW01 | RCBO compact 6kA Type AC 30mA C13 | 132.94
5SV1316-3KK06-ZW01 | RCBO compact 6kA Type F 30mA B6 | 285.63
5SV1316-6KK10-ZW01 | RCBO compact 6kA Type A 30mA B10 | 158
5SV1316-6LK13-ZW01 | RCBO compact 6kA Type A (G) 30mA B13 | 263.6
5SV6016-7MC06 | AFDD-MCB EM COM 230V 6kA, 1+N, C6 | 285.14
5SV1316-7KK10-ZW01 | RCBO compact 6kA Type A 30mA C10 | 158
5SU1354-3KK16-ZW02 | RCBO elm, super-resistant K | 314.49
5SU1354-3KK40-ZW02 | RCBO elm, super-resistant K | 314.49
5SV1613-6KK10-ZW01 | RCBO compact 4,5kA Type A 300mA B10 | 136.74
5SV1613-7KK02-ZW01 | RCBO compact 4,5kA Type A 300mA C2 | 150.41
5SV1616-0KK16-ZW01 | RCBO compact 6kA Type AC 300mA B16 | 132.94
3WL1363-4EB37-5BA4-ZA61K07U01 | WITHDRAWABLE CIRCUIT BREAKER | 83957.66
3WL9213-8AD11-0AC1-ZA61 | ACCESORIES FOR BREAKER 3WL | 14655.32
5SU1356-1KK16-ZW02 | RCBO elm | 114.71
5SU1356-7KK10-ZW02 | RCBO elm | 138.26
5SU1454-1KK10-ZW02 | RCBO elm | 135.97
5SU1653-1KK13-ZW02 | RCBO elm | 97.99
5SU1653-7KK32-ZW02 | RCBO elm | 126.87
5SU1154-7KK16-ZW02 | RCBO elm | 167.89
5SU1654-7KK13-ZW02 | RCBO elm | 161.81
5SU1654-7KK32-ZW02 | RCBO elm | 161.81
5SU1324-7FA16-ZW03 | RCBO elm | 185.36
5SU1656-1KK25-ZW02 | RCBO elm | 113.95
5SU1354-3KK06-ZW02 | RCBO elm, super-resistant K | 314.49
5SU1354-4KK10-ZW02 | RCBO elm, super-resistant K | 314.49
5SV1616-1KK10-ZW01 | RCBO compact 6kA Type AC 300mA C10 | 132.94
5SU1356-0KK16-ZW02 | RCBO elm | 114.71
5TG1338-0CH | STYLE CH,2-3 HOLE TV COVER, | 10.57
5TG1343-0CH | STYLE CH,COVER PLATE MOD JACK LABEL | 24.31
5UB1855-0CH01 | STYLE CH,SCHUKO W/CHILD PROTECTION | 16.08
5TC9774-5AC00 | STYLE THERMOSTAT LIMIT.FLOOR HEAT,ANT CO | 191.24
6AG1677-2DB40-2GB0 | SIPLUS ET 200SP CPU 1515SP PC2 L | 7041.85
5SU1356-0KK13-ZW02 | RCBO elm | 114.71
5SV1616-7KK06-ZW01 | RCBO compact 6kA Type A 300mA C6 | 158
5TG1325-0CH | DELTA STYLE, CHOCOLATE FRAME, 5FOLD | 50.45
5TG1335-0AC | STYLE AC,CABLE OUTPUT | 18.33
6AG1052-1FB08-7BA1 | SIPLUS LOGO! 230RCE | 634.8
6AG1052-2CC08-7BA1 | SIPLUS LOGO! 24CEO | 538.71
6AG2516-3FN02-2AB0 | SIPLUS S7-1500 CPU 1516F-3 PN/DP RAIL | 15991.2
6AG2552-1AA00-4AB0 | SIPLUS S7-1500 TM TIMER DIDQ 16x24V RAIL | 1983.98
6AG4025-0CF20-3AB0 | SIMATIC IPC527G (Box PC) | 3051.79
6AV2104-2DF00-0BJ0 | WinCC RT Advanced 2048 Powerpack V17 DL | 1140.73
6AV2101-3AA07-0AK5 | WinCC Comfort V17 Upgrade DL | 515.07
6AV2104-0BA07-0AA0 | WinCC Runtime Advanced 128 V17 | 722.97
6AV2104-3KK07-0AE0 | WinCC RT Advanced 8192 V17 Upgrade | 2876.37
6AU1400-2QA20-0AA0-ZF02M42 | SIMOTION D, CF CARD 2 GB for D4X5-2 | 2794.03
6AV2100-0AA07-0AA5 | WinCC Basic V17 | 219.34
6AV2104-2BD00-0BJ0 | WinCC RT Advanced 512 Powerpack V17 DL | 1466.45
6AV2100-3AA07-0AK5 | WinCC Basic V17 Upgrade DL | 73.11
6AU1400-2QA20-0AA0-ZF03M00 | SIMOTION D, CF CARD 2 GB for D4X5-2 | 6742.15
6AU1400-2QA20-0AA0-ZF05M44 | SIMOTION D, CF CARD 2 GB for D4X5-2 | 7529.13
6AV2104-2FH00-0BJ0 | WinCC RT Advanced 4096 Powerpack V17 DL | 1628.58
6AV2101-0AA07-0AH5 | WinCC Comfort V17 DL | 1420.07
6AV2104-3BB07-0AE0 | WinCC RT Advanced 128 V17 Upgrade | 288.9
6AV2103-3HA07-0AE5 | WinCC Prof. 4096 V17 Upgrade | 2212.97
6AV2104-4DD07-0AE0 | WinCC RT Advanced 512 V17 Upgrade | 935.78
6AV2104-0KA07-0AH0 | WinCC Runtime Advanced 8192, V17 DL | 6515.79
6AV2105-0HA07-0AA0 | WinCC Runtime Professional 4096, V17 | 10782.12
6AV2105-4DD07-0AE0 | UpG WinCC 7.3/7.5-> RT Prof 512 V17 | 3186.21
6AV2154-1GB01-7BA0 | WinCC Unified PC RT 50k V17 ASIA | 15594.75
6AV2154-2EB01-7LA0 | WinCC Unified PC RT 1k V17 DL | 3979.11
6AV2154-0XB20-0LB0 | WinCC Unified PC RT max. PP V16..V17 DL | 9582.12
6AV2155-2FS01-7LA0 | WinCC Unified V17 PC RT 10k Promotion DL | 9249.93
6AV2155-3DV01-7AA0 | WinCC Unified V17 PC RT 150+1CL, Package | 4551.03
6AV2155-3JR01-7LB0 | WinCC Unified V17 Collab. Promo (3x1) DL | 7162.08
6AV2154-2FB20-0LB0 | WinCC Unified PC RT 10k PP V16..V17 DL | 1597.03
6AV2144-8QC10-0AA2 | SIMATIC HMI TP1500 Comfort INOX | 5381.64
6AV2151-0XB01-7AA5 | WinCC Unified Comfort ES V17 | 1517.55
6AV2157-2CM00-0LB0 | WinCC Unified 10 Monitor Clients DL | 6850.12
6AV6881-4AR23-0AA0 | Spare key PRO, type 14 | 98.08
6AV6881-5AD18-2AA0 | Service set KTP Mobile protective cap | 127.86
6AV7863-1MA14-2NA0 | SIMATIC Flat Panel 12" MT V2 PRO | 2731.34
6AV7863-1MA15-2AA0 | SIMATIC Flat Panel 12" MT V2 PRO | 2731.34
6AV7675-4GK30-0GC0 | Cable- Set for IFP2200 INOX 3m | 989.54
6EP3446-7SB00-3AX0 | SITOP PSU6200/3AC/DC48V/10A | 335.33
6EP4132-0JA00-0AY0 | SITOP BAT1600/BATT.MODUL/24V/2.5AH | 558.08
6EP4135-0GE00-0AY0 | SITOP BAT1600/BATT.MODUL/24V/12AH | 294.95
6ES7652-3AA68-2YH0 | PCS 7 OS SW SINGLE STATION RED. V9.1 DL | 23434.6
6ES7651-5AA68-0YA0 | PCS 7 ES SINGLE STAT V9.1 (AS/OS:PO 250) | 26350.06
6ES7652-3BA68-1YJ0 | PCS 7 SING.STAT.RED. -> SRV RED. V9.1 DL | 10362.93
6ES7652-3BA68-2YC0 | PCS 7 SING.STAT.RED. -> SERVER RED. V9.1 | 10855.84
6AV2105-2FH00-0BJ0 | PPack WinCC RT Prof 2048->4096, DL | 726.05
6AV2154-0BB31-7AA0 | WinCC Unified PC RT UG V16->V17 | 557.3
6AV2154-0BR01-7LB0 | WinCC Unified Collaboration PC V17 DL | 2983.11
6AV2154-0BR31-7LB0 | WinCC Unified Collab. UG V16->V17 DL | 1194.23
6AV2107-0PX07-0AA5 | Visualization Architect V17 | 8177.57
6AV2105-4MM07-0AE0 | UG WinCC 7.3/7.5->RT Prof 64k-256k V17 | 5774.51
6AV2105-0PA07-0AH0 | WinCC Runtime Prof 102400, V17 DL | 18002.68
6AV2107-0DB07-0AA0 | WinCC Runtime Prof Client V17 | 4905.25
6AV2108-0AA07-0AA5 | Energy Suite V17, Engineering +2x5EnO | 1821.4
6AV2108-0AA07-0AH5 | Energy Suite V17, Engineering +2x5EnO DL | 1624.79
6AV2107-0PX07-0AH5 | Visualization Architect V17 DL | 7587.77
6AV2154-0BR31-7AB0 | WinCC Unified Collab. UG V16->V17 | 1335.58
6AV2154-0XB01-7LA0 | WinCC Unified PC RT max. V17 DL | 31828.04
6AV2154-1EB01-7AA0 | WinCC Unified PC RT 500 V17 | 3342.19
6AV2154-1EB20-0AB0 | WinCC Unified PC RT 500 PP V16..V17 | 1608.5
6AV6881-0AV22-0AA0 | Touch pen system V2A | 283.73
6AV6881-0AV61-0AA0 | Touch pen caps ELO | 78.81
6AV6881-0KH21-2AA0 | INOX frame 10", type 1, Unified | 889.72
6AV6645-7AB14-0AS1 | Touch pen, thin, ALU resistive | 187.4
6AV7241-5DB05-0FA0 | SIMATIC IPC477E 19" ST (1366 x 768) | 6099.1
6DL5433-8AC68-0XA0 | CEMAT SW, SERVER REDUNDANCY V9.1 (9 AS) | 32249.74
6DL8913-0JK30-0AE5 | SIMIT 1 VC UG V10.2-> V10.3 (FULL) | 4297.67
6DL8913-0KK30-0AK5 | SIMIT 5 VC UG V10.2-> V10.3 (FULL) DL | 14589
6DL8913-0BK20-1AB5 | SIMIT SP V10.2 ENGINEERING M + DONGLE | 12535.66
6DL1193-6TP00-0DF1 | TERMINAL BLOCK, TYP F1, F-AI, IO-RED | 545.83
6DL4170-1RB01-2XX0 | SIMATIC CN 4100 Rack 4 Slot; 6x Ethernet | 1256.28
6EP4130-0GJ00-0AY0 | SITOP BAT1600/BATTERIEMONITOR | 444.26
6DR5610-0EN00-0AA9R1B | SIPART PS2 FF SA | 2106.28
6ES7134-6PA01-0BU0 | ET 200SP AI Energy Meter CT ST | 283.18
6ES7518-4JP00-0AB0 | CPU 1518HF-4 PN, 9MB program/60MB data | 14857.1
6ES7521-7TH00-0AB0 | S7-1500, DI 16XNAMUR HF | 1162.23
6EQ2001-2XX28-3BE0 | PCS 7/OPEN OS V8.2 UPGRADE PACK RUNTIME | 1245.25
6EQ2001-2XX58-3BE0 | PCS 7/OPEN OS V9.0 UPGRADE PACK RUNTIME | 1164.54
6EP4134-0JA00-0AY0 | SITOP BAT1600/BATT.MODUL/24V/7.5AH | 1042.74
6ES7550-1AA01-0AB0 | S7-1500, TM Count 2x24V | 754.47
6ES7658-0HX68-2YB0 | PCS 7 OPENPCS 7 V9.1 | 7874.45
6ES7658-1AX68-0YA6 | PCS 7 AS ENGINEERING V9.1 30 DAYS | 791.04
6ES7658-1DX68-2YH5 | PCS 7 IMPORT EXPORT ASSISTANT V9.1 DL | 5282.59
6ES7653-2DT01-0XB0 | PCS 7 SYSTEM EXPANSION CARD 32MB INCL.R1 | 21494.44
6ES7652-7FX68-2YB0 | PCS 7 PROCESS HISTORIAN OPC UA SRV V9.1 | 4813.66
6ES7658-3TD78-0YH5 | PDM, PCS 7 SERVER V9.2 (100 TAG) DL | 13855.21
6ES7658-1ET00-4YH5 | SIMATIC STEP 7 CFC RT CPU (unlimited) DL | 1050.23
6ES7658-3TX78-0YA5 | SIMATIC PDM, STAND ALONE SERVER V9.2 | 17747.49
6ES7658-8EX68-0YK0 | PCS 7 UG ROUTE CTRL CENTER V9.0->V9.1 DL | 795.54
6ES7658-5BX68-2YB5 | PCS 7 MANAGEMENT CONSOLE V9.1 | 5790.48
6ES7661-1NS45-1DE2 | Process Control System IPC847E | 14700.18
6ES7810-4CC12-0KE5 | STEP7 V5.7 Chinese, Upgrade | 947.27
6ES7810-4CC12-0YE5 | STEP7 V5.7 Upgrade | 947.27
6ES7810-4CE12-0YB5 | STEP 7 V5.7 DL | 2970.89
6ES7833-1CC46-0YE5 | SIMATIC S7 F SYSTEMS UG V6.3 -> V6.4 | 841.55
6ES7833-1CC46-0YH5 | SIMATIC S7 F SYSTEMS V6.4 DL | 2244.28
6ES7833-1FA17-0YA5 | STEP 7 Safety Advanced V17 | 1191.05
6FX5002-5CN26-1AF8 | POWER CABLE PREASSEMBLED | 277.23
6FX5002-5CN26-1AH4 | POWER CABLE PREASSEMBLED | 285.21
6FX5002-5CN26-1AK7 | POWER CABLE PREASSEMBLED | 293.12
6FX5002-5CN26-1BA4 | POWER CABLE PREASSEMBLED | 297.12
6FX5002-5CN26-1BB2 | POWER CABLE PREASSEMBLED | 301.09
6ES7900-5GA00-0XA0 | Supply Cable Field PG for India, 3m | 19.48
6ES7833-1FB17-0YK5 | STEP 7 Safety Basic V17 Upgr. SW DL | 121.36
6ES7822-0AE07-0YA5 | SIMATIC STEP 7 Basic V17 DL | 606.05
6ES7823-1FE03-0YE5 | SIMATIC S7-PLCSIM Adv. Upgr. V4.0 DL | 1931.88
6FX5002-5CG51-1AF0 | POWER CABLE, PREASSEMBLED | 266.2
6FX5002-5CS06-1BH0 | POWER CABLE PREASSEMBLED | 266.29
6FX5002-5CG61-1EF7 | POWER CABLE PREASSEMBLED | 1039.7
6FX5002-5CW42-2CA0 | POWER CABLE PREASSEMBLED | 1051.9
6FX8002-2CA88-1AA3 | SIGNAL CABLE, PREASSEMBLED EXT. | 158.03
6FX5002-5DN36-1CD7 | POWER CABLE PREASSEMBLED | 463.97
6FX8002-2DC40-1CB0 | SIGNAL CABLE, PREASSEMBLED | 350.45
6FX8002-2DC42-1CA0 | SIGNAL CABLE, PREASSEMBLED | 362.84
6GK1704-0HB00-3AK0 | SOFTNET-IE S7 REDCONNECT Upgrade 2006 DL | 1790.29
6GK1716-0HB17-0AK1 | HARDNET-IE S7 POW.P. RED V17 DL | 1581.54
6GK1721-1XG03-0AA0 | SINEMA RC CLIENT V3 | 227.64
6GK5998-3GS00-2AC2 | SCALANCE LPE9403 | 2118.63
6GK8751-1UA01-0BA0 | SINEC INS Basic 1000 V1.0 SP 1 DVD | 5386.86
6RA8031-6FS22-0AA0-ZG00G20S01 | SINAMICS DCM DC CONVERTER | 4847.91
6RA8031-6FS22-0AA0-ZL05L10 | SINAMICS DCM DC CONVERTER | 4015.5
6RA8031-6GS22-0AA0-ZG00S01 | SINAMICS DCM DC CONVERTER | 4680.48
6RA8075-6DS22-0AA0-ZG00S01 | SINAMICS DCM DC CONVERTER | 5166.79
6RA8093-4DV62-0AA0-ZG00S01 | SINAMICS DCM DC CONVERTER | 27942.21
6RA8093-4GS22-0AA0-ZL11L85S01 | SINAMICS DCM DC CONVERTER | 30227.95
6RA8093-4GV62-0AA0-ZG00G20S01 | SINAMICS DCM DC CONVERTER | 34156.09
6RA8013-6DV62-0AA0-ZG00S01 | SINAMICS DCM DC CONVERTER | 3150.87
6ES7661-0NA45-1DH2 | Process Control System IPC647E | 9488
6ES7661-1FE43-1RF2 | Process Control System IPC847E | 17954.24
6ES7810-4CC12-0YA6 | STEP 7 V5.7 incl. Rental License 50h | 621.35
6ES7661-0PD47-1RM2 | Process Control System IPC647E | 19584.26
6ES7661-1JQ16-1CE2 | Process Control System IPC847E | 15674
6FX8002-2YH01-1EG0 | SIGNAL CABLE PREASSAMBLED CUSTOMIZED | 562.62
6FX8002-5CA68-1BB5 | POWER CABLE, PREASSEMBLED EXT. | 846.9
6FX8002-5CS56-1BJ0 | POWER CABLE PREASSEMBLED | 627.8
6FX8002-5CS61-1BC2 | POWER CABLE, PREASSEMBLED | 838.55
6FX8002-5CP17-1FA0 | POWER CABLE PREASSEMBLED | 748.56
6FX8002-5CN46-1EJ0 | POWER CABLE PREASSEMBLED | 1030.47
6ES7652-7FX68-2YH0 | PCS 7 PH OPC UA SERVER V9.1 DL | 4594.94
6ES7652-8AX68-0CE0 | PCS 7 UG SINGLE STAT. ASIA V9.0 -> V9.1 | 2245.46
6ES7652-8AX68-0YE0 | PCS 7 UG OS SINGLE STATION V9.0 -> V9.1 | 2245.46
6ES7652-8BX68-0YE0 | PCS 7 UG PACK OS SERVER V9.0 -> V9.1 | 4339.27
6ES7658-5AX68-0YA5 | PCS 7 AS/OS ENGINEERING V9.1 | 19385
6ES7658-3AB78-0YA5 | SIMATIC PDM, BASIC V9.2 (4 TAG) | 1126.63
6ES7658-3AB78-0YH5 | SIMATIC PDM, BASIC V9.2 (4 TAG) DL | 1075.69
6ES7658-3BX78-2YB5 | SIMATIC PDM, INTEG. IN STEP 7/PCS 7 V9.2 | 492.9
6AV2104-0BA07-0AH0 | WinCC Runtime Advanced 128, V17 DL | 651.43
6AV2105-2RT00-0BD0 | PP WinCC RT Prof 153600->262144 | 7886.1
6AV2104-3BB07-0AK0 | WinCC RT Advanced 128 V17 Upgrade DL | 261.16
6AV2103-3DA07-0AE5 | WinCC Prof. 512 V17 Upgrade | 1771.02
6AV2101-4AB07-0AE5 | WinCC Comfort V17 Upgrade | 1771.02
6AV2105-0HA17-0AA0 | WinCC Runtime Prof 4096, Asia V17 | 10782.12
6AV2105-3DD07-0AE0 | UpG WinCC RT Prof 512 V11/16-> V17 | 3186.21
6AV2107-0DB17-0AA0 | WinCC Runtime Prof Asia Client V17 | 4905.25
6AV2153-0XB60-0LB5 | WinCC Unified ES max Pro->PC V16..V17 DL | 3514.03
6AV2153-2FB20-0AB5 | WinCC Unified ES Comf->10kPP V16..V17 | 2014.58
6AV2107-0PX07-0AA6 | Visualization Architect V17, Rental | 2125.22
6AV7251-5DA05-0FA0 | SIMATIC IPC477E PRO, 15 MTouch | 6269.9
6AV7251-5GH37-0FA0 | SIMATIC IPC477E PRO, 19 MTouch | 7834
6AV7251-5HB37-0FA0 | SIMATIC IPC477E PRO, 22 MTouch | 7941.87
6AV7863-7MA20-2AA0 | SIMATIC Flat Panel 24" MT ETH | 4341.45
6AV7863-7MA20-2NA0 | SIMATIC Flat Panel 24" MT ETH | 4341.45
6AV7882-0DA10-1EA0 | SIMATIC IPC277E, 15" Touch | 3655.56
6AV7675-8GD00-0AA0 | Service cover PRO | 246.42
6DL8913-0NK30-0AE5 | SIMIT 1 VC UG V10.2-> V10.3 (300) | 757.88
6DL8913-0PK30-0AK5 | SIMIT 5 VC UG V10.2-> V10.3 (300) DL | 2569.37
6DL8913-0QK30-0AE5 | SIMIT 1 VC UG V10.2-> V10.3 (ENTRY/SIS) | 1514.2
6DR5110-0NN00-0AA9R1B | SIPART PS2 2 wire with Hart SA | 1762.37
6AV7285-6KN00-0AA0 | SIMATIC IFP1900 V2 5:4 | 2857.04
6BK1800-8BS10-0AA0 | SIMATIC IPC847E OEM | 9446.05
6BK1800-8BS11-0AA0 | SIMATIC IPC847E OEM | 9541.93
6DL5433-8AD68-0XD0 | CEMAT SW, SERVER REDUNDANCY V9.1 9->U AS | 7860.89
6DL5434-8AA68-0XA0 | CEMAT, SW SINGLE STATION V9.1 (3 AS) | 10401.54
6DL1136-6AA00-0PH1 | ET 200SP HA, F-AI 8xI 2-/4-wire HART HA | 2719.91
6DL8913-0DK30-0AE5 | SIMIT SP V10.3 UG ENG. XL V10.2 -> V10.3 | 24552.21
6DL8913-0PK30-0AE5 | SIMIT 5 VC UG V10.2-> V10.3 (300) | 2954.46
6DL8913-0RK30-0AK5 | SIMIT 5VC UG V10.2->V10.3 (ENTRY/SIS) DL | 5138.72
6ES7647-8BE71-0HN1 | SIMATIC IPC227E (Nanobox PC) | 2615.83
6ES7292-0CA50-0AA0 | IR-RC INFRARED REMOTE CONTROL | 735.98
6ES7518-4UP00-0AB0 | CPU 1518TF-4 PN/DP, 9MB Prog, 60MB data | 15870.2
6ES7650-1CD68-2YB5 | PCS 7 BCE V9.1 | 1962.62
6ES7652-3BA68-2YD0 | PCS 7 OS SW SERVER -> SERVER REDU V9.1 | 3361.93
6ES7652-5DX68-0YK0 | PCS7 UG PACK. WEB SERVER V8.X -> V9.1 DL | 2304.21
6ES7652-5JX68-0YE0 | PCS 7 POWERCONTROL OS UG V8.X -> V9.1 | 10519.72
6ES7652-8JX68-2YE0 | PCS 7 POWERCONTROL LIB. UG V9.0 -> V9.1 | 1203.12
6ES7658-2BA68-0YH0 | PCS 7 OS SOFTWARE SRV V9.1 (PO 100) DL | 21461.49
6ES7658-3KD78-0YH5 | SIMATIC PDM, S7 V9.2 (100 TAG) DL | 4650.36
6ES7658-3LD78-0YA5 | SIMATIC PDM, PCS 7 V9.2 (100 TAG) | 7320.13
6ES7658-7GB68-0YB0 | PCS 7 MAINTENANCE STATION RT BASIC V9.1 | 8554.63
6ES7658-2JX68-2YB0 | PCS 7 WEB DIAGNOSE CLIENT V9.1 | 5735.05
6ES7658-3CX78-2YH5 | SIMATIC PDM, ROUTING V9.2 DL | 2455.52
6ES7658-3EX78-2YB5 | SIMATIC PDM, HART SERVER V9.2 | 2810.59
6ES7658-7PX68-2YA0 | PCS 7 POWERCONTROL PROFIBUS LIB. V9.1 | 4209.12
6ES7658-2CX68-0YB5 | PCS 7 OS SOFTWARE CLIENT V9.1 | 8664
6ES7658-3NX78-2YB5 | SIMATIC PDM, EXTENDED V9.2 | 1173.08
6ES7658-3EX78-2YH5 | SIMATIC PDM, HART SERVER V9.2 DL | 2683.25
6ES7658-7EX68-0YK0 | PCS 7 UG ROUTE CTRL CENTER V8.X->V9.1 DL | 1300.43
6ES7658-3KD78-0YA5 | SIMATIC PDM, S7 V9.2 (100 TAG) | 4870.6
6ES7658-7GB68-0YH0 | PCS 7 MAINTENANCE STAT. RT BASIC V9.1 DL | 8166.59
6ES7822-1AE07-0XC5 | STEP 7 Prof. Upgr & Powerp V17 DL | 2536.29
6ES7661-0KG46-1RG6 | Process Control System IPC647E | 14464.97
6ES7661-0NC45-1DH2 | Process Control System IPC647E | 10064.79
6ES7823-1BE04-0YE5 | SIMATIC Target Upgrade V5.0 DL | 1054.49
6ES7823-1EA07-0YA5 | TIA Portal Teamcenter Gateway V17 | 2276.33
6ES7811-2CC08-0YA5 | S7-Project Messages (S7-PM) V5.7 | 873.88
6ES7811-2CE08-0YB5 | S7-Project Messages (S7-PM) V5.7 DL | 750.58
6FX5002-5CR72-1BB0 | POWER CABLE, PREASSEMBLED | 908.47
6FX5002-5CR73-1BD0 | POWER CABLE, PREASSEMBLED | 1003.23
6FX5002-5CG52-1BE0 | POWER CABLE PREASSEMBLED | 366.6
6FX5002-5CS54-1AG5 | POWER CABLE, PREASSEMBLED | 299.68
6FX5002-2DC48-1BA0 | SIGNAL CABLE, PREASSEMBLED | 221.56
6FX5002-5DN36-1AJ0 | POWER CABLE PREASSEMBLED | 334.49
6FX8002-2CC11-1CG0 | SIGNAL CABLE, PREASSEMBLED, | 312.68
6FX5002-5DN54-1AF0 | POWER CABLE PREASSEMBLED | 311.43
6FX8002-2CF02-1CC4 | SIGNAL CABLE, PREASSEMBLED, | 397.89
6FX8002-2DC42-1FA0 | SIGNAL CABLE, PREASSEMBLED | 656.39
6FX5002-5DS06-1EK0 | POWER CABLE PREASSEMBLED | 531.92
6FX5012-2CF02-1BC0 | SIGNAL CABLE, PREASSEMBLED | 205.19
6FX8002-2DD40-1BF0 | SIGNAL CABLE, PREASSEMBLED | 291.79
6FX8002-5CQ28-1AD0 | POWER CABLE EXTENSION | 436.35
6FX8002-5DA58-1BJ0 | POWER CABLE, PREASSEMBLED EXT. | 961.94
6FX8002-5CN24-1BA0 | POWER CABLE, PREASSEMBLED(1FT/1FK) | 682.77
6FX8002-5DN06-1AG3 | POWER CABLE PREASSEMBLED | 322.55
6FX8002-5DN46-1EJ0 | POWER CABLE PREASSEMBLED | 1214.52
6FX8002-5DN46-1GG0 | POWER CABLE PREASSEMBLED | 1561.96
6FX8002-5DN46-1CH0 | POWER CABLE PREASSEMBLED | 809.14
6FX8002-7HY11-1AE2-ZR05 | HYBRID CABLE, PREASSEMBLED | 549.83
6FX8002-5CQ28-1AF0 | POWER CABLE EXTENSION | 462.12
6FX8002-5DA48-1AE5 | POWER CABLE, PREASSEMBLED EXT. | 530.93
6FX8002-5CN16-1DA0 | POWER CABLE PREASSEMBLED | 583.62
6FX8002-5DN06-1AK4 | POWER CABLE PREASSEMBLED | 363.91
6FX8002-5ME05-1BD5 | POWER CABLE EXTENSION | 483.14
6FX8002-5DN46-1EC0 | POWER CABLE PREASSEMBLED | 1098.7
6FX8012-2CA31-1AC0 | SIGNAL CABLE, PREASSEMBLED, | 171.55
6FX8012-2EQ10-1JA0 | SIGNAL CABLE, PREASSEMBLED, | 1028.07
6GK8751-1TA01-0BA0 | SINEC INS Basic 500 V1.0 SP 1 DVD | 3596.37
6GK8751-1TA01-0BK0 | SINEC INS Basic 500 V1.0 SP 1 OSD | 3596.37
6GK5216-3RS00-2AC2 | SCALANCE XC216-3G PoE (DC 24V) | 4471.15
6RA8031-6FV62-0AA0-ZG00S01 | SINAMICS DCM DC CONVERTER | 5101.95
6RA8078-6FV62-0AA0-ZG00G20L05 | SINAMICS DCM DC CONVERTER | 9099.21
6RA8078-6FV62-0AA0-ZG00G20S01 | SINAMICS DCM DC CONVERTER | 8673.54
6RA8078-6FV62-0AA0-ZG00L10S01 | SINAMICS DCM DC CONVERTER | 7675.94
6GT2700-6DE03 | Transponder RTLS4060T, ETSI | 597.2
6GT2700-7DC05 | Transponder RTLS4084T, Plus, ETSI | 447.89
6RA8078-6FV62-0AA0-ZS01 | SINAMICS DCM DC CONVERTER | 7651.9
6GT2780-0DB20 | MESSAGE MANAGEMENT FUER LOCATING MANAGER | 14011.18
6GT2780-0DD10 | INTEGRATION ASSISTENT FOR LOCATING MANA | 10508.39
6RA8025-6FS22-0AA0-ZG00G20L10 | SINAMICS DCM DC CONVERTER | 3605.74
6RA8085-6FV62-0AA0-ZG00G20S01 | SINAMICS DCM DC CONVERTER | 14298.5
6RA8096-4MV62-0AA0-ZG00G20S01 | SINAMICS DCM DC CONVERTER | 60903.05
6RA8096-4MV62-0AA0-ZG00L85S01 | SINAMICS DCM DC CONVERTER | 60994.98
6RA8028-6DS22-0AA0-ZG00S01 | SINAMICS DCM DC CONVERTER | 3497.12
6ES7652-7AX68-2YH0 | PCS 7 PH AND IS BASIC PACKAGE V9.1 DL | 19711.6
6AV2157-0BQ31-7AB0 | WinCC Unified Rep.Exec. UG V16->V17 | 266.47
6AV2151-0XB01-7LA5 | WinCC Unified Comfort ES V17 DL | 1390.81
6AV6881-0AV63-0BA0 | Touch pen caps RES | 78.81
6AV6881-0GH21-2BA0 | INOX frame 7", type 1, SET | 774.12
6AV6881-0VH21-2AA0 | INOX frame 22", type 1, Unified | 1546.48
6AV7241-5DG05-0DA1 | SIMATIC IPC477E 19" ST (1366 x 768) | 5910.34
6AV7241-1LB05-0DA0 | SIMATIC IPC477E 22" MT (1920 x 1080) | 5907.34
6AV6881-0VH21-2BA0 | INOX frame 22", type 1, SET | 1634.06
6AV6881-4AR23-1AA0 | Spare key PRO, Safety, type 14 | 108.59
6AV7225-6MA00-0VS0 | SIMATIC IPC 277E 9" MT | 3930.14
6AV7241-7LC56-0FA0 | SIMATIC IPC477E 22" MT (1920 x 1080) | 8364.37
6AV7255-6LA00-0SE0 | SIMATIC IPC477E 22" PRO support arm | 9679.98
6AV7255-6LA00-1SE0 | SIMATIC IPC477E 22" PRO Bundle | 9679.98
6AV7241-5LG05-0FA0 | SIMATIC IPC477E 22" MT (1920 x 1080) | 7162.81
6AV7241-5BB00-0FA0 | SIMATIC IPC477E 15" ST (1280 x 800) | 5478.85
6AV7863-4MA20-2AA0 | SIMATIC Flat Panel 22" MT ETH | 3927.12
6AV7882-0CB20-2EA0 | SIMATIC IPC277E, 12" Touch | 3634.59
6DL8913-0BK30-0AD5 | SIMIT SP V10.3 CONV. PACK ENG. S -> M | 10231.25
6DL8913-0BK30-0AJ5 | SIMIT SP V10.3 CONV. PACK ENG. S -> M DL | 8895.74
6DL1134-6JD00-0HX1 | ET 200SP HA, EX-AI 4xTC/2xRTD 2-/3-/4-W | 765.57
6DL8913-0QK30-0AK5 | SIMIT 1VC UG V10.2->V10.3 (ENTRY/SIS) DL | 1317.02
6ES7652-7EX68-2YB0 | PCS 7 INFORM. SERVER BASIC PACKAGE V9.1 | 5860.89
6ES7657-8XX68-0YK0 | PCS 7 UG PACK BATCH SERVER V9.0->V9.1 DL | 4007.64
6ES7658-0GX68-2YH0 | PCS 7 OPENPCS 7 V9.1 (OS CLIENT) DL | 2332.67
6ES7658-1ET17-0YA5 | SIMATIC STEP 7 CFC V17.0 adv ES | 2726.69
6ES7658-2JX68-2YH0 | PCS 7 WEB DIAGNOSE CLIENT V9.1 DL | 5474.36
6AG2138-6AA01-1BA0 | SIPLUS ET 200SP TM COUNT 1X24V T1 RAIL | 654.67
6AG4112-3GQ04-0BX2 | SIMATIC IPC647E (Rack PC) | 8668.49
6AG4131-3GC33-3AA1 | SIMATIC IPC627E (Box PC) | 6762.8
6AG4141-5BB05-0FA0 | SIMATIC IPC427E (MicroBOX PC) | 4244.35
6AG4131-3HK20-1CA2 | SIMATIC IPC627E (Box PC) | 6580.02
6AG4141-5BG05-0DA0 | SIMATIC IPC427E (MicroBOX PC) | 4004.64
6AG4141-7BB30-0FA0 | SIMATIC IPC427E (MicroBOX PC) | 4672.84
6AU1400-1QA20-0AA0-ZF01 | SIMOTION D, CF CARD 2 GB for D410-2 | 779.04
6AG4141-5DC30-0GV8 | SIMATIC IPC427E (MicroBOX PC) | 5317.06
6AG4141-7BH08-0GA0 | SIMATIC IPC427E (MicroBOX PC) | 6206.97
6AV2103-2HX00-0BJ5 | WinCC Prof. max. Powerpack V17 DL | 2443.6
6AV2108-0AA07-0AA7 | Energy Suite TRIAL V17 | 55.25
6AV2154-3DB01-7AA0 | WinCC Unified PC RT 150 V17 | 1335.58
6AV2153-2GB60-0AB5 | WinCC Unified ES A/P>100k PP V16..V17 | 4215.68
6AV2154-0BP01-7LB0 | WinCC Unified Parameter Ctrl. PC V17 DL | 597.92
6AV2154-0BP31-7LB0 | WinCC Unified Param.Ctr.PCUG V16->V17 DL | 238.84
6AV2154-0BS01-7LA0 | WinCC Unified DB Storage V17 DL | 3979.11
6AV2114-2KA07-0AA0 | WinCC RT Advanced V17 (8192) SW Package | 5756.98
6AV2154-1FB01-7AA0 | WinCC Unified PC RT 5k V17 | 8911.98
6AV2155-1GB01-7AA0 | WinCC Unified V17 PC RT 50k, Package | 12476.76
6AV2157-0BL01-7LB0 | WinCC Unified Audit Basis V17 DL | 794.52
6AV2154-1FB01-7LA0 | WinCC Unified PC RT 5k V17 DL | 7956.6
6AV2157-1JM00-0LB0 | WinCC Unified 1 Monitor Client DL | 1021.64
6AV2154-2FB20-0AB0 | WinCC Unified PC RT 10k PP V16..V17 | 1787.86
6AV6881-0AV21-0AA0 | Touch pen system ELO | 234.69
6AV6881-0GJ22-1AA0 | Protect. film 7 BAC front, type 5 | 274.96
6AV2155-4PJ31-7LA0 | WinCC Unified V17 PIOptions Prom-Upgr DL | 576.8
6AV2156-0BP31-7LA0 | WinCC Unified Perf. Ins. UG V16->V17 DL | 2784.89
6AV2154-2EB01-7AA0 | WinCC Unified PC RT 1k V17 | 4455.17
6AV2154-2EB20-0LB0 | WinCC Unified PC RT 1k PP V16..V17 DL | 799.24
6ES7651-5EX78-0YE5 | PDM UG PACK BASIC V8.X / V9.X -> V9.2 | 1138.62
6ES7652-3AA68-2YD0 | PCS 7 SINGLE STATION -> REDUNDANCY V9.1 | 3361.93
6ES7652-3AA68-2YJ0 | PCS 7 SINGLE STATION -> REDU V9.1 DL | 3207.61
6ES7657-0TX68-0YB0 | PCS 7 SIMATIC BATCH SERVER V9.1 | 10242.19
6ES7657-0UX68-0YH0 | PCS 7 SIMATIC BATCH SINGLE STAT V9.1 DL | 27274.44
6ES7657-0VX68-0YH5 | PCS 7 SIMATIC BATCH CLIENT V9.1 DL | 6362.78
6ES7652-5AX68-0CE0 | PCS 7 UG SINGLE STAT. ASIA V8.X -> V9.1 | 4176.93
6ES7652-5AX68-0YE0 | PCS 7 UG OS SINGLE STATION V8.X -> V9.1 | 4176.93
6ES7652-5BX68-0CE0 | PCS7 UG PACK. OS SERVER ASIA V8.X->V9.1 | 8073.71
6ES7652-8XX68-0YF0 | PCS 7 UG PACK ROUTE CONTROL V9.0 -> V9.1 | 3611.82
6ES7652-8XX68-0YK0 | PCS 7 UG PACK ROUTE CONTROL V9.0->V9.1DL | 4031.61
6ES7657-0UX68-0YB0 | PCS 7 SIMATIC BATCH SINGLE STATION V9.1 | 25599.44
6ES7657-0VX68-0YB5 | PCS 7 SIMATIC BATCH CLIENT V9.1 | 5971.38
6ES7657-0YX68-0YH0 | PCS 7 SIMATIC BATCH BASIC V9.1 DL | 3570.17
6ES7657-5XX68-0YK5 | PCS 7 UG PACK BATCH CLIENT V8.X->V9.1 DL | 1910.19
6ES7658-7EX68-0YH5 | PCS 7 ROUTE CONTROL CENTER V9.1 DL | 3522.23
6ES7658-3LD78-0YH5 | SIMATIC PDM, PCS 7 V9.2 (100 TAG) DL | 6984.54
6ES7658-2BA68-6CA0 | PCS 7 OS SW SERVER SN ASIA V9.1 (PO 100) | 14532.38
6ES7658-7FX68-0YB0 | PCS 7 SIMATIC ROUTE CONTROL SERVER V9.1 | 3952.21
6ES7661-0AP41-1CH6 | Process Control System IPC647E | 8786.84
6ES7661-0EC40-1CA2 | Process Control System IPC647E | 7742.61
6ES7661-0FD43-1RM2 | Process Control System IPC647E | 17206.64
6ES7661-0FQ41-1RG6 | Process Control System IPC647E | 11019.14
6ES7810-5CE14-0YB5 | STEP 7 Prof. V17/2021 Combo DL FL, | 5688.39
6ES7823-1AE07-0YA5 | TIA Portal Multiuser V17 DL | 1015.5
6ES7823-1EA07-0YE5 | TIA Portal Teamcenter Gateway Upgr V17 | 911.5
6ES7833-1FB17-0YE5 | STEP 7 Safety Basic V17 Upgrade | 139.33
6FX5002-2DC10-1BB8 | SIGNAL CABLE, PREASSEMBLED | 197.58
6FX5002-5CA38-1CF0 | POWER CABLE, PREASSEMBLED,EXT. | 548.05
6FX5002-2DC40-1BB0 | SIGNAL CABLE, PREASSEMBLED | 209.83
6FX5002-5CS23-1FA0 | POWER CABLE, PREASSEMBLED | 2055.74
6FX7002-5LM32-1AB1 | POWER CABLE PREASSEMBLED(1FN3) | 396.74
6FX7002-5LM82-1AB1 | POWER CABLE PREASSEMBLED(1FN3) | 374.76
6FX8002-2AH00-1AA6 | SIGNAL CABLE, PREASSEMBLED, | 101.36
6FX8002-2CA12-1AF0 | SIGNAL CABLE PREASSEMBLED | 119.41
6ES7833-1CC46-0YK5 | SIMATIC S7 F SYS. UG V6.3 -> V6.4 DL | 897.42
6FX5002-2CA12-2AA0 | SIGNAL CABLE, PREASSEMBLED | 718.43
6FX7002-5EX26-1AH5 | POWER CABLE, PREASSEMBLED | 536.33
6FX7002-5LM40-1AB0 | POWER CABLE PREASSEMBLED | 240.59
6FX5002-5DN06-1AG5 | POWER CABLE PREASSEMBLED | 258.79
6FX5002-8QE08-1AE0 | ONE-CABLE-CONNECTION EXTENSION | 262.45
6GK1706-1NX17-0AK0 | IE SNMP OPC-SERVER EXTENDED V17 DL | 2490.31
6GK1711-1EW17-0AA0 | SOFTNET-IE RNA V17 | 769.61
6GK1711-1EW17-0AK0 | SOFTNET-IE RNA V17 DL | 637.23
6GK5766-1GE00-7TA0 | SCALANCE WAM766-1 EEC | 2133.1
6RA8000-0MV62-0AA0-ZG00S01 | SINAMICS DCM CONTROL MODULE | 9041.03
6RA8000-0MV62-0AA0-ZL10S01 | SINAMICS DCM CONTROL MODULE | 8131.35
6RA8075-6FS22-0AA0-ZG00G20S01 | SINAMICS DCM DC CONVERTER | 6128.55
6RA8075-6FV62-0AA0-ZG00 | SINAMICS DCM DC CONVERTER | 6592.64
6ES7661-0JT46-1CL2 | Process Control System IPC647E | 16403.61
6ES7661-0KT46-1RE6 | Process Control System IPC647E | 18760.26
6ES7661-0KT47-1RM2 | Process Control System IPC647E | 20926.63
6ES7810-4CE12-0YE5 | STEP7 V5.7, Upgrade DL | 970.82
6ES7661-0AA00-1CH2 | Process Control System IPC647E | 7147.84
6ES7661-0FD44-1RM2 | Process Control System IPC647E | 19176.76
6ES7822-1AE07-0XC2 | STEP 7 Prof. Upgr&Pp V17 Trans. DL | 710.03
6ES7833-1FA17-0YJ5 | STEP 7 Safety Adv.V17 Powerpack SW DL | 892.91
6AV2154-2MB01-7LA0 | WinCC Unified PC RT 2.5k V17 DL | 5173.34
6AV6881-0GD33-0DA0 | Mounting frame 7" Unified Panels | 49.04
6AV6881-0UH21-2AA0 | INOX frame 19", type 1, Unified | 1331.06
6AV7241-5DC02-0DA0 | SIMATIC IPC477E 19" ST (1366 x 768) | 6271.39
6AV6676-6LT00-4AG8 | SIMATIC Transfer Tool V4 Linux, Floating | 18613.85
6AV7241-1BA00-0AA0 | SIMATIC IPC477E 15" ST (1280 x 800) | 3728.98
6AV7251-3GB05-0FA0 | SIMATIC IPC477E PRO, 19 MTouch | 6809.25
6AV7261-0CJ10-2AA0 | SIMATIC IPC677E, 19" Multitouch | 6771.79
6AV7863-5MA10-2AA0-ZA01W01 | SIMATIC Flat Panel 15MT Design Wettstein | 2777.63
6DL5411-0BA01-0AH0 | SIMATIC MTP Library V1.0 (30 HMI RT) DL | 16715.23
6DL5411-0EA01-0AH0 | SIMATIC MTP Lib V1.0 (1 HMI +1 AS RT) DL | 1725.9
6EP3346-7SB00-3AX0 | SITOP PSU6200/1AC/DC48V/10A | 350.03
6EP4137-0GE00-0AY0 | SITOP BAT1600/BATT.MODUL/24V/38AH | 722.08
6ES7650-0VG68-0YX1 | SIMATIC PCS CLIENT 427E (SSD) | 4920.43
6ES7652-3AA68-2YA0 | PCS 7 OS SW SINGLE STATION RED. V9.1 | 24549.25
6ES7652-3BA68-2YH0 | PCS 7 OS SW SERVER REDUNDANCY V9.1 DL | 33796.04
6ES7652-5JX68-2YE0 | PCS 7 POWERCONTROL LIB. UG V8.X -> V9.1 | 2005.65
6AV2105-2DF00-0BD0 | PPack WinCC RT Prof 512->2048 | 1417.75
6AV2107-3PX07-0AA5 | Visualization Architect UPGR V16->V17 | 3241.46
6AV2105-4BB07-0AE0 | UpG WinCC 7.3/7.5->RT Prof 128 V17 | 2058.61
6AV2115-2MA07-0AA0 | WinCC RT Prof. V17 (65536) SW Package | 11537.65
6AV2153-2GB01-7AA5 | WinCC Unified PC ES 100k V17 | 8499.29
6AV2155-1CP01-7LA0 | WinCC Unified V17 PIOptions Promotion DL | 1969.25
6AV2154-0BS01-7AA0 | WinCC Unified DB Storage V17 | 4455.17
6AV2105-0DA17-0AA0 | WinCC Runtime Prof 512, Asia V17 | 7967.98
6AV2105-4KK07-0AE0 | UpG WinCC 7.3/7.5->RT Prof 8192 V17 | 4695.64
6AV2105-2BD00-0BJ0 | PPack WinCC RT Prof 128->512, DL | 2011.69
6AV2107-0DB07-0AH0 | WinCC Runtime Prof Client V17 DL | 4364.18
6AV2107-3DB07-0AE0 | UpG WinCC RT Prof CL V11/16->V17 | 1962.75
6AV2105-2HK00-0BJ0 | PPack WinCC RT Prof 4096->8192, DL | 684.44
6AV2153-0XB31-7AA5 | WinCC Unified PC ES maxPTUG V16->V17 | 5207.45
6AV2155-1EW01-7AA0 | WinCC Unified V17 PC RT 500+2CL, Package | 9636.63
6AV2185-8AW05-0AA0 | Connection cable for Advanced elements | 26.27
6AV2155-2FB01-7AA0 | WinCC Unified V17 PC RT 10k, Package | 8911.98
6AV2155-3DW01-7AA0 | WinCC Unified V17 PC RT 150+2CL, Package | 8031.35
6AV2156-0BS31-7LA0 | WinCC Unified Sequence UG V16->V17 DL | 1431.44
6AV2154-2GB20-0LB0 | WinCC Unified PC RT 100k PP V16..V17 DL | 4791.07
6AV6881-0MH21-2AA0 | INOX frame 12", type 1, Unified | 979.03
6DL8913-0CK30-0AK5 | SIMIT SP V10.3 UG ENG. L V10.2->V10.3 DL | 13344.36
6DL1193-6LA00-0AG0 | 450 LABELING STRIPES A4, YELLOW | 115.99
6EQ2001-1XX28-3BE5 | PCS 7/OPEN OS V8.2 UPGRADE ENGINEERING | 2486.99
6DR5223-0FN00-0AA9-ZF01R2B | SIPART PS2 4 wire with Hart DA alu | 2659.46
6EP4990-0MK00-0XU0 | SITOP BAT1600/WALL MOUNTING SET | 27.66
6ES7228-1RC51-0AA0 | POWER SIGNAL BOOSTER PSB-C | 754.85
6ES7650-1CD68-2YH5 | PCS 7 BCE V9.1 DL | 1875.72
6ES7652-3BA68-2YA0 | PCS 7 OS SW SERVER REDUNDANCY V9.1 | 35406.58
6DL8923-0AX00-0AB5 | CN 4100 Modbus Master / Slave | 1785.09
6ES7137-6AA01-0BA0 | ET 200SP, CM PTP, PU 1 | 419.63
6DR5223-0FN01-0AA9R2B | SIPART PS2 4 wire with Hart DA alu | 2833.26
6DR5620-0EN00-0AA9R2B | SIPART PS2 FF DA | 2344.94
6ES7647-8BB12-0CA1 | SIMATIC IPC227E (Nanobox PC) | 2374.63
6ES7647-8BB31-0EA1 | SIMATIC IPC227E (Nanobox PC) | 2289.22
6ES7652-7DX68-2YH0 | PCS 7 PH ARCHIVE BATCH V9.1 DL | 2451.03
6ES7658-2GX68-2YB0 | PCS 7 WEB SERVER BASIC V9.1 | 2584.36
6ES7658-3TX78-2YB5 | SIMATIC PDM, SERVER V9.2 | 9362.15
6ES7658-7NX68-2YA0 | PCS 7 POWERCONTROL LIBRARY V9.1 | 4209.12
6ES7658-1JB68-2YA0 | PCS 7 LOGIC MATRIX VIEWER V9.1 | 2702.72
6AV2102-2AA00-0BJ5 | WinCC Advanced Powerpack V17 DL | 1711.8
6AV2104-0HA07-0AA0 | WinCC Runtime Advanced 4096 V17 | 5403.22
6AV2104-3KK07-0AK0 | WinCC RT Advanced 8192 V17 Upgr. DL | 2607.18
6AV2104-4FF07-0AE0 | WinCC RT Advanced 2048 V17 Upgrade | 1440.28
6AV2105-2MP00-0BD0 | PP WinCC RT Prof 65535->102400 | 4663.36
6AV2105-2PR00-0BJ0 | PP WinCC RT Prof 102400->153600, DL | 4363.47
6AV2105-2TV00-0BJ0 | PP WinCC RT Prof 262144->500000, DL | 21959.41
6AV2105-4DD07-0AK0 | UpG WinCC 7.3/7.5->RT Prof 512 V17 DL | 2835.26
6AV2105-0TA07-0AA0 | WinCC Runtime Prof 262144, V17 | 36182.47
6AV2105-3HH07-0AE0 | UpG WinCC RT Prof 4096 V11/16->V17 | 4313.81
6AV2101-2AA00-0BD5 | WinCC Comfort Powerpack V17 | 1172.3
6AV2103-3HA07-0AK5 | WinCC Prof. 4096 V17 Upgrade DL | 2027.74
6AV2104-3HH07-0AK0 | WinCC RT Advanced 4096 V17 Upgr. DL | 1954.31
6AV2105-0FA07-0AH0 | WinCC Runtime Prof 2048, V17 DL | 8686.13
6AV2102-0AA07-0AH5 | WinCC Advanced V17 DL | 3550.17
6AV2105-0KA07-0AA0 | WinCC Runtime Professional 8192, V17 | 11735.87
6AV2105-2MP00-0BJ0 | PP WinCC RT Prof 65535->102400, DL | 4148.25
6AV2105-3BB07-0AK0 | UpG WinCC RT Prof 128 V11/16->V17 DL | 1832.77
6AV2105-0RA07-0AA0 | WinCC Runtime Prof 153600, V17 | 26358.99
6AV2105-3MM07-0AK0 | UpG WinCC RTProf 64k-256kV11/16->V17DL | 5135.97
6AV2107-4DB07-0AK0 | UpG WinCC7.3/7.5->RT Prof CL V17 DL | 1745.03
6AV2153-0XB31-7LA5 | WinCC Unified PC ES maxPTUG V16->V17 DL | 4773.63
6AV2108-3AA07-0AE5 | Energy Suite V17, Upgrade | 544.3
6AV7251-1JB05-0DA0 | SIMATIC IPC477E PRO, 22 MTouch | 6642.95
6AV7863-1MA14-2AA0 | SIMATIC Flat Panel 12" MT V2 PRO | 2731.34
6AV7285-6KA10-0AA0 | SIMATIC IFP1900 V2 5:4 extended | 2772.83
6AV7863-5MA20-2NA0 | SIMATIC Flat Panel 15" MT ETH | 3306.45
6AV7675-2GR10-0AS0 | Adapter frame 19" for IPC477E | 155.88
6AV7675-8GB00-0AS0 | Mounting Kit for IPC477E 15"/19" | 80.56
6DL5411-0AA01-0AH0 | SIMATIC MTP Library V1.0 (1 HMI RT) DL | 909.39
6DL5411-0CA01-0AH0 | SIMATIC MTP Library V1.0 (1 AS RT) DL | 1090.68
6DL1131-6TD00-0HX1 | ET 200SP HA, EX-DI 4xNAMUR | 435.98
6DL1135-6UD00-0PK0 | ET 200SP HA, AQ 4XI HART ISOL | 1349.65
6ES7136-6CB00-0CA0 | F-TM Count 1x1Vpp sin/cos HF | 804.42
6DL1133-6PX00-0HW0 | ET 200SP HA, Ex-PM E POWER MODULE | 435.98
6DL8913-0DK30-0AD5 | SIMIT SP V10.3 CONV. PACK ENG. L -> XL | 18415.32
6EP4133-0GA00-0AY0 | SITOP BAT1600/BATT.MODUL/24V/3.2AH | 173.78
6ES7212-0AA63-0AB0 | SIMATIC EMS630 SC | 5830.41
6ES7647-8BD31-0CV3 | SIMATIC IPC227E (Nanobox PC) | 2839.07
6ES7651-8AX68-0YE5 | PCS 7 UG PACKAGE ENGINEERING V9.0->V9.1 | 3741.99
6ES7648-3AH00-1XA0 | PS Adapter (FCI-SATA) | 32.96
6ES7652-3AA68-2CA0 | PCS 7 OS SW SINGLE STAT. RED. ASIA V9.1 | 15880.75
6ES7652-3AA68-6CA0 | PCS 7 OS SW SGLE STAT. RED. SN ASIA V9.1 | 15880.75
6ES7652-5BX68-0YE0 | PCS 7 UG PACK OS SERVER V8.X -> V9.1 | 8073.71
6ES7652-5BX68-0YK0 | PCS 7 UG PACK OS SERVER V8.X -> V9.1 DL | 8073.71
6ES7658-2BA68-0CA0 | PCS 7 OS SW SERVER ASIA V9.1 (PO 100) | 14532.38
6ES7658-7GX68-0YH5 | PCS 7 MAINTENANCE STATION ES V9.1 DL | 2641.29
6ES7658-3QX78-2YB5 | SIMATIC PDM, COMMUNICATION FF V9.2 | 25755.27
6ES7657-0AX68-0YH5 | PCS 7 SIMATIC BATCH RECIPE SYST. V9.1 DL | 12730.07
6ES7657-0MX68-2YH0 | PCS 7 SIMATIC BATCH API V9.1 DL | 12730.07
6ES7658-8EX68-0YF0 | PCS 7 UG ROUTE CTRL CENTER V9.0->V9.1 | 712.69
6ES7658-2AA68-6CE0 | PCS 7 UG PACK OS SS SN ASIA V8.X->V9.1 | 4301.29
6ES7658-2BA68-0YA0 | PCS 7 OS SOFTWARE SERVER V9.1 (PO 100) | 22484.75
6ES7658-2BA68-0YJ0 | PCS 7 SINGLE STATION -> SERVER V9.1 DL | 10362.93
6ES7658-7FX68-0YH0 | PCS 7 SIMATIC ROUTE CONTROL SRV V9.1 DL | 3772.43
6ES7658-3QX78-2YH5 | SIMATIC PDM, COMMUNICATION FF V9.2 DL | 24583.7
6ES7658-2GX68-2YH0 | PCS 7 WEB SERVER BASIC V9.1 DL | 2467.51
6ES7658-5BX68-2YH5 | PCS 7 MANAGEMENT CONSOLE V9.1 DL | 5528.3
6ES7658-3MD78-0YH5 | PDM, PCS 7 - FF V9.2 (100 TAG) DL | 30171.92
6ES7658-7GX68-0YB5 | PCS 7 MAINTENANCE STATION ES V9.1 | 2765.65
6ES7661-0AA00-1CG2 | Process Control System IPC647E | 6638.46
6ES7661-0EC40-1CB2 | Process Control System IPC647E | 8252
6ES7823-1BE24-0YA3 | SIMATIC Model Based Design 2021 PoC DL | 701.91
6ES7810-5CC14-0YA5 | STEP 7 Prof. V17/2021 Combo, FL, | 6630.78
6ES7833-1FC17-0YA5 | STEP 7 Safety Advanced V17 Combo | 1704.93
6ES7823-1FE03-0YA5 | SIMATIC S7-PLCSIM Advanced V4.0 DL | 4830.5
6ES7823-1GE07-0YA5 | SIMATIC 50h Engineering V17 Combo DL | 994.36
6ES7923-3BJ00-0HB0 | cable D-SUB/end sleeve shielded 8m | 119.2
6FX5002-2DC10-1BA4 | SIGNAL CABLE, PREASSEMBLED | 190.46
6FX5002-2DD40-1CA0 | SIGNAL CABLE, PREASSEMBLED | 278.46
6FX5002-5CN26-1AC6 | POWER CABLE PREASSEMBLED | 265.29
6FX5002-5DG42-1CA0 | POWER CABLE PREASSEMBLED | 470.79
6FX5002-8QN11-1BH0 | ONE-CABLE-CONNECTION ASSEMBLY | 437.11
6FX8002-2CF02-1EG0 | SIGNAL CABLE, PREASSEMBLED, | 650.28
6FX5008-1BB51-1BJ0 | POWER CABLE, SOLD BY THE METER | 416.71
6FX8002-2DC40-1AH5 | SIGNAL CABLE, PREASSEMBLED | 223.25
6FX8002-2CF02-1AG1 | SIGNAL CABLE, PREASSEMBLED, | 221.92
6FX8002-2CH00-1GF0 | SIGNAL CABLE, PREASSEMBLED, | 861.1
6FX8002-2SL10-1AJ5 | SIGNAL CABLE EXTENSION | 402.53
6FX8002-5CP46-1AJ0 | POWER CABLE PREASSEMBLED | 443.71
6FX8002-5DA15-1EJ0 | POWER CABLE, PREASSEMBLED EXT. | 1193.42
6FX8002-5CR42-1AG0 | POWER CABLE, PREASSEMBLED | 451.57
6FX8002-5DG13-1AE0 | POWER CABLE, PREASSEMBLED | 905.11
6FX8002-5DN36-1DD0 | POWER CABLE PREASSEMBLED | 814.63
6FX8002-5SM35-1FA0 | POWER CABLE, PREASSEMBLED | 2010.58
6FX8012-8QN08-1BF0 | ONE-CABLE-CONNECTION ASSEMBLY | 418.31
6FX5008-1BB50-1BD0 | POWER CABLE, SOLD BY THE METER | 1054.85
6FX8002-5CN54-1CG0 | POWER CABLE PREASSEMBLED | 871.76
6FX8002-5CS56-1BG0 | POWER CABLE PREASSEMBLED | 588.82
6FX8002-5DN06-1AK5 | POWER CABLE PREASSEMBLED | 363.91
6FX8002-5CN26-1GA0 | POWER CABLE PREASSEMBLED | 906.43
6FX8002-5CS16-1AK0 | POWER CABLE PREASSEMBLED | 324.35
6FX8002-5CS17-1AG0 | POWER CABLE PREASSEMBLED | 870.76
6FX8002-5DS17-1CF0 | POWER CABLE PREASSEMBLED | 1571.45
6FX8012-5CN06-1CB5 | POWER CABLE PREASSEMBLED | 444.88
6FX8002-5DS64-1BG0 | POWER CABLE, PREASSEMBLED | 961.97
6RA8091-6FV62-0AA0-ZG00 | SINAMICS DCM DC CONVERTER | 23499.96
6RA8031-6FV62-0AA0-ZG00G20S01 | SINAMICS DCM DC CONVERTER | 5804.32
6RA8091-6FV62-0AA0-ZG00G20 | SINAMICS DCM DC CONVERTER | 24202.34
6RA8000-0MV62-0AA0-ZG00G20L10 | SINAMICS DCM CONTROL MODULE | 9087.49
6GT2700-3DA13 | Transponder RTLS4030T, FCC | 207.38
6GT2700-5DC23 | Transponder RTLS4083T, CMIIT | 323.5
6RA8095-4DS22-0AA0-ZG00S01 | SINAMICS DCM DC CONVERTER | 27618.01
6RA8095-4GS22-0AA0-ZL11M08S01 | SINAMICS DCM DC CONVERTER | 36086.36
6RA8081-6GV62-0AA0-ZG00G20S01 | SINAMICS DCM DC CONVERTER | 11996.65
6GT2700-8DF00-0AX1 | Transponder PCB OEM AC, pack of 10 | 398.13
6RA8025-6FS22-0AA0-ZG00G20S01 | SINAMICS DCM DC CONVERTER | 3907.71
6RA8025-6FV62-0AA0-ZG00G20L10 | SINAMICS DCM DC CONVERTER | 4286.57
6RA8085-6DV62-0AA0-ZG00S01 | SINAMICS DCM DC CONVERTER | 12980.14
6RA8085-6FV62-0AA0-ZG00 | SINAMICS DCM DC CONVERTER | 13530.65
6RA8028-6FS22-0AA0-ZG00G20L10 | SINAMICS DCM DC CONVERTER | 4059.63
6RA8087-6FS22-0AA0-ZL21 | SINAMICS DCM DC CONVERTER | 14057.57
6RA8087-6FS22-0AA0-ZM08M10S01 | SINAMICS DCM DC CONVERTER | 15105.42
6GT2790-0DD40 | Power supply for charging cradle 5V 6A | 131.06
6ES7652-8DX68-0YK0 | PCS7 UG PACK. WEB SERVER V9.0 -> V9.1 DL | 1382.82
6ES7651-5AX68-0YE5 | PCS 7 UG PACKAGE ENGINEERING V8.X->V9.1 | 6960.57
6ES7652-8FX68-0YF0 | PCS 7 UG PACK MAINT. STATION V9.0->V9.1 | 2185.07
6ES7652-8BX68-0CE0 | PCS7 UG PACK. OS SERVER ASIA V9.0->V9.1 | 4339.27
6ES7657-0YX68-0YB0 | PCS 7 SIMATIC BATCH BASIC V9.1 | 3351.44
6ES7652-3BA68-6CA0 | PCS 7 OS SW SRV RED SN ASIA V9.1 (PO100) | 23970.94
6ES7652-8FX68-0YK0 | PCS 7 UG MAINT. STATION V9.0 -> V9.1 DL | 2439.05
6ES7652-5CX68-0YF5 | PCS 7 UG CLIENT SFC VISU V8.X->V9.1 | 3979.18
6ES7653-2DS01-0XB0 | PCS 7 SYSTEM EXPANSION CARD 16MB INCL.R1 | 17471.83
6ES7652-8AX68-0YK0 | PCS7 UG OS SINGLE STATION V9.0 -> V9.1DL | 2506.45
6ES7652-8CX68-0CF5 | PCS 7 UG CLIENT SFC VISU ASIA V9.0->V9.1 | 2139.42
6ES7658-1AX68-0YB5 | PCS 7 AS ENGINEERING V9.1 | 7917.9
6ES7658-3SX78-2YB5 | SIMATIC PDM, COMMAND INTERFACE V9.2 | 15919.71
6ES7658-7EX68-0YB5 | PCS 7 ROUTE CONTROL CENTER V9.1 | 3688.53
6ES7658-3JD78-0YA5 | SIMATIC PDM, SERVICE V9.2 (50 TAG) | 2224.8
6ES7658-2CX68-0YH5 | PCS 7 OS SOFTWARE CLIENT V9.1 DL | 8271.47
6ES7822-0BE07-0YE5 | SIMATIC STEP 7 Basic Upgrade V17 DL | 258.34
6ES7822-1AA07-0XC5 | STEP 7 Prof. Upgrade&Powerpack V17 | 2854.75
6ES7661-1JT16-1CE2 | Process Control System IPC847E | 17440.35
6ES7823-1AE07-0YE5 | TIA Portal Multiuser Upgrade V17 DL | 406.19
6ES7811-1CC08-0YA5 | S7-SCL V5.7, FL, (de,en,fr,es,it) | 1522.36
6ES7822-0AE07-0YE5 | SIMATIC STEP 7 Basic Upgrade V17 DL | 242.1
6ES7840-0CC08-0YE5 | S7-PDIAG V5.7, Upgr. (de,en,fr,es,it) | 1045.46
6FX5002-2DC10-1AE4 | SIGNAL CABLE, PREASSEMBLED | 147.94
6FX5002-5CS64-1AH0 | POWER CABLE, PREASSEMBLED | 347.49
6FX5002-2EQ14-1AH0 | SIGNAL CABLE, PREASSEMBLED,EXT. | 211.29
6FX5002-5CN27-1BB0 | POWER CABLE PREASSEMBLED | 245.39
6FX5002-5DG12-1AB2 | POWER CABLE PREASSEMBLED | 166.85
6ES7811-0CC08-0YE5 | S7-Graph V5.7, Upgrade, (de,en,fr,es,it) | 529.26
6ES7823-1EE07-0YA5 | TIA Portal Teamcenter Gateway V17 DL | 2027.74
6ES7823-1TE07-0AE5 | TIA Portal Test Suite Adv Upgrade V17 DL | 1218.6
6FX5002-5CA15-1BA0 | POWER CABLE, PREASSEMBLED,EXT. | 312.63
6FX5002-5DG23-1CC0 | POWER CABLE, PREASSEMBLED | 1366.41
6FX7002-5EX21-1AJ5 | POWER CABLE, PREASSEMBLED | 491.94
6FX5002-8QN11-1BD0 | ONE-CABLE-CONNECTION ASSEMBLY | 373.26
6FX5002-5DN27-1FA0 | POWER CABLE PREASSEMBLED | 536.01
6GK1704-1LW17-0AK0 | SOFTNET-IE S7 LEAN V17 DL | 686.37
6GK1704-5DW17-0AA0 | SOFTNET-PB DP EDITION V17 | 664.54
6GK1716-0HB00-3AK0 | HARDNET-IE S7 REDCONNECT Upgrade DL | 818.73
6GT2810-2AE83-0AX1 | Label RF630L, 105x25 mm U7 | 0.76
6GK5798-8MF00-0AB1 | Angled adapter for DIN rail mounting | 145.63
6GT2091-7UH10 | Conn. Cable USB/Low voltage, 5V, 1m | 33.87
6RA8031-6DS22-0AA0-ZG00S01 | SINAMICS DCM DC CONVERTER | 3951.01
6RA8091-6FV62-0AA0-ZG00G20S01 | SINAMICS DCM DC CONVERTER | 24267.82
6RA8000-0MV62-0AA0-ZG00G20 | SINAMICS DCM CONTROL MODULE | 9677.92
6RA8078-6FV62-0AA0-ZG00L05S01 | SINAMICS DCM DC CONVERTER | 8462.32
6RA8093-4DS22-0AA0-ZG00S01 | SINAMICS DCM DC CONVERTER | 22592.85
6ES7822-1AA07-0XC2 | STEP 7 Prof. Powerp&Upgr V17 Transition | 799.4
6ES7661-0JD46-1CC2 | Process Control System IPC647E | 12123.31
6ES7822-1AE07-0YC5 | SIMATIC STEP 7 Prof. Powerpack V17 DL | 3246.32
6ES7823-1BE04-0YA5 | SIMATIC Target V5.0 DL | 2635.41
6ES7810-4CE12-0YB6 | STEP7 V5.7 & Rental License 50h DL | 528.86
6ES7661-0KD46-1RC2 | Process Control System IPC647E | 13759.32
6FX7002-5EA51-1BH0 | POWER CABLE, PREASSEMBLED | 757.28
6FX8002-5CN54-1CC0 | POWER CABLE PREASSEMBLED | 772.79
6FX8002-5CQ68-1BG0 | POWER CABLE EXTENSION | 981.85
6FX8002-5DF01-1DA0 | POWER CABLE, PREASSEMBLED | 638.25
6FX8002-5CN27-1CF0 | POWER CABLE PREASSEMBLED | 466.82
6FX8002-5DN06-1GK0 | POWER CABLE PREASSEMBLED | 1177.55
6FX8002-5CS23-1AK0 | POWER CABLE, PREASSEMBLED | 1146.98
6FX8002-5DN46-1FH0 | POWER CABLE PREASSEMBLED | 1388.22
6FX8002-8QN04-1AK0 | ONE-CABLE-CONNECTION ASSEMBLY | 272.58
6FX8002-5DS66-1BH0 | POWER CABLE PREASSEMBLED | 883.53
6GK1706-1NW17-0AK0 | IE SNMP OPC-SERVER Basic V17 DL | 1329.08
6GK1700-0AA17-0AA0 | Software DVD PC/Windows V17 | 125.13
6GK1721-1XG03-0AK0 | SINEMA RC CLIENT V3 OSD | 234.85
6GT2891-7UA18 | Conn. Cable RS232, sub-D/Pico/NV, 1,8m | 88.1
6RA8075-6DV62-0AA0-ZG00S01 | SINAMICS DCM DC CONVERTER | 6366.35
6RA8075-6FS22-0AA0-ZG00L10S01 | SINAMICS DCM DC CONVERTER | 5130.94
6RA8093-4GS22-0AA0-ZG00L85S01 | SINAMICS DCM DC CONVERTER | 27763.9
6RA8013-6FV62-0AA0-ZG00L05S01 | SINAMICS DCM DC CONVERTER | 3615.45
6GT2700-3DA23 | Transponder RTLS4030T, CMIIT | 207.38
6RA8018-6FV62-0AA0-ZG00G20S01 | SINAMICS DCM DC CONVERTER | 4086.03
6RA8078-6FV62-0AA0-ZL05 | SINAMICS DCM DC CONVERTER | 8077.57
6RA8081-6GV62-0AA0-ZL11S01 | SINAMICS DCM DC CONVERTER | 12121.07
6GT2701-5DB23 | Gateway RTLS4030G, CMIIT | 2272.75
6GT2780-0DA00 | LOCATING MANAGER BASIC 10 | 1751.4
6RA8028-6FS22-0AA0-ZL05 | SINAMICS DCM DC CONVERTER | 3765.64
6RA8028-6FV62-0AA0-ZS01 | SINAMICS DCM DC CONVERTER | 4166.71
6RA8031-6FS22-0AA0-ZG00S01 | SINAMICS DCM DC CONVERTER | 4145.54
6RA8075-6FV62-0AA0-ZG00G20S01 | SINAMICS DCM DC CONVERTER | 7360.52
6RA8075-6FV62-0AA0-ZG00S01 | SINAMICS DCM DC CONVERTER | 6658.14
6RA8078-6FS22-0AA0-ZG00G20S01 | SINAMICS DCM DC CONVERTER | 7133.58
6RA8078-6FV62-0AA0-ZL10S01 | SINAMICS DCM DC CONVERTER | 7356.68
6RA8018-6FV62-0AA0-ZG20S01 | SINAMICS DCM DC CONVERTER | 3766.77
6RA8097-4KV62-0AA0-ZG00S01 | SINAMICS DCM DC CONVERTER | 61497.5
6RA8098-4DV62-0AA0-ZG00S01 | SINAMICS DCM DC CONVERTER | 50312.4
6SL3054-0EJ00-1BA0-ZF04 | SINAMICS S120 CF card V4.8 | 1463.81
6SL3054-0EJ01-1BA0-ZF03 | SINAMICS S120 CF card V4.8 performance | 1806.68
6SL3054-0FB00-1BA0-ZF03 | SINAMICS S120 CF CARD V5.1 | 1137.03
6SL3054-0FB11-1BA0-ZA04 | SINAMICS S120 CF card V5.1.1 performance | 3095.75
6SL3054-0FB11-1BA0-ZF02 | SINAMICS S120 CF card V5.1.1 performance | 1470.29
6SL3550-0XB00-3AA0 | G115D MM IP65/66 380..480V 0,37kW FSA C2 | 1162.57
6SL3550-0XB03-0AA0 | G115D MM IP65/66 380...480V 3kW FSB C2 | 1796.81
6SL3550-0XE20-7AA0 | G115D MM IP65/66 380..480V 0,75kW FSA C2 | 1269.1
6SL3550-0XC21-5AA0 | G115D MM IP65/66 380...480V 1,5kW FSA C2 | 1319.26
6SL3550-0XA24-0AA0 | G115D MM IP65/66 380...480V 4kW FSB C2 | 1880.4
6ES7833-1FC17-0YH5 | STEP 7 Safety Advanced V17 Combo SW DL | 1535.64
6ES7823-1FA03-0YA5 | SIMATIC S7-PLCSIM Advanced V4.0 | 5797.25
6FX5002-2AH11-1AC0 | SIGNAL CABLE PREASSAMBLED | 126.32
6FX5002-2DC10-1AK7 | SIGNAL CABLE, PREASSEMBLED | 183.54
6FX5002-5CN06-1AG5 | POWER CABLE PREASSEMBLED | 226.51
6FX5002-2DD40-2AA0 | SIGNAL CABLE, PREASSEMBLED | 792.15
6FX5002-5DG52-1BC0 | POWER CABLE PREASSEMBLED | 420.4
6FX5002-5DF10-1BF0 | POWER CABLE, PREASSEMBLED | 246.88
6FX5008-1BB05-1BC0 | POWER CABLE SOLD BY THE METER | 2071.43
6FX8002-2DC42-1AD5 | SIGNAL CABLE, PREASSEMBLED | 206.21
6FX8002-2DD48-1AH0 | SIGNAL CABLE, PREASSEMBLED | 235.63
6FX5012-5DS16-1EA0 | POWER CABLE PREASSEMBLED | 536.96
6FX8002-5CA58-1BB5 | POWER CABLE, PREASSEMBLED EXT. | 694.75
6FX8002-5CS46-1EA0 | POWER CABLE PREASSEMBLED | 904.29
6FX8002-5CN26-1BK0 | POWER CABLE PREASSEMBLED | 471.36
6FX8002-5DN06-1BB5 | POWER CABLE PREASSEMBLED | 391.49
6FX8002-2DC48-1AB0 | SIGNAL CABLE, PREASSEMBLED | 176.9
6FX5002-5DS27-1AE0 | POWER CABLE PREASSEMBLED | 228.29
6FX5002-5ME05-1AC0 | .POWER CABLE, PREASSEMBLED | 212.41
6FX8002-5CN24-1BF0 | POWER CABLE, PREASSEMBLED(1FT/1FK) | 923.15
6FX8002-5CN24-1CF0 | POWER CABLE, PREASSEMBLED(1FT/1FK) | 1403.97
6FX8002-5DN06-1AJ1 | POWER CABLE PREASSEMBLED | 350.13
6FX8002-5CN27-1CC0 | POWER CABLE PREASSEMBLED | 435.01
6FX8002-7HY11-1AD6-ZR05 | HYBRID CABLE, PREASSEMBLED | 525.7
6FX8012-5CN06-1BB0 | POWER CABLE PREASSEMBLED | 328.17
6FX8012-5CN06-1BH0 | POWER CABLE PREASSEMBLED | 391.85
6FX8012-5CN36-1BH0 | POWER CABLE PREASSEMBLED | 481.47
6GK1704-1CW00-3AK0 | SOFTNET-IE S7 Upgrade 2006 DL | 496.7
6FX8002-8QN11-1CF0 | ONE-CABLE-CONNECTION ASSEMBLY | 748.41
6GK1704-1LW00-3AK2 | SOFTNET-IE S7 LEAN UCL Upgrade | 245.61
6GK1704-5CW17-0AA0 | SOFTNET-PB S7 V17 | 867.85
6GK5992-1AL00-8FA0 | SFP992-1 (conformal coating) | 343.96
6GK1724-3VH03-0BV0 | SINEMA RC API License | 1035.09
6GK5766-1GE00-7DA0 | SCALANCE WAM766-1 | 1705.91
6RA8028-6FV62-0AA0-ZG00G20S01 | SINAMICS DCM DC CONVERTER | 5188.33
6RA8028-6FV62-0AA0-ZG00S01 | SINAMICS DCM DC CONVERTER | 4485.96
6RA8031-6FS22-0AA0-ZS01 | SINAMICS DCM DC CONVERTER | 3826.28
6RA8093-4GS22-0AA0-ZL11M08S01 | SINAMICS DCM DC CONVERTER | 30088.55
6RA8093-4GV62-0AA0-ZG00L85S01 | SINAMICS DCM DC CONVERTER | 34248.01
6RA8093-4GV62-0AA0-ZG00M08S01 | SINAMICS DCM DC CONVERTER | 34108.6
6RA8093-4GV62-0AA0-ZG00S01 | SINAMICS DCM DC CONVERTER | 33453.7
6GT2700-3DA03 | Transponder RTLS4030T, ETSi | 207.38
6GT2700-6DE13 | Transponder RTLS4060T, FCC | 597.2
6GT2700-7DC15 | Transponder RTLS4084T, Plus, FCC | 472.88
6RA8091-6FS22-0AA0-ZG00L21S01 | SINAMICS DCM DC CONVERTER | 19031.4
6RA8091-6FV62-0AA0-ZG00S01 | SINAMICS DCM DC CONVERTER | 23565.43
6RA8031-6GV62-0AA0-ZG00S01 | SINAMICS DCM DC CONVERTER | 5750.35
6RA8075-6FV62-0AA0-ZG00G20 | SINAMICS DCM DC CONVERTER | 7295.01
6RA8000-0MV62-0AA0-ZG00G11G20 | SINAMICS DCM CONTROL MODULE | 11970.04
6RA8000-0MV62-0AA0-ZG00G20S01 | SINAMICS DCM CONTROL MODULE | 9743.41
6RA8000-0MV62-0AA0-ZL11 | SINAMICS DCM CONTROL MODULE | 11439.61
6RA8013-6FV62-0AA0-ZS01 | SINAMICS DCM DC CONVERTER | 2805.01
6RA8090-6GS22-0AA0-ZG00L10S01 | SINAMICS DCM DC CONVERTER | 21029.79
6RA8090-6GS22-0AA0-ZG00S01 | SINAMICS DCM DC CONVERTER | 21620.2
6RA8090-6GS22-0AA0-ZL10M08S01 | SINAMICS DCM DC CONVERTER | 21365.43
6RA8090-6KS22-0AA0-ZG00S01 | SINAMICS DCM DC CONVERTER | 23565.43
6SL3054-0FB00-1BA0-ZJ01 | SINAMICS S120 CF CARD V5.1 | 261.95
6SL3054-0FB01-1BA0-ZF05 | SINAMICS S120 CF card V5.1 performance | 2443.43
6SL3054-0FB10-1BA0-ZF01 | SINAMICS S120 CF CARD V5.1 SP1 | 488.26
6SL3054-0FB11-1BA0-ZA03 | SINAMICS S120 CF card V5.1.1 performance | 2527.2
6SL3550-0XE21-1AA0 | G115D MM IP65/66 380...480V 1,1kW FSA C2 | 1306.44
6SL3550-0XC00-5AA0 | G115D MM IP65/66 380..480V 0,55kW FSA C2 | 1184.96
6SL3550-0XC01-5AA0 | G115D MM IP65/66 380...480V 1,5kW FSA C2 | 1319.26
6SL3550-0XA20-5AA0 | G115D MM IP65/66 380..480V 0,55kW FSA C2 | 1052.13
6ES7661-1PT45-1SE2 | Process Control System IPC847E | 17695.04
6ES7833-1CC46-0YA5 | SIMATIC S7 F SYSTEMS V6.4 | 2104.54
6ES7833-1FA17-0YC5 | STEP 7 Safety Advanced V17 Powerpack | 1011.27
6FX5002-2EQ20-1BC0 | SIGNAL CABLE PREASSAMBLED | 287.15
6FX5002-2EQ20-1BG0 | SIGNAL CABLE PREASSAMBLED | 325.17
6FX5002-5CN06-2CA0 | POWER CABLE PREASSEMBLED | 676.28
6FX5002-5CN26-1AD2 | POWER CABLE PREASSEMBLED | 269.26
6FX5008-1BB35-1CB0 | POWER CABLE, SOLD BY THE METER | 1255.89
6FX5008-1BB41-1JA0 | POWER CABLE, SOLD BY THE METER | 1177.21
6FX8002-5DG23-1HA0 | POWER CABLE, PREASSEMBLED | 4858.39
6FX8002-5DQ28-1CA0 | POWER CABLE PREASSEMBLED EXT. | 745.06
6FX8002-5DN36-1GA0 | POWER CABLE PREASSEMBLED | 1245.5
6FX8002-8QN11-1BA0 | ONE-CABLE-CONNECTION ASSEMBLY | 400.76
6GK1704-1CW17-0AC0 | SIMATIC NET SOFTNET-IE S7 Power Pack V17 | 1427.33
6GK8751-1BA01-0BA0 | SINEC INS Basic 50 V1.0 SP 1 DVD | 902.94
6GK8751-1BA01-0BK0 | SINEC INS Basic 50 V1.0 SP 1 OSD | 902.94
6GK8751-1DA01-0BA0 | SINEC INS Basic 100 V1.0 SP 1 DVD | 1350.59
6RA8075-6FS22-0AA0-ZG00S01 | SINAMICS DCM DC CONVERTER | 5426.16
6RA8075-6FV62-0AA0-ZG00L11S01 | SINAMICS DCM DC CONVERTER | 7313.03
6RA8075-6GS22-0AA0-ZG00S01 | SINAMICS DCM DC CONVERTER | 6171.84
6RA8078-6FV62-0AA0-ZG00S01 | SINAMICS DCM DC CONVERTER | 7971.16
6RA8018-6FV62-0AA0-ZS01 | SINAMICS DCM DC CONVERTER | 3064.4
6RA8025-6DS22-0AA0-ZG00S01 | SINAMICS DCM DC CONVERTER | 3059.44
6RA8093-4KV62-0AA0-ZG00L85S01 | SINAMICS DCM DC CONVERTER | 37976.39
6RA8093-4LV62-0AA0-ZG00G20S01 | SINAMICS DCM DC CONVERTER | 40964.39
6GT2780-0DB30 | MESSAGE MANAGEMENT FUER LOCATING MANAGER | 28022.37
6RA8028-6FS22-0AA0-ZL10M08S01 | SINAMICS DCM DC CONVERTER | 3758.39
6RA8028-6FV62-0AA0-ZG00L10S01 | SINAMICS DCM DC CONVERTER | 4249.49
6RA8028-6FV62-0AA0-ZL05L10M08 | SINAMICS DCM DC CONVERTER | 5010.82
6RA8028-6FV62-0AA0-ZL10M08S01 | SINAMICS DCM DC CONVERTER | 4585.13
6RA8075-6FV62-0AA0-ZS01 | SINAMICS DCM DC CONVERTER | 6338.88
6RA8075-6GV62-0AA0-ZG00S01 | SINAMICS DCM DC CONVERTER | 7533.48
6RA8078-6DS22-0AA0-ZG00S01 | SINAMICS DCM DC CONVERTER | 6188.03
6RA8078-6DV62-0AA0-ZG00S01 | SINAMICS DCM DC CONVERTER | 7565.91
6RP0000-0AA25-0AA0-ZG33 | SINAMICS DCP 30 KW | 12024.09
6RP0000-0AA25-0AA0-ZM08 | SINAMICS DCP 30 KW | 11976.15
6SL3054-0EJ00-1BA0-ZF03U01 | SINAMICS S120 CF card V4.8 | 1807.67
6SL3054-0FC01-1BA0-ZA02 | SINAMICS S120 CF card V5.2 performance | 1958.63
6SL3054-0FC31-1BA0-ZF04 | S120 CF card V5.2 SP3 performance | 2119.05
6SL3070-4HA01-0XA5 | SINAMICS DCC V17 Combo DVD | 1311.3
6SL3070-4HA01-0XG5 | SINAMICS DCC V17 Combo OSD | 1245.75
6SL3550-0XE00-7AA0 | G115D MM IP65/66 380..480V 0,75kW FSA C2 | 1269.1
6SL3550-0XE02-2AA0 | G115D MM IP65/66 380...480V 2,2kW FSB C2 | 1597.45
6SL3550-0XB01-5AA0 | G115D MM IP65/66 380...480V 1,5kW FSA C2 | 1319.26
6SL3550-0XB02-2AA0 | G115D MM IP65/66 380...480V 2,2kW FSB C2 | 1535.65
6SL3550-0XA40-7AA0 | G115D MM IP65/66 380..480V 0,75kW FSA C2 | 1074.51
6SL3550-0XA41-1AA0 | G115D MM IP65/66 380...480V 1,1kW FSA C2 | 1111.82
6SL3550-0XA41-5AA0 | G115D MM IP65/66 380...480V 1,5kW FSA C2 | 1186.43
6ES7822-1AA07-0YA7 | SIMATIC STEP 7 Prof. V17 Trial | 53.61
6ES7822-1AA07-0YA5 | SIMATIC STEP 7 Professional V17 | 4317.07
6FX5002-5CG62-1FA0 | POWER CABLE PREASSEMBLED | 1112.76
6FX2002-1DC00-1EH0 | SIGNAL CABLE, PREASSEMBLED | 455.59
6FX5002-5CS16-1BJ0 | POWER CABLE PREASSEMBLED | 294.85
6FX5002-2DC40-2AA0 | SIGNAL CABLE, PREASSEMBLED | 792.15
6FX8002-2CA31-1AG1 | SIGNAL CABLE, PREASSEMBLED, | 226.26
6FX5002-8QN11-1AJ0 | ONE-CABLE-CONNECTION ASSEMBLY | 293.47
6FX5002-5DN27-1AF0 | POWER CABLE PREASSEMBLED | 235
6FX8002-2CA31-1HH0 | SIGNAL CABLE, PREASSEMBLED, | 996.65
6FX5012-8QN11-1BA0 | ONE-CABLE-CONNECTION ASSEMBLY | 338.72
6FX8002-2SL02-1AB1 | SIGNAL CABLE, PREASSEMBLED | 266.68
6FX8002-5CN56-1BH0 | POWER CABLE PREASSEMBLED | 608.29
6FX8002-5CN64-1BC0 | POWER CABLE PREASSEMBLED | 662.68
6FX8002-5CN36-1GF0 | POWER CABLE PREASSEMBLED | 1074
6FX8002-5CN36-1CH0 | POWER CABLE PREASSEMBLED | 604.88
6FX8002-5DN64-1BC0 | POWER CABLE PREASSEMBLED | 789.5
6FX8002-5DN36-1CA1 | POWER CABLE PREASSEMBLED | 623.12
1PH8186-1AF40-2EC2-ZL27X01 | COMPACT ASYNCHRONOUS MOTOR | 19107.7
1PH8186-1EC02-2BA2-ZK18K90 | COMPACT ASYNCHRONOUS MOTOR | 18535.72
1PH8186-1DD33-2ED1 | COMPACT ASYNCHRONOUS MOTOR | 20807.68
1PH8224-1AF30-2AC2-ZA12 | COMPACT ASYNCHRONOUS MOTOR | 23809.81
1PH8224-1DF15-1ED1 | COMPACT ASYNCHRONOUS MOTOR | 22700.14
1PH8224-1DC10-0BB1-ZG14 | COMPACT ASYNCHRONOUS MOTOR | 20766.12
1PH8226-1DD00-1CA1 | COMPACT ASYNCHRONOUS MOTOR | 25728.52
1PH8226-1FB00-0BA1 | COMPACT ASYNCHRONOUS MOTOR | 26052.78
1PH8226-1HD10-1FA2-ZL00 | COMPACT ASYNCHRONOUS MOTOR | 25067.04
1PH8224-2DF20-9AA1N1L | COMPACT SYNCHRONOUS MOTOR | 38135.05
1PH8226-1AF30-2AC2-ZA12K40L76 | COMPACT ASYNCHRONOUS MOTOR | 30042.36
1PH8226-1AF43-2AA2-ZG14K10X91 | COMPACT ASYNCHRONOUS MOTOR | 33240.52
1PH8228-1DD40-0BC1-ZG14K24 | COMPACT ASYNCHRONOUS MOTOR | 39190.29
1PH8228-1DD40-1BA1-ZG14 | COMPACT ASYNCHRONOUS MOTOR | 38827.16
1PH8284-1DD40-0BU1-ZG14 | COMPACT ASYNCHRONOUS MOTOR | 51845.67
1PH8286-1FC13-0BW1-ZG14 | COMPACT ASYNCHRONOUS MOTOR | 49275.85
1PH8284-1HF40-1BU2-ZG00G14K08 | COMPACT ASYNCHRONOUS MOTOR | 51402.49
1PH8286-1AF40-2AU2-ZG14K83X91 | COMPACT ASYNCHRONOUS MOTOR | 59637.9
1PH8288-1DC40-0BU1-ZG00X23 | COMPACT ASYNCHRONOUS MOTOR | 76160.47
1PH8288-1FF10-1BW1-ZG00 | COMPACT ASYNCHRONOUS MOTOR | 57432.94
1PH8168-4FL23-2AA1-ZU62 | COMPACT SYNCHRONOUS MOTOR 1PH816 | 28351.88
1PH8186-1DL20-9LB1N0B | COMPACT ASYNCHRONOUS MOTOR | 32041.01
1PH8186-1FF13-0DA1-ZG14K18K40 | COMPACT ASYNCHRONOUS MOTOR | 21460.34
1PH8186-1DD10-2FC1-ZK40L27 | COMPACT ASYNCHRONOUS MOTOR | 18409.11
1PH8186-1DD10-1BA1-ZG14 | COMPACT ASYNCHRONOUS MOTOR | 16868.45
1PH8224-1DF40-0FD1-ZG14 | COMPACT ASYNCHRONOUS MOTOR | 26354.61
1PH8224-1DD10-1FA1-ZG14 | COMPACT ASYNCHRONOUS MOTOR | 21297.96
1PH8226-1DF10-0BA1-ZK45Q31 | COMPACT ASYNCHRONOUS MOTOR | 26304.07
1PH8224-1DF10-2DA1-ZL00P00 | COMPACT ASYNCHRONOUS MOTOR | 21986.85
1PH8228-1DD10-1BC1-ZK80 | COMPACT ASYNCHRONOUS MOTOR | 31595.23
1PH8226-1MC30-0BA2-ZL76 | COMPACT ASYNCHRONOUS MOTOR | 29644.06
1PH8228-1DF03-2BA1-ZK18 | COMPACT ASYNCHRONOUS MOTOR | 33813.36
1PH8286-1DF10-0BU1-ZG00 | COMPACT ASYNCHRONOUS MOTOR | 45727.27
1PH8286-1AD40-2AV2-ZG02G14 | COMPACT ASYNCHRONOUS MOTOR | 59245.91
1PH8226-1DF00-0BA1 | COMPACT ASYNCHRONOUS MOTOR | 24794.54
1PH8224-1DD00-0AB1-ZK40L76X06 | COMPACT ASYNCHRONOUS MOTOR | 21212.91
1PH8226-2DD23-2BA1 | COMPACT SYNCHRONOUS MOTOR | 47427.63
1PH8284-1DC40-0BU1 | COMPACT ASYNCHRONOUS MOTOR | 51100.4
1PH8284-1DF10-0BU1-ZG00 | COMPACT ASYNCHRONOUS MOTOR | 40387.31
1PH8284-1DD10-1BU1-ZG00 | COMPACT ASYNCHRONOUS MOTOR | 40737.52
1PH8228-1DD10-1FA1-ZG14 | COMPACT ASYNCHRONOUS MOTOR | 32488.92
1PH8226-3DD00-2AC1-ZU63 | COMPACT ASYNCHRONOUS MOTOR | 43935.87
1PH8284-1JC40-0BU2-ZG14L00 | COMPACT ASYNCHRONOUS MOTOR | 51923.44
1PH8286-1DC40-0BU1-ZG14 | COMPACT ASYNCHRONOUS MOTOR | 60874.12
1PH8288-1DC10-1EU1-ZG00G14 | COMPACT ASYNCHRONOUS MOTOR | 56998.54
3NA3252-4KK02 | 3NA COM fuse-link size 2 315A 400V gG | 69.19
3NE7640-1B | SITOR fuse link | 662.53
3RH2140-1BF40-ZX95 | CONT.RELAY,4NO,DC110V | 34.94
3RQ1000-2GB00 | COUPLING RELAY IM | 88.62
3RT2017-1UB42-ZW96 | CONTACTOR,AC3:5,5KW 1NC DC24V M. VARISTO | 47.79
3RU2136-4JB0-ZW96 | Therm. overload relay 54 - 65 A | 119.64
3RV1611-1AG14-ZW96 | CIRCUIT-BREAKER FOR VOLTAGE | 272.84
3RV2011-1JA15-ZW96 | CIRCUIT-BREAKER SCREW CONNECTION 10A | 81.67
3RV2421-4BA20-0DA0 | CIRCUIT-BREAKER SPRING-L. CONN. 20A | 86.77
3SU1060-4LF01-0AA0-ZY15 | KEY-OPERATED SWITCH RONIS, O-I | 61.6
3SU1051-6AA40-0AA0-ZX01 | INDICATOR LIGHT, GREEN | 5.04
3SU1400-2AA10-3BA0-ZX01 | BLOC CONTACT 1NO | 6.84
3SU1401-1BB30-3AA0-ZX05 | LED MODULE, YELLOW | 7.73
1PH8224-1HF00-9LA2-ZA12K40N1M | COMPACT ASYNCHRONOUS MOTOR | 30418.96
1PH8224-1DD10-2BA1-ZK40 | COMPACT ASYNCHRONOUS MOTOR | 21273.36
1PH8226-1HB30-2AA2-ZL76 | COMPACT ASYNCHRONOUS MOTOR | 29397.66
1PH8226-1HF10-2EA2-ZL00 | COMPACT ASYNCHRONOUS MOTOR | 24781.64
1PH8228-1DC00-0LA1-ZK40X01 | COMPACT ASYNCHRONOUS MOTOR | 40169.26
1PH8226-1AF40-2AB2-ZG14 | COMPACT ASYNCHRONOUS MOTOR | 29206.39
1PH8284-1DF10-1FV1-ZK08 | COMPACT ASYNCHRONOUS MOTOR | 40868.68
1PH8228-1HD00-2FA2-ZK40 | COMPACT ASYNCHRONOUS MOTOR | 31763.91
1PH8286-1DB13-1BU1-ZG06K84 | COMPACT ASYNCHRONOUS MOTOR | 48310.81
1PH8288-1DC40-0BV1-ZX23 | COMPACT ASYNCHRONOUS MOTOR | 75876.56
3NA3230-4KK01 | 3NA COM fuse-link size 2 100A 400V gG | 176.2
3NA3232-4KK04 | 3NA COM fuse-link size 2 125A 400V gFF | 98.59
3NA3240-4KK04 | 3NA COM fuse-link size 2 200A 400V gFF | 103.14
3NP1113-2BC20 | fuse switch disconnector 3NP1 | 89.72
3NP1913-1CF00 | Masking frame support for system masking | 4.49
3RQ1000-2HB00 | COUPLING RELAY IM | 89.25
3RQ1000-2HW00-0AX0 | COUPLING RELAY IM | 113.95
3RT2017-2FB42-1AA0 | CONTACTOR,AC3:5,5KW 1NC DC24V M. DIODE | 45.3
3RT2346-1AV00-4AA0 | CONTACTOR, AC3:XXKW, 400VAC 50/60HZ | 371.59
3RT2927-2PR11 | SIRIUS NG CONTACTORS ACCESSORY | 80.06
3RV2411-1HA20-0DA0 | CIRCUIT-BREAKER SPRING-L. CONN. 8A | 73.38
3SB2000-1AB01 | EMERGENCY STOP MUSHROOM PUSHBUTTON,BLACK | 21.25
3RV2411-1JA20-0DA0 | CIRCUIT-BREAKER SPRING-L. CONN. 10A | 81.96
3SU1001-0AA70-0AA0-ZY30 | ILLUMINATED PUSHBUTTON, clear | 16.4
3SU1050-1LB20-0AA0-ZY12 | EM. STOP MUSHROOM PUSHBUTTON, 40MM, RED | 21.72
3SU1060-4LF01-0AA0-ZY01Y19 | 3SU1060-4LF01-0AA0-ZY01Y19 | 91.16
3NP1913-1CA10 | Reach-around protection for busbars | 4.49
3RH2131-1FB40-ZX95 | CONT.RELAY,3NO+1NC,DC24V,DIODE | 40.39
3RQ1000-1LW00 | COUPLING RELAY IM | 113.32
3RQ1000-2LB00 | COUPLING RELAY IM | 103.82
3RU2936-3AA01-ZX95 | Stand-alone installation, Sz S2 | 15.64
3RV2411-1CA20-0DA0 | CIRCUIT-BREAKER SPRING-L. CONN. 2.5A | 73.38
3SU1000-1LB20-0AA0-ZY15 | EM. STOP MUSHROOM PUSHBUTTON, 40MM, RED | 22.66
3SU1401-2BB60-1AA0-ZX05 | LED MODULE, WHITE | 7.67
3SU1900-0AC81-0AZ0Q3Y | LABELING PLATE, SELF-ADHESIVE | 3.99
3SU1900-0AD16-0AZ0Q2Y | LABELING PLATE, SNAP-ON | 3.55
3SU1900-0AC16-0AA0-ZX90 | LABELING PLATE, SELF-ADHESIVE | 0.95
3SU1900-0AD81-0AZ0Q5Y | LABELING PLATE, SNAP-ON | 3.99
3SU1900-0AE16-0AZ0Q9Y | LABELING PLATE, SELF-ADHESIVE | 3.65
3SU1900-0BU81-0AZ0Q9Y | LABELING PLATE, SELF-ADHESIVE | 4.96
3SU1901-0BD31-0AZ0Q1Y | EM. STOP BACKING PLATE ILLUM., YELLOW | 74.7
3SU1901-0BD31-0AZ0Q3Y | EM. STOP BACKING PLATE ILLUM., YELLOW | 74.7
3VA1110-1AA46-0AG0 | SD_IEC_FS160_100A_4P | 405.27
3VA1580-5EF32-0AB0 | MCCB_IEC_FS1000_800A_3P_55KA_TM_ ATAM | 2541.64
3VA1580-5EF32-0AH0 | MCCB_IEC_FS1000_800A_3P_55KA_TM_ ATAM | 2541.64
3VA1580-5EF32-0KC0 | MCCB_IEC_FS1000_800A_3P_55KA_TM_ ATAM | 2597.34
3VA2110-5HN42-0BA0 | MCCB_IEC_FS160_100A_4P_55KA_ETU3_LSI | 856.49
3VA2225-5JP42-0AJ0 | MCCB_IEC_FS250_250A_4P_55KA_ETU5_LSI | 1984.56
3VA2340-5HN32-0DJ0 | MCCB_IEC_FS400_400A_3P_55KA_ETU3_LSI | 1712.99
3VA1580-5EF32-0KH0 | MCCB_IEC_FS1000_800A_3P_55KA_TM_ ATAM | 2646.09
3VA2116-0KP32-0AH0 | MCCB_IEC_FS160_3P_200KA_ETU850_ LSI | 1977.6
3VA2463-5HN32-0HG0 | MCCB_IEC_FS630_630A_3P_55KA_ETU3_LSI | 2144.72
3VA2463-5HK32-0BB0 | MCCB_IEC_FS630_630A_3P_55KA_ETU3_ ELISA | 2075.1
3VA2563-5MN32-0DH0 | MCCB_IEC_FS1000_630A_3P_55KA_ETU3_LSI | 2673.93
3VA2563-5MN32-0JL0 | MCCB_IEC_FS1000_630A_3P_55KA_ETU3_LSI | 2680.9
3VA2510-6JP32-0HH0 | MCCB_IEC_FS1000_1000A_3P_85kA_ETU5_LSI | 4804.73
3VA2510-7HN32-0DA0 | MCCB_IEC_FS1000_1000A_3P_110KA_ETU3_LSI | 4672.44
3VA5120-4ED31-0HC0 | MCCB_UL_FS125_20A_3P_25KA_TM_ FTFM | 500.92
3VA6610-6JP32-0CJ0 | MCCB_UL_FS1000_1000A_3P_65KA_ETU5_LSI | 7146.12
3VA9602-0WA05 | Phase barriers 2 pcs. | 22.58
1PH8288-1FC10-0BU1 | COMPACT ASYNCHRONOUS MOTOR | 56514.93
3NA3232-4KK02 | 3NA COM fuse-link size 2 125A 400V gG | 61.29
3RA2922-1BA00 | STANDARD MOUNTING RAIL ADAPTER SHORT | 10.39
3RH2131-1FB40-ZW96 | CONT.RELAY,3NO+1NC,DC24V,DIODE | 40.39
3RT2017-1UB41-1AA0-ZW96 | CONTACTOR,AC3:5,5KW 1NO DC24V M. VARISTO | 50.65
3RT2026-1DB40-1AA0-ZW96 | CONTACTOR,AC3:11KW 1NO+1NC DC24V M.VARIS | 134.84
3RV2011-1FA15-ZW96 | CIRCUIT-BREAKER SCREW CONNECTION 5A | 74.06
3RV2411-1AA20-0DA0 | CIRCUIT-BREAKER SPRING-L. CONN. 1.6A | 73.38
1PH8288-1DC10-1BU1-ZG14 | COMPACT ASYNCHRONOUS MOTOR | 56520.83
1PH8288-1DC10-1EU1-ZG00 | COMPACT ASYNCHRONOUS MOTOR | 56253.24
3NA3232-4KK01 | 3NA COM fuse-link size 2 125A 400V gG | 177.35
3SU1060-4LF01-0AA0-ZY01 | KEY-OPERATED SWITCH RONIS, O-I | 89.9
3SU1401-1BB00-3AA0-ZX05 | LED MODULE, AMBER | 7.73
3SU1401-1BB30-3AA0-ZX01 | LED MODULE, YELLOW | 9.24
3SU1400-1AA10-1BA0-ZX05 | CONTACT MODULE 1NO | 4.6
3SU1401-2BB20-1AA0-ZX05 | LED MODULE, RED | 7.67
3SU1900-0AC81-0AZ0Q1Y | LABELING PLATE, SELF-ADHESIVE | 3.99
3SU1900-0AE81-0AA0-ZX90 | LABELING PLATE, SELF-ADHESIVE | 1.18
3SU1900-0AB71-0AZ0Q5Y | INSERT LABEL | 2.29
3SU1900-0AF81-0AZ0Q9Y | LABELING PLATE, SELF-ADHESIVE | 4.8
3SU1900-0AC16-0AZ0Q9Y | LABELING PLATE, SELF-ADHESIVE | 3.55
3SU1900-0AE16-0AZ0Q0Y | LABELING PLATE, SELF-ADHESIVE | 3.65
3SU1900-0BB31-0AZ0Q2Y | EMERGENCY STOP BACKING PLATE, YELLOW | 6.06
3SU1900-0BC31-0AZ0Q9Y | EMERGENCY STOP BACKING PLATE, YELLOW | 4.91
3SU1901-0BD31-0AZ0Q0Y | EM. STOP BACKING PLATE ILLUM., YELLOW | 74.7
3VA1340-1AA42-0CE0 | SD_IEC_FS400_400A_4P | 1239.48
3VA1510-5EF32-0AC0 | MCCB_IEC_FS1000_1000A_3P_55KA_TM_ ATAM | 3502.59
3VA1510-5EF32-0CL0 | MCCB_IEC_FS1000_1000A_3P_55KA_TM_ ATAM | 3683.63
3VA1450-6EF32-0AC0 | MCCB_IEC_FS630_500A_3P_70KA_TM_ ATAM | 1914.94
3VA1510-5EF32-0CA0 | MCCB_IEC_FS1000_1000A_3P_55KA_TM_ ATAM | 3558.29
3VA1510-5EF32-0DH0 | MCCB_IEC_FS1000_1000A_3P_55KA_TM_ ATAM | 3648.82
3VA1510-5EF32-0KL0 | MCCB_IEC_FS1000_1000A_3P_55KA_TM_ ATAM | 3662.74
3VA1580-5EF32-0BE0 | MCCB_IEC_FS1000_800A_3P_55KA_TM_ ATAM | 2694.83
3VA1580-5EF32-0DA0 | MCCB_IEC_FS1000_800A_3P_55KA_TM_ ATAM | 2576.45
3VA1580-5EF32-0JH0 | MCCB_IEC_FS1000_800A_3P_55KA_TM_ ATAM | 2646.09
3VA1580-5EF32-0HL0 | MCCB_IEC_FS1000_800A_3P_55KA_TM_ ATAM | 2680.9
3VA2225-5JP32-0LL0 | MCCB_IEC_FS250_250A_3P_55KA_ETU5_LSI | 1873.16
3VA2450-5MN32-0BE0 | MCCB_IEC_FS630_500A_3P_55KA_ETU3_LSI | 2604.31
3VA2563-5MN32-0JA0 | MCCB_IEC_FS1000_630A_3P_55KA_ETU3_LSI | 2555.56
3VA2563-5MN32-0JH0 | MCCB_IEC_FS1000_630A_3P_55KA_ETU3_LSI | 2646.09
3VA2510-7HL32-0AE0 | MCCB_IEC_FS1000_1000A_3P_110KA_ETU3_LI | 4547.09
3VA2563-5MN32-0AJ0 | MCCB_IEC_FS1000_630A_3P_55KA_ETU3_LSI | 2576.45
3VA9877-0CC70 | Max-Flex Operator, Bowdencable 120"""" | 364.88
3SU1400-1AA10-1CA0-ZX01 | CONTACT MODULE 1NC | 5.53
3SU1401-2BB00-1AA0-ZX05 | LED MODULE, AMBER | 7.67
3VA1132-5ED36-0AF0 | MCCB_IEC_FS160_32A_3P_55KA_TM_ FTFM | 322.4
3VA1225-5EF32-0KD0 | MCCB_IEC_FS250_250A_3P_55KA_TM_ ATAM | 1065.4
3VA1463-6EF32-0AG0 | MCCB_IEC_FS630_630A_3P_70KA_TM_ ATAM | 2068.13
3VA1510-5EF32-0AD0 | MCCB_IEC_FS1000_1000A_3P_55KA_TM_ ATAM | 3516.51
3VA1580-5EF32-0AJ0 | MCCB_IEC_FS1000_800A_3P_55KA_TM_ ATAM | 2576.45
3VA1580-5EF32-0BL0 | MCCB_IEC_FS1000_800A_3P_55KA_TM_ ATAM | 2701.79
3SU1401-2BB40-3AA0-ZX05 | LED MODULE, GREEN | 8.23
3SU1401-2BB60-3AA0-ZX01 | LED MODULE, WHITE | 9.87
3SU1900-0AF16-0AZ0Q5Y | LABELING PLATE, SELF-ADHESIVE | 4.91
3SU1900-0AD81-0AA0-ZX90 | LABELING PLATE, SNAP-ON | 0.89
3SU1801-0AA00-0AA2-ZX90 | ENCLOSURE PLASTIC, 1 COMMAND POINT | 11.02
3SU1900-0BC31-0AZ0Q0Y | EMERGENCY STOP BACKING PLATE, YELLOW | 4.91
3SU1901-0BD31-0AZ0Q9Y | EM. STOP BACKING PLATE ILLUM., YELLOW | 74.7
3VA2563-5MN32-0BL0 | MCCB_IEC_FS1000_630A_3P_55KA_ETU3_LSI | 2701.79
3VA2510-5HL42-0DA0 | MCCB_IEC_FS1000_1000A_4P_55KA_ETU3_LI | 4923.12
3VA2612-5HL32-0KC0 | MCCB_IEC_FS1250_1250A_3p_55kA_ETU3_LI | 4345.16
3VA2612-5HN32-0AB0 | MCCB_IEC_FS1250_1250A_3p_55kA_ETU3_LSI | 4386.94
3VA5217-5EC31-0JC0 | MCCB_UL_FS250_175A_3P_35KA_TM_ FTAM | 1297.72
3VA5140-4ED31-0JC0 | MCCB_UL_FS125_40A_3P_25KA_TM_ FTFM | 500.92
3VA5335-5EC31-0JC0 | MCCB_UL_FS400_350A_3P_35KA_TM_ FTAM | 1851.41
3VA9603-0JJ45 | Wire connector 3 pcs. | 38.13
3VA9603-0KP00 | Plug-in unit, complete kit /3P | 1115.93
3WL1112-2EG36-6BJ4-ZK07 | WITHDRAWABLE CIRCUIT BREAKER | 13192.76
3WL1210-4CB34-4AN2-ZA61U01 | FIXED-MOUNTED CIRCUIT BREAKER | 10673.05
3WL1212-3EG36-3GA4-ZA61U01 | WITHDRAWABLE CIRCUIT BREAKER | 13667.93
3SU1400-1AA10-3BA0-ZX01 | BLOC CONTACT 1NO | 5.66
3SU1401-1BB30-1AA0-ZX01 | LED MODULE, YELLOW | 8.87
3SU1401-1BB40-1AA0-ZX05 | LED MODULE, GREEN | 7.41
3SU1401-2BB40-3AA0-ZX01 | LED-MODULE, GREEN | 9.87
3SU1401-2BB50-3AA0-ZX01 | LED-MODULE, BLUE | 9.87
3SU1900-0AB71-0AZ0Q9Y | INSERT LABEL | 2.29
3SU1900-0AD16-0AZ0Q5Y | LABELING PLATE, SNAP-ON | 3.55
3SU1900-0AD81-0AZ0Q0Y | LABELING PLATE, SNAP-ON | 3.99
3SU1900-0AE16-0AZ0Q5Y | LABELING PLATE, SELF-ADHESIVE | 3.65
3SU1801-0NX00-4EB1 | Enclosure plastic, 1 control point | 123.27
3UF5720-0AA40-0 | Simocode DP PCS 7 Library Migr. (Legacy) | 6009.7
3SU1062-2FF60-0AA0-ZY19 | SELECTOR SWITCH, O-I, WHITE | 33.55
3SU1401-1BB20-3AA0-ZX01 | LED MODULE, RED | 9.24
3SU1401-1BB40-3AA0-ZX05 | LED MODULE, GREEN | 7.73
3VA1340-4FF42-0KF0 | MCCB_IEC_FS400_400A_4P_36KA_TM_ ATAM | 1601.58
3VA1463-4GF42-0AF0 | MCCB_IEC_FS630_630A_4P_36KA_TM_ ATAM | 2144.72
3VA1510-5EF32-0BH0 | MCCB_IEC_FS1000_1000A_3P_55KA_TM_ ATAM | 3648.82
3VA1510-5EF32-0JA0 | MCCB_IEC_FS1000_1000A_3P_55KA_TM_ ATAM | 3537.4
3VA2116-5HN42-0BA0 | MCCB_IEC_FS160_160A_4P_55KA_ETU3_LSI | 1204.66
3VA2216-6HN42-0KB0 | MCCB_IEC_FS250_160A_4P_85KA_ETU3_LSI | 1782.63
3VA2463-5HN32-0AK0 | MCCB_IEC_FS630_630A_3P_55KA_ETU3_LSI | 2061.16
3VA2510-5HN32-0KE0 | MCCB_IEC_FS1000_1000A_3P_55KA_ETU3_LSI | 3899.5
3VA2563-5MN32-0AH0 | MCCB_IEC_FS1000_630A_3P_55KA_ETU3_LSI | 2541.64
3VA5110-4ED31-0JD0 | MCCB_UL_FS125_100A_3P_25KA_TM_ FTFM | 626.37
3VA5330-5EC31-0AC0 | MCCB_UL_FS400_300A_3P_35KA_TM_ FTAM | 1721.64
3VA9603-0JJ35 | Wire connector 3 pcs. | 35.23
3VA9603-0QE01 | Rear connecting studs flat, 3 pcs. | 128.55
3VA2563-5MN32-0AB0 | MCCB_IEC_FS1000_630A_3P_55KA_ETU3_LSI | 2541.64
3VA5195-4ED31-0JC0 | MCCB_UL_FS125_15A_3P_25KA_TM_ FTFM | 500.92
3VA9603-0SS10 | Mounting screw kit, metric thread | 26.13
3WL1112-3EB36-1AA4-ZA61U01 | WITHDRAWABLE CIRCUIT BREAKER | 10335.46
3WL1112-2BB34-4AN2-ZA61C22U01 | FIXED-MOUNTED CIRCUIT BREAKER | 9598.57
3WL1116-2EB36-5BM4-ZA61K07U01 | WITHDRAWABLE CIRCUIT BREAKER | 16942.66
3WL1116-3CB32-5FA2-ZA61U01 | FIXED-MOUNTED CIRCUIT BREAKER | 13606.99
3WL1232-4CB32-5AM4-ZA61U01 | FIXED-MOUNTED CIRCUIT BREAKER | 24699.71
3WL1106-2EG36-1AA4-ZB05K07 | WITHDRAWABLE CIRCUIT BREAKER | 9314.23
3WL1363-4FB37-2FA4-ZA61U01 | WITHDRAWABLE CIRCUIT BREAKER | 82626.59
3WL9111-0AM92L1Y | ACC. CIRCUIT BREAKER 3WL MAIN CONT. EL. | 3038.99
5SU1356-6KK10-ZW02 | RCBO elm | 137.5
3WL1106-3EG32-4GA2-ZA61U01 | FIXED-MOUNTED CIRCUIT BREAKER | 10247.27
3WL1108-3EB36-5BA4-ZB08K07U01 | WITHDRAWABLE CIRCUIT BREAKER | 11602.7
3WL1240-3EB37-5BA4-ZA61U01 | WITHDRAWABLE CIRCUIT BREAKER | 37007.23
3WL1350-4EB45-1AA2-ZA61U01 | WITHDRAWABLE CIRCUIT BREAKER | 65267.45
5SU1653-1KK25-ZW02 | RCBO elm | 97.99
5SU1653-7KK06-ZW02 | RCBO elm | 126.87
5SU1654-0KK10-ZW02 | RCBO elm | 135.21
5SU1654-0KK40-ZW02 | RCBO elm | 135.21
5SU1654-6KK20-ZW02 | RCBO elm | 161.81
5SU1654-6KK32-ZW02 | RCBO elm | 161.81
5SU1654-7KK40-ZW02 | RCBO elm | 161.81
5SU1656-0KK16-ZW02 | RCBO elm | 113.95
5SU1324-7KX20-ZW03 | RCBO elm | 185.36
5SV1313-1KK04-ZW01 | RCBO compact 4,5kA Type AC 30mA C4 | 113.95
5SV1316-1KK10-ZW01 | RCBO compact 6kA Type AC 30mA C10 | 132.94
5SU1353-1KK40-ZW02 | RCBO elm | 98.75
5SU1353-7KK13-ZW02 | RCBO elm | 128.37
5SU1353-7KK32-ZW02 | RCBO elm | 128.37
5SV6016-7MC20 | AFDD-MCB EM COM 230V 6kA, 1+N, C20 | 285.14
5SU1354-0KK16-ZW02 | RCBO elm | 136.74
5SU1354-1KK20-ZW02 | RCBO elm | 136.74
5SU1654-0KK06-ZW02 | RCBO elm | 135.21
5SU1654-1KK40-ZW02 | RCBO elm | 135.21
5SU1324-6FA32-ZW03 | RCBO elm | 185.36
5SU1324-7FA20-ZW03 | RCBO elm | 185.36
5SU1656-0KK13-ZW02 | RCBO elm | 113.95
5SU1324-7KX06-ZW03 | RCBO elm | 185.36
5SU1324-7KX40-ZW03 | RCBO elm | 185.36
5SV1313-1KK10-ZW01 | RCBO compact 4,5kA Type AC 30mA C10 | 104.06
5SV1313-6KK10-ZW01 | RCBO compact 4,5kA Type A 30mA B10 | 136.74
5SU1353-1KL32-ZW02 | RCBO elm | 113.95
5SU1353-7KK10-ZW02 | RCBO elm | 128.37
5SV6016-7MC10 | AFDD-MCB EM COM 230V 6kA, 1+N, C10 | 285.14
5SU1354-0KK13-ZW02 | RCBO elm | 136.74
5SU1354-3KK32-ZW02 | RCBO elm, super-resistant K | 314.49
5SV1316-7LK13-ZW01 | RCBO compact 6kA Type A (G) 30mA C13 | 263.6
5SV1613-1KK06-ZW01 | RCBO compact 4,5kA Type AC 300mA C6 | 104.06
5SU1354-6KK40-ZW02 | RCBO elm | 165.6
5SV1613-7KK10-ZW01 | RCBO compact 4,5kA Type A 300mA C10 | 136.74
6AG4131-3HS30-3AA0 | SIMATIC IPC627E (Box PC) | 7066.93
6AG4141-5CB57-0FA0 | SIMATIC IPC427E (MicroBOX PC) | 4711.79
6AG4141-5DG45-0FA0 | SIMATIC IPC427E (MicroBOX PC) | 4624.89
6AU1400-1QA20-0AA0-ZM41 | SIMOTION D, CF CARD 2 GB for D410-2 | 1262.81
3WL1212-3EB33-5AR2-ZA61U01 | FIXED-MOUNTED CIRCUIT BREAKER | 12089.1
3WL1212-4EB37-1AA2-ZA61T40U01 | WITHDRAWABLE CIRCUIT BREAKER | 12570.21
3WL1225-4CB32-4GA4-ZC22K07U01 | FIXED-MOUNTED CIRCUIT BREAKER | 22106.86
3WL1225-4EB38-1AA4-ZA61S07U01 | WITHDRAWABLE CIRCUIT BREAKER | 23597.98
3WL1216-4EB37-1AA2-ZA61T40U01 | WITHDRAWABLE CIRCUIT BREAKER | 16659.61
3WL1220-3EB34-5AR2-ZA61U01 | FIXED-MOUNTED CIRCUIT BREAKER | 17830.3
3WL5220-4EB34-5AR2-ZA61 | FIXED-MOUNTED CIRCUIT BREAKER | 22279.75
3WL1232-4CB35-1FA4-ZA61U01 | WITHDRAWABLE CIRCUIT BREAKER | 23383.89
3WL1108-3EB37-6BJ4-ZA61T40U01 | WITHDRAWABLE CIRCUIT BREAKER | 12690.48
3WL1232-4EB36-5BA4-ZA61U01 | WITHDRAWABLE CIRCUIT BREAKER | 29950.99
3WL1350-4EB37-5FA4-ZA05A61U01 | WITHDRAWABLE CIRCUIT BREAKER | 69169.24
3WL9213-8AD41-2AA1-ZA61 | ACCESORIES FOR BREAKER 3WL | 13803.45
3WL1340-4EB36-1AA4-ZA61U01 | WITHDRAWABLE CIRCUIT BREAKER | 40372.57
3ZS1326-2CC10-4YA5 | SIRIUS Safety ES V17 | 75.2
3ZS1632-2XE04-0YB0 | RUNTIME F. PCS 7 BLOCK LIBRARY V9.X | 1306.13
3WL9211-2AC21-0AA1-ZA61 | ACCESORIES FOR BREAKER 3WL | 2645.77
3WL9212-3AD21-0BA1-ZA61 | ACCESORIES FOR BREAKER 3WL | 4109.14
5SU1356-7KK06-ZW02 | RCBO elm | 138.26
5SU1454-1KK13-ZW02 | RCBO elm | 135.97
5SU1653-1KK16-ZW02 | RCBO elm | 97.99
5SU1653-1KK32-ZW02 | RCBO elm | 97.99
6AG2677-2DB40-2GB0 | SIPLUS ET 200SP CPU 1515SP PC2 L RAIL | 7834.75
6AG4021-0AB11-0AA0 | SIMATIC IPC127E | 1352.86
6AG4114-3JT33-0XX1 | SIMATIC IPC847E (Rack PC) | 8806.32
6AG4114-3KE56-0BX3 | SIMATIC IPC847E (Rack PC) | 7751.6
3WL1116-2BB34-4AN2-ZA61U01 | FIXED-MOUNTED CIRCUIT BREAKER | 13118.66
3WL1116-2EG36-1AA4-ZK07 | WITHDRAWABLE CIRCUIT BREAKER | 15263.92
3WL1220-3EB34-4GS2-ZA61U01 | FIXED-MOUNTED CIRCUIT BREAKER | 18185.52
3WL1220-3EB36-5BA4-ZA61U01 | WITHDRAWABLE CIRCUIT BREAKER | 20328.85
3WL1220-4EB38-1AM4-ZA61S07U01 | WITHDRAWABLE CIRCUIT BREAKER | 19126.89
3WL1225-3EB32-5BA4-ZB25K07U01 | FIXED-MOUNTED CIRCUIT BREAKER | 21609.72
3WL5220-4FB46-1AA2-ZA61 | WITHDRAWABLE CIRCUIT BREAKER | 30065.67
3WL1232-4CB35-1FA4-ZA61 | WITHDRAWABLE CIRCUIT BREAKER | 23286.86
5SV1616-7KK13-ZW01 | RCBO compact 6kA Type A 300mA C13 | 158
5SU1354-7KK10-ZW02 | RCBO elm | 165.6
5TG1327-0AC | STYLE, ANTRACITE INTERMED.FRAME 55X55 | 4.91
5TG1328-0CH | STYLE, CHOCOLATE INTERMED.FRAME 65X65 | 4.91
5TG7143-0CH00 | STYLE CH,DOUBLE BLINDS ROCKER | 13.4
5TG7145-0CH00 | STYLE CH, DOUBLE ROCKER | 11.96
5TC9774-4AC00 | STYLE,,ROOM THERMOSTAT,ANTRAC. COSSO | 113.95
5TC9774-5CH00 | STYLE THERMOSTAT LIMIT.FLOOR HEAT,CHOCOL | 191.24
6AG4012-2BA10-0AX0 | SIMATIC IPC347G (Rack PC, 19, 4U) | 2503.47
6AG4025-0DF30-4BA0 | SIMATIC IPC527G (Box PC) | 4031.61
5SU1656-7KK32-ZW02 | RCBO elm | 137.5
5SV1313-1KK06-ZW01 | RCBO compact 4,5kA Type AC 30mA C6 | 104.06
5SV1313-7KK10-ZW01 | RCBO compact 4,5kA Type A 30mA C10 | 136.74
5SV1316-1KK16-ZW01 | RCBO compact 6kA Type AC 30mA C16 | 132.94
5SU1353-1KK16-ZW02 | RCBO elm | 98.75
5SU1353-1KL10-ZW02 | RCBO elm | 113.95
5SU1354-3KK10-ZW02 | RCBO elm, super-resistant K | 314.49
5SV1613-1KK16-ZW01 | RCBO compact 4,5kA Type AC 300mA C16 | 104.06
5SU1354-7KK13-ZW02 | RCBO elm | 165.6
5SV1616-6KK06-ZW01 | RCBO compact 6kA Type A 300mA B6 | 158
5SU1356-1KK06-ZW02 | RCBO elm | 114.71
5SV1616-7KK16-ZW01 | RCBO compact 6kA Type A 300mA C16 | 158
5TG1391-0AC | STYLE AC,MODULE CARRIER M-SYSTEM 1F | 11.13
5TG1394-0CH | STYLE CH UAE COVER PLATE | 12.25
5TG7141-0PM20 | STYLE PM,ROCKER,BULB SYMBOL | 10.57
5TG7143-0AC00 | STYLE AC,DOUBLE BLINDS ROCKER | 13.4
5TG4830-0CH | STYLE CH,HOTELCARDHOLDER SWITCH | 95.28
6AG4114-3QQ17-0DA0 | SIMATIC IPC847E (Rack PC) | 9189.86
6AG4131-3GJ20-3AA3 | SIMATIC IPC627E (Box PC) | 6437.69
6AG4141-5BB45-0FA0 | SIMATIC IPC427E (MicroBOX PC) | 4541
6AG4141-5CB05-0FA0 | SIMATIC IPC427E (MicroBOX PC) | 4244.35
6AG4112-3MT77-2DY2 | SIMATIC IPC647E (Rack PC) | 10860.33
6AG4114-3GF14-0DX2 | SIMATIC IPC847E (Rack PC) | 10010.86
6AG4114-3LN37-4XY1 | SIMATIC IPC847E (Rack PC) | 13865.7
6AV2105-0FA07-0AA0 | WinCC Runtime Professional 2048, V17 | 9768.24
6AV2105-0PA17-0AA0 | WinCC Runtime Prof 102400, Asia V17 | 20251.4
6AV2105-0RA17-0AA0 | WinCC Runtime Prof 153600, Asia V17 | 26358.99
6AV2105-4KK07-0AK0 | UpG WinCC 7.3/7.5->RT Prof 8192 V17 DL | 4175.72
3WL1116-3AA35-4AN4-ZA61U01 | WITHDRAW. NON-AUT. CIRCUIT-B. | 13161.17
3WL1208-4EB36-1AA2-ZB08U01 | WITHDRAWABLE CIRCUIT BREAKER | 10448.84
3WL1210-4EB34-1AA2-ZA05A61U01 | FIXED-MOUNTED CIRCUIT BREAKER | 11399.52
3WL1212-4AA37-5FF4-ZA05A61R15 | WITHDRAW. NON-AUT. CIRCUIT-B. | 15676.56
3WL1220-2CB36-4AJ2-ZA61U01 | WITHDRAWABLE CIRCUIT BREAKER | 18402.82
3WL1120-4EB32-6AJ4-ZA61U01 | FIXED-MOUNTED CIRCUIT BREAKER | 16224.22
3WL1220-2BB32-1AA2-ZK01T40U01 | FIXED-MOUNTED CIRCUIT BREAKER | 12700.42
3WL1220-4EB35-6BJ4-ZA61F12U01 | WITHDRAWABLE CIRCUIT BREAKER | 21302.29
5SU1356-6KK40-ZW02 | RCBO elm | 137.5
5SU1356-7KK13-ZW02 | RCBO elm | 138.26
5ST3613-4 | P.Busbar 10mm2,3p,14x1p 10MW | 10.18
5SU1653-1KK10-ZW02 | RCBO elm | 97.99
5SU1654-1KK16-ZW02 | RCBO elm | 135.21
5SU1324-6KX06-ZW03 | RCBO elm | 185.36
5SU1656-0KK40-ZW02 | RCBO elm | 113.95
5SU1656-6KK20-ZW02 | RCBO elm | 137.5
5SV1313-7KK13-ZW01 | RCBO compact 4,5kA Type A 30mA C13 | 136.74
5SV1316-0KK06-ZW01 | RCBO compact 6kA Type AC 30mA B6 | 132.94
5SV1316-4KK06-ZW01 | RCBO compact 6kA Type F 30mA C6 | 285.63
5SV1316-6LK06-ZW01 | RCBO compact 6kA Type A (G) 30mA B6 | 263.6
5SV6016-7MC13 | AFDD-MCB EM COM 230V 6kA, 1+N, C13 | 285.14
5SV1316-7KK13-ZW01 | RCBO compact 6kA Type A 30mA C13 | 158
5SU1354-1KK40-ZW02 | RCBO elm | 136.74
5SU1354-3KK25-ZW02 | RCBO elm, super-resistant K | 314.49
5SV1613-6KK13-ZW01 | RCBO compact 4,5kA Type A 300mA B13 | 136.74
5SV1613-7KK04-ZW01 | RCBO compact 4,5kA Type A 300mA C4 | 150.41
3WL1363-4EB37-5BA4-ZB63K07U01 | WITHDRAWABLE CIRCUIT BREAKER | 83913.06
3WL1363-4EB37-5FA4-ZK07R21U01 | WITHDRAWABLE CIRCUIT BREAKER | 84738.97
3ZS1632-1XE04-0YE0 | UPGRADE F. PCS 7 BLOCK LIBRARY V9.0 | 318.49
3WL9212-3AD41-0AA1-ZA61 | ACCESORIES FOR BREAKER 3WL | 3736.29
5SU1356-7KK20-ZW02 | RCBO elm | 138.26
5ST3783-1 | P.Busbar 10mm2,1x RCCB 3p/N+6x Comp10MW | 23.78
5SU1154-7KK06-ZW02 | RCBO elm | 167.89
5SU1324-6FA06-ZW03 | RCBO elm | 185.36
5SU1654-1KK20-ZW02 | RCBO elm | 135.21
5SU1654-7KK16-ZW02 | RCBO elm | 161.81
5SU1324-7FA13-ZW03 | RCBO elm | 185.36
5SU1656-1KK13-ZW02 | RCBO elm | 113.95
5SU1354-3KK20-ZW02 | RCBO elm, super-resistant K | 314.49
5SU1354-4KK13-ZW02 | RCBO elm, super-resistant K | 314.49
5SV1616-0KK10-ZW01 | RCBO compact 6kA Type AC 300mA B10 | 132.94
5SU1356-0KK06-ZW02 | RCBO elm | 114.71
5TG1338-0AC | STYLE AC,2-3 HOLE TV COVER | 10.57
5TG1342-0CH | STYLE CH,TAE COVER MULTIMEDIA CONEC. | 12.25
5TG4830-0AC | STYLE AC,HOTELCARDHOLDER SWITCH | 95.28
6AG1052-1CC08-7BA1 | SIPLUS LOGO! 24CE | 594.04
6AG4012-2AA10-0XX0 | SIMATIC IPC347G (Rack PC, 19, 4U) | 1784.33
6AG4025-0DB30-4AA0 | SIMATIC IPC527G (Box PC) | 3487.77
5SU1356-0KK10-ZW02 | RCBO elm | 114.71
5SV1616-7KK02-ZW01 | RCBO compact 6kA Type A 300mA C2 | 175.47
5TG1328-0AC | STYLE, ANTRACITE INTERMED.FRAME 65X65 | 4.91
5TG7141-0AC01 | STYLE AC, ROCKE, W/ DIFFUSER | 10.18
5TC8912-0AC | STYLE AC, ROTARY DIMMER COVER | 20.11
6AG1052-1MD08-7BA1 | SIPLUS LOGO! 12/24RCE | 678.5
6AG1052-2HB08-7BA1 | SIPLUS LOGO! 24RCEO (AC) | 532.89
6AG2516-3AN02-4AB0 | SIPLUS S7-1500 CPU 1516-3 PN/DP RAIL | 14403.78
6AG2516-3FN02-4AB0 | SIPLUS S7-1500 CPU 1516F-3 PN/DP RAIL | 17141.55
6AG1516-3FN02-2AB0 | SIPLUS S7-1500 CPU 1516F-3 PN/DP | 13781.47
6AV2103-2AD00-0BD5 | WinCC Prof. 512 Powerpack V17 | 489.3
6AV2103-3DA07-0AK5 | WinCC Prof. 512 V17 Upgrade DL | 1624.79
6AV2101-3AA07-0AE5 | WinCC Comfort V17 Upgrade | 619.05
6AV2104-0FA07-0AA0 | WinCC Runtime Advanced 2048 V17 | 3600.75
6AG4141-1DA17-0FX0 | SIMATIC IPC427E (MicroBOX PC) | 3325.96
6AU1400-2QA20-0AA0-ZC01G01P01 | SIMOTION D, CF CARD 2 GB for D4X5-2 | 3351.23
6AV2100-0AA07-0AH5 | WinCC Basic V17 DL | 201.47
6AV2101-0AA07-0AA5 | WinCC Comfort V17 | 1546.8
6AV2104-2KL00-0BJ0 | WinCC RT Advanced 16384 Powerpack V17 DL | 2443.6
6AU1400-2QA20-0AA0-ZF04M43 | SIMOTION D, CF CARD 2 GB for D4X5-2 | 5128.54
6AU1400-2QA20-0AA0-ZG01J00 | SIMOTION D, CF CARD 2 GB for D4X5-2 | 2664.57
6AV2104-2FH00-0BD0 | WinCC RT Advanced 4096 Powerpack V17 | 1802.48
6AV2104-2HK00-0BJ0 | WinCC RT Advanced 8192 Powerpack V17 DL | 1628.58
6FX8002-5CS06-1EA0 | POWER CABLE PREASSEMBLED | 635.9
6FX8002-5EX11-1AH5 | POWER CABLE, PREASSEMBLED | 1488.9
6FX8002-7HY11-1BC0 | HYBRID CABLE, PREASSEMBLED | 679.37
6FX8002-5DS27-1AH0 | POWER CABLE PREASSEMBLED | 298.09
6FX8002-5DS66-1BJ0 | POWER CABLE PREASSEMBLED | 917.56
6GK1704-1LW00-3AK0 | IE SOFTNET-S7 Lean Upgr. Edition 2006 DL | 245.61
6GK1706-1NX17-0AA0 | IE SNMP OPC-SERVER EXTENDED V17 | 2993.81
6GK1716-0HB17-0AC0 | HARDNET-IE S7 REDCONNECT PP V17 | 1902.19
6GK1716-1CB00-3AK0 | HARDNET-IE S7 Upgrade 2006 DL | 427.08
6GK8751-1UA01-0BK0 | SINEC INS Basic 1000 V1.0 SP 1 OSD | 5386.86
6GK1704-1LW00-3AK1 | SOFTNET-IES7 LEAN UCL | 664.54
6GK1704-1LW17-0AA0 | SOFTNET-IE S7 LEAN V17 | 825.54
6GK1706-1NW00-3AK0 | IE SNMP OPC-Server Basic Upgrade 2006 DL | 357.52
6GK1716-0HB17-0AA0 | HARDNET-IE S7 REDCONNECT V17 | 3692.48
6GK5766-1GE00-3DA0 | SCALANCE WUM766-1 | 1421.59
6GK8751-1JA01-0BA0 | SINEC INS Basic 250 V1.0 SP 1 DVD | 2253.52
6GT2706-0CA00 | Antenne with FME-M plug, 0dBi | 96.15
6GT2780-0DC20 | INITIALE POSITION DETECTION FOR LOCATION | 19265.38
6GT2790-0BB00 | Plug with crimp contacts, 16 pole | 10.68
6RA8082-6FV62-0AA0-ZG00G20S01 | SINAMICS DCM DC CONVERTER | 11332.02
6RA8025-6GV62-0AA0-ZG00S01 | SINAMICS DCM DC CONVERTER | 4404.9
6RA8085-6FS22-0AA0-ZL21 | SINAMICS DCM DC CONVERTER | 10847.92
6RA8028-6DV62-0AA0-ZG00S01 | SINAMICS DCM DC CONVERTER | 4242.8
6RA8097-4KV62-0AA0-ZG00G20S01 | SINAMICS DCM DC CONVERTER | 62199.87
6GT2791-1AH30 | CAB_CONF 8-CORE WITH BULGIN PLUG 8POLE | 69.71
6RA8091-6DV62-0AA0-ZG00S01 | SINAMICS DCM DC CONVERTER | 22430.72
6GT2810-2AE82-1AX0 | Label RF630L, 80x26 mm | 0.29
6SL3054-0FB01-1BA0-ZF01 | SINAMICS S120 CF card V5.1 performance | 1145.9
6SL3054-0FB01-1BA0-ZF03 | SINAMICS S120 CF card V5.1 performance | 1794.67
6SL3054-0FC01-1BA0-ZF02 | SINAMICS S120 CF card V5.2 performance | 1470.29
6SL3054-0FC01-1BA0-ZF06 | SINAMICS S120 CF card V5.2 performance | 2767.82
6SL3072-4HA02-0XA5 | SINAMICS Startdrive Advanced V17 DVD | 1101.95
6SL3220-3YE50-0CF0 | G120X IP20 380...480V 160kW FSG C3 | 12597.54
6SL3054-0EJ00-1BA0-ZF01 | SINAMICS S120 CF card V4.8 | 490.66
6SL3054-0FB10-1BA0-ZA01 | SINAMICS S120 CF CARD V5.1 SP1 | 732.45
6SL3054-0FB11-1BA0-ZF03 | SINAMICS S120 CF card V5.1.1 performance | 1794.67
6SL3054-0FC31-1BA0-ZF05 | S120 CF card V5.2 SP3 performance | 2443.43
6SL3550-0XD04-0AA0 | G115D MM IP65/66 380...480V 4kW FSB C2 | 2013.22
6SL3550-0XD20-5AA0 | G115D MM IP65/66 380..480V 0,55kW FSA C2 | 1184.96
6RA8087-6FV62-0AA0-ZG00L21S01 | SINAMICS DCM DC CONVERTER | 17895.08
6RA8087-6GS22-0AA0-ZG00S01 | SINAMICS DCM DC CONVERTER | 16076.3
6GT2790-0EE00 | Battery pack RTLS4084T, Plus | 49.77
6GT2791-6AH30 | Cab_Conf for antenna with FME-/RSMA, 3m | 81.8
6SL3054-0EJ00-1BA0-ZF02 | SINAMICS S120 CF card V4.8 | 815.04
6SL3054-0FB10-1BA0-ZJ01 | SINAMICS S120 CF CARD V5.1 SP1 | 261.95
6SL3054-0FC00-1BA0-ZF03 | SINAMICS S120 CF CARD V5.2 | 1137.03
6SL3054-0FC30-1BA0-ZA01 | SINAMICS S120 CF CARD V5.2 SP3 | 732.45
6SL3072-4HA02-0XA0 | SINAMICS Startdrive Basic V17 DVD | 59.95
6SL3550-0XH22-2AA0 | G115D MM IP65/66 380...480V 2,2kW FSB C2 | 1611.78
6SL3550-0XA22-2AA0 | G115D MM IP65/66 380...480V 2,2kW FSB C2 | 1402.82
6SW1700-2JD00-0AA4 | DRIVE ES PCS7 UPGRADE AUF V9.1 | 1340.12
7MC7500-1UC26-1CB5-ZE23 | SITRANS TS500 Temp. sens. for installat. | 393.74
8MF1111-0AA00-0FF0 | SIVACON 2000mm x 600mm x 500mm | 2568.43
8MF1111-0AA00-0FH7 | SIVACON 2200mm x 600mm x 400mm | 2998.9
8MF1111-0AA00-0FK4 | SIVACON 2000mm x 800mm x 600mm | 3415.02
8MF1111-0AA00-0FM7 | SIVACON 1800mm x 800mm x 600mm | 3343.27
6FX5008-1BB61-1BJ0 | POWER CABLE, SOLD BY THE METER | 549.8
6FX5002-5DS06-1ED0 | POWER CABLE PREASSEMBLED | 492.86
6FX8002-5CS64-1AC0 | POWER CABLE, PREASSEMBLED | 309.13
6FX8002-5CX18-1CK0 | POWER CABLE, PREASSEMBLED EXT. | 2747.14
6FX8002-5CG10-1DH0 | POWER CABLE PREASSEMBLED | 611.09
6FX8002-5DA38-1BH0 | POWER CABLE, PREASSEMBLED EXT. | 743.01
6FX8002-5DN06-1AF8 | POWER CABLE PREASSEMBLED | 308.74
6FX8002-5SL30-1AE5 | POWER CABLE, PREFABRICATED | 370.18
6FX8002-5DN46-1GA0 | POWER CABLE PREASSEMBLED | 1446.13
6FX8002-5DN46-1GF0 | POWER CABLE PREASSEMBLED | 1542.64
6FX8002-5DQ68-1BC0 | POWER CABLE PREASSEMBLED EXT. | 951.74
6GK1704-1CW00-3AK1 | SOFTNET-IE S7 UCL DL | 1818.95
6GF3500-8CD | Mounting Plate Camera or Panel Light | 210.93
6GK1704-1CW17-0AA0 | SOFTNET-IE S7 V17 | 2237.86
6GK1704-1CW17-0AK0 | SOFTNET-IE S7 V17 DL | 1861.25
6GK1716-1CB17-0AK0 | HARDNET-IE S7 V17 DL | 1608.79
6FX8002-8QN08-1AH5 | ONE-CABLE-CONNECTION ASSEMBLY | 282.79
6FX8002-8QN11-1AJ0 | ONE-CABLE-CONNECTION ASSEMBLY | 354.44
6FX8002-8QN11-1AJ4 | ONE-CABLE-CONNECTION ASSEMBLY | 377.6
6GK1704-0HB17-0AK0 | SOFTNET-IE S7 REDCONNECT V17 DL | 6840.49
6RA8095-4KS22-0AA0-ZG00G20S01 | SINAMICS DCM DC CONVERTER | 37073.93
6GT2701-5DB13 | Gateway RTLS4030G, FCC | 2272.75
6RA8025-6FS22-0AA0-ZL05 | SINAMICS DCM DC CONVERTER | 3311.75
6RA8025-6FV62-0AA0-ZG00G20 | SINAMICS DCM DC CONVERTER | 4523.06
6RA8025-6FV62-0AA0-ZM08M10 | SINAMICS DCM DC CONVERTER | 4483.77
6RA8025-6FV62-0AA0-ZS01 | SINAMICS DCM DC CONVERTER | 3566.89
6RA8082-6FS22-0AA0-ZG00L21S01 | SINAMICS DCM DC CONVERTER | 8914.6
6RA8096-4MS22-0AA0-ZG00S01 | SINAMICS DCM DC CONVERTER | 49826.1
6RA8097-4GS22-0AA0-ZG00G20S01 | SINAMICS DCM DC CONVERTER | 48259.03
6RA8097-4GV62-0AA0-ZG00G20S01 | SINAMICS DCM DC CONVERTER | 59930.44
6RA8097-4GV62-0AA0-ZG00S01 | SINAMICS DCM DC CONVERTER | 59228.07
6SL3054-0FC00-1BA0-ZA02 | SINAMICS S120 CF CARD V5.2 | 1301
6SL3054-0FC00-1BA0-ZJ01 | SINAMICS S120 CF CARD V5.2 | 261.95
6SL3054-0FC01-1BA0-ZA01 | SINAMICS S120 CF card V5.2 performance | 1390.08
6SL3054-0FC01-1BA0-ZA06 | SINAMICS S120 CF card V5.2 performance | 4232.88
6RA8097-4KS22-0AA0-ZG00G20S01 | SINAMICS DCM DC CONVERTER | 49069.53
6SL3054-0EJ00-1BA0-ZF02U01 | SINAMICS S120 CF card V4.8 | 1483.29
6SL3054-0EJ00-1BA0-ZF06 | SINAMICS S120 CF card V4.8 | 2112.57
6SL3054-0EJ01-1BA0-ZF06 | SINAMICS S120 CF card V4.8 performance | 2779.83
6SL3054-0FB01-1BA0-ZA04 | SINAMICS S120 CF card V5.1 performance | 3095.75
6SL3072-4HA02-0XE5 | SINAMICS Startdrive Advanced V17 | 440.77
6SL3072-4HA02-0XG5 | SINAMICS Startdrive Advanced V17 OSD | 1046.86
6SL3550-0XA64-0AA0 | G115D MM IP65/66 380...480V 4kW FSB C2 | 1941.26
6SL3550-0XA80-7AA0 | G115D MM IP65/66 380..480V 0,75kW FSA C2 | 1135.4
6SL3550-0XD23-0AA0 | G115D MM IP65/66 380...480V 3kW FSB C2 | 1796.81
6RA8097-4KS22-0AA0-ZG00L10S01 | SINAMICS DCM DC CONVERTER | 47776.72
6GT2810-2AE82-0AX0 | Label RF630L, 90x30 mm 3" | 0.29
6GT2810-2AE82-2AX0 | Label RF630L, 45x20 mm 3" | 0.32
6SL3054-0FC01-1BA0-ZA03 | SINAMICS S120 CF card V5.2 performance | 2527.2
6SL3054-0FC01-1BA0-ZA04 | SINAMICS S120 CF card V5.2 performance | 3095.75
6SL3054-0FC01-1BA0-ZF04 | SINAMICS S120 CF card V5.2 performance | 2119.05
6SL3550-0XA40-3AA0 | G115D MM IP65/66 380..480V 0,37kW FSA C2 | 1029.74
6SL3550-0XA40-5AA0 | G115D MM IP65/66 380..480V 0,55kW FSA C2 | 1052.13
6SL3550-0XD00-7AA0 | G115D MM IP65/66 380..480V 0,75kW FSA C2 | 1207.32
8MF1111-0AA00-0FF4 | SIVACON 2000mm x 600mm x 500mm | 2568.43
8MF1111-0AA00-0FF8 | SIVACON 2200mm x 600mm x 400mm | 2984.55
8MF1111-0AA00-0FG6 | SIVACON 2000mm x 900mm x 600mm | 3529.81
6FX8012-5CN06-1CF0 | POWER CABLE PREASSEMBLED | 476.69
6FX8012-5CN36-1AK0 | POWER CABLE PREASSEMBLED | 382.67
6FX8012-5CN36-1CA0 | POWER CABLE PREASSEMBLED | 518.45
6FX8002-5DS46-1DA0 | POWER CABLE PREASSEMBLED | 867.04
6GK1706-1NW17-0AA0 | IE SNMP OPC-SERVER BASIC V17 | 1595.17
6GK1706-1NX00-3AK0 | IE SNMP OPC-SERVER EXT. UPGRADE 2006 DL | 650.91
6GK8751-1DA01-0BK0 | SINEC INS Basic 100 V1.0 SP 1 OSD | 1350.59
6RA8018-6DV62-0AA0-ZG00S01 | SINAMICS DCM DC CONVERTER | 3273.26
6RA8018-6FV62-0AA0-ZG00G20 | SINAMICS DCM DC CONVERTER | 4020.55
6RA8025-6FS22-0AA0-ZG00L10S01 | SINAMICS DCM DC CONVERTER | 2968.86
6RA8028-6DV62-0AA0-ZG00 | SINAMICS DCM DC CONVERTER | 4177.32
6RA8095-4KV62-0AA0-ZG00G20S01 | SINAMICS DCM DC CONVERTER | 46313.8
6RA8095-4LS22-0AA0-ZG00G20S01 | SINAMICS DCM DC CONVERTER | 40153.88
6RA8095-4LV62-0AA0-ZG00G20S01 | SINAMICS DCM DC CONVERTER | 50042.17
6GT2791-2PH50 | Cab_Conf, M12 5-pole Bulgin 3-pole, 5m | 118.78
6GT2794-0BC00 | Demo suitecases RTLS4000 | 26270.97
6RA8087-6FS22-0AA0-ZG00L21S01 | SINAMICS DCM DC CONVERTER | 14442.3
6RA8087-6FS22-0AA0-ZG00S01 | SINAMICS DCM DC CONVERTER | 14114.86
6RA8087-6FS22-0AA0-ZL10L21S01 | SINAMICS DCM DC CONVERTER | 13680.23
6SL3054-0EJ00-1BA0-ZF03 | SINAMICS S120 CF card V4.8 | 1139.42
6SL3054-0EJ01-1BA0-ZF04U01 | SINAMICS S120 CF card V4.8 performance | 2799.31
6SL3054-0EJ01-1BA0-ZF05 | SINAMICS S120 CF card V4.8 performance | 2455.44
6SL3054-0FB00-1BA0-ZF04 | SINAMICS S120 CF CARD V5.1 | 1461.41
6SL3054-0FC30-1BA0-ZF02 | SINAMICS S120 CF CARD V5.2 SP3 | 812.65
6SL3054-4FB10-2BA0-ZF01 | SINAMICS S210 SD-Card V5.1 SP1 | 455
6SL3070-4HA01-0XK5 | SINAMICS DCC V17 Combo Upgrade OSD | 498.31
6SL3072-0AA00-0AK0 | SINAMICS STARTER V5.4 SP2 OSD | 52.48
6RP0000-0AA25-0AA0-ZG33S03 | SINAMICS DCP 30 KW | 12090.22
6GT2810-2AE82-0AX1 | Label RF630L, 90x30 mm 6" | 0.29
6SL3054-0FC00-1BA0-ZF01 | SINAMICS S120 CF CARD V5.2 | 488.26
6SL3054-0FC00-1BA0-ZF02 | SINAMICS S120 CF CARD V5.2 | 812.65
6SL3054-0FC01-1BA0-ZJ01 | SINAMICS S120 CF card V5.2 performance | 919.6
6SL3054-0FC30-1BA0-ZF01 | SINAMICS S120 CF CARD V5.2 SP3 | 488.26
6SL3501-1BE32-0BA0 | SINAMICS G115D BRAKE RES. FSB 200W cont. | 373.11
6SL3501-1BE41-2CA0 | SINAMICS G115D BRAKE RES. FSC 1.2kW cont | 1044.67
6SL3550-0XA60-5AA0 | G115D MM IP65/66 380..480V 0,55kW FSA C2 | 1113
6SL3550-0XA60-7AA0 | G115D MM IP65/66 380..480V 0,75kW FSA C2 | 1135.4
6RA8090-6GV62-0AA0-ZG00G20S01 | SINAMICS DCM DC CONVERTER | 27671.98
6RA8097-4KV62-0AA0-ZG00L10S01 | SINAMICS DCM DC CONVERTER | 60907.07
6RA8097-4KV62-0AA0-ZG00L85S01 | SINAMICS DCM DC CONVERTER | 62291.81
6RP0000-0AA25-0AA0-ZS03 | SINAMICS DCP 30 KW | 11380.89
6SL3054-0EJ01-1BA0-ZF02 | SINAMICS S120 CF card V4.8 performance | 1482.3
6SL3054-0EJ01-1BA0-ZF02U01 | SINAMICS S120 CF card V4.8 performance | 2150.55
6SL3054-0EJ01-1BA0-ZF04 | SINAMICS S120 CF card V4.8 performance | 2131.06
6SL3054-0FB10-1BA0-ZF02 | SINAMICS S120 CF CARD V5.1 SP1 | 812.65
6SL3054-0FB10-1BA0-ZF03 | SINAMICS S120 CF CARD V5.1 SP1 | 1137.03
6SL3054-4FC00-2BA0-ZF01 | SINAMICS S210 SD-Card V5.2 HF7 | 455
6SL3070-4HA01-0XE5 | SINAMICS DCC V17 Combo Upgrade DVD | 524.52
6SL3550-0XH20-3AA0 | G115D MM IP65/66 380..480V 0,37kW FSA C2 | 1238.67
6SL3550-0XC21-1AA0 | G115D MM IP65/66 380...480V 1,1kW FSA C2 | 1244.65
6SL3550-0XC22-2AA0 | G115D MM IP65/66 380...480V 2,2kW FSB C2 | 1535.65
6SL3550-0XC24-0AA0 | G115D MM IP65/66 380...480V 4kW FSB C2 | 2013.22
7ME3410-1RC00-3BA3-ZV02 | SITRANS FUE380 | 3611.19
7ME3410-2MC00-4BA3-ZV02 | SITRANS FUE380 | 5671.21
8MF1111-0AA00-0FL2 | SIVACON 2000mm x 800mm x 600mm | 4017.67
6AV2101-2AA00-0BJ5 | WinCC Comfort Powerpack V17 DL | 944.5
6AV2104-0HA07-0AH0 | WinCC Runtime Advanced 4096, V17 DL | 4887.21
6AV2104-4FF07-0AK0 | WinCC RT Advanced 2048 V17 Upgr. DL | 1302.88
6AV2105-2KM00-0BD0 | PPack WinCC RT Prof 8192->65535 | 2163.79
6AV2105-0BA07-0AH0 | WinCC Runtime Prof 128, V17 DL | 4580.29
6AV2154-1GB01-7AA0 | WinCC Unified PC RT 50k V17 | 15594.75
6AV2154-1GB20-0LB0 | WinCC Unified PC RT 50k PP V16..V17 DL | 3194.04
6AV2157-2CM00-0AB0 | WinCC Unified 10 Monitor Clients | 7673.75
6AV2157-3JM00-0AB0 | WinCC Unified 3 Monitor Clients | 2897.02
6AV6881-0AV62-1AA0 | Touch pen caps V2A | 108.59
6AV6881-0GH21-2AA0 | INOX frame 7", type 1, Unified | 763.61
6AV6881-0UJ22-1AA0 | Protect. film 19 BAC front, type 5 | 586.72
6AV7241-5DC17-0GA0 | SIMATIC IPC477E 19" ST (1366 x 768) | 7405.53
6AV6881-0VD33-0DA0 | Mounting frame 22" Unified Panels | 87.57
6AV6881-0VJ22-1AA0 | Protect. film 22 BAC front, type 5 | 704.07
6AV7241-7KC10-0FA0 | SIMATIC IPC477E 19" MT (1366 x 768) | 7439.98
6AV7251-5FH37-0FA0 | SIMATIC IPC477E PRO, 19 MTouch | 7834
6AV7863-1MA00-2AA0 | SIMATIC Flat Panel 12" MT V2 | 2219.03
6AV7285-6KA00-0AA0 | SIMATIC IFP1900 V2 5:4 | 2857.04
6AV7882-0DA40-2BA0 | SIMATIC IPC277E, 15" Touch | 3922.24
6AV7255-6HA00-0SE0 | SIMATIC IPC477E 15" PRO support arm | 8059.94
6AV7241-1BB35-0FA0 | SIMATIC IPC477E 15" ST (1280 x 800) | 5051.87
6AV7251-1CB35-0FA0 | SIMATIC IPC477E PRO, 15 MTouch | 5787.48
6AV7251-5HB07-0DA0 | SIMATIC IPC477E PRO, 22 MTouch | 7490.92
6AV7863-1MA16-2AA0 | SIMATIC Flat Panel 12" MT V2 PRO | 2731.34
6AV7261-1HQ43-3CB2 | SIMATIC IPC677E, 22" Multitouch | 13555.56
6DL8913-0BK30-0AE5 | SIMIT SP V10.3 UG ENG. M V10.2 -> V10.3 | 7678.82
6DL8913-0CK30-0AD5 | SIMIT SP V10.3 CONV. PACK ENG. M -> L | 15346.86
6DL1134-6TB00-0HX1 | ET 200SP HA, EX-AI 2xI 2-WIRE HART | 626.24
6DL5422-8XD15-0BH7 | SIPAT V5.1 SP1 DEMO ENVIRONMENT DL | 291.15
6EP4132-0JA00-0AY0-ZA03 | SITOP BAT1600/BATT.MODUL/24V/2.5AH | 558.08
6ES7651-8AA68-6CE0 | PCS 7 UG ES SGLE STAT SN ASIA V9.0->V9.1 | 5238.54
6ES7657-0TX68-0YH0 | PCS 7 SIMATIC BATCH SERVER V9.1 DL | 10914.27
6ES7657-8XX68-0YK5 | PCS 7 UG PACK BATCH CLIENT V9.0->V9.1 DL | 1146.11
6ES7658-3TX78-0YH5 | SIMATIC PDM, STAND ALONE SERVER V9.2 DL | 16939.97
6ES7658-5AX68-0CA5 | PCS 7 AS/OS ENGINEERING ASIA V9.1 | 5842.92
6AG4112-3KS37-0XX2 | SIMATIC IPC647E (Rack PC) | 9399.6
6AG4114-3GS42-0BX2 | SIMATIC IPC847E (Rack PC) | 7345.59
6AG4141-5BA05-0FA0 | SIMATIC IPC427E (MicroBOX PC) | 4004.64
6AG4141-5CB00-0FA0 | SIMATIC IPC427E (MicroBOX PC) | 3950.72
6AG4131-3GC20-8AA0 | SIMATIC IPC627E (Box PC) | 5523.81
6AG4141-5BC45-0FA0 | SIMATIC IPC427E (MicroBOX PC) | 5084.83
6AG4141-7BB36-0FA0 | SIMATIC IPC427E (MicroBOX PC) | 5113.31
6AV2102-4AA07-0AK5 | WinCC Advanced V17 Upgrade DL | 1421.69
6AV2104-2DF00-0BD0 | WinCC RT Advanced 2048 Powerpack V17 | 1262.72
6AV2103-2HX00-0BD5 | WinCC Prof. max. Powerpack V17 | 2931.46
6AV2153-0XB01-7LA5 | WinCC Unified PC ES max. V17 DL | 11935.72
6AV2153-2FB01-7AA5 | WinCC Unified PC ES 10k V17 | 3797.14
6AV2154-0BP01-7AB0 | WinCC Unified Parameter Ctrl. PC V17 | 669.42
6AV2154-0BP31-7AB0 | WinCC Unified Param.Ctr.PCUG V16->V17 | 266.47
6AV2154-0XB20-0AB0 | WinCC Unified PC RT max. PP V16..V17 | 10731.47
6AV2185-8AW10-0AA0 | Connection cable for Advanced elements | 52.56
6AV2157-0BL01-7AB0 | WinCC Unified Audit Basis V17 | 892
6AV2154-1FB01-7BA0 | WinCC Unified PC RT 5k V17 ASIA | 8911.98
6AV2154-0XB01-7AA0 | WinCC Unified PC RT max. V17 | 35647.92
6AV2155-2MB01-7AA0 | WinCC Unified V17 PC RT 2.5k, Package | 4635.53
8MF1111-0AA00-0FN5 | SIVACON 1800mm x 800mm x 800mm | 3328.93
8MF1111-0AA00-0FP6 | SIVACON 2200mm x 600mm x 600mm | 3070.64
8MF1111-0AA00-0FR8 | SIVACON 2200mm x 800mm x 800mm | 4232.89
8MF1111-0AA00-0FT2 | SIVACON 2000mm x 800mm x 800mm | 3615.9
8MF1111-0AA00-0FW5 | SIVACON 2000mm x 1200mm x 600mm | 3472.41
8MF1111-0AA00-0GA4 | SIVACON 2000mm x 800mm x 500mm | 4864.24
8MF1111-0AA00-0GB7 | SIVACON 2200mm x 900mm x 400mm | 3357.62
8MF1111-0AA00-0GC2 | SIVACON 2000mm x 900mm x 400mm | 3300.23
8MF1111-0AA00-0GD0 | SIVACON 2200mm x 1200mm x 500mm | 4376.39
8MF1111-0AA00-0GG0 | SIVACON 1800mm x 800mm x 400mm | 2711.92
8MF1111-0AA00-0GG4 | SIVACON 2000mm x 800mm x 800mm | 2123.62
A5E45863473 | Sound absorber plastic, 10 pieces | 277.82
BVP:662468 | BD2-AK04/LSM-3VA12-S-250-3-TM240 | 4826.94
BVP:662473 | BD2-AK04/LSD-3VA22-M-160-3-ET350 | 3578.6
A5E50698081 | MAG 8000 internal battery pack | 299.81
BVP:662487 | BD2-AK05/LSD-3VA13-M-400-3-TM240 | 5645.7
BVP:662489 | BD2-AK05/LSD-3VA24-M-400-3-ET350 | 6072.83
BVP:662514 | BD2-AK03/LSD-3VA11-M-100-4-TM240 | 1455.19
BVP:662517 | BD2-AK04/LSD-3VA12-M-200-4-TM240 | 3556.55
BVP:662546 | +BD2C-1250-EI120-BY* | 1119.84
A5E36460772 | Viessmann IPC COL WinAC RTX 2010 | 3895.11
A5E50369945 | FCT030 Compact EX HART active, M20 | 2582.79
A5E50369950 | FCT030 Remote NonEX HART, M20 | 3102.38
BVP:662472 | BD2-AK04/LSM-3VA22-M-160-3-ET350 | 5069.26
BVP:662477 | BD2-AK04/LSD-3VA22-M-250-3-ET350 | 3894.35
A5E50917460 | SPARE,MANIFOLD,3VALVE,SS,GRAPHITE,CRN | 382.48
BVP:662495 | BD2-AK05/LSD-3VA13-M-400-4-F | 3193.07
BVP:662512 | BD2-AK03/LSD-3VA11-M-063-4-TM240 | 1349.92
BVP:662563 | BD2-AK04/LSD-3VA22-M-160-3-ET350-PLT | 6182.99
BVP:662575 | BD2-PLT-KIT-CT1-AK04 | 2125.85
BVP:662603 | +BD2C-1250-EI90-SLBX* | 910.56
BVP:662605 | +BD2C-1250-EI120-SLBX* | 1119.84
BVP:662641 | BD2-AK023/A163C-PAC-CEE165 | 1926.5
BVP:662659 | BD2-AK023/A323NC-CEE325 | 1243.58
BVP:662667 | BD2-AK023/A323NC-PAC | 1935.3
6RA8093-4KV62-0AA0-ZG00G20S01 | SINAMICS DCM DC CONVERTER | 37884.45
6GT2780-0DC10 | INITIALE POSITION DETECTION FOR LOCATION | 8756.99
6RA8025-6FV62-0AA0-ZG00G10 | SINAMICS DCM DC CONVERTER | 5785.37
6RA8025-6GS22-0AA0-ZG00S01 | SINAMICS DCM DC CONVERTER | 3626.81
6RA8085-6FV62-0AA0-ZL05 | SINAMICS DCM DC CONVERTER | 13702.54
6RA8085-6GV62-0AA0-ZG00M08S01 | SINAMICS DCM DC CONVERTER | 16099
6RA8087-6FS22-0AA0-ZG00G20M08 | SINAMICS DCM DC CONVERTER | 15406.65
6RA8087-6FV62-0AA0-ZG00S01 | SINAMICS DCM DC CONVERTER | 17567.64
6RA8090-6KV62-0AA0-ZG00S01 | SINAMICS DCM DC CONVERTER | 29401.14
6RA8091-6FS22-0AA0-ZG00G20S01 | SINAMICS DCM DC CONVERTER | 19242.62
6GT2700-3DA33 | Transponder RTLS4030T ISED | 207.38
6RA8093-4LS22-0AA0-ZG00S01 | SINAMICS DCM DC CONVERTER | 32156.89
6GT2701-5DB03 | Gateway RTLS4030G, ETSI | 2272.75
6GT2780-0DA30 | LOCATING MANAGER BASIC 10.000 | 68304.52
6RA8081-6GV62-0AA0-ZG00S01 | SINAMICS DCM DC CONVERTER | 11294.29
6RA8082-6FV62-0AA0-ZG00 | SINAMICS DCM DC CONVERTER | 10564.16
6RA8085-6DS22-0AA0-ZG00S01 | SINAMICS DCM DC CONVERTER | 10418.93
6RA8095-4KS22-0AA0-ZG00S01 | SINAMICS DCM DC CONVERTER | 36371.57
6RA8028-6FS22-0AA0-ZG00S01 | SINAMICS DCM DC CONVERTER | 3659.22
6RA8087-6DS22-0AA0-ZG00S01 | SINAMICS DCM DC CONVERTER | 13466.44
6SL3501-1BE32-0AA0 | SINAMICS G115D BRAKE RES. FSA 200W cont. | 328.32
6SL3501-1BE34-8AA0 | SINAMICS G115D BRAKE RES. FSA 480W cont. | 522.34
6SL3550-0XA62-2AA0 | G115D MM IP65/66 380...480V 2,2kW FSB C2 | 1463.71
6SL3550-0XA80-3AA0 | G115D MM IP65/66 380..480V 0,37kW FSA C2 | 1090.62
6SL3550-0XE04-0AA0 | G115D MM IP65/66 380...480V 4kW FSB C2 | 2075
8MF1111-0AA00-0FG7 | SIVACON 2000mm x 1200mm x 600mm | 4132.46
8MF1111-0AA00-0FP7 | SIVACON 2000mm x 600mm x 600mm | 2783.67
8MF1111-0AA00-0FQ2 | SIVACON 2200mm x 600mm x 600mm | 3084.99
8MF1111-0AA00-0FQ3 | SIVACON 2200mm x 1200mm x 600mm | 4376.39
8MF1111-0AA00-0FR5 | SIVACON 2000mm x 800mm x 800mm | 3300.23
8MF1111-0AA00-0GA5 | SIVACON 2200mm x 600mm x 400mm | 4175.51
8MF1111-0AA00-0GA8 | SIVACON 2200mm x 900mm x 400mm | 3257.18
8MF1111-0AA00-0GB1 | SIVACON 2200mm x 900mm x 400mm | 3443.71
8MF1111-0AA00-0GB3 | SIVACON 2200mm x 800mm x 800mm | 3831.13
8WH1201-0AK00 | TB Insta 16 mm2 grey screw | 4.04
A5E39669934001 | Spare,Std/Subm_Coax_Sensor_Cables,1m,NY | 253.47
A5E42400340 | Flottweg IPC COL WinCC PRO V16 | 5317.24
BVP:662475 | BD2-AK04/LSD-3VA22-M-160-4-ET350 | 3991.04
BVP:662480 | BD2-AK04/LSD-3VA12-M-250-3-F | 1740.35
A5E50369961 | FCT030 Remote EX HART active, M20 | 3102.38
A5E50640507 | MAG 3100 Grounding ring, DN 32 (1 1/4") | 111.6
BVP:257164 | #NAME? | 280.26
BVP:257165 | #NAME? | 280.26
BVP:257166 | #NAME? | 280.26
BVP:662529 | BD2-TPC | 73.43
BVP:662532 | +BD2A-1000-EI90-BX* | 845.7
BVP:662540 | +BD2C-1250-EI90-BX* | 910.56
BVP:662541 | +BD2C-400-EI120-BX* | 1028.04
BVP:662457 | BD2-AK03/LSD-3VA21-M-063-4-ET350 | 1876.19
BVP:662458 | BD2-AK03/LSD-3VAXX-M-125-3-F | 619.28
BVP:662459 | BD2-AK03/LSD-3VAXX-M-125-4-F | 693.94
BVP:662470 | BD2-AK04/LSD-3VA12-S-250-3-TM240 | 3364.41
BVP:257163 | #NAME? | 280.26
BVP:257167 | #NAME? | 280.26
BVP:662481 | BD2-AK04/LSD-3VA22-M-250-3-F | 1740.35
BVP:662493 | BD2-AK05/LSD-3VA24-M-400-4-F | 2980.11
BVP:662535 | +BD2A-400-EI90-BY* | 795.51
BVP:662539 | +BD2C-400-EI90-BX* | 855.49
BVP:662542 | +BD2C-1250-EI120-BX* | 1119.84
BVP:662548 | BD2A-3-250-SO-1-A60 | 1489.45
BVP:662552 | BD2A-3-1000-SO-1-A60 | 2741.47
BVP:662579 | BD2A-400-VE-DC | 302.29
BVP:662583 | BD2A-400-EE-KR-EBAL-DC | 1081.9
BVP:662585 | BD2A-1000-EE-DC | 1549.41
BVP:662598 | +BD2A-400-EI90-SLBX* | 795.51
A5E51238018 | SPARE,PX20 SUNSHIELD,GFRP | 290.26
A5E51238020 | SPARE, MOUNTING BRACKET,2IN,GAL STEEL | 80.19
BVP:662671 | BD2-AK023/ A163NC-RCCB-PAC-CEE165 | 2067.48
6RA8093-4GV62-0AA0-ZL85 | SINAMICS DCM DC CONVERTER | 33863.26
6RA8093-4KS22-0AA0-ZG00L85S01 | SINAMICS DCM DC CONVERTER | 30681.75
6RA8093-4KS22-0AA0-ZG00S01 | SINAMICS DCM DC CONVERTER | 29887.44
6RA8085-6FV62-0AA0-ZG00L05S01 | SINAMICS DCM DC CONVERTER | 14087.29
6RA8095-4GS22-0AA0-ZG00G20S01 | SINAMICS DCM DC CONVERTER | 33669.79
6RA8095-4KS22-0AA0-ZG00G20L85 | SINAMICS DCM DC CONVERTER | 38574.37
6RA8095-4KV62-0AA0-ZG00L10S01 | SINAMICS DCM DC CONVERTER | 45020.99
6RA8087-6GV62-0AA0-ZG00S01 | SINAMICS DCM DC CONVERTER | 19999.19
6RA8087-6GV62-0AA0-ZL11S01 | SINAMICS DCM DC CONVERTER | 21480.89
6RA8088-6LV62-0AA0-ZG00S01 | SINAMICS DCM DC CONVERTER | 32156.89
6RA8090-6GV62-0AA0-ZG00S01 | SINAMICS DCM DC CONVERTER | 26969.61
6GT2801-5BA30 | Reader RF360R | 1348.79
6GT2810-2AB04-0AX1 | Label RF630L, 4x2 U7 | 0.55
6RA8093-4GS22-0AA0-ZG00S01 | SINAMICS DCM DC CONVERTER | 26969.61
6RA8093-4KS22-0AA0-ZG00G20S01 | SINAMICS DCM DC CONVERTER | 30589.81
6GT2780-0DD20 | INTEGRATION ASSISTENT FOR LOCATING MANA | 15762.58
6GT2780-0DD30 | INTEGRATION ASSISTENT FOR LOCATING MANA | 33276.56
6RA8081-6GS22-0AA0-ZG00 | SINAMICS DCM DC CONVERTER | 9056.6
6RA8095-4LS22-0AA0-ZG00S01 | SINAMICS DCM DC CONVERTER | 39451.51
6RA8085-6FV62-0AA0-ZG00G10S01 | SINAMICS DCM DC CONVERTER | 15560.81
6RA8085-6FV62-0AA0-ZG00L21S01 | SINAMICS DCM DC CONVERTER | 13923.57
6RA8085-6FV62-0AA0-ZG00S01 | SINAMICS DCM DC CONVERTER | 13596.13
8MF1111-0AA00-0FL3 | SIVACON 2000mm x 400mm x 400mm | 2037.53
8MF1111-0AA00-0FL5 | SIVACON 2000mm x 900mm x 500mm | 3716.34
8MF1111-0AA00-0FM4 | SIVACON 2000mm x 1000mm x 600mm | 3859.83
8MF1111-0AA00-0FU0 | SIVACON 2000mm x 800mm x 800mm | 2955.85
8MF1111-0AA00-0FU1 | SIVACON 2000mm x 600mm x 800mm | 2075.53
8MF1111-0AA00-0FU8 | SIVACON 2200mm x 800mm x 800mm | 3544.16
8MF1111-0AA00-0FV6 | SIVACON 2000mm x 600mm x 600mm | 2711.92
8MF1111-0AA00-0GD2 | SIVACON 2000mm x 800mm x 600mm | 3027.6
8MF1111-0AA00-0GE8 | SIVACON 2000mm x 600mm x 500mm | 2582.79
8MF1111-0AA00-0GF3 | SIVACON 2000mm x 900mm x 500mm | 3257.18
8MF1111-0AA00-0GF6 | SIVACON 1800mm x 600mm x 400mm | 2037.53
BVP:662460 | BD2-AK04/LSM-3VA12-S-160-3-TM240 | 4410.83
BVP:662461 | BD2-AK04/LSM-3VA12-M-160-3-TM240 | 4577.27
BVP:662462 | BD2-AK04/LSD-3VA12-S-160-3-TM240 | 2967.88
A5E50948728 | 7ML55010AGX0,3M CABLE | 917.27
BVP:662483 | BD2-AK04/LSD-3VA22-M-250-4-F | 1697.51
BVP:662504 | BD2-AK06/LSD-3VA25-M-630-3-ET350 | 6895.27
BVP:662507 | BD2-AK06/LSM-3VA14-M-630-4-TM240 | 8955.05
BVP:662508 | BD2-AK06/LSD-3VA14-S-630-4-TM240 | 7731.18
BVP:662511 | BD2-AK03/LSD-3VA11-M-040-4-TM240 | 1330.35
A5E42400481 | Flottweg IPC COL Recipes for WinCC Pro | 1483.44
BVP:662479 | BD2-AK04/LSD-3VA22-M-250-4-ET350 | 4158.7
A5E50369978 | FCT010 Compact Ex Modbus, M20 | 1202.26
A5E50682907 | MAG 3100 Grounding ring, DN 32 (1 1/4") | 397.42
A5E50917458 | SPARE,MANIFOLD,5VALVE,SS,PTFE,CRN | 480.3
BVP:662518 | BD2-AK04/LSD-3VA12-M-250-4-TM240 | 3691.18
BVP:662644 | BD2-AK023/3A321C-PAC-3CEE323 | 1970.56
BVP:662645 | BD2-AK023/A323C-PAC-CEE325 | 1970.56
BVP:662653 | BD2-AK023/A323C-RCCB-CEE325 | 1350.41
BVP:662655 | BD2-AK023/A163NC-CEE165 | 1206.12
6GT2790-0DD00 | Charger for 10 x RTLS4083T, 4040T | 1045.14
6GT2790-0DD01 | Charger 10/3 for RTLS4083T, 4040T, US | 1045.14
6RA8025-6FS22-0AA0-ZG00G20 | SINAMICS DCM DC CONVERTER | 3842.23
6RA8086-6KS22-0AA0-ZG00S01 | SINAMICS DCM DC CONVERTER | 17729.74
6RA8096-4GV62-0AA0-ZG00S01 | SINAMICS DCM DC CONVERTER | 45773.52
6RA8096-4MS22-0AA0-ZG00G20S01 | SINAMICS DCM DC CONVERTER | 50528.46
6RA8096-4MV62-0AA0-ZG00S01 | SINAMICS DCM DC CONVERTER | 60200.67
6GT2700-6CE02-0AX0 | Transponder RTLS4460T OEM CD | 630.51
6GT2700-8AF03 | Transponder PCB OEM PULSE, pack of 10 | 3981.46
6GT2701-5CB03 | Gateway RTLS4430G | 2399.41
6RA8025-6DV62-0AA0-ZG00S01 | SINAMICS DCM DC CONVERTER | 3740.27
6RA8025-6FV62-0AA0-ZG00S01 | SINAMICS DCM DC CONVERTER | 3886.17
6RA8082-6FV62-0AA0-ZG00G20 | SINAMICS DCM DC CONVERTER | 11266.54
6RA8082-6FV62-0AA0-ZG00S01 | SINAMICS DCM DC CONVERTER | 10629.63
6RA8087-6FS22-0AA0-ZG00G20S01 | SINAMICS DCM DC CONVERTER | 14817.23
6RA8087-6FS22-0AA0-ZL11L21S01 | SINAMICS DCM DC CONVERTER | 15924.03
6RA8096-4GS22-0AA0-ZG00G20S01 | SINAMICS DCM DC CONVERTER | 37073.93
6RA8096-4GV62-0AA0-ZG00G20S01 | SINAMICS DCM DC CONVERTER | 46475.9
6SL3550-0XE00-5AA0 | G115D MM IP65/66 380..480V 0,55kW FSA C2 | 1246.72
6SL3550-0XB00-5AA0 | G115D MM IP65/66 380..480V 0,55kW FSA C2 | 1184.96
6SL3550-0XE01-1AA0 | G115D MM IP65/66 380...480V 1,1kW FSA C2 | 1306.44
6SL3550-0XB01-1AA0 | G115D MM IP65/66 380...480V 1,1kW FSA C2 | 1244.65
6SL3550-0XB20-5AA0 | G115D MM IP65/66 380..480V 0,55kW FSA C2 | 1184.96
6XV1878-5HN50 | IE TP Cord M12-180/M12-180 (4x2, 50 m) | 538.71
6XV1878-5HN80 | IE TP Cord M12-180/M12-180 (4x2, 80 m) | 786.24
7MC7500-1UB26-1CB5-ZE23 | SITRANS TS500 Temp. sens. for installat. | 393.74
7ML5726-5ZC12-2BA1J2A | Sitrans LPS200, extended with protection | 780.34
7VV3003-5KG32-ZG11 | SICROWBAR 2200V/10,5KA | 18431.19
6AV2154-1EB20-0LB0 | WinCC Unified PC RT 500 PP V16..V17 DL | 1437.75
6AV2154-1GB01-7LA0 | WinCC Unified PC RT 50k V17 DL | 13924.46
6AV2157-1JM00-0AB0 | WinCC Unified 1 Monitor Client | 1145.04
6AV2154-2FB01-7LA0 | WinCC Unified PC RT 10k V17 DL | 9946.97
6AV7241-5BB30-0FA0 | SIMATIC IPC477E 15" ST (1280 x 800) | 5606.2
6AV2156-0BC31-7LA0 | WinCC Unified Calendar UG V16->V17 DL | 955.37
6AV2154-2EB20-0AB0 | WinCC Unified PC RT 1k PP V16..V17 | 895.36
6AV2154-2FB01-7BA0 | WinCC Unified PC RT 10k V17 ASIA | 11141.2
6AV6881-0UH21-2BA0 | INOX frame 19", type 1, SET | 1360.83
6AV7241-5DC17-0GA1 | SIMATIC IPC477E 19" ST (1366 x 768) | 7456.46
6AV7255-6RA00-0AA0 | SIMATIC IPC477E 24" PRO MT pedestal | 12383.65
6AV6676-6LT00-4YA5 | SIMATIC Transfer Tool V4 Linux, Single | 1152.41
6AV7251-3FH65-4FA0 | SIMATIC IPC477E PRO, 19 MTouch | 8228.02
6AV7241-3JB55-0DA0 | SIMATIC IPC477E 15" MT (1366 x 768) | 5342.52
6AV7863-4MA20-2NA0 | SIMATIC Flat Panel 22" MT ETH | 3927.12
6AV7675-2GR00-0AS0 | Adapter frame for IPC477E | 155.88
6DL5430-8AX68-0XE0 | CEMAT, SW UPGRADE PACKAGE V9.1 | 857.26
6DL5411-0DA01-0AH0 | SIMATIC MTP Library V1.0 (30 AS RT) DL | 19985.77
6DR5220-0EN00-0AA9-ZF01R2B | SIPART PS2 4 wire with HART DA | 2539.53
6EP3444-7SB00-3AX0 | SITOP PSU6200/3AC/DC48V/5A | 290.05
6ES7647-8BE72-0HN1 | SIMATIC IPC227E (Nanobox PC) | 2752.16
6ES7650-0VG68-1YX1 | SIMATIC PCS CLIENT 477E (SSD) | 7310.88
6ES7652-3BA68-2YJ0 | PCS 7 2X SERVER -> SERVER REDU V9.1 DL | 3207.61
6ES7652-5AX68-0YK0 | PCS7 UG OS SINGLE STATION V8.X -> V9.1DL | 4176.93
6AV2105-3KK07-0AK0 | UpG WinCC RT Prof 8192 V11/16->V17 DL | 4175.72
6AV2115-2DA07-0AA0 | WinCC RT Prof. V17 (512) SW Package | 6354.55
6AV2153-2GB20-0LB5 | WinCC Unified ES 10k->100kPP V16..V17 DL | 3592.94
6AV2153-2GB60-0LB5 | WinCC Unified ES A/P>100k PP V16..V17 DL | 3514.03
6AV2155-2EB01-7AA0 | WinCC Unified V17 PC RT 1k, Package | 3566.42
6AV2154-0BS31-7AA0 | WinCC Unified DB Storage UG V16->V17 | 1782.4
6AV2105-4FF07-0AK0 | UpG WinCC7.3/7.5->RT Prof 2048 V17 DL | 3473.8
6AV2105-0MA07-0AA0 | WinCC Runtime Professional 65536 V17 | 14431.39
6AV2105-3KK07-0AE0 | UpG WinCC RT Prof 8192 V11/16->V17 | 4695.64
6AV2151-0XB31-7LA5 | WinCC Unified Comfort ES UG V16->V17 DL | 505.31
6AV2154-2MB20-0LB0 | WinCC Unified PC RT 2.5k PP V16..V17 DL | 958.5
6AV2155-1CW01-7LB0 | WinCC Unified V17 Clients Promo (5x1) DL | 15815.71
6AV2155-2ES01-7LA0 | WinCC Unified V17 PC RT 1k Promotion DL | 3758.15
6AV2155-3DB01-7AA0 | WinCC Unified V17 PC RT 150, Package | 1069.11
6AV2143-6DB00-0VL0 | SIMATIC HMI OEM KTP400 Basic AVL | 622.14
6AV2185-8PA00-0AA0 | Flange Mount for Pro Devices | 318.75
6AV2154-2GB20-0AB0 | WinCC Unified PC RT 100k PP V16..V17 | 5366.46
6AV6881-0MD33-0DA0 | Mounting frame 12" Unified Panels | 68.31
6AV7241-5GA05-0DA0 | SIMATIC IPC 477E 19" MT (1920 x 1080) | 5863.89
6DL5433-8AB68-0XA0 | CEMAT SW, SERVER REDUNDANCY V9.1 (6 AS) | 24391.35
6DL8913-0BK30-0AK5 | SIMIT SP V10.3 UG ENG. M V10.2->V10.3 DL | 6672.95
6DL5422-8XC15-0BH5 | SIPAT V5.1 SP1 TEST ENVIRONMENT DL | 7244.98
6DL8913-0RK30-0AE5 | SIMIT 5 VC UG V10.2-> V10.3 (ENTRY/SIS) | 5916.63
6EP3332-0TA00-0AY0 | SITOP PSU3400/1ACDC/DC24V/2.5A | 250.9
6ES7647-8BD31-8CA1 | SIMATIC IPC227E (Nanobox PC) | 2927.46
6ES7292-0AA50-0AA0 | IR-DU INFRARED-DISPLAY-UNIT, | 813.17
6ES7652-0XD68-2YB5 | PCS 7 SFC VISUALIZATION V9.1 | 2419.57
6ES7652-3BA68-2CA0 | PCS 7 OS SW SERVER RED ASIA V9.1 (PO100) | 23970.94
6ES7651-5AA68-0CA0 | PCS 7 ES SINGLE STAT. ASIA V9.1 (PO 250) | 11985.47
6DL8923-0AX00-0AH5 | CN 4100 Modbus Master / Slave DL | 1898.2
6ES7137-6AA01-2BA0 | ET 200SP, CM PTP, PU 10 | 419.63
6SL3550-0XB20-7AA0 | G115D MM IP65/66 380..480V 0,75kW FSA C2 | 1207.32
6SL3550-0XC03-0AA0 | G115D MM IP65/66 380...480V 3kW FSB C2 | 1796.81
7ME3410-2RC00-4BA3-ZV02 | SITRANS FUE380 | 6768.33
7MH5111-5HD01 | SIWAREX WL270 CP-S SC 25t C3 Ex | 1346.75
7MF9411-5CA-ZK46M22 | 5-way valve block DN 5 | 562.13
7ML5725-6ZE12-2AA0J2A | SITRANS LPS200, COMPACT | 723.18
7NG3092-8KD | TH sensor cable 200mm - 5pcs package | 105.57
8MF1111-0AA00-0EY1 | SIVACON 2200mm x 800mm x 800mm | 4390.73
8MF1111-0AA00-0FA3 | SIVACON 1800mm x 800mm x 500mm | 2783.67
8MF1111-0AA00-0FB0 | SIVACON 2200mm x 900mm x 600mm | 3572.86
8MF1111-0AA00-0FD7 | SIVACON 1800mm x 600mm x 400mm | 2984.55
8WH1201-0BK01 | N-Insulation TB Insta 16 mm2 blue screw | 7.81
8MF1111-0AA00-0GG3 | SIVACON 2000mm x 1200mm x 800mm | 3415.02
8PS9087-0AA00-0AA4 | GU-KO-PLT_SGW | 7124.14
A5E50369942 | FCT030 Compact NonEx Profibus, M20 | 2864.36
A5E50369947 | FCT030 Compact EX Profibus, M20 | 2958.56
A5E50369977 | FCT030 Remote EX Modbus, M20 | 3381.93
BVP:662465 | BD2-AK04/LSM-3VA12-M-200-3-TM240 | 4823.27
BVP:662490 | BD2-AK05/LSM-3VA24-M-400-4-ET350 | 8443.47
BVP:662503 | BD2-AK06/LSD-3VA14-M-630-3-TM240 | 7136.38
BVP:257169 | #NAME? | 280.26
BVP:662509 | BD2-AK06/LSD-3VA14-M-630-4-TM240 | 7940.46
BVP:662531 | +BD2A-400-EI90-BX* | 795.51
BVP:662555 | BD2-AK06/LSD-3VA15-M-630-3-TM240 | 6895.27
BVP:662566 | BD2-AK06/LSD-3VA25-M-630-3-ET350-PLT | 10328.23
BVP:661369 | BD2-AK03X/F-H141-W431-D350-A20034 | 669.45
6XV1870-8AN20 | IE Connecting Cable M12-180/M12-180 20 m | 143.85
7MH5111-5MD01 | SIWAREX WL270 CP-S SC 40t C3 Ex | 1421.75
7ML5727-5ZB12-0AB0J2A | SITRANS LPS200 - CABLE EXTENSION | 910.62
7NG0420-0BA00-0NA0-ZC20 | Sitrans TR420 Temperature transmitter | 653.13
8MF1111-0AA00-0EW1 | SIVACON 2000mm x 800mm x 400mm | 2927.15
8MF1111-0AA00-0EX2 | SIVACON 2200mm x 800mm x 800mm | 4089.42
8MF1111-0AA00-0FB5 | SIVACON 2200mm x 900mm x 600mm | 3572.86
8MF1111-0AA00-0FC1 | SIVACON 2200mm x 800mm x 800mm | 3931.58
8MF1111-0AA00-0FE3 | SIVACON 2000mm x 1200mm x 500mm | 3630.25
8MF1111-0AA00-0FE7 | SIVACON 2000mm x 600mm x 500mm | 2568.43
8MF1111-0AA00-0FJ8 | SIVACON 1800mm x 800mm x 400mm | 2683.22
8MF1111-0AA00-0FK1 | SIVACON 2200mm x 800mm x 1000mm | 5596.03
8MF1111-0AA00-0FN3 | SIVACON 2200mm x 1000mm x 600mm | 4146.8
8MF1111-0AA00-0FP4 | SIVACON 2200mm x 1200mm x 600mm | 4318.98
8MF1111-0AA00-0FS0 | SIVACON 2200mm x 1200mm x 600mm | 3644.59
8MF1111-0AA00-0FS4 | SIVACON 2200mm x 800mm x 800mm | 4304.64
8MF1111-0AA00-0FW3 | SIVACON 2000mm x 1200mm x 600mm | 3472.41
8MF1111-0AA00-0GB8 | SIVACON 2200mm x 900mm x 400mm | 3371.98
8MF1111-0AA00-0GE2 | SIVACON 2000mm x 600mm x 500mm | 2582.79
8MF1111-0AA00-0GE5 | SIVACON 2000mm x 900mm x 800mm | 1564.02
7KN2780-0CE00-0YC0 | PAC/3WL/3VA PCS 7 LIB. V9.1 RT LICENSE | 1394.87
7MF7901-3AB | Cover gasket TF/TS single chamber | 46.84
8MF1111-0AA00-0EX0 | SIVACON 2000mm x 800mm x 400mm | 3070.64
8MF1111-0AA00-0EX3 | SIVACON 2000mm x 800mm x 600mm | 4017.67
8MF1111-0AA00-0FA0 | SIVACON 2000mm x 600mm x 500mm | 2568.43
8MF1111-0AA00-0FA8 | SIVACON 2200mm x 900mm x 600mm | 4519.87
8MF1111-0AA00-0FF2 | SIVACON 2000mm x 600mm x 500mm | 2568.43
8MF1111-0AA00-0FF6 | SIVACON 2200mm x 900mm x 1000mm | 5237.31
8MF1111-0AA00-0FJ5 | SIVACON 2000mm x 600mm x 500mm | 2568.43
8MF1111-0AA00-0FK5 | SIVACON 2000mm x 800mm x 600mm | 3759.38
8MF1111-0AA00-0FM5 | SIVACON 2000mm x 1200mm x 600mm | 3917.22
8MF1111-0AA00-0FN7 | SIVACON 1800mm x 800mm x 800mm | 3328.93
8MF1111-0AA00-0FP1 | SIVACON 1800mm x 1000mm x 400mm | 3658.95
8MF1111-0AA00-0FR6 | SIVACON 1800mm x 800mm x 400mm | 2898.46
8MF1111-0AA00-0FS5 | SIVACON 2200mm x 800mm x 800mm | 3802.43
8MF1111-0AA00-0FV8 | SIVACON 2000mm x 800mm x 600mm | 3070.64
8MF1111-0AA00-0GA3 | SIVACON 2000mm x 1200mm x 1000mm | 1277.04
8MF1111-0AA00-0GC8 | SIVACON 2200mm x 1200mm x 500mm | 4032.01
8MF1111-0AA00-0FL8 | SIVACON 2000mm x 900mm x 600mm | 3601.54
8MF1111-0AA00-0FM6 | SIVACON 2000mm x 600mm x 600mm | 2548.45
8MF1111-0AA00-0FP5 | SIVACON 2000mm x 600mm x 600mm | 2783.67
8MF1111-0AA00-0FQ8 | SIVACON 1800mm x 600mm x 600mm | 2754.97
8MF1111-0AA00-0FT0 | SIVACON 2000mm x 800mm x 800mm | 3128.03
8MF1111-0AA00-0FT8 | SIVACON 2000mm x 800mm x 800mm | 3658.95
8MF1111-0AA00-0FW4 | SIVACON 2000mm x 1200mm x 600mm | 4146.8
8MF1111-0AA00-0GB0 | SIVACON 2200mm x 900mm x 400mm | 3400.66
8MF1111-0AA00-0GD5 | SIVACON 2200mm x 900mm x 600mm | 4749.45
8MF1111-0AA00-0GE1 | SIVACON 2200mm x 1000mm x 800mm | 3199.78
8WH1201-0AM00 | TB Insta 35 mm2 grey screw | 9.03
BVP:662537 | +BD2A-400-EI120-BY* | 1009.7
BVP:662543 | +BD2C-400-EI90-BY* | 855.49
BVP:662567 | BD2-PLT-REP | 1173.94
BVP:662580 | BD2A-400-EE-DC | 838.34
BVP:662581 | BD2A-400-EE-EBAL-DC | 838.34
BVP:662586 | BD2A-1000-EE-EBAL-DC | 1363.39
BVP:662636 | BD2-AK023/3A321C-PAC-RCCB-3CEE323 | 2271.25
BVP:662650 | BD2-AK023/3RCBO-321NC-3CEE323 | 1681.95
BVP:662660 | BD2-AK023/3A321C-3CEE323 | 1212.73
BVP:662450 | BD2-AK03/LSD-3VA21-M-100-3-ET350 | 1713.41
BVP:662454 | BD2-AK03/LSD-3VA21-M-040-3-ET350 | 1582.46
BVP:662442 | BD2-AK03/LSD-3VA11-S-125-3-TM240 | 1502.92
BVP:662451 | BD2-AK03/LSD-3VA21-M-100-4-ET350 | 1925.15
6SL3550-0XE00-3AA0 | G115D MM IP65/66 380..480V 0,37kW FSA C2 | 1224.35
6SL3550-0XB00-7AA0 | G115D MM IP65/66 380..480V 0,75kW FSA C2 | 1207.32
6SL3550-0XC04-0AA0 | G115D MM IP65/66 380...480V 4kW FSB C2 | 2013.22
6SL3550-0XA21-1AA0 | G115D MM IP65/66 380...480V 1,1kW FSA C2 | 1111.82
6SL3550-0XA23-0AA0 | G115D MM IP65/66 380...480V 3kW FSB C2 | 1663.98
7MB8000-7CB | Purge gas control unit with Display | 16361.81
7MH5111-5AD01 | SIWAREX WL270 CP-S SC 10t C3 Ex | 1346.75
6SL3550-0XD03-0AA0 | G115D MM IP65/66 380...480V 3kW FSB C2 | 1796.81
6SL3550-0XA80-5AA0 | G115D MM IP65/66 380..480V 0,55kW FSA C2 | 1113
6SL3550-0XD21-5AA0 | G115D MM IP65/66 380...480V 1,5kW FSA C2 | 1319.26
6SL3550-0XB22-2AA0 | G115D MM IP65/66 380...480V 2,2kW FSB C2 | 1535.65
6SL3550-0XC01-1AA0 | G115D MM IP65/66 380...480V 1,1kW FSA C2 | 1244.65
6SL3550-0XA20-3AA0 | G115D MM IP65/66 380..480V 0,37kW FSA C2 | 1029.74
7MH5707-4PA01 | SIWAREX WL230 SB mounting unit 5t | 741.18
7VV3003-5CG32-ZG11 | SICROWBAR 1600V/2,5KA | 10552.99
7VV3003-5GG32-ZG11 | SICROWBAR 2600V/5,8KA | 12174.04
7NG4131-1AA00 | SITRANS I200 OUTPUT ISOLATOR HART | 296.19
8MF1111-0AA00-0EX4 | SIVACON 2200mm x 1200mm x 1000mm | 4146.8
8MF1111-0AA00-0EY3 | SIVACON 2000mm x 600mm x 500mm | 2568.43
8MF1111-0AA00-0FC3 | SIVACON 2000mm x 1200mm x 600mm | 3902.88
8MF1111-0AA00-0FC7 | SIVACON 2200mm x 800mm x 600mm | 3529.81
8MF1111-0AA00-0FF7 | SIVACON 2200mm x 600mm x 400mm | 2711.92
8MF1111-0AA00-0FG3 | SIVACON 2200mm x 800mm x 800mm | 698.79
8MF1111-0AA00-0FK6 | SIVACON 2000mm x 800mm x 600mm | 4677.7
A5E36460697 | Viessmann IPC COL WinCC RT Adv. 2K PT | 1604.27
BVP:662456 | BD2-AK03/LSD-3VA21-M-063-3-ET350 | 1542.07
BVP:662464 | BD2-AK04/LSM-3VA12-S-200-3-TM240 | 4735.14
A5E50917465 | SPARE,MANIFOLD,5VALVE,SS,GRAPHITE,CRN | 511.58
BVP:662574 | BD2-AK06/LSD-3VA25-M-630-3-ET350-T | 7940.46
BVP:662590 | BD2-AK03/LSD-3VA10/EZ/F-A98347 | 893.43
BVP:662596 | BD2-ColRAL* | 1428.25
6RA8085-6GV62-0AA0-ZG00S01 | SINAMICS DCM DC CONVERTER | 15444.1
6SL3550-0XA43-0AA0 | G115D MM IP65/66 380...480V 3kW FSB C2 | 1663.98
6SL3550-0XA44-0AA0 | G115D MM IP65/66 380...480V 4kW FSB C2 | 1880.4
6SL3550-0XD01-5AA0 | G115D MM IP65/66 380...480V 1,5kW FSA C2 | 1319.26
6SL3550-0XD02-2AA0 | G115D MM IP65/66 380...480V 2,2kW FSB C2 | 1535.65
6SL3550-0XE21-5AA0 | G115D MM IP65/66 380...480V 1,5kW FSA C2 | 1381.06
6SL3550-0XE23-0AA0 | G115D MM IP65/66 380...480V 3kW FSB C2 | 1858.59
6SL3550-0XE24-0AA0 | G115D MM IP65/66 380...480V 4kW FSB C2 | 2075
6SL3550-0XB24-0AA0 | G115D MM IP65/66 380...480V 4kW FSB C2 | 2013.22
7MH5111-5MD00 | SIWAREX WL270 CP-S SC 40t C3 | 1346.75
7MH5111-6AD01 | SIWAREX WL270 CP-S SC 100t C3 Ex | 2019.44
7MH5113-3DE00 | Siwarex WL280 RN-S SA 130kg C4 | 1452.06
7MF9411-5BA-ZK36 | 3-way valve block DN 5 | 264.61
8MF1111-0AA00-0EW3 | SIVACON 2200mm x 600mm x 600mm | 3084.99
8MF1111-0AA00-0EW5 | SIVACON 2200mm x 900mm x 600mm | 3673.29
8MF1111-0AA00-0EW7 | SIVACON 1800mm x 600mm x 500mm | 3271.53
8MF1111-0AA00-0EX8 | SIVACON 2000mm x 800mm x 600mm | 4132.46
8MF1111-0AA00-0GE0 | SIVACON 1800mm x 600mm x 500mm | 2568.43
8MF1111-0AA00-0GE6 | SIVACON 2000mm x 600mm x 500mm | 2582.79
8MF1111-0AA00-0GF5 | SIVACON 1800mm x 1200mm x 400mm | 3285.87
8MF1111-0AA00-0GF8 | SIVACON 1800mm x 600mm x 400mm | 1980.14
8WH1201-0AM01 | TB Insta 35 mm2 blue screw | 9.03
8WH1201-0BJ01 | N-Insulation TB Insta 10 mm2 blue screw | 5.09
A5E50369955 | FCT030 Remote NonEX Profibus, M20 | 3381.93
A5E50369959 | FCT030 Remote NonEX Modbus, M20 | 3381.93
A5E50369972 | FCT030 Remote EX HART passive, M20 | 3102.38
A5E50369974 | FCT030 Remote EX Profibus, M20 | 3480.17
BVP:662492 | BD2-AK05/LSD-3VA24-M-400-3-F | 2978.9
BVP:662497 | BD2-AK05/LSM-3VA13-M-400-4-TM240 | 8232.96
BVP:662498 | BD2-AK05/LSD-3VA13-S-400-4-TM240 | 5918.62
BVP:662499 | BD2-AK05/LSD-3VA13-M-400-4-TM240 | 6318.83
BVP:662455 | BD2-AK03/LSD-3VA21-M-040-4-ET350 | 1840.7
8MF1111-0AA00-0EV8 | SIVACON 2000mm x 600mm x 500mm | 2568.43
8MF1111-0AA00-0FC8 | SIVACON 2000mm x 400mm x 400mm | 2195.37
8MF1111-0AA00-0FD0 | SIVACON 2000mm x 1200mm x 400mm | 3759.38
8MF1111-0AA00-0FD1 | SIVACON 2000mm x 400mm x 400mm | 2195.37
8MF1111-0AA00-0FD8 | SIVACON 2000mm x 800mm x 800mm | 5667.77
8MF1111-0AA00-0FL6 | SIVACON 2000mm x 800mm x 600mm | 3199.78
8MF1111-0AA00-0FL7 | SIVACON 1800mm x 800mm x 600mm | 3386.32
8MF1111-0AA00-0FM0 | SIVACON 2000mm x 1000mm x 600mm | 3960.26
8MF1111-0AA00-0FM1 | SIVACON 2000mm x 900mm x 600mm | 3601.54
8MF1111-0AA00-0FT3 | SIVACON 2000mm x 800mm x 800mm | 3788.08
8MF1111-0AA00-0FT6 | SIVACON 2000mm x 600mm x 800mm | 2654.54
8MF1111-0AA00-0FU2 | SIVACON 2000mm x 600mm x 800mm | 2154.36
8MF1111-0AA00-0FU5 | SIVACON 2200mm x 1000mm x 800mm | 5007.74
8MF1111-0AA00-0FW2 | SIVACON 2200mm x 900mm x 400mm | 667.22
8MF1111-0AA00-0GF1 | SIVACON 2000mm x 900mm x 500mm | 3257.18
8MF1111-0AA00-0GF7 | SIVACON 1800mm x 600mm x 400mm | 2008.83
7NG0320-0BA00-0AA0-ZC20 | Sitrans TR320 Temperature transmitter | 534.58
8MF1111-0AA00-0EV5 | SIVACON 2000mm x 600mm x 500mm | 2568.43
8MF1111-0AA00-0FB6 | SIVACON 2000mm x 1200mm x 400mm | 2927.15
8MF1111-0AA00-0FB7 | SIVACON 2000mm x 1200mm x 800mm | 4290.3
8MF1111-0AA00-0FC5 | SIVACON 2200mm x 1000mm x 600mm | 6442.62
8MF1111-0AA00-0FD5 | SIVACON 2200mm x 900mm x 400mm | 3745.04
8MF1111-0AA00-0FE4 | SIVACON 2000mm x 800mm x 800mm | 3802.43
8MF1111-0AA00-0FL0 | SIVACON 2000mm x 1200mm x 600mm | 5079.47
8MF1111-0AA00-0FL1 | SIVACON 2200mm x 800mm x 600mm | 3285.87
8MF1111-0AA00-0FL4 | SIVACON 2000mm x 800mm x 400mm | 2324.5
8MF1111-0AA00-0FM2 | SIVACON 2000mm x 800mm x 400mm | 2826.72
8MF1111-0AA00-0FT7 | SIVACON 2000mm x 800mm x 800mm | 3788.08
8MF1111-0AA00-0FU3 | SIVACON 2000mm x 1200mm x 800mm | 4017.67
8MF1111-0AA00-0FU6 | SIVACON 2200mm x 1000mm x 800mm | 5007.74
8MF1111-0AA00-0FV0 | SIVACON 2000mm x 1200mm x 500mm | 3673.29
8MF1111-0AA00-0FN0 | SIVACON 2000mm x 600mm x 600mm | 2548.45
8MF1111-0AA00-0FN1 | SIVACON 2000mm x 800mm x 600mm | 2970.21
8MF1111-0AA00-0FN8 | SIVACON 1800mm x 600mm x 800mm | 3142.39
8MF1111-0AA00-0FP2 | SIVACON 2200mm x 1200mm x 400mm | 1535.33
8MF1111-0AA00-0FU4 | SIVACON 2200mm x 900mm x 600mm | 7647.91
8MF1111-0AA00-0FU7 | SIVACON 2200mm x 900mm x 400mm | 3357.62
8MF1111-0AA00-0FV2 | SIVACON 2200mm x 1000mm x 800mm | 4878.59
8MF1111-0AA00-0FV5 | SIVACON 2000mm x 800mm x 600mm | 2998.9
8MF1111-0AA00-0FW0 | SIVACON 2000mm x 1000mm x 400mm | 3300.23
8MF1111-0AA00-0GE7 | SIVACON 2000mm x 600mm x 500mm | 2582.79
8MF1111-0AA00-0GF0 | SIVACON 2000mm x 600mm x 500mm | 2582.79
8MF1111-0AA00-0GF2 | SIVACON 2000mm x 900mm x 500mm | 3242.82
8MF1111-0AA00-0GF4 | SIVACON 1800mm x 800mm x 400mm | 2726.27
BVP:662545 | +BD2C-400-EI120-BY* | 1028.04
BVP:662549 | BD2A-3-400-SO-1-A60 | 1827.23
BVP:257168 | #NAME? | 280.26
BVP:662643 | BD2-AK023/A323NC-PAC-CEE325 | 1972.75
BVP:662649 | BD2-AK023/A163C-RCCB-CEE165 | 1310.77
BVP:662395 | BD2-AK1/3A161B/3SD163A21810 | 357.37
BVP:662445 | BD2-AK03/LSD-3VA11-M-040-3-TM240 | 1136.97
BVP:662446 | BD2-AK03/LSD-3VA11-S-063-3-TM240 | 1079.45
BVP:662443 | BD2-AK03/LSD-3VA11-M-125-3-TM240 | 1534.73
BVP:662444 | BD2-AK03/LSD-3VA11-S-040-3-TM240 | 1110.05
6SL3501-1BE36-0BA0 | SINAMICS G115D BRAKE RES. FSB 600W cont. | 596.96
6SL3550-0XA42-2AA0 | G115D MM IP65/66 380...480V 2,2kW FSB C2 | 1402.82
6SL3550-0XA60-3AA0 | G115D MM IP65/66 380..480V 0,37kW FSA C2 | 1090.62
6SL3550-0XD20-7AA0 | G115D MM IP65/66 380..480V 0,75kW FSA C2 | 1207.32
6SL3550-0XH20-7AA0 | G115D MM IP65/66 380..480V 0,75kW FSA C2 | 1283.44
6SL3550-0XC23-0AA0 | G115D MM IP65/66 380...480V 3kW FSB C2 | 1796.81
6XV1870-8AN40 | IE Connecting Cable M12-180/M12-180 40 m | 254.8
6SL3501-1BE36-0CA0 | SINAMICS G115D BRAKE RES. FSC 600W cont. | 805.88
6SL3550-0XA61-1AA0 | G115D MM IP65/66 380...480V 1,1kW FSA C2 | 1172.7
6SL3550-0XA61-5AA0 | G115D MM IP65/66 380...480V 1,5kW FSA C2 | 1247.32
6SL3550-0XH21-1AA0 | G115D MM IP65/66 380...480V 1,1kW FSA C2 | 1320.74
6SL3550-0XD00-5AA0 | G115D MM IP65/66 380..480V 0,55kW FSA C2 | 1184.96
6SL3550-0XD01-1AA0 | G115D MM IP65/66 380...480V 1,1kW FSA C2 | 1244.65
6SL3550-0XH21-5AA0 | G115D MM IP65/66 380...480V 1,5kW FSA C2 | 1395.38
7MF7906-3AB | M12 plug + mating connect., SST | 222.83
7MH5111-5QD01 | SIWAREX WL270 CP-S SC 60t C3 Ex | 1421.75
7MH5118-2PE30 | SIWAREX WL260 SP-S SC 50kg C4 MR M12 | 1030.81
7MF9411-5BA-ZK36M12 | 3-way valve block DN 5 | 302.6
8MF1111-0AA00-0EV7 | SIVACON 2200mm x 900mm x 600mm | 4921.63
8MF1111-0AA00-0EW2 | SIVACON 2000mm x 600mm x 600mm | 2094.93
8MF1111-0AA00-0EW6 | SIVACON 1800mm x 1000mm x 500mm | 4118.1
8MF1111-0AA00-0FD3 | SIVACON 2000mm x 400mm x 400mm | 2195.37
8MF1111-0AA00-0FD6 | SIVACON 2000mm x 600mm x 400mm | 2711.92
8MF1111-0AA00-0FE0 | SIVACON 2000mm x 800mm x 800mm | 4017.67
8MF1111-0AA00-0FE1 | SIVACON 2000mm x 1200mm x 500mm | 3630.25
A5E46656841 | Viessmann IPC COL WinCC RT Adv. 4K PT | 5052.78
A5E50369920 | FCT030 Compact NonEx HART, M20 | 2582.79
A5E50917466 | SPARE,COOLING ADAPTOR,1/2NPT,SS,CRN | 450.64
BVP:662606 | BD2-AK03/A63-3-PAC22-PLT | 3212.66
BVP:662634 | BD2-AK023/3A401C-PAC-3RCBO321NC-3CEE323 | 2494.85
7ML5727-5ZC12-0AA0J2A | SITRANS LPS200 - CABLE EXTENSION | 910.62
7NG0410-0BA00-0NA0-ZC20 | Sitrans TH420 Temperature transmitter | 588.26
8MF1111-0AA00-0FB1 | SIVACON 2200mm x 900mm x 600mm | 4519.87
8MF1111-0AA00-0FB8 | SIVACON 2200mm x 900mm x 600mm | 4778.15
8MF1111-0AA00-0FC4 | SIVACON 1800mm x 600mm x 600mm | 1894.05
8MF1111-0AA00-0FD4 | SIVACON 2200mm x 900mm x 400mm | 3615.9
8WH1201-0CM07 | PE-Klemme Insta 35 mm2 YE/GN screw | 14.7
8WH9005-3PB00 | Cover Insta | 0.84
BVP:662471 | BD2-AK04/LSD-3VA12-M-250-3-TM240 | 3441.52
A5E50640516 | MAG 3100 Grounding ring, DN 32 (1 1/4") | 160.61
A5E50917457 | SPARE,MANIFOLD,3VALVE,SS,PTFE,CRN | 363.24
A5E50917459 | SPARE,MANIFOLD,BB,1/2NPT,SS,GRAPHITE,CRN | 147.55
BVP:662524 | BD2-LABEL-DC | 2.45
BVP:662526 | BD2-AK03/EE-125-/F | 684.14
BVP:662527 | BD2-AK04/EE-250-/F | 1848.04
BVP:662530 | BD2-JBC | 110.14
BVP:662573 | BD2-AK05/LSD-3VA24-M-400-3-ET350-T | 6689.66
7MF9411-5BA-ZK46M22 | 3-way valve block DN 5 | 397.55
7ML1115-2BD30 | ECHOMAX XPS-10 TRANSDUCER | 997.18
7VV3003-5AG32-ZG11 | SICROWBAR 800V/2,5KA | 10488.15
7ML5725-6ZC12-2AB0J2A | SITRANS LPS200, COMPACT | 723.18
8MF1111-0AA00-0EX6 | SIVACON 2000mm x 600mm x 400mm | 2783.67
8MF1111-0AA00-0EY8 | SIVACON 1800mm x 1000mm x 500mm | 3931.58
8MF1111-0AA00-0FA4 | SIVACON 1800mm x 1000mm x 400mm | 1850.99
8MF1111-0AA00-0FA7 | SIVACON 2200mm x 900mm x 600mm | 3572.86
8MF1111-0AA00-0FG1 | SIVACON 2000mm x 800mm x 800mm | 4089.42
8MF1111-0AA00-0FG4 | SIVACON 2000mm x 900mm x 600mm | 2726.27
8MF1111-0AA00-0FH0 | SIVACON 2200mm x 900mm x 500mm | 3572.86
8MF1111-0AA00-0FH1 | SIVACON 2000mm x 800mm x 400mm | 3084.99
8MF1111-0AA00-0FQ6 | SIVACON 1800mm x 600mm x 600mm | 2998.9
8MF1111-0AA00-0FQ7 | SIVACON 1800mm x 600mm x 600mm | 3056.3
8MF1111-0AA00-0FR2 | SIVACON 2000mm x 900mm x 400mm | 3199.78
8MF1111-0AA00-0FR3 | SIVACON 2000mm x 900mm x 400mm | 3199.78
8MF1111-0AA00-0GC3 | SIVACON 2000mm x 600mm x 400mm | 1310.04
8MF1111-0AA00-0GC7 | SIVACON 2200mm x 1200mm x 500mm | 3831.13
8MF1111-0AA00-0GD1 | SIVACON 2200mm x 800mm x 500mm | 3458.07
8MF1111-0AA00-0GD3 | SIVACON 2200mm x 900mm x 600mm | 4519.87
6XV1878-5HN30 | IE TP Cord M12-180/M12-180 (4x2, 30 m) | 349.43
7MB8000-7CA | Purge gas control unit without Display | 14286.34
7ME3410-2DC00-3BA3-ZV02 | SITRANS FUE380 | 4284.45
7ME3410-2HC00-4BA3-ZV02 | SITRANS FUE380 | 4840.27
8MF1111-0AA00-0EX7 | SIVACON 1800mm x 600mm x 500mm | 3156.73
8MF1111-0AA00-0EY2 | SIVACON 2200mm x 800mm x 800mm | 4979.04
8MF1111-0AA00-0EY5 | SIVACON 2000mm x 600mm x 500mm | 2568.43
8MF1111-0AA00-0EY6 | SIVACON 2000mm x 600mm x 500mm | 2568.43
8MF1111-0AA00-0FG8 | SIVACON 2000mm x 900mm x 400mm | 3328.93
8MF1111-0AA00-0FH5 | SIVACON 1800mm x 800mm x 400mm | 3472.41
8MF1111-0AA00-0FH8 | SIVACON 2000mm x 800mm x 800mm | 5093.83
8MF1111-0AA00-0FJ2 | SIVACON 2000mm x 800mm x 800mm | 4318.98
8MF1111-0AA00-0FP8 | SIVACON 2200mm x 1200mm x 600mm | 4318.98
8MF1111-0AA00-0FQ0 | SIVACON 2000mm x 1000mm x 600mm | 3271.53
8MF1111-0AA00-0FQ1 | SIVACON 2200mm x 1200mm x 600mm | 4318.98
8MF1111-0AA00-0FQ4 | SIVACON 1800mm x 600mm x 400mm | 2611.49
8MF1111-0AA00-0GA6 | SIVACON 2200mm x 800mm x 800mm | 4979.04
8MF1111-0AA00-0GB2 | SIVACON 2200mm x 900mm x 400mm | 3443.71
8MF1111-0AA00-0GB4 | SIVACON 2200mm x 800mm x 800mm | 3831.13
8MF1111-0AA00-0GB5 | SIVACON 2200mm x 800mm x 800mm | 3831.13
8MF1111-0AA00-0FR1 | SIVACON 2000mm x 900mm x 400mm | 3199.78
8MF1111-0AA00-0FR4 | SIVACON 2200mm x 800mm x 800mm | 4175.51
8MF1111-0AA00-0FS2 | SIVACON 1800mm x 1000mm x 400mm | 3357.62
8MF1111-0AA00-0FS3 | SIVACON 2000mm x 800mm x 400mm | 2826.72
8MF1111-0AA00-0GB6 | SIVACON 2200mm x 900mm x 400mm | 3357.62
8MF1111-0AA00-0GC4 | SIVACON 2200mm x 900mm x 800mm | 4376.39
8MF1111-0AA00-0GC5 | SIVACON 2200mm x 1200mm x 800mm | 7561.82
8MF1111-0AA00-0GD4 | SIVACON 2200mm x 900mm x 600mm | 4864.24
8WH1201-0CK07 | PE-Terminal Insta 16 mm2 YE/GN screw | 8.82
BVP:662515 | BD2-AK03/LSD-3VA11-M-125-4-TM240 | 1862.72
BVP:662522 | BD2-AK04/LSD-3VA12-M-250-4-F | 1697.51
BVP:662528 | BD2-AK05/EE-400-/F | 2227.44
BVP:662550 | BD2A-3-630-SO-1-A60 | 2176.03
BVP:662551 | BD2A-3-800-SO-1-A60 | 2507.7
BVP:662556 | BD2-AK06/LSD-3VA15-M-630-4-TM240 | 7388.49
BVP:662587 | BD2A-1000-EE-KR-DC | 1695.06
BVP:662599 | +BD2A-1000-EI90-SLBX* | 845.7
BVP:662600 | +BD2A-400-EI120-SLBX* | 1009.7
BVP:662632 | BD2-AK023/3A161C-PAC-RCCB-3CEE163 | 2446.39
BVP:662666 | BD2-AK023/3A321NC-PAC | 1935.3
BVP:662668 | BD2-AK023/3A321C-PAC | 1916.58
BVP:661391 | BD2-400-EK | 290.05
6SL3550-0XB21-5AA0 | G115D MM IP65/66 380...480V 1,5kW FSA C2 | 1319.26
6SL3550-0XE22-2AA0 | G115D MM IP65/66 380...480V 2,2kW FSB C2 | 1597.45
6SL3550-0XC00-7AA0 | G115D MM IP65/66 380..480V 0,75kW FSA C2 | 1207.32
6SL3550-0XC02-2AA0 | G115D MM IP65/66 380...480V 2,2kW FSB C2 | 1535.65
7MH5707-4GE00 | SIWAREX WL230 SB guide element 2t | 327.81
6SL3550-0XD24-0AA0 | G115D MM IP65/66 380...480V 4kW FSB C2 | 2013.22
6SL3550-0XA84-0AA0 | G115D MM IP65/66 380...480V 4kW FSB C2 | 1941.26
6SL3550-0XE01-5AA0 | G115D MM IP65/66 380...480V 1,5kW FSA C2 | 1381.06
6SL3550-0XE03-0AA0 | G115D MM IP65/66 380...480V 3kW FSB C2 | 1858.59
6XV1870-8AN30 | IE Connecting Cable M12-180/M12-180 30 m | 203.83
7MH5707-4AA01 | SIWAREX WL230 SB mounting unit 1t | 560.8
7VV3003-5JG32-ZG11 | SICROWBAR 1600V/10,5KA | 18431.19
7NG0310-0BA00-0AA0-ZC20 | Sitrans TH320 Temperature transmitter | 497.68
7NG0320-0BA00-0NA0-ZC20 | Sitrans TR320 Temperature transmitter | 586.02
7NG0410-0BA00-0AA0-ZC20 | Sitrans TH420 Temperature transmitter | 536.82
8MF1111-0AA00-0EY7 | SIVACON 2000mm x 800mm x 500mm | 2726.27
8MF1111-0AA00-0FA2 | SIVACON 2000mm x 600mm x 400mm | 2711.92
8MF1111-0AA00-0FA5 | SIVACON 2000mm x 800mm x 600mm | 2697.58
8MF1111-0AA00-0FB4 | SIVACON 2200mm x 900mm x 600mm | 4376.39
8MF1111-0AA00-0FG5 | SIVACON 2000mm x 900mm x 600mm | 3300.23
8MF1111-0AA00-0FH2 | SIVACON 1800mm x 600mm x 600mm | 3056.3
8MF1111-0AA00-0FH3 | SIVACON 2000mm x 900mm x 600mm | 3244.7
8MF1111-0AA00-0FJ6 | SIVACON 2000mm x 600mm x 600mm | 2711.92
8MF1111-0AA00-0FJ7 | SIVACON 1800mm x 800mm x 400mm | 2683.22
8WH9141-0BC01 | Carrier Insta for screw | 0.82
BVP:662485 | BD2-AK05/LSM-3VA13-M-400-3-TM240 | 7164.53
A5E50640502 | MAG 3100 Grounding ring, DN 32 (1 1/4") | 111.6
A5E50686943 | SPARE,MANIFOLD DBL BB,CAFMSAN4N4A,CRN | 476.3
BVP:662491 | BD2-AK05/LSD-3VA24-M-400-4-ET350 | 6835.31
BVP:662500 | BD2-AK06/LSM-3VA14-S-630-3-TM240 | 8299.05
BVP:662501 | BD2-AK06/LSM-3VA14-M-630-3-TM240 | 8493.65
BVP:662506 | BD2-AK06/LSM-3VA14-S-630-4-TM240 | 8732.31
BVP:662513 | BD2-AK03/LSD-3VA11-M-080-4-TM240 | 1374.4
BVP:662576 | BD2-PLT-KIT-CT1-AK05 | 2125.85
BVP:662577 | BD2-PLT-KIT-CT1-AK06 | 2125.85
BVP:662582 | BD2A-400-EE-KR-DC | 1081.9
BVP:662588 | BD2A-1000-EE-KR-EBAL-DC | 1695.06
BVP:662658 | BD2-AK023/3A321NC-3CEE323 | 1256.78
BVP:662604 | +BD2C-400-EI120-SLBX* | 1028.04
BVP:662633 | BD2-AK023/A163C-RCCB-PAC-CEE165 | 2049.85
BVP:662635 | BD2-AK023/A323NC-RCCB-PAC-CEE325 | 2096.13
BVP:662639 | BD2-AK023/A163NC-PAC-CEE165 | 1945.21
6AG4141-3BA37-0DA0 | SIMATIC IPC427E (MicroBOX PC) | 3538.71
6DR5223-0FN00-0AA9R2B | SIPART PS2 4 wire with Hart DA alu | 2402.46
6ES7146-5FF00-0BA0 | ET 200AL, F-DI 4+F-DQ 2x24VDC/2A, 4xM12 | 745.93
6ES7228-1RC52-0AA0 | POWER SIGNAL BOOSTER PSB-S | 1982.59
6ES7651-5GX04-0YA5 | PDM MAINTENANCE STATION BASIC V4.0 | 13363.81
6ES7652-7EX68-2YH0 | PCS 7 INFORM. SERVER BASIC PACK. V9.1 DL | 5594.21
6ES7657-5XX68-0YF0 | PCS 7 UG PACK BATCH SERVER V8.X -> V9.1 | 5983.45
6ES7658-1ET17-0YH5 | SIMATIC STEP 7 CFC V17.0 adv ES DL | 2275.73
6ES7657-0AX68-0YB5 | PCS 7 SIMATIC BATCH RECIPE SYSTEM V9.1 | 11946.75
6ES7658-2AA68-0YA0 | PCS 7 OS SW SINGLE STATION V9.1 (PO 100) | 11630.4
6AV2104-4BB07-0AE0 | WinCC RT Advanced 128 V17 Upgrade | 288.9
6AV2104-4BB07-0AK0 | WinCC RT Advanced 128 V17 Upgrade DL | 261.16
6AV2104-4HH07-0AE0 | WinCC RT Advanced 4096 V17 Upgrade | 2163.28
6AV2105-0BA07-0AA0 | WinCC Runtime Professional 128, V17 | 5153.84
6AV2105-0MA07-0AH0 | WinCC Runtime Prof 65536, V17 DL | 12835.86
6AV2105-3HH07-0AK0 | UpG WinCC RT Prof 4096 V11/16->V17 DL | 3834.5
6AV2101-4AB07-0AK5 | WinCC Comfort V17 Upgrade DL | 1624.79
6AV2104-3DD07-0AE0 | WinCC RT Advanced 512 V17 Upgrade | 935.78
6AV2102-3AA07-0AE5 | WinCC Advanced V17 Upgrade | 1548.42
6AV2105-0KA07-0AH0 | WinCC Runtime Prof 8192, V17 DL | 10439.28
6AV2105-2PR00-0BD0 | PP WinCC RT Prof 102400->153600 | 4905.86
6AV2105-0PA07-0AA0 | WinCC Runtime Prof 102400, V17 | 20251.4
6AV2107-3PX07-0AH5 | Visualization Architect UPGR V16->V17 DL | 3035.1
6AV2107-4DB07-0AE0 | UpG WinCC 7.3/7.5->RT Prof CL V17 | 1962.75
6AV2153-0XB20-0AB5 | WinCC Unified ES 100k->maxPP V16..V17 | 3832.57
6AV2108-0AB07-0AH5 | Energy Suite V17, Engineering DL | 810.77
6AV2107-0PX07-0AA7 | Visualization Architect V17, Trial | 55.25
6AV2153-2FB31-7AA5 | WinCC Unified PC ES 10kPTUG V16->V17 | 1519.17
6AV7251-3EB05-0FA0 | SIMATIC IPC477E PRO, 19 MTouch | 6809.25
6AV7863-1MA10-2AA0 | SIMATIC Flat Panel 12" MT V2 Extended | 2219.03
6AV7285-6HN10-0AA0 | SIMATIC IFP1500 V2 4:3 extended | 2589.63
6AV7285-7PC20-0SE0 | Schaeffler SMB - Panel 15" PF | 6065.1
6BK1000-5HT00-0AA0 | SIMATIC IPC427E HZ | 22349.91
6AV7675-4GK50-0GC0 | Cable- Set for IFP2200 INOX 5m | 1366.08
6AV7675-8GC00-0AS0 | Cable set for IPC477E 15"/19" | 26.27
6BK1800-6BR50-0AA0 | customer-specific IPC647E BR | 8238.52
6DL8913-0JK30-0AK5 | SIMIT 1 VC UG V10.2-> V10.3 (FULL) DL | 3736.98
6DL8913-0DK30-0AK5 | SIMIT SP V10.3 UG ENG.XL V10.2->V10.3 DL | 21349.76
6BK1800-0TR20-0AA0 | Panel PC USB Interface SB103 | 264.46
6DL5436-8AX68-0XA0 | CEMAT SW, ENGINEERING V9.1 | 6132.66
6DL1132-6EB00-0HX1 | ET 200SP HA, EX-DQ 2x23,1VDC/20MA | 340.08
6EP4134-0JA00-0AY0-ZA03 | SITOP BAT1600/BATT.MODUL/24V/7.5AH | 1042.74
6ES7212-0AA63-0AB2 | SIMATIC EMS630 PDS | 6615.03
6ES7647-8BB31-0NA1 | SIMATIC IPC227E (Nanobox PC) | 2782.13
6ES7651-8AX68-0YK5 | PCS 7 UG PACK ENGINEERING V9.0->V9.1 DL | 4176.93
6ES7650-0VG68-1YX0 | SIMATIC PCS CLIENT 477E (HDD) | 7009.87
6ES7651-5AA68-6CA0 | PCS 7 ES SGL STAT. SN ASIA V9.1 (PO 250) | 11985.47
6ES7651-5AX68-0CE5 | PCS 7 UG ENGINEERING ASIA V8.X -> V9.1 | 6960.57
6ES7652-7BX68-2YB0 | PCS 7 PROCESS HISTORIAN BASIC PACK V9.1 | 16015.59
6ES7658-7DX68-0YH5 | PCS 7 ROUTE CONTROL ENGINEERING V9.1 DL | 10571.19
6ES7658-3MD78-0YA5 | SIMATIC PDM, PCS 7 - FF V9.2 (100 TAG) | 31607.19
6ES7657-0MX68-2YB0 | PCS 7 SIMATIC BATCH API V9.1 | 11946.75
6ES7658-2HX68-2YB0 | PCS 7 WEB DIAGNOSE SERVER V9.1 | 1414.28
6ES7658-2AA68-6CA0 | PCS 7 OS SW SINGLE STATION SN ASIA V9.1 | 7490.92
6ES7658-2BA68-0YD0 | PCS 7 SINGLE STATION -> SERVER V9.1 | 10855.84
6ES7658-2BA68-6CE0 | PCS 7 UG PACK OS SRV SN ASIA V8.X->V9.1 | 8314.92
6ES7658-2HX68-2YH0 | PCS 7 WEB DIAGNOSE SERVER V9.1 DL | 1351.37
6ES7658-3CX78-2YB5 | SIMATIC PDM, ROUTING V9.2 | 2573.87
6ES7658-8JB68-2YE0 | PCS 7 LOGIC MATRIX VIEWER UG V9.0->V9.1 | 692.58
6ES7658-3NX78-2YH5 | SIMATIC PDM, EXTENDED V9.2 DL | 1120.65
6ES7658-2CX68-0CB5 | PCS 7 OS SOFTWARE CLIENT ASIA V9.1 | 8252
6ES7661-0JA41-1CA2 | Process Control System IPC647E | 7760.6
6ES7833-1FA17-0YY5 | STEP 7 Safety Advanced V17 Upgr SW DL | 419.5
6ES7810-4CC12-0YA5 | STEP7 V5.7, Floating License | 3501.97
6ES7823-1EE07-0YE5 | TIA Portal Teamcenter Gateway UgV17 DL | 810.77
6ES7823-1FE03-0YA7 | SIMATIC S7-PLCSIM Adv. V4.0 PoC DL | 178.73
6FX5002-2DD40-1AC2 | SIGNAL CABLE, PREASSEMBLED | 148.81
6FX5002-5CS64-1AG0 | POWER CABLE, PREASSEMBLED | 328.54
6FX8002-2AH00-1AA4 | SIGNAL CABLE, PREASSEMBLED, | 101.36
6FX8002-2CA80-1EE0 | SIGNAL CABLE, PREASSEMBLED | 637.49
6FX8002-2CF02-1CF4 | SIGNAL CABLE, PREASSEMBLED, | 430.71
6FX8002-2DC42-1AE1 | SIGNAL CABLE, PREASSEMBLED | 216.05
6FX5008-1BB70-1DC0 | POWER CABLE SOLD BY THE METER | 4597.71
6FX5002-5DN36-1AK0 | POWER CABLE PREASSEMBLED | 342.59
6FX8002-2DC40-1CF0 | SIGNAL CABLE, PREASSEMBLED | 389.61
6FX5012-8QN11-1BF0 | ONE-CABLE-CONNECTION ASSEMBLY | 418.52
6FX8002-5CA15-1BG0 | POWER CABLE, PREASSEMBLED EXT. | 504.11
6FX8002-5CP16-1CB0 | POWER CABLE PREASSEMBLED | 475.83
6FX8002-5CP47-1DA0 | POWER CABLE PREASSEMBLED | 999.65
6FX8002-5DA15-1FA0 | POWER CABLE, PREASSEMBLED EXT. | 1232.56
6FX8002-5CN27-1CA0 | POWER CABLE PREASSEMBLED | 413.79
6FX8002-5DG11-1AC0 | POWER CABLE, PREASSEMBLED | 195.84
6FX8002-5DQ28-1AG0 | POWER CABLE PREASSEMBLED EXT. | 510.04
6FX8002-5SM50-1FA0 | POWER CABLE, PREASSEMBLED | 2386.52
6FX8012-8QN08-1BC0 | ONE-CABLE-CONNECTION ASSEMBLY | 366.06
6FX8022-5CN16-1DA0 | POWER CABLE PREASSEMBLED | 552.63
6FX5002-5DS36-1BE0 | POWER CABLE PREASSEMBLED | 383.03
6FX8002-5CN54-1CD0 | POWER CABLE PREASSEMBLED | 797.5
6FX8002-5CA38-1BG0 | POWER CABLE, PREASSEMBLED EXT. | 637.51
6FX8002-5CR42-1EA0 | POWER CABLE, PREASSEMBLED | 1428.25
6FX8002-5DN06-1GG0 | POWER CABLE PREASSEMBLED | 1136.19
6FX8002-5DQ38-1BD0 | POWER CABLE PREASSEMBLED EXT. | 665.55
6FX8002-5CS17-1BA0 | POWER CABLE PREASSEMBLED | 982.21
6FX8002-7HY11-1CC0 | HYBRID CABLE, PREASSEMBLED | 921.09
6FX8012-8QN08-1BJ0 | ONE-CABLE-CONNECTION ASSEMBLY | 470.6
6GK1704-1BW17-0AA0 | SOFTNET-IE S7 EXTENDED V17 | 8378.35
6GK8751-1JA01-0BK0 | SINEC INS Basic 250 V1.0 SP 1 OSD | 2253.52
6GK5216-3RS00-5AC2 | SCALANCE XC216-3G PoE (DC 54 V) | 4010.21
6RA8091-6FS22-0AA0-ZL21 | SINAMICS DCM DC CONVERTER | 18646.67
6RA8031-6DV62-0AA0-ZG00S01 | SINAMICS DCM DC CONVERTER | 4875.01
6RA8091-6FV62-0AA0-ZG00L21S01 | SINAMICS DCM DC CONVERTER | 24056.61
6RA8000-0MV62-0AA0-ZG00G20L11 | SINAMICS DCM CONTROL MODULE | 12461.24
6GT2700-6CE02 | Transponder RTLS4460T | 630.51
6RA8082-6FS22-0AA0-ZG00L10S01 | SINAMICS DCM DC CONVERTER | 8203.06
6RA8095-4GS22-0AA0-ZG00S01 | SINAMICS DCM DC CONVERTER | 32967.4
6GT2700-6DE33 | Transponder RTLS4060T, ISED | 597.2
6RA8025-6FS22-0AA0-ZG00S01 | SINAMICS DCM DC CONVERTER | 3205.34
6RA8082-6FV62-0AA0-ZL21 | SINAMICS DCM DC CONVERTER | 10572.34
6RA8096-4GV62-0AA0-ZG00L85S01 | SINAMICS DCM DC CONVERTER | 46567.81
6RA8085-6FS22-0AA0-ZG00G20S01 | SINAMICS DCM DC CONVERTER | 11607.59
6RA8087-6FS22-0AA0-ZG00G20 | SINAMICS DCM DC CONVERTER | 14751.75
6RA8087-6FS22-0AA0-ZL21S01 | SINAMICS DCM DC CONVERTER | 14123.04
6GT2791-6AH20 | Cab_Conf for antenna with FME-/RSMA, 2m | 74.08
6ES7652-7AX68-2YB0 | PCS 7 PH AND IS BASIC PACKAGE V9.1 | 20649.47
6ES7652-5DX68-0YF0 | PCS 7 UG PACKAGE WEB SERVER V8.X -> V9.1 | 2304.21
6ES7652-5FX68-0YF0 | PCS 7 UG PACK MAINT. STATION V8.X->V9.1 | 4064.57
6ES7652-5CX68-0YK5 | PCS 7 UG CLIENT SFC VISU V8.X->V9.1 DL | 3979.18
6ES7652-8CX68-0YK5 | PCS 7 UG CLIENT SFC VISU V9.0->V9.1 DL | 2388.11
6ES7657-5XX68-0YK0 | PCS 7 UG PACK BATCH SERVER V8.X->V9.1 DL | 6678.9
6ES7658-0GX68-2YB0 | PCS 7 OPENPCS 7 V9.1 (OS CLIENT) | 2443.54
6ES7658-1ET00-3YH5 | SIMATIC STEP 7 CFC RT CPU (100 Obj.) DL | 262.18
6ES7652-8DX68-0YF0 | PCS 7 UG PACKAGE WEB SERVER V9.0 -> V9.1 | 1238.83
6ES7652-5XX68-0YF0 | PCS 7 UG PACK ROUTE CONTROL V8.X -> V9.1 | 6719.35
6ES7652-7BX68-2YH0 | PCS 7 PH BASIC PACKAGE V9.1 DL | 15285.97
6ES7652-8BX68-0YK0 | PCS 7 UG PACK OS SERVER V9.0 -> V9.1 DL | 4843.63
6ES7652-8CX68-0YF5 | PCS 7 UG CLIENT SFC VISU V9.0->V9.1 | 2139.42
6ES7658-0HX68-2YH0 | PCS 7 OPENPCS 7 V9.1 DL | 7516.4
6ES7658-1ET00-0YV8 | SIMATIC STEP 7 CFC adv SUS DL | 462.95
6ES7658-3HA78-0YH5 | SIMATIC PDM, SINGLE POINT V9.2 (1TAG) DL | 133.33
6ES7658-7EX68-0YF0 | PCS 7 UG ROUTE CTRL CENTER V8.X->V9.1 | 1300.43
6ES7822-1AA07-0YE5 | SIMATIC STEP 7 Prof. Upgrade V17 | 1727.15
6ES7822-1AE07-0YE5 | SIMATIC STEP 7 Prof. Upgrade V17 DL | 1533.81
6ES7661-0KD46-1RE6 | Process Control System IPC647E | 16823.1
6ES7811-0CC08-0YA5 | S7-Graph V5.7, FL, (de,en,fr,es,it) | 1522.36
6ES7823-1BE14-0YA0 | SIMATIC Target V5.0+ODK 1500S Bundle DL | 5270.82
6ES7822-0AA07-0YE5 | SIMATIC STEP 7 Basic Upgrade V17 | 274.59
6ES7840-0CC08-0YA5 | S7-PDIAG V5.7, FL, (de,en,fr,es,it) | 2963.31
6ES7823-1FA03-0YE5 | SIMATIC S7-PLCSIM Advanced Upgr V4.0 | 2318.57
6ES7833-1FA17-0YF5 | STEP 7 Safety Advanced V17 Upgrade | 474.92
6ES7923-3BD00-0HB0 | cable D-SUB/end sleeve shielded 3m | 90.32
6FX5002-2DD40-1BC0 | SIGNAL CABLE, PREASSEMBLED | 217.45
6FX5002-5CN26-1AE4 | POWER CABLE PREASSEMBLED | 273.25
6FX5002-5CN27-1BC0 | POWER CABLE PREASSEMBLED | 249.36
6FX7002-5EX26-1AF5 | POWER CABLE, PREASSEMBLED | 480.35
6ES7823-1BE04-0YA3 | SIMATIC Target V5.0 PoC DL | 131.61
6ES7811-1CC08-0YE5 | S7-SCL V5.7 Upgrade, (de,en,fr,es,it) | 529.26
6FX5002-5CA48-1AG0 | POWER CABLE, PREASSEMBLED,EXT. | 430.34
6FX5002-2DC20-1KA0 | SIGNAL CABLE, PREASSEMBLED | 770.52
6FX5002-5DN06-1AC5 | POWER CABLE PREASSEMBLED | 232.81
6FX5002-5DG23-1CG0 | POWER CABLE, PREASSEMBLED | 1472.32
6FX8002-2CA34-1AA2 | SIGNAL CABLE, PREASSEMBLED EXT. | 183.07
6FX5002-5DN30-1BC0 | POWER CABLE PREASSEMBLED | 255.24
6FX8008-1BA50-1BC0 | POWER CABLE, SOLD BY THE METER, | 2322.33
6GK1704-5SW17-0AA0 | SOFTNET-PB DP-SLAVE V17 | 350.68
6GK1713-5DB17-0AA0 | HARDNET-PB DP V17 | 664.54
6GK1721-3XG03-0AK0 | SINEMA RC CLIENT V3 Upgrade OSD | 16.98
6GT2810-2AE83-1AX0 | Label RF630L, 45x20 U8 3" washable | 0.46
6RA8091-6FV62-0AA0-ZL21 | SINAMICS DCM DC CONVERTER | 23671.88
6RA8000-0MV62-0AA0-ZG00L10S01 | SINAMICS DCM CONTROL MODULE | 8450.6
6RA8078-6FS22-0AA0-ZG00G20M08 | SINAMICS DCM DC CONVERTER | 7722.98
6RA8078-6FV62-0AA0-ZG20 | SINAMICS DCM DC CONVERTER | 8288.78
6GT2700-5DC33 | Transponder RTLS4083T ISED | 323.5
6ES7822-1AE07-0YA3 | SIMATIC STEP 7 Prof. V17 PoC DL | 193.35
6ES7822-1BE07-0YC5 | SIMATIC STEP 7 Prof Pp Trial 365->V17 DL | 1611.79
6ES7661-1KC42-1RE2 | Process Control System IPC847E | 14947.38
6ES7833-1FA17-0YH5 | STEP 7 Safety Advanced V17 SW DL | 1048.72
6ES7822-1AE07-0YA5 | SIMATIC STEP 7 Prof. V17 DL | 3834.5
6ES7661-0KQ56-1RG6 | Process Control System IPC647E | 13871.68
6ES7823-0RE00-3AA0 | SIMATIC Robot Library V1.0 DL | 869.04
6FX8002-2SL10-1BB5 | SIGNAL CABLE EXTENSION | 436.01
6FX7002-5EB11-1BF0 | POWER CABLE, PREASSEMBLED | 529.6
6FX8002-5CP46-1DC0 | POWER CABLE PREASSEMBLED | 1047.18
BVP:662646 | BD2-AK023/3RCBO-161NC-3CEE163 | 1757.96
BVP:662652 | BD2-AK023/3A321C-RCCB-3CEE323 | 1523.35
BVP:662661 | BD2-AK023/A323C-CEE325 | 1205.02
BVP:662670 | BD2-AK023/ 3A251C-PAC-3RCBO161NC-3CEE163 | 2552.12
BVP:662572 | BD2-AK04/LSD-3VA22-M-250-3-ET350-T | 4688.64
BVP:662601 | +BD2A-1000-EI120-SLBX* | 1079.45
BVP:662648 | BD2-AK023/3A161C-RCCB-3CEE163 | 1701.79
BVP:662654 | BD2-AK023/3A161NC-3CEE163 | 1349.31
BVP:662447 | BD2-AK03/LSD-3VA11-M-063-3-TM240 | 1108.82
BVP:662449 | BD2-AK03/LSD-3VA11-M-080-3-TM240 | 1184.7
6AG4141-0CA00-0AA0 | SIMATIC IPC427E (MicroBOX PC) | 2113.94
6AG4141-1CG45-0DA0 | SIMATIC IPC427E (MicroBOX PC) | 3453.32
6AG4141-3BA02-0FA0 | SIMATIC IPC427E (MicroBOX PC) | 3687.03
6AG4141-3BC07-0FA0 | SIMATIC IPC427E (MicroBOX PC) | 4518.52
6AG4141-3BG14-0DA0 | SIMATIC IPC427E (MicroBOX PC) | 4133.48
6AG4141-3DA37-0FA0 | SIMATIC IPC427E (MicroBOX PC) | 3862.31
6AG4141-5BA00-0FA0 | SIMATIC IPC427E (MicroBOX PC) | 3711
6AG4141-5BB07-0JA0 | SIMATIC IPC427E (MicroBOX PC) | 3920.75
6AG4141-5BB17-0GA0 | SIMATIC IPC427E (MicroBOX PC) | 5006.93
6AG4141-5BC40-0DN0 | SIMATIC IPC427E (MicroBOX PC) | 4608.42
6AG4141-5BG00-0FA0 | SIMATIC IPC427E (MicroBOX PC) | 4034.6
6AG4141-5BG10-3AA0 | SIMATIC IPC427E (MicroBOX PC) | 3949.21
6AG4141-5BH00-5GA0 | SIMATIC IPC427E (MicroBOX PC) | 6004.73
6AG4141-5CB07-0DA0 | SIMATIC IPC427E (MicroBOX PC) | 3920.75
6AG4141-5CB37-0JA0 | SIMATIC IPC427E (MicroBOX PC) | 4048.09
6AG4141-5DB07-0FA0 | SIMATIC IPC427E (MicroBOX PC) | 4244.35
6AG4141-5DB17-0DA0 | SIMATIC IPC427E (MicroBOX PC) | 4090.05
6AG4141-5FC07-0DA0 | SIMATIC IPC427E (MicroBOX PC) | 4464.59
6AG4141-7BC30-4AA0 | SIMATIC IPC427E (MicroBOX PC) | 5216.68
6AG4141-7BD00-0FA0 | SIMATIC IPC427E (MicroBOX PC) | 4834.63
6AG4141-7BH00-3AA0 | SIMATIC IPC427E (MicroBOX PC) | 4918.54
6AG4141-7BH08-0FA0 | SIMATIC IPC427E (MicroBOX PC) | 5613.69
6AG4141-7BK30-0FA8 | SIMATIC IPC427E (MicroBOX PC) | 5928.31
6AG4141-7DA03-4JA0 | SIMATIC IPC427E (MicroBOX PC) | 5119.29
6AG4141-7DB30-0FA0 | SIMATIC IPC427E (MicroBOX PC) | 4672.84
6AG6003-3CF01-0AA0 | SIPLUS RIC for SIMATIC S7-4xx License DL | 3744.57
6AG6003-7CF01-0LE0 | SIPLUS RIC for SIMATIC S7-15xx 50 Tags | 934.09
6AV6647-0AJ11-3AX1 | SIMATIC HMI KP400 Basic Color PN | 620.82
6AV7241-3BA01-0FA0 | SIMATIC IPC477E 15" ST (1280 x 800) | 5216.68
6AV7241-3BA14-0FA0 | SIMATIC IPC477E 15" ST (1280 x 800) | 5663.14
6AV7241-3BA47-0GA0 | SIMATIC IPC477E 15" ST (1280 x 800) | 6154.54
6AV7241-3BB15-0DA1 | SIMATIC IPC477E 15" ST (1280 x 800) | 5399.46
6AV7241-3DA04-0FA0 | SIMATIC IPC477E 19" ST (1366 x 768) | 5820.44
6AV7241-3DA37-0FA0 | SIMATIC IPC477E 19" ST (1366 x 768) | 5718.57
6AV7241-3DB47-3FA0 | SIMATIC IPC477E 19" ST (1366 x 768) | 6535.08
6AV7241-3EH07-0FA1 | SIMATIC IPC477E 22" ST (1920 x 1080) | 7161.32
6AV7241-3LA02-0FA0 | SIMATIC IPC477E 22" MT (1920 x 1080) | 6523.09
6AV7241-3LB04-0FA1 | SIMATIC IPC477E 22" MT (1920 x 1080) | 7089.41
6AV7241-5BB04-0JA0 | SIMATIC IPC477E 15" ST (1280 x 800) | 5678.11
6AV7241-5BB37-0FA1 | SIMATIC IPC477E 15" ST (1280 x 800) | 5950.79
6AV7241-5BC04-0JA0 | SIMATIC IPC477E 15" ST (1280 x 800) | 6221.96
6DR5213-0EG01-0AA0 | SIPART PS2 4 wire with Hart SA Alu | 2237.23
6DR5213-0EM00-0AA0 | SIPART PS2 4 wire with Hart SA Alu | 1806.44
6DR5213-0GG00-0AA1 | SIPART PS2 4 wire with Hart SA Alu | 2020.61
6DR5213-0GN00-0AA0 | SIPART PS2 4 wire with Hart SA Alu | 1806.44
6DR5520-0EN01-0AA0 | SIPART PS2 PA DA | 2400.01
6ES7654-5CE00-3BF0 | SIMATIC PCS 7 CPU 410 SINGLE AS | 25605.46
6ES7654-5CE00-4KF0 | SIMATIC PCS 7 CPU 410 SINGLE AS | 27248.97
BVP:662640 | BD2-AK023/3A161C-PAC-3CEE163 | 2043.25
BVP:662642 | BD2-AK023/3A321NC-PAC-3CEE323 | 2276.4
BVP:662669 | BD2-AK023/A323C-PAC | 1919.88
BVP:662441 | BD2-AK03/LSD-3VA11-M-100-3-TM240 | 1300.98
6AG4141-0DA04-0JA0 | SIMATIC IPC427E (MicroBOX PC) | 2976.89
6AG4141-1BC10-0JA8 | SIMATIC IPC427E (MicroBOX PC) | 3577.66
6AG4141-3CA04-0DA0 | SIMATIC IPC427E (MicroBOX PC) | 3640.59
6AG4141-3CA04-0FA0 | SIMATIC IPC427E (MicroBOX PC) | 3964.2
6AG4141-3CA37-0DA0 | SIMATIC IPC427E (MicroBOX PC) | 3538.71
6AG4141-3CA40-0FA0 | SIMATIC IPC427E (MicroBOX PC) | 3737.97
6AG4141-3CB07-0FA0 | SIMATIC IPC427E (MicroBOX PC) | 3974.69
6AG4141-5BB27-0GA0 | SIMATIC IPC427E (MicroBOX PC) | 5177.73
6AG4141-5BB45-0GA0 | SIMATIC IPC427E (MicroBOX PC) | 5134.28
6AG4141-5BC30-0FA8 | SIMATIC IPC427E (MicroBOX PC) | 4707.3
6AG4141-5BC30-3FA0 | SIMATIC IPC427E (MicroBOX PC) | 5030.9
6AG4141-5BH45-0FA0 | SIMATIC IPC427E (MicroBOX PC) | 5168.74
6AG4141-5BH47-5GA0 | SIMATIC IPC427E (MicroBOX PC) | 6595.01
6AG4141-5CA17-0FA0 | SIMATIC IPC427E (MicroBOX PC) | 4173.93
6AG4141-5CB00-0JA8 | SIMATIC IPC427E (MicroBOX PC) | 3712.5
6AG4141-7BB28-0FA0 | SIMATIC IPC427E (MicroBOX PC) | 5326.04
6AG4141-7BC18-0GA0 | SIMATIC IPC427E (MicroBOX PC) | 6292.37
6AG4141-7BC30-0GA0 | SIMATIC IPC427E (MicroBOX PC) | 5809.96
6AG4141-7BH14-0FA0 | SIMATIC IPC427E (MicroBOX PC) | 5865.38
6AG4141-7BH48-0FA0 | SIMATIC IPC427E (MicroBOX PC) | 5910.34
6AG4141-7BJ10-3AA0 | SIMATIC IPC427E (MicroBOX PC) | 4833.14
6AG4141-7BK20-0AA0 | SIMATIC IPC427E (MicroBOX PC) | 5391.97
6AG6003-7CF01-0LP0 | SIPLUS RIC for SIMATIC S7-15xx unlimit | 3769.09
6AV2185-5KJ00-0AS0 | Mobile protect. film 10"-Touch-Devices | 190.56
6AV7241-1BA04-0FA0 | SIMATIC IPC477E 15" ST (1280 x 800) | 4915.54
6AV7241-1BA07-0GA0 | SIMATIC IPC477E 15" ST (1280 x 800) | 5279.61
6AV7241-1BA07-1DA0 | SIMATIC IPC477E 15" ST (1280 x 800) | 4499.04
6AV7241-1DJ07-0GA0 | SIMATIC IPC477E 19" ST (1366 x 768) | 6217.46
6AV7241-1EA37-0DA1 | SIMATIC IPC477E 22" ST (1920 x 1080) | 5520.81
6AV7241-1KB07-0DA0 | SIMATIC IPC477E 19" MT (1366 x 768) | 5254.13
6AV7241-1KB07-0GA0 | SIMATIC IPC477E 19" MT (1366 x 768) | 6171.03
6AV7241-1LA00-0AA1 | SIMATIC IPC477E 22" MT (1920 x 1080) | 5086.34
6AV7241-3BC37-0JA0 | SIMATIC IPC477E 15" ST (1280 x 800) | 5850.41
6AV7241-3BF37-0FA2 | SIMATIC IPC477E 15" ST (1280 x 800) | 5526.81
6AV7241-3BG02-0JA1 | SIMATIC IPC477E 15" ST (1280 x 800) | 5266.12
6AV7241-3JB00-0FA0 | SIMATIC IPC477E 15" MT (1366 x 768) | 5372.49
6AV7241-3JB07-0FA0 | SIMATIC IPC477E 15" MT (1366 x 768) | 5666.14
6AV7241-3LA00-0AA1 | SIMATIC IPC477E 22" MT (1920 x 1080) | 5664.63
6AV7241-3LA01-0FA2 | SIMATIC IPC477E 22" MT (1920 x 1080) | 6574.02
6AV7241-5BB44-0FA0 | SIMATIC IPC477E 15" ST (1280 x 800) | 6298.36
6AV7241-5BB44-0JA0 | SIMATIC IPC477E 15" ST (1280 x 800) | 5974.76
6AV7241-5BB45-0GA8 | SIMATIC IPC477E 15" ST (1280 x 800) | 6747.82
6AV7241-5BC00-0FA0 | SIMATIC IPC477E 15" ST (1280 x 800) | 6022.7
6DR5213-0EN00-0AA0 | SIPART PS2 4 wire with Hart SA Alu | 1806.44
6DR5213-0EN00-0AA0-ZM40 | SIPART PS2 4 wire with Hart SA Alu | 1909.24
6DR5213-0EN30-0AA0 | SIPART PS2 4 wire with Hart SA Alu | 2220.1
6DR5213-0FG00-0AA0 | SIPART PS2 4 wire with Hart SA Alu | 1834.57
6DR5520-0EN01-0BA2 | SIPART PS2 PA DA | 2631.31
6DR5520-0EN10-0AA0 | SIPART PS2 PA DA | 2307
6ES7193-6DL00-2AA0 | 10.disconnection loops for M12 BA | 39.9
6ES7652-7CX68-2YB0 | PCS 7 PH SERVER REDUNDANCY V9.1 | 28679.73
6ES7654-5CE03-3BF1 | SIMATIC PCS 7 CPU 410 SINGLE AS | 32338.31
6ES7654-5CE03-3GF2 | SIMATIC PCS 7 CPU 410 SINGLE AS | 35018.55
6FX8002-5DN06-1AA5 | POWER CABLE PREASSEMBLED | 239.79
6FX8002-5DN06-1FF0 | POWER CABLE PREASSEMBLED | 984.48
6FX8002-5DN16-1AJ0 | POWER CABLE PREASSEMBLED | 355.51
6FX8002-5CS17-1CC0 | POWER CABLE PREASSEMBLED | 1316.67
6FX8002-5CS24-1BH0 | POWER CABLE, PREASSEMBLED(1FT/1FK) | 862.34
6FX8002-5DS06-1EC0 | POWER CABLE PREASSEMBLED | 805.22
6FX8002-5DS56-1BJ0 | POWER CABLE PREASSEMBLED | 729.74
6FX8002-5DS66-1BF0 | POWER CABLE PREASSEMBLED | 815.33
6GK1704-1BW00-3AK0 | SOFTNET-IE Extended Upgrade DL | 2168.27
6GK1706-1NW17-0AC0 | IE SNMP OPC-SERVER POWERPACK V17 | 1335.89
6GK1706-1NW17-0AK1 | IE SNMP OPC-SERVER POWERPACK V17 DL | 1112.09
6GK1711-1EW00-3AK0 | IE SOFTNET-S7 RNA UPGR. EDITION 2006 DL | 245.61
6GK1713-5CB17-0AA0 | HARDNET-PB S7 V17 | 867.85
6GK1704-0HB17-0AA0 | SOFTNET-IE S7 REDCONNECT V17 | 8210.52
6RA8031-6FV62-0AA0-ZL10S01 | SINAMICS DCM DC CONVERTER | 4546.23
6RA8075-6DV62-0AA0-ZM08 | SINAMICS DCM DC CONVERTER | 6636.52
6RA8013-6FV62-0AA0-ZG00G20S01 | SINAMICS DCM DC CONVERTER | 3826.66
6RA8013-6FV62-0AA0-ZL05S01 | SINAMICS DCM DC CONVERTER | 3296.19
6GT2700-5DA03 | Transponder RTLS4040T, ETSI | 597.2
6RA8018-6FV62-0AA0-ZG00S01 | SINAMICS DCM DC CONVERTER | 3383.66
6RA8093-4LV62-0AA0-ZG00S01 | SINAMICS DCM DC CONVERTER | 40262.03
6RA8081-6DS22-0AA0-ZG00S01 | SINAMICS DCM DC CONVERTER | 7679.37
6GT2701-5DB33 | Gateway RTLS4030G, ISED | 2272.75
6GT2780-0DA20 | LOCATING MANAGER BASIC 1000 | 29773.77
6GK5908-0UA00-0AA0 | SCALANCE CLP 2GB SINEMA RC | 227.64
6GT2391-0AE60 | Conn. Cable ANTx with 2x M8, 0.6m trail. | 150.66
6RA8031-6FS22-0AA0-ZG00L10S01 | SINAMICS DCM DC CONVERTER | 3909.05
6RA8031-6FV62-0AA0-ZS01 | SINAMICS DCM DC CONVERTER | 4782.69
6RA8075-6FV62-0AA0-ZG00L10S01 | SINAMICS DCM DC CONVERTER | 6362.91
6RA8075-6FV62-0AA0-ZM08 | SINAMICS DCM DC CONVERTER | 6928.27
6RA8078-6FS22-0AA0-ZG00G20 | SINAMICS DCM DC CONVERTER | 7068.1
6RA8078-6FS22-0AA0-ZG00S01 | SINAMICS DCM DC CONVERTER | 6431.19
6RA8093-4GS22-0AA0-ZG00 | SINAMICS DCM DC CONVERTER | 26904.12
6RA8097-4KV62-0AA0-ZL85S01 | SINAMICS DCM DC CONVERTER | 61972.55
6RA8091-6DS22-0AA0-ZG00S01 | SINAMICS DCM DC CONVERTER | 17729.74
6GT2810-2AE82-2AX1 | Label RF630Ll, 45x20 mm 6" | 0.32
6SL3054-0EJ01-1BA0-ZF01 | SINAMICS S120 CF card V4.8 performance | 1157.91
6SL3054-0FB00-1BA0-ZF01 | SINAMICS S120 CF CARD V5.1 | 488.26
6SL3054-0FB11-1BA0-ZF01 | SINAMICS S120 CF card V5.1.1 performance | 1145.9
6SL3054-0FB11-1BA0-ZF04 | SINAMICS S120 CF card V5.1.1 performance | 2119.05
6SL3072-4HA02-0XG0 | SINAMICS Startdrive Basic V17 OSD | 59.95
6SL3550-0XA83-0AA0 | G115D MM IP65/66 380...480V 3kW FSB C2 | 1724.85
6SL3550-0XB04-0AA0 | G115D MM IP65/66 380...480V 4kW FSB C2 | 2013.22
6SL3550-0XB20-3AA0 | G115D MM IP65/66 380..480V 0,37kW FSA C2 | 1162.57
6SL3550-0XC20-7AA0 | G115D MM IP65/66 380..480V 0,75kW FSA C2 | 1207.32
6SL3550-0XD00-3AA0 | G115D MM IP65/66 380..480V 0,37kW FSA C2 | 1162.57
6ES7822-1AA07-0YC5 | SIMATIC STEP 7 Prof. Powerpack V17 | 3652.53
6ES7822-0AA07-0YA5 | SIMATIC STEP 7 Basic V17 | 682.42
6ES7923-3BF00-0HB0 | cable D-SUB/end sleeve shielded 5m | 101.71
6FC5263-7AY30-0AB0 | OPC UA Server for HMI-Advanced | 1969.82
6FX5002-2DC10-1BB2 | SIGNAL CABLE, PREASSEMBLED | 197.58
6FX5002-2DC44-1BF0 | DRIVE-CLIQ EXTENSION | 259.71
6FX5002-5CS54-1AF0 | POWER CABLE, PREASSEMBLED | 275.17
6FX5002-5CN26-1BB8 | POWER CABLE PREASSEMBLED | 301.09
6FX5002-5CN27-1BG0 | POWER CABLE PREASSEMBLED | 265.3
6FX8002-2DC40-1AJ0 | SIGNAL CABLE, PREASSEMBLED | 223.25
6FX5008-1BB05-1DG0 | POWER CABLE SOLD BY THE METER | 6214.35
6FX8002-2DC44-1AG0 | DRIVE-CLIQ EXTENSION | 225.87
6FX8002-2CQ31-1BC0 | SIGNAL CABLE, PREASSEMBLED, | 281.4
6FX5002-5DS17-1BA0 | POWER CABLE PREASSEMBLED | 852.09
6FX8002-5CP16-1BJ0 | POWER CABLE PREASSEMBLED | 441.86
6FX8002-5CG01-1CC0 | POWER CABLE PREASSEMBLED | 416.9
6FX8002-5DN06-1BA5 | POWER CABLE PREASSEMBLED | 377.71
6FX8002-5CN27-1CB0 | POWER CABLE PREASSEMBLED | 424.39
6FX8002-5DX38-1AD0 | POWER CABLE, PREASSEMBLED EXT. | 2448.86
6FX8002-5DN46-1AJ0 | POWER CABLE PREASSEMBLED | 442.41
6FX8012-5DQ38-1AH0 | POWER CABLE PREASSEMBLED EXT. | 549.39
6FX8012-5CN06-1AD0 | POWER CABLE PREASSEMBLED | 243.28
6FX8012-5CN06-1BJ0 | POWER CABLE PREASSEMBLED | 402.45
6FX8002-8QN08-1AE0 | ONE-CABLE-CONNECTION ASSEMBLY | 213.12
6GK1704-1CW17-0AK1 | POWERPACK SOFTNET-IE S7 V17 DL | 1183.06
6GK1716-0HB17-0AK0 | HARDNET-IE S7 REDCONNECT V17 DL | 3077.06
6GK1716-1CB17-0AA0 | HARDNET-IE S7 V17 | 1930.84
6GK8751-1XA01-0BK0 | SINEC INS Basic 5000 V1.0 SP 1 OSD | 8967.79
6FX8012-5DN05-1BE5 | POWER CABLE PREASSEMBLED EXT. | 513.15
6GK1161-6AA02-ZA02 | Communikation prozessor CP 1616 | 2328.12
6GT2810-3AC80-1AX0 | Label RF635L, KLT-Format | 0.8
6GK8751-1XA01-0BA0 | SINEC INS Basic 5000 V1.0 SP 1 DVD | 8967.79
6GT2780-0DA10 | LOCATING MANAGER BASIC 100 | 14011.18
6GT2780-0DC30 | INITIALE POSITION DETECTION FOR LOCATION | 33276.56
6GT2780-1EA30 | LOCATING MANAGER PROF., 10.000 | 462369.09
6RA8082-6FS22-0AA0-ZL21 | SINAMICS DCM DC CONVERTER | 8529.85
6RA8082-6FV62-0AA0-ZG00L21S01 | SINAMICS DCM DC CONVERTER | 10957.09
6RA8085-6FV62-0AA0-ZL21 | SINAMICS DCM DC CONVERTER | 13538.84
6RA8028-6FS22-0AA0-ZG00G20S01 | SINAMICS DCM DC CONVERTER | 4361.59
6RA8097-4KS22-0AA0-ZG00S01 | SINAMICS DCM DC CONVERTER | 48367.17
6GT2790-0DD10 | Charg. cradle without PS RTLS4083T | 812.88
6GT2810-2AE82-0AX2 | Label RF630L, 90x30 mm 6"TP | 0.48
6SL3054-0EJ00-1BA0-ZF01U01 | SINAMICS S120 CF card V4.8 | 1158.9
6SL3054-0FB01-1BA0-ZA01F01 | SINAMICS S120 CF card V5.1 performance | 1714.48
6SL3054-0FB01-1BA0-ZF02 | SINAMICS S120 CF card V5.1 performance | 1470.29
6SL3054-0FC01-1BA0-ZF01 | SINAMICS S120 CF card V5.2 performance | 1145.9
6SL3054-0FC01-1BA0-ZF03 | SINAMICS S120 CF card V5.2 performance | 1794.67
6RA8098-4DS22-0AA0-ZG00S01 | SINAMICS DCM DC CONVERTER | 40424.14
6SL3054-0FB10-1BA0-ZA01F01 | SINAMICS S120 CF CARD V5.1 SP1 | 1056.83
6SL3054-0FB11-1BA0-ZF05 | SINAMICS S120 CF card V5.1.1 performance | 2443.43
6SL3054-0FC30-1BA0-ZF03 | SINAMICS S120 CF CARD V5.2 SP3 | 1137.03
6SL3054-4FC30-2BA0-ZF01 | SINAMICS S210 SD-Card V5.2 SP3 HF6 | 455
6SL3203-0BB21-8VA1 | LINE FILTER 1AC 18A | 118.1
6SL3550-0XD20-3AA0 | G115D MM IP65/66 380..480V 0,37kW FSA C2 | 1162.57
6SL3550-0XA63-0AA0 | G115D MM IP65/66 380...480V 3kW FSB C2 | 1724.85
6RA8087-6FS22-0AA0-ZS01 | SINAMICS DCM DC CONVERTER | 13795.59
6RA8087-6FV62-0AA0-ZS01 | SINAMICS DCM DC CONVERTER | 17248.38
6RA8088-6LS22-0AA0-ZG00S01 | SINAMICS DCM DC CONVERTER | 25834.9
6RP0010-1AA32-0AA0-ZG33S03 | SINAMICS DCP 120 KW | 23469.83
6GT2791-2AH50 | Cab_Conf 3-core with Bulgin plug 3-pole | 57.73
6SL3054-0EJ00-1BA0-ZJ01 | SINAMICS S120 CF card V4.8 | 267.98
6SL3054-0FB11-1BA0-ZA02F02 | SINAMICS S120 CF card V5.1.1 performance | 2607.41
6SL3054-0FC00-1BA0-ZU01 | SINAMICS S120 CF CARD V5.2 | 808.28
6SL3054-0FC01-1BA0-ZF05 | SINAMICS S120 CF card V5.2 performance | 2443.43
6SL3054-0FC31-1BA0-ZA01 | S120 CF card V5.2 SP3 performance | 1390.08
6SL3072-4HA02-0XK5 | SINAMICS Startdrive Adv. V17 Upgrade OSD | 418.73
6SL3550-0XC20-3AA0 | G115D MM IP65/66 380..480V 0,37kW FSA C2 | 1162.57
6SL3550-0XH20-5AA0 | G115D MM IP65/66 380..480V 0,55kW FSA C2 | 1261.05
6SL3550-0XH23-0AA0 | G115D MM IP65/66 380...480V 3kW FSB C2 | 1872.92
6SW1700-2JD00-0AA0 | DRIVE ES PCS7 V9.1 | 2975.19
6XV1878-5TN50 | IE TP Cord M12-180/RJ45-180 (4x2, 50 m) | 582.39
8MF1111-0AA00-0FE5 | SIVACON 2000mm x 600mm x 500mm | 2568.43
8MF1111-0AA00-0FF1 | SIVACON 2000mm x 600mm x 500mm | 2568.43
8MF1111-0AA00-0FH6 | SIVACON 2200mm x 900mm x 600mm | 1664.47
8MF1111-0AA00-0FJ4 | SIVACON 2200mm x 600mm x 400mm | 3257.18
8MF1111-0AA00-0FN2 | SIVACON 2000mm x 1200mm x 800mm | 4304.64
8MF1111-0AA00-0FP3 | SIVACON 2200mm x 1200mm x 400mm | 1535.33
8MF1111-0AA00-0FS7 | SIVACON 2000mm x 800mm x 800mm | 2855.42
8MF1111-0AA00-0FT5 | SIVACON 2000mm x 800mm x 800mm | 3788.08
8MF1111-0AA00-0FV7 | SIVACON 2000mm x 600mm x 500mm | 2582.79
8MF1111-0AA00-0FX0 | SIVACON 2000mm x 600mm x 600mm | 2439.29
8MF1111-0AA00-0GC0 | SIVACON 2200mm x 900mm x 400mm | 3443.71
8MF1111-0AA00-0GC6 | SIVACON 2200mm x 800mm x 500mm | 3429.36
8MF1111-0AA00-0GG2 | SIVACON 1800mm x 800mm x 400mm | 2683.22
BVP:662467 | BD2-AK04/LSD-3VA12-M-200-3-TM240 | 3177.17
BVP:662469 | BD2-AK04/LSM-3VA12-M-250-3-TM240 | 4929.74
BVP:662484 | BD2-AK05/LSM-3VA13-S-400-3-TM240 | 7011.54
BVP:662488 | BD2-AK05/LSM-3VA24-M-400-3-ET350 | 7564.72
BVP:662496 | BD2-AK05/LSM-3VA13-S-400-4-TM240 | 7760.55
BVP:662516 | BD2-AK04/LSD-3VA12-M-160-4-TM240 | 3381.55
BVP:662544 | +BD2C-1250-EI90-BY* | 910.56
BVP:662547 | BD2A-3-160-SO-1-A60 | 1292.41
A5E36666898 | Viessmann IPC COL WinCC Recipes+Logging | 1604.27
A5E50369949 | FCT030 Compact EX Modbus, M20 | 2864.36
BVP:662474 | BD2-AK04/LSM-3VA22-M-160-4-ET350 | 5339.73
BVP:662478 | BD2-AK04/LSM-3VA22-M-250-4-ET350 | 5731.37
BVP:662494 | BD2-AK05/LSD-3VA13-M-400-3-F | 3404.81
BVP:662502 | BD2-AK06/LSD-3VA14-S-630-3-TM240 | 6923.42
BVP:662533 | +BD2A-400-EI120-BX* | 1009.7
BVP:662565 | BD2-AK05/LSD-3VA24-M-400-3-ET350-PLT | 8877.94
A5E51058649 | 7ML56715GB001XA0,SLR 1064829-4D311,1.13M | 5882.48
BVP:662637 | BD2-AK023/A323C-RCCB-PAC-CEE325 | 2072.97
BVP:662663 | BD2-AK023/A163NC-PAC | 1897.86
6RA8093-4KV62-0AA0-ZG00S01 | SINAMICS DCM DC CONVERTER | 37182.08
6GT2790-0BE20 | Mounting plastic material 200 x 290 mm | 36.81
6RA8025-6FV62-0AA0-ZG00 | SINAMICS DCM DC CONVERTER | 3820.69
6RA8025-6FV62-0AA0-ZG00G20S01 | SINAMICS DCM DC CONVERTER | 4588.53
6RA8085-6FS22-0AA0-ZG00L21S01 | SINAMICS DCM DC CONVERTER | 11232.67
6RA8096-4GS22-0AA0-ZG00S01 | SINAMICS DCM DC CONVERTER | 36371.57
6RA8085-6GS22-0AA0-ZG00S01 | SINAMICS DCM DC CONVERTER | 12429
6RA8087-6FV62-0AA0-ZG00 | SINAMICS DCM DC CONVERTER | 17502.17
6RA8087-6FV62-0AA0-ZL21 | SINAMICS DCM DC CONVERTER | 17510.35
6GT2790-0DE00 | MOUNTING PA12 | 15.77
6RP0010-1AA32-0AA0-ZG33M79S03 | SINAMICS DCP 120 KW | 24296.57
6RA8091-6FS22-0AA0-ZG00G20 | SINAMICS DCM DC CONVERTER | 19177.13
6RA8095-4DV62-0AA0-ZG00S01 | SINAMICS DCM DC CONVERTER | 34264.22
6GT2780-0DB10 | MESSAGE MANAGEMENT FOR LOCATING MANAGER | 7005.59
6RA8081-6GV62-0AA0-ZG00 | SINAMICS DCM DC CONVERTER | 11228.78
6RA8082-6FS22-0AA0-ZG00G20S01 | SINAMICS DCM DC CONVERTER | 9289.53
6RA8095-4GV62-0AA0-ZG00S01 | SINAMICS DCM DC CONVERTER | 41396.74
6RA8095-4KV62-0AA0-ZG00S01 | SINAMICS DCM DC CONVERTER | 45611.44
6RA8086-6KV62-0AA0-ZG00S01 | SINAMICS DCM DC CONVERTER | 22106.5
6RA8087-6DV62-0AA0-ZG00S01 | SINAMICS DCM DC CONVERTER | 16757.14
6RA8097-4GS22-0AA0-ZG00S01 | SINAMICS DCM DC CONVERTER | 47556.67
6SL3501-1BE32-4AA0 | SINAMICS G115D BRAKE RES. FSA 240W cont. | 358.17
6SL3550-0XD22-2AA0 | G115D MM IP65/66 380...480V 2,2kW FSB C2 | 1535.65
6SL3550-0XA81-5AA0 | G115D MM IP65/66 380...480V 1,5kW FSA C2 | 1247.32
6AG4141-3BB14-0FA0 | SIMATIC IPC427E (MicroBOX PC) | 4373.2
6AG4141-3BB30-0GA0 | SIMATIC IPC427E (MicroBOX PC) | 4401.67
6AG4141-3BC07-0DA0 | SIMATIC IPC427E (MicroBOX PC) | 4194.92
6AG4141-5BA14-0FA0 | SIMATIC IPC427E (MicroBOX PC) | 4403.16
6AG4141-5BA14-0JA0 | SIMATIC IPC427E (MicroBOX PC) | 4079.56
6AG4141-5BA37-0FA0 | SIMATIC IPC427E (MicroBOX PC) | 4131.99
6AG4141-5BB04-0GA0 | SIMATIC IPC427E (MicroBOX PC) | 5066.86
6AG4141-5BG04-0FA0 | SIMATIC IPC427E (MicroBOX PC) | 4557.48
6AG4141-5BG07-0GA0 | SIMATIC IPC427E (MicroBOX PC) | 4921.53
6AG4141-5BG07-5AA0 | SIMATIC IPC427E (MicroBOX PC) | 4497.55
6AG4141-5BG10-0FA0 | SIMATIC IPC427E (MicroBOX PC) | 4203.9
6AG4141-5CC02-0FA0 | SIMATIC IPC427E (MicroBOX PC) | 4740.25
6AG4141-5CC04-0JA0 | SIMATIC IPC427E (MicroBOX PC) | 4693.81
6AG4141-5CC17-0FA0 | SIMATIC IPC427E (MicroBOX PC) | 4957.5
6AG4141-5CF00-0FA0 | SIMATIC IPC427E (MicroBOX PC) | 3796.4
6AG4141-7BE00-0FA0 | SIMATIC IPC427E (MicroBOX PC) | 5630.17
6AG4141-7BE18-4FA0 | SIMATIC IPC427E (MicroBOX PC) | 6903.64
6AG4141-7BE38-5GA8 | SIMATIC IPC427E (MicroBOX PC) | 7709.66
6AG4141-7BG18-0FA0 | SIMATIC IPC427E (MicroBOX PC) | 5239.15
6AG4141-7DD52-1FA0 | SIMATIC IPC427E (MicroBOX PC) | 5684.11
6AG6003-0CF01-0AA0 | SIPLUS RIC für SIMATIC SIMATIC Win AC DL | 2614.16
6AG6003-1CF01-0DA0 | SIPLUS RIC for SIMATIC S7-300 licence DL | 3445.21
6AV6881-6QD41-0AA0 | Adapter Frame Widescreen 15" Touch | 782.88
6AV6881-6UD41-0AA0 | Adapter Frame Widescreen 19" Touch | 979.03
6AV6881-6VD41-0AA0 | Adapter Frame Widescreen 22" Touch | 1173.43
6AV7241-1BA47-0FA0 | SIMATIC IPC477E 15" ST (1280 x 800) | 4982.96
6AV7241-1BB34-0FA2 | SIMATIC IPC477E 15" ST (1280 x 800) | 5332.04
6AV7241-1BB37-0GA0 | SIMATIC IPC477E 15" ST (1280 x 800) | 5645.15
6AV7241-1BB47-0DA1 | SIMATIC IPC477E 15" ST (1280 x 800) | 4948.5
6AV7241-3BA34-0DA0 | SIMATIC IPC477E 15" ST (1280 x 800) | 5297.58
6AV7241-3BA34-0FA0 | SIMATIC IPC477E 15" ST (1280 x 800) | 5621.18
6AV7241-3BA34-0FA1 | SIMATIC IPC477E 15" ST (1280 x 800) | 5672.12
6AV7241-3DB02-0FA0 | SIMATIC IPC477E 19" ST (1366 x 768) | 5781.5
6AV7241-3DB02-0FA8 | SIMATIC IPC477E 19" ST (1366 x 768) | 5866.89
6AV7241-3DB04-0JA0 | SIMATIC IPC477E 19" ST (1366 x 768) | 5735.05
6AV7241-3DB14-0FA0 | SIMATIC IPC477E 19" ST (1366 x 768) | 6227.94
6AV7241-3WB55-0DA0 | SIMATIC IPC477E 15" MT (1366x768) neutr | 5505.82
6AV7241-5BA14-0JA0 | SIMATIC IPC477E 15" ST (1280 x 800) | 5609.2
6AV7241-5DA37-0FA0 | SIMATIC IPC477E 19" ST (1366 x 768) | 5988.25
6AV7241-5DB00-0FA2 | SIMATIC IPC477E 19" ST (1366 x 768) | 5856.4
6DR5213-0DG01-0AA0 | SIPART PS2 4 wire with Hart SA Alu | 2237.23
6DR5213-0EG00-0AA0 | SIPART PS2 4 wire with Hart SA Alu | 1806.44
6ES7652-8AX68-2YE0 | PCS 7 UG PACK PH AND IS V9.0 -> V9.1 | 7041.46
6ES7652-8AX68-2YK0 | PCS 7 UG PACK PH AND IS V9.0 -> V9.1 DL | 7041.46
6ES7654-5CA00-3BF0 | SIMATIC PCS 7 CPU 410 SINGLE AS | 20201.51
6ES7654-5CC03-4GF1 | SIMATIC PCS 7 CPU 410 SINGLE AS | 29054.29
6ES7654-5CJ03-4BF0 | SIMATIC PCS 7 CPU 410 SINGLE AS | 22941.68
6ES7654-5CL00-3AF0 | SIMATIC PCS 7 CPU 410 SINGLE AS | 21016.52
6ES7654-5CL00-3BF0 | SIMATIC PCS 7 CPU 410 SINGLE AS | 21566.36
6ES7654-5CL00-3BF1 | SIMATIC PCS 7 CPU 410 SINGLE AS | 24182.18
6ES7654-5CN03-4BF1 | SIMATIC PCS 7 CPU 410 SINGLE AS | 30961.46
6ES7654-5CP00-3BF1 | SIMATIC PCS 7 CPU 410 SINGLE AS | 30790.68
6ES7654-5CP03-3BF1 | SIMATIC PCS 7 CPU 410 SINGLE AS | 34907.69
6ES7654-5CP03-3GF0 | SIMATIC PCS 7 CPU 410 SINGLE AS | 32356.28
6ES7654-6CA03-3GF2 | SIMATIC PCS 7 CPU 410 SINGLE AS | 29614.6
6ES7654-6CA03-4BF0 | SIMATIC PCS 7 CPU 410 SINGLE AS | 23975.43
6SL3550-0XE20-3AA0 | G115D MM IP65/66 380..480V 0,37kW FSA C2 | 1224.35
6SL3550-0XB21-1AA0 | G115D MM IP65/66 380...480V 1,1kW FSA C2 | 1244.65
6SL3550-0XC00-3AA0 | G115D MM IP65/66 380..480V 0,37kW FSA C2 | 1162.57
6SW1700-2JD01-0AA4 | DRIVE ES PCS7 APL UPGRADE AUF V9.1 | 1340.12
7MH5707-4GA01 | SIWAREX WL230 SB mounting unit 2t | 608.22
7MH5111-5HD00 | SIWAREX WL270 CP-S SC 25t C3 | 1273.01
7VV3003-5BG32-ZG11 | SICROWBAR 1200V/2,5KA | 10520.59
7ML5726-5ZB12-2BA2J2A | Sitrans LPS200, extended with protection | 780.34
7NG0420-0BA00-0AA0-ZC20 | Sitrans TR420 Temperature transmitter | 601.68
8MF1111-0AA00-0EY4 | SIVACON 2000mm x 600mm x 500mm | 2568.43
8MF1111-0AA00-0FA6 | SIVACON 1800mm x 800mm x 600mm | 4720.75
8MF1111-0AA00-0FE2 | SIVACON 2000mm x 1200mm x 500mm | 3716.34
8WH1201-0AK01 | TB Insta 16 mm2 blue screw | 4.04
8WH1201-0BM01 | N-Insulation TB Insta 35 mm2 blue screw | 10.62
8MF1111-0AA00-0GD7 | SIVACON 2200mm x 900mm x 600mm | 4649.02
8MF1111-0AA00-0GG1 | SIVACON 1800mm x 800mm x 400mm | 2711.92
8PS9087-0AA00-0AA3 | GU-KO-PLT | 875.07
A5E39669934002 | Spare,Std/Subm_Coax_Sensor_Cables,3m,NY | 401.6
A5E50369944 | FCT030 Compact NonEx Modbus, M20 | 2864.36
A5E50551831 | SIWAREX DB PCBA | 809.27
BVP:662466 | BD2-AK04/LSD-3VA12-S-200-3-TM240 | 3084.14
BVP:257162 | #NAME? | 280.26
BVP:662505 | BD2-AK06/LSD-3VA25-M-630-4-ET350 | 7687.12
BVP:662536 | +BD2A-1000-EI90-BY* | 845.7
BVP:662396 | BD2-AK03X/2F1451A20759 | 859.15
6XV1870-8AN50 | IE Connecting Cable M12-180/M12-180 50 m | 305.76
7NG0310-0BA00-0NA0-ZC20 | Sitrans TH320 Temperature transmitter | 549.12
8MF1111-0AA00-0EW0 | SIVACON 2000mm x 600mm x 500mm | 2568.43
8MF1111-0AA00-0EW4 | SIVACON 2200mm x 800mm x 600mm | 2898.46
8MF1111-0AA00-0EX5 | SIVACON 2200mm x 800mm x 1000mm | 4032.01
8MF1111-0AA00-0FB2 | SIVACON 2200mm x 900mm x 600mm | 4376.39
8MF1111-0AA00-0FC0 | SIVACON 2200mm x 1200mm x 600mm | 5266.01
8MF1111-0AA00-0FE6 | SIVACON 2000mm x 600mm x 500mm | 2568.43
8MF1111-0AA00-0FF5 | SIVACON 1800mm x 800mm x 400mm | 2683.22
8MF1111-0AA00-0FH4 | SIVACON 1800mm x 800mm x 400mm | 3199.78
8MF1111-0AA00-0FK0 | SIVACON 2000mm x 800mm x 1000mm | 5495.59
8MF1111-0AA00-0FK8 | SIVACON 2000mm x 800mm x 600mm | 3759.38
8MF1111-0AA00-0FM8 | SIVACON 2000mm x 600mm x 600mm | 2771.79
8MF1111-0AA00-0FN6 | SIVACON 1800mm x 600mm x 800mm | 3128.03
8MF1111-0AA00-0FS1 | SIVACON 2000mm x 800mm x 800mm | 5567.34
8MF1111-0AA00-0FS8 | SIVACON 2000mm x 800mm x 800mm | 3615.9
8MF1111-0AA00-0FW6 | SIVACON 2000mm x 800mm x 800mm | 2640.44
8MF1111-0AA00-0GC1 | SIVACON 2200mm x 1200mm x 600mm | 4462.48
8MF1111-0AA00-0GD6 | SIVACON 2200mm x 900mm x 600mm | 4649.02
8MF1111-0AA00-0GE4 | SIVACON 2000mm x 600mm x 500mm | 2582.79
6SW1700-2JD01-0AA0 | DRIVE ES PCS7 APL V9.1 | 2975.19
7KN2780-0CE24-0YA0 | PAC/3WL/3VA PCS 7 LIB. V9.1 ES | 1633.75
7MF7900-1AL | W bracket:SST 316L | 112.69
7MH5111-5QD00 | SIWAREX WL270 CP-S SC 60t C3 | 1346.75
8MF1111-0AA00-0EV6 | SIVACON 2000mm x 600mm x 500mm | 2568.43
8MF1111-0AA00-0EX1 | SIVACON 2000mm x 800mm x 400mm | 2798.01
8MF1111-0AA00-0FA1 | SIVACON 2000mm x 1200mm x 600mm | 5509.94
8MF1111-0AA00-0FB3 | SIVACON 2200mm x 900mm x 600mm | 3572.86
8MF1111-0AA00-0FF3 | SIVACON 2000mm x 600mm x 500mm | 2568.43
8MF1111-0AA00-0FG0 | SIVACON 2000mm x 800mm x 800mm | 5538.64
8MF1111-0AA00-0FJ3 | SIVACON 1800mm x 800mm x 500mm | 2396.25
8MF1111-0AA00-0FK2 | SIVACON 2000mm x 800mm x 1000mm | 5495.59
8MF1111-0AA00-0FN4 | SIVACON 2000mm x 1000mm x 600mm | 4118.1
8MF1111-0AA00-0FP0 | SIVACON 1800mm x 800mm x 400mm | 3027.6
8MF1111-0AA00-0FR7 | SIVACON 1800mm x 600mm x 400mm | 2970.21
8MF1111-0AA00-0FT4 | SIVACON 2000mm x 800mm x 800mm | 2955.85
8MF1111-0AA00-0FV1 | SIVACON 2000mm x 1200mm x 800mm | 1980.14
8MF1111-0AA00-0FW7 | SIVACON 2000mm x 600mm x 600mm | 2439.29
8MF1111-0AA00-0FK7 | SIVACON 2000mm x 800mm x 600mm | 3759.38
8MF1111-0AA00-0FM3 | SIVACON 1800mm x 600mm x 600mm | 2310.16
8MF1111-0AA00-0FQ5 | SIVACON 2000mm x 600mm x 600mm | 2970.21
8MF1111-0AA00-0FR0 | SIVACON 1800mm x 600mm x 600mm | 2798.01
8MF1111-0AA00-0FS6 | SIVACON 2000mm x 800mm x 800mm | 3615.9
8MF1111-0AA00-0FT1 | SIVACON 2000mm x 800mm x 800mm | 3615.9
8MF1111-0AA00-0FW1 | SIVACON 2000mm x 800mm x 400mm | 891.06
8MF1111-0AA00-0FW8 | SIVACON 2000mm x 600mm x 500mm | 2927.15
8MF1111-0AA00-0GD8 | SIVACON 2000mm x 800mm x 600mm | 3257.18
8MF1111-0AA00-0GE3 | SIVACON 2000mm x 600mm x 500mm | 2582.79
BVP:662534 | +BD2A-1000-EI120-BX* | 1079.45
BVP:662538 | +BD2A-1000-EI120-BY* | 1079.45
BVP:662564 | BD2-AK04/LSD-3VA22-M-250-3-ET350-PLT | 7180.43
BVP:662571 | BD2-AK04/LSD-3VA22-M-160-3-ET350-T | 4235.81
BVP:662584 | BD2A-1000-VE-DC | 802.85
BVP:662638 | BD2-AK023/3A161NC-PAC-3CEE163 | 2075.19
BVP:662657 | BD2-AK023/A163C-CEE165 | 1187.4
BVP:662662 | BD2-AK023/3A161NC-PAC | 1923.19
BVP:660926 | BD2-AK3M2/F | 400.21
BVP:662368 | BD2A-3-160-MS | 315.76
BVP:662453 | BD2-AK03/LSD-3VA21-M-125-4-ET350 | 2404.9
BVP:660925 | BD01-AK2M2/2CEE/F | 265.58
BVP:662440 | BD2-AK03/LSD-3VA11-S-100-3-TM240 | 1264.26
BVP:662452 | BD2-AK03/LSD-3VA21-M-125-3-ET350 | 2040.19
6SL3501-1BE32-4BA0 | SINAMICS G115D BRAKE RES. FSB 240W cont. | 402.95
6SL3550-0XA82-2AA0 | G115D MM IP65/66 380...480V 2,2kW FSB C2 | 1463.71
6SL3550-0XE20-5AA0 | G115D MM IP65/66 380..480V 0,55kW FSA C2 | 1246.72
6SL3550-0XA20-7AA0 | G115D MM IP65/66 380..480V 0,75kW FSA C2 | 1074.51
6SL3550-0XA21-5AA0 | G115D MM IP65/66 380...480V 1,5kW FSA C2 | 1186.43
6XV1878-5TN30 | IE TP Cord M12-180/RJ45-180 (4x2, 30 m) | 393.11
7ME3410-1VC00-3BA3-ZV02 | SITRANS FUE380 | 3919.86
7MF7900-1AK | P bracket:SST 316L | 112.69
6SL3550-0XD21-1AA0 | G115D MM IP65/66 380...480V 1,1kW FSA C2 | 1244.65
6SL3550-0XA81-1AA0 | G115D MM IP65/66 380...480V 1,1kW FSA C2 | 1172.7
6SL3550-0XB23-0AA0 | G115D MM IP65/66 380...480V 3kW FSB C2 | 1796.81
6SL3550-0XC20-5AA0 | G115D MM IP65/66 380..480V 0,55kW FSA C2 | 1184.96
6SL3550-0XH24-0AA0 | G115D MM IP65/66 380...480V 4kW FSB C2 | 2089.34
7MH5707-4PE00 | SIWAREX WL230 SB guide element 5t | 560.8
7VV3003-5EG32-ZG11 | SICROWBAR 1600V/5,8KA | 12109.19
7ML5726-5ZC12-2AB1J2A | Sitrans LPS200, extended with protection | 852.13
8MF1111-0AA00-0EW8 | SIVACON 2000mm x 900mm x 600mm | 3371.98
8MF1111-0AA00-0EY0 | SIVACON 2200mm x 800mm x 800mm | 4979.04
8MF1111-0AA00-0FC6 | SIVACON 2200mm x 800mm x 600mm | 3257.18
8MF1111-0AA00-0FD2 | SIVACON 2000mm x 400mm x 400mm | 2181.02
8MF1111-0AA00-0FE8 | SIVACON 2000mm x 800mm x 1000mm | 3257.18
8MF1111-0AA00-0FG2 | SIVACON 2000mm x 800mm x 400mm | 2855.42
8MF1111-0AA00-0FK3 | SIVACON 2000mm x 800mm x 400mm | 2697.58
A5E38903906 | Viessmann IPC COL Software Controller | 1898.52
A5E36460781 | Viessmann IPC COL WinCC SM@RT Server | 903.72
A5E50369946 | FCT030 Compact EX HART passive, M20 | 2582.79
BVP:662463 | BD2-AK04/LSD-3VA12-M-160-3-TM240 | 3053.55
BVP:662476 | BD2-AK04/LSM-3VA22-M-250-3-ET350 | 5172.07
A5E50698048 | MAG 8000 external battery pack | 420.34
A5E50917439 | SPARE,MANIFOLD,BB,1/2NPT,SS,PTFE,CRN | 134.71
BVP:662486 | BD2-AK05/LSD-3VA13-S-400-3-TM240 | 5509.86
A5E51150995 | Spare,O ring -Housing 7ML58811DG030CD9 | 25.25
6ES7654-5CE03-3GF4 | SIMATIC PCS 7 CPU 410 SINGLE AS | 40250.21
6ES7654-5CE03-4GF1 | SIMATIC PCS 7 CPU 410 SINGLE AS | 32059.63
6ES7654-5CL03-3GF1 | SIMATIC PCS 7 CPU 410 SINGLE AS | 28363.62
6ES7654-5CL03-4BF1 | SIMATIC PCS 7 CPU 410 SINGLE AS | 27956.12
6ES7654-5CL03-4CF1 | SIMATIC PCS 7 CPU 410 SINGLE AS | 28342.65
6ES7654-5CL03-4GF0 | SIMATIC PCS 7 CPU 410 SINGLE AS | 25404.7
6ES7654-6CA00-3BF1 | SIMATIC PCS 7 CPU 410 SINGLE AS | 22817.35
6ES7654-6CA00-3HF1 | SIMATIC PCS 7 CPU 410 SINGLE AS | 23247.33
6ES7654-6CA00-4BF0 | SIMATIC PCS 7 CPU 410 SINGLE AS | 19858.43
6ES7654-6CC00-3HF1 | SIMATIC PCS 7 CPU 410 SINGLE AS | 25645.91
6ES7654-6CC00-4BF0 | SIMATIC PCS 7 CPU 410 SINGLE AS | 22257.01
6ES7654-6CC00-4BF1 | SIMATIC PCS 7 CPU 410 SINGLE AS | 24872.85
6ES7654-6CC00-7FF0 | SIMATIC PCS 7 CPU 410 SINGLE AS | 21699.7
6ES7654-6CE00-3EF0 | SIMATIC PCS 7 CPU 410 SINGLE AS | 27505.16
6ES7654-6CE00-4BF0 | SIMATIC PCS 7 CPU 410 SINGLE AS | 25262.38
6ES7654-6CE00-7AF1 | SIMATIC PCS 7 CPU 410 SINGLE AS | 27226.49
6ES7654-6CE00-7FF1 | SIMATIC PCS 7 CPU 410 SINGLE AS | 27320.88
6ES7654-6CF03-3BF0 | SIMATIC PCS 7 CPU 410 SINGLE AS | 33325.61
6ES7654-6CF03-3CF0 | SIMATIC PCS 7 CPU 410 SINGLE AS | 33712.14
6ES7654-6CF03-3CF1 | SIMATIC PCS 7 CPU 410 SINGLE AS | 36327.97
6ES7654-6CF03-3CF2 | SIMATIC PCS 7 CPU 410 SINGLE AS | 38943.79
6ES7654-6CF03-3DF1 | SIMATIC PCS 7 CPU 410 SINGLE AS | 36320.47
6ES7654-6CJ00-6JF0 | SIMATIC PCS 7 CPU 410 SINGLE AS | 19954.31
6ES7654-6CJ00-6JF1 | SIMATIC PCS 7 CPU 410 SINGLE AS | 22570.14
6ES7654-6CJ03-3AF0 | SIMATIC PCS 7 CPU 410 SINGLE AS | 22734.93
6ES7654-6CJ03-3BF0 | SIMATIC PCS 7 CPU 410 SINGLE AS | 23284.78
6ES7654-6CL03-3BF2 | SIMATIC PCS 7 CPU 410 SINGLE AS | 30915.03
6ES7654-6CL03-3CF2 | SIMATIC PCS 7 CPU 410 SINGLE AS | 31301.56
6ES7654-6CL03-3DF0 | SIMATIC PCS 7 CPU 410 SINGLE AS | 26062.41
6ES7654-6CL03-5GF0 | SIMATIC PCS 7 CPU 410 SINGLE AS | 26666.17
6ES7654-6CL04-3BF1 | SIMATIC PCS 7 CPU 410 SINGLE AS | 32416.21
6ES7654-6CL04-3CF0 | SIMATIC PCS 7 CPU 410 SINGLE AS | 30186.91
6ES7654-6CL04-5DF4 | SIMATIC PCS 7 CPU 410 SINGLE AS | 41561.13
6ES7654-6CN03-3CF2 | SIMATIC PCS 7 CPU 410 SINGLE AS | 34306.91
6ES7654-6CN03-3EF0 | SIMATIC PCS 7 CPU 410 SINGLE AS | 30588.42
6ES7654-6CN03-3GF0 | SIMATIC PCS 7 CPU 410 SINGLE AS | 28753.15
6ES7654-6CN03-3GF1 | SIMATIC PCS 7 CPU 410 SINGLE AS | 31368.98
6ES7654-6CN03-6DF4 | SIMATIC PCS 7 CPU 410 SINGLE AS | 39880.16
6ES7654-6CN04-3CF1 | SIMATIC PCS 7 CPU 410 SINGLE AS | 35808.09
6ES7654-6CN04-3HF0 | SIMATIC PCS 7 CPU 410 SINGLE AS | 33235.71
6ES7654-6CN04-4GF1 | SIMATIC PCS 7 CPU 410 SINGLE AS | 35142.9
6ES7656-8DP30-4HF0 | SIMATIC PCS 7 REDUNDANCY AS | 61931.92
6ES7656-8DP33-1BF0 | SIMATIC PCS 7 REDUNDANCY AS | 70748.75
6ES7656-8DP33-1BF2 | SIMATIC PCS 7 REDUNDANCY AS | 82116.95
6ES7656-8DP33-1EF0 | SIMATIC PCS 7 REDUNDANCY AS | 74970.62
6ES7656-8DP43-3GF0 | SIMATIC PCS 7 REDUNDANCY AS | 73066.42
6ES7656-8DP43-4BF0 | SIMATIC PCS 7 REDUNDANCY AS | 72092.61
6ES7656-8DQ30-1BF0 | SIMATIC PCS 7 REDUNDANCY AS | 62934.21
6ES7656-8DQ30-1CF0 | SIMATIC PCS 7 REDUNDANCY AS | 63647.34
6ES7656-8DQ30-2BF0 | SIMATIC PCS 7 REDUNDANCY AS | 62159.66
6ES7656-8EE33-2BF0 | SIMATIC PCS 7 REDUNDANCY AS | 59969.3
6ES7656-8EE33-2CF0 | SIMATIC PCS 7 REDUNDANCY AS | 60682.44
6ES7656-8EE33-3BF1 | SIMATIC PCS 7 REDUNDANCY AS | 66567.31
6ES7656-8EE34-1BF0 | SIMATIC PCS 7 REDUNDANCY AS | 69697.01
6ES7656-8EM33-1BF3 | SIMATIC PCS 7 REDUNDANCY AS | 105893.14
6ES7656-8EM33-1BF4 | SIMATIC PCS 7 REDUNDANCY AS | 111577.25
6ES7656-8EM33-1CF3 | SIMATIC PCS 7 REDUNDANCY AS | 106606.26
6ES7656-8EM33-1CF4 | SIMATIC PCS 7 REDUNDANCY AS | 112290.38
6ES7654-6CA03-5DF2 | SIMATIC PCS 7 CPU 410 SINGLE AS | 30847.61
6ES7654-6CC00-3BF1 | SIMATIC PCS 7 CPU 410 SINGLE AS | 25215.93
6ES7654-6CC03-4BF1 | SIMATIC PCS 7 CPU 410 SINGLE AS | 28989.86
6ES7654-6CC03-4BF2 | SIMATIC PCS 7 CPU 410 SINGLE AS | 31605.68
6ES7654-6CC03-5DF1 | SIMATIC PCS 7 CPU 410 SINGLE AS | 30630.37
6ES7654-6CC03-5DF3 | SIMATIC PCS 7 CPU 410 SINGLE AS | 35862.03
6ES7654-6CE03-4BF2 | SIMATIC PCS 7 CPU 410 SINGLE AS | 34611.04
6ES7654-6CE03-5BF1 | SIMATIC PCS 7 CPU 410 SINGLE AS | 33256.69
6ES7654-6CE03-5DF2 | SIMATIC PCS 7 CPU 410 SINGLE AS | 36251.55
6ES7654-6CE04-3BF4 | SIMATIC PCS 7 CPU 410 SINGLE AS | 44302.79
6ES7654-6CG03-3BF0 | SIMATIC PCS 7 CPU 410 SINGLE AS | 39328.83
6ES7654-6CG03-3BF4 | SIMATIC PCS 7 CPU 410 SINGLE AS | 49792.14
6ES7654-6CG03-3CF0 | SIMATIC PCS 7 CPU 410 SINGLE AS | 39715.36
6ES7654-6CG03-3HF0 | SIMATIC PCS 7 CPU 410 SINGLE AS | 39758.81
6ES7654-6CJ04-3CF0 | SIMATIC PCS 7 CPU 410 SINGLE AS | 27788.31
6ES7654-6CL00-3CF1 | SIMATIC PCS 7 CPU 410 SINGLE AS | 24568.71
6ES7654-6CL00-3DF0 | SIMATIC PCS 7 CPU 410 SINGLE AS | 21945.39
6ES7654-6CL00-3EF2 | SIMATIC PCS 7 CPU 410 SINGLE AS | 28697.72
6ES7654-6CL00-3GF3 | SIMATIC PCS 7 CPU 410 SINGLE AS | 29478.27
6ES7654-6CL03-3KF0 | SIMATIC PCS 7 CPU 410 SINGLE AS | 27669.95
6ES7654-6CL03-4BF0 | SIMATIC PCS 7 CPU 410 SINGLE AS | 25340.28
6ES7654-6CL03-4DF1 | SIMATIC PCS 7 CPU 410 SINGLE AS | 28335.16
6ES7654-6CL03-4GF0 | SIMATIC PCS 7 CPU 410 SINGLE AS | 25404.7
6ES7654-6CN00-3EF1 | SIMATIC PCS 7 CPU 410 SINGLE AS | 29087.23
6ES7654-6CN00-3HF0 | SIMATIC PCS 7 CPU 410 SINGLE AS | 25001.69
6ES7654-6CN00-3HF3 | SIMATIC PCS 7 CPU 410 SINGLE AS | 32849.18
6ES7654-6CN00-4BF1 | SIMATIC PCS 7 CPU 410 SINGLE AS | 26844.46
6ES7654-6CN03-4GF0 | SIMATIC PCS 7 CPU 410 SINGLE AS | 28410.07
6ES7654-6CN03-5GF4 | SIMATIC PCS 7 CPU 410 SINGLE AS | 40134.85
6ES7656-8DP30-1EF1 | SIMATIC PCS 7 REDUNDANCY AS | 71701.59
6ES7656-8DP30-1GF0 | SIMATIC PCS 7 REDUNDANCY AS | 61960.39
6ES7656-8DP30-1HF0 | SIMATIC PCS 7 REDUNDANCY AS | 62601.61
6ES7656-8DP30-2BF0 | SIMATIC PCS 7 REDUNDANCY AS | 61021.04
6ES7656-8DP33-2GF0 | SIMATIC PCS 7 REDUNDANCY AS | 70138.98
6ES7656-8DP33-2GF1 | SIMATIC PCS 7 REDUNDANCY AS | 75823.09
6ES7656-8DP33-2HF0 | SIMATIC PCS 7 REDUNDANCY AS | 70780.2
6ES7656-8DP33-3BF0 | SIMATIC PCS 7 REDUNDANCY AS | 70888.07
6ES7656-8DQ33-2CF1 | SIMATIC PCS 7 REDUNDANCY AS | 77510.04
6ES7656-8DQ33-3BF0 | SIMATIC PCS 7 REDUNDANCY AS | 72026.7
6ES7656-8DQ33-4KF1 | SIMATIC PCS 7 REDUNDANCY AS | 81309.43
6ES7656-8DQ34-1CF0 | SIMATIC PCS 7 REDUNDANCY AS | 81553.64
6ES7656-8EM30-1GF0 | SIMATIC PCS 7 REDUNDANCY AS | 80052.45
6ES7656-8EM30-2BF0 | SIMATIC PCS 7 REDUNDANCY AS | 79113.09
6ES7656-8EM30-2CF0 | SIMATIC PCS 7 REDUNDANCY AS | 79826.24
6ES7656-8EM30-2GF0 | SIMATIC PCS 7 REDUNDANCY AS | 79277.9
6ES7656-8EM30-3BF0 | SIMATIC PCS 7 REDUNDANCY AS | 80026.99
6ES7656-8EM33-1GF2 | SIMATIC PCS 7 REDUNDANCY AS | 100373.83
6ES7656-8EM33-1GF4 | SIMATIC PCS 7 REDUNDANCY AS | 111742.05
6ES7656-8EM33-1HF1 | SIMATIC PCS 7 REDUNDANCY AS | 95330.94
6ES7656-8EM33-1HF3 | SIMATIC PCS 7 REDUNDANCY AS | 106699.16
6ES7656-8EM33-3EF1 | SIMATIC PCS 7 REDUNDANCY AS | 98886.13
6ES7656-8EM33-3GF0 | SIMATIC PCS 7 REDUNDANCY AS | 89144.94
6ES7656-8EM33-3GF1 | SIMATIC PCS 7 REDUNDANCY AS | 94829.05
6ES7656-8EM33-3GF2 | SIMATIC PCS 7 REDUNDANCY AS | 100513.16
6ES7656-8EM34-1HF0 | SIMATIC PCS 7 REDUNDANCY AS | 98599.97
6ES7656-8EM34-1KF0 | SIMATIC PCS 7 REDUNDANCY AS | 102201.61
6ES7656-8EM34-2BF0 | SIMATIC PCS 7 REDUNDANCY AS | 97019.39
6ES7656-8EM34-2BF3 | SIMATIC PCS 7 REDUNDANCY AS | 114071.72
6ES7654-5CJ00-4GF0 | SIMATIC PCS 7 CPU 410 SINGLE AS | 18889.11
6ES7654-5CJ00-7FF0 | SIMATIC PCS 7 CPU 410 SINGLE AS | 18267.35
6ES7654-5CL00-4BF0 | SIMATIC PCS 7 CPU 410 SINGLE AS | 21223.27
6ES7654-5CL00-4XF0 | SIMATIC PCS 7 CPU 410 SINGLE AS | 20096.64
6ES7654-5CN03-3EF0 | SIMATIC PCS 7 CPU 410 SINGLE AS | 30588.42
6ES7654-5CQ03-4DF0 | SIMATIC PCS 7 CPU 410 SINGLE AS | 38331.04
6ES7654-5EK00-3KF0 | SIMATIC PCS 7 CPU 410 SINGLE AS | 12529.3
6ES7654-6CA03-3CF0 | SIMATIC PCS 7 CPU 410 SINGLE AS | 24705.06
6ES7654-6CA03-3GF0 | SIMATIC PCS 7 CPU 410 SINGLE AS | 24382.95
6ES7654-6CC00-3CF0 | SIMATIC PCS 7 CPU 410 SINGLE AS | 22986.64
6ES7654-6CC00-3GF0 | SIMATIC PCS 7 CPU 410 SINGLE AS | 22664.53
6ES7654-6CC03-3BF0 | SIMATIC PCS 7 CPU 410 SINGLE AS | 26717.11
6ES7654-6CC03-7FF0 | SIMATIC PCS 7 CPU 410 SINGLE AS | 25816.71
6ES7654-6CE00-3BF1 | SIMATIC PCS 7 CPU 410 SINGLE AS | 28221.29
6ES7654-6CE03-3CF2 | SIMATIC PCS 7 CPU 410 SINGLE AS | 35340.65
6ES7654-6CF00-3BF0 | SIMATIC PCS 7 CPU 410 SINGLE AS | 29208.59
6ES7654-6CF00-5BF3 | SIMATIC PCS 7 CPU 410 SINGLE AS | 37974.46
6ES7654-6CF03-5CF0 | SIMATIC PCS 7 CPU 410 SINGLE AS | 34630.52
6ES7654-6CG00-3CF0 | SIMATIC PCS 7 CPU 410 SINGLE AS | 35598.34
6ES7654-6CJ00-3GF2 | SIMATIC PCS 7 CPU 410 SINGLE AS | 24463.84
6ES7654-6CJ03-3BF2 | SIMATIC PCS 7 CPU 410 SINGLE AS | 28516.43
6ES7654-6CJ03-4BF1 | SIMATIC PCS 7 CPU 410 SINGLE AS | 25557.52
6ES7654-6CL00-3HF3 | SIMATIC PCS 7 CPU 410 SINGLE AS | 29843.83
6ES7654-6CL03-3GF1 | SIMATIC PCS 7 CPU 410 SINGLE AS | 28363.62
6ES7654-6CL03-3GF3 | SIMATIC PCS 7 CPU 410 SINGLE AS | 33595.27
6ES7654-6CL03-4GF2 | SIMATIC PCS 7 CPU 410 SINGLE AS | 30636.36
6ES7654-6CL03-5BF0 | SIMATIC PCS 7 CPU 410 SINGLE AS | 26601.75
6ES7654-6CL03-5BF4 | SIMATIC PCS 7 CPU 410 SINGLE AS | 37065.07
6ES7654-6CL04-5EF1 | SIMATIC PCS 7 CPU 410 SINGLE AS | 35234.29
6ES7654-6CN00-3BF4 | SIMATIC PCS 7 CPU 410 SINGLE AS | 35035.03
6ES7654-6CN03-3BF3 | SIMATIC PCS 7 CPU 410 SINGLE AS | 36536.21
6ES7654-6CN03-3HF0 | SIMATIC PCS 7 CPU 410 SINGLE AS | 29118.71
6ES7654-6CN03-4BF1 | SIMATIC PCS 7 CPU 410 SINGLE AS | 30961.46
6ES7654-6CN03-6BF0 | SIMATIC PCS 7 CPU 410 SINGLE AS | 29037.8
6ES7654-6CN03-6DF2 | SIMATIC PCS 7 CPU 410 SINGLE AS | 34648.5
6ES7654-6CN04-5EF2 | SIMATIC PCS 7 CPU 410 SINGLE AS | 40855.47
6ES7656-8DP30-1EF0 | SIMATIC PCS 7 REDUNDANCY AS | 66017.48
6ES7656-8DP30-2CF0 | SIMATIC PCS 7 REDUNDANCY AS | 61734.16
6ES7656-8DP30-3BF0 | SIMATIC PCS 7 REDUNDANCY AS | 61934.92
6ES7656-8DP30-4GF0 | SIMATIC PCS 7 REDUNDANCY AS | 61290.7
6ES7656-8DP33-1EF1 | SIMATIC PCS 7 REDUNDANCY AS | 80654.73
6ES7656-8DP33-1HF0 | SIMATIC PCS 7 REDUNDANCY AS | 71554.76
6ES7656-8DP33-3GF0 | SIMATIC PCS 7 REDUNDANCY AS | 71052.86
6ES7656-8DP34-1CF0 | SIMATIC PCS 7 REDUNDANCY AS | 80415.01
6ES7656-8DQ33-1BF0 | SIMATIC PCS 7 REDUNDANCY AS | 71887.35
6ES7656-8DQ33-1GF0 | SIMATIC PCS 7 REDUNDANCY AS | 72052.16
6ES7656-8DQ34-2KF0 | SIMATIC PCS 7 REDUNDANCY AS | 84473.61
6ES7656-8EB33-1CF0 | SIMATIC PCS 7 REDUNDANCY AS | 47176.31
6ES7656-8EE34-3BF1 | SIMATIC PCS 7 REDUNDANCY AS | 75520.45
6ES7656-8EM30-1CF1 | SIMATIC PCS 7 REDUNDANCY AS | 86284.9
6ES7656-8EM30-3EF0 | SIMATIC PCS 7 REDUNDANCY AS | 84248.87
6ES7656-8EM30-4HF1 | SIMATIC PCS 7 REDUNDANCY AS | 85708.11
6ES7656-8EM33-1DF0 | SIMATIC PCS 7 REDUNDANCY AS | 89790.65
6ES7656-8EM33-1DF3 | SIMATIC PCS 7 REDUNDANCY AS | 106842.98
6ES7656-8EM33-2BF0 | SIMATIC PCS 7 REDUNDANCY AS | 88066.25
6ES7656-8EM33-2BF2 | SIMATIC PCS 7 REDUNDANCY AS | 99434.47
6ES7656-8EM33-2HF1 | SIMATIC PCS 7 REDUNDANCY AS | 94556.37
6ES7656-8EM33-3CF2 | SIMATIC PCS 7 REDUNDANCY AS | 101061.5
6ES7656-8EM33-2BF4 | SIMATIC PCS 7 REDUNDANCY AS | 110802.68
6ES7656-8EM33-2CF1 | SIMATIC PCS 7 REDUNDANCY AS | 94463.49
6ES7656-8EM33-2CF2 | SIMATIC PCS 7 REDUNDANCY AS | 100147.6
6ES7656-8EM33-2EF0 | SIMATIC PCS 7 REDUNDANCY AS | 92288.12
6ES7656-8EM33-2GF0 | SIMATIC PCS 7 REDUNDANCY AS | 88231.04
6ES7656-8EM33-4BF0 | SIMATIC PCS 7 REDUNDANCY AS | 88171.13
6ES7656-8EM33-4BF1 | SIMATIC PCS 7 REDUNDANCY AS | 93855.24
6ES7656-8EM33-4CF0 | SIMATIC PCS 7 REDUNDANCY AS | 88884.25
6ES7656-8EM33-4GF0 | SIMATIC PCS 7 REDUNDANCY AS | 88335.92
6ES7656-8EM34-3EF0 | SIMATIC PCS 7 REDUNDANCY AS | 102155.16
6ES7656-8EM34-3GF0 | SIMATIC PCS 7 REDUNDANCY AS | 98098.08
6ES7656-8EM34-4GF0 | SIMATIC PCS 7 REDUNDANCY AS | 97289.07
6ES7656-8EM43-3CF0 | SIMATIC PCS 7 REDUNDANCY AS | 91706.84
6ES7656-8EN30-4HF0 | SIMATIC PCS 7 REDUNDANCY AS | 81162.62
6ES7656-8EN33-1CF2 | SIMATIC PCS 7 REDUNDANCY AS | 102060.78
6ES7656-8EN33-1EF0 | SIMATIC PCS 7 REDUNDANCY AS | 94201.31
6ES7656-8EN33-1EF1 | SIMATIC PCS 7 REDUNDANCY AS | 99885.43
6ES7656-8EN33-3GF4 | SIMATIC PCS 7 REDUNDANCY AS | 113020
6ES7656-8EN33-4BF0 | SIMATIC PCS 7 REDUNDANCY AS | 89309.75
6ES7656-8EN33-4BF1 | SIMATIC PCS 7 REDUNDANCY AS | 94993.84
6ES7656-8EN33-4BF2 | SIMATIC PCS 7 REDUNDANCY AS | 100677.95
6ES7656-8EN33-4EF1 | SIMATIC PCS 7 REDUNDANCY AS | 99215.73
6ES7656-8EP30-2BF0 | SIMATIC PCS 7 REDUNDANCY AS | 65686.37
6ES7656-8EP30-3BF0 | SIMATIC PCS 7 REDUNDANCY AS | 66600.27
6ES7656-8EP30-3BF1 | SIMATIC PCS 7 REDUNDANCY AS | 72284.38
6ES7656-8EP30-3BF2 | SIMATIC PCS 7 REDUNDANCY AS | 77968.49
6ES7656-8EP33-3BF1 | SIMATIC PCS 7 REDUNDANCY AS | 81237.52
6ES7656-8EP33-3CF0 | SIMATIC PCS 7 REDUNDANCY AS | 76266.54
6ES7656-8EP33-3EF1 | SIMATIC PCS 7 REDUNDANCY AS | 85459.41
6ES7656-8EP33-3HF0 | SIMATIC PCS 7 REDUNDANCY AS | 76359.44
6ES7656-8EQ33-1BF0 | SIMATIC PCS 7 REDUNDANCY AS | 76552.7
6ES7656-8EQ33-1CF0 | SIMATIC PCS 7 REDUNDANCY AS | 77265.83
6ES7656-8EQ33-1CF1 | SIMATIC PCS 7 REDUNDANCY AS | 82949.94
6ES7656-8EQ33-1GF0 | SIMATIC PCS 7 REDUNDANCY AS | 76717.49
6ES7656-8GM30-1BF0 | SIMATIC PCS 7 REDUNDANCY AS | 81976.13
6FX5002-2AH11-1FF0 | SIGNAL CABLE PREASSAMBLED | 620.23
6FX5002-2AH11-1GA0 | SIGNAL CABLE PREASSAMBLED | 666.83
6FX5002-2AH11-1GF0 | SIGNAL CABLE PREASSAMBLED | 713.4
6FX5002-2AH11-1JA0 | SIGNAL CABLE PREASSAMBLED | 853.22
6FX5002-2CA12-1BK0 | SIGNAL CABLE, PREASSEMBLED | 203.2
6FX5002-2CA12-1CB0 | SIGNAL CABLE, PREASSEMBLED | 215.86
6FX5002-2CA12-1CC0 | SIGNAL CABLE, PREASSEMBLED | 222.18
6FX5002-2CA12-1CE0 | SIGNAL CABLE, PREASSEMBLED | 234.93
6FX5002-2CA12-1EJ0 | SIGNAL CABLE, PREASSEMBLED | 387.76
6FX5002-2CA12-1EK0 | SIGNAL CABLE, PREASSEMBLED | 393.95
6FX5002-2CA12-1FA0 | SIGNAL CABLE, PREASSEMBLED | 399.33
6FX5002-2CA12-1FJ0 | SIGNAL CABLE, PREASSEMBLED | 450.19
6FX5002-2CA12-2DA0 | SIGNAL CABLE, PREASSEMBLED | 908.97
6FX5002-2CA12-2FA0 | SIGNAL CABLE, PREASSEMBLED | 1035.21
6FX5002-2CA12-3AA0 | SIGNAL CABLE, PREASSEMBLED | 1352.03
6FX5002-2CA12-3CA0 | SIGNAL CABLE, PREASSEMBLED | 1478.98
6FX5002-2CA20-1AF5 | SIGNAL CABLE PREASSAMBLED | 233.56
6FX5002-2CA24-1AE0 | SIGNAL CABLE PREASSAMBLED | 283.47
6FX5002-2CA31-1AA0 | SIGNAL CABLE, PREASSEMBLED, | 118.84
6FX5002-2CA31-1AA5 | SIGNAL CABLE, PREASSEMBLED, | 126.75
6FX5002-2CA31-1AA7 | SIGNAL CABLE, PREASSEMBLED, | 126.75
6FX5002-2CA31-1AG1 | SIGNAL CABLE, PREASSEMBLED, | 174.17
6FX5002-2CA31-1AJ1 | SIGNAL CABLE, PREASSEMBLED, | 190.12
6FX5002-2CA31-1AK5 | SIGNAL CABLE, PREASSEMBLED, | 198
6FX5002-2CA31-1BA2 | SIGNAL CABLE, PREASSEMBLED, | 205.89
6FX5002-2CA31-1DG5 | SIGNAL CABLE, PREASSEMBLED, | 412.32
6ES7656-8EM33-3GF3 | SIMATIC PCS 7 REDUNDANCY AS | 106197.27
6ES7656-8EM33-3HF0 | SIMATIC PCS 7 REDUNDANCY AS | 89786.16
6ES7656-8EM34-1CF2 | SIMATIC PCS 7 REDUNDANCY AS | 109875.31
6ES7656-8EM34-1EF1 | SIMATIC PCS 7 REDUNDANCY AS | 107699.94
6ES7656-8EM34-2EF1 | SIMATIC PCS 7 REDUNDANCY AS | 106925.39
6ES7656-8EM34-3CF1 | SIMATIC PCS 7 REDUNDANCY AS | 104330.53
6ES7656-8EM43-3CF2 | SIMATIC PCS 7 REDUNDANCY AS | 103075.06
6ES7656-8EM44-3CF0 | SIMATIC PCS 7 REDUNDANCY AS | 100659.98
6ES7656-8EN30-1HF0 | SIMATIC PCS 7 REDUNDANCY AS | 81832.29
6ES7656-8EN30-3BF0 | SIMATIC PCS 7 REDUNDANCY AS | 81165.61
6ES7656-8EN33-1GF2 | SIMATIC PCS 7 REDUNDANCY AS | 101512.45
6ES7656-8EN33-1HF0 | SIMATIC PCS 7 REDUNDANCY AS | 90785.45
6ES7656-8EN33-3CF0 | SIMATIC PCS 7 REDUNDANCY AS | 90831.9
6ES7656-8EN33-3EF0 | SIMATIC PCS 7 REDUNDANCY AS | 94340.64
6ES7656-8EN33-4GF0 | SIMATIC PCS 7 REDUNDANCY AS | 89474.54
6ES7656-8EP30-1CF1 | SIMATIC PCS 7 REDUNDANCY AS | 72858.18
6ES7656-8EP30-1GF1 | SIMATIC PCS 7 REDUNDANCY AS | 72309.84
6ES7656-8EP30-3BF3 | SIMATIC PCS 7 REDUNDANCY AS | 83652.6
6ES7656-8EP30-3HF0 | SIMATIC PCS 7 REDUNDANCY AS | 67406.28
6ES7656-8EP33-1KF0 | SIMATIC PCS 7 REDUNDANCY AS | 79821.73
6ES7656-8EP33-2BF1 | SIMATIC PCS 7 REDUNDANCY AS | 80323.63
6ES7656-8EP34-1CF0 | SIMATIC PCS 7 REDUNDANCY AS | 85080.37
6ES7656-8EP34-3BF1 | SIMATIC PCS 7 REDUNDANCY AS | 90190.66
6ES7656-8EQ30-1HF0 | SIMATIC PCS 7 REDUNDANCY AS | 68405.57
6ES7656-8EQ30-2GF1 | SIMATIC PCS 7 REDUNDANCY AS | 72673.91
6ES7656-8GM30-1EF2 | SIMATIC PCS 7 REDUNDANCY AS | 97566.22
6FX5002-2AH11-1DB0 | SIGNAL CABLE PREASSAMBLED | 396.61
6FX5002-2AH11-1EK0 | SIGNAL CABLE PREASSAMBLED | 564.34
6FX5002-2AH11-1FD0 | SIGNAL CABLE PREASSAMBLED | 601.59
6FX5002-2AH11-1KA0 | SIGNAL CABLE PREASSAMBLED | 946.43
6FX5002-2AH11-2AA0 | SIGNAL CABLE PREASSAMBLED | 1039.6
6FX5002-2CA12-1AE0 | SIGNAL CABLE, PREASSEMBLED | 107.97
6FX5002-2CA12-1BE0 | SIGNAL CABLE, PREASSEMBLED | 171.58
6FX5002-2CA12-1BH0 | SIGNAL CABLE, PREASSEMBLED | 190.56
6FX5002-2CA12-1CJ0 | SIGNAL CABLE, PREASSEMBLED | 260.36
6FX5002-2CA12-1DC0 | SIGNAL CABLE, PREASSEMBLED | 285.77
6FX5002-2CA12-1EB0 | SIGNAL CABLE, PREASSEMBLED | 343.28
6FX5002-2CA12-1ED0 | SIGNAL CABLE, PREASSEMBLED | 355.98
6FX5002-2CA12-1EG0 | SIGNAL CABLE, PREASSEMBLED | 375.06
6FX5002-2CA12-1FK0 | SIGNAL CABLE, PREASSEMBLED | 456.4
6FX5002-2CA12-1GE0 | SIGNAL CABLE, PREASSEMBLED | 489.52
6FX5002-2CA12-1KA0 | SIGNAL CABLE, PREASSEMBLED | 653.72
6FX5002-2CA12-2CA0 | SIGNAL CABLE, PREASSEMBLED | 845.38
6FX5002-2CA20-1AJ0 | SIGNAL CABLE PREASSAMBLED | 252.63
6FX5002-2CA20-1BA1 | SIGNAL CABLE PREASSAMBLED | 281.17
6FX5002-2CA20-1DC0 | SIGNAL CABLE PREASSAMBLED | 481.29
6FX5002-2CA24-1AB0 | SIGNAL CABLE PREASSAMBLED | 255.89
6FX5002-2CA31-1AB3 | SIGNAL CABLE, PREASSEMBLED, | 134.69
6FX5002-2CA31-1AB5 | SIGNAL CABLE, PREASSEMBLED, | 134.69
6FX5002-2CA31-1AF5 | SIGNAL CABLE, PREASSEMBLED, | 166.3
6FX5002-2CA31-1AF8 | SIGNAL CABLE, PREASSEMBLED, | 166.3
6FX5002-2CA31-1BA5 | SIGNAL CABLE, PREASSEMBLED, | 205.89
6FX5002-2CA31-1BD5 | SIGNAL CABLE, PREASSEMBLED, | 229.68
6FX5002-2CA31-1DA1 | SIGNAL CABLE, PREASSEMBLED, | 364.89
6FX5002-2CA31-1DF5 | SIGNAL CABLE, PREASSEMBLED, | 404.42
6FX5002-2CA31-1ED0 | SIGNAL CABLE, PREASSEMBLED, | 459.43
6FX5002-2CA31-1EH0 | SIGNAL CABLE, PREASSEMBLED, | 490.93
6FX5002-2CA31-1FD0 | SIGNAL CABLE, PREASSEMBLED, | 538.1
6FX5002-2CA31-1FH0 | SIGNAL CABLE, PREASSEMBLED, | 569.6
6FX5002-2CA31-1GG0 | SIGNAL CABLE, PREASSEMBLED, | 640.31
6FX5002-2CA31-1GJ0 | SIGNAL CABLE, PREASSEMBLED, | 656.28
6ES7656-8EM44-3GF0 | SIMATIC PCS 7 REDUNDANCY AS | 100111.64
6ES7656-8EN30-1BF0 | SIMATIC PCS 7 REDUNDANCY AS | 81026.28
6ES7656-8EN30-1CF1 | SIMATIC PCS 7 REDUNDANCY AS | 87423.52
6ES7656-8EN30-1EF0 | SIMATIC PCS 7 REDUNDANCY AS | 85248.16
6ES7656-8EN33-1HF3 | SIMATIC PCS 7 REDUNDANCY AS | 107837.78
6ES7656-8EN33-2BF1 | SIMATIC PCS 7 REDUNDANCY AS | 94888.98
6ES7656-8EN33-2HF0 | SIMATIC PCS 7 REDUNDANCY AS | 90010.88
6ES7656-8EN33-3BF1 | SIMATIC PCS 7 REDUNDANCY AS | 95802.87
6ES7656-8EN34-1GF0 | SIMATIC PCS 7 REDUNDANCY AS | 99097.37
6ES7656-8EN34-3DF2 | SIMATIC PCS 7 REDUNDANCY AS | 111389.98
6ES7656-8EN34-4BF0 | SIMATIC PCS 7 REDUNDANCY AS | 98262.89
6ES7656-8EN43-3GF1 | SIMATIC PCS 7 REDUNDANCY AS | 97981.23
6ES7656-8EP33-1BF1 | SIMATIC PCS 7 REDUNDANCY AS | 81098.19
6ES7656-8EP33-1CF1 | SIMATIC PCS 7 REDUNDANCY AS | 81811.32
6ES7656-8EP33-1EF1 | SIMATIC PCS 7 REDUNDANCY AS | 85320.07
6ES7656-8EP33-1GF1 | SIMATIC PCS 7 REDUNDANCY AS | 81263
6ES7656-8EP33-1HF0 | SIMATIC PCS 7 REDUNDANCY AS | 76220.11
6ES7656-8EQ30-1BF0 | SIMATIC PCS 7 REDUNDANCY AS | 67599.55
6ES7656-8EQ30-1CF0 | SIMATIC PCS 7 REDUNDANCY AS | 68312.69
6ES7656-8EQ30-1CF1 | SIMATIC PCS 7 REDUNDANCY AS | 73996.8
6ES7656-8EQ30-1GF0 | SIMATIC PCS 7 REDUNDANCY AS | 67764.35
6FX5002-2AH11-1DJ0 | SIGNAL CABLE PREASSAMBLED | 461.86
6FX5002-2AH11-1EB0 | SIGNAL CABLE PREASSAMBLED | 489.82
6FX5002-2AH11-1EE0 | SIGNAL CABLE PREASSAMBLED | 517.77
6FX5002-2AH11-1EF0 | SIGNAL CABLE PREASSAMBLED | 527.09
6FX5002-2CA12-1AH0 | SIGNAL CABLE, PREASSEMBLED | 126.95
6FX5002-2CA12-1AJ0 | SIGNAL CABLE, PREASSEMBLED | 133.4
6FX5002-2CA12-1BB0 | SIGNAL CABLE, PREASSEMBLED | 152.52
6FX5002-2CA12-1BC0 | SIGNAL CABLE, PREASSEMBLED | 158.83
6FX5002-2CA12-1DE0 | SIGNAL CABLE, PREASSEMBLED | 298.51
6FX5002-2CA12-1DG0 | SIGNAL CABLE, PREASSEMBLED | 311.25
6FX5002-2CA12-1DH0 | SIGNAL CABLE, PREASSEMBLED | 317.49
6FX5002-2CA12-1DJ0 | SIGNAL CABLE, PREASSEMBLED | 323.94
6FX5002-2CA12-1HA0 | SIGNAL CABLE, PREASSEMBLED | 526.52
6FX5002-2CA12-1HD0 | SIGNAL CABLE, PREASSEMBLED | 545.62
6FX5002-2CA12-1HG0 | SIGNAL CABLE, PREASSEMBLED | 564.69
6FX5002-2CA12-1CH0 | SIGNAL CABLE, PREASSEMBLED | 253.91
6FX5002-2CA20-1BB0 | SIGNAL CABLE PREASSAMBLED | 281.17
6FX5002-2CA20-1BD0 | SIGNAL CABLE PREASSAMBLED | 300.23
6FX5002-2CA20-1CD0 | SIGNAL CABLE PREASSAMBLED | 395.53
6FX5002-2CA20-1DB0 | SIGNAL CABLE PREASSAMBLED | 471.75
6FX5002-2CA31-1AB6 | SIGNAL CABLE, PREASSEMBLED, | 134.69
6FX5002-2CA31-1AC2 | SIGNAL CABLE, PREASSEMBLED, | 142.55
6FX5002-2CA31-1AC4 | SIGNAL CABLE, PREASSEMBLED, | 142.55
6FX5002-2CA31-1AC5 | SIGNAL CABLE, PREASSEMBLED, | 142.55
6FX5002-2CA31-1AE2 | SIGNAL CABLE, PREASSEMBLED, | 158.49
6FX5002-2CA31-1BK5 | SIGNAL CABLE, PREASSEMBLED, | 277.12
6FX5002-2CA31-1CA1 | SIGNAL CABLE, PREASSEMBLED, | 284.91
6FX5002-2CA31-1CB5 | SIGNAL CABLE, PREASSEMBLED, | 292.82
6FX5002-2CA31-1CD5 | SIGNAL CABLE, PREASSEMBLED, | 308.69
6FX5002-2CA31-1EJ0 | SIGNAL CABLE, PREASSEMBLED, | 499.01
6FX5002-2CA31-1EK0 | SIGNAL CABLE, PREASSEMBLED, | 506.85
6FX5002-2CA31-1FB0 | SIGNAL CABLE, PREASSEMBLED, | 522.21
6FX5002-2CA31-1FC0 | SIGNAL CABLE, PREASSEMBLED, | 530.11
6FX5002-2CA31-1HB0 | SIGNAL CABLE, PREASSEMBLED, | 679.44
6FX5002-2CA31-1HC0 | SIGNAL CABLE, PREASSEMBLED, | 687.33
6FX5002-2CA31-1HD0 | SIGNAL CABLE, PREASSEMBLED, | 695.33
6FX5002-2CA31-1HE0 | SIGNAL CABLE, PREASSEMBLED, | 703.26
6FX5002-2CA31-1JG0 | SIGNAL CABLE, PREASSEMBLED, | 799.88
6FX5002-2CA31-1JH0 | SIGNAL CABLE, PREASSEMBLED, | 807.78
6FX5002-2CA31-1JJ0 | SIGNAL CABLE, PREASSEMBLED, | 815.83
6FX5002-2CA31-1DJ5 | SIGNAL CABLE, PREASSEMBLED, | 428.26
6FX5002-2CA31-1DK0 | SIGNAL CABLE, PREASSEMBLED, | 428.2
6FX5002-2CA31-1DK5 | SIGNAL CABLE, PREASSEMBLED, | 436.12
6FX5002-2CA31-1EB0 | SIGNAL CABLE, PREASSEMBLED, | 443.55
6FX5002-2CA31-1FK0 | SIGNAL CABLE, PREASSEMBLED, | 585.53
6FX5002-2CA31-1GC0 | SIGNAL CABLE, PREASSEMBLED, | 608.71
6FX5002-2CA31-1GD0 | SIGNAL CABLE, PREASSEMBLED, | 616.7
6FX5002-2CA31-1GE0 | SIGNAL CABLE, PREASSEMBLED, | 624.64
6FX5002-2CA31-1HJ0 | SIGNAL CABLE, PREASSEMBLED, | 734.89
6FX5002-2CA31-1HK0 | SIGNAL CABLE, PREASSEMBLED, | 742.76
6FX5002-2CA31-1CH5 | SIGNAL CABLE, PREASSEMBLED, | 340.2
6FX5002-2CA31-1JB0 | SIGNAL CABLE, PREASSEMBLED, | 760.39
6FX5002-2CA31-1KG0 | SIGNAL CABLE, PREASSEMBLED, | 878.47
6FX5002-2CA31-1KH0 | SIGNAL CABLE, PREASSEMBLED, | 886.36
6FX5002-2CA31-1KJ0 | SIGNAL CABLE, PREASSEMBLED, | 894.42
6FX5002-2CA31-1KK0 | SIGNAL CABLE, PREASSEMBLED, | 902.26
6FX5002-2CA34-1AA0 | SIGNAL CABLE, PREASSEMBLED,EXT. | 149.17
6FX5002-2CA34-1AB0 | SIGNAL CABLE, PREASSEMBLED,EXT. | 157.63
6FX5002-2CA34-1AC5 | SIGNAL CABLE, PREASSEMBLED,EXT. | 174.56
6FX5002-2CA34-1AC6 | SIGNAL CABLE, PREASSEMBLED,EXT. | 174.56
6FX5002-2CA34-1AD3 | SIGNAL CABLE, PREASSEMBLED,EXT. | 183.07
6FX5002-2CA34-1BJ0 | SIGNAL CABLE, PREASSEMBLED,EXT. | 301.56
6FX5002-2CA34-1BJ5 | SIGNAL CABLE, PREASSEMBLED,EXT. | 310.02
6FX5002-2CA34-1BK0 | SIGNAL CABLE, PREASSEMBLED,EXT. | 310.1
6FX5002-2CA34-1CA0 | SIGNAL CABLE, PREASSEMBLED,EXT. | 318.19
6FX5002-5CG11-1KH6 | POWER CABLE, PREASSEMBLED | 744.21
6FX5002-5CG12-1AC0 | POWER CABLE PREASSEMBLED | 139.75
6FX5002-5CG12-1AJ0 | POWER CABLE PREASSEMBLED | 177.48
6FX5002-5CG12-1BB0 | POWER CABLE PREASSEMBLED | 196.39
6FX5002-5CG21-1AA7 | POWER CABLE, PREASSEMBLED | 222.66
6FX5002-5CG21-1AB0 | POWER CABLE, PREASSEMBLED | 222.66
6FX5002-5CG21-1AB5 | POWER CABLE, PREASSEMBLED | 229.67
6FX5002-5CG21-1AC5 | POWER CABLE, PREASSEMBLED | 236.67
6FX5002-5CG21-1AD0 | POWER CABLE, PREASSEMBLED | 236.67
6FX5002-5CG21-1BK0 | POWER CABLE, PREASSEMBLED | 348.74
6FX5002-5CG21-1CB0 | POWER CABLE, PREASSEMBLED | 362.76
6FX5002-5CG21-1CC0 | POWER CABLE, PREASSEMBLED | 369.74
6FX5002-5CG21-1CD0 | POWER CABLE, PREASSEMBLED | 376.76
6FX5002-5CG21-1EB0 | POWER CABLE, PREASSEMBLED | 502.96
6FX5002-5CG21-1EC0 | POWER CABLE, PREASSEMBLED | 509.95
6FX5002-5CG21-1ED0 | POWER CABLE, PREASSEMBLED | 516.98
6FX5002-5CG21-1EE0 | POWER CABLE, PREASSEMBLED | 523.96
6FX5002-5CG22-1AD0 | POWER CABLE PREASSEMBLED | 236.67
6FX5002-5CG22-1AE0 | POWER CABLE PREASSEMBLED | 243.65
6FX5002-5CG22-1AE3 | POWER CABLE PREASSEMBLED | 250.69
6FX5002-5CG22-1AF5 | POWER CABLE PREASSEMBLED | 257.69
6FX5002-5CG22-1CK0 | POWER CABLE PREASSEMBLED | 418.75
6FX5002-5CG22-1DB0 | POWER CABLE PREASSEMBLED | 432.9
6FX5002-5CG22-1DD0 | POWER CABLE PREASSEMBLED | 446.9
6FX5002-5CG22-1DF0 | POWER CABLE PREASSEMBLED | 460.92
6FX5002-5CG22-1FB0 | POWER CABLE PREASSEMBLED | 573.01
6FX5002-5CG22-1FC0 | POWER CABLE PREASSEMBLED | 580.01
6FX5002-5CG22-1FD0 | POWER CABLE PREASSEMBLED | 587.01
6FX5002-5CG22-1FE0 | POWER CABLE PREASSEMBLED | 593.99
6FX5002-5CG23-1BJ0 | POWER CABLE PREASSEMBLED | 1206.4
6FX5002-5CG23-1BK0 | POWER CABLE PREASSEMBLED | 1230.92
6FX5002-5CG23-1CA0 | POWER CABLE PREASSEMBLED | 1255.65
6FX5002-5CG23-1CC0 | POWER CABLE PREASSEMBLED | 1304.48
6FX5002-5CG31-1AJ0 | POWER CABLE, PREASSEMBLED | 251.54
6FX5002-5CG31-1BB0 | POWER CABLE, PREASSEMBLED | 270.38
6FX5002-5CG31-1BC0 | POWER CABLE, PREASSEMBLED | 276.68
6FX5002-2CA31-1HF5 | SIGNAL CABLE, PREASSEMBLED, | 718.96
6FX5002-2CA31-1HH0 | SIGNAL CABLE, PREASSEMBLED, | 726.82
6FX5002-2CA31-1JC0 | SIGNAL CABLE, PREASSEMBLED, | 768.28
6FX5002-2CA31-1JE0 | SIGNAL CABLE, PREASSEMBLED, | 784.21
6FX5002-2CA31-1KC0 | SIGNAL CABLE, PREASSEMBLED, | 846.85
6FX5002-2CA31-1KE0 | SIGNAL CABLE, PREASSEMBLED, | 862.78
6FX5002-2CA31-2AB0 | SIGNAL CABLE, PREASSEMBLED, | 917.58
6FX5002-2CA31-2BE0 | SIGNAL CABLE, PREASSEMBLED, | 1020.52
6FX5002-2CA31-2GA0 | SIGNAL CABLE, PREASSEMBLED, | 1383.72
6FX5002-2CA31-2JA0 | SIGNAL CABLE, PREASSEMBLED, | 1543.27
6FX5002-2CA34-1AE5 | SIGNAL CABLE, PREASSEMBLED,EXT. | 191.4
6FX5002-2CA34-1AG5 | SIGNAL CABLE, PREASSEMBLED,EXT. | 208.29
6FX5002-2CA34-1BF0 | SIGNAL CABLE, PREASSEMBLED,EXT. | 276.15
6FX5002-2CA34-1BH0 | SIGNAL CABLE, PREASSEMBLED,EXT. | 292.97
6FX5002-2CA34-1CB0 | SIGNAL CABLE, PREASSEMBLED,EXT. | 326.65
6FX5002-5CG11-1FK0 | POWER CABLE, PREASSEMBLED | 498.31
6FX5002-5CG11-1HK3 | POWER CABLE, PREASSEMBLED | 631.85
6FX5002-5CG11-1JF0 | POWER CABLE, PREASSEMBLED | 662.68
6FX5002-5CG12-1CG0 | POWER CABLE PREASSEMBLED | 290.72
6FX5002-5CG12-1KF0 | POWER CABLE PREASSEMBLED | 724.68
6FX5002-5CG13-1CE0 | POWER CABLE PREASSEMBLED | 1140.73
6FX5002-5CG13-1DF0 | POWER CABLE PREASSEMBLED | 1339.15
6FX5002-5CG21-1AG5 | POWER CABLE, PREASSEMBLED | 264.72
6FX5002-5CG21-1AH4 | POWER CABLE, PREASSEMBLED | 271.71
6FX5002-5CG21-1BG0 | POWER CABLE, PREASSEMBLED | 327.78
6FX5002-5CG21-1BJ0 | POWER CABLE, PREASSEMBLED | 341.74
6FX5002-5CG21-1CE0 | POWER CABLE, PREASSEMBLED | 383.74
6FX5002-5CG21-1CJ0 | POWER CABLE, PREASSEMBLED | 411.75
6FX5002-5CG21-1DB0 | POWER CABLE, PREASSEMBLED | 432.9
6FX5002-5CG21-1DG0 | POWER CABLE, PREASSEMBLED | 467.94
6FX5002-5CG21-1DJ0 | POWER CABLE, PREASSEMBLED | 481.89
6FX5002-5CG21-1EG0 | POWER CABLE, PREASSEMBLED | 538.02
6FX5002-5CG21-1EJ0 | POWER CABLE, PREASSEMBLED | 551.97
6FX5002-5CG21-1JA0 | POWER CABLE, PREASSEMBLED | 776.19
6FX5002-5CG22-1AA0 | POWER CABLE PREASSEMBLED | 215.63
6FX5002-5CG22-1AC0 | POWER CABLE PREASSEMBLED | 229.67
6FX5002-5CG22-1AG0 | POWER CABLE PREASSEMBLED | 257.7
6FX5002-5CG22-1AK0 | POWER CABLE PREASSEMBLED | 278.66
6FX5002-5CG22-1BK0 | POWER CABLE PREASSEMBLED | 348.74
6FX5002-5CG22-1CD0 | POWER CABLE PREASSEMBLED | 376.76
6FX5002-5CG22-1DH0 | POWER CABLE PREASSEMBLED | 474.91
6FX5002-5CG22-1EA0 | POWER CABLE PREASSEMBLED | 495.94
6FX5002-5CG22-1EC0 | POWER CABLE PREASSEMBLED | 509.95
6FX5002-5CG22-1EH0 | POWER CABLE PREASSEMBLED | 544.98
6FX5002-5CG22-1EK0 | POWER CABLE PREASSEMBLED | 558.97
6FX5002-5CG22-1FG0 | POWER CABLE PREASSEMBLED | 608.04
6FX5002-5CG22-1FJ0 | POWER CABLE PREASSEMBLED | 622.01
6FX5002-5CG23-1BD0 | POWER CABLE PREASSEMBLED | 1083.86
6FX5002-5CG23-1BG0 | POWER CABLE PREASSEMBLED | 1157.62
6FX5002-5CG23-1CF0 | POWER CABLE PREASSEMBLED | 1378.01
6FX5002-5CG23-1FF0 | POWER CABLE PREASSEMBLED | 2111.07
6FX5002-5CG31-1AE0 | POWER CABLE, PREASSEMBLED | 226.38
6FX5002-5CG31-1AH0 | POWER CABLE, PREASSEMBLED | 245.34
6FX5002-5CG31-1CB0 | POWER CABLE, PREASSEMBLED | 333.5
6FX5002-5CG31-1CD0 | POWER CABLE, PREASSEMBLED | 346.13
6FX5002-5CG31-1DB0 | POWER CABLE, PREASSEMBLED | 396.6
6FX5002-5CG31-1DD0 | POWER CABLE, PREASSEMBLED | 409.24
6FX5002-5CG31-1EB0 | POWER CABLE, PREASSEMBLED | 459.54
6FX5002-5CG31-1ED0 | POWER CABLE, PREASSEMBLED | 472.17
6FX5002-5CG31-1FF0 | POWER CABLE, PREASSEMBLED | 547.04
6FX5002-5CG31-1HA0 | POWER CABLE, PREASSEMBLED | 642.84
6FX5002-5CG32-1AF0 | POWER CABLE PREASSEMBLED | 232.6
BVP:662591 | BD01-BV | 14.68
BVP:662602 | +BD2C-400-EI90-SLBX* | 855.49
BVP:662647 | BD2-AK023/A163NC-RCCB-CEE165 | 1327.28
BVP:662656 | BD2-AK023/3A161C-3CEE163 | 1300.85
BVP:662664 | BD2-AK023/3A161C-PAC | 1874.72
BVP:662651 | BD2-AK023/A323NC-RCCB-CEE325 | 1361.43
BVP:662665 | BD2-AK023/A163C-PAC | 1880.23
BVP:662367 | BD01-63-MS | 167.67
BVP:662448 | BD2-AK03/LSD-3VA11-S-080-3-TM240 | 1152.88
6AG4141-0BG22-0FA0 | SIMATIC IPC427E (MicroBOX PC) | 3687.03
6AG4141-0CA31-0JA0 | SIMATIC IPC427E (MicroBOX PC) | 2827.07
6AG4141-3BF01-0FA0 | SIMATIC IPC427E (MicroBOX PC) | 3772.43
6AG4141-3DB30-0FA0 | SIMATIC IPC427E (MicroBOX PC) | 3808.39
6AG4141-5BA02-0FA0 | SIMATIC IPC427E (MicroBOX PC) | 3956.7
6AG4141-5BB04-0JA0 | SIMATIC IPC427E (MicroBOX PC) | 4149.96
6AG4141-5BB10-0FA0 | SIMATIC IPC427E (MicroBOX PC) | 4120.01
6AG4141-5BG47-0GA0 | SIMATIC IPC427E (MicroBOX PC) | 5218.17
6AG4141-5BH30-3FA0 | SIMATIC IPC427E (MicroBOX PC) | 5114.8
6AG4141-5CB04-0JA0 | SIMATIC IPC427E (MicroBOX PC) | 4149.96
6AG4141-5CB07-0FA0 | SIMATIC IPC427E (MicroBOX PC) | 4244.35
6AG4141-5DB07-0FA8 | SIMATIC IPC427E (MicroBOX PC) | 4329.75
6AG4141-5DB37-0JA0 | SIMATIC IPC427E (MicroBOX PC) | 4048.09
6AG4141-7BC58-0FA8 | SIMATIC IPC427E (MicroBOX PC) | 6082.63
6AG4141-7BD10-3AA0 | SIMATIC IPC427E (MicroBOX PC) | 4749.24
6AG4141-7BG54-0FA0 | SIMATIC IPC427E (MicroBOX PC) | 5619.69
6AG4141-7BK30-3FA0 | SIMATIC IPC427E (MicroBOX PC) | 6251.91
6AG4141-7DB08-0FA0 | SIMATIC IPC427E (MicroBOX PC) | 4985.96
6AG6003-5CF01-0DA0 | SIPLUS RIC for SIMATIC ET 200S Lic. DL | 2542.16
6AG6003-7CF01-0LF0 | SIPLUS RIC for SIMATIC S7-15xx Lic. DL | 2982.24
6AV6647-0AH11-3AX1 | SIMATIC HMI KP300 Basic mono PN | 312.4
6AV7241-1BA42-0DA2 | SIMATIC IPC477E 15" ST (1280 x 800) | 4662.36
6AV7241-1BC05-0FA0 | SIMATIC IPC477E 15" ST (1280 x 800) | 5468.37
6AV7241-1BF31-0DA0 | SIMATIC IPC477E 15" ST (1280 x 800) | 4526.01
6AV7241-1RA00-0AA1 | SIMATIC IPC477E 24" MT (1920 x 1080) | 5249.64
6AV7241-3BA07-0FA0 | SIMATIC IPC477E 15" ST (1280 x 800) | 5264.62
6AV7241-3BB04-0FA0 | SIMATIC IPC477E 15" ST (1280 x 800) | 5732.05
6AV7241-3BC04-0JA0 | SIMATIC IPC477E 15" ST (1280 x 800) | 5952.28
6AV7241-3BG07-0DA0 | SIMATIC IPC477E 15" ST (1280 x 800) | 5263.12
6AV7241-3DA04-0JA0 | SIMATIC IPC477E 19" ST (1366 x 768) | 5496.84
6AV7241-3DB37-0DA0 | SIMATIC IPC477E 19" ST (1366 x 768) | 5633.17
6AV7241-3EA00-0AA1 | SIMATIC IPC477E 22" ST (1920 x 1080) | 5338.03
6AV7241-3LA04-0FA0 | SIMATIC IPC477E 22" MT (1920 x 1080) | 6800.25
6AV7241-3LB07-0DA0 | SIMATIC IPC477E 22" MT (1920 x 1080) | 6485.63
6AV7241-5BB04-0GA0 | SIMATIC IPC477E 15" ST (1280 x 800) | 6595.01
6AV7241-5BB10-0FA0 | SIMATIC IPC477E 15" ST (1280 x 800) | 5648.15
6AV7241-5BC04-0GA2 | SIMATIC IPC477E 15" ST (1280 x 800) | 7189.78
6AV7241-5BC17-0FA0 | SIMATIC IPC477E 15" ST (1280 x 800) | 6485.63
6DR5213-0EG00-0AA0-ZF01 | SIPART PS2 4 wire with Hart SA Alu | 2063.44
6DR5213-0EG01-0AA0-ZM40 | SIPART PS2 4 wire with Hart SA Alu | 2340.04
6DR5213-0GG01-0AA0-ZM40 | SIPART PS2 4 wire with Hart SA Alu | 2340.04
6DR5213-0KN00-0AA0 | SIPART PS2 4 wire with Hart SA Alu | 1848.04
6DR5520-0EN00-0BA4 | SIPART PS2 PA DA | 2229.89
6DR5520-0EN01-0AA4 | SIPART PS2 PA DA | 2631.31
6ES7652-7CX68-2YH0 | PCS 7 PH SERVER REDUNDANCY V9.1 DL | 27376.32
6ES7654-5CC04-3BF0 | SIMATIC PCS 7 CPU 410 SINGLE AS | 30834.13
6ES7654-5CE00-3EF0 | SIMATIC PCS 7 CPU 410 SINGLE AS | 27505.16
6ES7654-5CJ00-6XF0 | SIMATIC PCS 7 CPU 410 SINGLE AS | 18390.21
6ES7654-5CJ03-3BF1 | SIMATIC PCS 7 CPU 410 SINGLE AS | 25900.6
6ES7654-5CL00-3KF0 | SIMATIC PCS 7 CPU 410 SINGLE AS | 23552.95
6ES7654-5CL00-4GF0 | SIMATIC PCS 7 CPU 410 SINGLE AS | 21287.69
6ES7654-5CL00-6BF4 | SIMATIC PCS 7 CPU 410 SINGLE AS | 32378.76
6ES7654-5CL04-3EF0 | SIMATIC PCS 7 CPU 410 SINGLE AS | 31700.07
6ES7654-5CN00-3HF1 | SIMATIC PCS 7 CPU 410 SINGLE AS | 27617.52
6ES7654-5CQ03-4GF0 | SIMATIC PCS 7 CPU 410 SINGLE AS | 38016.42
6ES7654-5EK03-3GF1 | SIMATIC PCS 7 CPU 410 SINGLE AS | 17339.99
6ES7654-6CA03-3BF0 | SIMATIC PCS 7 CPU 410 SINGLE AS | 24318.53
6ES7654-6CA03-3EF1 | SIMATIC PCS 7 CPU 410 SINGLE AS | 28834.05
6ES7654-6CA03-3GF1 | SIMATIC PCS 7 CPU 410 SINGLE AS | 26998.77
6ES7654-6CC00-3BF2 | SIMATIC PCS 7 CPU 410 SINGLE AS | 27831.76
6ES7654-6CC00-3CF1 | SIMATIC PCS 7 CPU 410 SINGLE AS | 25602.46
6ES7654-6CC03-3CF0 | SIMATIC PCS 7 CPU 410 SINGLE AS | 27103.64
6ES7654-6CC03-4BF0 | SIMATIC PCS 7 CPU 410 SINGLE AS | 26374.03
6ES7654-6CC03-7AF0 | SIMATIC PCS 7 CPU 410 SINGLE AS | 25722.32
6ES7654-6CC04-3XF0 | SIMATIC PCS 7 CPU 410 SINGLE AS | 29707.48
6ES7654-6CE00-3CF0 | SIMATIC PCS 7 CPU 410 SINGLE AS | 25991.99
6ES7654-6CE03-3BF0 | SIMATIC PCS 7 CPU 410 SINGLE AS | 29722.47
6ES7654-6CE03-3GF1 | SIMATIC PCS 7 CPU 410 SINGLE AS | 32402.73
6ES7654-6CF00-3CF0 | SIMATIC PCS 7 CPU 410 SINGLE AS | 29595.12
6ES7654-6CF00-6XF3 | SIMATIC PCS 7 CPU 410 SINGLE AS | 36278.52
6ES7654-6CG00-3BF0 | SIMATIC PCS 7 CPU 410 SINGLE AS | 35211.81
6ES7654-6CG00-6BF0 | SIMATIC PCS 7 CPU 410 SINGLE AS | 35560.89
6ES7654-6CG04-3BF0 | SIMATIC PCS 7 CPU 410 SINGLE AS | 43445.84
6ES7654-6CJ00-3BF2 | SIMATIC PCS 7 CPU 410 SINGLE AS | 24399.42
6ES7654-6CJ03-3GF1 | SIMATIC PCS 7 CPU 410 SINGLE AS | 25965.02
6ES7654-6CJ03-5KF1 | SIMATIC PCS 7 CPU 410 SINGLE AS | 28805.58
6ES7654-6CL00-4BF1 | SIMATIC PCS 7 CPU 410 SINGLE AS | 23839.1
6ES7654-6CL00-5BF0 | SIMATIC PCS 7 CPU 410 SINGLE AS | 22484.75
6ES7654-6CL03-3GF0 | SIMATIC PCS 7 CPU 410 SINGLE AS | 25747.78
6ES7654-6CL03-3GF2 | SIMATIC PCS 7 CPU 410 SINGLE AS | 30979.45
6ES7654-6CL03-4GF3 | SIMATIC PCS 7 CPU 410 SINGLE AS | 33252.19
6ES7654-6CL03-5BF2 | SIMATIC PCS 7 CPU 410 SINGLE AS | 31833.42
6ES7654-6CL04-5EF2 | SIMATIC PCS 7 CPU 410 SINGLE AS | 37850.12
6ES7654-6CN00-3CF1 | SIMATIC PCS 7 CPU 410 SINGLE AS | 27574.07
6ES7654-6CN00-4BF2 | SIMATIC PCS 7 CPU 410 SINGLE AS | 29460.28
6ES7654-6CN03-3GF3 | SIMATIC PCS 7 CPU 410 SINGLE AS | 36600.63
6ES7654-6CN03-3JF0 | SIMATIC PCS 7 CPU 410 SINGLE AS | 29126.19
6ES7654-6CN03-6DF1 | SIMATIC PCS 7 CPU 410 SINGLE AS | 32032.66
6ES7654-6CN03-6DF3 | SIMATIC PCS 7 CPU 410 SINGLE AS | 37264.33
6ES7654-6CN04-5BF4 | SIMATIC PCS 7 CPU 410 SINGLE AS | 44187.43
6ES7656-8DP30-1CF0 | SIMATIC PCS 7 REDUNDANCY AS | 62508.73
6ES7656-8DP30-2GF0 | SIMATIC PCS 7 REDUNDANCY AS | 61185.83
6ES7656-8DP30-3CF1 | SIMATIC PCS 7 REDUNDANCY AS | 68332.17
6ES7656-8DP33-1GF0 | SIMATIC PCS 7 REDUNDANCY AS | 70913.54
6ES7656-8DP33-2BF0 | SIMATIC PCS 7 REDUNDANCY AS | 69974.18
6ES7656-8DP33-3CF0 | SIMATIC PCS 7 REDUNDANCY AS | 71601.2
6ES7656-8DP33-3HF0 | SIMATIC PCS 7 REDUNDANCY AS | 71694.08
6ES7656-8DQ30-3BF0 | SIMATIC PCS 7 REDUNDANCY AS | 63073.54
6ES7656-8DQ33-1CF0 | SIMATIC PCS 7 REDUNDANCY AS | 72600.5
6ES7656-8DQ34-4KF1 | SIMATIC PCS 7 REDUNDANCY AS | 90262.59
6ES7656-8EE30-3BF0 | SIMATIC PCS 7 REDUNDANCY AS | 51930.06
6ES7656-8EE34-1EF0 | SIMATIC PCS 7 REDUNDANCY AS | 73918.9
6ES7656-8EF34-1EF1 | SIMATIC PCS 7 REDUNDANCY AS | 80741.63
6ES7656-8EM30-3BF2 | SIMATIC PCS 7 REDUNDANCY AS | 91395.21
6ES7656-8EM30-4GF0 | SIMATIC PCS 7 REDUNDANCY AS | 79382.77
6ES7656-8EM33-1DF1 | SIMATIC PCS 7 REDUNDANCY AS | 95474.76
6ES7656-8EM33-1EF1 | SIMATIC PCS 7 REDUNDANCY AS | 98746.8
6ES7656-8EM33-1KF1 | SIMATIC PCS 7 REDUNDANCY AS | 98932.57
6FX5002-2CA31-1JK0 | SIGNAL CABLE, PREASSEMBLED, | 823.69
6FX5002-2CA31-2CA0 | SIGNAL CABLE, PREASSEMBLED, | 1067.8
6FX5002-2CA31-2CF0 | SIGNAL CABLE, PREASSEMBLED, | 1107.33
6FX5002-2CA31-2DA0 | SIGNAL CABLE, PREASSEMBLED, | 1147.79
6FX5002-2CA31-2FA0 | SIGNAL CABLE, PREASSEMBLED, | 1305.13
6FX5002-2CA34-1AK0 | SIGNAL CABLE, PREASSEMBLED,EXT. | 225.47
6FX5002-2CA34-1BA0 | SIGNAL CABLE, PREASSEMBLED,EXT. | 233.81
6FX5002-2CA34-1BB0 | SIGNAL CABLE, PREASSEMBLED,EXT. | 242.29
6FX5002-2CA34-1BD5 | SIGNAL CABLE, PREASSEMBLED,EXT. | 267.7
6FX5002-5CG11-1GC0 | POWER CABLE, PREASSEMBLED | 519.02
6FX5002-5CG11-1GF0 | POWER CABLE, PREASSEMBLED | 537.85
6FX5002-5CG11-1HA0 | POWER CABLE, PREASSEMBLED | 568.87
6FX5002-5CG11-1HC0 | POWER CABLE, PREASSEMBLED | 581.47
6FX5002-5CG11-1HF0 | POWER CABLE, PREASSEMBLED | 600.31
6FX5002-5CG12-3AA0 | POWER CABLE PREASSEMBLED | 1385.13
6FX5002-5CG13-1AD0 | POWER CABLE PREASSEMBLED | 759.64
6FX5002-5CG13-1AG0 | POWER CABLE PREASSEMBLED | 813.94
6FX5002-5CG13-1BJ0 | POWER CABLE PREASSEMBLED | 1031.07
6FX5002-5CG21-1AK0 | POWER CABLE, PREASSEMBLED | 278.66
6FX5002-5CG21-1BA7 | POWER CABLE, PREASSEMBLED | 292.74
6FX5002-5CG21-1BB0 | POWER CABLE, PREASSEMBLED | 292.74
6FX5002-5CG21-1BC0 | POWER CABLE, PREASSEMBLED | 299.73
6FX5002-5CG21-1DC0 | POWER CABLE, PREASSEMBLED | 439.9
6FX5002-5CG21-1DD0 | POWER CABLE, PREASSEMBLED | 446.9
6FX5002-5CG21-1DE0 | POWER CABLE, PREASSEMBLED | 453.89
6FX5002-5CG21-1DF0 | POWER CABLE, PREASSEMBLED | 460.92
6FX5002-5CG21-1EK0 | POWER CABLE, PREASSEMBLED | 558.97
6FX5002-5CG21-1GF0 | POWER CABLE, PREASSEMBLED | 671.04
6FX5002-5CG21-1HF0 | POWER CABLE, PREASSEMBLED | 741.12
6FX5002-5CG21-1CH0 | POWER CABLE, PREASSEMBLED | 404.76
6FX5002-5CG22-1BD0 | POWER CABLE PREASSEMBLED | 306.75
6FX5002-5CG22-1BE0 | POWER CABLE PREASSEMBLED | 313.73
6FX5002-5CG22-1BG0 | POWER CABLE PREASSEMBLED | 327.78
6FX5002-5CG22-1BH0 | POWER CABLE PREASSEMBLED | 334.75
6FX5002-5CG22-1ED0 | POWER CABLE PREASSEMBLED | 516.98
6FX5002-5CG22-1EE0 | POWER CABLE PREASSEMBLED | 523.96
6FX5002-5CG22-1EF0 | POWER CABLE PREASSEMBLED | 531
6FX5002-5CG22-1EG0 | POWER CABLE PREASSEMBLED | 538.02
6FX5002-5CG22-1FK0 | POWER CABLE PREASSEMBLED | 629
6FX5002-5CG22-1CH0 | POWER CABLE PREASSEMBLED | 404.76
6FX5002-5CG23-1AB5 | POWER CABLE PREASSEMBLED | 814.42
6FX5002-5CG23-1AC0 | POWER CABLE PREASSEMBLED | 814.26
6FX5002-5CG23-1AG0 | POWER CABLE PREASSEMBLED | 912.5
6FX5002-5CG24-1CA0 | POWER CABLE, PREASSEMBLED(1FT/1FK) | 955.26
6FX5002-5CG24-1FA0 | POWER CABLE, PREASSEMBLED(1FT/1FK) | 2085.08
6FX5002-5CG31-1AB0 | POWER CABLE, PREASSEMBLED | 207.46
6FX5002-5CG31-1AC0 | POWER CABLE, PREASSEMBLED | 213.75
6FX5002-5CG31-1CE0 | POWER CABLE, PREASSEMBLED | 352.42
6FX5002-5CG31-1CG0 | POWER CABLE, PREASSEMBLED | 365.12
6FX5002-5CG31-1CJ0 | POWER CABLE, PREASSEMBLED | 377.57
6FX5002-5CG31-1CK0 | POWER CABLE, PREASSEMBLED | 383.87
6FX5002-5CG31-1EG0 | POWER CABLE, PREASSEMBLED | 491.15
6FX5002-5CG31-1EH0 | POWER CABLE, PREASSEMBLED | 497.4
6FX5002-5CG31-1EJ0 | POWER CABLE, PREASSEMBLED | 503.61
6FX5002-5CG31-1EK0 | POWER CABLE, PREASSEMBLED | 509.91
6FX5002-5CG32-1BE0 | POWER CABLE PREASSEMBLED | 289.26
6FX5002-5CG32-1BG0 | POWER CABLE PREASSEMBLED | 301.79
6FX5002-5CG41-1AC0 | POWER CABLE, PREASSEMBLED | 223.05
6FX5002-5CG41-1AD0 | POWER CABLE, PREASSEMBLED | 231.9
6FX5002-5CS21-1CK5 | POWER CABLE, PREASSEMBLED | 482.04
6FX5002-5CS21-1DA5 | POWER CABLE, PREASSEMBLED | 487.14
6FX5002-5CS21-1DB0 | POWER CABLE, PREASSEMBLED | 487.14
6ES7656-8EM33-2BF1 | SIMATIC PCS 7 REDUNDANCY AS | 93750.36
6ES7656-8EM33-2HF0 | SIMATIC PCS 7 REDUNDANCY AS | 88872.26
6ES7656-8EM33-3BF1 | SIMATIC PCS 7 REDUNDANCY AS | 94664.24
6ES7656-8EM33-3GF4 | SIMATIC PCS 7 REDUNDANCY AS | 111881.38
6ES7656-8EM33-3KF4 | SIMATIC PCS 7 REDUNDANCY AS | 116124.23
6ES7656-8EM34-1BF0 | SIMATIC PCS 7 REDUNDANCY AS | 97793.96
6ES7656-8EM34-1GF0 | SIMATIC PCS 7 REDUNDANCY AS | 97958.75
6ES7656-8EM34-2EF0 | SIMATIC PCS 7 REDUNDANCY AS | 101241.28
6ES7656-8EM34-3CF0 | SIMATIC PCS 7 REDUNDANCY AS | 98646.42
6ES7656-8EM44-1CF0 | SIMATIC PCS 7 REDUNDANCY AS | 100520.65
6ES7656-8EM44-3CF2 | SIMATIC PCS 7 REDUNDANCY AS | 112028.2
6ES7656-8EN30-2BF0 | SIMATIC PCS 7 REDUNDANCY AS | 80251.72
6ES7656-8EN30-3EF0 | SIMATIC PCS 7 REDUNDANCY AS | 85387.49
6ES7656-8EN33-1GF1 | SIMATIC PCS 7 REDUNDANCY AS | 95828.34
6ES7656-8EN33-1GF3 | SIMATIC PCS 7 REDUNDANCY AS | 107196.56
6ES7656-8EN33-3CF2 | SIMATIC PCS 7 REDUNDANCY AS | 102200.1
6ES7656-8EN33-3GF0 | SIMATIC PCS 7 REDUNDANCY AS | 90283.56
6ES7656-8EN34-1CF1 | SIMATIC PCS 7 REDUNDANCY AS | 105329.82
6ES7656-8EN34-1EF1 | SIMATIC PCS 7 REDUNDANCY AS | 108838.57
6ES7656-8EP30-1BF0 | SIMATIC PCS 7 REDUNDANCY AS | 66460.94
6ES7656-8EP30-1EF0 | SIMATIC PCS 7 REDUNDANCY AS | 70682.82
6ES7656-8EP30-3GF0 | SIMATIC PCS 7 REDUNDANCY AS | 66765.06
6ES7656-8EP30-4GF0 | SIMATIC PCS 7 REDUNDANCY AS | 65956.05
6ES7656-8EP33-2BF0 | SIMATIC PCS 7 REDUNDANCY AS | 74639.51
6ES7656-8EP33-3BF0 | SIMATIC PCS 7 REDUNDANCY AS | 75553.41
6ES7656-8EP34-1BF0 | SIMATIC PCS 7 REDUNDANCY AS | 84367.22
6ES7656-8EP34-1EF0 | SIMATIC PCS 7 REDUNDANCY AS | 88589.11
6ES7656-8EQ30-1KF0 | SIMATIC PCS 7 REDUNDANCY AS | 72007.22
6ES7656-8EQ30-3BF0 | SIMATIC PCS 7 REDUNDANCY AS | 67738.89
6FX5002-2AH11-1CG0 | SIGNAL CABLE PREASSAMBLED | 349.94
6FX5002-2AH11-1DF0 | SIGNAL CABLE PREASSAMBLED | 433.9
6FX5002-2AH11-1EG0 | SIGNAL CABLE PREASSAMBLED | 536.39
6FX5002-2AH11-1FA0 | SIGNAL CABLE PREASSAMBLED | 573.62
6FX5002-2AH11-1KF0 | SIGNAL CABLE PREASSAMBLED | 993.04
6FX5002-2AH11-3AA0 | SIGNAL CABLE PREASSAMBLED | 1971.52
6FX5002-2CA12-1BG0 | SIGNAL CABLE, PREASSEMBLED | 184.32
6FX5002-2CA12-1BJ0 | SIGNAL CABLE, PREASSEMBLED | 197.03
6FX5002-2CA12-1CG0 | SIGNAL CABLE, PREASSEMBLED | 247.67
6FX5002-2CA12-1CK0 | SIGNAL CABLE, PREASSEMBLED | 266.55
6FX5002-2CA12-1EC0 | SIGNAL CABLE, PREASSEMBLED | 349.58
6FX5002-2CA12-1EF0 | SIGNAL CABLE, PREASSEMBLED | 368.62
6FX5002-2CA12-1GB0 | SIGNAL CABLE, PREASSEMBLED | 470.47
6FX5002-2CA12-1GG0 | SIGNAL CABLE, PREASSEMBLED | 502.25
6FX5002-2CA12-1JA0 | SIGNAL CABLE, PREASSEMBLED | 591.27
6FX5002-2CA12-1KK0 | SIGNAL CABLE, PREASSEMBLED | 710.78
6FX5002-2CA20-1AH0 | SIGNAL CABLE PREASSAMBLED | 243.1
6FX5002-2CA20-1AK0 | SIGNAL CABLE PREASSAMBLED | 262.18
6FX5002-2CA20-1EF0 | SIGNAL CABLE PREASSAMBLED | 605.14
6FX5002-2CA24-1AC0 | SIGNAL CABLE PREASSAMBLED | 265.11
6FX5002-2CA31-1AB1 | SIGNAL CABLE, PREASSEMBLED, | 134.69
6FX5002-2CA31-1AB4 | SIGNAL CABLE, PREASSEMBLED, | 134.69
6FX5002-2CA31-1AE6 | SIGNAL CABLE, PREASSEMBLED, | 158.49
6FX5002-2CA31-1AF7 | SIGNAL CABLE, PREASSEMBLED, | 166.3
6FX5002-2CA31-1BC5 | SIGNAL CABLE, PREASSEMBLED, | 221.69
6FX5002-2CA31-1BH5 | SIGNAL CABLE, PREASSEMBLED, | 261.19
6FX5002-2CA31-1CF5 | SIGNAL CABLE, PREASSEMBLED, | 324.43
6FX5002-2CA31-1DB5 | SIGNAL CABLE, PREASSEMBLED, | 372.82
6FX5002-2CA31-1EB1 | SIGNAL CABLE, PREASSEMBLED, | 451.46
6FX5002-2CA31-1EE0 | SIGNAL CABLE, PREASSEMBLED, | 467.37
6FX5002-2CA31-1FG0 | SIGNAL CABLE, PREASSEMBLED, | 561.71
6FX5002-2CA31-1FJ0 | SIGNAL CABLE, PREASSEMBLED, | 577.67
6FX5002-5CG31-1BG0 | POWER CABLE, PREASSEMBLED | 302
6FX5002-5CG31-1BH0 | POWER CABLE, PREASSEMBLED | 308.25
6FX5002-5CG31-1DF0 | POWER CABLE, PREASSEMBLED | 421.73
6FX5002-5CG31-1DG0 | POWER CABLE, PREASSEMBLED | 428.23
6FX5002-5CG31-1DH0 | POWER CABLE, PREASSEMBLED | 434.47
6FX5002-5CG31-1DJ0 | POWER CABLE, PREASSEMBLED | 440.68
6FX5002-5CG31-1CH0 | POWER CABLE, PREASSEMBLED | 371.36
6FX5002-5CG31-1JA0 | POWER CABLE, PREASSEMBLED | 705.24
6FX5002-5CG31-2AA0 | POWER CABLE, PREASSEMBLED | 832.44
6FX5002-5CG32-1AB0 | POWER CABLE PREASSEMBLED | 207.46
6FX5002-5CG41-1BH0 | POWER CABLE, PREASSEMBLED | 356.34
6FX5002-5CG41-1BJ0 | POWER CABLE, PREASSEMBLED | 365.12
6FX5002-5CG41-1BK0 | POWER CABLE, PREASSEMBLED | 373.94
6FX5002-5CG41-1CB0 | POWER CABLE, PREASSEMBLED | 391.51
6FX5002-5CS21-1DE0 | POWER CABLE, PREASSEMBLED | 502.23
6FX5002-5CS21-1DE5 | POWER CABLE, PREASSEMBLED | 507.29
6FX5002-5CS21-1DF5 | POWER CABLE, PREASSEMBLED | 512.36
6FX5002-5CS21-1DG0 | POWER CABLE, PREASSEMBLED | 512.38
6FX5002-5CS21-1EE0 | POWER CABLE, PREASSEMBLED | 552.62
6FX5002-5CS21-1EE5 | POWER CABLE, PREASSEMBLED | 557.66
6FX5002-5CS21-1EF5 | POWER CABLE, PREASSEMBLED | 562.75
6FX5002-5CS21-1EG0 | POWER CABLE, PREASSEMBLED | 562.75
6FX5002-5CS21-1FD5 | POWER CABLE, PREASSEMBLED | 603.09
6FX5002-5CS21-1FE0 | POWER CABLE, PREASSEMBLED | 603.07
6FX5002-5CS21-1FE5 | POWER CABLE, PREASSEMBLED | 608.11
6FX5002-5CS21-1FF0 | POWER CABLE, PREASSEMBLED | 608.14
6FX5002-5CS21-1GE0 | POWER CABLE, PREASSEMBLED | 653.91
6FX5002-5CS21-1HA0 | POWER CABLE, PREASSEMBLED | 684.65
6FX5002-5CS21-1HF0 | POWER CABLE, PREASSEMBLED | 709.87
6FX5002-5CS21-1CH5 | POWER CABLE, PREASSEMBLED | 472.07
6FX5002-5CS21-1JA0 | POWER CABLE, PREASSEMBLED | 733.24
6FX5002-5CS21-2CA0 | POWER CABLE, PREASSEMBLED | 935.78
6FX5002-5CS21-2CJ0 | POWER CABLE, PREASSEMBLED | 976.05
6FX5002-5CS21-2DF0 | POWER CABLE, PREASSEMBLED | 1011.38
6FX5002-5CS23-1AB0 | POWER CABLE, PREASSEMBLED | 798.02
6FX5002-5CS23-1BK0 | POWER CABLE, PREASSEMBLED | 1260.32
6FX5002-5CS23-1CD0 | POWER CABLE, PREASSEMBLED | 1362.73
6FX5002-5CS23-1CE0 | POWER CABLE, PREASSEMBLED | 1388.43
6FX5002-5CS23-1CG0 | POWER CABLE, PREASSEMBLED | 1439.69
6FX5002-5CS23-1EH0 | POWER CABLE, PREASSEMBLED | 1978.78
6FX5002-5CS23-1EJ0 | POWER CABLE, PREASSEMBLED | 2004.63
6FX5002-5CS23-1EK0 | POWER CABLE, PREASSEMBLED | 2030.35
6FX5002-5CS23-1FH0 | POWER CABLE, PREASSEMBLED | 2235.44
6FX5002-5CS31-1AB5 | POWER CABLE, PREASSEMBLED | 346.61
6FX5002-5CS31-1AC1 | POWER CABLE, PREASSEMBLED | 353.27
6FX5002-5CS31-1AC5 | POWER CABLE, PREASSEMBLED | 353.27
6FX5002-5CS31-1AD5 | POWER CABLE, PREASSEMBLED | 359.95
6FX5002-5CS31-1BD5 | POWER CABLE, PREASSEMBLED | 426.56
6FX5002-5CS31-1BE5 | POWER CABLE, PREASSEMBLED | 433.14
6FX5002-5CS31-1BF2 | POWER CABLE, PREASSEMBLED | 439.87
6FX5002-5CS31-1BF3 | POWER CABLE, PREASSEMBLED | 439.87
6FX5002-5CS31-1CD0 | POWER CABLE, PREASSEMBLED | 486.72
6FX5002-5CS31-1CD5 | POWER CABLE, PREASSEMBLED | 493.37
6FX5002-5CS31-1CE0 | POWER CABLE, PREASSEMBLED | 493.32
6FX5002-5CS31-1CE5 | POWER CABLE, PREASSEMBLED | 499.98
6FX5002-5CS31-1DD5 | POWER CABLE, PREASSEMBLED | 559.98
6FX5002-5CS31-1DE0 | POWER CABLE, PREASSEMBLED | 559.93
6FX5002-5CS31-1DE5 | POWER CABLE, PREASSEMBLED | 566.59
6FX5002-5CS31-1DF5 | POWER CABLE, PREASSEMBLED | 573.3
6FX5002-5CS31-1DG5 | POWER CABLE, PREASSEMBLED | 580.02
6FX5002-5CS31-1EE0 | POWER CABLE, PREASSEMBLED | 625.82
6FX5002-5CS31-1EE5 | POWER CABLE, PREASSEMBLED | 632.47
6FX5002-2CA31-1GF5 | SIGNAL CABLE, PREASSEMBLED, | 640.33
6FX5002-2CA31-1GH0 | SIGNAL CABLE, PREASSEMBLED, | 648.2
6FX5002-2CA31-1GK0 | SIGNAL CABLE, PREASSEMBLED, | 664.12
6FX5002-2CA31-1HF0 | SIGNAL CABLE, PREASSEMBLED, | 711.04
6FX5002-2CA31-1HG0 | SIGNAL CABLE, PREASSEMBLED, | 718.93
6FX5002-2CA31-1JD0 | SIGNAL CABLE, PREASSEMBLED, | 776.27
6FX5002-2CA31-1JF0 | SIGNAL CABLE, PREASSEMBLED, | 791.99
6FX5002-2CA31-1KB0 | SIGNAL CABLE, PREASSEMBLED, | 838.96
6FX5002-2CA31-1KD0 | SIGNAL CABLE, PREASSEMBLED, | 854.86
6FX5002-2CA31-1KF0 | SIGNAL CABLE, PREASSEMBLED, | 870.58
6FX5002-2CA31-2AA3 | SIGNAL CABLE, PREASSEMBLED, | 917.58
6FX5002-2CA31-2AH0 | SIGNAL CABLE, PREASSEMBLED, | 964.95
6FX5002-2CA31-2GJ0 | SIGNAL CABLE, PREASSEMBLED, | 1447.08
6FX5002-2CA31-2KK0 | SIGNAL CABLE, PREASSEMBLED, | 1693.1
6FX5002-2CA34-1AE8 | SIGNAL CABLE, PREASSEMBLED,EXT. | 191.4
6FX5002-2CA34-1AH5 | SIGNAL CABLE, PREASSEMBLED,EXT. | 216.8
6FX5002-2CA34-1BE0 | SIGNAL CABLE, PREASSEMBLED,EXT. | 267.61
6FX5002-2CA34-1BG0 | SIGNAL CABLE, PREASSEMBLED,EXT. | 284.46
6FX5002-5CG11-1FC0 | POWER CABLE, PREASSEMBLED | 454.23
6FX5002-5CG11-1GA0 | POWER CABLE, PREASSEMBLED | 506.43
6FX5002-5CG11-1JA0 | POWER CABLE, PREASSEMBLED | 631.27
6FX5002-5CG11-1KF0 | POWER CABLE, PREASSEMBLED | 725.17
6FX5002-5CG12-1BD0 | POWER CABLE PREASSEMBLED | 208.99
6FX5002-5CG12-1HA0 | POWER CABLE PREASSEMBLED | 567.48
6FX5002-5CG13-1DA0 | POWER CABLE PREASSEMBLED | 1248.7
6FX5002-5CG21-1AA5 | POWER CABLE, PREASSEMBLED | 222.66
6FX5002-5CG21-1AH0 | POWER CABLE, PREASSEMBLED | 264.67
6FX5002-5CG21-1AJ0 | POWER CABLE, PREASSEMBLED | 271.66
6FX5002-5CG21-1BE0 | POWER CABLE, PREASSEMBLED | 313.73
6FX5002-5CG21-1BH0 | POWER CABLE, PREASSEMBLED | 334.75
6FX5002-5CG21-1CG0 | POWER CABLE, PREASSEMBLED | 397.79
6FX5002-5CG21-1CK0 | POWER CABLE, PREASSEMBLED | 418.75
6FX5002-5CG21-1DH0 | POWER CABLE, PREASSEMBLED | 474.91
6FX5002-5CG21-1DK0 | POWER CABLE, PREASSEMBLED | 488.89
6FX5002-5CG21-1EF0 | POWER CABLE, PREASSEMBLED | 531
6FX5002-5CG21-1EH0 | POWER CABLE, PREASSEMBLED | 544.98
6FX5002-5CG21-1KA0 | POWER CABLE, PREASSEMBLED | 846.24
6FX5002-5CG22-1AB0 | POWER CABLE PREASSEMBLED | 222.66
6FX5002-5CG22-1AJ0 | POWER CABLE PREASSEMBLED | 271.66
6FX5002-5CG22-1BB0 | POWER CABLE PREASSEMBLED | 292.74
6FX5002-5CG22-1BJ0 | POWER CABLE PREASSEMBLED | 341.74
6FX5002-5CG22-1CB0 | POWER CABLE PREASSEMBLED | 362.76
6FX5002-5CG22-1DK0 | POWER CABLE PREASSEMBLED | 488.89
6FX5002-5CG22-1EB0 | POWER CABLE PREASSEMBLED | 502.96
6FX5002-5CG22-1EJ0 | POWER CABLE PREASSEMBLED | 551.97
6FX5002-5CG22-1FA0 | POWER CABLE PREASSEMBLED | 566
6FX5002-5CG22-1FF0 | POWER CABLE PREASSEMBLED | 601.03
6FX5002-5CG22-1FH0 | POWER CABLE PREASSEMBLED | 615.03
6FX5002-5CG23-1AH0 | POWER CABLE PREASSEMBLED | 936.77
6FX5002-5CG23-1BF0 | POWER CABLE PREASSEMBLED | 1132.92
6FX5002-5CG23-1DC0 | POWER CABLE PREASSEMBLED | 1547.26
6FX5002-5CG23-1GA0 | POWER CABLE PREASSEMBLED | 2236.11
6FX5002-5CG31-1AD0 | POWER CABLE, PREASSEMBLED | 220.1
6FX5002-5CG31-1AE5 | POWER CABLE, PREASSEMBLED | 232.68
6FX5002-5CG31-1BK0 | POWER CABLE, PREASSEMBLED | 320.73
6FX5002-5CG31-1CC0 | POWER CABLE, PREASSEMBLED | 339.79
6FX5002-5CG31-1DC0 | POWER CABLE, PREASSEMBLED | 402.88
6FX5002-5CG31-1DE0 | POWER CABLE, PREASSEMBLED | 415.51
6FX5002-5CG31-1DK0 | POWER CABLE, PREASSEMBLED | 446.97
6FX5002-5CG31-1EC0 | POWER CABLE, PREASSEMBLED | 465.83
6FX5002-5CG31-1EE0 | POWER CABLE, PREASSEMBLED | 478.46
6FX5002-5CG31-1FA0 | POWER CABLE, PREASSEMBLED | 515.63
6FX5002-5CG32-1BB0 | POWER CABLE PREASSEMBLED | 270.38
6FX5002-5CG41-1AG0 | POWER CABLE, PREASSEMBLED | 258.72
6FX5002-5CG41-1AJ0 | POWER CABLE, PREASSEMBLED | 276.29
6FX5002-5CG41-1CD0 | POWER CABLE, PREASSEMBLED | 409.25
6FX5002-5CS21-1CK0 | POWER CABLE, PREASSEMBLED | 477
6FX5002-5CS21-1DC0 | POWER CABLE, PREASSEMBLED | 492.17
6FX5002-5CS21-1DD0 | POWER CABLE, PREASSEMBLED | 497.21
6FX5002-5CS21-1DH5 | POWER CABLE, PREASSEMBLED | 522.47
6FX5002-5CS21-1DJ5 | POWER CABLE, PREASSEMBLED | 527.42
6FX5002-5CS21-1EC5 | POWER CABLE, PREASSEMBLED | 547.59
6FX5002-5CS21-1ED5 | POWER CABLE, PREASSEMBLED | 552.63
6FX5002-5CS21-1EG5 | POWER CABLE, PREASSEMBLED | 567.82
6FX5002-5CS21-1EH5 | POWER CABLE, PREASSEMBLED | 572.86
6FX5002-5CS21-1FB5 | POWER CABLE, PREASSEMBLED | 593.02
6FX5002-5CS21-1FC5 | POWER CABLE, PREASSEMBLED | 598.05
6FX5002-5CS21-1FG0 | POWER CABLE, PREASSEMBLED | 613.2
6FX5002-5CS21-1FH0 | POWER CABLE, PREASSEMBLED | 618.24
6FX5002-5CS21-1FK5 | POWER CABLE, PREASSEMBLED | 633.26
6FX5002-5CS21-1GB0 | POWER CABLE, PREASSEMBLED | 638.82
6FX5002-5CS21-1JC0 | POWER CABLE, PREASSEMBLED | 743.31
6FX5002-5CS21-1JF0 | POWER CABLE, PREASSEMBLED | 758.46
6FX5002-5CS21-2AJ0 | POWER CABLE, PREASSEMBLED | 875.21
6FX5002-5CS21-2BH0 | POWER CABLE, PREASSEMBLED | 920.64
6FX5002-5CS23-1AB6 | POWER CABLE, PREASSEMBLED | 823.69
6FX5002-5CS23-1AC5 | POWER CABLE, PREASSEMBLED | 849.36
6FX5002-5CS23-1AE0 | POWER CABLE, PREASSEMBLED | 875.12
6FX5002-5CS23-1BD0 | POWER CABLE, PREASSEMBLED | 1106.06
6FX5002-5CS23-1BH0 | POWER CABLE, PREASSEMBLED | 1208.73
6FX5002-5CS23-1CK0 | POWER CABLE, PREASSEMBLED | 1516.98
6FX5002-5CS23-1DC0 | POWER CABLE, PREASSEMBLED | 1593.76
6FX5002-5CS23-1DK0 | POWER CABLE, PREASSEMBLED | 1773.67
6FX5002-5CS23-1EC0 | POWER CABLE, PREASSEMBLED | 1850.42
6FX5002-5CS23-1EG0 | POWER CABLE, PREASSEMBLED | 1953.06
6FX5002-5CS23-1GA0 | POWER CABLE, PREASSEMBLED | 2312.44
6FX5002-5CS23-1HG0 | POWER CABLE, PREASSEMBLED | 2723.06
6FX5002-5CS26-1CF0 | POWER CABLE PREASSEMBLED | 352.85
6FX5002-5CS31-1AA5 | POWER CABLE, PREASSEMBLED | 339.94
6FX5002-5CS31-1AE5 | POWER CABLE, PREASSEMBLED | 366.53
6FX5002-5CS31-1AF5 | POWER CABLE, PREASSEMBLED | 373.26
6FX5002-5CS31-1AG5 | POWER CABLE, PREASSEMBLED | 379.97
6FX5002-5CS31-1BA5 | POWER CABLE, PREASSEMBLED | 406.56
6FX5002-5CS31-1BC5 | POWER CABLE, PREASSEMBLED | 419.88
6FX5002-5CS31-1BF5 | POWER CABLE, PREASSEMBLED | 439.87
6FX5002-5CS31-1BH0 | POWER CABLE, PREASSEMBLED | 446.63
6FX5002-5CS31-1CB0 | POWER CABLE, PREASSEMBLED | 473.38
6FX5002-5CS31-1CC5 | POWER CABLE, PREASSEMBLED | 486.72
6FX5002-5CS31-1CF5 | POWER CABLE, PREASSEMBLED | 506.7
6FX5002-5CS31-1CJ0 | POWER CABLE, PREASSEMBLED | 520.14
6FX5002-5CS31-1DC0 | POWER CABLE, PREASSEMBLED | 546.65
6FX5002-5CS31-1DD0 | POWER CABLE, PREASSEMBLED | 553.31
6FX5002-5CS31-1DH5 | POWER CABLE, PREASSEMBLED | 586.72
6FX5002-5CS31-1DJ5 | POWER CABLE, PREASSEMBLED | 593.41
6FX5002-5CS31-1EB5 | POWER CABLE, PREASSEMBLED | 612.55
6FX5002-5CS31-1ED0 | POWER CABLE, PREASSEMBLED | 619.21
6FX5002-5CS31-1EH0 | POWER CABLE, PREASSEMBLED | 645.95
3WL5340-4EG38-1AA2 | WITHDRAWABLE CIRCUIT BREAKER | 54830.16
3WL9212-5AE11-1BA1 | ACCESORIES FOR BREAKER 3WL | 6448.76
3WL9212-5AE21-2BA1-ZR10 | ACCESORIES FOR BREAKER 3WL | 7134.81
3WL9212-5AE31-2BA1 | ACCESORIES FOR BREAKER 3WL | 6782
3WL9212-5AE41-1BA1 | ACCESORIES FOR BREAKER 3WL | 6651.3
3WL9212-5BB00-0AA1 | ACCESORIES FOR BREAKER 3WL | 7906.18
3WL9212-5BC00-0AA1 | ACCESORIES FOR BREAKER 3WL | 6823.7
6FX5002-5CS21-1DB5 | POWER CABLE, PREASSEMBLED | 492.18
6FX5002-5CS21-1DK5 | POWER CABLE, PREASSEMBLED | 532.44
6FX5002-5CS21-1EA5 | POWER CABLE, PREASSEMBLED | 537.53
6FX5002-5CS21-1EB0 | POWER CABLE, PREASSEMBLED | 537.53
6FX5002-5CS21-1EB5 | POWER CABLE, PREASSEMBLED | 542.57
6FX5002-5CS21-1EJ5 | POWER CABLE, PREASSEMBLED | 577.82
6FX5002-5CS21-1EK0 | POWER CABLE, PREASSEMBLED | 577.77
6FX5002-5CS21-1EK5 | POWER CABLE, PREASSEMBLED | 582.84
6FX5002-5CS21-1FA5 | POWER CABLE, PREASSEMBLED | 587.96
6FX5002-5CS21-1FB0 | POWER CABLE, PREASSEMBLED | 587.96
6FX5002-5CS21-1FH5 | POWER CABLE, PREASSEMBLED | 623.31
6FX5002-5CS21-1FJ0 | POWER CABLE, PREASSEMBLED | 623.2
6FX5002-5CS21-1FJ5 | POWER CABLE, PREASSEMBLED | 628.24
6FX5002-5CS21-1FK0 | POWER CABLE, PREASSEMBLED | 628.22
6FX5002-5CS21-1KD0 | POWER CABLE, PREASSEMBLED | 799.2
6FX5002-5CS21-1KH0 | POWER CABLE, PREASSEMBLED | 819.4
6FX5002-5CS21-2AA0 | POWER CABLE, PREASSEMBLED | 834.94
6FX5002-5CS21-2AC0 | POWER CABLE, PREASSEMBLED | 845.02
6FX5002-5CS23-1AH0 | POWER CABLE, PREASSEMBLED | 952.07
6FX5002-5CS23-1AJ0 | POWER CABLE, PREASSEMBLED | 977.91
6FX5002-5CS23-1AK0 | POWER CABLE, PREASSEMBLED | 1003.64
6FX5002-5CS23-1BB0 | POWER CABLE, PREASSEMBLED | 1054.7
6FX5002-5CS23-1DE0 | POWER CABLE, PREASSEMBLED | 1645.13
6FX5002-5CS23-1DG0 | POWER CABLE, PREASSEMBLED | 1696.39
6FX5002-5CS23-1DH0 | POWER CABLE, PREASSEMBLED | 1722.11
6FX5002-5CS23-1DJ0 | POWER CABLE, PREASSEMBLED | 1747.96
6FX5002-5CS23-1JA0 | POWER CABLE, PREASSEMBLED | 2828.13
6FX5002-5CS23-1JE0 | POWER CABLE, PREASSEMBLED | 2930.84
6FX5002-5CS23-2AA0 | POWER CABLE, PREASSEMBLED | 3339.16
6FX5002-5CS23-2DH0 | POWER CABLE, PREASSEMBLED | 4288.87
6FX5002-5CS31-1AG8 | POWER CABLE, PREASSEMBLED | 379.97
6FX5002-5CS31-1AH5 | POWER CABLE, PREASSEMBLED | 386.68
6FX5002-5CS31-1AK5 | POWER CABLE, PREASSEMBLED | 400.03
6FX5002-5CS31-1BA1 | POWER CABLE, PREASSEMBLED | 406.56
6FX5002-5CS31-1BH5 | POWER CABLE, PREASSEMBLED | 453.3
6FX5002-5CS31-1BJ0 | POWER CABLE, PREASSEMBLED | 453.32
6FX5002-5CS31-1BJ5 | POWER CABLE, PREASSEMBLED | 459.98
6FX5002-5CS31-1BK0 | POWER CABLE, PREASSEMBLED | 459.98
6FX5002-5CS31-1BK5 | POWER CABLE, PREASSEMBLED | 466.66
6FX5002-5CS31-1CK0 | POWER CABLE, PREASSEMBLED | 526.82
6FX5002-5CS31-1CK5 | POWER CABLE, PREASSEMBLED | 533.48
6FX5002-5CS31-1DA5 | POWER CABLE, PREASSEMBLED | 539.99
6FX5002-5CS31-1DB0 | POWER CABLE, PREASSEMBLED | 539.99
6FX5002-5CS31-1DK0 | POWER CABLE, PREASSEMBLED | 593.41
6FX5002-5CS31-1DK5 | POWER CABLE, PREASSEMBLED | 600.07
6FX5002-5CS31-1EA5 | POWER CABLE, PREASSEMBLED | 605.87
6FX5002-5CS31-1EB0 | POWER CABLE, PREASSEMBLED | 605.87
3WL5340-4EG48-1AA2 | WITHDRAWABLE CIRCUIT BREAKER | 69744.46
3WL5340-4FG31-4GN2 | FIXED-MOUNTED CIRCUIT BREAKER | 45943.3
3WL5340-4FG32-4GN2 | FIXED-MOUNTED CIRCUIT BREAKER | 44018.88
3WL5350-4FG32-1AA2 | FIXED-MOUNTED CIRCUIT BREAKER | 66288.52
3WL9212-5AD41-1BA1 | ACCESORIES FOR BREAKER 3WL | 7405.04
3WL9212-5BA00-0AA1 | ACCESORIES FOR BREAKER 3WL | 8098.64
3WL9212-5BA00-0BA1 | ACCESORIES FOR BREAKER 3WL | 8698.42
3WL9212-5BA11-1BA1 | ACCESORIES FOR BREAKER 3WL | 9145.35
3WL9212-5BA40-0BA1 | ACCESORIES FOR BREAKER 3WL | 8967.84
3WL9212-5BC31-0BA1 | ACCESORIES FOR BREAKER 3WL | 7734.59
3WL9212-5BC31-1BA1 | ACCESORIES FOR BREAKER 3WL | 8004.01
3WL9212-5BC41-0AA1 | ACCESORIES FOR BREAKER 3WL | 7203.77
3WL9212-5BC41-0BA1 | ACCESORIES FOR BREAKER 3WL | 7803.55
3WL9212-5BE21-2BA1 | ACCESORIES FOR BREAKER 3WL | 8136.32
3WL9212-5BE31-0BA1 | ACCESORIES FOR BREAKER 3WL | 7734.59
6FX5002-5CG31-1GA0 | POWER CABLE, PREASSEMBLED | 580.41
6FX5002-5CG32-1AJ0 | POWER CABLE PREASSEMBLED | 251.46
6FX5002-5CG32-1BD0 | POWER CABLE PREASSEMBLED | 282.99
6FX5002-5CG41-1AE0 | POWER CABLE, PREASSEMBLED | 240.64
6FX5002-5CG41-1AH0 | POWER CABLE, PREASSEMBLED | 267.52
6FX5002-5CG41-1BA1 | POWER CABLE, PREASSEMBLED | 302.97
6FX5002-5CG41-1CC0 | POWER CABLE, PREASSEMBLED | 400.42
6FX5002-5CG41-1CJ0 | POWER CABLE, PREASSEMBLED | 453.66
6FX5002-5CS21-1DC5 | POWER CABLE, PREASSEMBLED | 497.21
6FX5002-5CS21-1DD5 | POWER CABLE, PREASSEMBLED | 502.28
6FX5002-5CS21-1DG5 | POWER CABLE, PREASSEMBLED | 517.42
6FX5002-5CS21-1DJ0 | POWER CABLE, PREASSEMBLED | 522.36
6FX5002-5CS21-1DK0 | POWER CABLE, PREASSEMBLED | 527.4
6FX5002-5CS21-1EC0 | POWER CABLE, PREASSEMBLED | 542.55
6FX5002-5CS21-1ED0 | POWER CABLE, PREASSEMBLED | 547.59
6FX5002-5CS21-1EH0 | POWER CABLE, PREASSEMBLED | 567.82
6FX5002-5CS21-1EJ0 | POWER CABLE, PREASSEMBLED | 572.75
6FX5002-5CS21-1FC0 | POWER CABLE, PREASSEMBLED | 592.99
6FX5002-5CS21-1FD0 | POWER CABLE, PREASSEMBLED | 598.05
6FX5002-5CS21-1FF5 | POWER CABLE, PREASSEMBLED | 613.18
6FX5002-5CS21-1FG5 | POWER CABLE, PREASSEMBLED | 618.24
6FX5002-5CS21-1GA0 | POWER CABLE, PREASSEMBLED | 633.75
6FX5002-5CS21-1GD0 | POWER CABLE, PREASSEMBLED | 648.89
6FX5002-5CS21-1JE0 | POWER CABLE, PREASSEMBLED | 753.37
6FX5002-5CS21-1KA0 | POWER CABLE, PREASSEMBLED | 784.08
6FX5002-5CS21-2AF0 | POWER CABLE, PREASSEMBLED | 860.14
6FX5002-5CS21-2BC0 | POWER CABLE, PREASSEMBLED | 895.39
6FX5002-5CS23-1AC0 | POWER CABLE, PREASSEMBLED | 823.71
6FX5002-5CS23-1AD0 | POWER CABLE, PREASSEMBLED | 849.38
6FX5002-5CS23-1BG0 | POWER CABLE, PREASSEMBLED | 1183.01
6FX5002-5CS23-1BJ0 | POWER CABLE, PREASSEMBLED | 1234.58
6FX5002-5CS23-1CJ0 | POWER CABLE, PREASSEMBLED | 1491.26
6FX5002-5CS23-1DB0 | POWER CABLE, PREASSEMBLED | 1568.05
6FX5002-5CS23-1EB0 | POWER CABLE, PREASSEMBLED | 1824.75
6FX5002-5CS23-1ED0 | POWER CABLE, PREASSEMBLED | 1876.11
6FX5002-5CS23-1GF0 | POWER CABLE, PREASSEMBLED | 2440.75
6FX5002-5CS23-1CH0 | POWER CABLE, PREASSEMBLED | 1465.41
6FX5002-5CS23-2CH0 | POWER CABLE, PREASSEMBLED | 4032.21
6FX5002-5CS26-1HA0 | POWER CABLE PREASSEMBLED | 531.94
6FX5002-5CS31-1AE8 | POWER CABLE, PREASSEMBLED | 366.53
6FX5002-5CS31-1AF6 | POWER CABLE, PREASSEMBLED | 373.26
6FX5002-5CS31-1BB5 | POWER CABLE, PREASSEMBLED | 413.22
6FX5002-5CS31-1BD0 | POWER CABLE, PREASSEMBLED | 419.88
6FX5002-5CS31-1BF4 | POWER CABLE, PREASSEMBLED | 439.87
6FX5002-5CS31-1BG5 | POWER CABLE, PREASSEMBLED | 446.61
6FX5002-5CS31-1CA5 | POWER CABLE, PREASSEMBLED | 473.38
6FX5002-5CS31-1CB5 | POWER CABLE, PREASSEMBLED | 480.06
6FX5002-5CS31-1CG5 | POWER CABLE, PREASSEMBLED | 513.41
6FX5002-5CS31-1CJ5 | POWER CABLE, PREASSEMBLED | 526.78
6FX5002-5CS31-1DB5 | POWER CABLE, PREASSEMBLED | 546.65
6FX5002-5CS31-1DC5 | POWER CABLE, PREASSEMBLED | 553.31
6FX5002-5CS31-1DH0 | POWER CABLE, PREASSEMBLED | 580.06
6FX5002-5CS31-1DJ0 | POWER CABLE, PREASSEMBLED | 586.73
6FX5002-5CS31-1EC5 | POWER CABLE, PREASSEMBLED | 619.21
6FX5002-5CS31-1ED5 | POWER CABLE, PREASSEMBLED | 625.86
6FX5002-5CS31-1EG5 | POWER CABLE, PREASSEMBLED | 645.9
6FX5002-5CS31-1EH5 | POWER CABLE, PREASSEMBLED | 652.6
3WL9212-5AE00-0AA1 | ACCESORIES FOR BREAKER 3WL | 5492.64
3WL9212-5AE21-1BA1 | ACCESORIES FOR BREAKER 3WL | 6515
3WL9212-5AE41-0BA1-ZR10 | ACCESORIES FOR BREAKER 3WL | 6802.05
3WL9212-5AE41-2BA1 | ACCESORIES FOR BREAKER 3WL | 6850.96
3WL9212-5BA41-0BA1 | ACCESORIES FOR BREAKER 3WL | 9078.48
6FX5002-5CS31-1EF5 | POWER CABLE, PREASSEMBLED | 639.19
6FX5002-5CS31-1EG0 | POWER CABLE, PREASSEMBLED | 639.26
3WL9212-5AE31-0AA1 | ACCESORIES FOR BREAKER 3WL | 5803.75
3WL9212-5AE31-0BA1 | ACCESORIES FOR BREAKER 3WL | 6312.93
3WL9212-5AE31-1AA1 | ACCESORIES FOR BREAKER 3WL | 6073.17
3WL9212-5AE31-1BA1 | ACCESORIES FOR BREAKER 3WL | 6582.34
3WL9212-5BC10-0BA1 | ACCESORIES FOR BREAKER 3WL | 7490.35
3WL9212-5BC11-0BA1 | ACCESORIES FOR BREAKER 3WL | 7601.01
3WL9212-5BC11-1BA1 | ACCESORIES FOR BREAKER 3WL | 7870.42
3WL9212-5BC21-0BA1 | ACCESORIES FOR BREAKER 3WL | 7667.25
3WL9212-5BC42-1BA1-ZP18 | ACCESORIES FOR BREAKER 3WL | 8749.73
3WL9212-5BD00-0AA1 | ACCESORIES FOR BREAKER 3WL | 8098.64
3WL9212-5BD21-0BA1 | ACCESORIES FOR BREAKER 3WL | 8942.17
3WL9212-5BD31-0BA1 | ACCESORIES FOR BREAKER 3WL | 9009.52
3WL9212-6AD41-0AA1 | ACCESORIES FOR BREAKER 3WL | 7532.54
3WL9212-6AD41-0BA1 | ACCESORIES FOR BREAKER 3WL | 8041.71
3WL9212-6BD00-0AA1 | ACCESORIES FOR BREAKER 3WL | 9301.41
3WL9212-6BD00-2BA1 | ACCESORIES FOR BREAKER 3WL | 10370.26
3WL9213-6AA31-0BA1-ZR30 | ACCESORIES FOR BREAKER 3WL | 9841.84
3WL9213-6AB00-0AA1 | ACCESORIES FOR BREAKER 3WL | 8419.37
3WL9213-6AC00-0AA1 | ACCESORIES FOR BREAKER 3WL | 6823.7
3WL9213-6AC00-0BA1 | ACCESORIES FOR BREAKER 3WL | 7665.64
3WL9213-6AC31-1AA1 | ACCESORIES FOR BREAKER 3WL | 7404.23
3WL9213-6AC31-1AA1-ZR10 | ACCESORIES FOR BREAKER 3WL | 7939.86
3WL9213-6AC31-1BA1 | ACCESORIES FOR BREAKER 3WL | 8246.17
3WL9213-6AC31-2BA1 | ACCESORIES FOR BREAKER 3WL | 8445.84
3WL9213-6AC41-0AA1 | ACCESORIES FOR BREAKER 3WL | 7203.77
3WL9213-6AE21-0BA1 | ACCESORIES FOR BREAKER 3WL | 7909.39
3WL9213-6AE21-1BA1 | ACCESORIES FOR BREAKER 3WL | 8178.81
3WL9213-6AE31-0BA1 | ACCESORIES FOR BREAKER 3WL | 7976.75
3WL9213-6AE31-0BA1-ZR30 | ACCESORIES FOR BREAKER 3WL | 8246.17
3WL9213-6BC40-2BA1 | ACCESORIES FOR BREAKER 3WL | 10136.12
3WL9213-6BC41-0AA1 | ACCESORIES FOR BREAKER 3WL | 8799.45
3WL9213-6BC41-0BA1 | ACCESORIES FOR BREAKER 3WL | 9777.69
3WL9213-6BC41-1BA1 | ACCESORIES FOR BREAKER 3WL | 10047.11
3WL9213-7AC00-0AA1 | ACCESORIES FOR BREAKER 3WL | 8900.48
3WL9213-7AC00-0AC1 | ACCESORIES FOR BREAKER 3WL | 10664.54
3WL9213-7AC11-0BA1 | ACCESORIES FOR BREAKER 3WL | 9919.94
3WL9213-7AC20-0BA1 | ACCESORIES FOR BREAKER 3WL | 9875.52
3WL9213-7AC41-0BA1-ZR10 | ACCESORIES FOR BREAKER 3WL | 10658.12
3WL9213-7AC41-1AA1 | ACCESORIES FOR BREAKER 3WL | 9549.97
3WL9213-7AC41-1BA1 | ACCESORIES FOR BREAKER 3WL | 10391.91
3WL9213-7AD00-0AA1 | ACCESORIES FOR BREAKER 3WL | 10744.72
3WL9213-8AD00-0AA1 | ACCESORIES FOR BREAKER 3WL | 12909.71
3WL9213-8AD00-0AC1 | ACCESORIES FOR BREAKER 3WL | 14433.21
3WL9213-8AD11-0BA1 | ACCESORIES FOR BREAKER 3WL | 13929.16
3WL9213-8AD21-1AC1 | ACCESORIES FOR BREAKER 3WL | 14946.39
3WL9251-2AC31-0AA1 | ACCESORIES FOR BREAKER 3WL | 3310.02
3WL9251-2AE00-0BA1 | ACCESORIES FOR BREAKER 3WL | 3419.07
3WL9252-5AD41-0BA1 | ACCESORIES FOR BREAKER 3WL | 8891.65
3ZS1320-6CC13-0YA5 | SIRIUS Soft Starter ES V17 | 1504.52
6AG4131-3CC10-8AA0 | SIMATIC IPC627E (Box PC) | 4436.13
6AG4131-3CC13-0AA0 | SIMATIC IPC627E (Box PC) | 4729.76
6AG4131-3CC13-0AA3 | SIMATIC IPC627E (Box PC) | 5153.74
6AG4131-3CC20-0AA0 | SIMATIC IPC627E (Box PC) | 5102.81
6AG4131-3GJ01-1AA3 | SIMATIC IPC627E (Box PC) | 5844.41
6AG4131-3GJ32-1AA3 | SIMATIC IPC627E (Box PC) | 7236.23
6AG4131-3GM20-1AA0 | SIMATIC IPC627E (Box PC) | 7694.67
6AG4131-3GQ20-1CA1 | SIMATIC IPC627E (Box PC) | 8329.91
6DR5010-0NN21-0AA0 | SIPART PS2 2wire without HART SA | 2248.25
6DR5010-0NN23-0AA3 | SIPART PS2 2wire without HART SA | 2593.37
6DR5010-0NN30-0AA0 | SIPART PS2 2wire without HART SA | 1619.18
3WL9212-5BC21-2BA1 | ACCESORIES FOR BREAKER 3WL | 8136.32
3WL9212-5BC30-0BA1 | ACCESORIES FOR BREAKER 3WL | 7623.94
3WL9212-5BC41-1AA1 | ACCESORIES FOR BREAKER 3WL | 7473.19
3WL9212-5BC41-2BA1 | ACCESORIES FOR BREAKER 3WL | 8272.64
3WL9212-5BD41-2AA1 | ACCESORIES FOR BREAKER 3WL | 8947.79
3WL9212-5BE00-0AA1 | ACCESORIES FOR BREAKER 3WL | 6823.7
3WL9212-6AD21-1BA1 | ACCESORIES FOR BREAKER 3WL | 8174.81
3WL9212-6AD31-1BA1 | ACCESORIES FOR BREAKER 3WL | 8242.17
3WL9212-6BD11-0BA1 | ACCESORIES FOR BREAKER 3WL | 10078.7
3WL9212-6BD31-1BA1 | ACCESORIES FOR BREAKER 3WL | 10481.71
3WL9212-6EC00-0AA1 | ACCESORIES FOR BREAKER 3WL | 8259.01
3WL9212-6EE00-0AA1 | ACCESORIES FOR BREAKER 3WL | 10584.35
3WL9213-6AC11-0AA1 | ACCESORIES FOR BREAKER 3WL | 7001.22
3WL9213-6AC11-1AA1 | ACCESORIES FOR BREAKER 3WL | 7270.64
3WL9213-6AC21-2BA1 | ACCESORIES FOR BREAKER 3WL | 8378.48
3WL9213-6AC31-0BA1 | ACCESORIES FOR BREAKER 3WL | 7976.75
3WL9213-6AC41-0BA1 | ACCESORIES FOR BREAKER 3WL | 8045.71
3WL9213-6AC41-1BA1 | ACCESORIES FOR BREAKER 3WL | 8315.13
3WL9213-6AD41-0BA1 | ACCESORIES FOR BREAKER 3WL | 9881.93
3WL9213-6AE21-0AA1 | ACCESORIES FOR BREAKER 3WL | 7067.45
3WL9213-6AE41-0BA1 | ACCESORIES FOR BREAKER 3WL | 8045.71
3WL9213-6AE41-2BA1-ZR30 | ACCESORIES FOR BREAKER 3WL | 8784.22
3WL9213-6BC31-0BA1 | ACCESORIES FOR BREAKER 3WL | 9708.73
3WL9213-6BC32-0BA1 | ACCESORIES FOR BREAKER 3WL | 9742.41
3WL9213-6BC41-2BA1 | ACCESORIES FOR BREAKER 3WL | 10246.78
3WL9213-6BC42-1BA1-ZP18 | ACCESORIES FOR BREAKER 3WL | 11291.58
3WL9213-6BD42-0BA1 | ACCESORIES FOR BREAKER 3WL | 11976.36
3WL9213-6BE41-0BA1 | ACCESORIES FOR BREAKER 3WL | 9777.69
3WL9213-6BE41-2BA1-ZR30 | ACCESORIES FOR BREAKER 3WL | 10516.2
3WL9213-7AC21-0BA1 | ACCESORIES FOR BREAKER 3WL | 9986.17
3WL9213-7AC31-0AA1 | ACCESORIES FOR BREAKER 3WL | 9211.59
3WL9213-7AC40-2BA1 | ACCESORIES FOR BREAKER 3WL | 10480.92
3WL9213-7AC41-0BA1 | ACCESORIES FOR BREAKER 3WL | 10122.49
3WL9213-7AD21-0BA1 | ACCESORIES FOR BREAKER 3WL | 11830.42
3WL9213-7BC10-0AC1 | ACCESORIES FOR BREAKER 3WL | 13778.42
3WL9213-7BC21-1BA1 | ACCESORIES FOR BREAKER 3WL | 12877.64
3WL9213-7BC41-2BA1 | ACCESORIES FOR BREAKER 3WL | 13213.6
3WL9213-7BD31-0BA1 | ACCESORIES FOR BREAKER 3WL | 14519.8
3WL9213-8AD31-0BC1 | ACCESORIES FOR BREAKER 3WL | 15586.25
3WL9213-8AD31-1AC1 | ACCESORIES FOR BREAKER 3WL | 15013.75
3WL9213-8BD42-0BA1 | ACCESORIES FOR BREAKER 3WL | 15103.55
3WL9251-2AB41-2BA1 | ACCESORIES FOR BREAKER 3WL | 4933.75
3ZS1320-6CC13-0YE5 | SIRIUS Soft Starter ES V17 | 379.4
3ZS1320-6CE13-0YB5 | SIRIUS Soft Starter ES V17 | 1491.43
3ZS1635-2XE04-0YB0 | AS-INTERFACE PCS 7 LIB. V9.1 RT LICENSE | 285.55
6AG4025-0DF30-6AA0 | SIMATIC IPC527G (Box PC) | 3979.18
6AG4131-3CA10-0AA3 | SIMATIC IPC627E (Box PC) | 4490.06
6AG4131-3CG13-2AA0 | SIMATIC IPC627E (Box PC) | 5899.85
6AG4131-3GC23-1AA0 | SIMATIC IPC627E (Box PC) | 5964.28
6AG4131-3GE33-3AA2 | SIMATIC IPC627E (Box PC) | 7763.58
6AG4131-3GG11-1AA1 | SIMATIC IPC627E (Box PC) | 6753.82
6AG4131-3GH11-1AA1 | SIMATIC IPC627E (Box PC) | 8112.66
6AG4131-3GY13-8AC2 | SIMATIC IPC627E (Box PC) | 4436.13
6AG4131-3HC30-3AA0 | SIMATIC IPC627E (Box PC) | 6846.7
6AG4141-0BA01-0JA0 | SIMATIC IPC427E (MicroBOX PC) | 2699.72
6AG4141-0BA31-0JA0 | SIMATIC IPC427E (MicroBOX PC) | 2827.07
6DR5010-0NN10-0BA3 | SIPART PS2 2wire without HART SA | 1741.56
6DR5010-0NN11-0AA3 | SIPART PS2 2wire without HART SA | 2143
6DR5010-0NN11-0BA3 | SIPART PS2 2wire without HART SA | 2143
6DR5010-0NN31-0AA0 | SIPART PS2 2wire without HART SA | 2020.61
6DR5010-0NP00-0AA1 | SIPART PS2 2wire without HART SA | 1433.15
3WL9212-5BE41-2BA1 | ACCESORIES FOR BREAKER 3WL | 8272.64
3WL9212-6AD00-0AA1 | ACCESORIES FOR BREAKER 3WL | 7152.46
3WL9212-6BD41-0BA1 | ACCESORIES FOR BREAKER 3WL | 10281.25
3WL9212-6DC00-0AA1 | ACCESORIES FOR BREAKER 3WL | 6687.39
3WL9212-6DC21-0AA1 | ACCESORIES FOR BREAKER 3WL | 6931.15
3WL9212-6DD00-0AA1 | ACCESORIES FOR BREAKER 3WL | 8419.37
3WL9212-6DE00-0AA1 | ACCESORIES FOR BREAKER 3WL | 8419.37
3WL9213-6AC20-0BA1 | ACCESORIES FOR BREAKER 3WL | 7798.75
3WL9213-6AC21-0AA1 | ACCESORIES FOR BREAKER 3WL | 7067.45
3WL9213-6AC21-0BA1 | ACCESORIES FOR BREAKER 3WL | 7909.39
3WL9213-6AC21-1AA1 | ACCESORIES FOR BREAKER 3WL | 7336.87
3WL9213-6AC41-2BA1 | ACCESORIES FOR BREAKER 3WL | 8514.8
3WL9213-6AC42-0BA1 | ACCESORIES FOR BREAKER 3WL | 8079.39
3WL9213-6AC42-1BA1-ZP18 | ACCESORIES FOR BREAKER 3WL | 9262.92
3WL9213-6AD00-0AA1 | ACCESORIES FOR BREAKER 3WL | 8659.93
3WL9213-6BB00-0AA1 | ACCESORIES FOR BREAKER 3WL | 10584.35
3WL9213-6BC00-0AA1 | ACCESORIES FOR BREAKER 3WL | 8419.37
3WL9213-6BC00-0AC1 | ACCESORIES FOR BREAKER 3WL | 10183.43
3WL9213-6BC00-1BA1 | ACCESORIES FOR BREAKER 3WL | 9667.05
3WL9213-6BC31-0AA1 | ACCESORIES FOR BREAKER 3WL | 8730.49
3WL9213-6BD00-0AA1 | ACCESORIES FOR BREAKER 3WL | 10584.35
3WL9213-6BD21-1BA1 | ACCESORIES FOR BREAKER 3WL | 12075.79
3WL9213-6BD31-2BA1 | ACCESORIES FOR BREAKER 3WL | 12342.8
3WL9213-6BD41-2BA1-ZR30 | ACCESORIES FOR BREAKER 3WL | 12681.18
3WL9213-7AC31-0BC1 | ACCESORIES FOR BREAKER 3WL | 11817.59
3WL9213-7AC31-1AA1 | ACCESORIES FOR BREAKER 3WL | 9481.01
3WL9213-7AC31-1BA1-ZR30 | ACCESORIES FOR BREAKER 3WL | 10592.37
3WL9213-7AC31-2BA1 | ACCESORIES FOR BREAKER 3WL | 10522.62
3WL9213-7BC31-0AA1 | ACCESORIES FOR BREAKER 3WL | 11697.32
3WL9213-7BC31-0BA1 | ACCESORIES FOR BREAKER 3WL | 12675.57
3WL9213-7BC41-1AA1 | ACCESORIES FOR BREAKER 3WL | 12035.7
3WL9213-7BC41-1BA1 | ACCESORIES FOR BREAKER 3WL | 13013.93
3WL9213-8AD41-0AA1 | ACCESORIES FOR BREAKER 3WL | 13289.77
3WL9213-8AD41-2AA1 | ACCESORIES FOR BREAKER 3WL | 13758.86
3WL9213-8BD00-0AA1 | ACCESORIES FOR BREAKER 3WL | 13711.55
3WL9213-8BD31-0BA1 | ACCESORIES FOR BREAKER 3WL | 15000.91
3WL9213-8BD41-0BA1 | ACCESORIES FOR BREAKER 3WL | 15069.87
3ZS1633-1XE04-0YA0 | PCS 7 Library Block 3RW44 V9.1 | 658.06
3ZS1633-1XE51-0YA0 | PCS 7 Library Block 3RW5 V9.1 | 699.92
3ZS1633-2XE04-0YB0 | PCS 7 Library Block 3RW44 V9.1 | 443.5
3ZS1633-2XE51-0YB0 | PCS 7 Lib 3RW5 V9.1 RT License | 460.51
6AG4131-3GC23-3BA1 | SIMATIC IPC627E (Box PC) | 6154.54
6AG4131-3GD30-3AB3 | SIMATIC IPC627E (Box PC) | 7967.35
6AG4131-3GE23-1AB3 | SIMATIC IPC627E (Box PC) | 7490.92
6AG4131-3GE23-3AB0 | SIMATIC IPC627E (Box PC) | 7066.93
6AG4141-0BA41-0JA0 | SIMATIC IPC427E (MicroBOX PC) | 2996.37
6AG4141-0BB02-0FA0 | SIMATIC IPC427E (MicroBOX PC) | 3263.05
6AG4141-0BB04-0FA0 | SIMATIC IPC427E (MicroBOX PC) | 3540.2
6AG4141-0BF30-2AA0 | SIMATIC IPC427E (MicroBOX PC) | 2546.91
6DR5010-0NP00-0BA0 | SIPART PS2 2wire without HART SA | 1233.66
6DR5010-0NP01-0AA0 | SIPART PS2 2wire without HART SA | 1635.08
6DR5010-0NP01-0AA1 | SIPART PS2 2wire without HART SA | 1834.57
6DR5010-0NP01-0BA1 | SIPART PS2 2wire without HART SA | 1834.57
6DR5210-0EG02-0AA3 | SIPART PS2 4 wire with HART SA | 2094.04
6DR5210-0EG03-0AA0 | SIPART PS2 4 wire with HART SA | 2298.42
6DR5210-0EG03-0AA1 | SIPART PS2 4 wire with HART SA | 2512.6
6DR5210-0EG20-0AA1 | SIPART PS2 4 wire with HART SA | 2583.58
6DR5210-0EG20-0AA1-ZA40 | SIPART PS2 4 wire with HART SA | 2642.33
6DR5210-0EG20-0BA0 | SIPART PS2 4 wire with HART SA | 2369.41
6DR5210-0EG21-0AA0 | SIPART PS2 4 wire with HART SA | 2800.22
3WL9212-5BB31-2BA1 | ACCESORIES FOR BREAKER 3WL | 9286.17
3WL9212-5BC00-1BA1 | ACCESORIES FOR BREAKER 3WL | 7692.9
3WL9212-5BC21-1BA1 | ACCESORIES FOR BREAKER 3WL | 7936.65
3WL9212-5BC22-0BA1 | ACCESORIES FOR BREAKER 3WL | 7700.93
3WL9212-5BC41-1BA1 | ACCESORIES FOR BREAKER 3WL | 8072.97
3WL9212-5BC42-0BA1 | ACCESORIES FOR BREAKER 3WL | 7837.23
3WL9212-5BD41-0BA1 | ACCESORIES FOR BREAKER 3WL | 9078.48
3WL9212-5BD42-0BA1 | ACCESORIES FOR BREAKER 3WL | 9112.16
3WL9212-5BE21-1AA1 | ACCESORIES FOR BREAKER 3WL | 7336.87
3WL9212-6AD00-1BA1 | ACCESORIES FOR BREAKER 3WL | 7931.05
3WL9212-6AD31-0BA1 | ACCESORIES FOR BREAKER 3WL | 7972.75
3WL9212-6BD31-0BA1 | ACCESORIES FOR BREAKER 3WL | 10212.29
3WL9212-6BD31-2BA1 | ACCESORIES FOR BREAKER 3WL | 10681.38
3WL9212-6ED00-0AA1 | ACCESORIES FOR BREAKER 3WL | 10584.35
3WL9213-6AA00-0AA1 | ACCESORIES FOR BREAKER 3WL | 8419.37
3WL9213-6AC00-1AA1 | ACCESORIES FOR BREAKER 3WL | 7093.12
3WL9213-6AC11-0BA1 | ACCESORIES FOR BREAKER 3WL | 7843.16
3WL9213-6AC31-0AA1 | ACCESORIES FOR BREAKER 3WL | 7134.81
3WL9213-6AC31-0BC1 | ACCESORIES FOR BREAKER 3WL | 9331.88
3WL9213-6AC41-1AA1 | ACCESORIES FOR BREAKER 3WL | 7473.19
3WL9213-6AC41-1BA1-ZR10 | ACCESORIES FOR BREAKER 3WL | 8850.76
3WL9213-6AD31-0BA1 | ACCESORIES FOR BREAKER 3WL | 9812.97
3WL9213-6AE00-0AA1 | ACCESORIES FOR BREAKER 3WL | 6823.7
3WL9213-6AE41-2BA1 | ACCESORIES FOR BREAKER 3WL | 8514.8
3WL9213-6BA00-0AA1 | ACCESORIES FOR BREAKER 3WL | 10584.35
3WL9213-6BC31-1BA1 | ACCESORIES FOR BREAKER 3WL | 9978.15
3WL9213-6BC32-1BA1 | ACCESORIES FOR BREAKER 3WL | 10011.83
3WL9213-6BC41-1BC1 | ACCESORIES FOR BREAKER 3WL | 11811.17
3WL9213-6BC42-0BA1 | ACCESORIES FOR BREAKER 3WL | 9811.37
3WL9213-6BE00-0AA1 | ACCESORIES FOR BREAKER 3WL | 8419.37
3WL9213-6BE41-2BA1 | ACCESORIES FOR BREAKER 3WL | 10246.78
3WL9213-7AC30-0BA1 | ACCESORIES FOR BREAKER 3WL | 9942.87
3WL9213-7AC31-0BA1 | ACCESORIES FOR BREAKER 3WL | 10053.53
3WL9213-7AC31-2BC1 | ACCESORIES FOR BREAKER 3WL | 12286.67
3WL9213-7AC41-0AA1 | ACCESORIES FOR BREAKER 3WL | 9280.55
3WL9213-7BC00-0AA1 | ACCESORIES FOR BREAKER 3WL | 11386.19
3WL9213-7BC11-0AC1 | ACCESORIES FOR BREAKER 3WL | 13889.07
3WL9213-7BD00-0AA1 | ACCESORIES FOR BREAKER 3WL | 13230.44
3WL9213-7BD42-0BA1 | ACCESORIES FOR BREAKER 3WL | 14622.44
3WL9213-8AD31-0BA1 | ACCESORIES FOR BREAKER 3WL | 14062.75
3WL9213-8AD31-1AA1 | ACCESORIES FOR BREAKER 3WL | 13490.23
3WL9213-8BD41-2BC1 | ACCESORIES FOR BREAKER 3WL | 18024.67
3WL9213-8BD42-0BC1 | ACCESORIES FOR BREAKER 3WL | 17589.28
3ZS1320-6CC13-4YA5 | SIRIUS Soft Starter ES V17 | 340.15
3ZS1326-2CE10-0YB5 | SIRIUS Safety ES V17 | 612.08
3ZS1635-1XE04-0YA0 | AS-INTERFACE PCS 7 LIB. V9.1 ES | 377.37
6AG4025-0DF30-4BB0 | SIMATIC IPC527G (Box PC) | 4082.54
6AG4131-3CA00-8AA1 | SIMATIC IPC627E (Box PC) | 3559.68
6AG4131-3CA13-0AA1 | SIMATIC IPC627E (Box PC) | 4066.08
6AG4131-3CC20-0AA2 | SIMATIC IPC627E (Box PC) | 5102.81
6AG4131-3DC13-2AA0 | SIMATIC IPC627E (Box PC) | 4815.17
6AG4131-3GE33-3AA3 | SIMATIC IPC627E (Box PC) | 8187.58
6AG4131-3GG40-1BA2 | SIMATIC IPC627E (Box PC) | 9718.71
6AG4131-3HC13-1AA0 | SIMATIC IPC627E (Box PC) | 5675.12
6AG4131-3HH31-1AB0 | SIMATIC IPC627E (Box PC) | 9470.02
6AG4141-0AA30-0DA0 | SIMATIC IPC427E (MicroBOX PC) | 2581.38
6DR5010-0NN11-0AA0 | SIPART PS2 2wire without HART SA | 1943.5
6DR5010-0NN11-0BA1 | SIPART PS2 2wire without HART SA | 2143
6DR5010-0NP00-0AA0 | SIPART PS2 2wire without HART SA | 1233.66
6DR5010-0NP00-0AA3 | SIPART PS2 2wire without HART SA | 1433.15
6DR5010-0NP03-0AA9-ZA40K18R1C | SIPART PS2 2wire without HART SA | 2686.4
6DR5010-0NN30-0AA3 | SIPART PS2 2wire without HART SA | 1818.67
6DR5210-0EG11-0AA3 | SIPART PS2 4 wire with HART SA | 2687.61
6DR5210-0EG11-0BA0 | SIPART PS2 4 wire with HART SA | 2473.44
6DR5210-0EG11-0BA1 | SIPART PS2 4 wire with HART SA | 2687.61
6DR5210-0EG11-0BA3 | SIPART PS2 4 wire with HART SA | 2687.61
6DR5210-0EG31-0AA1 | SIPART PS2 4 wire with HART SA | 2769.62
6DR5210-0EM00-0AA0 | SIPART PS2 4 wire with HART SA | 1710.96
6DR5210-0EM00-0AA0-ZA40 | SIPART PS2 4 wire with HART SA | 1769.71
6DR5210-0EM00-0AA0-ZA40K18 | SIPART PS2 4 wire with HART SA | 1947.18
6DR5210-0EM01-0AA3-ZA20Y17 | SIPART PS2 4 wire with HART SA | 2386.54
6DR5210-0EM01-0AA3-ZK18 | SIPART PS2 4 wire with HART SA | 2533.41
6DR5210-0EM01-0AA9-ZK18R1D | SIPART PS2 4 wire with HART SA | 3054.78
6DR5210-0EM01-0BA0 | SIPART PS2 4 wire with HART SA | 2141.77
6DR5210-0EM20-0AA3-ZA20C20Y15 | SIPART PS2 4 wire with HART SA | 2670.48
6DR5210-0EM20-0AA3-ZA20Y17 | SIPART PS2 4 wire with HART SA | 2614.18
6DR5210-0EM21-0AA0 | SIPART PS2 4 wire with HART SA | 2800.22
6DR5210-0EM21-0AA3-ZA40 | SIPART PS2 4 wire with HART SA | 3073.14
6DR5210-0EN00-0AA3-ZA40 | SIPART PS2 4 wire with HART SA | 1983.88
6DR5210-0EN00-0AA9-ZA40K18R1D | SIPART PS2 4 wire with HART SA | 2682.72
6DR5210-0EN00-0AA9-ZA40R1D | SIPART PS2 4 wire with HART SA | 2505.25
6DR5210-0EN00-0BA0 | SIPART PS2 4 wire with HART SA | 1710.96
6DR5210-0EN02-0BA3 | SIPART PS2 4 wire with HART SA | 2094.04
6DR5210-0EN03-0AA0 | SIPART PS2 4 wire with HART SA | 2298.42
6DR5210-0EN03-0AA1 | SIPART PS2 4 wire with HART SA | 2512.6
6DR5210-0EN03-0AA3 | SIPART PS2 4 wire with HART SA | 2512.6
6DR5210-0EN10-0AA0 | SIPART PS2 4 wire with HART SA | 2042.63
6DR5210-0EN21-0BA3 | SIPART PS2 4 wire with HART SA | 3014.39
6DR5210-0EN23-0AA0 | SIPART PS2 4 wire with HART SA | 2956.87
6DR5210-0EN30-0AA0 | SIPART PS2 4 wire with HART SA | 2124.64
6DR5210-0EN30-0AA1 | SIPART PS2 4 wire with HART SA | 2338.81
6DR5510-0EN01-0AA3-ZA20 | SIPART PS2 PA SA | 2422.03
6DR5510-0EN01-0BA3 | SIPART PS2 PA SA | 2414.69
6DR5510-0EN10-0AA3 | SIPART PS2 PA SA | 2321.68
6DR5510-0EP00-0AA1 | SIPART PS2 PA SA | 2013.27
6DR5510-0NG00-0AA1 | SIPART PS2 PA SA | 1911.68
6DR5510-0NG00-0AA1-ZA20 | SIPART PS2 PA SA | 1919.02
6DR5510-0NG00-0AA1-ZA20Y17 | SIPART PS2 PA SA | 1938.6
6DR5510-0NG00-0AA1-ZY15 | SIPART PS2 PA SA | 1931.26
6DR5510-0NG10-0AA0 | SIPART PS2 PA SA | 2020.61
6DR5510-0NG10-0AA1 | SIPART PS2 PA SA | 2220.1
6DR5510-0NG11-0AA0 | SIPART PS2 PA SA | 2422.03
6DR5510-0NG11-0AA1 | SIPART PS2 PA SA | 2621.52
6DR5510-0NM00-0AA3-ZA20Y15Y17 | SIPART PS2 PA SA | 1958.2
6DR5510-0NM00-0BA0 | SIPART PS2 PA SA | 1712.19
6DR5510-0NM00-0BA3 | SIPART PS2 PA SA | 1911.68
6DR5510-0NM10-0AA0 | SIPART PS2 PA SA | 2020.61
6DR5510-0NM10-0AA3 | SIPART PS2 PA SA | 2220.1
6DR5510-0NN11-0BA1 | SIPART PS2 PA SA | 2621.52
6DR5510-0NN11-0BA3 | SIPART PS2 PA SA | 2621.52
6DR5510-0NN12-0AA1 | SIPART PS2 PA SA | 2376.75
6DR5510-0NN12-0AA3 | SIPART PS2 PA SA | 2376.75
6DR5510-0NR00-0BA0 | SIPART PS2 PA SA | 1817.44
6DR5510-0NR00-0BA1 | SIPART PS2 PA SA | 2016.93
6DR5510-0NR01-0AA0 | SIPART PS2 PA SA | 2218.88
6DR5510-0NR20-0AA0 | SIPART PS2 PA SA | 2430.61
6DR5512-0NG30-0AA0 | SIPART PS2 PA SA SST | 3514.95
6DR5512-0NM11-0AA3 | SIPART PS2 PA SA SST | 4038.77
6DR5512-0NS00-0AA3 | SIPART PS2 PA SA SST | 3434.18
6DR5513-0GG00-0AA0 | SIPART PS2 PA SA alu | 1899.45
6DR5515-0EN00-0BA3 | SIPART PS2 PA SA Alu Ex proof | 2960.53
6DR5515-0EN01-0AA1 | SIPART PS2 PA SA Alu Ex proof | 3332.59
6DR5515-0EN01-0AA3 | SIPART PS2 PA SA Alu Ex proof | 3332.59
6DR5515-0EN01-0BA3 | SIPART PS2 PA SA Alu Ex proof | 3332.59
6DR5515-0EN10-0BA3 | SIPART PS2 PA SA Alu Ex proof | 3268.95
6DR5520-0EG11-0AA0 | SIPART PS2 PA DA | 2708.42
6DR5520-0EG11-0BA2 | SIPART PS2 PA DA | 2939.73
6DR5520-0EG20-0AA0 | SIPART PS2 PA DA | 2611.73
6DR5520-0EG21-0BA2 | SIPART PS2 PA DA | 3244.48
6ES7656-8CF34-1EF0 | SIMATIC PCS 7 REDUNDANCY AS | 66643.71
6ES7656-8CF34-1GF0 | SIMATIC PCS 7 REDUNDANCY AS | 62586.64
6ES7656-8CF34-3HF1 | SIMATIC PCS 7 REDUNDANCY AS | 69051.3
6ES7656-8CF34-4BF2 | SIMATIC PCS 7 REDUNDANCY AS | 73120.36
6ES7656-8CM33-2BF0 | SIMATIC PCS 7 REDUNDANCY AS | 79652.44
6ES7656-8CM33-2BF1 | SIMATIC PCS 7 REDUNDANCY AS | 85336.55
6ES7656-8CM33-2BF2 | SIMATIC PCS 7 REDUNDANCY AS | 91020.66
6ES7656-8CM33-2CF0 | SIMATIC PCS 7 REDUNDANCY AS | 80365.58
6ES7656-8CM33-2CF1 | SIMATIC PCS 7 REDUNDANCY AS | 86049.69
6ES7656-8CM34-2BF3 | SIMATIC PCS 7 REDUNDANCY AS | 105657.93
6ES7656-8CM34-2CF0 | SIMATIC PCS 7 REDUNDANCY AS | 89318.72
6ES7656-8CM34-2CF1 | SIMATIC PCS 7 REDUNDANCY AS | 95002.84
6ES7656-8CM34-4BF0 | SIMATIC PCS 7 REDUNDANCY AS | 88710.47
6ES7656-8CN30-3EF0 | SIMATIC PCS 7 REDUNDANCY AS | 76973.69
6ES7656-8CN33-1CF0 | SIMATIC PCS 7 REDUNDANCY AS | 82278.76
6ES7656-8CN33-1CF1 | SIMATIC PCS 7 REDUNDANCY AS | 87962.87
6ES7656-8CN33-1GF0 | SIMATIC PCS 7 REDUNDANCY AS | 81730.42
6ES7656-8CP30-3BF0 | SIMATIC PCS 7 REDUNDANCY AS | 58186.46
6ES7656-8CP30-4HF0 | SIMATIC PCS 7 REDUNDANCY AS | 58183.48
6ES7656-8CP30-4HF1 | SIMATIC PCS 7 REDUNDANCY AS | 63867.57
6ES7656-8CP33-1BF0 | SIMATIC PCS 7 REDUNDANCY AS | 67000.29
6ES7656-8CQ33-2BF0 | SIMATIC PCS 7 REDUNDANCY AS | 67364.34
6ES7656-8CQ33-2GF0 | SIMATIC PCS 7 REDUNDANCY AS | 67529.15
6ES7656-8CQ33-2GF1 | SIMATIC PCS 7 REDUNDANCY AS | 73213.26
6ES7656-8CQ33-3BF1 | SIMATIC PCS 7 REDUNDANCY AS | 73962.35
6ES7656-8DE33-2BF0 | SIMATIC PCS 7 REDUNDANCY AS | 55303.96
6ES7656-8DE33-2BF1 | SIMATIC PCS 7 REDUNDANCY AS | 60988.07
6ES7656-8DE33-2CF0 | SIMATIC PCS 7 REDUNDANCY AS | 56017.09
6ES7656-8DE33-2CF1 | SIMATIC PCS 7 REDUNDANCY AS | 61701.2
6ES7656-8DF30-1BF0 | SIMATIC PCS 7 REDUNDANCY AS | 48263.99
6ES7656-8DF33-1BF0 | SIMATIC PCS 7 REDUNDANCY AS | 57217.13
6ES7656-8DF33-1BF1 | SIMATIC PCS 7 REDUNDANCY AS | 62901.24
6ES7656-8DF33-1CF0 | SIMATIC PCS 7 REDUNDANCY AS | 57930.28
6ES7656-8DM33-1DF0 | SIMATIC PCS 7 REDUNDANCY AS | 85125.31
6ES7656-8DM33-1EF1 | SIMATIC PCS 7 REDUNDANCY AS | 94081.45
6ES7656-8DM33-1GF1 | SIMATIC PCS 7 REDUNDANCY AS | 90024.37
6ES7656-8DM33-1HF1 | SIMATIC PCS 7 REDUNDANCY AS | 90665.6
6ES7656-8DM33-2BF0 | SIMATIC PCS 7 REDUNDANCY AS | 83400.9
6ES7656-8DM33-3HF1 | SIMATIC PCS 7 REDUNDANCY AS | 90804.93
6ES7656-8DM33-4BF0 | SIMATIC PCS 7 REDUNDANCY AS | 83505.77
6ES7656-8DM33-4CF1 | SIMATIC PCS 7 REDUNDANCY AS | 89903.03
6ES7656-8DM33-4DF1 | SIMATIC PCS 7 REDUNDANCY AS | 90139.73
6ES7656-8DM44-1DF0 | SIMATIC PCS 7 REDUNDANCY AS | 96092.01
6ES7656-8DM44-1DF1 | SIMATIC PCS 7 REDUNDANCY AS | 101776.12
6ES7656-8DN30-1BF0 | SIMATIC PCS 7 REDUNDANCY AS | 76360.93
6ES7656-8DN30-1BF1 | SIMATIC PCS 7 REDUNDANCY AS | 82045.04
6ES7656-8DN33-2BF1 | SIMATIC PCS 7 REDUNDANCY AS | 90223.63
6ES7656-8DN33-3BF0 | SIMATIC PCS 7 REDUNDANCY AS | 85453.42
6ES7656-8DN33-3EF0 | SIMATIC PCS 7 REDUNDANCY AS | 89675.29
6ES7656-8DN33-3HF0 | SIMATIC PCS 7 REDUNDANCY AS | 86259.44
6ES7661-0EC01-1CC2 | Process Control System IPC647E | 9831.08
6ES7661-0EC41-1CA4 | Process Control System IPC647E | 8770.36
6ES7661-0ES42-1CE2 | Process Control System IPC647E | 14058.96
6ES7661-0FC41-1RA2 | Process Control System IPC647E | 9753.17
6FX5002-2AD04-1AH0 | SIGNAL CABLE, PREASSEMBLED,EXT. | 194.51
6FX5002-2AD04-1AJ0 | SIGNAL CABLE, PREASSEMBLED,EXT. | 201
6FX5002-2AD04-1AK0 | SIGNAL CABLE, PREASSEMBLED,EXT. | 207.51
6FX5002-2AD04-1AK5 | SIGNAL CABLE, PREASSEMBLED,EXT. | 214.14
6FX5002-2AH00-1AA6 | SIGNAL CABLE, PREFABRICATED | 86.16
6FX5002-2AH00-1AB5 | SIGNAL CABLE, PREFABRICATED | 92.31
6FX5002-2AH00-1AC5 | SIGNAL CABLE, PREFABRICATED | 98.46
6FX5002-2AH00-1AD5 | SIGNAL CABLE, PREFABRICATED | 104.6
6FX5002-2AH00-1DG0 | SIGNAL CABLE, PREFABRICATED | 301.06
6FX5002-2AH00-1DJ0 | SIGNAL CABLE, PREFABRICATED | 313.52
6FX5002-2AH00-1DK0 | SIGNAL CABLE, PREFABRICATED | 319.6
6FX5002-2AH00-1EC0 | SIGNAL CABLE, PREFABRICATED | 337.42
6FX5002-2AH00-1ED0 | SIGNAL CABLE, PREFABRICATED | 343.57
6FX5002-2AH00-1GG0 | SIGNAL CABLE, PREFABRICATED | 484.42
6FX5002-2AH00-1GH0 | SIGNAL CABLE, PREFABRICATED | 490.71
6FX5002-2AH00-1GJ0 | SIGNAL CABLE, PREFABRICATED | 496.88
6FX5002-2AH00-1GK0 | SIGNAL CABLE, PREFABRICATED | 502.96
6FX5002-2AH00-1JH0 | SIGNAL CABLE, PREFABRICATED | 615.61
6FX5002-2AH00-1JJ0 | SIGNAL CABLE, PREFABRICATED | 621.79
6FX5002-2AH00-1JK0 | SIGNAL CABLE, PREFABRICATED | 627.87
6FX5002-2AH00-1KD0 | SIGNAL CABLE, PREFABRICATED | 651.12
6FX5002-2AH00-2BE0 | SIGNAL CABLE, PREFABRICATED | 781.12
6FX5002-2AH00-2BG0 | SIGNAL CABLE, PREFABRICATED | 793.4
6FX5002-2AH00-2BH0 | SIGNAL CABLE, PREFABRICATED | 799.67
6FX5002-2AH00-2BK0 | SIGNAL CABLE, PREFABRICATED | 811.93
6FX5002-2AH00-2EF0 | SIGNAL CABLE, PREFABRICATED | 970.99
6FX5002-2AH00-2EK0 | SIGNAL CABLE, PREFABRICATED | 995.53
6FX5002-2AH00-2FB0 | SIGNAL CABLE, PREFABRICATED | 1008.82
6FX5002-2AH00-2FF0 | SIGNAL CABLE, PREFABRICATED | 1033.41
6FX5002-2AH04-1AA0 | SIGNAL CABLE, PREASSEMBLED,EXT. | 132.52
6FX5002-2AH04-1AA6 | SIGNAL CABLE, PREASSEMBLED,EXT. | 138.57
6FX5002-2AH04-1AB0 | SIGNAL CABLE, PREASSEMBLED,EXT. | 138.57
6FX5002-2AH04-1AD0 | SIGNAL CABLE, PREASSEMBLED,EXT. | 150.72
6FX5002-2AH04-1CE0 | SIGNAL CABLE, PREASSEMBLED,EXT. | 278.24
6FX5002-2AH04-1CF0 | SIGNAL CABLE, PREASSEMBLED,EXT. | 284.22
6FX5002-2AH04-1CG0 | SIGNAL CABLE, PREASSEMBLED,EXT. | 290.46
6FX5002-2AH04-1CJ0 | SIGNAL CABLE, PREASSEMBLED,EXT. | 302.48
6FX5002-2AH04-1EB0 | SIGNAL CABLE, PREASSEMBLED,EXT. | 381.38
6FX5002-2AH04-1EC0 | SIGNAL CABLE, PREASSEMBLED,EXT. | 387.45
6FX5002-2AH04-1ED0 | SIGNAL CABLE, PREASSEMBLED,EXT. | 393.53
6FX5002-2AH04-1EE0 | SIGNAL CABLE, PREASSEMBLED,EXT. | 399.61
6FX5002-2AH04-1EF0 | SIGNAL CABLE, PREASSEMBLED,EXT. | 405.59
6FX5002-2AH11-1AG0 | SIGNAL CABLE PREASSAMBLED | 163.59
6FX5002-2AH11-1AH0 | SIGNAL CABLE PREASSAMBLED | 172.94
6FX5002-2AH11-1AK0 | SIGNAL CABLE PREASSAMBLED | 191.53
6FX5002-2AH11-1BC0 | SIGNAL CABLE PREASSAMBLED | 219.52
6FX5002-5CE06-1AC0 | POWER CABLE, PREASSEMBLED | 285.29
6FX5002-5CE06-1AD0 | POWER CABLE, PREASSEMBLED | 296.37
6FX5002-5CE06-1AE0 | POWER CABLE, PREASSEMBLED | 307.49
6FX5002-5CE06-1AF0 | POWER CABLE, PREASSEMBLED | 318.59
6FX5002-5CF10-1AD5 | POWER CABLE, PREASSEMBLED | 136.23
6FX5002-5CF10-1AE0 | POWER CABLE, PREASSEMBLED | 136.27
6FX5002-5CF10-1AE4 | POWER CABLE, PREASSEMBLED | 140.67
6FX5002-5CF10-1AE5 | POWER CABLE, PREASSEMBLED | 140.67
6FX5002-5CF10-1CD0 | POWER CABLE, PREASSEMBLED | 220.72
6FX5002-5CF10-1CE0 | POWER CABLE, PREASSEMBLED | 225.18
6FX5002-5CF10-1CF0 | POWER CABLE, PREASSEMBLED | 229.65
6FX5002-5CF10-1DA0 | POWER CABLE, PREASSEMBLED | 251.9
6FX5002-5CF13-1AG0 | POWER CABLE, PREASSEMBLED | 672.05
6FX5002-5CF13-1BA0 | POWER CABLE, PREASSEMBLED | 744.99
6FX5002-5CF14-1AH0 | POWER CABLE, PREASSEMBLED | 264.67
6FX5002-5CF14-1AJ0 | POWER CABLE, PREASSEMBLED | 271.64
6FX5002-5CG01-1AB8 | POWER CABLE, PREASSEMBLED | 135.72
6FX5002-5CG01-1AC3 | POWER CABLE, PREASSEMBLED | 140.38
6FX5002-5CG01-1AC4 | POWER CABLE, PREASSEMBLED | 140.38
6FX5002-5CG01-1AC7 | POWER CABLE, PREASSEMBLED | 140.38
6FX5002-5CG01-1AH2 | POWER CABLE, PREASSEMBLED | 163.48
6FX5002-5CG01-1AH6 | POWER CABLE, PREASSEMBLED | 163.48
6FX5002-5CG01-1AJ6 | POWER CABLE, PREASSEMBLED | 168.11
6FX5002-5CG01-1AK1 | POWER CABLE, PREASSEMBLED | 172.54
6FX5002-5CG01-1BH5 | POWER CABLE, PREASSEMBLED | 209.7
6FX5002-5CG01-1EE0 | POWER CABLE, PREASSEMBLED | 329.52
6FX5002-5CG01-1EH0 | POWER CABLE, PREASSEMBLED | 343.4
6FX5002-5CG01-1EK0 | POWER CABLE, PREASSEMBLED | 352.45
6FX5002-5CG01-1FB0 | POWER CABLE, PREASSEMBLED | 361.88
6FX5002-5CG01-1JF0 | POWER CABLE, PREASSEMBLED | 519.56
6FX5002-5CG01-1JK0 | POWER CABLE, PREASSEMBLED | 537.89
6FX5002-5CG01-1KC0 | POWER CABLE, PREASSEMBLED | 549.68
6FX5002-5CG01-1KG0 | POWER CABLE, PREASSEMBLED | 567.97
6FX5002-5CG01-2CH0 | POWER CABLE, PREASSEMBLED | 713.62
6FX5002-5CG10-1AA0 | POWER CABLE PREASSEMBLED | 126.49
6FX5002-5CG10-1AE5 | POWER CABLE PREASSEMBLED | 149.62
6FX5002-5CG10-1AF5 | POWER CABLE PREASSEMBLED | 154.27
6FX5002-5CG10-1EC0 | POWER CABLE PREASSEMBLED | 320.8
6FX5002-5CG10-1ED0 | POWER CABLE PREASSEMBLED | 325.38
6FX5002-5CG10-1EE0 | POWER CABLE PREASSEMBLED | 330.05
6FX5002-5CG10-1EG0 | POWER CABLE PREASSEMBLED | 339.27
6FX5002-5CG10-1KA0 | POWER CABLE PREASSEMBLED | 542.75
6FX5002-5CG10-2BA0 | POWER CABLE PREASSEMBLED | 635.22
6FX5002-5CG11-1AA0 | POWER CABLE, PREASSEMBLED | 127.17
6FX5002-5CG11-1AB0 | POWER CABLE, PREASSEMBLED | 133.48
6FX5002-5CG11-1CG3 | POWER CABLE, PREASSEMBLED | 297.44
6FX5002-5CG11-1CK0 | POWER CABLE, PREASSEMBLED | 309.87
6FX5002-5CG11-1DA1 | POWER CABLE, PREASSEMBLED | 322.61
6FX5002-5CG11-1DB0 | POWER CABLE, PREASSEMBLED | 322.61
6FX5002-5CS11-1FA5 | POWER CABLE, PREASSEMBLED | 601.46
6FX5002-5CS11-1FB0 | POWER CABLE, PREASSEMBLED | 601.46
6FX5002-5CS11-1FB5 | POWER CABLE, PREASSEMBLED | 608.14
6FX5002-5CS11-1FC0 | POWER CABLE, PREASSEMBLED | 608.14
6FX5002-5CS11-1FC5 | POWER CABLE, PREASSEMBLED | 614.79
6FX5002-5CS11-1FK0 | POWER CABLE, PREASSEMBLED | 654.9
6FX5002-5CS11-1FK5 | POWER CABLE, PREASSEMBLED | 661.56
6FX5002-5CS11-1GE0 | POWER CABLE, PREASSEMBLED | 688.45
6FX5002-5CS11-1GG0 | POWER CABLE, PREASSEMBLED | 701.88
6FX5002-5CS12-1AD5 | POWER CABLE, PREASSEMBLED | 226.85
6FX5002-5CS12-1AF5 | POWER CABLE, PREASSEMBLED | 240.15
6FX5002-5CS12-1AG0 | POWER CABLE, PREASSEMBLED | 240.22
6FX5002-5CS12-1AH8 | POWER CABLE, PREASSEMBLED | 253.57
6FX5002-5CS12-1CC5 | POWER CABLE, PREASSEMBLED | 353.61
6FX5002-5CS12-1CE0 | POWER CABLE, PREASSEMBLED | 360.21
6FX5002-5CS12-1CG0 | POWER CABLE, PREASSEMBLED | 373.66
6FX5002-5CS12-1CJ0 | POWER CABLE, PREASSEMBLED | 387.03
6FX5002-5CS13-1AD0 | POWER CABLE, PREASSEMBLED | 920.77
6FX5002-5CS13-1AE0 | POWER CABLE, PREASSEMBLED | 939.72
6FX5002-5CS13-1AF0 | POWER CABLE, PREASSEMBLED | 958.73
6FX5002-5CS13-1AG0 | POWER CABLE, PREASSEMBLED | 977.41
6FX5002-5CS13-1CG0 | POWER CABLE, PREASSEMBLED | 1354.32
6FX5002-5CS13-1CJ0 | POWER CABLE, PREASSEMBLED | 1392.26
6FX5002-5CS13-1CK0 | POWER CABLE, PREASSEMBLED | 1410.99
6FX5002-5CS13-1DA0 | POWER CABLE, PREASSEMBLED | 1430.63
6FX5002-5CS13-1EG0 | POWER CABLE, PREASSEMBLED | 1733.57
6FX5002-5CS13-1EH0 | POWER CABLE, PREASSEMBLED | 1752.52
6FX5002-5CS13-1EJ0 | POWER CABLE, PREASSEMBLED | 1771.49
6FX5002-5CS13-1EK0 | POWER CABLE, PREASSEMBLED | 1790.25
6FX5002-5CS14-1BD0 | POWER CABLE, PREASSEMBLED | 764.67
6FX5002-5CS14-1BG0 | POWER CABLE, PREASSEMBLED | 816.82
6FX5002-5CS14-1BH0 | POWER CABLE, PREASSEMBLED | 834.21
6FX5002-5CS14-1BJ0 | POWER CABLE, PREASSEMBLED | 851.6
6FX5002-5CS14-1BK0 | POWER CABLE, PREASSEMBLED | 869.05
6FX5002-5CS14-1EA0 | POWER CABLE, PREASSEMBLED | 1234.13
6FX5002-5CS14-1EC0 | POWER CABLE, PREASSEMBLED | 1268.89
6FX5002-5CS14-1EF0 | POWER CABLE, PREASSEMBLED | 1321.01
6FX5002-5CS14-1FA0 | POWER CABLE, PREASSEMBLED | 1408.03
6FX5002-5CS21-1AA5 | POWER CABLE, PREASSEMBLED | 335.92
6FX5002-5CS21-1AB5 | POWER CABLE, PREASSEMBLED | 340.96
6FX5002-5CS21-1AC0 | POWER CABLE, PREASSEMBLED | 340.93
6FX5002-5CS21-1AC5 | POWER CABLE, PREASSEMBLED | 345.98
6FX5002-5CS21-1BB5 | POWER CABLE, PREASSEMBLED | 391.34
6FX5002-5CS21-1BC5 | POWER CABLE, PREASSEMBLED | 396.37
6FX5002-5CS21-1BC7 | POWER CABLE, PREASSEMBLED | 396.37
6FX5002-5CS21-1BD0 | POWER CABLE, PREASSEMBLED | 396.37
6FX5002-5CS21-1BK5 | POWER CABLE, PREASSEMBLED | 431.59
6FX5002-5CS21-1CA5 | POWER CABLE, PREASSEMBLED | 436.76
6FX5002-5CS21-1CB0 | POWER CABLE, PREASSEMBLED | 436.76
6FX5002-5CS21-1CB5 | POWER CABLE, PREASSEMBLED | 441.8
3WL1363-4CB37-1GA2 | WITHDRAWABLE CIRCUIT BREAKER | 80932.61
3WL1363-4CB37-4AN2 | WITHDRAWABLE CIRCUIT BREAKER | 82970.11
3WL1363-4CB37-4GA2 | WITHDRAWABLE CIRCUIT BREAKER | 82905.15
3WL1363-4CB37-4GA4 | WITHDRAWABLE CIRCUIT BREAKER | 83268.39
3WL1363-4CB47-1GA2 | WITHDRAWABLE CIRCUIT BREAKER | 97851.54
3WL1363-4CB47-4GA2 | WITHDRAWABLE CIRCUIT BREAKER | 99824.08
3WL1363-4CB47-4GA4 | WITHDRAWABLE CIRCUIT BREAKER | 100187.31
3WL1363-4DG31-1AA2 | FIXED-MOUNTED CIRCUIT BREAKER | 65855.52
3WL1363-4DG45-1AA2 | WITHDRAWABLE CIRCUIT BREAKER | 83095.19
3WL1363-4DG47-1AA2 | WITHDRAWABLE CIRCUIT BREAKER | 98490.61
3WL1363-4DG47-1AA4 | WITHDRAWABLE CIRCUIT BREAKER | 98853.85
3WL1363-4EB31-1AA2 | FIXED-MOUNTED CIRCUIT BREAKER | 65286.21
3WL1363-4EB31-1GA2 | FIXED-MOUNTED CIRCUIT BREAKER | 65641.43
3WL1363-4EG31-1AA2 | FIXED-MOUNTED CIRCUIT BREAKER | 66497
3WL1363-4EG35-1AA2 | WITHDRAWABLE CIRCUIT BREAKER | 69704.38
3WL1363-4EG37-1AA2 | WITHDRAWABLE CIRCUIT BREAKER | 82213.15
3WL1363-4EG37-4AG2 | WITHDRAWABLE CIRCUIT BREAKER | 84540.91
3WL1363-4FB41-1AA2 | FIXED-MOUNTED CIRCUIT BREAKER | 82132.98
3WL1363-4FB47-1AA2 | WITHDRAWABLE CIRCUIT BREAKER | 98330.24
3WL1363-4FG31-1AA2 | FIXED-MOUNTED CIRCUIT BREAKER | 66954.05
3WL1363-4FG31-4GN8 | FIXED-MOUNTED CIRCUIT BREAKER | 70065.21
3WL1363-4NB41-1AA2 | FIXED-MOUNTED CIRCUIT BREAKER | 84482.37
3WL1363-4NB47-1AA2 | WITHDRAWABLE CIRCUIT BREAKER | 100679.65
3WL1363-4NG31-1AA2 | FIXED-MOUNTED CIRCUIT BREAKER | 69255.34
3WL1363-4NG35-1AA2 | WITHDRAWABLE CIRCUIT BREAKER | 72462.72
3WL5110-3AA31-1AA2 | FIXED-MOUNT NON-AUT. CIRCUIT-B. | 6069.96
3WL5110-3AA32-5FF4 | FIXED-MOUNT NON-AUT. CIRCUIT-B. | 8635.07
3WL5110-3AA33-4GN2-ZS33 | FIXED-MOUNT NON-AUT. CIRCUIT-B. | 9061.64
3WL5110-3AA34-5FF4 | FIXED-MOUNT NON-AUT. CIRCUIT-B. | 9116.18
3WL5110-3EG34-5AM4 | FIXED-MOUNTED CIRCUIT BREAKER | 13620.94
3WL5110-3EG36-2FA4 | WITHDRAWABLE CIRCUIT BREAKER | 14127.71
3WL5110-3EG36-5FM4 | WITHDRAWABLE CIRCUIT BREAKER | 16165.19
3WL5220-4AA31-1AA2 | FIXED-MOUNT NON-AUT. CIRCUIT-B. | 16036.9
3WL5220-4AA32-1AA2 | FIXED-MOUNT NON-AUT. CIRCUIT-B. | 15716.17
3WL5220-4AA34-1AN2-ZS07 | FIXED-MOUNT NON-AUT. CIRCUIT-B. | 16601.4
3WL5220-4AA43-4AN2 | FIXED-MOUNT NON-AUT. CIRCUIT-B. | 23481.22
3WL5220-4AA43-4AN2-ZS07 | FIXED-MOUNT NON-AUT. CIRCUIT-B. | 23625.56
3WL5225-4EB32-1AA2 | FIXED-MOUNTED CIRCUIT BREAKER | 25330.28
3WL5230-4EG32-1FA2 | FIXED-MOUNTED CIRCUIT BREAKER | 30809.28
3WL5230-4EG34-1AM2 | FIXED-MOUNTED CIRCUIT BREAKER | 31756.27
3WL5232-4FG31-4GN2 | FIXED-MOUNTED CIRCUIT BREAKER | 37283.39
6DR5010-0EG10-0AA0-ZC20 | SIPART PS2 2wire without HART SA | 1696.28
6DR5010-0EG10-0AA0-ZY17 | SIPART PS2 2wire without HART SA | 1663.23
6DR5010-0EG10-0AA1 | SIPART PS2 2wire without HART SA | 1843.14
6DR5010-0EG10-0BA0 | SIPART PS2 2wire without HART SA | 1643.66
6DR5010-0EG23-0AA0 | SIPART PS2 2wire without HART SA | 2495.47
6DR5010-0EG30-0AA0 | SIPART PS2 2wire without HART SA | 1720.75
6DR5010-0EG30-0AA0-ZC20 | SIPART PS2 2wire without HART SA | 1773.39
6DR5010-0EG30-0AA1 | SIPART PS2 2wire without HART SA | 1920.26
6DR5010-0EG31-0AA0 | SIPART PS2 2wire without HART SA | 2122.19
6DR5010-0EM01-0AA3 | SIPART PS2 2wire without HART SA | 1936.15
6DR5010-0EM02-0AA0 | SIPART PS2 2wire without HART SA | 1491.9
6DR5010-0EM03-0AA3 | SIPART PS2 2wire without HART SA | 2081.8
6DR5010-0EM10-0AA0 | SIPART PS2 2wire without HART SA | 1643.66
6DR5010-0EN01-0AA1 | SIPART PS2 2wire without HART SA | 1936.15
6DR5010-0EN01-0AA3 | SIPART PS2 2wire without HART SA | 1936.15
6DR5010-0EN01-0BA0 | SIPART PS2 2wire without HART SA | 1736.67
6DR5010-0EN01-0BA3 | SIPART PS2 2wire without HART SA | 1936.15
6DR5010-0EP00-0AA0 | SIPART PS2 2wire without HART SA | 1335.24
6DR5010-0EP00-0AA1 | SIPART PS2 2wire without HART SA | 1534.73
6DR5010-0EP01-0AA0 | SIPART PS2 2wire without HART SA | 1736.67
6DR5010-0EP01-0AA1 | SIPART PS2 2wire without HART SA | 1936.15
6DR5010-0GM01-0AA3 | SIPART PS2 2wire without HART SA | 1936.15
6DR5010-0GN00-0AA0 | SIPART PS2 2wire without HART SA | 1335.24
6DR5010-0GN00-0AA3 | SIPART PS2 2wire without HART SA | 1534.73
6DR5010-0GN00-0BA0 | SIPART PS2 2wire without HART SA | 1335.24
6DR5010-0GN00-0BA3 | SIPART PS2 2wire without HART SA | 1534.73
6DR5010-0NG00-0KA0 | SIPART PS2 2wire without HART SA | 1233.66
6DR5010-0NG01-0AA0-ZA40 | SIPART PS2 2wire without HART SA | 1690.17
6DR5010-0NG01-0AA0-ZA40K18 | SIPART PS2 2wire without HART SA | 1855.38
6DR5010-0NG01-0AA0-ZF01 | SIPART PS2 2wire without HART SA | 1874.97
6DR5010-0NG10-0AA0-ZY17 | SIPART PS2 2wire without HART SA | 1561.65
6DR5010-0NG10-0AA1 | SIPART PS2 2wire without HART SA | 1741.56
6DR5010-0NG10-0BA0 | SIPART PS2 2wire without HART SA | 1542.07
6DR5010-0NG10-0BA1 | SIPART PS2 2wire without HART SA | 1741.56
6DR5010-0NG21-0BA0 | SIPART PS2 2wire without HART SA | 2248.25
6DR5010-0NG30-0AA1 | SIPART PS2 2wire without HART SA | 1818.67
6DR5010-0NG30-0BA0 | SIPART PS2 2wire without HART SA | 1619.18
6DR5010-0NG30-0BA0-ZA20Y15 | SIPART PS2 2wire without HART SA | 1646.1
6DR5010-0NG31-0AA1 | SIPART PS2 2wire without HART SA | 2220.1
6DR5010-0NM01-0BA3 | SIPART PS2 2wire without HART SA | 1834.57
6DR5010-0NM02-0AA0 | SIPART PS2 2wire without HART SA | 1390.31
6DR5010-0NM03-0AA0 | SIPART PS2 2wire without HART SA | 1780.73
6DR5010-0NM10-0AA0 | SIPART PS2 2wire without HART SA | 1542.07
6DR5010-0NN00-0AA0-ZA40 | SIPART PS2 2wire without HART SA | 1288.73
6DR5010-0NN00-0AA1 | SIPART PS2 2wire without HART SA | 1433.15
6DR5010-0NN00-0BA0 | SIPART PS2 2wire without HART SA | 1233.66
6DR5010-0NN00-0BA1 | SIPART PS2 2wire without HART SA | 1433.15
6DR5010-0NN10-0AA3 | SIPART PS2 2wire without HART SA | 1741.56
6DR5010-0NN10-0BA0 | SIPART PS2 2wire without HART SA | 1542.07
6DR5510-0EG00-0AA1 | SIPART PS2 PA SA | 2013.27
6DR5510-0EG00-0AA1-ZA20Y17Y25 | SIPART PS2 PA SA | 2059.76
6DR5510-0EG00-0AA3 | SIPART PS2 PA SA | 2013.27
6DR5510-0EG00-0BA0 | SIPART PS2 PA SA | 1813.78
6DR5510-0EG11-0BA1 | SIPART PS2 PA SA | 2723.11
6DR5010-0NP31-0AA0 | SIPART PS2 2wire without HART SA | 2020.61
6DR5210-0EG10-0BA0 | SIPART PS2 4 wire with HART SA | 2042.63
6DR5210-0EG11-0AA0 | SIPART PS2 4 wire with HART SA | 2473.44
6DR5210-0EG12-0AA0 | SIPART PS2 4 wire with HART SA | 2211.52
6DR5210-0EG13-0AA1 | SIPART PS2 4 wire with HART SA | 2844.27
6DR5210-0EG21-0AA1-ZA40 | SIPART PS2 4 wire with HART SA | 3073.14
6DR5210-0EG30-0AA1 | SIPART PS2 4 wire with HART SA | 2338.81
6DR5210-0EM00-0AA1 | SIPART PS2 4 wire with HART SA | 1925.15
6DR5210-0EM00-0AA3-ZA20Y17 | SIPART PS2 4 wire with HART SA | 1955.75
6DR5210-0EM01-0AA0 | SIPART PS2 4 wire with HART SA | 2141.77
6DR5210-0EM01-0AA1 | SIPART PS2 4 wire with HART SA | 2355.94
6DR5210-0EM02-0AA0 | SIPART PS2 4 wire with HART SA | 1879.87
6DR5210-0EM03-0AA0-ZA40K18 | SIPART PS2 4 wire with HART SA | 2534.64
6DR5210-0EM20-0AA0 | SIPART PS2 4 wire with HART SA | 2369.41
6DR5210-0EM20-0AA3 | SIPART PS2 4 wire with HART SA | 2583.58
6DR5210-0EM30-0AA0-ZA40K18 | SIPART PS2 4 wire with HART SA | 2360.84
6DR5210-0EM31-0AA0 | SIPART PS2 4 wire with HART SA | 2555.43
6DR5210-0EN00-0AA0-ZY17 | SIPART PS2 4 wire with HART SA | 1733
6DR5210-0EN00-0AA3 | SIPART PS2 4 wire with HART SA | 1925.15
6DR5210-0EN00-0BA3 | SIPART PS2 4 wire with HART SA | 1925.15
6DR5210-0EN01-0AA0-ZA40 | SIPART PS2 4 wire with HART SA | 2200.52
6DR5210-0EN01-0BA3-ZA20Y17 | SIPART PS2 4 wire with HART SA | 2386.54
6DR5210-0EN02-0AA0 | SIPART PS2 4 wire with HART SA | 1879.87
6DR5210-0EN10-0AA1 | SIPART PS2 4 wire with HART SA | 2256.82
6DR5210-0EN10-0BA0 | SIPART PS2 4 wire with HART SA | 2042.63
6DR5210-0EN20-0BA3 | SIPART PS2 4 wire with HART SA | 2583.58
6DR5210-0EN21-0AA3 | SIPART PS2 4 wire with HART SA | 3014.39
6DR5210-0EN30-0AA3 | SIPART PS2 4 wire with HART SA | 2338.81
6DR5210-0EN31-0AA3 | SIPART PS2 4 wire with HART SA | 2769.62
6DR5510-0EM01-0AA3 | SIPART PS2 PA SA | 2414.69
6DR5510-0EM11-0BA3 | SIPART PS2 PA SA | 2723.11
6DR5510-0EN00-0BA3 | SIPART PS2 PA SA | 2013.27
6DR5510-0EN01-0AA3 | SIPART PS2 PA SA | 2414.69
6DR5510-0ER00-0AA0 | SIPART PS2 PA SA | 1919.02
6DR5510-0ER00-0AA0-ZY17 | SIPART PS2 PA SA | 1938.6
6DR5510-0ER00-0AA3 | SIPART PS2 PA SA | 2118.51
6DR5510-0NG00-0AA0-ZA20Y15 | SIPART PS2 PA SA | 1739.11
6DR5510-0NG00-0AA0-ZY15 | SIPART PS2 PA SA | 1731.77
6DR5510-0NG00-0AB0 | SIPART PS2 PA SA | 1712.19
6DR5510-0NG00-0BA1 | SIPART PS2 PA SA | 1911.68
6DR5510-0NG01-0BA1 | SIPART PS2 PA SA | 2313.11
6DR5510-0NG02-0AA1 | SIPART PS2 PA SA | 2068.34
6DR5510-0NG02-0BA1 | SIPART PS2 PA SA | 2068.34
6DR5510-0NG11-0BA1 | SIPART PS2 PA SA | 2621.52
6DR5510-0NG20-0AA1 | SIPART PS2 PA SA | 2524.85
6DR5510-0NM00-0AA0 | SIPART PS2 PA SA | 1712.19
6DR5510-0NM00-0AA0-ZY25 | SIPART PS2 PA SA | 1731.77
6DR5510-0NN00-0AA1 | SIPART PS2 PA SA | 1911.68
6DR5510-0NN00-0BA0 | SIPART PS2 PA SA | 1712.19
6DR5510-0NN01-0BA3 | SIPART PS2 PA SA | 2313.11
6DR5510-0NN10-0AA0 | SIPART PS2 PA SA | 2020.61
6DR5510-0NN31-0AA0 | SIPART PS2 PA SA | 2499.14
6DR5510-0NN31-0AA1-ZY17 | SIPART PS2 PA SA | 2718.21
6DR5510-0NR00-0AA0 | SIPART PS2 PA SA | 1817.44
6DR5510-0NR00-0AA3 | SIPART PS2 PA SA | 2016.93
6DR5510-0NR31-0AA0 | SIPART PS2 PA SA | 2604.39
6DR5510-0NS10-0AA3 | SIPART PS2 PA SA | 2325.34
6DR5512-0DG00-0AA0 | SIPART PS2 PA SA SST | 3231.01
6DR5512-0ES00-0AA0-ZY17 | SIPART PS2 PA SA SST | 3355.85
6DR5515-0EG00-0AA1 | SIPART PS2 PA SA Alu Ex proof | 2960.53
6DR5515-0EG00-0AA9-ZA20R1AY15 | SIPART PS2 PA SA Alu Ex proof | 3080.48
6DR5515-0EM00-0AA3 | SIPART PS2 PA SA Alu Ex proof | 2960.53
6DR5515-0EN00-0AA3 | SIPART PS2 PA SA Alu Ex proof | 2960.53
6DR5515-0EN11-0AA0 | SIPART PS2 PA SA Alu Ex proof | 3441.52
6DR5515-0EQ00-0BA1 | SIPART PS2 PA SA Alu Ex proof | 2960.53
6DR5520-0EG01-0AA4 | SIPART PS2 PA DA | 2631.31
6DR5520-0EG02-0AA0-ZA40 | SIPART PS2 PA DA | 2210.31
6DR5520-0EG31-0AA0 | SIPART PS2 PA DA | 2785.52
6DR5520-0EM00-0AA0-ZY17 | SIPART PS2 PA DA | 2018.16
6DR5520-0EN00-0BA0 | SIPART PS2 PA DA | 1998.58
6ES7656-8CF33-4GF0 | SIMATIC PCS 7 REDUNDANCY AS | 52963.8
6ES7656-8CM30-1CF0 | SIMATIC PCS 7 REDUNDANCY AS | 72187
6ES7656-8CM30-2BF0 | SIMATIC PCS 7 REDUNDANCY AS | 70699.3
6ES7656-8CM33-1CF2 | SIMATIC PCS 7 REDUNDANCY AS | 92508.36
6ES7656-8CM33-1EF1 | SIMATIC PCS 7 REDUNDANCY AS | 90332.99
6ES7656-8CM33-2GF0 | SIMATIC PCS 7 REDUNDANCY AS | 79817.25
6ES7656-8CM33-3CF0 | SIMATIC PCS 7 REDUNDANCY AS | 81279.47
6ES7656-8CM34-1DF0 | SIMATIC PCS 7 REDUNDANCY AS | 90330.01
6ES7656-8CM34-2BF0 | SIMATIC PCS 7 REDUNDANCY AS | 88605.6
6ES7656-8CM34-4EF4 | SIMATIC PCS 7 REDUNDANCY AS | 115668.78
6ES7656-8CM43-1CF1 | SIMATIC PCS 7 REDUNDANCY AS | 88837.81
6ES7656-8CM44-1CF1 | SIMATIC PCS 7 REDUNDANCY AS | 97790.96
6ES7656-8CN30-1BF0 | SIMATIC PCS 7 REDUNDANCY AS | 72612.47
6ES7656-8CN30-1GF0 | SIMATIC PCS 7 REDUNDANCY AS | 72777.28
6ES7656-8CN33-2CF0 | SIMATIC PCS 7 REDUNDANCY AS | 81504.21
6ES7656-8CN33-3BF0 | SIMATIC PCS 7 REDUNDANCY AS | 81704.96
6ES7656-8CN34-1CF0 | SIMATIC PCS 7 REDUNDANCY AS | 91231.91
6ES7656-8CP30-1CF0 | SIMATIC PCS 7 REDUNDANCY AS | 58760.28
6ES7656-8CP30-2CF0 | SIMATIC PCS 7 REDUNDANCY AS | 57985.71
6ES7656-8CP33-1CF0 | SIMATIC PCS 7 REDUNDANCY AS | 67713.42
6ES7656-8CP33-3BF0 | SIMATIC PCS 7 REDUNDANCY AS | 67139.62
6ES7656-8CQ30-4HF0 | SIMATIC PCS 7 REDUNDANCY AS | 59322.08
6ES7656-8CQ33-1CF0 | SIMATIC PCS 7 REDUNDANCY AS | 68852.04
6ES7656-8CQ33-3GF0 | SIMATIC PCS 7 REDUNDANCY AS | 68443.03
6ES7656-8CQ33-4GF0 | SIMATIC PCS 7 REDUNDANCY AS | 67634.02
6ES7656-8DA33-1CF1 | SIMATIC PCS 7 REDUNDANCY AS | 47056.46
6ES7656-8DE30-3CF0 | SIMATIC PCS 7 REDUNDANCY AS | 47977.85
6ES7656-8DE33-1GF0 | SIMATIC PCS 7 REDUNDANCY AS | 56243.32
6ES7656-8DE33-3BF0 | SIMATIC PCS 7 REDUNDANCY AS | 56217.86
6ES7656-8DE33-3DF0 | SIMATIC PCS 7 REDUNDANCY AS | 57167.7
6ES7656-8DE34-1HF0 | SIMATIC PCS 7 REDUNDANCY AS | 65837.7
6ES7656-8DE34-2BF1 | SIMATIC PCS 7 REDUNDANCY AS | 69941.21
6ES7656-8DF33-2BF1 | SIMATIC PCS 7 REDUNDANCY AS | 62126.69
6ES7656-8DM30-1BF0 | SIMATIC PCS 7 REDUNDANCY AS | 75222.31
6ES7656-8DM30-3EF0 | SIMATIC PCS 7 REDUNDANCY AS | 79583.53
6ES7656-8DM33-1CF2 | SIMATIC PCS 7 REDUNDANCY AS | 96256.82
6ES7656-8DM33-2CF0 | SIMATIC PCS 7 REDUNDANCY AS | 84114.04
6ES7656-8DM33-2GF2 | SIMATIC PCS 7 REDUNDANCY AS | 94933.92
6ES7656-8DM33-3CF2 | SIMATIC PCS 7 REDUNDANCY AS | 96396.15
6ES7656-8DM33-3EF0 | SIMATIC PCS 7 REDUNDANCY AS | 88536.67
6ES7656-8DM34-1BF2 | SIMATIC PCS 7 REDUNDANCY AS | 104496.83
6ES7656-8DM34-1DF0 | SIMATIC PCS 7 REDUNDANCY AS | 94078.45
6ES7656-8DM34-3CF0 | SIMATIC PCS 7 REDUNDANCY AS | 93981.08
6ES7656-8DM34-4DF0 | SIMATIC PCS 7 REDUNDANCY AS | 93408.77
6ES7656-8DN30-1CF0 | SIMATIC PCS 7 REDUNDANCY AS | 77074.08
6ES7656-8DN30-3CF0 | SIMATIC PCS 7 REDUNDANCY AS | 77213.4
6ES7656-8DN33-1CF1 | SIMATIC PCS 7 REDUNDANCY AS | 91711.33
6ES7656-8DN33-1GF0 | SIMATIC PCS 7 REDUNDANCY AS | 85478.88
6ES7656-8DN33-4EF1 | SIMATIC PCS 7 REDUNDANCY AS | 94550.39
6ES7656-8DN34-1CF0 | SIMATIC PCS 7 REDUNDANCY AS | 94980.36
6ES7656-8DP30-1BF4 | SIMATIC PCS 7 REDUNDANCY AS | 84532.03
6ES7661-0EA40-1CH2 | Process Control System IPC647E | 7658.72
6FX4002-2YQ11-1BA0 | SIGNAL CABLE PREASSEMBLED | 422.95
6FX4002-2YQ11-1BH0 | SIGNAL CABLE PREASSEMBLED | 523.98
6FX5002-2AD04-1AD5 | SIGNAL CABLE, PREASSEMBLED,EXT. | 174.53
6FX5002-2AD04-1AG0 | SIGNAL CABLE, PREASSEMBLED,EXT. | 187.77
6FX5002-2AD04-1BB0 | SIGNAL CABLE, PREASSEMBLED,EXT. | 220.78
6FX5002-2AD04-1BD0 | SIGNAL CABLE, PREASSEMBLED,EXT. | 234.03
6FX5002-2AD04-1CA0 | SIGNAL CABLE, PREASSEMBLED,EXT. | 280.54
6FX5002-2AH00-1AA0 | SIGNAL CABLE, PREFABRICATED | 80
6FX5002-2AH00-1AK0 | SIGNAL CABLE, PREFABRICATED | 135.29
6FX5002-2AH00-1BE5 | SIGNAL CABLE, PREFABRICATED | 172.16
6FX5002-2AH00-1CG0 | SIGNAL CABLE, PREFABRICATED | 239.57
6FX5002-2AH00-1DC0 | SIGNAL CABLE, PREFABRICATED | 276.6
6FX5002-2AH00-1EE0 | SIGNAL CABLE, PREFABRICATED | 349.61
6FX5002-2AH00-1EJ0 | SIGNAL CABLE, PREFABRICATED | 374.36
6FX5002-2AH00-1GC0 | SIGNAL CABLE, PREFABRICATED | 459.96
6FX5002-2AH00-1GE0 | SIGNAL CABLE, PREFABRICATED | 472.13
6FX5002-2AH00-1HA1 | SIGNAL CABLE, PREFABRICATED | 516.27
6FX5002-2AH00-1HC0 | SIGNAL CABLE, PREFABRICATED | 522.41
6FX5002-2AH00-1HE0 | SIGNAL CABLE, PREFABRICATED | 534.58
6FX5002-2AH00-1JC0 | SIGNAL CABLE, PREFABRICATED | 584.87
6FX5002-2AH00-1JF0 | SIGNAL CABLE, PREFABRICATED | 603.3
6FX5002-2AH00-1KG0 | SIGNAL CABLE, PREFABRICATED | 669.44
6FX5002-2AH00-1KJ0 | SIGNAL CABLE, PREFABRICATED | 681.9
6FX5002-2AH00-2AE0 | SIGNAL CABLE, PREFABRICATED | 719.61
6FX5002-2AH00-2AG0 | SIGNAL CABLE, PREFABRICATED | 731.88
6FX5002-2AH00-2BD0 | SIGNAL CABLE, PREFABRICATED | 775.09
6FX5002-2AH00-2CD0 | SIGNAL CABLE, PREFABRICATED | 836.37
6FX5002-2AH00-2CF0 | SIGNAL CABLE, PREFABRICATED | 848.67
6FX5002-2AH00-2DH0 | SIGNAL CABLE, PREFABRICATED | 922.46
6FX5002-2AH00-2EE0 | SIGNAL CABLE, PREFABRICATED | 964.72
6FX5002-2AH00-2FJ0 | SIGNAL CABLE, PREFABRICATED | 1051.9
6FX5002-2AH00-2GF0 | SIGNAL CABLE, PREFABRICATED | 1093.53
6FX5002-2AH00-2HC0 | SIGNAL CABLE, PREFABRICATED | 1137.52
6FX5002-2AH00-2JG0 | SIGNAL CABLE, PREFABRICATED | 1224.44
6FX5002-2AH00-2KF0 | SIGNAL CABLE, PREFABRICATED | 1278.53
6FX5002-2AH04-1AH0 | SIGNAL CABLE, PREASSEMBLED,EXT. | 174.84
6FX5002-2AH04-1BB0 | SIGNAL CABLE, PREASSEMBLED,EXT. | 199.39
6FX5002-2AH04-1CB0 | SIGNAL CABLE, PREASSEMBLED,EXT. | 260
6FX5002-2AH04-1CD0 | SIGNAL CABLE, PREASSEMBLED,EXT. | 272.16
6FX5002-2AH04-1CK0 | SIGNAL CABLE, PREASSEMBLED,EXT. | 308.53
6FX5002-2AH04-1DB0 | SIGNAL CABLE, PREASSEMBLED,EXT. | 320.78
6FX5002-2AH04-1DJ0 | SIGNAL CABLE, PREASSEMBLED,EXT. | 363.26
6FX5002-2AH04-1EA0 | SIGNAL CABLE, PREASSEMBLED,EXT. | 375.3
6FX5002-2AH04-1EH0 | SIGNAL CABLE, PREASSEMBLED,EXT. | 417.63
6FX5002-2AH04-1EK0 | SIGNAL CABLE, PREASSEMBLED,EXT. | 429.9
6FX5002-2AH04-1KA0 | SIGNAL CABLE, PREASSEMBLED,EXT. | 678.25
6FX5002-2AH11-1AC5 | SIGNAL CABLE PREASSAMBLED | 135.62
6FX5002-2AH11-1BE0 | SIGNAL CABLE PREASSAMBLED | 238.17
6FX5002-2AH11-1BH0 | SIGNAL CABLE PREASSAMBLED | 266.15
6FX5002-5CE04-1BJ0 | POWER CABLE, PREASSEMBLED | 383.82
6FX5002-5CE04-1CF0 | POWER CABLE, PREASSEMBLED | 443.74
6FX5002-5CE06-1AG0 | POWER CABLE, PREASSEMBLED | 329.6
6FX5002-5CE06-1AJ0 | POWER CABLE, PREASSEMBLED | 351.75
6FX5002-5CF10-1AC0 | POWER CABLE, PREASSEMBLED | 127.35
6FX5002-5CF10-1AC5 | POWER CABLE, PREASSEMBLED | 131.78
6FX5002-5CF10-1AH0 | POWER CABLE, PREASSEMBLED | 149.59
6FX5002-5CF10-1AK0 | POWER CABLE, PREASSEMBLED | 158.52
6FX5002-5CF10-1BJ0 | POWER CABLE, PREASSEMBLED | 198.52
6FX5002-5CF10-1CA0 | POWER CABLE, PREASSEMBLED | 207.4
6FX5002-5CF10-1CH0 | POWER CABLE, PREASSEMBLED | 238.51
6FX5002-5CF11-1AE0 | POWER CABLE, PREASSEMBLED | 226.04
6FX5002-5CF11-1CF0 | POWER CABLE, PREASSEMBLED | 353.06
6FX5002-5CF12-1DA0 | POWER CABLE, PREASSEMBLED | 459.53
6FX5002-5CF14-1AK0 | POWER CABLE, PREASSEMBLED | 278.66
6FX5002-5CF14-1BD0 | POWER CABLE, PREASSEMBLED | 306.73
6FX5002-5CG01-1AA8 | POWER CABLE, PREASSEMBLED | 131.13
6FX5002-5CG01-1AB4 | POWER CABLE, PREASSEMBLED | 135.72
6FX5002-5CG01-1AD2 | POWER CABLE, PREASSEMBLED | 144.94
6FX5002-5CG01-1AD6 | POWER CABLE, PREASSEMBLED | 144.94
6FX5002-5CG01-1AF6 | POWER CABLE, PREASSEMBLED | 154.19
6FX5002-5CG01-1AG2 | POWER CABLE, PREASSEMBLED | 158.66
6FX5002-5CG01-1CE0 | POWER CABLE, PREASSEMBLED | 237.27
6FX5002-5CG01-1DC0 | POWER CABLE, PREASSEMBLED | 274.06
6FX5002-5CG01-1EB2 | POWER CABLE, PREASSEMBLED | 320.25
6FX5002-5CG01-1ED0 | POWER CABLE, PREASSEMBLED | 324.88
6FX5002-5CG01-1FC0 | POWER CABLE, PREASSEMBLED | 366.53
6FX5002-5CG01-1FE0 | POWER CABLE, PREASSEMBLED | 375.75
6FX5002-5CG01-1HG0 | POWER CABLE, PREASSEMBLED | 477.79
6FX5002-5CG01-1HK0 | POWER CABLE, PREASSEMBLED | 491.68
6FX5002-5CG01-2AB0 | POWER CABLE, PREASSEMBLED | 593.62
6FX5002-5CG01-2BF0 | POWER CABLE, PREASSEMBLED | 658.32
6FX5002-5CG01-2DF0 | POWER CABLE, PREASSEMBLED | 750.36
6FX5002-5CG01-2EC0 | POWER CABLE, PREASSEMBLED | 782.79
6FX5002-5CG01-2FB0 | POWER CABLE, PREASSEMBLED | 824.39
6FX5002-5CG10-1AF8 | POWER CABLE PREASSEMBLED | 154.27
6FX5002-5CG10-1BA1 | POWER CABLE PREASSEMBLED | 177.35
6FX5002-5CG10-1DH0 | POWER CABLE PREASSEMBLED | 297.6
6FX5002-5CG10-1EB0 | POWER CABLE PREASSEMBLED | 316.14
6FX5002-5CG10-1EH0 | POWER CABLE PREASSEMBLED | 343.89
6FX5002-5CG10-1EK0 | POWER CABLE PREASSEMBLED | 353.13
6FX5002-5CG10-1FC0 | POWER CABLE PREASSEMBLED | 367.03
6FX5002-5CG10-1FH0 | POWER CABLE PREASSEMBLED | 390.11
6FX5002-5CG10-1FK0 | POWER CABLE PREASSEMBLED | 399.38
6FX5002-5CG11-1AG0 | POWER CABLE, PREASSEMBLED | 165.11
6FX5002-5CG11-1BA0 | POWER CABLE, PREASSEMBLED | 190.07
6FX5002-5CG11-1CD0 | POWER CABLE, PREASSEMBLED | 272.14
6FX5002-5CG11-1CF0 | POWER CABLE, PREASSEMBLED | 284.64
6FX5002-5CG11-1DC0 | POWER CABLE, PREASSEMBLED | 328.9
6FX5002-5CG11-1DE0 | POWER CABLE, PREASSEMBLED | 341.52
6FX5002-5CS11-1EJ5 | POWER CABLE, PREASSEMBLED | 587.83
6FX5002-5CS11-1EK5 | POWER CABLE, PREASSEMBLED | 594.51
6FX5002-5CS11-1FD5 | POWER CABLE, PREASSEMBLED | 621.45
6FX5002-5CS11-1FE5 | POWER CABLE, PREASSEMBLED | 628.06
6FX5002-5CS11-1FH0 | POWER CABLE, PREASSEMBLED | 641.51
6FX5002-5CS11-1FJ0 | POWER CABLE, PREASSEMBLED | 648.2
6FX5002-5CS11-1HA0 | POWER CABLE, PREASSEMBLED | 728.91
6FX5002-5CS11-1HC0 | POWER CABLE, PREASSEMBLED | 742.25
6FX5002-5CS12-1AB5 | POWER CABLE, PREASSEMBLED | 213.52
6FX5002-5CS12-1AD0 | POWER CABLE, PREASSEMBLED | 220.17
6FX5002-5CS12-1AJ0 | POWER CABLE, PREASSEMBLED | 253.59
6FX5002-5CS12-1BC5 | POWER CABLE, PREASSEMBLED | 286.78
6FX5002-5CS12-1BJ5 | POWER CABLE, PREASSEMBLED | 326.87
6FX5002-5CS12-1CA5 | POWER CABLE, PREASSEMBLED | 340.29
6FX5002-5CS12-1DD0 | POWER CABLE, PREASSEMBLED | 420.21
6FX5002-5CS12-1EF0 | POWER CABLE, PREASSEMBLED | 499.43
6FX5002-5CS12-2KA0 | POWER CABLE, PREASSEMBLED | 1467.39
6FX5002-5CS13-1AB0 | POWER CABLE, PREASSEMBLED | 883.02
6FX5002-5CS13-1BB0 | POWER CABLE, PREASSEMBLED | 1071.98
6FX5002-5CS13-1BE0 | POWER CABLE, PREASSEMBLED | 1128.65
6FX5002-5CS13-1CD0 | POWER CABLE, PREASSEMBLED | 1297.67
6FX5002-5CS13-1CF0 | POWER CABLE, PREASSEMBLED | 1335.65
6FX5002-5CS13-1DB0 | POWER CABLE, PREASSEMBLED | 1449.58
6FX5002-5CS13-1DE0 | POWER CABLE, PREASSEMBLED | 1506.27
6FX5002-5CS13-1EB0 | POWER CABLE, PREASSEMBLED | 1639.18
6FX5002-5CS13-1ED0 | POWER CABLE, PREASSEMBLED | 1676.93
6FX5002-5CS13-1CH0 | POWER CABLE, PREASSEMBLED | 1373.26
6FX5002-5CS13-2AA0 | POWER CABLE, PREASSEMBLED | 2753.33
6FX5002-5CS14-1AF5 | POWER CABLE, PREASSEMBLED | 642.81
6FX5002-5CS14-1BB0 | POWER CABLE, PREASSEMBLED | 729.85
6FX5002-5CS14-1CB0 | POWER CABLE, PREASSEMBLED | 903.67
6FX5002-5CS14-1CD0 | POWER CABLE, PREASSEMBLED | 938.47
6FX5002-5CS14-1DG0 | POWER CABLE, PREASSEMBLED | 1164.54
6FX5002-5CS14-1DK0 | POWER CABLE, PREASSEMBLED | 1216.75
6FX5002-5CS14-1GA0 | POWER CABLE, PREASSEMBLED | 1581.91
6FX5002-5CS14-1HA0 | POWER CABLE, PREASSEMBLED | 1755.79
6FX5002-5CS14-2KK0 | POWER CABLE, PREASSEMBLED | 3999.03
6FX5002-5CS17-1BF0 | POWER CABLE PREASSEMBLED | 885.2
6FX5002-5CS21-1AD5 | POWER CABLE, PREASSEMBLED | 351.02
6FX5002-5CS21-1AE5 | POWER CABLE, PREASSEMBLED | 356.05
6FX5002-5CS21-1AJ0 | POWER CABLE, PREASSEMBLED | 371.13
6FX5002-5CS21-1AK5 | POWER CABLE, PREASSEMBLED | 381.22
6FX5002-5CS21-1BB0 | POWER CABLE, PREASSEMBLED | 386.27
6FX5002-5CS21-1BD5 | POWER CABLE, PREASSEMBLED | 401.41
6FX5002-5CS21-1BE0 | POWER CABLE, PREASSEMBLED | 401.39
6FX5002-5CS21-1BH5 | POWER CABLE, PREASSEMBLED | 421.62
6FX5002-5CS21-1BK0 | POWER CABLE, PREASSEMBLED | 426.55
6FX5002-5CS21-1CC5 | POWER CABLE, PREASSEMBLED | 446.82
6FX5002-5CS21-1CD5 | POWER CABLE, PREASSEMBLED | 451.86
6FX5002-5CS21-1CE5 | POWER CABLE, PREASSEMBLED | 456.88
3WL1363-4CB31-4GA4 | FIXED-MOUNTED CIRCUIT BREAKER | 67552.22
3WL1363-4CB35-1AA2 | WITHDRAWABLE CIRCUIT BREAKER | 68068.62
3WL1363-4CB37-4GN2 | WITHDRAWABLE CIRCUIT BREAKER | 83325.31
3WL1363-4CB37-4GP2 | WITHDRAWABLE CIRCUIT BREAKER | 83374.24
3WL1363-4CB41-4GA2 | FIXED-MOUNTED CIRCUIT BREAKER | 83626.8
3WL1363-4CB45-1AA2 | WITHDRAWABLE CIRCUIT BREAKER | 82100.91
3WL1363-4CB47-1AA4 | WITHDRAWABLE CIRCUIT BREAKER | 97859.55
3WL1363-4DG31-4AN2 | FIXED-MOUNTED CIRCUIT BREAKER | 68248.22
3WL1363-4DG35-1AA2 | WITHDRAWABLE CIRCUIT BREAKER | 69062.9
3WL1363-4DG37-4GA4 | WITHDRAWABLE CIRCUIT BREAKER | 84262.67
3WL1363-4DG41-1AA2 | FIXED-MOUNTED CIRCUIT BREAKER | 82293.34
3WL1363-4EB31-4GS4 | FIXED-MOUNTED CIRCUIT BREAKER | 69003.57
3WL1363-4EB37-1AA2 | WITHDRAWABLE CIRCUIT BREAKER | 81002.38
3WL1363-4EB37-5FA2 | WITHDRAWABLE CIRCUIT BREAKER | 83330.12
3WL1363-4EB45-1AA2 | WITHDRAWABLE CIRCUIT BREAKER | 82525.88
3WL1363-4EG37-5AA2 | WITHDRAWABLE CIRCUIT BREAKER | 84185.69
3WL1363-4EG45-1AA2 | WITHDRAWABLE CIRCUIT BREAKER | 83736.67
3WL1363-4FB37-1AA2 | WITHDRAWABLE CIRCUIT BREAKER | 81411.31
3WL1363-4FB37-4GN2 | WITHDRAWABLE CIRCUIT BREAKER | 84159.24
3WL1363-4FG35-1AA2 | WITHDRAWABLE CIRCUIT BREAKER | 70161.43
3WL1363-4FG37-4GA2 | WITHDRAWABLE CIRCUIT BREAKER | 84997.96
3WL1363-4NB31-1AA2 | FIXED-MOUNTED CIRCUIT BREAKER | 68044.55
3WL1363-4NB35-1AA2 | WITHDRAWABLE CIRCUIT BREAKER | 71251.93
3WL1363-4NG37-5FA2 | WITHDRAWABLE CIRCUIT BREAKER | 87299.27
3WL1363-4NG47-1AA2 | WITHDRAWABLE CIRCUIT BREAKER | 101890.43
3WL1363-5AA45-1AA4 | WITHDRAW. NON-AUT. CIRCUIT-B. | 87764.34
3WL1363-5EB45-5FM4-ZK07 | WITHDRAWABLE CIRCUIT BREAKER | 93136.69
3WL5110-3EG37-1AA2 | WITHDRAWABLE CIRCUIT BREAKER | 13535.14
3WL5116-3AA32-5FF4 | FIXED-MOUNT NON-AUT. CIRCUIT-B. | 14592.78
3WL5116-3EB36-1AA2 | WITHDRAWABLE CIRCUIT BREAKER | 18033.49
3WL5116-3EG32-4GA2 | FIXED-MOUNTED CIRCUIT BREAKER | 18669.36
3WL5225-4EG36-1FA4 | WITHDRAWABLE CIRCUIT BREAKER | 32054.56
3WL5225-4FG32-4GN2 | FIXED-MOUNTED CIRCUIT BREAKER | 30307.33
3WL5232-8AA31-4GN2 | FIXED-MOUNT NON-AUT. CIRCUIT-B. | 33699.14
6DR5010-0EG02-0AA1 | SIPART PS2 2wire without HART SA | 1691.38
6DR5010-0EG03-0AA1 | SIPART PS2 2wire without HART SA | 2081.8
6DR5010-0EG11-0AA0-ZY15Y16Y17 | SIPART PS2 2wire without HART SA | 2103.83
6DR5010-0EG11-0BA0 | SIPART PS2 2wire without HART SA | 2045.08
6DR5010-0EG20-0BA0 | SIPART PS2 2wire without HART SA | 1948.39
6DR5010-0EG21-0AA0 | SIPART PS2 2wire without HART SA | 2349.83
6DR5010-0EG31-0AA1 | SIPART PS2 2wire without HART SA | 2321.68
6DR5010-0EM00-0AA0-ZA40 | SIPART PS2 2wire without HART SA | 1390.31
6DR5010-0EM01-0AA0-ZA40K18 | SIPART PS2 2wire without HART SA | 1956.96
6DR5010-0EM01-0AA1 | SIPART PS2 2wire without HART SA | 1936.15
6DR5010-0EM10-0AA0-ZF01 | SIPART PS2 2wire without HART SA | 1883.53
6DR5010-0EM11-0AA0 | SIPART PS2 2wire without HART SA | 2045.08
6DR5010-0EM21-0AA0 | SIPART PS2 2wire without HART SA | 2349.83
6DR5010-0EN00-0AA1 | SIPART PS2 2wire without HART SA | 1534.73
6DR5010-0EN00-0BA3 | SIPART PS2 2wire without HART SA | 1534.73
6DR5010-0EN10-0AA0 | SIPART PS2 2wire without HART SA | 1643.66
6DR5010-0EN11-0AA3 | SIPART PS2 2wire without HART SA | 2244.57
6DR5010-0EN30-0AA0 | SIPART PS2 2wire without HART SA | 1720.75
6DR5010-0EN31-0AA0 | SIPART PS2 2wire without HART SA | 2122.19
6DR5010-0EN31-0AA3 | SIPART PS2 2wire without HART SA | 2321.68
6DR5010-0EP01-0BA0 | SIPART PS2 2wire without HART SA | 1736.67
6DR5010-0GG00-0AA1 | SIPART PS2 2wire without HART SA | 1534.73
6DR5010-0GG20-0AA0 | SIPART PS2 2wire without HART SA | 1948.39
6DR5010-0GM00-0AA0 | SIPART PS2 2wire without HART SA | 1335.24
6DR5010-0NG00-0AA0-ZA20Y17 | SIPART PS2 2wire without HART SA | 1260.58
6DR5010-0NG00-0AA0-ZF01 | SIPART PS2 2wire without HART SA | 1473.53
6DR5010-0NG00-0AA3 | SIPART PS2 2wire without HART SA | 1433.15
6DR5010-0NG00-0BA0 | SIPART PS2 2wire without HART SA | 1233.66
6DR5010-0NG01-0AA0-ZY15Y16 | SIPART PS2 2wire without HART SA | 1674.25
6DR5010-0NG01-0AA3 | SIPART PS2 2wire without HART SA | 1834.57
6DR5010-0NG03-0AA0 | SIPART PS2 2wire without HART SA | 1780.73
6DR5010-0NG03-0BA0 | SIPART PS2 2wire without HART SA | 1780.73
6DR5010-0NG11-0AA0-ZA20 | SIPART PS2 2wire without HART SA | 1950.85
6DR5010-0NG11-0AA3 | SIPART PS2 2wire without HART SA | 2143
6DR5010-0NG21-0AA0-ZA40K18 | SIPART PS2 2wire without HART SA | 2468.55
6DR5010-0NG21-0AA9-ZA20R1A | SIPART PS2 2wire without HART SA | 2548.09
6DR5010-0NG31-0BA0 | SIPART PS2 2wire without HART SA | 2020.61
6DR5010-0NM00-0AA0-ZY15 | SIPART PS2 2wire without HART SA | 1253.24
6DR5010-0NM01-0AA1 | SIPART PS2 2wire without HART SA | 1834.57
6DR5010-0NM01-0AA3-ZF01 | SIPART PS2 2wire without HART SA | 2074.46
6DR5010-0NM11-0AA0 | SIPART PS2 2wire without HART SA | 1943.5
6DR5010-0NM20-0AA0 | SIPART PS2 2wire without HART SA | 1846.82
6DR5010-0NM31-0AA0 | SIPART PS2 2wire without HART SA | 2020.61
6DR5010-0NM31-0AA3 | SIPART PS2 2wire without HART SA | 2220.1
6DR5010-0NN00-0BA3 | SIPART PS2 2wire without HART SA | 1433.15
6DR5010-0NN00-0KA3 | SIPART PS2 2wire without HART SA | 1433.15
6DR5010-0NN03-0AA0 | SIPART PS2 2wire without HART SA | 1780.73
6DR5010-0NN03-0BA3 | SIPART PS2 2wire without HART SA | 1980.22
6DR5510-0EG00-0AA0-ZC20 | SIPART PS2 PA SA | 1866.4
6DR5510-0EG00-0AA0-ZY17Y25 | SIPART PS2 PA SA | 1852.93
6DR5510-0EG00-0BA1 | SIPART PS2 PA SA | 2013.27
6DR5510-0EG00-0BA3-ZY17 | SIPART PS2 PA SA | 2032.84
6DR5510-0EG10-0BA0 | SIPART PS2 PA SA | 2122.19
6DR5510-0EG11-0AA1 | SIPART PS2 PA SA | 2723.11
6DR5510-0EM00-0AA0 | SIPART PS2 PA SA | 1813.78
6DR5510-0EM00-0AA3 | SIPART PS2 PA SA | 2013.27
6DR5510-0EM01-0AA0 | SIPART PS2 PA SA | 2215.2
6ES7656-8BA33-2CF0 | SIMATIC PCS 7 REDUNDANCY AS | 34679.95
6DR5210-0EM00-0AA3-ZA40 | SIPART PS2 4 wire with HART SA | 1983.88
6DR5210-0EM00-0BA0 | SIPART PS2 4 wire with HART SA | 1710.96
6DR5210-0EM00-0BA3 | SIPART PS2 4 wire with HART SA | 1925.15
6DR5210-0EM00-0BA9-ZR1BY15 | SIPART PS2 4 wire with HART SA | 2046.31
6DR5210-0EM10-0AA3 | SIPART PS2 4 wire with HART SA | 2256.82
6DR5210-0EM10-0BA0 | SIPART PS2 4 wire with HART SA | 2042.63
6DR5210-0EM10-0BA1 | SIPART PS2 4 wire with HART SA | 2256.82
6DR5210-0EM11-0AA0 | SIPART PS2 4 wire with HART SA | 2473.44
6DR5210-0EN00-0AA0-ZA20 | SIPART PS2 4 wire with HART SA | 1719.54
6DR5210-0EN00-0AA0-ZA20Y15 | SIPART PS2 4 wire with HART SA | 1741.56
6DR5210-0EN00-0AA0-ZA20Y17 | SIPART PS2 4 wire with HART SA | 1741.56
6DR5210-0EN00-0AA0-ZA40 | SIPART PS2 4 wire with HART SA | 1769.71
6DR5210-0EN01-0AA0-ZA40K18 | SIPART PS2 4 wire with HART SA | 2377.98
6DR5210-0EN01-0AA1 | SIPART PS2 4 wire with HART SA | 2355.94
6DR5210-0EN01-0BA1 | SIPART PS2 4 wire with HART SA | 2355.94
6DR5210-0EN01-0BA3 | SIPART PS2 4 wire with HART SA | 2355.94
6DR5210-0EN11-0AA1 | SIPART PS2 4 wire with HART SA | 2687.61
6DR5210-0EN11-0AA3 | SIPART PS2 4 wire with HART SA | 2687.61
6DR5210-0EN11-0BA3 | SIPART PS2 4 wire with HART SA | 2687.61
6DR5210-0EN20-0AA0 | SIPART PS2 4 wire with HART SA | 2369.41
6DR5210-0EP00-0AA0-ZA40 | SIPART PS2 4 wire with HART SA | 1769.71
6DR5210-0EP00-0AA1 | SIPART PS2 4 wire with HART SA | 1925.15
6DR5210-0EP01-0AA0 | SIPART PS2 4 wire with HART SA | 2141.77
6DR5210-0EP01-0AA1 | SIPART PS2 4 wire with HART SA | 2355.94
6DR5210-0EP02-0AA1 | SIPART PS2 4 wire with HART SA | 2094.04
6DR5510-0EM20-0AA3 | SIPART PS2 PA SA | 2626.42
6DR5510-0EM30-0AA3 | SIPART PS2 PA SA | 2398.78
6DR5510-0EN00-0AA1 | SIPART PS2 PA SA | 2013.27
6DR5510-0EN00-0BA0 | SIPART PS2 PA SA | 1813.78
6DR5510-0ER00-0BA0 | SIPART PS2 PA SA | 1919.02
6DR5510-0ES00-0AA3 | SIPART PS2 PA SA | 2118.51
6DR5510-0ES00-0AA3-ZY25 | SIPART PS2 PA SA | 2138.09
6DR5510-0NG00-0AA0-ZA20 | SIPART PS2 PA SA | 1719.54
6DR5510-0NG00-0BA3 | SIPART PS2 PA SA | 1911.68
6DR5510-0NG01-0AA0 | SIPART PS2 PA SA | 2113.62
6DR5510-0NG01-0AA1 | SIPART PS2 PA SA | 2313.11
6DR5510-0NG01-0AA1-ZA20Y17 | SIPART PS2 PA SA | 2340.04
6DR5510-0NG21-0AA0 | SIPART PS2 PA SA | 2726.78
6DR5510-0NG21-0AA1 | SIPART PS2 PA SA | 2926.27
6DR5510-0NG30-0AA0 | SIPART PS2 PA SA | 2097.7
6DR5510-0NG30-0AA1 | SIPART PS2 PA SA | 2297.21
6DR5510-0NN00-0BA0-ZY15 | SIPART PS2 PA SA | 1731.77
6DR5510-0NN00-0BA1 | SIPART PS2 PA SA | 1911.68
6DR5510-0NN00-0BA3 | SIPART PS2 PA SA | 1911.68
6DR5510-0NN01-0AA0 | SIPART PS2 PA SA | 2113.62
6DR5510-0NN31-0AA3 | SIPART PS2 PA SA | 2698.63
6DR5510-0NN31-0AA3-ZY17 | SIPART PS2 PA SA | 2718.21
6DR5510-0NP00-0AA0 | SIPART PS2 PA SA | 1712.19
6DR5510-0NP00-0AA3 | SIPART PS2 PA SA | 1911.68
6DR5510-0NP00-0BA1 | SIPART PS2 PA SA | 1911.68
6DR5515-0EG00-0BA0 | SIPART PS2 PA SA Alu Ex proof | 2761.05
6DR5515-0EG00-0BA1 | SIPART PS2 PA SA Alu Ex proof | 2960.53
6DR5515-0EG01-0AA1 | SIPART PS2 PA SA Alu Ex proof | 3332.59
6DR5515-0EG11-0AA0 | SIPART PS2 PA SA Alu Ex proof | 3441.52
6DR5520-0EG00-0AA2 | SIPART PS2 PA DA | 2229.89
6DR5520-0EG00-0AA4 | SIPART PS2 PA DA | 2229.89
6DR5520-0EG00-0BA2 | SIPART PS2 PA DA | 2229.89
6DR5520-0EG01-0AA0 | SIPART PS2 PA DA | 2400.01
6DR5520-0EM01-0AA4 | SIPART PS2 PA DA | 2631.31
6DR5520-0EM20-0AA0-ZA40 | SIPART PS2 PA DA | 2666.8
6DR5520-0EM21-0AA0 | SIPART PS2 PA DA | 3013.16
6DR5520-0EN00-0AA2 | SIPART PS2 PA DA | 2229.89
6DR5520-0EN00-0AA4 | SIPART PS2 PA DA | 2229.89
6ES7656-8CM30-3BF0 | SIMATIC PCS 7 REDUNDANCY AS | 71613.2
6ES7656-8CM30-4CF0 | SIMATIC PCS 7 REDUNDANCY AS | 71517.3
6ES7656-8CM30-4CF1 | SIMATIC PCS 7 REDUNDANCY AS | 77201.41
6ES7656-8CM33-1CF1 | SIMATIC PCS 7 REDUNDANCY AS | 86824.25
6ES7656-8CM33-3GF0 | SIMATIC PCS 7 REDUNDANCY AS | 80731.14
6ES7656-8CM33-4CF0 | SIMATIC PCS 7 REDUNDANCY AS | 80470.46
6ES7656-8CM33-4HF0 | SIMATIC PCS 7 REDUNDANCY AS | 80563.34
6ES7656-8CM34-1CF1 | SIMATIC PCS 7 REDUNDANCY AS | 95777.4
6ES7656-8CM44-4CF1 | SIMATIC PCS 7 REDUNDANCY AS | 97121.27
6ES7656-8CM44-4EF0 | SIMATIC PCS 7 REDUNDANCY AS | 94945.9
6ES7656-8CM44-4EF1 | SIMATIC PCS 7 REDUNDANCY AS | 100630.01
6ES7656-8CM44-4EF4 | SIMATIC PCS 7 REDUNDANCY AS | 117682.34
6ES7656-8CN33-3EF0 | SIMATIC PCS 7 REDUNDANCY AS | 85926.83
6ES7656-8CN33-3GF1 | SIMATIC PCS 7 REDUNDANCY AS | 87553.86
6ES7656-8CN33-4BF0 | SIMATIC PCS 7 REDUNDANCY AS | 80895.93
6ES7656-8CN33-4KF1 | SIMATIC PCS 7 REDUNDANCY AS | 90987.71
6ES7656-8CP34-1GF0 | SIMATIC PCS 7 REDUNDANCY AS | 76118.23
6ES7656-8CP34-2CF0 | SIMATIC PCS 7 REDUNDANCY AS | 75892
6ES7656-8CQ30-1BF0 | SIMATIC PCS 7 REDUNDANCY AS | 59185.75
6ES7656-8CQ30-1CF0 | SIMATIC PCS 7 REDUNDANCY AS | 59898.9
6ES7656-8DE30-1BF0 | SIMATIC PCS 7 REDUNDANCY AS | 47125.37
6ES7656-8DE30-1HF0 | SIMATIC PCS 7 REDUNDANCY AS | 47931.4
6ES7656-8DE30-2BF0 | SIMATIC PCS 7 REDUNDANCY AS | 46350.82
6ES7656-8DE30-2CF0 | SIMATIC PCS 7 REDUNDANCY AS | 47063.95
6ES7656-8DE33-3GF0 | SIMATIC PCS 7 REDUNDANCY AS | 56382.65
6ES7656-8DE33-3HF0 | SIMATIC PCS 7 REDUNDANCY AS | 57023.87
6ES7656-8DE33-4GF0 | SIMATIC PCS 7 REDUNDANCY AS | 55573.64
6ES7656-8DE34-1CF0 | SIMATIC PCS 7 REDUNDANCY AS | 65744.8
6ES7656-8DE34-1EF0 | SIMATIC PCS 7 REDUNDANCY AS | 69253.54
6ES7656-8DM30-2BF0 | SIMATIC PCS 7 REDUNDANCY AS | 74447.76
6ES7656-8DM30-2CF0 | SIMATIC PCS 7 REDUNDANCY AS | 75160.89
6ES7656-8DM30-3BF0 | SIMATIC PCS 7 REDUNDANCY AS | 75361.64
6ES7656-8DM30-3BF1 | SIMATIC PCS 7 REDUNDANCY AS | 81045.75
6ES7656-8DM33-3BF0 | SIMATIC PCS 7 REDUNDANCY AS | 84314.8
6ES7656-8DM33-3BF1 | SIMATIC PCS 7 REDUNDANCY AS | 89998.91
6ES7656-8DM33-3CF0 | SIMATIC PCS 7 REDUNDANCY AS | 85027.92
6ES7656-8DM33-3CF1 | SIMATIC PCS 7 REDUNDANCY AS | 90712.03
6ES7656-8DM34-1GF0 | SIMATIC PCS 7 REDUNDANCY AS | 93293.41
6ES7656-8DM34-1HF0 | SIMATIC PCS 7 REDUNDANCY AS | 93934.63
6ES7656-8DM34-2CF0 | SIMATIC PCS 7 REDUNDANCY AS | 93067.18
6ES7656-8DM34-2CF1 | SIMATIC PCS 7 REDUNDANCY AS | 98751.29
6ES7656-8DN30-3EF0 | SIMATIC PCS 7 REDUNDANCY AS | 80722.15
6ES7656-8DN33-1BF0 | SIMATIC PCS 7 REDUNDANCY AS | 85314.09
6ES7656-8DN33-1BF1 | SIMATIC PCS 7 REDUNDANCY AS | 90998.2
6ES7656-8DN33-1BF3 | SIMATIC PCS 7 REDUNDANCY AS | 102366.42
6ES7656-8DN34-1EF0 | SIMATIC PCS 7 REDUNDANCY AS | 98489.12
6ES7656-8DN34-1EF1 | SIMATIC PCS 7 REDUNDANCY AS | 104173.23
6ES7656-8DN34-2CF1 | SIMATIC PCS 7 REDUNDANCY AS | 99889.91
6ES7656-8DP30-1BF1 | SIMATIC PCS 7 REDUNDANCY AS | 67479.7
6FX5002-1DS32-1AA3 | SIGNAL CABLE, PREASSEMBLED | 207.74
6FX5002-2AD04-1AA0 | SIGNAL CABLE, PREASSEMBLED,EXT. | 148.03
6FX5002-2AD04-1AA3 | SIGNAL CABLE, PREASSEMBLED,EXT. | 154.64
6FX5002-2AD04-1AB5 | SIGNAL CABLE, PREASSEMBLED,EXT. | 161.27
6FX5002-2AD04-1BF0 | SIGNAL CABLE, PREASSEMBLED,EXT. | 247.25
6FX5002-2AD04-1BG0 | SIGNAL CABLE, PREASSEMBLED,EXT. | 253.91
6FX5002-2AD04-1BH0 | SIGNAL CABLE, PREASSEMBLED,EXT. | 260.64
6FX5002-2AD04-1BJ0 | SIGNAL CABLE, PREASSEMBLED,EXT. | 267.12
6FX5002-2AD04-1BK0 | SIGNAL CABLE, PREASSEMBLED,EXT. | 273.63
6FX5002-2AH00-1BF3 | SIGNAL CABLE, PREFABRICATED | 178.44
6FX5002-2AH00-1CA1 | SIGNAL CABLE, PREFABRICATED | 208.97
6FX5002-2AH00-1CE0 | SIGNAL CABLE, PREFABRICATED | 227.3
6DR5510-0EG20-0AA0 | SIPART PS2 PA SA | 2426.93
6DR5510-0EG20-0AA1 | SIPART PS2 PA SA | 2626.42
6DR5510-0EG30-0AA0 | SIPART PS2 PA SA | 2199.29
6DR5510-0EG30-0AA1 | SIPART PS2 PA SA | 2398.78
6ES7656-8BA33-2GF0 | SIMATIC PCS 7 REDUNDANCY AS | 34131.63
6ES7656-8BA33-2HF0 | SIMATIC PCS 7 REDUNDANCY AS | 34772.85
6ES7656-8BA33-2HF1 | SIMATIC PCS 7 REDUNDANCY AS | 40456.96
6ES7656-8BA33-3BF0 | SIMATIC PCS 7 REDUNDANCY AS | 34880.72
6ES7656-8BB33-1GF0 | SIMATIC PCS 7 REDUNDANCY AS | 36044.81
6ES7656-8BB33-1HF0 | SIMATIC PCS 7 REDUNDANCY AS | 36686.02
6ES7656-8BB33-2BF0 | SIMATIC PCS 7 REDUNDANCY AS | 35105.45
6ES7656-8BB33-2CF0 | SIMATIC PCS 7 REDUNDANCY AS | 35818.58
6ES7656-8BE33-1CF2 | SIMATIC PCS 7 REDUNDANCY AS | 62242.05
6ES7656-8BE33-1EF0 | SIMATIC PCS 7 REDUNDANCY AS | 54382.57
6ES7656-8BE33-1GF1 | SIMATIC PCS 7 REDUNDANCY AS | 56009.6
6ES7656-8BE33-1XF0 | SIMATIC PCS 7 REDUNDANCY AS | 47365.09
6ES7656-8BE33-3GF0 | SIMATIC PCS 7 REDUNDANCY AS | 50464.82
6ES7656-8BE33-3HF0 | SIMATIC PCS 7 REDUNDANCY AS | 51106.06
6ES7656-8BE33-4BF0 | SIMATIC PCS 7 REDUNDANCY AS | 49491.01
6ES7656-8BE33-4EF0 | SIMATIC PCS 7 REDUNDANCY AS | 53712.9
6ES7656-8BF30-1CF0 | SIMATIC PCS 7 REDUNDANCY AS | 43059.31
6ES7656-8BF30-1HF0 | SIMATIC PCS 7 REDUNDANCY AS | 43152.19
6ES7656-8BF30-3BF0 | SIMATIC PCS 7 REDUNDANCY AS | 42485.5
6ES7656-8BF30-3CF0 | SIMATIC PCS 7 REDUNDANCY AS | 43198.64
6ES7656-8BF34-3GF0 | SIMATIC PCS 7 REDUNDANCY AS | 60556.6
6ES7656-8BM30-1BF0 | SIMATIC PCS 7 REDUNDANCY AS | 69304.48
6ES7656-8BM33-1BF1 | SIMATIC PCS 7 REDUNDANCY AS | 83941.75
6ES7656-8BM33-1DF0 | SIMATIC PCS 7 REDUNDANCY AS | 79207.48
6ES7656-8CA33-1CF0 | SIMATIC PCS 7 REDUNDANCY AS | 37623.89
6ES7656-8CA33-2BF0 | SIMATIC PCS 7 REDUNDANCY AS | 36136.19
6ES7656-8CA33-2EF0 | SIMATIC PCS 7 REDUNDANCY AS | 40358.08
6ES7656-8CA33-2GF0 | SIMATIC PCS 7 REDUNDANCY AS | 36301
6ES7656-8CA34-2DF0 | SIMATIC PCS 7 REDUNDANCY AS | 46039.2
6ES7656-8CE30-3CF1 | SIMATIC PCS 7 REDUNDANCY AS | 49913.5
6ES7656-8CE30-4BF0 | SIMATIC PCS 7 REDUNDANCY AS | 42707.24
6ES7656-8CE30-4GF0 | SIMATIC PCS 7 REDUNDANCY AS | 42872.03
6ES7656-8CE33-1BF1 | SIMATIC PCS 7 REDUNDANCY AS | 58014.18
6ES7656-8CE33-2GF2 | SIMATIC PCS 7 REDUNDANCY AS | 63088.53
6ES7656-8CE33-2HF0 | SIMATIC PCS 7 REDUNDANCY AS | 52361.53
6ES7656-8CE33-2KF0 | SIMATIC PCS 7 REDUNDANCY AS | 55963.15
6ES7656-8CE33-3CF0 | SIMATIC PCS 7 REDUNDANCY AS | 53182.53
6ES7656-8CE34-1EF2 | SIMATIC PCS 7 REDUNDANCY AS | 76873.31
6ES7656-8CE34-1GF0 | SIMATIC PCS 7 REDUNDANCY AS | 61448.02
6ES7656-8CE34-1GF2 | SIMATIC PCS 7 REDUNDANCY AS | 72816.24
6ES7656-8CE34-1KF0 | SIMATIC PCS 7 REDUNDANCY AS | 65690.86
6ES7656-8CF30-1BF0 | SIMATIC PCS 7 REDUNDANCY AS | 44515.54
6ES7656-8CF30-1CF0 | SIMATIC PCS 7 REDUNDANCY AS | 45228.68
6ES7656-8CF30-1CF1 | SIMATIC PCS 7 REDUNDANCY AS | 50912.78
6ES7656-8CF30-1EF1 | SIMATIC PCS 7 REDUNDANCY AS | 54421.54
6ES7656-8CF33-2BF0 | SIMATIC PCS 7 REDUNDANCY AS | 52694.12
6ES7656-8CF33-2BF1 | SIMATIC PCS 7 REDUNDANCY AS | 58378.23
6ES7656-8CF33-2CF0 | SIMATIC PCS 7 REDUNDANCY AS | 53407.25
6ES7656-8CF33-2CF1 | SIMATIC PCS 7 REDUNDANCY AS | 59091.36
6ES7661-0AA00-1CG3 | Process Control System IPC647E | 6638.46
6ES7661-0AS00-1DG2 | Process Control System IPC647E | 8280.46
6ES7661-0AS00-1DH2 | Process Control System IPC647E | 8789.84
6FX5002-2CF02-1HK0 | SIGNAL CABLE, PREASSEMBLED | 650.07
6FX5002-2CF02-1JA0 | SIGNAL CABLE, PREASSEMBLED | 655.34
6FX5002-2CF02-1JB0 | SIGNAL CABLE, PREASSEMBLED | 661.95
6FX5002-2CF02-1JC0 | SIGNAL CABLE, PREASSEMBLED | 668.59
6FX5002-2CF02-1KJ0 | SIGNAL CABLE, PREASSEMBLED | 775.35
6FX5002-2AH00-1CF1 | SIGNAL CABLE, PREFABRICATED | 239.71
6FX5002-2AH00-1FD0 | SIGNAL CABLE, PREFABRICATED | 405.98
6FX5002-2AH00-1FE0 | SIGNAL CABLE, PREFABRICATED | 412.02
6FX5002-2AH00-1FG0 | SIGNAL CABLE, PREFABRICATED | 424.31
6FX5002-2AH00-1FH0 | SIGNAL CABLE, PREFABRICATED | 430.6
6FX5002-2AH00-1HH0 | SIGNAL CABLE, PREFABRICATED | 553.15
6FX5002-2AH00-1HK0 | SIGNAL CABLE, PREFABRICATED | 565.4
6FX5002-2AH00-1CH0 | SIGNAL CABLE, PREFABRICATED | 245.86
6FX5002-2AH00-1JB0 | SIGNAL CABLE, PREFABRICATED | 578.73
6FX5002-2AH00-1KK0 | SIGNAL CABLE, PREFABRICATED | 687.98
6FX5002-2AH00-2AB0 | SIGNAL CABLE, PREFABRICATED | 701.28
6FX5002-2AH00-2AC0 | SIGNAL CABLE, PREFABRICATED | 707.42
6FX5002-2AH00-2AD0 | SIGNAL CABLE, PREFABRICATED | 713.55
6FX5002-2AH00-2CK0 | SIGNAL CABLE, PREFABRICATED | 873.24
6FX5002-2AH00-2DA0 | SIGNAL CABLE, PREFABRICATED | 879.41
6FX5002-2AH00-2DB0 | SIGNAL CABLE, PREFABRICATED | 885.57
6FX5002-2AH00-2DC0 | SIGNAL CABLE, PREFABRICATED | 891.71
6FX5002-2AH00-2HF0 | SIGNAL CABLE, PREFABRICATED | 1155.96
6FX5002-2AH00-2HK0 | SIGNAL CABLE, PREFABRICATED | 1180.5
6FX5002-2AH00-2JA0 | SIGNAL CABLE, PREFABRICATED | 1187.68
6FX5002-2AH00-2JF0 | SIGNAL CABLE, PREFABRICATED | 1218.42
6FX5002-2AH04-1BE0 | SIGNAL CABLE, PREASSEMBLED,EXT. | 217.59
6FX5002-2AH04-1BG0 | SIGNAL CABLE, PREASSEMBLED,EXT. | 229.81
6FX5002-2AH04-1BH0 | SIGNAL CABLE, PREASSEMBLED,EXT. | 235.63
6FX5002-2AH04-1BJ0 | SIGNAL CABLE, PREASSEMBLED,EXT. | 241.87
6FX5002-2AH04-1BK0 | SIGNAL CABLE, PREASSEMBLED,EXT. | 247.88
6FX5002-2AH04-1DD0 | SIGNAL CABLE, PREASSEMBLED,EXT. | 332.94
6FX5002-2AH04-1DE0 | SIGNAL CABLE, PREASSEMBLED,EXT. | 339.01
6FX5002-2AH04-1DF0 | SIGNAL CABLE, PREASSEMBLED,EXT. | 344.98
6FX5002-2AH04-1DG0 | SIGNAL CABLE, PREASSEMBLED,EXT. | 351.23
6FX5002-2AH04-1FA0 | SIGNAL CABLE, PREASSEMBLED,EXT. | 435.43
6FX5002-2AH04-1HA0 | SIGNAL CABLE, PREASSEMBLED,EXT. | 558
6FX5002-2AH04-1CH0 | SIGNAL CABLE, PREASSEMBLED,EXT. | 296.28
6FX5002-2AH04-1JA0 | SIGNAL CABLE, PREASSEMBLED,EXT. | 618.08
6FX5002-2AH11-1CB0 | SIGNAL CABLE PREASSAMBLED | 303.37
6FX5002-2AH11-1CC0 | SIGNAL CABLE PREASSAMBLED | 312.66
6FX5002-2AH11-1CE0 | SIGNAL CABLE PREASSAMBLED | 331.33
6FX5002-5CE04-1BB0 | POWER CABLE, PREASSEMBLED | 323.88
6FX5002-5CE06-1BK0 | POWER CABLE, PREASSEMBLED | 473.5
6FX5002-5CE06-1CF0 | POWER CABLE, PREASSEMBLED | 540.09
6FX5002-5CF10-1AA5 | POWER CABLE, PREASSEMBLED | 122.91
6FX5002-5CF10-1AB0 | POWER CABLE, PREASSEMBLED | 122.91
6FX5002-5CF10-1BC0 | POWER CABLE, PREASSEMBLED | 171.82
6FX5002-5CF10-1BD0 | POWER CABLE, PREASSEMBLED | 176.28
6FX5002-5CF10-1BE0 | POWER CABLE, PREASSEMBLED | 180.74
6FX5002-5CF10-1BH0 | POWER CABLE, PREASSEMBLED | 194.06
6FX5002-5CF11-1AF5 | POWER CABLE, PREASSEMBLED | 238.13
6FX5002-5CF11-1AG0 | POWER CABLE, PREASSEMBLED | 238.13
6FX5002-5CF11-1AJ0 | POWER CABLE, PREASSEMBLED | 250.22
6FX5002-5CF11-1BC0 | POWER CABLE, PREASSEMBLED | 274.45
6FX5002-5CF14-1CF0 | POWER CABLE, PREASSEMBLED | 390.71
6FX5002-5CG01-1AA0 | POWER CABLE, PREASSEMBLED | 126.49
6FX5002-5CG01-1AA3 | POWER CABLE, PREASSEMBLED | 131.13
6FX5002-5CG01-1AA4 | POWER CABLE, PREASSEMBLED | 131.13
6FX5002-5CG01-1AA6 | POWER CABLE, PREASSEMBLED | 131.13
6FX5002-5CG01-1AE1 | POWER CABLE, PREASSEMBLED | 149.6
6FX5002-5CG01-1AE4 | POWER CABLE, PREASSEMBLED | 149.6
6FX5002-5CG01-1AF1 | POWER CABLE, PREASSEMBLED | 154.19
6FX5002-5CG01-1AF3 | POWER CABLE, PREASSEMBLED | 154.19
6FX5002-5CG01-1DD0 | POWER CABLE, PREASSEMBLED | 278.63
6FX5002-5CG01-1DG5 | POWER CABLE, PREASSEMBLED | 296.94
6FX5002-5CG01-1DH0 | POWER CABLE, PREASSEMBLED | 297.15
6FX5002-5CG01-1DK0 | POWER CABLE, PREASSEMBLED | 306.23
6FX5002-5CG01-1FH0 | POWER CABLE, PREASSEMBLED | 389.63
6FX5002-5CG01-1FK0 | POWER CABLE, PREASSEMBLED | 398.69
6FX5002-5CG01-1GC0 | POWER CABLE, PREASSEMBLED | 410.92
6FX5002-5CG01-1GH0 | POWER CABLE, PREASSEMBLED | 434.02
6FX5002-5CG01-1GK0 | POWER CABLE, PREASSEMBLED | 443.08
6FX5002-5CG01-2BH0 | POWER CABLE, PREASSEMBLED | 667.57
6FX5002-5CG01-2CA0 | POWER CABLE, PREASSEMBLED | 681.27
6FX5002-5CG01-2CD0 | POWER CABLE, PREASSEMBLED | 695.09
6FX5002-5CG01-2DB0 | POWER CABLE, PREASSEMBLED | 731.9
6FX5002-5CG10-1BB4 | POWER CABLE PREASSEMBLED | 181.95
6FX5002-5CG10-1BK0 | POWER CABLE PREASSEMBLED | 214.35
6FX5002-5CG10-1CB0 | POWER CABLE PREASSEMBLED | 223.65
6FX5002-5CG10-1DB0 | POWER CABLE PREASSEMBLED | 269.86
6FX5002-5CG10-1FD0 | POWER CABLE PREASSEMBLED | 371.64
6FX5002-5CG10-1FE0 | POWER CABLE PREASSEMBLED | 376.27
6FX5002-5CG10-1FF0 | POWER CABLE PREASSEMBLED | 380.94
6FX5002-5CG10-1FG0 | POWER CABLE PREASSEMBLED | 385.53
6FX5002-5CG11-1BB0 | POWER CABLE, PREASSEMBLED | 196.39
6FX5002-5CG11-1BC0 | POWER CABLE, PREASSEMBLED | 202.68
6FX5002-5CG11-1BG0 | POWER CABLE, PREASSEMBLED | 228.01
6FX5002-5CG11-1BJ0 | POWER CABLE, PREASSEMBLED | 240.48
6FX5002-5CG11-1CB0 | POWER CABLE, PREASSEMBLED | 259.5
6FX5002-5CG11-1DG6 | POWER CABLE, PREASSEMBLED | 360.54
6FX5002-5CG11-1DH5 | POWER CABLE, PREASSEMBLED | 366.77
6FX5002-5CG11-1EC0 | POWER CABLE, PREASSEMBLED | 391.85
6FX5002-5CG11-1ED0 | POWER CABLE, PREASSEMBLED | 398.18
6FX5002-5CS11-1FF0 | POWER CABLE, PREASSEMBLED | 628.12
6FX5002-5CS11-1FF5 | POWER CABLE, PREASSEMBLED | 634.77
6FX5002-5CS11-1FG0 | POWER CABLE, PREASSEMBLED | 634.83
6FX5002-5CS11-1FG5 | POWER CABLE, PREASSEMBLED | 641.5
6FX5002-5CS11-1HD0 | POWER CABLE, PREASSEMBLED | 748.9
6FX5002-5CS11-1CH0 | POWER CABLE, PREASSEMBLED | 441.99
6FX5002-5CS11-1CH5 | POWER CABLE, PREASSEMBLED | 448.65
6FX5002-5CS11-1JF0 | POWER CABLE, PREASSEMBLED | 829.3
6FX5002-5CS11-2AA0 | POWER CABLE, PREASSEMBLED | 927.82
6FX5002-5CS12-1BE0 | POWER CABLE, PREASSEMBLED | 293.39
6FX5002-5CS12-1BG0 | POWER CABLE, PREASSEMBLED | 306.83
6FX5002-5CS12-1BG5 | POWER CABLE, PREASSEMBLED | 313.5
6FX5002-5CS12-1BH0 | POWER CABLE, PREASSEMBLED | 313.52
6FX5002-5CS12-1GJ0 | POWER CABLE, PREASSEMBLED | 653.63
6FX5002-5CS12-1KA0 | POWER CABLE, PREASSEMBLED | 801.42
6FX5002-5CS12-2CF0 | POWER CABLE, PREASSEMBLED | 1032.92
6FX5002-5CS12-2GA0 | POWER CABLE, PREASSEMBLED | 1266.22
6FX5002-5CS13-1BG0 | POWER CABLE, PREASSEMBLED | 1166.35
6FX5002-5CS13-1BH0 | POWER CABLE, PREASSEMBLED | 1185.3
6FX5002-5CS13-1BJ0 | POWER CABLE, PREASSEMBLED | 1204.29
6FX5002-5CS13-1BK0 | POWER CABLE, PREASSEMBLED | 1223.03
6FX5002-5CS13-1DG0 | POWER CABLE, PREASSEMBLED | 1543.95
6FX5002-5CS13-1DH0 | POWER CABLE, PREASSEMBLED | 1562.9
6FX5002-5CS13-1DJ0 | POWER CABLE, PREASSEMBLED | 1581.88
6FX5002-5CS13-1DK0 | POWER CABLE, PREASSEMBLED | 1600.63
6FX5002-5CS13-1EA0 | POWER CABLE, PREASSEMBLED | 1620.25
6FX5002-5CS14-1AB5 | POWER CABLE, PREASSEMBLED | 573.25
6FX5002-5CS14-1AC0 | POWER CABLE, PREASSEMBLED | 573.31
6FX5002-5CS14-1AC5 | POWER CABLE, PREASSEMBLED | 590.69
6FX5002-5CS14-1AD0 | POWER CABLE, PREASSEMBLED | 590.7
6FX5002-5CS14-1CG0 | POWER CABLE, PREASSEMBLED | 990.65
6FX5002-5CS14-1CJ0 | POWER CABLE, PREASSEMBLED | 1025.43
6FX5002-5CS14-1DB0 | POWER CABLE, PREASSEMBLED | 1077.55
6FX5002-5CS14-1DC0 | POWER CABLE, PREASSEMBLED | 1094.98
6FX5002-5CS14-1HJ0 | POWER CABLE, PREASSEMBLED | 1894.91
6FX5002-5CS14-1CH0 | POWER CABLE, PREASSEMBLED | 1008.03
6FX5002-5CS14-1JF0 | POWER CABLE, PREASSEMBLED | 2016.57
6FX5002-5CS14-2BF0 | POWER CABLE, PREASSEMBLED | 2538.35
6FX5002-5CS14-2CA0 | POWER CABLE, PREASSEMBLED | 2625.23
6FX5002-5CS21-1AF5 | POWER CABLE, PREASSEMBLED | 361.12
6FX5002-5CS21-1AG4 | POWER CABLE, PREASSEMBLED | 366.19
6FX5002-5CS21-1AG5 | POWER CABLE, PREASSEMBLED | 366.19
6FX5002-5CS21-1AH5 | POWER CABLE, PREASSEMBLED | 371.23
6FX5002-5CS21-1BF5 | POWER CABLE, PREASSEMBLED | 411.49
6FX5002-5CS21-1BF7 | POWER CABLE, PREASSEMBLED | 411.49
6FX5002-5CS21-1BG5 | POWER CABLE, PREASSEMBLED | 416.56
6FX5002-5CS21-1BG8 | POWER CABLE, PREASSEMBLED | 416.56
6FX5002-5CS21-1CF5 | POWER CABLE, PREASSEMBLED | 461.94
6FX5002-5CS21-1CG0 | POWER CABLE, PREASSEMBLED | 461.97
6FX5002-5CS21-1CG5 | POWER CABLE, PREASSEMBLED | 467.03
6FX5002-5CS21-1CJ5 | POWER CABLE, PREASSEMBLED | 477.01
3WL1363-4CB37-5FA2 | WITHDRAWABLE CIRCUIT BREAKER | 82905.15
3WL1363-4CB37-5FF4 | WITHDRAWABLE CIRCUIT BREAKER | 83623.61
3WL1363-4CB41-1AA2 | FIXED-MOUNTED CIRCUIT BREAKER | 81299.06
3WL1363-4CB41-1GA2 | FIXED-MOUNTED CIRCUIT BREAKER | 81654.28
3WL1363-4DG37-1GA2 | WITHDRAWABLE CIRCUIT BREAKER | 81926.89
3WL1363-4DG37-2FA4 | WITHDRAWABLE CIRCUIT BREAKER | 82645.35
3WL1363-4DG37-4AG2 | WITHDRAWABLE CIRCUIT BREAKER | 83899.43
3WL1363-4DG37-4AN2 | WITHDRAWABLE CIRCUIT BREAKER | 83964.39
3WL1363-4EB37-4GA2 | WITHDRAWABLE CIRCUIT BREAKER | 83330.12
3WL1363-4EB37-4GA4 | WITHDRAWABLE CIRCUIT BREAKER | 83693.36
3WL1363-4EB37-4GG4 | WITHDRAWABLE CIRCUIT BREAKER | 84048.58
3WL1363-4EB37-4GN2 | WITHDRAWABLE CIRCUIT BREAKER | 83750.3
3WL1363-4EG47-1AA2 | WITHDRAWABLE CIRCUIT BREAKER | 99132.09
3WL1363-4EG47-4GG2 | WITHDRAWABLE CIRCUIT BREAKER | 101815.07
3WL1363-4FB31-1AA2 | FIXED-MOUNTED CIRCUIT BREAKER | 65695.16
3WL1363-4FB31-4GA2 | FIXED-MOUNTED CIRCUIT BREAKER | 68022.92
3WL1363-4FB35-1AA2 | WITHDRAWABLE CIRCUIT BREAKER | 68902.54
3WL1363-4FG41-1AA2 | FIXED-MOUNTED CIRCUIT BREAKER | 83391.87
3WL1363-4FG45-4FN2 | WITHDRAWABLE CIRCUIT BREAKER | 86941.63
3WL1363-4FG47-1AA2 | WITHDRAWABLE CIRCUIT BREAKER | 99589.13
3WL1363-4FG47-5FA2 | WITHDRAWABLE CIRCUIT BREAKER | 101916.89
3WL1363-5AA31-4GG4 | FIXED-MOUNT NON-AUT. CIRCUIT-B. | 72886.9
3WL1363-5AA31-5FF4 | FIXED-MOUNT NON-AUT. CIRCUIT-B. | 72886.9
3WL1363-5AA37-4GG4 | WITHDRAW. NON-AUT. CIRCUIT-B. | 84032.54
3WL1363-5AA37-5FF4 | WITHDRAW. NON-AUT. CIRCUIT-B. | 84032.54
3WL5116-3AA36-5FF2 | WITHDRAW. NON-AUT. CIRCUIT-B. | 17517.11
3WL5220-4EG34-1AM2 | FIXED-MOUNTED CIRCUIT BREAKER | 21252.1
3WL5220-4EG36-1FA4 | WITHDRAWABLE CIRCUIT BREAKER | 25238.88
3WL5230-4AA34-1AJ4 | FIXED-MOUNT NON-AUT. CIRCUIT-B. | 27324.47
3WL5230-4AA43-4AN2 | FIXED-MOUNT NON-AUT. CIRCUIT-B. | 36872.03
3WL5340-4EB31-1AA2 | FIXED-MOUNTED CIRCUIT BREAKER | 40966.26
3WL5340-4EB32-1FA2 | FIXED-MOUNTED CIRCUIT BREAKER | 39397.04
6DR5010-0EG01-0BA1 | SIPART PS2 2wire without HART SA | 1936.15
6DR5010-0EG02-0AA0 | SIPART PS2 2wire without HART SA | 1491.9
6DR5010-0EG20-0AA0 | SIPART PS2 2wire without HART SA | 1948.39
6DR5010-0EG20-0AA0-ZY15 | SIPART PS2 2wire without HART SA | 1967.99
6DR5010-0EG20-0AA0-ZY17 | SIPART PS2 2wire without HART SA | 1967.99
6DR5010-0EG20-0AA3 | SIPART PS2 2wire without HART SA | 2147.9
6DR5010-0EM00-0AA0-ZK18 | SIPART PS2 2wire without HART SA | 1500.47
6DR5010-0EM00-0AA1 | SIPART PS2 2wire without HART SA | 1534.73
6DR5010-0EM00-0AA3 | SIPART PS2 2wire without HART SA | 1534.73
6ES7656-8BA33-3GF0 | SIMATIC PCS 7 REDUNDANCY AS | 35045.51
6ES7656-8BA34-1EF0 | SIMATIC PCS 7 REDUNDANCY AS | 47916.41
6ES7656-8BB30-3BF0 | SIMATIC PCS 7 REDUNDANCY AS | 27066.19
6ES7656-8BB33-1CF0 | SIMATIC PCS 7 REDUNDANCY AS | 36593.14
6ES7656-8BB34-1EF1 | SIMATIC PCS 7 REDUNDANCY AS | 54739.14
6ES7656-8BE30-1CF0 | SIMATIC PCS 7 REDUNDANCY AS | 41920.69
6ES7656-8BE30-3HF0 | SIMATIC PCS 7 REDUNDANCY AS | 42152.9
6ES7656-8BE33-1BF0 | SIMATIC PCS 7 REDUNDANCY AS | 50160.7
6ES7656-8BE33-2BF1 | SIMATIC PCS 7 REDUNDANCY AS | 55070.24
6ES7656-8BE33-2CF2 | SIMATIC PCS 7 REDUNDANCY AS | 61467.48
6ES7656-8BE33-3BF0 | SIMATIC PCS 7 REDUNDANCY AS | 50300.03
6ES7656-8BE33-3CF0 | SIMATIC PCS 7 REDUNDANCY AS | 51013.16
6ES7656-8BE34-1BF1 | SIMATIC PCS 7 REDUNDANCY AS | 64797.95
6ES7656-8BE34-1HF0 | SIMATIC PCS 7 REDUNDANCY AS | 59919.87
6ES7656-8BE34-4BF0 | SIMATIC PCS 7 REDUNDANCY AS | 58444.15
6ES7656-8BF30-1BF0 | SIMATIC PCS 7 REDUNDANCY AS | 42346.17
6ES7656-8BF33-1BF0 | SIMATIC PCS 7 REDUNDANCY AS | 51299.32
6ES7656-8BF33-1EF0 | SIMATIC PCS 7 REDUNDANCY AS | 55521.2
6ES7656-8BF33-3HF0 | SIMATIC PCS 7 REDUNDANCY AS | 52244.66
6ES7656-8BF34-1GF0 | SIMATIC PCS 7 REDUNDANCY AS | 60417.27
6ES7656-8BM33-1GF0 | SIMATIC PCS 7 REDUNDANCY AS | 78422.43
6ES7656-8BM33-2BF1 | SIMATIC PCS 7 REDUNDANCY AS | 83167.18
6ES7656-8BN30-2HF0 | SIMATIC PCS 7 REDUNDANCY AS | 70474.58
6ES7656-8CA30-4BF0 | SIMATIC PCS 7 REDUNDANCY AS | 27287.93
6ES7656-8CB30-2GF0 | SIMATIC PCS 7 REDUNDANCY AS | 28486.47
6ES7656-8CB33-1CF0 | SIMATIC PCS 7 REDUNDANCY AS | 38762.51
6ES7656-8CE30-2GF0 | SIMATIC PCS 7 REDUNDANCY AS | 42767.15
6ES7656-8CE30-3CF0 | SIMATIC PCS 7 REDUNDANCY AS | 44229.39
6ES7656-8CE33-1BF2 | SIMATIC PCS 7 REDUNDANCY AS | 63698.29
6ES7656-8CE33-1CF4 | SIMATIC PCS 7 REDUNDANCY AS | 75779.64
6ES7656-8CE33-2CF0 | SIMATIC PCS 7 REDUNDANCY AS | 52268.63
6ES7656-8CE33-2GF0 | SIMATIC PCS 7 REDUNDANCY AS | 51720.31
6ES7656-8CE33-3CF4 | SIMATIC PCS 7 REDUNDANCY AS | 75918.97
6ES7656-8CE33-3HF0 | SIMATIC PCS 7 REDUNDANCY AS | 53275.43
6ES7656-8CE34-1BF1 | SIMATIC PCS 7 REDUNDANCY AS | 66967.32
6ES7656-8CE34-1CF0 | SIMATIC PCS 7 REDUNDANCY AS | 61996.34
6ES7656-8CE34-1EF0 | SIMATIC PCS 7 REDUNDANCY AS | 65505.1
6ES7656-8CE34-2BF0 | SIMATIC PCS 7 REDUNDANCY AS | 60508.64
6ES7656-8CE34-2CF1 | SIMATIC PCS 7 REDUNDANCY AS | 66905.9
6ES7656-8CE43-1CF0 | SIMATIC PCS 7 REDUNDANCY AS | 55056.76
6ES7656-8CE44-1CF2 | SIMATIC PCS 7 REDUNDANCY AS | 75378.12
6ES7656-8CF30-1GF0 | SIMATIC PCS 7 REDUNDANCY AS | 44680.34
6ES7656-8CF30-2BF0 | SIMATIC PCS 7 REDUNDANCY AS | 43740.98
6ES7656-8CF30-2GF0 | SIMATIC PCS 7 REDUNDANCY AS | 43905.77
6ES7656-8CF33-1BF1 | SIMATIC PCS 7 REDUNDANCY AS | 59152.79
6ES7656-8CF33-1EF0 | SIMATIC PCS 7 REDUNDANCY AS | 57690.57
6ES7656-8CF33-2HF0 | SIMATIC PCS 7 REDUNDANCY AS | 53500.15
6ES7656-8CF33-3CF0 | SIMATIC PCS 7 REDUNDANCY AS | 54321.15
6FX5002-2CF02-1FH0 | SIGNAL CABLE, PREASSEMBLED | 502.94
6FX5002-2CF02-1FK0 | SIGNAL CABLE, PREASSEMBLED | 515.94
6FX5002-2CF02-1HG0 | SIGNAL CABLE, PREASSEMBLED | 630.33
6FX5002-2CF02-1HJ0 | SIGNAL CABLE, PREASSEMBLED | 643.54
6FX5002-2CF02-1JD0 | SIGNAL CABLE, PREASSEMBLED | 675.22
6FX5002-2CF02-1JF0 | SIGNAL CABLE, PREASSEMBLED | 688.4
6FX5002-2CF02-1JJ0 | SIGNAL CABLE, PREASSEMBLED | 708.28
6FX5002-2CF02-1KE0 | SIGNAL CABLE, PREASSEMBLED | 748.8
6FX5002-2CF02-1KG0 | SIGNAL CABLE, PREASSEMBLED | 762.15
6FX5002-2CF02-2AG0 | SIGNAL CABLE, PREASSEMBLED | 826.88
6FX5002-2CF02-2BB0 | SIGNAL CABLE, PREASSEMBLED | 859.9
6FX5002-2CF02-2CF0 | SIGNAL CABLE, PREASSEMBLED | 952.75
6DR5010-0EM00-0BA0 | SIPART PS2 2wire without HART SA | 1335.24
6DR5010-0EM21-0AA3 | SIPART PS2 2wire without HART SA | 2549.32
6DR5010-0EM30-0AA3 | SIPART PS2 2wire without HART SA | 1920.26
6DR5010-0EM31-0AA0 | SIPART PS2 2wire without HART SA | 2122.19
6DR5010-0EN00-0AA0-ZA40 | SIPART PS2 2wire without HART SA | 1390.31
6DR5010-0EN11-0BA3 | SIPART PS2 2wire without HART SA | 2244.57
6DR5010-0EN20-0AA0 | SIPART PS2 2wire without HART SA | 1948.39
6DR5010-0EN21-0AA0 | SIPART PS2 2wire without HART SA | 2349.83
6DR5010-0EN21-0AA3 | SIPART PS2 2wire without HART SA | 2549.32
6DR5010-0GG02-0AA0 | SIPART PS2 2wire without HART SA | 1491.9
6DR5010-0GG02-0AA1 | SIPART PS2 2wire without HART SA | 1691.38
6DR5010-0GG10-0AA1 | SIPART PS2 2wire without HART SA | 1843.14
6DR5010-0GG11-0AA0 | SIPART PS2 2wire without HART SA | 2045.08
6DR5010-0NG00-0AA0-ZY15 | SIPART PS2 2wire without HART SA | 1253.24
6DR5010-0NG00-0AA1-ZA20 | SIPART PS2 2wire without HART SA | 1440.49
6DR5010-0NG00-0AA1-ZA40 | SIPART PS2 2wire without HART SA | 1488.22
6DR5010-0NG00-0AA1-ZC20 | SIPART PS2 2wire without HART SA | 1485.77
6DR5010-0NG01-0AA9-ZA40R1C | SIPART PS2 2wire without HART SA | 2375.54
6DR5010-0NG01-0BA0 | SIPART PS2 2wire without HART SA | 1635.08
6DR5010-0NG01-0BA1 | SIPART PS2 2wire without HART SA | 1834.57
6DR5010-0NG02-0AA0 | SIPART PS2 2wire without HART SA | 1390.31
6DR5010-0NG02-0AA1 | SIPART PS2 2wire without HART SA | 1589.8
6DR5010-0NG11-0BA1 | SIPART PS2 2wire without HART SA | 2143
6DR5010-0NG12-0AA1 | SIPART PS2 2wire without HART SA | 1898.21
6DR5010-0NG12-0BA1 | SIPART PS2 2wire without HART SA | 1898.21
6DR5010-0NG13-0AA0 | SIPART PS2 2wire without HART SA | 2089.15
6DR5010-0NM00-0AA1 | SIPART PS2 2wire without HART SA | 1433.15
6DR5010-0NM00-0AA3 | SIPART PS2 2wire without HART SA | 1433.15
6DR5010-0NM00-0BA0 | SIPART PS2 2wire without HART SA | 1233.66
6DR5010-0NM01-0AA0 | SIPART PS2 2wire without HART SA | 1635.08
6DR5010-0NM21-0AA0-ZA20 | SIPART PS2 2wire without HART SA | 2255.59
6DR5010-0NM21-0AA3 | SIPART PS2 2wire without HART SA | 2447.74
6DR5010-0NM23-0AA1 | SIPART PS2 2wire without HART SA | 2593.37
6DR5010-0NM30-0AA0 | SIPART PS2 2wire without HART SA | 1619.18
6DR5010-0NN01-0AA3 | SIPART PS2 2wire without HART SA | 1834.57
6DR5010-0NN01-0BA0 | SIPART PS2 2wire without HART SA | 1635.08
6DR5010-0NN01-0BA1 | SIPART PS2 2wire without HART SA | 1834.57
6DR5010-0NN01-0BA3 | SIPART PS2 2wire without HART SA | 1834.57
6DR5510-0EG01-0AA1 | SIPART PS2 PA SA | 2414.69
6DR5510-0EG02-0AA0 | SIPART PS2 PA SA | 1970.43
6DR5510-0EG02-0AA1 | SIPART PS2 PA SA | 2169.92
6DR5510-0EG10-0AA0 | SIPART PS2 PA SA | 2122.19
6DR5510-0EM00-0AA3-ZY17 | SIPART PS2 PA SA | 2032.84
6DR5510-0EM00-0BA0 | SIPART PS2 PA SA | 1813.78
6DR5510-0EM00-0BA3 | SIPART PS2 PA SA | 2013.27
6DR5510-0EM00-0BA3-ZA40 | SIPART PS2 PA SA | 2068.34
6ES7656-8BA34-2BF1 | SIMATIC PCS 7 REDUNDANCY AS | 48604.08
6ES7656-8BA34-2CF0 | SIMATIC PCS 7 REDUNDANCY AS | 43633.11
6ES7656-8BB30-1BF0 | SIMATIC PCS 7 REDUNDANCY AS | 26926.86
6ES7656-8BB30-1CF0 | SIMATIC PCS 7 REDUNDANCY AS | 27639.99
6ES7656-8BE30-2BF0 | SIMATIC PCS 7 REDUNDANCY AS | 40432.99
6ES7656-8BE30-2CF0 | SIMATIC PCS 7 REDUNDANCY AS | 41146.12
6ES7656-8BE30-2GF0 | SIMATIC PCS 7 REDUNDANCY AS | 40597.78
6ES7656-8BE30-3BF0 | SIMATIC PCS 7 REDUNDANCY AS | 41346.87
6ES7656-8BE33-2CF4 | SIMATIC PCS 7 REDUNDANCY AS | 72835.7
6ES7656-8BE33-2EF0 | SIMATIC PCS 7 REDUNDANCY AS | 53608.02
6ES7656-8BE33-2GF0 | SIMATIC PCS 7 REDUNDANCY AS | 49550.94
6ES7656-8BE33-2XF0 | SIMATIC PCS 7 REDUNDANCY AS | 46590.52
6ES7656-8BE34-2CF0 | SIMATIC PCS 7 REDUNDANCY AS | 59052.42
6ES7656-8BE34-2EF0 | SIMATIC PCS 7 REDUNDANCY AS | 62561.16
6ES7656-8BE34-2EF1 | SIMATIC PCS 7 REDUNDANCY AS | 68245.27
6ES7656-8BE34-3BF0 | SIMATIC PCS 7 REDUNDANCY AS | 59253.17
6ES7656-8BF33-1HF0 | SIMATIC PCS 7 REDUNDANCY AS | 52105.33
6ES7656-8BF33-1XF0 | SIMATIC PCS 7 REDUNDANCY AS | 48503.71
6ES7656-8BF33-2GF0 | SIMATIC PCS 7 REDUNDANCY AS | 50689.56
6ES7656-8BF33-3CF0 | SIMATIC PCS 7 REDUNDANCY AS | 52151.78
6ES7656-8BF33-3GF1 | SIMATIC PCS 7 REDUNDANCY AS | 57287.55
6ES7656-8BM33-2CF0 | SIMATIC PCS 7 REDUNDANCY AS | 78196.21
6ES7656-8BM33-4BF0 | SIMATIC PCS 7 REDUNDANCY AS | 77587.94
6ES7656-8BM34-1CF0 | SIMATIC PCS 7 REDUNDANCY AS | 87923.92
6ES7656-8BM34-2EF0 | SIMATIC PCS 7 REDUNDANCY AS | 90658.1
6ES7656-8CE30-1BF0 | SIMATIC PCS 7 REDUNDANCY AS | 43376.91
6ES7656-8CE30-1EF0 | SIMATIC PCS 7 REDUNDANCY AS | 47598.8
6ES7656-8CE30-1GF0 | SIMATIC PCS 7 REDUNDANCY AS | 43541.72
6ES7656-8CE30-2BF0 | SIMATIC PCS 7 REDUNDANCY AS | 42602.36
6ES7656-8CE33-1GF1 | SIMATIC PCS 7 REDUNDANCY AS | 58178.97
6ES7656-8CE33-1HF0 | SIMATIC PCS 7 REDUNDANCY AS | 53136.08
6ES7656-8CE33-2BF0 | SIMATIC PCS 7 REDUNDANCY AS | 51555.5
6ES7656-8CE33-2BF1 | SIMATIC PCS 7 REDUNDANCY AS | 57239.61
6ES7656-8CE33-2BF2 | SIMATIC PCS 7 REDUNDANCY AS | 62923.72
6ES7656-8CE33-4BF0 | SIMATIC PCS 7 REDUNDANCY AS | 51660.38
6ES7656-8CE33-4GF1 | SIMATIC PCS 7 REDUNDANCY AS | 57509.29
6ES7656-8CE33-4HF0 | SIMATIC PCS 7 REDUNDANCY AS | 52466.4
6ES7656-8CE34-1BF0 | SIMATIC PCS 7 REDUNDANCY AS | 61283.21
6ES7656-8CE34-2GF0 | SIMATIC PCS 7 REDUNDANCY AS | 60673.45
6ES7656-8CE34-3BF0 | SIMATIC PCS 7 REDUNDANCY AS | 61422.54
6ES7656-8CE34-4CF0 | SIMATIC PCS 7 REDUNDANCY AS | 61326.66
6ES7656-8CE34-4GF0 | SIMATIC PCS 7 REDUNDANCY AS | 60778.32
6ES7656-8CF30-3BF0 | SIMATIC PCS 7 REDUNDANCY AS | 44654.87
6ES7656-8CF30-3CF0 | SIMATIC PCS 7 REDUNDANCY AS | 45368.01
6ES7656-8CF30-3EF0 | SIMATIC PCS 7 REDUNDANCY AS | 48876.75
6ES7656-8CF30-3XF0 | SIMATIC PCS 7 REDUNDANCY AS | 41859.25
6ES7656-8CF33-3CF1 | SIMATIC PCS 7 REDUNDANCY AS | 60005.26
6ES7656-8CF33-3GF0 | SIMATIC PCS 7 REDUNDANCY AS | 53772.81
6ES7656-8CF33-3HF0 | SIMATIC PCS 7 REDUNDANCY AS | 54414.03
6ES7656-8CF33-3HF1 | SIMATIC PCS 7 REDUNDANCY AS | 60098.14
6ES7656-8CF33-4BF0 | SIMATIC PCS 7 REDUNDANCY AS | 52799
6FX5002-2CF02-1GD0 | SIGNAL CABLE, PREASSEMBLED | 543.41
6FX5002-2CF02-1GK0 | SIGNAL CABLE, PREASSEMBLED | 583.02
6FX5002-2CF02-1HB0 | SIGNAL CABLE, PREASSEMBLED | 597.2
6FX5002-2CF02-1HD0 | SIGNAL CABLE, PREASSEMBLED | 610.46
6FX5002-2CF02-1JK0 | SIGNAL CABLE, PREASSEMBLED | 714.83
6FX5002-2CF02-1KB0 | SIGNAL CABLE, PREASSEMBLED | 729.03
6FX5002-2CF02-1KC0 | SIGNAL CABLE, PREASSEMBLED | 735.66
6FX5002-2CF02-1KD0 | SIGNAL CABLE, PREASSEMBLED | 742.27
6FX5002-2CF02-2BC0 | SIGNAL CABLE, PREASSEMBLED | 866.53
6FX5002-2CF02-2BD0 | SIGNAL CABLE, PREASSEMBLED | 873.17
6FX5002-2CF02-2BF0 | SIGNAL CABLE, PREASSEMBLED | 886.36
6FX5002-2CF02-2BH0 | SIGNAL CABLE, PREASSEMBLED | 899.75
6FX5002-2CF02-2CA0 | SIGNAL CABLE, PREASSEMBLED | 919.65
6FX5002-2CF04-1AA6 | SIGNAL CABLE, PREASSEMBLED,EXT. | 151.63
6FX5002-2CF04-1AB5 | SIGNAL CABLE, PREASSEMBLED,EXT. | 158.24
6FX5002-2CF04-1AC0 | SIGNAL CABLE, PREASSEMBLED,EXT. | 158.26
6FX5002-2CF04-1AD0 | SIGNAL CABLE, PREASSEMBLED,EXT. | 164.89
6FX5002-2CF04-1BK0 | SIGNAL CABLE, PREASSEMBLED,EXT. | 270.62
6FX5002-2CF04-1CA0 | SIGNAL CABLE, PREASSEMBLED,EXT. | 277.52
6FX5002-2CF04-1CC0 | SIGNAL CABLE, PREASSEMBLED,EXT. | 290.75
6FX5002-2CF04-1CF0 | SIGNAL CABLE, PREASSEMBLED,EXT. | 310.59
6FX5002-2CF04-1JF0 | SIGNAL CABLE, PREASSEMBLED,EXT. | 707.6
6FX5002-2CF04-1KA0 | SIGNAL CABLE, PREASSEMBLED,EXT. | 741.6
6FX5002-2CF04-1KF0 | SIGNAL CABLE, PREASSEMBLED,EXT. | 774.67
6FX5002-2CF04-1KK0 | SIGNAL CABLE, PREASSEMBLED,EXT. | 801.08
6FX5002-2CF04-2FA0 | SIGNAL CABLE, PREASSEMBLED,EXT. | 1137.02
6FX5002-5CA38-1BH0 | POWER CABLE, PREASSEMBLED,EXT. | 497.9
6FX5002-5CA38-1BJ0 | POWER CABLE, PREASSEMBLED,EXT. | 504.11
6FX5002-5CA38-1BK0 | POWER CABLE, PREASSEMBLED,EXT. | 510.4
6FX5002-5CA48-1AB0 | POWER CABLE, PREASSEMBLED,EXT. | 385.77
6FX5002-5CA48-1BH0 | POWER CABLE, PREASSEMBLED,EXT. | 527.93
6FX5002-5CA48-1BJ0 | POWER CABLE, PREASSEMBLED,EXT. | 536.7
6FX5002-5CA48-1BJ5 | POWER CABLE, PREASSEMBLED,EXT. | 545.57
6FX5002-5CA48-1BK0 | POWER CABLE, PREASSEMBLED,EXT. | 545.55
6FX5002-5CA48-1DG5 | POWER CABLE, PREASSEMBLED,EXT. | 705.12
6FX5002-5CA48-1CH0 | POWER CABLE, PREASSEMBLED,EXT. | 616.31
6FX5002-5CA58-1AB0 | POWER CABLE, PREASSEMBLED,EXT. | 399.61
6FX5002-5CA58-1AB5 | POWER CABLE, PREASSEMBLED,EXT. | 410.76
6FX5002-5CA58-1AK0 | POWER CABLE, PREASSEMBLED,EXT. | 489.04
6FX5002-5CA58-1BA0 | POWER CABLE, PREASSEMBLED,EXT. | 500.14
6FX5002-5CA58-1BB0 | POWER CABLE, PREASSEMBLED,EXT. | 511.27
6FX5002-5CA58-1BC0 | POWER CABLE, PREASSEMBLED,EXT. | 522.51
6FX5002-5CA68-1AC6 | POWER CABLE PREASSEMBLED,EXT. | 394.31
6FX5002-5CA68-1AD0 | POWER CABLE PREASSEMBLED,EXT. | 394.28
6FX5002-5CA68-1AE0 | POWER CABLE PREASSEMBLED,EXT. | 412.32
6FX5002-5CA68-1AG0 | POWER CABLE PREASSEMBLED,EXT. | 448.57
6FX5002-5CE02-1AH0 | POWER CABLE, PREASSEMBLED | 232.52
6FX5002-5CE02-1AJ0 | POWER CABLE, PREASSEMBLED | 238.47
6FX5002-5CE02-1BF0 | POWER CABLE, PREASSEMBLED | 280.23
6FX5002-5CE04-1AD0 | POWER CABLE, PREASSEMBLED | 255.4
6FX5002-5CS01-1CK5 | POWER CABLE, PREASSEMBLED | 410.65
6FX5002-5CS01-1DA3 | POWER CABLE, PREASSEMBLED | 415.75
6FX5002-5CS01-1DB0 | POWER CABLE, PREASSEMBLED | 415.75
6FX5002-5CS01-1DB5 | POWER CABLE, PREASSEMBLED | 420.79
6FX5002-5CS01-1DB8 | POWER CABLE, PREASSEMBLED | 420.79
6FX5002-5CS01-1EA5 | POWER CABLE, PREASSEMBLED | 466.14
6FX5002-5CS01-1EB0 | POWER CABLE, PREASSEMBLED | 466.14
6FX5002-5CS01-1EB5 | POWER CABLE, PREASSEMBLED | 471.19
6FX5002-5CS01-1EC0 | POWER CABLE, PREASSEMBLED | 471.16
6FX5002-5CS01-1FC5 | POWER CABLE, PREASSEMBLED | 526.64
6FX5002-5CS01-1FD0 | POWER CABLE, PREASSEMBLED | 526.64
6FX5002-5CS01-1FD5 | POWER CABLE, PREASSEMBLED | 531.71
6FX5002-5CS01-1FE0 | POWER CABLE, PREASSEMBLED | 531.66
6FX5002-5CS01-1HB0 | POWER CABLE, PREASSEMBLED | 618.3
6FX5002-5CS01-1HC0 | POWER CABLE, PREASSEMBLED | 623.33
6FX5002-5CS01-1HG0 | POWER CABLE, PREASSEMBLED | 643.54
6FX5002-5CS01-1HH0 | POWER CABLE, PREASSEMBLED | 648.59
6FX5002-5CS02-1AB0 | POWER CABLE, PREASSEMBLED | 202.42
6FX5002-5CS02-1AC8 | POWER CABLE, PREASSEMBLED | 212.49
6FX5002-5CS02-1AD1 | POWER CABLE, PREASSEMBLED | 217.56
6FX5002-5CS02-1AE2 | POWER CABLE, PREASSEMBLED | 222.57
6FX5002-5CS02-1BJ0 | POWER CABLE, PREASSEMBLED | 288.03
6FX5002-5CS02-1CB0 | POWER CABLE, PREASSEMBLED | 303.26
6FX5002-5CS02-1CC0 | POWER CABLE, PREASSEMBLED | 308.28
6FX5002-5CS02-1CG0 | POWER CABLE, PREASSEMBLED | 328.48
6FX5002-5CS06-1AE2 | POWER CABLE PREASSEMBLED | 218.55
6FX5002-5CS06-1AH5 | POWER CABLE PREASSEMBLED | 230.49
6FX5002-5CS06-1BC5 | POWER CABLE PREASSEMBLED | 250.39
6FX5002-5CS06-1BE0 | POWER CABLE PREASSEMBLED | 254.35
6FX5002-5CS06-1CH5 | POWER CABLE PREASSEMBLED | 310.1
6FX5002-5CS11-1AA5 | POWER CABLE, PREASSEMBLED | 268.5
6FX5002-2CF02-1KK0 | SIGNAL CABLE, PREASSEMBLED | 781.88
6FX5002-2CF02-1KK8 | SIGNAL CABLE, PREASSEMBLED | 788.49
6FX5002-2CF02-2AB0 | SIGNAL CABLE, PREASSEMBLED | 793.76
6FX5002-2CF02-2EA0 | SIGNAL CABLE, PREASSEMBLED | 1050.8
6FX5002-2CF02-2GA0 | SIGNAL CABLE, PREASSEMBLED | 1184.89
6FX5002-2CF02-2GF0 | SIGNAL CABLE, PREASSEMBLED | 1217.95
6FX5002-2CF02-2HF0 | SIGNAL CABLE, PREASSEMBLED | 1285
6FX5002-2CF04-1AK0 | SIGNAL CABLE, PREASSEMBLED,EXT. | 204.5
6FX5002-2CF04-1BB0 | SIGNAL CABLE, PREASSEMBLED,EXT. | 217.74
6FX5002-2CF04-1BC0 | SIGNAL CABLE, PREASSEMBLED,EXT. | 224.38
6FX5002-2CF04-1BD0 | SIGNAL CABLE, PREASSEMBLED,EXT. | 231.01
6FX5002-2CF04-1BE0 | SIGNAL CABLE, PREASSEMBLED,EXT. | 237.54
6FX5002-2CF04-1EF0 | SIGNAL CABLE, PREASSEMBLED,EXT. | 444.02
6FX5002-2CF04-1FA0 | SIGNAL CABLE, PREASSEMBLED,EXT. | 475.67
6FX5002-2CF04-1FF0 | SIGNAL CABLE, PREASSEMBLED,EXT. | 508.73
6FX5002-2CF04-1GA0 | SIGNAL CABLE, PREASSEMBLED,EXT. | 542.75
6FX5002-2CF10-1AF0 | SIGNAL CABLE, PREASSEMBLED | 154.61
6FX5002-2CF10-1AG0 | SIGNAL CABLE, PREASSEMBLED | 160.72
6FX5002-2CF10-1BA0 | SIGNAL CABLE, PREASSEMBLED | 185.28
6FX5002-2CF10-1BF0 | SIGNAL CABLE, PREASSEMBLED | 215.91
6FX5002-5CA48-1AK5 | POWER CABLE, PREASSEMBLED,EXT. | 465.6
6FX5002-5CA48-1BA0 | POWER CABLE, PREASSEMBLED,EXT. | 465.72
6FX5002-5CA48-1BB0 | POWER CABLE, PREASSEMBLED,EXT. | 474.57
6FX5002-5CA48-1BC0 | POWER CABLE, PREASSEMBLED,EXT. | 483.46
6FX5002-5CA48-1CE0 | POWER CABLE, PREASSEMBLED,EXT. | 589.42
6FX5002-5CA48-1CE5 | POWER CABLE, PREASSEMBLED,EXT. | 598.26
6FX5002-5CA48-1CF0 | POWER CABLE, PREASSEMBLED,EXT. | 598.5
6FX5002-5CA48-1CG0 | POWER CABLE, PREASSEMBLED,EXT. | 607.51
6FX5002-5CA58-1AD5 | POWER CABLE, PREASSEMBLED,EXT. | 433.14
6FX5002-5CA58-1AE0 | POWER CABLE, PREASSEMBLED,EXT. | 433.35
6FX5002-5CA58-1AE5 | POWER CABLE, PREASSEMBLED,EXT. | 444.5
6FX5002-5CA58-1AF0 | POWER CABLE, PREASSEMBLED,EXT. | 444.41
6FX5002-5CA58-1BJ0 | POWER CABLE, PREASSEMBLED,EXT. | 589.63
6FX5002-5CA58-1BK0 | POWER CABLE, PREASSEMBLED,EXT. | 600.74
6FX5002-5CA58-1CA0 | POWER CABLE, PREASSEMBLED,EXT. | 611.82
6FX5002-5CA58-1CD0 | POWER CABLE, PREASSEMBLED,EXT. | 645.35
6FX5002-5CA68-1BC0 | POWER CABLE PREASSEMBLED,EXT. | 557.29
6FX5002-5CA68-1CA0 | POWER CABLE PREASSEMBLED,EXT. | 702.97
6FX5002-5CA68-1CF0 | POWER CABLE PREASSEMBLED,EXT. | 793.38
6FX5002-5CA68-1DA0 | POWER CABLE PREASSEMBLED,EXT. | 883.33
6FX5002-5CE02-1AB8 | POWER CABLE, PREASSEMBLED | 202.76
6FX5002-5CE04-1AG5 | POWER CABLE, PREASSEMBLED | 289.66
6FX5002-5CE04-1AH0 | POWER CABLE, PREASSEMBLED | 289.66
6FX5002-5CE04-1AJ0 | POWER CABLE, PREASSEMBLED | 298.22
6FX5002-5CE04-1AK0 | POWER CABLE, PREASSEMBLED | 306.76
6FX5002-5CS01-1DE5 | POWER CABLE, PREASSEMBLED | 435.91
6FX5002-5CS01-1DF5 | POWER CABLE, PREASSEMBLED | 440.97
6FX5002-5CS01-1DG5 | POWER CABLE, PREASSEMBLED | 446.04
6FX5002-5CS01-1DH0 | POWER CABLE, PREASSEMBLED | 446.04
6FX5002-5CS01-1EH0 | POWER CABLE, PREASSEMBLED | 496.43
6FX5002-5CS01-1EH5 | POWER CABLE, PREASSEMBLED | 501.47
6FX5002-5CS01-1EJ5 | POWER CABLE, PREASSEMBLED | 506.43
6FX5002-5CS01-1EK0 | POWER CABLE, PREASSEMBLED | 506.38
6FX5002-5CS01-1FH5 | POWER CABLE, PREASSEMBLED | 551.9
6FX5002-5CS01-1FJ0 | POWER CABLE, PREASSEMBLED | 551.82
6FX5002-5CS01-1FJ5 | POWER CABLE, PREASSEMBLED | 556.86
6FX5002-5CS01-1FK0 | POWER CABLE, PREASSEMBLED | 556.83
6FX5002-5CS01-1KK8 | POWER CABLE, PREASSEMBLED | 763.05
6FX5002-5CS01-2AE0 | POWER CABLE, PREASSEMBLED | 783.69
6FX5002-5CS01-2AG0 | POWER CABLE, PREASSEMBLED | 793.82
6FX5002-2CF02-2DA0 | SIGNAL CABLE, PREASSEMBLED | 985.74
6FX5002-2CF02-2JA0 | SIGNAL CABLE, PREASSEMBLED | 1316.68
6FX5002-2CF04-1AA0 | SIGNAL CABLE, PREASSEMBLED,EXT. | 145
6FX5002-2CF04-1AG0 | SIGNAL CABLE, PREASSEMBLED,EXT. | 184.76
6FX5002-2CF04-1AJ0 | SIGNAL CABLE, PREASSEMBLED,EXT. | 197.95
6FX5002-2CF04-1BG0 | SIGNAL CABLE, PREASSEMBLED,EXT. | 250.86
6FX5002-2CF04-1BJ0 | SIGNAL CABLE, PREASSEMBLED,EXT. | 264.09
6FX5002-2CF04-1DA0 | SIGNAL CABLE, PREASSEMBLED,EXT. | 343.58
6FX5002-2CF04-1DJ5 | SIGNAL CABLE, PREASSEMBLED,EXT. | 403.16
6FX5002-2CF04-1HA0 | SIGNAL CABLE, PREASSEMBLED,EXT. | 607.51
6FX5002-2CF04-1JA0 | SIGNAL CABLE, PREASSEMBLED,EXT. | 674.54
6FX5002-2CF10-1AC0 | SIGNAL CABLE, PREASSEMBLED | 136.25
6FX5002-2CF10-1AE0 | SIGNAL CABLE, PREASSEMBLED | 148.47
6FX5002-2CF10-1CA0 | SIGNAL CABLE, PREASSEMBLED | 246.52
6FX5002-2CF10-1DA0 | SIGNAL CABLE, PREASSEMBLED | 307.83
6FX5002-5CA48-1AE0 | POWER CABLE, PREASSEMBLED,EXT. | 412.25
6FX5002-5CA48-1AJ0 | POWER CABLE, PREASSEMBLED,EXT. | 447.92
6FX5002-5CA48-1BE0 | POWER CABLE, PREASSEMBLED,EXT. | 501.05
6FX5002-5CA48-1BG0 | POWER CABLE, PREASSEMBLED,EXT. | 519.13
6FX5002-5CA48-1CA0 | POWER CABLE, PREASSEMBLED,EXT. | 554.08
6FX5002-5CA48-1CC0 | POWER CABLE, PREASSEMBLED,EXT. | 571.84
6FX5002-5CA48-1CK0 | POWER CABLE, PREASSEMBLED,EXT. | 633.89
6FX5002-5CA48-1DC0 | POWER CABLE, PREASSEMBLED,EXT. | 660.62
6FX5002-5CA58-1AC5 | POWER CABLE, PREASSEMBLED,EXT. | 421.98
6FX5002-5CA58-1AD0 | POWER CABLE, PREASSEMBLED,EXT. | 421.98
6FX5002-5CA58-1AG0 | POWER CABLE, PREASSEMBLED,EXT. | 455.51
6FX5002-5CA58-1AH5 | POWER CABLE, PREASSEMBLED,EXT. | 478
6FX5002-5CA58-1BE0 | POWER CABLE, PREASSEMBLED,EXT. | 545.02
6FX5002-5CA58-1BG0 | POWER CABLE, PREASSEMBLED,EXT. | 567.17
6FX5002-5CA58-1DD0 | POWER CABLE, PREASSEMBLED,EXT. | 757.28
6FX5002-5CA68-1AB0 | POWER CABLE PREASSEMBLED,EXT. | 358.02
6FX5002-5CA68-1AH0 | POWER CABLE PREASSEMBLED,EXT. | 466.66
6FX5002-5CA68-1AK0 | POWER CABLE PREASSEMBLED,EXT. | 502.96
6FX5002-5CE02-1AC5 | POWER CABLE, PREASSEMBLED | 208.73
6FX5002-5CE02-1AE0 | POWER CABLE, PREASSEMBLED | 214.64
6FX5002-5CE04-1AE0 | POWER CABLE, PREASSEMBLED | 264.02
6FX5002-5CE04-1AG0 | POWER CABLE, PREASSEMBLED | 281.11
6FX5002-5CS01-1CG3 | POWER CABLE, PREASSEMBLED | 395.66
6FX5002-5CS01-1CJ5 | POWER CABLE, PREASSEMBLED | 405.62
6FX5002-5CS01-1DC5 | POWER CABLE, PREASSEMBLED | 425.82
6FX5002-5CS01-1DD3 | POWER CABLE, PREASSEMBLED | 430.89
6FX5002-5CS01-1DJ5 | POWER CABLE, PREASSEMBLED | 456.04
6FX5002-5CS01-1DK5 | POWER CABLE, PREASSEMBLED | 461.07
6FX5002-5CS01-1EC5 | POWER CABLE, PREASSEMBLED | 476.22
6FX5002-5CS01-1EE5 | POWER CABLE, PREASSEMBLED | 486.28
6FX5002-5CS01-1EG5 | POWER CABLE, PREASSEMBLED | 496.43
6FX5002-5CS01-1EK5 | POWER CABLE, PREASSEMBLED | 511.44
6FX5002-5CS01-1FB0 | POWER CABLE, PREASSEMBLED | 516.57
6FX5002-5CS01-1FF5 | POWER CABLE, PREASSEMBLED | 541.79
6FX5002-5CS01-1FG5 | POWER CABLE, PREASSEMBLED | 546.86
6FX5002-5CS01-1FK5 | POWER CABLE, PREASSEMBLED | 561.89
6FX5002-5CS01-1GE0 | POWER CABLE, PREASSEMBLED | 582.52
6FX5002-5CS01-1GK0 | POWER CABLE, PREASSEMBLED | 607.67
6FX5002-5CS01-1HK0 | POWER CABLE, PREASSEMBLED | 658.54
6FX5002-5CS01-1JC0 | POWER CABLE, PREASSEMBLED | 671.93
6FX5002-5CS01-2EG0 | POWER CABLE, PREASSEMBLED | 995.45
6FX5002-5CS01-2GF0 | POWER CABLE, PREASSEMBLED | 1091.67
6FX5002-5CS02-1AE5 | POWER CABLE, PREASSEMBLED | 222.57
6FX5002-5CS02-1AF2 | POWER CABLE, PREASSEMBLED | 227.64
6FX5002-5CS02-1AG5 | POWER CABLE, PREASSEMBLED | 232.7
6FX5002-5CS01-2CG0 | POWER CABLE, PREASSEMBLED | 894.66
6FX5002-5CS02-1AH0 | POWER CABLE, PREASSEMBLED | 232.7
6FX5002-5CS02-1AJ5 | POWER CABLE, PREASSEMBLED | 242.71
6FX5002-5CS02-1AK0 | POWER CABLE, PREASSEMBLED | 242.66
6FX5002-5CS02-1AK5 | POWER CABLE, PREASSEMBLED | 247.72
6FX5002-5CS02-1DH0 | POWER CABLE, PREASSEMBLED | 383.94
6FX5002-5CS02-1EB0 | POWER CABLE, PREASSEMBLED | 404.05
6FX5002-5CS02-1FB0 | POWER CABLE, PREASSEMBLED | 454.47
6FX5002-5CS02-1FF0 | POWER CABLE, PREASSEMBLED | 474.65
6FX5002-5CS02-1FJ0 | POWER CABLE, PREASSEMBLED | 489.72
6FX5002-5CS06-1CD0 | POWER CABLE PREASSEMBLED | 290.17
6FX5002-5CS06-1CE0 | POWER CABLE PREASSEMBLED | 294.17
6FX5002-5CS06-1CG0 | POWER CABLE PREASSEMBLED | 302.13
6FX5002-5CS06-1CJ0 | POWER CABLE PREASSEMBLED | 310.07
6FX5002-5CS11-1AG3 | POWER CABLE, PREASSEMBLED | 308.53
6FX5002-5CS11-1AG5 | POWER CABLE, PREASSEMBLED | 308.53
6FX5002-5CS11-1AH3 | POWER CABLE, PREASSEMBLED | 315.2
6FX5002-5CS11-1AH5 | POWER CABLE, PREASSEMBLED | 315.2
6FX5002-5CS11-1BH0 | POWER CABLE, PREASSEMBLED | 375.15
6FX5002-5CS11-1BH5 | POWER CABLE, PREASSEMBLED | 381.83
6FX5002-5CS11-1BJ5 | POWER CABLE, PREASSEMBLED | 388.51
6FX5002-5CS11-1BK0 | POWER CABLE, PREASSEMBLED | 388.54
6FX5002-5CS11-1CG5 | POWER CABLE, PREASSEMBLED | 441.96
6FX5002-5CS11-1CJ0 | POWER CABLE, PREASSEMBLED | 448.67
6FX5002-5CS11-1CJ5 | POWER CABLE, PREASSEMBLED | 455.34
6FX5002-5CS11-1CK0 | POWER CABLE, PREASSEMBLED | 455.36
6FX5002-5CS11-1DH0 | POWER CABLE, PREASSEMBLED | 508.58
6FX5002-5CS11-1DH5 | POWER CABLE, PREASSEMBLED | 515.24
6FX5002-5CS11-1DJ0 | POWER CABLE, PREASSEMBLED | 515.28
6FX5002-5CS11-1DJ5 | POWER CABLE, PREASSEMBLED | 521.94
6FX5002-5CS11-1EG5 | POWER CABLE, PREASSEMBLED | 574.46
6FX5002-5CS11-1EH0 | POWER CABLE, PREASSEMBLED | 574.48
6FX5002-5CS11-1EH5 | POWER CABLE, PREASSEMBLED | 581.14
6FX5002-5CS11-1EJ0 | POWER CABLE, PREASSEMBLED | 581.17
6DR5012-0EM01-0AA0 | SIPART PS2 2-L SA SST | 3147.79
6DR5012-0EM01-0AA3 | SIPART PS2 2-L SA SST | 3347.28
6DR5012-0EM10-0AA0 | SIPART PS2 2-L SA SST | 3054.78
6DR5012-0EM21-0AA0 | SIPART PS2 2-L SA SST | 3760.95
6DR5012-0EN00-0AA0 | SIPART PS2 2-L SA SST | 2746.36
6DR5012-0NM20-0AA3 | SIPART PS2 2-L SA SST | 3457.43
6DR5012-0NN00-0AA0 | SIPART PS2 2-L SA SST | 2644.78
6DR5012-0NN01-0AA0 | SIPART PS2 2-L SA SST | 3046.2
6DR5012-0NN01-0AA3 | SIPART PS2 2-L SA SST | 3245.69
6DR5015-0EG00-0BA0 | SIPART PS2 2-L SA Alu Ex proof | 2278.85
6DR5015-0EG01-0AA1 | SIPART PS2 2-L SA Alu Ex proof | 2850.39
6DR5015-0EG01-0BA0 | SIPART PS2 2-L SA Alu Ex proof | 2650.9
6DR5015-0EG10-0AA0 | SIPART PS2 2-L SA Alu Ex proof | 2587.26
6DR5015-0EM11-0AA3 | SIPART PS2 2-L SA Alu Ex proof | 3158.81
6DR5015-0EN00-0AA1 | SIPART PS2 2-L SA Alu Ex proof | 2478.34
6DR5015-0EN00-0AA3 | SIPART PS2 2-L SA Alu Ex proof | 2478.34
6DR5015-0EN00-0BA0 | SIPART PS2 2-L SA Alu Ex proof | 2278.85
6DR5015-0EN00-0BA3 | SIPART PS2 2-L SA Alu Ex proof | 2478.34
6DR5015-0EQ00-0AA3 | SIPART PS2 2-L SA Alu Ex proof | 2478.34
6DR5015-0EQ01-0AA1 | SIPART PS2 2-L SA Alu Ex proof | 2850.39
6DR5015-0EQ10-0AA1 | SIPART PS2 2-L SA Alu Ex proof | 2786.75
6DR5015-0EQ11-0AA0 | SIPART PS2 2-L SA Alu Ex proof | 2959.32
6DR5020-0EG03-0AA0 | SIPART PS2 2wire without HART DA | 2067.12
6DR5020-0EG03-0AA2 | SIPART PS2 2wire without HART DA | 2298.42
6DR5020-0EG10-0AA0 | SIPART PS2 2wire without HART DA | 1828.46
6DR5020-0EG10-0AA0-ZY17 | SIPART PS2 2wire without HART DA | 1848.04
6DR5020-0EG23-0AA0 | SIPART PS2 2wire without HART DA | 2680.27
6FX5002-5CS11-1AB0 | POWER CABLE, PREASSEMBLED | 268.5
6FX5002-5CS11-1AB5 | POWER CABLE, PREASSEMBLED | 275.16
6FX5002-5CS11-1AC0 | POWER CABLE, PREASSEMBLED | 275.16
6FX5002-5CS11-1BA5 | POWER CABLE, PREASSEMBLED | 335.11
6FX5002-5CS11-1BB0 | POWER CABLE, PREASSEMBLED | 335.11
6FX5002-5CS11-1BB5 | POWER CABLE, PREASSEMBLED | 341.77
6FX5002-5CS11-1BC5 | POWER CABLE, PREASSEMBLED | 348.43
6FX5002-5CS11-1CC0 | POWER CABLE, PREASSEMBLED | 408.59
6FX5002-5CS11-1CC5 | POWER CABLE, PREASSEMBLED | 415.25
6FX5002-5CS11-1CD0 | POWER CABLE, PREASSEMBLED | 415.25
6FX5002-5CS11-1CD5 | POWER CABLE, PREASSEMBLED | 421.91
6FX5002-5CS11-1DC5 | POWER CABLE, PREASSEMBLED | 481.84
6FX5002-5CS11-1DD0 | POWER CABLE, PREASSEMBLED | 481.84
6FX5002-5CS11-1DD5 | POWER CABLE, PREASSEMBLED | 488.52
6FX5002-5CS11-1DE0 | POWER CABLE, PREASSEMBLED | 488.46
6FX5002-5CS11-1EB5 | POWER CABLE, PREASSEMBLED | 541.08
6FX5002-5CS11-1EC0 | POWER CABLE, PREASSEMBLED | 541.08
6FX5002-5CS11-1EC5 | POWER CABLE, PREASSEMBLED | 547.74
6FX5002-5CS11-1ED0 | POWER CABLE, PREASSEMBLED | 547.74
6DR5012-0EG00-0AA0 | SIPART PS2 2-L SA SST | 2746.36
6DR5012-0EG00-0AA1 | SIPART PS2 2-L SA SST | 2945.85
6DR5012-0EG00-0BA0 | SIPART PS2 2-L SA SST | 2746.36
6DR5012-0EG01-0AA0 | SIPART PS2 2-L SA SST | 3147.79
6DR5012-0KG00-0AA0 | SIPART PS2 2-L SA SST | 2785.52
6DR5012-0NG00-0AA0 | SIPART PS2 2-L SA SST | 2644.78
6DR5012-0NG00-0AA1 | SIPART PS2 2-L SA SST | 2844.27
6DR5012-0NG01-0AA0 | SIPART PS2 2-L SA SST | 3046.2
6DR5013-0GG00-0AA0 | SIPART PS2 2wire without HART SA Alu | 1419.69
6DR5013-0GG01-0AA0 | SIPART PS2 2wire without HART SA Alu | 1821.12
6DR5013-0GG11-0AA0 | SIPART PS2 2wire without HART SA Alu | 2129.53
6DR5013-0GG20-0AA0 | SIPART PS2 2wire without HART SA Alu | 2032.84
6DR5013-0KM01-0AA0 | SIPART PS2 2wire without HART SA Alu | 1860.27
6DR5015-0EM00-0AA1 | SIPART PS2 2-L SA Alu Ex proof | 2478.34
6DR5015-0EM00-0AA3 | SIPART PS2 2-L SA Alu Ex proof | 2478.34
6DR5015-0EM01-0AA0 | SIPART PS2 2-L SA Alu Ex proof | 2650.9
6DR5015-0EM01-0AA1 | SIPART PS2 2-L SA Alu Ex proof | 2850.39
6DR5015-0EN01-0BA3 | SIPART PS2 2-L SA Alu Ex proof | 2850.39
6DR5015-0EN10-0AA0 | SIPART PS2 2-L SA Alu Ex proof | 2587.26
6DR5015-0EN11-0AA3 | SIPART PS2 2-L SA Alu Ex proof | 3158.81
6DR5015-0EN11-0BA0 | SIPART PS2 2-L SA Alu Ex proof | 2959.32
6DR5020-0EG00-0BA2 | SIPART PS2 2wire without HART DA | 1751.35
6DR5020-0EG01-0AA2 | SIPART PS2 2wire without HART DA | 2152.79
6DR5020-0EG01-0AA4 | SIPART PS2 2wire without HART DA | 2152.79
6DR5020-0EG01-0BA2 | SIPART PS2 2wire without HART DA | 2152.79
6DR5020-0EG11-0AA2 | SIPART PS2 2wire without HART DA | 2461.2
6DR5020-0EG11-0AA4 | SIPART PS2 2wire without HART DA | 2461.2
6DR5020-0EG11-0BA2 | SIPART PS2 2wire without HART DA | 2461.2
6DR5020-0EG13-0AA0 | SIPART PS2 2wire without HART DA | 2375.54
6DR5020-0EM01-0AA2 | SIPART PS2 2wire without HART DA | 2152.79
6DR5020-0EM01-0AA4 | SIPART PS2 2wire without HART DA | 2152.79
6DR5020-0EM10-0AA0 | SIPART PS2 2wire without HART DA | 1828.46
6DR5020-0EM10-0AA4 | SIPART PS2 2wire without HART DA | 2059.76
6DR5020-0EN01-0BA4 | SIPART PS2 2wire without HART DA | 2152.79
6DR5020-0EN03-0AA0 | SIPART PS2 2wire without HART DA | 2067.12
6DR5020-0EN03-0AA4 | SIPART PS2 2wire without HART DA | 2298.42
6DR5020-0EN10-0AA0 | SIPART PS2 2wire without HART DA | 1828.46
6DR5020-0EP00-0AA4 | SIPART PS2 2wire without HART DA | 1751.35
6DR5020-0EP00-0BA2 | SIPART PS2 2wire without HART DA | 1751.35
6DR5020-0EP01-0AA0 | SIPART PS2 2wire without HART DA | 1921.47
6FX5002-5CS02-1BB0 | POWER CABLE, PREASSEMBLED | 252.79
6FX5002-5CS02-1BG0 | POWER CABLE, PREASSEMBLED | 278.03
6FX5002-5CS02-1DC0 | POWER CABLE, PREASSEMBLED | 358.67
6FX5002-5CS02-1DG0 | POWER CABLE, PREASSEMBLED | 378.9
6FX5002-5CS02-2AA0 | POWER CABLE, PREASSEMBLED | 701.44
6FX5002-5CS06-1AD2 | POWER CABLE PREASSEMBLED | 214.56
6FX5002-5CS06-1BH5 | POWER CABLE PREASSEMBLED | 270.28
6FX5002-5CS06-1CB0 | POWER CABLE PREASSEMBLED | 282.22
6FX5002-5CS06-1DC5 | POWER CABLE PREASSEMBLED | 330
6FX5002-5CS06-1CH0 | POWER CABLE PREASSEMBLED | 306.11
6FX5002-5CS11-1AD5 | POWER CABLE, PREASSEMBLED | 288.48
6FX5002-5CS11-1AG0 | POWER CABLE, PREASSEMBLED | 301.85
6FX5002-5CS11-1AJ2 | POWER CABLE, PREASSEMBLED | 321.9
6FX5002-5CS11-1AK0 | POWER CABLE, PREASSEMBLED | 321.91
6FX5002-5CS11-1BE5 | POWER CABLE, PREASSEMBLED | 361.7
6FX5002-5CS11-1BG0 | POWER CABLE, PREASSEMBLED | 368.48
6FX5002-5CS11-1CA5 | POWER CABLE, PREASSEMBLED | 401.93
6FX5002-5CS11-1CB5 | POWER CABLE, PREASSEMBLED | 408.59
6FX5002-5CS11-1CE0 | POWER CABLE, PREASSEMBLED | 421.86
6FX5002-5CS11-1CF5 | POWER CABLE, PREASSEMBLED | 435.23
6FX5002-5CS11-1DA5 | POWER CABLE, PREASSEMBLED | 468.54
6FX5002-5CS11-1DB5 | POWER CABLE, PREASSEMBLED | 475.2
6FX5002-5CS11-1DF5 | POWER CABLE, PREASSEMBLED | 501.83
6FX5002-5CS11-1DG5 | POWER CABLE, PREASSEMBLED | 508.57
6FX5002-5CS11-1DK0 | POWER CABLE, PREASSEMBLED | 521.95
6FX5002-5CS11-1EA5 | POWER CABLE, PREASSEMBLED | 534.43
6FX5002-5CS11-1EE0 | POWER CABLE, PREASSEMBLED | 554.35
6FX5002-5CS11-1EF5 | POWER CABLE, PREASSEMBLED | 567.72
6DR5012-0DG01-0BA0 | SIPART PS2 2-L SA SST | 3147.79
6DR5012-0EG30-0AA1 | SIPART PS2 2-L SA SST | 3331.38
6DR5012-0EM00-0AA3 | SIPART PS2 2-L SA SST | 2945.85
6DR5012-0EN30-0AA3 | SIPART PS2 2-L SA SST | 3331.38
6DR5012-0GG00-0AA0 | SIPART PS2 2-L SA SST | 2746.36
6DR5012-0NG10-0AA1 | SIPART PS2 2-L SA SST | 3152.68
6DR5012-0NM00-0AA0 | SIPART PS2 2-L SA SST | 2644.78
6DR5013-0EG00-0AA0 | SIPART PS2 2wire without HART SA Alu | 1419.69
6DR5013-0EG20-0AA0 | SIPART PS2 2wire without HART SA Alu | 2032.84
6DR5015-0EG00-0AA1-ZY15 | SIPART PS2 2-L SA Alu Ex proof | 2497.91
6DR5015-0EG00-0AA9-ZC20R1C | SIPART PS2 2-L SA Alu Ex proof | 3016.84
6DR5015-0EG10-0AA1 | SIPART PS2 2-L SA Alu Ex proof | 2786.75
6DR5015-0EG11-0AA1 | SIPART PS2 2-L SA Alu Ex proof | 3158.81
6DR5015-0EM10-0AA0 | SIPART PS2 2-L SA Alu Ex proof | 2587.26
6DR5015-0EM11-0AA0 | SIPART PS2 2-L SA Alu Ex proof | 2959.32
6DR5015-0EN01-0AA0-ZF01 | SIPART PS2 2-L SA Alu Ex proof | 2890.78
6DR5015-0EN01-0AA3 | SIPART PS2 2-L SA Alu Ex proof | 2850.39
6DR5015-0EP00-0AA1 | SIPART PS2 2-L SA Alu Ex proof | 2478.34
6DR5015-0EP01-0AA1 | SIPART PS2 2-L SA Alu Ex proof | 2850.39
6DR5016-0EM00-0AA0 | SIPART PS2 2-L SA SST Ex proof | 4520.97
6DR5020-0EG00-0AB0 | SIPART PS2 2wire without HART DA | 1520.05
6DR5020-0EG01-0KA0 | SIPART PS2 2wire without HART DA | 1921.47
6DR5020-0EG02-0AA2 | SIPART PS2 2wire without HART DA | 1908
6DR5020-0EG10-0AA2 | SIPART PS2 2wire without HART DA | 2059.76
6DR5020-0EG10-0BA0 | SIPART PS2 2wire without HART DA | 1828.46
6DR5020-0EG20-0AA2 | SIPART PS2 2wire without HART DA | 2364.52
6DR5020-0EG21-0AA0 | SIPART PS2 2wire without HART DA | 2534.64
6DR5020-0EM00-0AA0 | SIPART PS2 2wire without HART DA | 1520.05
6DR5020-0EM01-0AA0 | SIPART PS2 2wire without HART DA | 1921.47
6DR5020-0EM10-0BA0 | SIPART PS2 2wire without HART DA | 1828.46
6DR5020-0EN00-0AA2 | SIPART PS2 2wire without HART DA | 1751.35
6DR5020-0EN01-0AA2 | SIPART PS2 2wire without HART DA | 2152.79
6DR5020-0EG23-0AA2 | SIPART PS2 2wire without HART DA | 2911.59
6DR5020-0EG30-0AA0 | SIPART PS2 2wire without HART DA | 1905.56
6DR5020-0EG31-0AA0 | SIPART PS2 2wire without HART DA | 2307
6DR5020-0EN00-0BA0 | SIPART PS2 2wire without HART DA | 1520.05
6DR5020-0EN00-0BA2 | SIPART PS2 2wire without HART DA | 1751.35
6DR5020-0EN00-0BA2-ZA20 | SIPART PS2 2wire without HART DA | 1758.69
6DR5020-0EN00-0BA4 | SIPART PS2 2wire without HART DA | 1751.35
6DR5020-0EN20-0AA0 | SIPART PS2 2wire without HART DA | 2133.2
6DR5020-0EN20-0AA4 | SIPART PS2 2wire without HART DA | 2364.52
6DR5020-0EN21-0AA0 | SIPART PS2 2wire without HART DA | 2534.64
6DR5020-0EN21-0AA4 | SIPART PS2 2wire without HART DA | 2765.94
6DR5210-0EG00-0AA0-ZF01S01 | SIPART PS2 4 wire with HART SA | 1967.99
6DR5210-0EG00-0AA1 | SIPART PS2 4 wire with HART SA | 1925.15
6DR5210-0EG00-0AA1-ZA40 | SIPART PS2 4 wire with HART SA | 1983.88
6DR5210-0EG00-0AA3 | SIPART PS2 4 wire with HART SA | 1925.15
6DR5210-0EG02-0AA0-ZK11 | SIPART PS2 4 wire with HART SA | 1990.01
6DR5210-0EG02-0AA1 | SIPART PS2 4 wire with HART SA | 2094.04
6DR5520-0EN10-0AA4 | SIPART PS2 PA DA | 2538.3
6DR5520-0EP00-0AA0 | SIPART PS2 PA DA | 1998.58
6DR5520-0ES00-0AA0 | SIPART PS2 PA DA | 2103.83
6DR5520-0NG02-0AA2 | SIPART PS2 PA DA | 2284.96
6DR5520-0NG02-0AA2-ZF01 | SIPART PS2 PA DA | 2524.85
6DR5520-0NG03-0AA0 | SIPART PS2 PA DA | 2444.06
6DR5520-0NG10-0AA0 | SIPART PS2 PA DA | 2205.41
6DR5520-0NM00-0BA4 | SIPART PS2 PA DA | 2128.3
6DR5520-0NM20-0BA0 | SIPART PS2 PA DA | 2510.15
6DR5520-0NN00-0AA0 | SIPART PS2 PA DA | 1897
6DR5520-0NN00-0AA2 | SIPART PS2 PA DA | 2128.3
6DR5520-0NN20-0AA4 | SIPART PS2 PA DA | 2741.47
6DR5520-0NN30-0BA0 | SIPART PS2 PA DA | 2282.51
6DR5520-0NN31-0AA2-ZY17 | SIPART PS2 PA DA | 2934.83
6DR5520-0NN31-0AA4 | SIPART PS2 PA DA | 2915.25
6DR5520-0NR01-0AA0 | SIPART PS2 PA DA | 2403.67
6DR5520-0NR10-0AA2 | SIPART PS2 PA DA | 2541.98
6DR5520-0NR20-0AA0 | SIPART PS2 PA DA | 2615.41
6DR5520-0NR30-0AA0 | SIPART PS2 PA DA | 2387.77
6DR5522-0NN00-0BA4 | SIPART PS2 PA DA SST | 3543.1
6DR5522-0NN00-0BA4-ZA20Y17 | SIPART PS2 PA DA SST | 3570.02
6DR5525-0EG00-0AA0 | SIPART PS2 PA DA Alu Ex proof | 2943.4
6DR5525-0EG00-0AA2 | SIPART PS2 PA DA Alu Ex proof | 3174.72
6DR5610-0EG00-0AA1 | SIPART PS2 FF SA | 2013.27
6DR5610-0EG00-0AA1-ZC20 | SIPART PS2 FF SA | 2065.89
6DR5610-0EG01-0AA0 | SIPART PS2 FF SA | 2215.2
6DR5610-0EG01-0AA1 | SIPART PS2 FF SA | 2414.69
6DR5610-0EN01-0AA3 | SIPART PS2 FF SA | 2414.69
6DR5610-0EN02-0BA0 | SIPART PS2 FF SA | 1970.43
6DR5610-0EN10-0AA3 | SIPART PS2 FF SA | 2321.68
6DR5610-0EP00-0AA1 | SIPART PS2 FF SA | 2013.27
6DR5610-0EP00-0BA1 | SIPART PS2 FF SA | 2013.27
6DR5610-0NM00-0AA1 | SIPART PS2 FF SA | 1911.68
6DR5610-0NM01-0AA0 | SIPART PS2 FF SA | 2113.62
6DR5610-0NN00-0AA0 | SIPART PS2 FF SA | 1712.19
6DR5610-0NN00-0AA1 | SIPART PS2 FF SA | 1911.68
6DR5612-0EG00-0AA0 | SIPART PS2 FF SA SST | 3231.01
6DR5612-0EG01-0AA0 | SIPART PS2 FF SA SST | 3632.43
6DR5612-0EM00-0AA0 | SIPART PS2 FF SA SST | 3231.01
6DR5612-0EM01-0AA0 | SIPART PS2 FF SA SST | 3632.43
6DR5615-0EG00-0AA1 | SIPART PS2 FF SA Alu Ex proof | 2960.53
6DR5615-0EG00-0AA3 | SIPART PS2 FF SA Alu Ex proof | 2960.53
6DR5615-0EG01-0AA0 | SIPART PS2 FF SA Alu Ex proof | 3133.1
6DR5615-0EG02-0AA0 | SIPART PS2 FF SA Alu Ex proof | 2917.7
6ES7656-7DM33-3BF0 | SIMATIC PCS 7 REDUNDANCY AS | 84314.8
6ES7656-7DM33-3CF0 | SIMATIC PCS 7 REDUNDANCY AS | 85027.92
6ES7656-7DM33-3CF4 | SIMATIC PCS 7 REDUNDANCY AS | 107764.37
6ES7656-7DM33-4CF1 | SIMATIC PCS 7 REDUNDANCY AS | 89903.03
6DR5020-0EP01-0AA2 | SIPART PS2 2wire without HART DA | 2152.79
6DR5020-0NG00-0AA0-ZA20Y17 | SIPART PS2 2wire without HART DA | 1445.38
6DR5210-0EG01-0AA1-ZA20Y17 | SIPART PS2 4 wire with HART SA | 2386.54
6DR5210-0EG01-0AA1-ZA40 | SIPART PS2 4 wire with HART SA | 2414.69
6DR5210-0EG01-0AA3 | SIPART PS2 4 wire with HART SA | 2355.94
6DR5210-0EG01-0AA9-ZR1AY15 | SIPART PS2 4 wire with HART SA | 2477.1
6DR5520-0NG00-0AA4 | SIPART PS2 PA DA | 2128.3
6DR5520-0NG00-0BA0 | SIPART PS2 PA DA | 1897
6DR5520-0NG00-0BA2 | SIPART PS2 PA DA | 2128.3
6DR5520-0NG00-0BA4 | SIPART PS2 PA DA | 2128.3
6DR5520-0NG21-0AA2 | SIPART PS2 PA DA | 3142.89
6DR5520-0NG30-0AA0 | SIPART PS2 PA DA | 2282.51
6DR5520-0NG31-0AA0 | SIPART PS2 PA DA | 2683.95
6DR5520-0NG31-0AA2 | SIPART PS2 PA DA | 2915.25
6DR5520-0NN01-0AA0 | SIPART PS2 PA DA | 2298.42
6DR5520-0NN01-0AA4 | SIPART PS2 PA DA | 2529.74
6DR5520-0NN01-0BA4 | SIPART PS2 PA DA | 2529.74
6DR5520-0NN02-0AA0-ZA20 | SIPART PS2 PA DA | 2061
6DR5520-0NP00-0AA0 | SIPART PS2 PA DA | 1897
6DR5520-0NP00-0AA2 | SIPART PS2 PA DA | 2128.3
6DR5520-0NP00-0BA0 | SIPART PS2 PA DA | 1897
6DR5520-0NP30-0AA2 | SIPART PS2 PA DA | 2513.83
6DR5522-0DG01-0AA0 | SIPART PS2 PA DA SST | 3814.79
6DR5522-0EG00-0AA0 | SIPART PS2 PA DA SST | 3413.37
6DR5522-0EG00-0AA0-ZA20 | SIPART PS2 PA DA SST | 3420.71
6DR5522-0EG00-0AA0-ZA20Y15 | SIPART PS2 PA DA SST | 3440.29
6DR5525-0EM01-0AA4 | SIPART PS2 PA DA Alu Ex proof | 3546.77
6DR5525-0EN00-0AA0 | SIPART PS2 PA DA Alu Ex proof | 2943.4
6DR5525-0EN00-0AA2 | SIPART PS2 PA DA Alu Ex proof | 3174.72
6DR5525-0EN00-0AA4 | SIPART PS2 PA DA Alu Ex proof | 3174.72
6DR5525-0EN00-0BA0 | SIPART PS2 PA DA Alu Ex proof | 2943.4
6DR5610-0EM00-0AA3 | SIPART PS2 FF SA | 2013.27
6DR5610-0EM00-0AA3-ZA20Y17 | SIPART PS2 FF SA | 2040.19
6DR5610-0EM01-0AA3-ZY15Y17 | SIPART PS2 FF SA | 2453.86
6DR5610-0EM01-0AA9-ZA40K18R1D | SIPART PS2 FF SA | 3120.87
6DR5610-0NG00-0AA1-ZA40 | SIPART PS2 FF SA | 1966.75
6DR5610-0NG00-0BA0 | SIPART PS2 FF SA | 1712.19
6DR5610-0NG00-0BA1 | SIPART PS2 FF SA | 1911.68
6DR5610-0NG01-0AA0 | SIPART PS2 FF SA | 2113.62
6DR5610-0NN10-0AA3 | SIPART PS2 FF SA | 2220.1
6DR5610-0NN20-0AA0 | SIPART PS2 FF SA | 2325.34
6DR5610-0NN20-0AA3 | SIPART PS2 FF SA | 2524.85
6DR5610-0NN30-0AA3 | SIPART PS2 FF SA | 2297.21
6DR5612-0NG00-0AA0 | SIPART PS2 FF SA SST | 3129.43
6DR5612-0NM20-0AA0 | SIPART PS2 FF SA SST | 3742.59
6DR5612-0NN00-0AA0 | SIPART PS2 FF SA SST | 3129.43
6DR5613-0EG00-0AA0 | SIPART PS2 FF SA Alu | 1899.45
6DR5615-0EN00-0AA3 | SIPART PS2 FF SA Alu Ex proof | 2960.53
6ES7656-7DM33-1EF0 | SIMATIC PCS 7 REDUNDANCY AS | 88397.34
6ES7656-7DM33-1EF1 | SIMATIC PCS 7 REDUNDANCY AS | 94081.45
6ES7656-7DM33-1GF0 | SIMATIC PCS 7 REDUNDANCY AS | 84340.26
6ES7656-7DM34-1DF0 | SIMATIC PCS 7 REDUNDANCY AS | 94078.45
6ES7656-7DM34-1EF0 | SIMATIC PCS 7 REDUNDANCY AS | 97350.5
6ES7656-7DM34-2CF0 | SIMATIC PCS 7 REDUNDANCY AS | 93067.18
6ES7656-7DM34-2CF1 | SIMATIC PCS 7 REDUNDANCY AS | 98751.29
6ES7656-7DM34-3DF0 | SIMATIC PCS 7 REDUNDANCY AS | 94217.78
6ES7656-7EB33-1CF0 | SIMATIC PCS 7 REDUNDANCY AS | 47176.31
6ES7656-7EE33-2BF0 | SIMATIC PCS 7 REDUNDANCY AS | 59969.3
6ES7656-7EE33-2CF0 | SIMATIC PCS 7 REDUNDANCY AS | 60682.44
6ES7656-7EM30-1BF0 | SIMATIC PCS 7 REDUNDANCY AS | 79887.66
6ES7656-7EM33-1EF1 | SIMATIC PCS 7 REDUNDANCY AS | 98746.8
6ES7656-7EM33-1GF0 | SIMATIC PCS 7 REDUNDANCY AS | 89005.61
6ES7656-7EM33-1GF1 | SIMATIC PCS 7 REDUNDANCY AS | 94689.72
6ES7656-7EM33-1HF0 | SIMATIC PCS 7 REDUNDANCY AS | 89646.83
6DR5020-0EN01-0AA4-ZA40 | SIPART PS2 2wire without HART DA | 2207.86
6DR5020-0EN10-0BA4-ZA40 | SIPART PS2 2wire without HART DA | 2114.85
6DR5020-0EN11-0AA4 | SIPART PS2 2wire without HART DA | 2461.2
6DR5020-0EN30-0AA0 | SIPART PS2 2wire without HART DA | 1905.56
6DR5020-0EP00-0AA0 | SIPART PS2 2wire without HART DA | 1520.05
6DR5020-0NG00-0AA0-ZA40 | SIPART PS2 2wire without HART DA | 1473.53
6DR5020-0NG00-0AA0-ZY15 | SIPART PS2 2wire without HART DA | 1438.04
6DR5210-0EG00-0BA0 | SIPART PS2 4 wire with HART SA | 1710.96
6DR5210-0EG00-0BA3 | SIPART PS2 4 wire with HART SA | 1925.15
6DR5210-0EG01-0BA0 | SIPART PS2 4 wire with HART SA | 2141.77
6DR5210-0EG01-0BA1 | SIPART PS2 4 wire with HART SA | 2355.94
6DR5520-0NG00-0AA0-ZF01 | SIPART PS2 PA DA | 2136.88
6DR5520-0NG00-0AA2-ZA20 | SIPART PS2 PA DA | 2135.64
6DR5520-0NG01-0AA2 | SIPART PS2 PA DA | 2529.74
6DR5520-0NG02-0AA0-ZY25 | SIPART PS2 PA DA | 2073.23
6DR5520-0NG11-0AA0 | SIPART PS2 PA DA | 2606.84
6DR5520-0NG11-0BA2 | SIPART PS2 PA DA | 2838.16
6DR5520-0NG20-0AA0 | SIPART PS2 PA DA | 2510.15
6DR5520-0NG31-0AA2-ZY17 | SIPART PS2 PA DA | 2934.83
6DR5520-0NM00-0AA0 | SIPART PS2 PA DA | 1897
6DR5520-0NN00-0AA9-ZF01R2B | SIPART PS2 PA DA | 2483.23
6DR5520-0NN00-0BA0-ZY15 | SIPART PS2 PA DA | 1916.58
6DR5520-0NN02-0AA4 | SIPART PS2 PA DA | 2284.96
6DR5520-0NN12-0AA2 | SIPART PS2 PA DA | 2593.37
6DR5520-0NN13-0BA4-ZA20Y17 | SIPART PS2 PA DA | 3010.71
6DR5520-0NN31-0AA4-ZY17 | SIPART PS2 PA DA | 2934.83
6DR5520-0NN31-0BA2 | SIPART PS2 PA DA | 2915.25
6DR5520-0NR00-0AA0 | SIPART PS2 PA DA | 2002.25
6DR5520-0NR00-0BA0 | SIPART PS2 PA DA | 2002.25
6DR5520-0NS00-0AA0 | SIPART PS2 PA DA | 2002.25
6DR5520-0NS00-0AA4 | SIPART PS2 PA DA | 2233.56
6DR5520-0NS02-0AA4 | SIPART PS2 PA DA | 2390.22
6DR5522-0KG00-0AA2 | SIPART PS2 PA DA SST | 3683.84
6DR5522-0NG30-0AA0 | SIPART PS2 PA DA SST | 3697.31
6DR5525-0EM00-0AA0 | SIPART PS2 PA DA Alu Ex proof | 2943.4
6DR5525-0EM01-0AA0 | SIPART PS2 PA DA Alu Ex proof | 3315.46
6DR5525-0EN01-0AA0 | SIPART PS2 PA DA Alu Ex proof | 3315.46
6DR5610-0EG00-0AA0-ZY25 | SIPART PS2 FF SA | 1833.36
6DR5610-0EG02-0AA1 | SIPART PS2 FF SA | 2169.92
6DR5610-0EG20-0AA0 | SIPART PS2 FF SA | 2426.93
6DR5610-0EN00-0AA3 | SIPART PS2 FF SA | 2013.27
6DR5610-0EN01-0AA0 | SIPART PS2 FF SA | 2215.2
6DR5610-0NG00-0AA1 | SIPART PS2 FF SA | 1911.68
6DR5610-0NG02-0AA0 | SIPART PS2 FF SA | 1868.85
6DR5610-0NG31-0AA1 | SIPART PS2 FF SA | 2698.63
6DR5610-0NN00-0AA3-ZA20 | SIPART PS2 FF SA | 1919.02
6DR5610-0NN00-0BA3 | SIPART PS2 FF SA | 1911.68
6DR5612-0EN02-0BA0 | SIPART PS2 FF SA SST | 3387.66
6DR5612-0FN00-0AA0 | SIPART PS2 FF SA SST | 3257.94
6DR5613-0EM00-0AA0 | SIPART PS2 FF SA Alu | 1899.45
6DR5613-0GN00-0AA0 | SIPART PS2 FF SA Alu | 1899.45
6DR5615-0EM00-0AA0 | SIPART PS2 FF SA Alu Ex proof | 2761.05
6DR5615-0EN00-0AA0 | SIPART PS2 FF SA Alu Ex proof | 2761.05
6ES7656-7DM33-2BF1 | SIMATIC PCS 7 REDUNDANCY AS | 89085.01
6ES7656-7DM33-2GF0 | SIMATIC PCS 7 REDUNDANCY AS | 83565.7
6ES7656-7DM33-4DF1 | SIMATIC PCS 7 REDUNDANCY AS | 90139.73
6ES7656-7DM34-1BF1 | SIMATIC PCS 7 REDUNDANCY AS | 98812.72
6ES7656-7DM34-4DF0 | SIMATIC PCS 7 REDUNDANCY AS | 93408.77
6ES7656-7DM44-1DF1 | SIMATIC PCS 7 REDUNDANCY AS | 101776.12
6ES7656-7DP33-1BF0 | SIMATIC PCS 7 REDUNDANCY AS | 70748.75
6ES7656-7DP34-1GF0 | SIMATIC PCS 7 REDUNDANCY AS | 79866.69
6ES7656-7EM30-1CF1 | SIMATIC PCS 7 REDUNDANCY AS | 86284.9
6ES7656-7EM33-1BF0 | SIMATIC PCS 7 REDUNDANCY AS | 88840.8
6ES7656-7EM33-1CF2 | SIMATIC PCS 7 REDUNDANCY AS | 100922.15
6DR5010-0NR01-0AA0 | SIPART PS2 2wire without HART SA | 1753.8
6DR5210-0EG10-0AA0 | SIPART PS2 4 wire with HART SA | 2042.63
6DR5210-0EG10-0BA1 | SIPART PS2 4 wire with HART SA | 2256.82
6DR5210-0EG13-0AA0 | SIPART PS2 4 wire with HART SA | 2630.1
6DR5210-0EG20-0AA0 | SIPART PS2 4 wire with HART SA | 2369.41
6DR5210-0EG21-0AA1 | SIPART PS2 4 wire with HART SA | 3014.39
6DR5210-0EG30-0AA0 | SIPART PS2 4 wire with HART SA | 2124.64
6DR5210-0EG31-0AA0 | SIPART PS2 4 wire with HART SA | 2555.43
6DR5210-0EM00-0AA0-ZY17 | SIPART PS2 4 wire with HART SA | 1733
6DR5210-0EM00-0AA3 | SIPART PS2 4 wire with HART SA | 1925.15
6DR5210-0EM01-0AA0-ZA40 | SIPART PS2 4 wire with HART SA | 2200.52
6DR5210-0EM01-0AA3-ZA20 | SIPART PS2 4 wire with HART SA | 2364.52
6DR5210-0EM01-0BA3 | SIPART PS2 4 wire with HART SA | 2355.94
6DR5210-0EM03-0AA0 | SIPART PS2 4 wire with HART SA | 2298.42
6DR5210-0EM10-0AA0 | SIPART PS2 4 wire with HART SA | 2042.63
6DR5210-0EM11-0AA3 | SIPART PS2 4 wire with HART SA | 2687.61
6DR5210-0EM20-0AA0-ZA40 | SIPART PS2 4 wire with HART SA | 2428.16
6DR5210-0EM30-0AA3 | SIPART PS2 4 wire with HART SA | 2338.81
6DR5210-0EM31-0AA3 | SIPART PS2 4 wire with HART SA | 2769.62
6DR5210-0EN00-0AA0-ZK18 | SIPART PS2 4 wire with HART SA | 1888.43
6DR5210-0EN00-0AA1 | SIPART PS2 4 wire with HART SA | 1925.15
6DR5210-0EN00-0AA3-ZA20Y17 | SIPART PS2 4 wire with HART SA | 1955.75
6DR5210-0EN00-0BA1 | SIPART PS2 4 wire with HART SA | 1925.15
6DR5210-0EN00-0BA3-ZA20 | SIPART PS2 4 wire with HART SA | 1933.71
6DR5210-0EN01-0BA3-ZA40 | SIPART PS2 4 wire with HART SA | 2414.69
6DR5210-0EN02-0AA3 | SIPART PS2 4 wire with HART SA | 2094.04
6DR5210-0EN10-0AA3 | SIPART PS2 4 wire with HART SA | 2256.82
6DR5210-0EN11-0AA0 | SIPART PS2 4 wire with HART SA | 2473.44
6DR5210-0EN20-0AA3 | SIPART PS2 4 wire with HART SA | 2583.58
6DR5210-0EN21-0AA0 | SIPART PS2 4 wire with HART SA | 2800.22
6DR5210-0EN31-0AA0 | SIPART PS2 4 wire with HART SA | 2555.43
6DR5210-0EP00-0AA0 | SIPART PS2 4 wire with HART SA | 1710.96
6DR5510-0EM02-0AA0 | SIPART PS2 PA SA | 1970.43
6DR5510-0EM20-0AA0 | SIPART PS2 PA SA | 2426.93
6DR5510-0EN00-0BA0-ZY17 | SIPART PS2 PA SA | 1833.36
6DR5510-0EN01-0AA0 | SIPART PS2 PA SA | 2215.2
6DR5510-0ER00-0AA0-ZA20Y17 | SIPART PS2 PA SA | 1945.94
6DR5510-0ER00-0AA1-ZA20Y17 | SIPART PS2 PA SA | 2145.45
6DR5510-0NG00-0AA0-ZF01 | SIPART PS2 PA SA | 1952.07
6DR5510-0NG00-0AA0-ZY17 | SIPART PS2 PA SA | 1731.77
6DR5510-0NG00-0AA3 | SIPART PS2 PA SA | 1911.68
6DR5510-0NG00-0BA0 | SIPART PS2 PA SA | 1712.19
6DR5510-0NG02-0AA0 | SIPART PS2 PA SA | 1868.85
6DR5510-0NG02-0AA1-ZY15 | SIPART PS2 PA SA | 2087.91
6DR5510-0NG20-0AA0 | SIPART PS2 PA SA | 2325.34
6DR5510-0NG20-0BA0 | SIPART PS2 PA SA | 2325.34
6DR5510-0NG31-0AA0 | SIPART PS2 PA SA | 2499.14
6DR5510-0NM00-0AA0-ZY15 | SIPART PS2 PA SA | 1731.77
6DR5510-0NM30-0AA3 | SIPART PS2 PA SA | 2297.21
6DR5510-0NN00-0AA3 | SIPART PS2 PA SA | 1911.68
6DR5510-0NN02-0AA0 | SIPART PS2 PA SA | 1868.85
6DR5510-0NN10-0BA1 | SIPART PS2 PA SA | 2220.1
6DR5510-0NN30-0AA0 | SIPART PS2 PA SA | 2097.7
6DR5510-0NN31-0AA1 | SIPART PS2 PA SA | 2698.63
6DR5510-0NP31-0AA9-ZR1AY25 | SIPART PS2 PA SA | 2811.22
6DR5510-0NR00-0AA1 | SIPART PS2 PA SA | 2016.93
6DR5510-0NS00-0AA3 | SIPART PS2 PA SA | 2016.93
6DR5512-0EM01-0AA0 | SIPART PS2 PA SA SST | 3632.43
6DR5512-0NG10-0AA0 | SIPART PS2 PA SA SST | 3437.84
6DR5515-0EG00-0AA0 | SIPART PS2 PA SA Alu Ex proof | 2761.05
6DR5515-0EG00-0AA1-ZA20Y17 | SIPART PS2 PA SA Alu Ex proof | 2987.47
6DR5515-0EN00-0AA0 | SIPART PS2 PA SA Alu Ex proof | 2761.05
6DR5515-0EN00-0BA0 | SIPART PS2 PA SA Alu Ex proof | 2761.05
6DR5515-0EN11-0AA3 | SIPART PS2 PA SA Alu Ex proof | 3641.01
6DR5520-0EG00-0AA0-ZF01 | SIPART PS2 PA DA | 2238.46
6DR5520-0EG01-0AA2 | SIPART PS2 PA DA | 2631.31
6DR5520-0EG02-0AA0 | SIPART PS2 PA DA | 2155.24
6DR5520-0EM00-0AA0 | SIPART PS2 PA DA | 1998.58
6DR5520-0EM00-0BA0 | SIPART PS2 PA DA | 1998.58
6ES7656-8CF33-4EF1 | SIMATIC PCS 7 REDUNDANCY AS | 62704.98
6ES7656-8CF33-4HF1 | SIMATIC PCS 7 REDUNDANCY AS | 59289.13
6ES7656-8CF34-4HF1 | SIMATIC PCS 7 REDUNDANCY AS | 68242.27
6ES7656-8CM30-1XF0 | SIMATIC PCS 7 REDUNDANCY AS | 68678.25
6ES7656-8CM33-1EF0 | SIMATIC PCS 7 REDUNDANCY AS | 84648.88
6ES7656-8CM33-1XF0 | SIMATIC PCS 7 REDUNDANCY AS | 77631.39
6ES7656-8CM33-3BF0 | SIMATIC PCS 7 REDUNDANCY AS | 80566.34
6ES7656-8CM33-3EF0 | SIMATIC PCS 7 REDUNDANCY AS | 84788.23
6ES7656-8CM34-1CF2 | SIMATIC PCS 7 REDUNDANCY AS | 101461.51
6ES7656-8CM34-1EF1 | SIMATIC PCS 7 REDUNDANCY AS | 99286.15
6ES7656-8CM40-1HF0 | SIMATIC PCS 7 REDUNDANCY AS | 74293.44
6ES7656-8CM43-1HF0 | SIMATIC PCS 7 REDUNDANCY AS | 83246.59
6ES7656-8CN30-1CF0 | SIMATIC PCS 7 REDUNDANCY AS | 73325.62
6ES7656-8CN30-3BF0 | SIMATIC PCS 7 REDUNDANCY AS | 72751.82
6ES7656-8CN33-1HF0 | SIMATIC PCS 7 REDUNDANCY AS | 82371.66
6ES7656-8CN33-2GF0 | SIMATIC PCS 7 REDUNDANCY AS | 80955.87
6ES7656-8CP30-1BF0 | SIMATIC PCS 7 REDUNDANCY AS | 58047.13
6ES7656-8CP30-2BF0 | SIMATIC PCS 7 REDUNDANCY AS | 57272.58
6ES7656-8CP33-2BF0 | SIMATIC PCS 7 REDUNDANCY AS | 66225.72
6ES7656-8CP34-1CF2 | SIMATIC PCS 7 REDUNDANCY AS | 88034.78
6ES7656-8CQ30-3BF0 | SIMATIC PCS 7 REDUNDANCY AS | 59325.08
6ES7656-8CQ30-4KF0 | SIMATIC PCS 7 REDUNDANCY AS | 62923.72
6ES7656-8CQ33-4BF0 | SIMATIC PCS 7 REDUNDANCY AS | 67469.21
6ES7656-8CQ34-2HF0 | SIMATIC PCS 7 REDUNDANCY AS | 77123.51
6ES7656-8DE33-1CF0 | SIMATIC PCS 7 REDUNDANCY AS | 56791.66
6ES7656-8DE33-1HF0 | SIMATIC PCS 7 REDUNDANCY AS | 56884.54
6ES7656-8DE33-2GF0 | SIMATIC PCS 7 REDUNDANCY AS | 55468.77
6ES7656-8DE33-3CF0 | SIMATIC PCS 7 REDUNDANCY AS | 56930.99
6ES7656-8DE34-1GF0 | SIMATIC PCS 7 REDUNDANCY AS | 65196.48
6ES7656-8DE34-2BF0 | SIMATIC PCS 7 REDUNDANCY AS | 64257.1
6ES7656-8DF33-4GF0 | SIMATIC PCS 7 REDUNDANCY AS | 56712.25
6ES7656-8DM30-1CF0 | SIMATIC PCS 7 REDUNDANCY AS | 75935.45
6ES7656-8DM30-3BF2 | SIMATIC PCS 7 REDUNDANCY AS | 86729.86
6ES7656-8DM33-1CF1 | SIMATIC PCS 7 REDUNDANCY AS | 90572.71
6ES7656-8DM33-2BF1 | SIMATIC PCS 7 REDUNDANCY AS | 89085.01
6ES7656-8DM33-2GF0 | SIMATIC PCS 7 REDUNDANCY AS | 83565.7
6ES7656-8DM33-3CF4 | SIMATIC PCS 7 REDUNDANCY AS | 107764.37
6ES7656-8DM33-3GF0 | SIMATIC PCS 7 REDUNDANCY AS | 84479.59
6ES7656-8DM34-1BF0 | SIMATIC PCS 7 REDUNDANCY AS | 93128.61
6ES7656-8DM34-1CF0 | SIMATIC PCS 7 REDUNDANCY AS | 93841.75
6ES7656-8DM34-1EF0 | SIMATIC PCS 7 REDUNDANCY AS | 97350.5
6ES7656-8DM34-3BF3 | SIMATIC PCS 7 REDUNDANCY AS | 110320.27
6ES7656-8DM34-3DF0 | SIMATIC PCS 7 REDUNDANCY AS | 94217.78
6ES7656-8DN30-3BF0 | SIMATIC PCS 7 REDUNDANCY AS | 76500.26
6ES7656-8DN30-3CF2 | SIMATIC PCS 7 REDUNDANCY AS | 88581.63
6ES7656-8DN33-1CF0 | SIMATIC PCS 7 REDUNDANCY AS | 86027.22
6ES7656-8DN33-1EF0 | SIMATIC PCS 7 REDUNDANCY AS | 89535.96
6ES7656-8DN33-1HF0 | SIMATIC PCS 7 REDUNDANCY AS | 86120.1
6ES7656-8DN33-4BF0 | SIMATIC PCS 7 REDUNDANCY AS | 84644.39
6ES7656-8DN33-4KF1 | SIMATIC PCS 7 REDUNDANCY AS | 94736.15
6ES7661-0EA40-1CG2 | Process Control System IPC647E | 7149.33
6ES7661-0EA41-1CE2 | Process Control System IPC647E | 11699.32
6ES7661-0FC41-1RC2 | Process Control System IPC647E | 11552.49
6FX4002-2YQ11-1BD5 | SIGNAL CABLE PREASSEMBLED | 480.66
6FX4002-2YQ11-1BK5 | SIGNAL CABLE PREASSEMBLED | 567.27
6FX5002-2AD04-1AC0 | SIGNAL CABLE, PREASSEMBLED,EXT. | 161.27
6FX5002-2AD04-1AE0 | SIGNAL CABLE, PREASSEMBLED,EXT. | 174.42
6FX5002-2AD04-1BC0 | SIGNAL CABLE, PREASSEMBLED,EXT. | 227.41
6FX5002-2AD04-1BE0 | SIGNAL CABLE, PREASSEMBLED,EXT. | 240.56
6FX5002-2AD04-1CF0 | SIGNAL CABLE, PREASSEMBLED,EXT. | 313.6
6FX5002-2AH00-1AA5 | SIGNAL CABLE, PREFABRICATED | 86.16
6FX5002-2AH00-1AF5 | SIGNAL CABLE, PREFABRICATED | 116.92
6FX5002-2AH00-1BD0 | SIGNAL CABLE, PREFABRICATED | 159.96
6FX5002-2AH00-1CJ0 | SIGNAL CABLE, PREFABRICATED | 252.03
6FX5002-2AH00-1DD0 | SIGNAL CABLE, PREFABRICATED | 282.73
6FX5002-2AH00-1EH0 | SIGNAL CABLE, PREFABRICATED | 368.15
6FX5002-2AH00-1FB0 | SIGNAL CABLE, PREFABRICATED | 393.71
6FX5002-2AH00-1FK0 | SIGNAL CABLE, PREFABRICATED | 442.85
6FX5002-2AH00-1GD0 | SIGNAL CABLE, PREFABRICATED | 466.11
6FX5002-2AH00-1HB0 | SIGNAL CABLE, PREFABRICATED | 516.27
6FX5002-2AH00-1HD0 | SIGNAL CABLE, PREFABRICATED | 528.53
6FX5002-2AH00-1JD0 | SIGNAL CABLE, PREFABRICATED | 591
6FX5002-2AH00-1JG0 | SIGNAL CABLE, PREFABRICATED | 609.32
6FX5002-2AH00-1KE0 | SIGNAL CABLE, PREFABRICATED | 657.17
6FX5002-2AH00-1KH0 | SIGNAL CABLE, PREFABRICATED | 675.72
6FX5002-2AH00-2AF0 | SIGNAL CABLE, PREFABRICATED | 725.85
6FX5002-2AH00-2BC0 | SIGNAL CABLE, PREFABRICATED | 768.95
6FX5002-2AH00-2CE0 | SIGNAL CABLE, PREFABRICATED | 842.39
6FX5002-2AH00-2CJ0 | SIGNAL CABLE, PREFABRICATED | 867.16
6FX5002-2AH00-2DE0 | SIGNAL CABLE, PREFABRICATED | 903.91
6FX5002-2AH00-2EA0 | SIGNAL CABLE, PREFABRICATED | 940.23
6FX5002-2AH00-2GA0 | SIGNAL CABLE, PREFABRICATED | 1062.79
6FX5002-2AH00-2HA0 | SIGNAL CABLE, PREFABRICATED | 1125.22
6FX5002-2AH00-2KA0 | SIGNAL CABLE, PREFABRICATED | 1247.79
6FX5002-2AH00-2KK0 | SIGNAL CABLE, PREFABRICATED | 1303.1
6FX5002-2AH04-1AG0 | SIGNAL CABLE, PREASSEMBLED,EXT. | 169.02
6FX5002-2AH04-1AK0 | SIGNAL CABLE, PREASSEMBLED,EXT. | 187.09
6FX5002-2AH04-1CA0 | SIGNAL CABLE, PREASSEMBLED,EXT. | 253.93
6FX5002-2AH04-1CC0 | SIGNAL CABLE, PREASSEMBLED,EXT. | 266.08
6FX5002-2AH04-1DA0 | SIGNAL CABLE, PREASSEMBLED,EXT. | 314.7
6FX5002-2AH04-1DC0 | SIGNAL CABLE, PREASSEMBLED,EXT. | 326.86
6FX5002-2AH04-1DH0 | SIGNAL CABLE, PREASSEMBLED,EXT. | 357.03
6FX5002-2AH04-1DK0 | SIGNAL CABLE, PREASSEMBLED,EXT. | 369.29
6FX5002-2AH04-1EG0 | SIGNAL CABLE, PREASSEMBLED,EXT. | 411.83
6FX5002-2AH04-1EJ0 | SIGNAL CABLE, PREASSEMBLED,EXT. | 423.85
6FX5002-2AH11-1AB0 | SIGNAL CABLE PREASSAMBLED | 117.01
6FX5002-2AH11-1AF5 | SIGNAL CABLE PREASSAMBLED | 163.62
6FX5002-2AH11-1BD0 | SIGNAL CABLE PREASSAMBLED | 228.86
6FX5002-2AH11-1BG0 | SIGNAL CABLE PREASSAMBLED | 256.8
6FX5002-2AH11-1BJ0 | SIGNAL CABLE PREASSAMBLED | 275.45
6FX5002-5CE04-1BF0 | POWER CABLE, PREASSEMBLED | 358.15
6FX5002-5CE04-1CB0 | POWER CABLE, PREASSEMBLED | 409.46
6FX5002-5CE06-1AH0 | POWER CABLE, PREASSEMBLED | 340.7
6FX5002-5CE06-1BF0 | POWER CABLE, PREASSEMBLED | 429.28
6FX5002-5CF10-1AB7 | POWER CABLE, PREASSEMBLED | 127.35
6FX5002-5CF10-1AC1 | POWER CABLE, PREASSEMBLED | 131.78
6FX5002-5CF10-1AD4 | POWER CABLE, PREASSEMBLED | 136.23
6FX5002-5CF10-1AE7 | POWER CABLE, PREASSEMBLED | 140.67
6FX5002-5CF10-1AJ0 | POWER CABLE, PREASSEMBLED | 154.05
6FX5002-5CF10-1BK0 | POWER CABLE, PREASSEMBLED | 202.99
6FX5002-5CF10-1CC0 | POWER CABLE, PREASSEMBLED | 216.26
6FX5002-5CF10-1FA0 | POWER CABLE, PREASSEMBLED | 340.78
6FX5002-5CF11-1AD5 | POWER CABLE, PREASSEMBLED | 226.02
6FX5002-5CF11-1AF0 | POWER CABLE, PREASSEMBLED | 232.1
6FX5002-5CF11-1CA0 | POWER CABLE, PREASSEMBLED | 322.81
6FX5002-5CF12-1AK0 | POWER CABLE, PREASSEMBLED | 279.71
6FX5002-5CF14-1BC0 | POWER CABLE, PREASSEMBLED | 299.73
6FX5002-5CF14-1BF0 | POWER CABLE, PREASSEMBLED | 320.72
6FX5002-5CG01-1AB2 | POWER CABLE, PREASSEMBLED | 135.72
6FX5002-5CG01-1AB7 | POWER CABLE, PREASSEMBLED | 135.72
6FX5002-5CG01-1AD1 | POWER CABLE, PREASSEMBLED | 144.94
6FX5002-5CG01-1AD3 | POWER CABLE, PREASSEMBLED | 144.94
6FX5002-5CG01-1AF8 | POWER CABLE, PREASSEMBLED | 154.19
6FX5002-5CG01-1AG3 | POWER CABLE, PREASSEMBLED | 158.66
6FX5002-5CG01-1CF3 | POWER CABLE, PREASSEMBLED | 246.46
6FX5002-5CG01-1DC5 | POWER CABLE, PREASSEMBLED | 278.66
6FX5002-5CG01-1EB0 | POWER CABLE, PREASSEMBLED | 315.66
6FX5002-5CG01-1EC0 | POWER CABLE, PREASSEMBLED | 320.29
6FX5002-5CG01-1FD0 | POWER CABLE, PREASSEMBLED | 371.1
6FX5002-5CG01-1FG0 | POWER CABLE, PREASSEMBLED | 384.8
6FX5002-5CG01-1HH0 | POWER CABLE, PREASSEMBLED | 482.6
6FX5002-5CG01-1CH5 | POWER CABLE, PREASSEMBLED | 255.74
6FX5002-5CG01-1KK0 | POWER CABLE, PREASSEMBLED | 581.84
6FX5002-5CG01-2AF0 | POWER CABLE, PREASSEMBLED | 612.08
6FX5002-5CG01-2DJ0 | POWER CABLE, PREASSEMBLED | 764.28
6FX5002-5CG01-2EF0 | POWER CABLE, PREASSEMBLED | 796.61
6FX5002-5CG10-1AJ5 | POWER CABLE PREASSEMBLED | 168.11
6FX5002-5CG10-1BA5 | POWER CABLE PREASSEMBLED | 177.35
6FX5002-5CG10-1DD0 | POWER CABLE PREASSEMBLED | 279.11
6FX5002-5CG10-1DK0 | POWER CABLE PREASSEMBLED | 306.86
6FX5002-5CG10-1EJ0 | POWER CABLE PREASSEMBLED | 348.53
6FX5002-5CG10-1FB0 | POWER CABLE PREASSEMBLED | 362.4
6FX5002-5CG10-1FJ0 | POWER CABLE PREASSEMBLED | 394.78
6FX5002-5CG10-1GC0 | POWER CABLE PREASSEMBLED | 413.27
6FX5002-5CG11-1AE0 | POWER CABLE, PREASSEMBLED | 152.39
6FX5002-5CG11-1AJ0 | POWER CABLE, PREASSEMBLED | 177.56
6FX5002-5CG11-1CC0 | POWER CABLE, PREASSEMBLED | 265.79
6FX5002-5CG11-1CE0 | POWER CABLE, PREASSEMBLED | 278.42
6FX5002-5CG11-1DD0 | POWER CABLE, PREASSEMBLED | 335.24
6FX5002-5CG11-1DG0 | POWER CABLE, PREASSEMBLED | 354.23
6FX5002-5CG11-1EJ0 | POWER CABLE, PREASSEMBLED | 429.62
6FX5002-5CS11-1EK0 | POWER CABLE, PREASSEMBLED | 587.85
6FX5002-5CS11-1FD0 | POWER CABLE, PREASSEMBLED | 614.79
6FX5002-5CS11-1FE0 | POWER CABLE, PREASSEMBLED | 621.38
6FX5002-5CS11-1FH5 | POWER CABLE, PREASSEMBLED | 648.19
6FX5002-5CS11-1FJ5 | POWER CABLE, PREASSEMBLED | 654.88
6FX5002-5CS11-1GH0 | POWER CABLE, PREASSEMBLED | 708.58
6FX5002-5CS11-1HB0 | POWER CABLE, PREASSEMBLED | 735.59
6FX5002-5CS12-1AB0 | POWER CABLE, PREASSEMBLED | 206.86
6FX5002-5CS12-1AB8 | POWER CABLE, PREASSEMBLED | 213.52
6FX5002-5CS12-1BC0 | POWER CABLE, PREASSEMBLED | 280.12
6FX5002-5CS12-1BD0 | POWER CABLE, PREASSEMBLED | 286.78
6FX5002-5CS12-1BJ0 | POWER CABLE, PREASSEMBLED | 320.21
6FX5002-5CS12-1BK0 | POWER CABLE, PREASSEMBLED | 326.91
6FX5002-5CS12-1CB0 | POWER CABLE, PREASSEMBLED | 340.29
6FX5002-5CS12-1DB0 | POWER CABLE, PREASSEMBLED | 406.89
6FX5002-5CS12-1DG0 | POWER CABLE, PREASSEMBLED | 440.26
6FX5002-5CS12-2KK0 | POWER CABLE, PREASSEMBLED | 1527.49
6FX5002-5CS13-1AC0 | POWER CABLE, PREASSEMBLED | 901.78
6FX5002-5CS13-1AH0 | POWER CABLE, PREASSEMBLED | 996.36
6FX5002-5CS13-1BD0 | POWER CABLE, PREASSEMBLED | 1109.71
6FX5002-5CS13-1BF0 | POWER CABLE, PREASSEMBLED | 1147.66
6FX5002-5CS13-1CB0 | POWER CABLE, PREASSEMBLED | 1259.94
6FX5002-5CS13-1CE0 | POWER CABLE, PREASSEMBLED | 1316.65
6FX5002-5CS13-1DD0 | POWER CABLE, PREASSEMBLED | 1487.31
6FX5002-5CS13-1DF0 | POWER CABLE, PREASSEMBLED | 1525.28
6FX5002-5CS13-1EC0 | POWER CABLE, PREASSEMBLED | 1657.93
6FX5002-5CS13-1EF0 | POWER CABLE, PREASSEMBLED | 1714.9
6FX5002-5CS13-1GA0 | POWER CABLE, PREASSEMBLED | 1997.19
6FX5002-5CS13-1JA0 | POWER CABLE, PREASSEMBLED | 2376.39
6FX5002-5CS14-1AG0 | POWER CABLE, PREASSEMBLED | 642.87
6FX5002-5CS14-1BC0 | POWER CABLE, PREASSEMBLED | 747.28
6FX5002-5CS14-1CC0 | POWER CABLE, PREASSEMBLED | 921.11
6FX5002-5CS14-1CE0 | POWER CABLE, PREASSEMBLED | 955.89
6FX5002-5CS14-1DD0 | POWER CABLE, PREASSEMBLED | 1112.37
6FX5002-5CS14-1DJ0 | POWER CABLE, PREASSEMBLED | 1199.33
6FX5002-5CS14-1GF0 | POWER CABLE, PREASSEMBLED | 1668.82
6FX5002-5CS14-1HF0 | POWER CABLE, PREASSEMBLED | 1842.71
6FX5002-5CS16-1AB0 | POWER CABLE PREASSEMBLED | 205.71
6FX5002-5CS17-1DA0 | POWER CABLE PREASSEMBLED | 1108.77
6FX5002-5CS21-1AD1 | POWER CABLE, PREASSEMBLED | 351.02
6FX5002-5CS21-1AE1 | POWER CABLE, PREASSEMBLED | 356.05
6FX5002-5CS21-1AJ5 | POWER CABLE, PREASSEMBLED | 376.19
6FX5002-5CS21-1BA5 | POWER CABLE, PREASSEMBLED | 386.27
6FX5002-5CS21-1BD7 | POWER CABLE, PREASSEMBLED | 401.41
6FX5002-5CS21-1BE5 | POWER CABLE, PREASSEMBLED | 406.43
6FX5002-5CS21-1BH0 | POWER CABLE, PREASSEMBLED | 416.56
6FX5002-5CS21-1BJ5 | POWER CABLE, PREASSEMBLED | 426.56
6FX5002-5CS21-1CD0 | POWER CABLE, PREASSEMBLED | 446.82
6FX5002-5CS21-1CE0 | POWER CABLE, PREASSEMBLED | 451.84
3WL1363-4CB31-5FM4 | FIXED-MOUNTED CIRCUIT BREAKER | 67972.4
3WL1363-4CB37-1AA2 | WITHDRAWABLE CIRCUIT BREAKER | 80577.39
3WL1363-4CB37-4GG4 | WITHDRAWABLE CIRCUIT BREAKER | 83623.61
3WL1363-4CB37-4GN4 | WITHDRAWABLE CIRCUIT BREAKER | 83688.55
3WL1363-4CB41-4GA4 | FIXED-MOUNTED CIRCUIT BREAKER | 83990.04
3WL1363-4CB47-1AA2 | WITHDRAWABLE CIRCUIT BREAKER | 97496.32
3WL1363-4DG31-4GA2 | FIXED-MOUNTED CIRCUIT BREAKER | 68183.28
3WL1363-4DG37-1AA2 | WITHDRAWABLE CIRCUIT BREAKER | 81571.67
3WL1363-4DG37-4GA2 | WITHDRAWABLE CIRCUIT BREAKER | 83899.43
3WL1363-4DG37-4GN4 | WITHDRAWABLE CIRCUIT BREAKER | 84682.83
3WL1363-4EB31-4GN4 | FIXED-MOUNTED CIRCUIT BREAKER | 68397.37
3WL1363-4EB35-1AA2 | WITHDRAWABLE CIRCUIT BREAKER | 68493.59
3WL1363-4EB41-1AA2 | FIXED-MOUNTED CIRCUIT BREAKER | 81724.03
3WL1363-4EB47-1AA2 | WITHDRAWABLE CIRCUIT BREAKER | 97921.3
3WL1363-4EG37-4GA4 | WITHDRAWABLE CIRCUIT BREAKER | 84904.15
3WL1363-4EG41-1AA2 | FIXED-MOUNTED CIRCUIT BREAKER | 82934.82
3WL1363-4FB35-4GA4 | WITHDRAWABLE CIRCUIT BREAKER | 71593.52
3WL1363-4FB37-4GA2 | WITHDRAWABLE CIRCUIT BREAKER | 83739.07
3WL1363-4FG37-1AA2 | WITHDRAWABLE CIRCUIT BREAKER | 82670.22
3WL1363-4FG37-4GS4 | WITHDRAWABLE CIRCUIT BREAKER | 86387.56
3WL1363-4FG47-5FR4 | WITHDRAWABLE CIRCUIT BREAKER | 103306.49
3WL1363-4NB31-1AA2-ZN61 | FIXED-MOUNTED CIRCUIT BREAKER | 68188.89
3WL1363-4NB37-1AA2 | WITHDRAWABLE CIRCUIT BREAKER | 83760.72
3WL1363-4NG37-1AA2 | WITHDRAWABLE CIRCUIT BREAKER | 84971.51
3WL1363-4NG41-1AA2 | FIXED-MOUNTED CIRCUIT BREAKER | 85693.16
3WL1363-5DG41-4GA2 | FIXED-MOUNTED CIRCUIT BREAKER | 92799.92
3WL1363-5EG31-5AA2 | FIXED-MOUNTED CIRCUIT BREAKER | 75525.76
3WL5110-3AA36-5FF4 | WITHDRAW. NON-AUT. CIRCUIT-B. | 11305.21
3WL5116-3AA32-1AA2 | FIXED-MOUNT NON-AUT. CIRCUIT-B. | 11546.56
3WL5116-3AA33-4GN2-ZS33 | FIXED-MOUNT NON-AUT. CIRCUIT-B. | 15099.55
3WL5116-3EG32-1AA2 | FIXED-MOUNTED CIRCUIT BREAKER | 16341.6
3WL5116-3FG36-1AA2 | WITHDRAWABLE CIRCUIT BREAKER | 20262.63
3WL5220-4EB34-5AR2 | FIXED-MOUNTED CIRCUIT BREAKER | 22235.15
3WL5225-4EG32-4GA2 | FIXED-MOUNTED CIRCUIT BREAKER | 29253.71
3WL5225-4FG32-1AA2 | FIXED-MOUNTED CIRCUIT BREAKER | 27559.41
6DR5010-0EG03-0AA0 | SIPART PS2 2wire without HART SA | 1882.32
6DR5010-0EG10-0AA0 | SIPART PS2 2wire without HART SA | 1643.66
6DR5010-0EG10-0BA1 | SIPART PS2 2wire without HART SA | 1843.14
6DR5010-0EG11-0AA1 | SIPART PS2 2wire without HART SA | 2244.57
6DR5010-0EG20-0BA1 | SIPART PS2 2wire without HART SA | 2147.9
6DR5010-0EG21-0AA3 | SIPART PS2 2wire without HART SA | 2549.32
6DR5010-0EG31-0AA1-ZA20 | SIPART PS2 2wire without HART SA | 2329.02
6DR5010-0EM00-0AA0-ZA40K18 | SIPART PS2 2wire without HART SA | 1555.54
6DR5010-0EM01-0AA0 | SIPART PS2 2wire without HART SA | 1736.67
6DR5010-0EM01-0AA0-ZF01 | SIPART PS2 2wire without HART SA | 1976.54
6DR5010-0EM10-0AA3 | SIPART PS2 2wire without HART SA | 1843.14
6DR5010-0EM20-0AA0 | SIPART PS2 2wire without HART SA | 1948.39
6DR5010-0EN00-0BA0 | SIPART PS2 2wire without HART SA | 1335.24
6DR5010-0EN01-0AA0 | SIPART PS2 2wire without HART SA | 1736.67
6DR5010-0EN03-0AA0 | SIPART PS2 2wire without HART SA | 1882.32
6DR5010-0EN10-0AA3 | SIPART PS2 2wire without HART SA | 1843.14
6DR5010-0EN30-0AA3 | SIPART PS2 2wire without HART SA | 1920.26
6DR5010-0EN31-0AA0-ZA40 | SIPART PS2 2wire without HART SA | 2177.26
6DR5010-0GG00-0AA0 | SIPART PS2 2wire without HART SA | 1335.24
6DR5010-0GG01-0AA0 | SIPART PS2 2wire without HART SA | 1736.67
6DR5010-0GG11-0AA1 | SIPART PS2 2wire without HART SA | 2244.57
6DR5010-0GG20-0AA1 | SIPART PS2 2wire without HART SA | 2147.9
6DR5010-0GN01-0BA0 | SIPART PS2 2wire without HART SA | 1736.67
6DR5010-0NG00-0AA0-ZA40 | SIPART PS2 2wire without HART SA | 1288.73
6DR5010-0NG00-0AB0 | SIPART PS2 2wire without HART SA | 1233.66
6DR5010-0NG00-0BA1 | SIPART PS2 2wire without HART SA | 1433.15
6DR5010-0NG01-0AA0-ZY15 | SIPART PS2 2wire without HART SA | 1654.68
6DR5010-0NG01-0AA1-ZA40 | SIPART PS2 2wire without HART SA | 1889.66
6DR5010-0NG02-0BA0 | SIPART PS2 2wire without HART SA | 1390.31
6DR5010-0NG03-0AA1 | SIPART PS2 2wire without HART SA | 1980.22
6DR5010-0NG11-0AA0-ZY15Y16Y17 | SIPART PS2 2wire without HART SA | 2002.25
6DR5010-0NG11-0BA0 | SIPART PS2 2wire without HART SA | 1943.5
6DR5010-0NG20-0AA0-ZA40 | SIPART PS2 2wire without HART SA | 1901.89
6DR5010-0NG21-0AA1 | SIPART PS2 2wire without HART SA | 2447.74
6DR5010-0NG31-0AA1-ZA20A40 | SIPART PS2 2wire without HART SA | 2282.51
6DR5010-0NG33-0AA0 | SIPART PS2 2wire without HART SA | 2166.24
6DR5010-0NM01-0AA3 | SIPART PS2 2wire without HART SA | 1834.57
6DR5010-0NM01-0BA0 | SIPART PS2 2wire without HART SA | 1635.08
6DR5010-0NM10-0AA3 | SIPART PS2 2wire without HART SA | 1741.56
6DR5010-0NM11-0AA3 | SIPART PS2 2wire without HART SA | 2143
6DR5010-0NM21-0AA0 | SIPART PS2 2wire without HART SA | 2248.25
6DR5010-0NM30-0AA3 | SIPART PS2 2wire without HART SA | 1818.67
6DR5010-0NM31-0AA1 | SIPART PS2 2wire without HART SA | 2220.1
6DR5010-0NN00-0BA3-ZA40 | SIPART PS2 2wire without HART SA | 1488.22
6DR5010-0NN01-0AA1 | SIPART PS2 2wire without HART SA | 1834.57
6DR5010-0NN02-0AA0 | SIPART PS2 2wire without HART SA | 1390.31
6DR5010-0NN03-0BA0 | SIPART PS2 2wire without HART SA | 1780.73
6DR5010-0NN10-0AA0 | SIPART PS2 2wire without HART SA | 1542.07
6DR5510-0EG00-0AA0-ZF01 | SIPART PS2 PA SA | 2053.65
6DR5510-0EG00-0BA1-ZY15 | SIPART PS2 PA SA | 2032.84
6DR5510-0EG01-0AA0 | SIPART PS2 PA SA | 2215.2
6DR5510-0EG10-0AA1 | SIPART PS2 PA SA | 2321.68
6DR5510-0EG11-0AA0 | SIPART PS2 PA SA | 2523.62
6DR5510-0EG31-0AA0 | SIPART PS2 PA SA | 2600.71
6DR5510-0EM00-0AA0-ZY15 | SIPART PS2 PA SA | 1833.36
6ES7656-8BA33-2BF1 | SIMATIC PCS 7 REDUNDANCY AS | 39650.94
6ES7656-8BA33-2CF4 | SIMATIC PCS 7 REDUNDANCY AS | 57416.4
6ES7656-8BA33-3CF0 | SIMATIC PCS 7 REDUNDANCY AS | 35593.85
6ES7656-8BA34-1CF0 | SIMATIC PCS 7 REDUNDANCY AS | 44407.66
6ES7656-8BA34-2BF0 | SIMATIC PCS 7 REDUNDANCY AS | 42919.97
6ES7656-8BB30-1EF0 | SIMATIC PCS 7 REDUNDANCY AS | 31148.75
6ES7656-8BB33-1BF0 | SIMATIC PCS 7 REDUNDANCY AS | 35880
6ES7656-8BE30-1BF0 | SIMATIC PCS 7 REDUNDANCY AS | 41207.54
6ES7656-8BE30-1GF0 | SIMATIC PCS 7 REDUNDANCY AS | 41372.35
6ES7656-8BE30-3CF0 | SIMATIC PCS 7 REDUNDANCY AS | 42060.02
6ES7656-8BE30-4BF0 | SIMATIC PCS 7 REDUNDANCY AS | 40537.87
6ES7656-8BE33-1CF1 | SIMATIC PCS 7 REDUNDANCY AS | 56557.94
6ES7656-8BE33-2BF0 | SIMATIC PCS 7 REDUNDANCY AS | 49386.13
6ES7656-8BE33-2CF0 | SIMATIC PCS 7 REDUNDANCY AS | 50099.26
6ES7656-8BE33-3BF1 | SIMATIC PCS 7 REDUNDANCY AS | 55984.14
6ES7656-8BE33-3EF0 | SIMATIC PCS 7 REDUNDANCY AS | 54521.9
6ES7656-8BE34-1BF0 | SIMATIC PCS 7 REDUNDANCY AS | 59113.84
6ES7656-8BE34-1CF0 | SIMATIC PCS 7 REDUNDANCY AS | 59826.97
6ES7656-8BE34-2BF0 | SIMATIC PCS 7 REDUNDANCY AS | 58339.27
6ES7656-8BE34-3HF0 | SIMATIC PCS 7 REDUNDANCY AS | 60059.2
6ES7656-8BE34-4EF0 | SIMATIC PCS 7 REDUNDANCY AS | 62666.04
6ES7656-8BF33-1CF0 | SIMATIC PCS 7 REDUNDANCY AS | 52012.45
6ES7656-8BF33-1GF0 | SIMATIC PCS 7 REDUNDANCY AS | 51464.11
6ES7656-8BF33-4GF0 | SIMATIC PCS 7 REDUNDANCY AS | 50794.43
6ES7656-8BF34-2GF0 | SIMATIC PCS 7 REDUNDANCY AS | 59642.7
6ES7656-8BM33-1EF0 | SIMATIC PCS 7 REDUNDANCY AS | 82479.51
6ES7656-8BM33-2BF0 | SIMATIC PCS 7 REDUNDANCY AS | 77483.07
6ES7656-8CA30-1BF0 | SIMATIC PCS 7 REDUNDANCY AS | 27957.61
6ES7656-8CA33-1BF0 | SIMATIC PCS 7 REDUNDANCY AS | 36910.76
6ES7656-8CB33-1BF0 | SIMATIC PCS 7 REDUNDANCY AS | 38049.37
6ES7656-8CB33-2BF0 | SIMATIC PCS 7 REDUNDANCY AS | 37274.82
6ES7656-8CE30-2CF0 | SIMATIC PCS 7 REDUNDANCY AS | 43315.49
6ES7656-8CE30-3BF0 | SIMATIC PCS 7 REDUNDANCY AS | 43516.24
6ES7656-8CE33-1CF2 | SIMATIC PCS 7 REDUNDANCY AS | 64411.42
6ES7656-8CE33-1EF0 | SIMATIC PCS 7 REDUNDANCY AS | 56551.94
6ES7656-8CE33-2EF0 | SIMATIC PCS 7 REDUNDANCY AS | 55777.39
6ES7656-8CE33-2GF1 | SIMATIC PCS 7 REDUNDANCY AS | 57404.42
6ES7656-8CE33-3CF1 | SIMATIC PCS 7 REDUNDANCY AS | 58866.64
6ES7656-8CE33-3GF0 | SIMATIC PCS 7 REDUNDANCY AS | 52634.19
6ES7656-8CE34-1BF2 | SIMATIC PCS 7 REDUNDANCY AS | 72651.43
6ES7656-8CE34-1CF1 | SIMATIC PCS 7 REDUNDANCY AS | 67680.45
6ES7656-8CE34-2CF0 | SIMATIC PCS 7 REDUNDANCY AS | 61221.79
6ES7656-8CE34-2DF0 | SIMATIC PCS 7 REDUNDANCY AS | 61458.5
6ES7656-8CE43-1BF2 | SIMATIC PCS 7 REDUNDANCY AS | 65711.85
6ES7656-8CE43-2CF0 | SIMATIC PCS 7 REDUNDANCY AS | 54282.21
6ES7656-8CF30-1KF0 | SIMATIC PCS 7 REDUNDANCY AS | 48923.2
6ES7656-8CF30-2CF1 | SIMATIC PCS 7 REDUNDANCY AS | 50138.22
6ES7656-8CF33-1CF1 | SIMATIC PCS 7 REDUNDANCY AS | 59865.93
6ES7656-8CF33-1GF2 | SIMATIC PCS 7 REDUNDANCY AS | 65001.7
6ES7656-8CF33-2GF0 | SIMATIC PCS 7 REDUNDANCY AS | 52858.93
6ES7656-8CF33-3BF0 | SIMATIC PCS 7 REDUNDANCY AS | 53608.02
6FX5002-2CF02-1FJ0 | SIGNAL CABLE, PREASSEMBLED | 509.43
6FX5002-2CF02-1GC0 | SIGNAL CABLE, PREASSEMBLED | 536.8
6FX5002-2CF02-1HE0 | SIGNAL CABLE, PREASSEMBLED | 616.97
6FX5002-2CF02-1HH0 | SIGNAL CABLE, PREASSEMBLED | 637.07
6FX5002-2CF02-1JE0 | SIGNAL CABLE, PREASSEMBLED | 681.74
6FX5002-2CF02-1JG0 | SIGNAL CABLE, PREASSEMBLED | 695.09
6FX5002-2CF02-1KF0 | SIGNAL CABLE, PREASSEMBLED | 755.46
6FX5002-2CF02-1KH0 | SIGNAL CABLE, PREASSEMBLED | 768.88
6FX5002-2CF02-2AF0 | SIGNAL CABLE, PREASSEMBLED | 820.22
6FX5002-2CF02-2BA0 | SIGNAL CABLE, PREASSEMBLED | 853.29
6FX5002-2CF02-2CB0 | SIGNAL CABLE, PREASSEMBLED | 926.28
6FX5002-2CF02-2CJ0 | SIGNAL CABLE, PREASSEMBLED | 972.62
6FX5002-2CF02-3AA0 | SIGNAL CABLE, PREASSEMBLED | 1450.83
6FX5002-2CF04-1AA1 | SIGNAL CABLE, PREASSEMBLED,EXT. | 151.63
6FX5002-2CF04-1AE0 | SIGNAL CABLE, PREASSEMBLED,EXT. | 171.4
6FX5002-2CF04-1AH5 | SIGNAL CABLE, PREASSEMBLED,EXT. | 198.1
6FX5002-2CF04-1BF0 | SIGNAL CABLE, PREASSEMBLED,EXT. | 244.2
6FX5002-2CF04-1BH0 | SIGNAL CABLE, PREASSEMBLED,EXT. | 257.62
6FX5002-2CF04-1DF0 | SIGNAL CABLE, PREASSEMBLED,EXT. | 376.68
6FX5002-2CF04-1EA0 | SIGNAL CABLE, PREASSEMBLED,EXT. | 410.94
6FX5002-2CF04-1GF0 | SIGNAL CABLE, PREASSEMBLED,EXT. | 575.81
6FX5002-2CF04-1HF0 | SIGNAL CABLE, PREASSEMBLED,EXT. | 640.57
6FX5002-2CF10-1AB0 | SIGNAL CABLE, PREASSEMBLED | 130.09
6FX5002-2CF10-1AD0 | SIGNAL CABLE, PREASSEMBLED | 142.38
6FX5002-2CF10-1CF0 | SIGNAL CABLE, PREASSEMBLED | 277.17
6FX5002-2CF10-1EA0 | SIGNAL CABLE, PREASSEMBLED | 369.11
6FX5002-5CA48-1AC6 | POWER CABLE, PREASSEMBLED,EXT. | 403.52
6FX5002-5CA48-1AH0 | POWER CABLE, PREASSEMBLED,EXT. | 439.14
6FX5002-5CA48-1AK0 | POWER CABLE, PREASSEMBLED,EXT. | 456.74
6FX5002-5CA48-1BD0 | POWER CABLE, PREASSEMBLED,EXT. | 492.31
6FX5002-5CA48-1BF0 | POWER CABLE, PREASSEMBLED,EXT. | 510.14
6FX5002-5CA48-1CB0 | POWER CABLE, PREASSEMBLED,EXT. | 562.94
6FX5002-5CA48-1CD0 | POWER CABLE, PREASSEMBLED,EXT. | 580.66
6FX5002-5CA48-1CJ5 | POWER CABLE, PREASSEMBLED,EXT. | 633.93
6FX5002-5CA48-1DA0 | POWER CABLE, PREASSEMBLED,EXT. | 642.84
6FX5002-5CA48-1DG0 | POWER CABLE, PREASSEMBLED,EXT. | 696.27
6FX5002-5CA58-1AC0 | POWER CABLE, PREASSEMBLED,EXT. | 410.82
6FX5002-5CA58-1AC6 | POWER CABLE, PREASSEMBLED,EXT. | 421.98
6FX5002-5CA58-1AH0 | POWER CABLE, PREASSEMBLED,EXT. | 466.84
6FX5002-5CA58-1AJ0 | POWER CABLE, PREASSEMBLED,EXT. | 477.97
6FX5002-5CA58-1BD0 | POWER CABLE, PREASSEMBLED,EXT. | 533.67
6FX5002-5CA58-1BF0 | POWER CABLE, PREASSEMBLED,EXT. | 556.1
6FX5002-5CA58-1BH0 | POWER CABLE, PREASSEMBLED,EXT. | 578.53
6FX5002-5CA58-1CF0 | POWER CABLE, PREASSEMBLED,EXT. | 667.78
6FX5002-5CA58-1DF0 | POWER CABLE, PREASSEMBLED,EXT. | 779.69
6FX5002-5CA68-1AJ0 | POWER CABLE PREASSEMBLED,EXT. | 484.65
6FX5002-5CA68-1BB5 | POWER CABLE PREASSEMBLED,EXT. | 557.17
6FX5002-5CE02-1AD0 | POWER CABLE, PREASSEMBLED | 208.73
6FX5002-5CE02-1AG0 | POWER CABLE, PREASSEMBLED | 226.59
6FX5002-5CE04-1AD4 | POWER CABLE, PREASSEMBLED | 263.93
6FX5002-5CE04-1AF0 | POWER CABLE, PREASSEMBLED | 272.55
6FX5002-5CS01-1CG5 | POWER CABLE, PREASSEMBLED | 395.66
6FX5002-5CS01-1CJ8 | POWER CABLE, PREASSEMBLED | 405.62
6FX5002-5CS01-1DD0 | POWER CABLE, PREASSEMBLED | 425.82
6FX5002-5CS01-1DD5 | POWER CABLE, PREASSEMBLED | 430.89
6FX5002-5CS01-1DH5 | POWER CABLE, PREASSEMBLED | 451.08
6FX5002-5CS01-1DK0 | POWER CABLE, PREASSEMBLED | 455.99
6FX5002-5CS01-1ED5 | POWER CABLE, PREASSEMBLED | 481.26
6FX5002-5CS01-1EF5 | POWER CABLE, PREASSEMBLED | 491.34
6FX5002-5CS01-1FA5 | POWER CABLE, PREASSEMBLED | 516.57
6FX5002-5CS01-1FB5 | POWER CABLE, PREASSEMBLED | 521.61
6FX5002-5CS01-1FE5 | POWER CABLE, PREASSEMBLED | 536.73
6FX5002-5CS01-1FG0 | POWER CABLE, PREASSEMBLED | 541.81
6FX5002-5CS01-1GD0 | POWER CABLE, PREASSEMBLED | 577.49
6FX5002-5CS01-1GG0 | POWER CABLE, PREASSEMBLED | 592.65
6FX5002-5CS01-1CH3 | POWER CABLE, PREASSEMBLED | 400.7
6FX5002-5CS01-1JG0 | POWER CABLE, PREASSEMBLED | 692.14
6FX5002-5CS01-2DC1 | POWER CABLE, PREASSEMBLED | 929.91
6FX5002-5CS01-2FA0 | POWER CABLE, PREASSEMBLED | 1015.63
6FX5002-5CS02-1AE7 | POWER CABLE, PREASSEMBLED | 222.57
6FX5002-5CS02-1AF8 | POWER CABLE, PREASSEMBLED | 227.64
6FX5002-5CS02-1BE0 | POWER CABLE, PREASSEMBLED | 267.9
6ES7656-7EM33-1DF3 | SIMATIC PCS 7 REDUNDANCY AS | 106842.98
6ES7656-7EM33-2CF0 | SIMATIC PCS 7 REDUNDANCY AS | 88779.38
6ES7656-7EM33-3CF0 | SIMATIC PCS 7 REDUNDANCY AS | 89693.28
6ES7656-7EM33-4BF1 | SIMATIC PCS 7 REDUNDANCY AS | 93855.24
6ES7656-7EM34-1BF0 | SIMATIC PCS 7 REDUNDANCY AS | 97793.96
6ES7656-7EM34-2EF0 | SIMATIC PCS 7 REDUNDANCY AS | 101241.28
6ES7656-7EM44-1CF0 | SIMATIC PCS 7 REDUNDANCY AS | 100520.65
6ES7656-7EN33-1EF1 | SIMATIC PCS 7 REDUNDANCY AS | 99885.43
6ES7656-7EN33-1HF0 | SIMATIC PCS 7 REDUNDANCY AS | 90785.45
6ES7656-7EN34-1GF0 | SIMATIC PCS 7 REDUNDANCY AS | 99097.37
6ES7656-7EP34-1BF0 | SIMATIC PCS 7 REDUNDANCY AS | 84367.22
6ES7656-7GM33-1BF0 | SIMATIC PCS 7 REDUNDANCY AS | 90929.27
6ES7656-7XA30-1BF0 | SIMATIC PCS 7 REDUNDANCY AS | 22366.39
6ES7656-7XA33-1CF0 | SIMATIC PCS 7 REDUNDANCY AS | 32032.66
6ES7656-7XE33-1XF0 | SIMATIC PCS 7 REDUNDANCY AS | 43943.23
6ES7656-7XE33-2CF0 | SIMATIC PCS 7 REDUNDANCY AS | 46677.42
6ES7656-7XE33-4CF0 | SIMATIC PCS 7 REDUNDANCY AS | 46782.29
6ES7656-7XE33-4XF0 | SIMATIC PCS 7 REDUNDANCY AS | 43273.55
6ES7656-7XE34-2CF0 | SIMATIC PCS 7 REDUNDANCY AS | 55630.56
6ES7656-7XM33-1HF0 | SIMATIC PCS 7 REDUNDANCY AS | 75641.8
6ES7656-7XM33-2BF0 | SIMATIC PCS 7 REDUNDANCY AS | 74061.23
6ES7656-7XM34-2XF0 | SIMATIC PCS 7 REDUNDANCY AS | 80218.75
6ES7656-7XM34-4GF0 | SIMATIC PCS 7 REDUNDANCY AS | 83284.05
6ES7656-8AA30-2BF0 | SIMATIC PCS 7 REDUNDANCY AS | 24384.44
6ES7656-8AA30-2GF0 | SIMATIC PCS 7 REDUNDANCY AS | 24549.25
6ES7656-8AA33-1EF0 | SIMATIC PCS 7 REDUNDANCY AS | 38334.02
6ES7656-8AA33-1GF1 | SIMATIC PCS 7 REDUNDANCY AS | 39961.05
6ES7656-8AA33-2GF0 | SIMATIC PCS 7 REDUNDANCY AS | 33502.39
6ES7656-8AA33-3CF0 | SIMATIC PCS 7 REDUNDANCY AS | 34964.61
6ES7656-8AA34-3BF0 | SIMATIC PCS 7 REDUNDANCY AS | 43204.62
6ES7656-8AB30-1BF0 | SIMATIC PCS 7 REDUNDANCY AS | 26297.61
6ES7656-8AB33-1BF0 | SIMATIC PCS 7 REDUNDANCY AS | 35250.77
6ES7656-8AB33-1EF0 | SIMATIC PCS 7 REDUNDANCY AS | 39472.65
6ES7656-8AE30-2BF0 | SIMATIC PCS 7 REDUNDANCY AS | 39803.75
6ES7656-8AE30-2GF0 | SIMATIC PCS 7 REDUNDANCY AS | 39968.56
6ES7656-8AE33-3EF0 | SIMATIC PCS 7 REDUNDANCY AS | 53892.68
6ES7656-8AE34-1GF0 | SIMATIC PCS 7 REDUNDANCY AS | 58649.41
6FX5002-2DC20-1AD3 | SIGNAL CABLE, PREASSEMBLED | 158.4
6FX5002-2DC20-1AE1 | SIGNAL CABLE, PREASSEMBLED | 165.52
6FX5002-2DC20-1AF4 | SIGNAL CABLE, PREASSEMBLED | 172.72
6FX5002-2DC20-1AF8 | SIGNAL CABLE, PREASSEMBLED | 172.72
6FX5002-2DC20-1AH2 | SIGNAL CABLE, PREASSEMBLED | 186.82
6FX5002-2DC20-1AH5 | SIGNAL CABLE, PREASSEMBLED | 186.82
6FX5002-2DC20-1AK5 | SIGNAL CABLE, PREASSEMBLED | 201.14
6FX5002-2DC20-1BA7 | SIGNAL CABLE, PREASSEMBLED | 208.06
6FX5002-2DC20-1CK0 | SIGNAL CABLE, PREASSEMBLED | 336.29
6FX5002-2DC20-1DB0 | SIGNAL CABLE, PREASSEMBLED | 350.32
6FX5002-2DC20-1DJ0 | SIGNAL CABLE, PREASSEMBLED | 400.08
6FX5002-2DC20-1EC0 | SIGNAL CABLE, PREASSEMBLED | 428.65
6FX5002-2DC20-1GA0 | SIGNAL CABLE, PREASSEMBLED | 555.47
6FX5002-2DC20-1HA0 | SIGNAL CABLE, PREASSEMBLED | 627.12
6FX5002-2DC40-1BE0 | SIGNAL CABLE, PREASSEMBLED | 232.68
6FX5002-2DC40-1EF0 | SIGNAL CABLE, PREASSEMBLED | 469.14
6FX5002-2DC42-1CF0 | SIGNAL CABLE, PREASSEMBLED | 336.01
6FX5002-2DD40-1BA0 | SIGNAL CABLE, PREASSEMBLED | 202.2
6FX5002-2EQ10-1AB3 | SIGNAL CABLE, PREASSEMBLED | 131.58
6FX5002-2EQ10-1AC6 | SIGNAL CABLE, PREASSEMBLED | 139.18
6FX5002-2EQ10-1AF1 | SIGNAL CABLE, PREASSEMBLED | 162.12
6FX5002-2EQ10-1AG2 | SIGNAL CABLE, PREASSEMBLED | 169.73
6FX5002-2EQ10-1BD1 | SIGNAL CABLE, PREASSEMBLED | 223.15
6FX5002-2EQ10-1BE5 | SIGNAL CABLE, PREASSEMBLED | 230.77
6ES7656-7DN33-1CF1 | SIMATIC PCS 7 REDUNDANCY AS | 91711.33
6ES7656-7DN33-1GF0 | SIMATIC PCS 7 REDUNDANCY AS | 85478.88
6ES7656-7DN34-1CF0 | SIMATIC PCS 7 REDUNDANCY AS | 94980.36
6ES7656-7DN34-1EF0 | SIMATIC PCS 7 REDUNDANCY AS | 98489.12
6ES7656-7EM33-1BF2 | SIMATIC PCS 7 REDUNDANCY AS | 100209.03
6ES7656-7EM33-1BF3 | SIMATIC PCS 7 REDUNDANCY AS | 105893.14
6ES7656-7EM33-1BF4 | SIMATIC PCS 7 REDUNDANCY AS | 111577.25
6ES7656-7EM33-1CF0 | SIMATIC PCS 7 REDUNDANCY AS | 89553.95
6ES7656-7EM33-1CF1 | SIMATIC PCS 7 REDUNDANCY AS | 95238.04
6ES7656-7EM33-3CF1 | SIMATIC PCS 7 REDUNDANCY AS | 95377.39
6ES7656-7EM33-3EF0 | SIMATIC PCS 7 REDUNDANCY AS | 93202.02
6ES7656-7EM33-3GF4 | SIMATIC PCS 7 REDUNDANCY AS | 111881.38
6ES7656-7EM33-4BF0 | SIMATIC PCS 7 REDUNDANCY AS | 88171.13
6ES7656-7EN30-1CF0 | SIMATIC PCS 7 REDUNDANCY AS | 81739.41
6ES7656-7EN30-2GF2 | SIMATIC PCS 7 REDUNDANCY AS | 91784.74
6ES7656-7EN33-1CF0 | SIMATIC PCS 7 REDUNDANCY AS | 90692.55
6ES7656-7EN33-1CF1 | SIMATIC PCS 7 REDUNDANCY AS | 96376.66
6ES7656-7GM33-1BF1 | SIMATIC PCS 7 REDUNDANCY AS | 96613.38
6ES7656-7GM33-1BF4 | SIMATIC PCS 7 REDUNDANCY AS | 113665.71
6ES7656-7GM33-1CF0 | SIMATIC PCS 7 REDUNDANCY AS | 91642.42
6ES7656-7GM34-1BF0 | SIMATIC PCS 7 REDUNDANCY AS | 99882.43
6ES7656-7XE33-2GF0 | SIMATIC PCS 7 REDUNDANCY AS | 46129.08
6ES7656-7XE33-2HF0 | SIMATIC PCS 7 REDUNDANCY AS | 46770.3
6ES7656-7XE33-2XF0 | SIMATIC PCS 7 REDUNDANCY AS | 43168.67
6ES7656-7XE33-4BF0 | SIMATIC PCS 7 REDUNDANCY AS | 46069.16
6ES7656-7XM33-2CF1 | SIMATIC PCS 7 REDUNDANCY AS | 80458.47
6ES7656-7XM33-2GF0 | SIMATIC PCS 7 REDUNDANCY AS | 74226.02
6ES7656-7XM33-2XF0 | SIMATIC PCS 7 REDUNDANCY AS | 71265.61
6ES7656-7XM34-1DF0 | SIMATIC PCS 7 REDUNDANCY AS | 84738.78
6ES7656-8AA30-3BF0 | SIMATIC PCS 7 REDUNDANCY AS | 25298.34
6ES7656-8AA30-3CF0 | SIMATIC PCS 7 REDUNDANCY AS | 26011.47
6ES7656-8AA30-3GF0 | SIMATIC PCS 7 REDUNDANCY AS | 25463.13
6ES7656-8AA33-1BF0 | SIMATIC PCS 7 REDUNDANCY AS | 34112.15
6ES7656-8AA33-4BF0 | SIMATIC PCS 7 REDUNDANCY AS | 33442.46
6ES7656-8AA34-1CF0 | SIMATIC PCS 7 REDUNDANCY AS | 43778.44
6ES7656-8AA34-1GF0 | SIMATIC PCS 7 REDUNDANCY AS | 43230.1
6ES7656-8AA34-1KF0 | SIMATIC PCS 7 REDUNDANCY AS | 47472.96
6ES7656-8AA34-2BF0 | SIMATIC PCS 7 REDUNDANCY AS | 42290.74
6ES7656-8AB33-1GF0 | SIMATIC PCS 7 REDUNDANCY AS | 35415.56
6ES7656-8AB33-1HF0 | SIMATIC PCS 7 REDUNDANCY AS | 36056.8
6ES7656-8AB33-2GF0 | SIMATIC PCS 7 REDUNDANCY AS | 34641.01
6ES7656-8AB34-1EF0 | SIMATIC PCS 7 REDUNDANCY AS | 48425.8
6ES7656-8AE34-2BF0 | SIMATIC PCS 7 REDUNDANCY AS | 57710.05
6FX5002-2DC20-1AE6 | SIGNAL CABLE, PREASSEMBLED | 165.52
6FX5002-2DC20-1AE7 | SIGNAL CABLE, PREASSEMBLED | 165.52
6FX5002-2DC20-1AE8 | SIGNAL CABLE, PREASSEMBLED | 165.52
6FX5002-2DC20-1AF2 | SIGNAL CABLE, PREASSEMBLED | 172.72
6FX5002-2DC20-1AJ2 | SIGNAL CABLE, PREASSEMBLED | 193.95
6FX5002-2DC20-1AJ3 | SIGNAL CABLE, PREASSEMBLED | 193.95
6FX5002-2DC20-1AJ5 | SIGNAL CABLE, PREASSEMBLED | 193.95
6FX5002-2DC20-1AJ7 | SIGNAL CABLE, PREASSEMBLED | 193.95
6FX5002-2DC20-1DC0 | SIGNAL CABLE, PREASSEMBLED | 357.46
6FX5002-2DC20-1DE0 | SIGNAL CABLE, PREASSEMBLED | 371.65
6FX5002-2DC20-1DE3 | SIGNAL CABLE, PREASSEMBLED | 378.77
6FX5002-2DC20-1DH0 | SIGNAL CABLE, PREASSEMBLED | 392.95
6FX5002-2DC20-1KF0 | SIGNAL CABLE, PREASSEMBLED | 806.17
6FX5002-2DC40-1AC5 | SIGNAL CABLE, PREASSEMBLED | 148.81
6FX5002-2DC40-1AD5 | SIGNAL CABLE, PREASSEMBLED | 156.44
6FX5002-2DC40-1AJ0 | SIGNAL CABLE, PREASSEMBLED | 186.91
6FX5002-2EN20-1BH0 | SIGNAL CABLE, PREASSEMBLED | 348.46
6FX5002-2EN20-1CF0 | SIGNAL CABLE, PREASSEMBLED | 427.08
6ES7656-7EM34-1CF1 | SIMATIC PCS 7 REDUNDANCY AS | 104191.2
6ES7656-7EM34-1CF2 | SIMATIC PCS 7 REDUNDANCY AS | 109875.31
6ES7656-7EM34-1EF0 | SIMATIC PCS 7 REDUNDANCY AS | 102015.83
6ES7656-7EM34-1EF1 | SIMATIC PCS 7 REDUNDANCY AS | 107699.94
6ES7656-7EM34-2CF0 | SIMATIC PCS 7 REDUNDANCY AS | 97732.52
6ES7656-7EN33-3CF0 | SIMATIC PCS 7 REDUNDANCY AS | 90831.9
6ES7656-7EN33-4GF0 | SIMATIC PCS 7 REDUNDANCY AS | 89474.54
6ES7656-7EN34-1CF1 | SIMATIC PCS 7 REDUNDANCY AS | 105329.82
6ES7656-7EN34-1EF0 | SIMATIC PCS 7 REDUNDANCY AS | 103154.46
6ES7656-7XA34-2BF0 | SIMATIC PCS 7 REDUNDANCY AS | 39498.12
6ES7656-7XA34-4BF0 | SIMATIC PCS 7 REDUNDANCY AS | 39603
6ES7656-7XE30-1BF0 | SIMATIC PCS 7 REDUNDANCY AS | 37785.7
6ES7656-7XE33-1BF0 | SIMATIC PCS 7 REDUNDANCY AS | 46738.84
6ES7656-7XE34-4BF0 | SIMATIC PCS 7 REDUNDANCY AS | 55022.3
6ES7656-7XM33-1BF0 | SIMATIC PCS 7 REDUNDANCY AS | 74835.78
6ES7656-7XM33-1CF0 | SIMATIC PCS 7 REDUNDANCY AS | 75548.92
6ES7656-7XM33-1GF0 | SIMATIC PCS 7 REDUNDANCY AS | 75000.58
6ES7656-7XM43-4GF0 | SIMATIC PCS 7 REDUNDANCY AS | 76344.45
6ES7656-7XM43-4GF1 | SIMATIC PCS 7 REDUNDANCY AS | 82028.56
6ES7656-7XN34-1CF0 | SIMATIC PCS 7 REDUNDANCY AS | 85640.69
6ES7656-7XN34-1HF0 | SIMATIC PCS 7 REDUNDANCY AS | 85733.57
6ES7656-8AA30-1BF0 | SIMATIC PCS 7 REDUNDANCY AS | 25159.01
6ES7656-8AA33-1KF0 | SIMATIC PCS 7 REDUNDANCY AS | 38519.8
6ES7656-8AA33-2BF0 | SIMATIC PCS 7 REDUNDANCY AS | 33337.58
6ES7656-8AA33-2BF1 | SIMATIC PCS 7 REDUNDANCY AS | 39021.69
6ES7656-8AA33-2CF0 | SIMATIC PCS 7 REDUNDANCY AS | 34050.73
6ES7656-8AB30-1CF0 | SIMATIC PCS 7 REDUNDANCY AS | 27010.76
6ES7656-8AB30-1EF0 | SIMATIC PCS 7 REDUNDANCY AS | 30519.5
6ES7656-8AB30-2BF0 | SIMATIC PCS 7 REDUNDANCY AS | 25523.06
6ES7656-8AB30-3BF0 | SIMATIC PCS 7 REDUNDANCY AS | 26436.96
6ES7656-8AE33-1BF0 | SIMATIC PCS 7 REDUNDANCY AS | 49531.46
6ES7656-8AE33-1GF0 | SIMATIC PCS 7 REDUNDANCY AS | 49696.26
6ES7656-8AE33-1HF0 | SIMATIC PCS 7 REDUNDANCY AS | 50337.48
6ES7656-8AE33-2BF0 | SIMATIC PCS 7 REDUNDANCY AS | 48756.89
6ES7656-8AE33-2BF1 | SIMATIC PCS 7 REDUNDANCY AS | 54441
6FX5002-2DC20-1AA7 | SIGNAL CABLE, PREASSEMBLED | 137.08
6FX5002-2DC20-1AB1 | SIGNAL CABLE, PREASSEMBLED | 144.19
6FX5002-2DC20-1AB3 | SIGNAL CABLE, PREASSEMBLED | 144.19
6FX5002-2DC20-1AG2 | SIGNAL CABLE, PREASSEMBLED | 179.59
6FX5002-2DC20-1AG3 | SIGNAL CABLE, PREASSEMBLED | 179.59
6FX5002-2DC20-1AG5 | SIGNAL CABLE, PREASSEMBLED | 179.59
6FX5002-2DC20-1AG8 | SIGNAL CABLE, PREASSEMBLED | 179.59
6FX5002-2DC20-1BF5 | SIGNAL CABLE, PREASSEMBLED | 243.7
6FX5002-2DC20-1BJ5 | SIGNAL CABLE, PREASSEMBLED | 264.93
6FX5002-2DC20-1CC6 | SIGNAL CABLE, PREASSEMBLED | 293.59
6FX5002-2DC20-1CE0 | SIGNAL CABLE, PREASSEMBLED | 300.67
6FX5002-2DC20-1EH0 | SIGNAL CABLE, PREASSEMBLED | 464.14
6FX5002-2DC20-1EJ0 | SIGNAL CABLE, PREASSEMBLED | 471.28
6FX5002-2DC20-1EK0 | SIGNAL CABLE, PREASSEMBLED | 478.47
6FX5002-2DC20-1FA4 | SIGNAL CABLE, PREASSEMBLED | 493.17
6FX5002-2DC20-1FD0 | SIGNAL CABLE, PREASSEMBLED | 507.4
6FX5002-2DC40-1GA0 | SIGNAL CABLE, PREASSEMBLED | 583.57
6FX5002-2DC42-1AD0 | SIGNAL CABLE, PREASSEMBLED | 168.18
6FX5002-2DC42-1AF0 | SIGNAL CABLE, PREASSEMBLED | 183.43
6FX5002-2DC42-1CA0 | SIGNAL CABLE, PREASSEMBLED | 297.86
6FX5002-2EQ10-1AD6 | SIGNAL CABLE, PREASSEMBLED | 146.85
6FX5002-2EQ10-1AE1 | SIGNAL CABLE, PREASSEMBLED | 154.48
6FX5002-2EQ10-1AE2 | SIGNAL CABLE, PREASSEMBLED | 154.48
6FX5002-2EQ10-1AE5 | SIGNAL CABLE, PREASSEMBLED | 154.48
6FX5002-2EQ10-1CB5 | SIGNAL CABLE, PREASSEMBLED | 284.02
6FX5002-2EQ10-1CC5 | SIGNAL CABLE, PREASSEMBLED | 291.62
6FX5002-2EQ10-1AA0 | SIGNAL CABLE, PREASSEMBLED | 116.33
6FX5002-2EQ10-1AA2 | SIGNAL CABLE, PREASSEMBLED | 123.95
6FX5002-2EQ10-1AA5 | SIGNAL CABLE, PREASSEMBLED | 123.95
6FX5002-2EQ10-1AJ2 | SIGNAL CABLE, PREASSEMBLED | 185
6FX5002-2EQ10-1AJ5 | SIGNAL CABLE, PREASSEMBLED | 185
6FX5002-2EQ10-1AK5 | SIGNAL CABLE, PREASSEMBLED | 192.65
6FX5002-2EQ10-1BC5 | SIGNAL CABLE, PREASSEMBLED | 215.48
6FX5002-2EQ10-1DJ0 | SIGNAL CABLE, PREASSEMBLED | 405.82
6FX5002-2EQ10-1DK0 | SIGNAL CABLE, PREASSEMBLED | 413.48
6FX5002-2EQ10-1ED0 | SIGNAL CABLE, PREASSEMBLED | 444.47
6FX5002-2EQ10-1EE0 | SIGNAL CABLE, PREASSEMBLED | 452.09
6FX5002-2EQ10-1HC0 | SIGNAL CABLE, PREASSEMBLED | 665.72
6FX5002-2EQ10-1HD0 | SIGNAL CABLE, PREASSEMBLED | 673.37
6FX5002-2EQ10-1HE0 | SIGNAL CABLE, PREASSEMBLED | 681.02
6FX5002-2EQ10-1HG0 | SIGNAL CABLE, PREASSEMBLED | 696.27
6FX5002-2EQ10-1JJ0 | SIGNAL CABLE, PREASSEMBLED | 787.81
6FX5002-2EQ10-1JK0 | SIGNAL CABLE, PREASSEMBLED | 795.48
6FX5002-2EQ10-1KB0 | SIGNAL CABLE, PREASSEMBLED | 810.74
6FX5002-2EQ10-1KD0 | SIGNAL CABLE, PREASSEMBLED | 826.01
6FX5002-2EQ10-2KK0 | SIGNAL CABLE, PREASSEMBLED | 1634.92
6FX5002-2EQ10-3AA0 | SIGNAL CABLE, PREASSEMBLED | 1640.19
6FX5002-2EQ14-1AA0 | SIGNAL CABLE, PREASSEMBLED,EXT. | 152.12
6FX5002-2EQ14-1AB4 | SIGNAL CABLE, PREASSEMBLED,EXT. | 169.04
6FX5002-2EQ14-1BD0 | SIGNAL CABLE, PREASSEMBLED,EXT. | 262.21
6FX5002-2EQ14-1BD5 | SIGNAL CABLE, PREASSEMBLED,EXT. | 270.69
6FX5002-2EQ14-1BE0 | SIGNAL CABLE, PREASSEMBLED,EXT. | 270.56
6FX5002-2EQ14-1BG0 | SIGNAL CABLE, PREASSEMBLED,EXT. | 287.43
6FX5002-2EQ20-1AC3 | SIGNAL CABLE PREASSAMBLED | 201.39
6FX5002-2EQ20-1AC5 | SIGNAL CABLE PREASSAMBLED | 201.39
6FX5002-2EQ20-1AC8 | SIGNAL CABLE PREASSAMBLED | 201.39
6FX5002-2EQ20-1AE0 | SIGNAL CABLE PREASSAMBLED | 210.93
6FX5002-2EQ20-1AE5 | SIGNAL CABLE PREASSAMBLED | 220.44
6FX5002-5CN51-1CJ0 | POWER CABLE PREASSEMBLED | 681.19
6FX5002-5CN51-1CK0 | POWER CABLE PREASSEMBLED | 693.47
6FX5002-5CN51-1DB0 | POWER CABLE PREASSEMBLED | 717.94
6FX5002-5CN51-1DC0 | POWER CABLE PREASSEMBLED | 730.16
6FX5002-5CN51-1EH0 | POWER CABLE PREASSEMBLED | 914.04
6FX5002-5CN51-1EJ0 | POWER CABLE PREASSEMBLED | 926.28
6FX5002-5CN51-1EK0 | POWER CABLE PREASSEMBLED | 938.56
6FX5002-5CN51-1FA0 | POWER CABLE PREASSEMBLED | 950.82
6FX5002-5CN51-1GE0 | POWER CABLE PREASSEMBLED | 1122.4
6FX5002-5CN51-1GF0 | POWER CABLE PREASSEMBLED | 1134.67
6FX5002-5CN51-1GG0 | POWER CABLE PREASSEMBLED | 1146.89
6FX5002-5CN51-1GH0 | POWER CABLE PREASSEMBLED | 1159.17
6FX5002-5CN51-1CH0 | POWER CABLE PREASSEMBLED | 668.95
6FX5002-5CN51-1JF0 | POWER CABLE PREASSEMBLED | 1379.76
6FX5002-5CN54-1AA0 | POWER CABLE PREASSEMBLED | 213.88
6FX5002-5CN54-1AC0 | POWER CABLE PREASSEMBLED | 238.39
6FX5002-5CN54-1CD0 | POWER CABLE PREASSEMBLED | 495.76
6FX5002-5CN54-1CE0 | POWER CABLE PREASSEMBLED | 508.03
6FX5002-5CN54-1CF0 | POWER CABLE PREASSEMBLED | 520.29
6FX5002-5CN54-1CG0 | POWER CABLE PREASSEMBLED | 532.54
6FX5002-5CN54-1EB0 | POWER CABLE PREASSEMBLED | 716.37
6FX5002-5CN54-1EC0 | POWER CABLE PREASSEMBLED | 728.57
6FX5002-5CN54-1ED0 | POWER CABLE PREASSEMBLED | 740.86
6FX5002-5CN54-1EE0 | POWER CABLE PREASSEMBLED | 753.13
6FX5002-5CN54-1FH0 | POWER CABLE PREASSEMBLED | 912.5
6FX5002-5CN54-1FJ0 | POWER CABLE PREASSEMBLED | 924.74
6FX5002-5CN54-1FK0 | POWER CABLE PREASSEMBLED | 937.03
6FX5002-5CN54-1GA0 | POWER CABLE PREASSEMBLED | 949.23
6FX5002-5CN54-1GB0 | POWER CABLE PREASSEMBLED | 961.51
6FX5002-5CN54-1HE0 | POWER CABLE PREASSEMBLED | 1120.83
6FX5002-2EQ10-1CJ5 | SIGNAL CABLE, PREASSEMBLED | 337.42
6FX5002-2EQ10-1DB6 | SIGNAL CABLE, PREASSEMBLED | 360.05
6FX5002-2EQ10-1EK0 | SIGNAL CABLE, PREASSEMBLED | 490.27
6FX5002-2EQ10-1FC0 | SIGNAL CABLE, PREASSEMBLED | 513.09
6FX5002-2EQ10-1GE0 | SIGNAL CABLE, PREASSEMBLED | 604.67
6FX5002-2EQ10-1GG0 | SIGNAL CABLE, PREASSEMBLED | 619.96
6FX5002-2EQ10-1HB0 | SIGNAL CABLE, PREASSEMBLED | 658.12
6FX5002-2EQ10-1HH0 | SIGNAL CABLE, PREASSEMBLED | 703.89
6FX5002-2EQ10-1HK0 | SIGNAL CABLE, PREASSEMBLED | 719.19
6FX5002-2EQ10-1JF0 | SIGNAL CABLE, PREASSEMBLED | 764.96
6FX5002-2EQ10-1JH0 | SIGNAL CABLE, PREASSEMBLED | 780.19
6FX5002-2EQ10-1KE0 | SIGNAL CABLE, PREASSEMBLED | 833.64
6FX5002-2EQ10-1KG0 | SIGNAL CABLE, PREASSEMBLED | 848.89
6FX5002-2EQ10-1KJ0 | SIGNAL CABLE, PREASSEMBLED | 864.16
6FX5002-2EQ10-2CA0 | SIGNAL CABLE, PREASSEMBLED | 1031.87
6FX5002-2EQ10-2DE0 | SIGNAL CABLE, PREASSEMBLED | 1138.41
6FX5002-2EQ14-1AC6 | SIGNAL CABLE, PREASSEMBLED,EXT. | 177.53
6FX5002-2EQ14-1AD5 | SIGNAL CABLE, PREASSEMBLED,EXT. | 186.02
6FX5002-2EQ14-1AK0 | SIGNAL CABLE, PREASSEMBLED,EXT. | 228.42
6FX5002-2EQ14-1BA5 | SIGNAL CABLE, PREASSEMBLED,EXT. | 245.24
6FX5002-2EQ14-1BC0 | SIGNAL CABLE, PREASSEMBLED,EXT. | 253.72
6FX5002-2EQ14-1BH0 | SIGNAL CABLE, PREASSEMBLED,EXT. | 295.92
6FX5002-2EQ14-1BK0 | SIGNAL CABLE, PREASSEMBLED,EXT. | 313.05
6FX5002-2EQ14-1FA0 | SIGNAL CABLE, PREASSEMBLED,EXT. | 575.31
6FX5002-2EQ20-1AB5 | SIGNAL CABLE PREASSAMBLED | 191.82
6FX5002-2EQ20-1AF5 | SIGNAL CABLE PREASSAMBLED | 229.94
6FX5002-2EQ20-1AH5 | SIGNAL CABLE PREASSAMBLED | 249.02
6FX5002-5CN51-1CD0 | POWER CABLE PREASSEMBLED | 619.91
6FX5002-5CN51-1CF0 | POWER CABLE PREASSEMBLED | 644.43
6FX5002-5CN51-1DE0 | POWER CABLE PREASSEMBLED | 754.7
6FX5002-5CN51-1DG0 | POWER CABLE PREASSEMBLED | 779.2
6FX5002-5CN51-1EE0 | POWER CABLE PREASSEMBLED | 877.25
6FX5002-5CN51-1EG0 | POWER CABLE PREASSEMBLED | 901.76
6FX5002-5CN51-1FB0 | POWER CABLE PREASSEMBLED | 963.1
6FX5002-5CN51-1FD0 | POWER CABLE PREASSEMBLED | 987.61
6FX5002-5CN51-1GA0 | POWER CABLE PREASSEMBLED | 1073.37
6FX5002-5CN51-1GC0 | POWER CABLE PREASSEMBLED | 1097.84
6FX5002-5CN51-1GK0 | POWER CABLE PREASSEMBLED | 1183.69
6FX5002-5CN51-1HB0 | POWER CABLE PREASSEMBLED | 1208.21
6FX5002-5CN51-1HG0 | POWER CABLE PREASSEMBLED | 1269.47
6FX5002-5CN51-1HJ0 | POWER CABLE PREASSEMBLED | 1294
6FX5002-5CN54-1AG0 | POWER CABLE PREASSEMBLED | 287.43
6FX5002-5CN54-1AK0 | POWER CABLE PREASSEMBLED | 324.2
6FX5002-5CN54-1BK0 | POWER CABLE PREASSEMBLED | 446.76
6FX5002-5CN54-1CC0 | POWER CABLE PREASSEMBLED | 483.5
6FX5002-5CN54-1CJ0 | POWER CABLE PREASSEMBLED | 557.04
6FX5002-5CN54-1DA0 | POWER CABLE PREASSEMBLED | 581.55
6FX5002-5CN54-1DH0 | POWER CABLE PREASSEMBLED | 667.35
6FX5002-5CN54-1DK0 | POWER CABLE PREASSEMBLED | 691.87
6FX5002-5CN54-1EG0 | POWER CABLE PREASSEMBLED | 777.62
6FX5002-5CN54-1EJ0 | POWER CABLE PREASSEMBLED | 802.14
6FX5002-5CN54-1FD0 | POWER CABLE PREASSEMBLED | 863.46
6FX5002-5CN54-1FF0 | POWER CABLE PREASSEMBLED | 888
6FX5002-5CN54-1GC0 | POWER CABLE PREASSEMBLED | 973.72
6FX5002-5CN54-1GE0 | POWER CABLE PREASSEMBLED | 998.25
6FX5002-5CN54-1HB0 | POWER CABLE PREASSEMBLED | 1084.07
6FX5002-5CN54-1HD0 | POWER CABLE PREASSEMBLED | 1108.57
6FX5002-5CN54-1HJ0 | POWER CABLE PREASSEMBLED | 1169.85
6FX5002-5CN54-1CH0 | POWER CABLE PREASSEMBLED | 544.81
6FX5002-5CN61-1AF0 | POWER CABLE PREASSEMBLED | 449.15
6FX5002-5CN61-1AH0 | POWER CABLE PREASSEMBLED | 486.95
6FX5002-5CN61-1BE0 | POWER CABLE PREASSEMBLED | 619.21
6FX5002-5CN61-1BG0 | POWER CABLE PREASSEMBLED | 657.01
6FX5002-5CN61-1CB0 | POWER CABLE PREASSEMBLED | 751.47
6FX5002-5CN61-1CD0 | POWER CABLE PREASSEMBLED | 789.22
6FX5002-5CN61-1CF0 | POWER CABLE PREASSEMBLED | 827
6FX5002-5CN61-1DB0 | POWER CABLE PREASSEMBLED | 940.41
6FX5002-5CN61-1DD0 | POWER CABLE PREASSEMBLED | 978.17
6FX5002-5CN61-1EA0 | POWER CABLE PREASSEMBLED | 1110.42
6FX5002-5CN61-1EC0 | POWER CABLE PREASSEMBLED | 1148.2
6FX5002-5CN61-1EH0 | POWER CABLE PREASSEMBLED | 1242.67
6FX5002-5CN61-1EK0 | POWER CABLE PREASSEMBLED | 1280.46
6FX5002-5CN61-1FB0 | POWER CABLE PREASSEMBLED | 1318.27
6FX5002-5CN61-1FG0 | POWER CABLE PREASSEMBLED | 1412.71
6FX5002-5CN61-1FJ0 | POWER CABLE PREASSEMBLED | 1450.46
6FX5002-5CN61-1GF0 | POWER CABLE PREASSEMBLED | 1582.7
6FX5002-5CN61-1GH0 | POWER CABLE PREASSEMBLED | 1620.48
6FX5002-5CN61-1HC0 | POWER CABLE PREASSEMBLED | 1714.95
6FX5002-5CN61-1HE0 | POWER CABLE PREASSEMBLED | 1752.78
6FX5002-5DA38-1AD0 | POWER CABLE, PREASSEMBLED, EXT. | 417.84
6FX5002-5DA38-1BC0 | POWER CABLE, PREASSEMBLED, EXT. | 506.1
6FX5002-5DA38-1BE0 | POWER CABLE, PREASSEMBLED, EXT. | 525.83
6FX5002-5DA38-1CG0 | POWER CABLE, PREASSEMBLED, EXT. | 643.05
6FX5002-5DA38-1FA0 | POWER CABLE, PREASSEMBLED, EXT. | 878.68
6FX5002-5DA48-1AJ0 | POWER CABLE, PREASSEMBLED, EXT. | 487.48
6FX5002-5DA48-1BA0 | POWER CABLE, PREASSEMBLED, EXT. | 512.38
6FX5002-5DA48-1BF0 | POWER CABLE, PREASSEMBLED, EXT. | 574.35
6FX5002-5DA48-1BH0 | POWER CABLE, PREASSEMBLED, EXT. | 599.1
6FX5002-5DA58-1AC5 | POWER CABLE, PREASSEMBLED, EXT. | 693.62
6FX5002-5DA58-1AE0 | POWER CABLE, PREASSEMBLED, EXT. | 709.24
6FX5002-5DA58-1BJ0 | POWER CABLE, PREASSEMBLED, EXT. | 924.47
6FX5002-5DA58-1CB0 | POWER CABLE, PREASSEMBLED, EXT. | 970.43
6FX5002-5DA68-1AD0 | POWER CABLE PREASSEMBLED, EXT. | 419.03
6FX5002-5DA68-1AF0 | POWER CABLE PREASSEMBLED, EXT. | 460.87
6FX5002-5DA68-1BG0 | POWER CABLE PREASSEMBLED, EXT. | 691.44
6FX5002-5DA68-1CA0 | POWER CABLE PREASSEMBLED, EXT. | 774.68
6FX5002-5DF10-1AB5 | POWER CABLE, PREASSEMBLED | 148
6FX5002-5DF10-1AC0 | POWER CABLE, PREASSEMBLED | 148.03
6FX5002-5DF10-1AE5 | POWER CABLE, PREASSEMBLED | 170.79
6FX5002-5DF10-1AH7 | POWER CABLE, PREASSEMBLED | 193.67
6FX5002-5DF14-1AD0 | POWER CABLE, PREASSEMBLED | 245.74
6FX5002-5DF14-1AH0 | POWER CABLE, PREASSEMBLED | 277.48
6FX5002-5DG01-1AA8 | POWER CABLE, PREASSEMBLED | 154.29
6FX5002-5DG01-1AB3 | POWER CABLE, PREASSEMBLED | 162.2
6FX5002-5DG01-1AC5 | POWER CABLE, PREASSEMBLED | 170.09
6FX5002-5DG01-1AD2 | POWER CABLE, PREASSEMBLED | 177.9
6FX5002-5DG01-1AE8 | POWER CABLE, PREASSEMBLED | 186.02
6FX5002-5DG01-1AG5 | POWER CABLE, PREASSEMBLED | 201.71
6FX5002-5DG01-1BC5 | POWER CABLE, PREASSEMBLED | 249.21
6FX5002-5DG01-1BK0 | POWER CABLE, PREASSEMBLED | 296.49
6FX5002-5DG01-1CD5 | POWER CABLE, PREASSEMBLED | 335.85
6FX5002-5DG01-1CJ5 | POWER CABLE, PREASSEMBLED | 375.33
6FX5002-5DG01-1DD0 | POWER CABLE, PREASSEMBLED | 405.88
6FX5002-5DG01-1DF5 | POWER CABLE, PREASSEMBLED | 429.71
6FX5002-5DG01-1ED0 | POWER CABLE, PREASSEMBLED | 486.79
6FX5002-5DG01-1EG0 | POWER CABLE, PREASSEMBLED | 510.58
6FX5002-5DG01-1FC0 | POWER CABLE, PREASSEMBLED | 557.63
6FX5002-5DG01-1FE0 | POWER CABLE, PREASSEMBLED | 573.57
6FX5002-5DG01-1GE0 | POWER CABLE, PREASSEMBLED | 652.16
6FX5002-5DG01-1GH0 | POWER CABLE, PREASSEMBLED | 675.74
6FX5002-5DG01-1JA0 | POWER CABLE, PREASSEMBLED | 777.66
6FX5002-5DG01-2CD0 | POWER CABLE, PREASSEMBLED | 1118.74
6FX5002-5DG10-1AA5 | POWER CABLE PREASSEMBLED | 154.29
6FX5002-2EQ10-1CD8 | SIGNAL CABLE, PREASSEMBLED | 299.27
6FX5002-2EQ10-1CF5 | SIGNAL CABLE, PREASSEMBLED | 314.56
6FX5002-2EQ10-1CG2 | SIGNAL CABLE, PREASSEMBLED | 322.17
6FX5002-2EQ10-1FF0 | SIGNAL CABLE, PREASSEMBLED | 536.04
6FX5002-2EQ10-1FG0 | SIGNAL CABLE, PREASSEMBLED | 543.66
6FX5002-2EQ10-1FK0 | SIGNAL CABLE, PREASSEMBLED | 566.57
6FX5002-2EQ10-1GD0 | SIGNAL CABLE, PREASSEMBLED | 597.06
6FX5002-2EQ10-1CH5 | SIGNAL CABLE, PREASSEMBLED | 329.81
6FX5002-2EQ10-1JB0 | SIGNAL CABLE, PREASSEMBLED | 734.42
6FX5002-2EQ10-1JC0 | SIGNAL CABLE, PREASSEMBLED | 742.01
6FX5002-2EQ10-1JD0 | SIGNAL CABLE, PREASSEMBLED | 749.68
6FX5002-2EQ10-1KK0 | SIGNAL CABLE, PREASSEMBLED | 871.81
6FX5002-2EQ10-2AB0 | SIGNAL CABLE, PREASSEMBLED | 887.04
6FX5002-2EQ10-2AF0 | SIGNAL CABLE, PREASSEMBLED | 917.58
6FX5002-2EQ10-2BF0 | SIGNAL CABLE, PREASSEMBLED | 993.89
6FX5002-2EQ14-1AE5 | SIGNAL CABLE, PREASSEMBLED,EXT. | 194.37
6FX5002-2EQ14-1AF5 | SIGNAL CABLE, PREASSEMBLED,EXT. | 202.92
6FX5002-2EQ14-1AG0 | SIGNAL CABLE, PREASSEMBLED,EXT. | 202.78
6FX5002-2EQ14-1AH5 | SIGNAL CABLE, PREASSEMBLED,EXT. | 219.75
6FX5002-2EQ14-1CE0 | SIGNAL CABLE, PREASSEMBLED,EXT. | 354.93
6FX5002-2EQ14-1CF0 | SIGNAL CABLE, PREASSEMBLED,EXT. | 363.47
6FX5002-2EQ14-1DF0 | SIGNAL CABLE, PREASSEMBLED,EXT. | 448.8
6FX5002-2EQ14-1DJ0 | SIGNAL CABLE, PREASSEMBLED,EXT. | 474.21
6FX5002-5CN51-1BJ0 | POWER CABLE PREASSEMBLED | 558.61
6FX5002-5CN51-1BK0 | POWER CABLE PREASSEMBLED | 570.9
6FX5002-5CN51-1CB0 | POWER CABLE PREASSEMBLED | 595.42
6FX5002-5CN51-1CC0 | POWER CABLE PREASSEMBLED | 607.62
6FX5002-5CN51-1DH0 | POWER CABLE PREASSEMBLED | 791.49
6FX5002-5CN51-1DJ0 | POWER CABLE PREASSEMBLED | 803.72
6FX5002-5CN51-1DK0 | POWER CABLE PREASSEMBLED | 816.01
6FX5002-5CN51-1EA0 | POWER CABLE PREASSEMBLED | 828.23
6FX5002-5CN51-1EB0 | POWER CABLE PREASSEMBLED | 840.5
6FX5002-5CN51-1FF0 | POWER CABLE PREASSEMBLED | 1012.11
6FX5002-5CN51-1FG0 | POWER CABLE PREASSEMBLED | 1024.36
6FX5002-5CN51-1FH0 | POWER CABLE PREASSEMBLED | 1036.63
6FX5002-5CN51-1FJ0 | POWER CABLE PREASSEMBLED | 1048.88
6FX5002-5CN51-1HC0 | POWER CABLE PREASSEMBLED | 1220.43
6FX5002-5CN51-1HD0 | POWER CABLE PREASSEMBLED | 1232.69
6FX5002-5CN51-1HE0 | POWER CABLE PREASSEMBLED | 1244.97
6FX5002-5CN51-1HF0 | POWER CABLE PREASSEMBLED | 1257.22
6FX5002-5CN54-1BD0 | POWER CABLE PREASSEMBLED | 373.19
6FX5002-5CN54-1BE0 | POWER CABLE PREASSEMBLED | 385.46
6FX5002-5CN54-1BG0 | POWER CABLE PREASSEMBLED | 409.95
6FX5002-5CN54-1BH0 | POWER CABLE PREASSEMBLED | 422.23
6FX5002-5CN54-1DC0 | POWER CABLE PREASSEMBLED | 606.02
6FX5002-5CN54-1DD0 | POWER CABLE PREASSEMBLED | 618.3
6FX5002-5CN54-1DE0 | POWER CABLE PREASSEMBLED | 630.57
6FX5002-5CN54-1DF0 | POWER CABLE PREASSEMBLED | 642.84
6FX5002-5CN54-1EK0 | POWER CABLE PREASSEMBLED | 814.42
6FX5002-5CN54-1FA0 | POWER CABLE PREASSEMBLED | 826.71
6FX5002-5CN54-1FB0 | POWER CABLE PREASSEMBLED | 838.96
6FX5002-5CN54-1FC0 | POWER CABLE PREASSEMBLED | 851.18
6FX5002-5CN54-1GG0 | POWER CABLE PREASSEMBLED | 1022.76
6FX5002-5CN54-1GH0 | POWER CABLE PREASSEMBLED | 1035.03
6FX5002-5CN54-1GJ0 | POWER CABLE PREASSEMBLED | 1047.28
6FX5002-5CN54-1GK0 | POWER CABLE PREASSEMBLED | 1059.55
6FX5002-5CN61-1AA0 | POWER CABLE PREASSEMBLED | 354.72
6FX5002-5CN61-1AB0 | POWER CABLE PREASSEMBLED | 373.65
6FX5002-5CN61-1AC0 | POWER CABLE PREASSEMBLED | 392.48
6FX5002-5CN61-1AD0 | POWER CABLE PREASSEMBLED | 411.39
6FX5002-5CN61-1AE0 | POWER CABLE PREASSEMBLED | 430.27
6FX5002-5CN61-1BH0 | POWER CABLE PREASSEMBLED | 675.89
6FX5002-5CN54-1HF0 | POWER CABLE PREASSEMBLED | 1133.09
6FX5002-5CN54-1HG0 | POWER CABLE PREASSEMBLED | 1145.33
6FX5002-5CN54-1HH0 | POWER CABLE PREASSEMBLED | 1157.62
6FX5002-5CN61-1AK0 | POWER CABLE PREASSEMBLED | 524.74
6FX5002-5CN61-1BA0 | POWER CABLE PREASSEMBLED | 543.66
6FX5002-5CN61-1BB0 | POWER CABLE PREASSEMBLED | 562.6
6FX5002-5CN61-1BC0 | POWER CABLE PREASSEMBLED | 581.42
6FX5002-5CN61-1CG0 | POWER CABLE PREASSEMBLED | 845.91
6FX5002-5CN61-1CJ0 | POWER CABLE PREASSEMBLED | 883.66
6FX5002-5CN61-1CK0 | POWER CABLE PREASSEMBLED | 902.59
6FX5002-5CN61-1DA0 | POWER CABLE PREASSEMBLED | 921.47
6FX5002-5CN61-1ED0 | POWER CABLE PREASSEMBLED | 1167.11
6FX5002-5CN61-1EE0 | POWER CABLE PREASSEMBLED | 1185.99
6FX5002-5CN61-1EF0 | POWER CABLE PREASSEMBLED | 1204.87
6FX5002-5CN61-1EG0 | POWER CABLE PREASSEMBLED | 1223.79
6FX5002-5CN61-1GA0 | POWER CABLE PREASSEMBLED | 1488.25
6FX5002-5CN61-1GB0 | POWER CABLE PREASSEMBLED | 1507.19
6FX5002-5CN61-1GC0 | POWER CABLE PREASSEMBLED | 1526.01
6FX5002-5CN61-1GD0 | POWER CABLE PREASSEMBLED | 1544.94
6FX5002-5DA38-1AG0 | POWER CABLE, PREASSEMBLED, EXT. | 447.19
6FX5002-5DA38-1AJ0 | POWER CABLE, PREASSEMBLED, EXT. | 466.84
6FX5002-5DA38-1AK0 | POWER CABLE, PREASSEMBLED, EXT. | 476.53
6FX5002-5DA38-1BB0 | POWER CABLE, PREASSEMBLED, EXT. | 496.28
6FX5002-5DA48-1AB0 | POWER CABLE, PREASSEMBLED, EXT. | 400.87
6FX5002-5DA48-1AC0 | POWER CABLE, PREASSEMBLED, EXT. | 413.17
6FX5002-5DA48-1AD0 | POWER CABLE, PREASSEMBLED, EXT. | 425.67
6FX5002-5DA48-1AE0 | POWER CABLE, PREASSEMBLED, EXT. | 437.94
6FX5002-5DA48-1AG0 | POWER CABLE, PREASSEMBLED, EXT. | 462.64
6FX5002-5DA48-1BK0 | POWER CABLE, PREASSEMBLED, EXT. | 623.86
6FX5002-5DA48-1CA0 | POWER CABLE, PREASSEMBLED, EXT. | 635.9
6FX5002-5DA48-1CB0 | POWER CABLE, PREASSEMBLED, EXT. | 648.33
6FX5002-5DA48-1CF0 | POWER CABLE, PREASSEMBLED, EXT. | 697.89
6FX5002-5DA58-1CC0 | POWER CABLE, PREASSEMBLED, EXT. | 985.79
6FX5002-5DA58-1CF0 | POWER CABLE, PREASSEMBLED, EXT. | 1032.06
6FX5002-5DA68-1AB0 | POWER CABLE PREASSEMBLED, EXT. | 377.11
6FX5002-5DA68-1AC0 | POWER CABLE PREASSEMBLED, EXT. | 397.92
6FX5002-5DA68-1CC0 | POWER CABLE PREASSEMBLED, EXT. | 816.51
6FX5002-5DA68-1CF0 | POWER CABLE PREASSEMBLED, EXT. | 879.43
6FX5002-5DF07-1BA0 | POWER CABLE, PREASSEMBLED | 281.43
6FX5002-5DF07-1BF0 | POWER CABLE, PREASSEMBLED | 319.58
6FX5002-5DF10-1AA5 | POWER CABLE, PREASSEMBLED | 140.38
6FX5002-5DF10-1AK0 | POWER CABLE, PREASSEMBLED | 201.21
6FX5002-5DF10-1BJ0 | POWER CABLE, PREASSEMBLED | 269.63
6FX5002-5DF10-1CC0 | POWER CABLE, PREASSEMBLED | 300.08
6FX5002-5DF10-1CF0 | POWER CABLE, PREASSEMBLED | 322.92
6FX5002-5DG01-1AB4 | POWER CABLE, PREASSEMBLED | 162.2
6FX5002-5DG01-1AB7 | POWER CABLE, PREASSEMBLED | 162.2
6FX5002-5DG01-1AB8 | POWER CABLE, PREASSEMBLED | 162.2
6FX5002-5DG01-1AC2 | POWER CABLE, PREASSEMBLED | 170.09
6FX5002-5DG01-1AH3 | POWER CABLE, PREASSEMBLED | 209.6
6FX5002-5DG01-1AH5 | POWER CABLE, PREASSEMBLED | 209.6
6FX5002-5DG01-1AJ3 | POWER CABLE, PREASSEMBLED | 217.41
6FX5002-5DG01-1AJ5 | POWER CABLE, PREASSEMBLED | 217.41
6FX5002-5DG01-1CK5 | POWER CABLE, PREASSEMBLED | 383.22
6FX5002-5DG01-1DB0 | POWER CABLE, PREASSEMBLED | 390.18
6FX5002-5DG01-1DB5 | POWER CABLE, PREASSEMBLED | 398.1
6FX5002-5DG01-1DC0 | POWER CABLE, PREASSEMBLED | 398.05
6FX5002-5DG01-1DC5 | POWER CABLE, PREASSEMBLED | 405.98
6FX5002-5DG01-1EH0 | POWER CABLE, PREASSEMBLED | 518.47
6FX5002-5DG01-1EJ0 | POWER CABLE, PREASSEMBLED | 526.27
6FX5002-5DG01-1EK0 | POWER CABLE, PREASSEMBLED | 534.16
6FX5002-5CN61-1BJ0 | POWER CABLE PREASSEMBLED | 694.75
6FX5002-5CN61-1BK0 | POWER CABLE PREASSEMBLED | 713.71
6FX5002-5CN61-1CA0 | POWER CABLE PREASSEMBLED | 732.54
6FX5002-5CN61-1DF0 | POWER CABLE PREASSEMBLED | 1015.92
6FX5002-5CN61-1DG0 | POWER CABLE PREASSEMBLED | 1034.82
6FX5002-5CN61-1DH0 | POWER CABLE PREASSEMBLED | 1053.73
6FX5002-5CN61-1DJ0 | POWER CABLE PREASSEMBLED | 1072.58
6FX5002-5CN61-1FC0 | POWER CABLE PREASSEMBLED | 1337.12
6FX5002-5CN61-1FD0 | POWER CABLE PREASSEMBLED | 1356.02
6FX5002-5CN61-1FE0 | POWER CABLE PREASSEMBLED | 1374.92
6FX5002-5CN61-1FF0 | POWER CABLE PREASSEMBLED | 1393.8
6FX5002-5CN61-1GJ0 | POWER CABLE PREASSEMBLED | 1639.34
6FX5002-5CN61-1GK0 | POWER CABLE PREASSEMBLED | 1658.31
6FX5002-5CN61-1HA0 | POWER CABLE PREASSEMBLED | 1677.2
6FX5002-5CN61-1HB0 | POWER CABLE PREASSEMBLED | 1696.13
6FX5002-5DA38-1BH0 | POWER CABLE, PREASSEMBLED, EXT. | 555.21
6FX5002-5DA38-1BJ0 | POWER CABLE, PREASSEMBLED, EXT. | 564.9
6FX5002-5DA38-1BK0 | POWER CABLE, PREASSEMBLED, EXT. | 574.56
6FX5002-5DA38-1CB0 | POWER CABLE, PREASSEMBLED, EXT. | 594.06
6FX5002-5DA48-1BB0 | POWER CABLE, PREASSEMBLED, EXT. | 524.81
6FX5002-5DA48-1BC0 | POWER CABLE, PREASSEMBLED, EXT. | 537.11
6FX5002-5DA48-1BD0 | POWER CABLE, PREASSEMBLED, EXT. | 549.6
6FX5002-5DA48-1BE0 | POWER CABLE, PREASSEMBLED, EXT. | 561.86
6FX5002-5DA58-1AG0 | POWER CABLE, PREASSEMBLED, EXT. | 740.02
6FX5002-5DA58-1AH0 | POWER CABLE, PREASSEMBLED, EXT. | 755.22
6FX5002-5DA58-1AJ0 | POWER CABLE, PREASSEMBLED, EXT. | 770.7
6FX5002-5DA58-1AK0 | POWER CABLE, PREASSEMBLED, EXT. | 786.03
6FX5002-5DA58-1BA0 | POWER CABLE, PREASSEMBLED, EXT. | 801.26
6FX5002-5DA68-1AH0 | POWER CABLE PREASSEMBLED, EXT. | 502.73
6FX5002-5DA68-1AJ0 | POWER CABLE PREASSEMBLED, EXT. | 523.75
6FX5002-5DA68-1AK0 | POWER CABLE PREASSEMBLED, EXT. | 544.81
6FX5002-5DA68-1BD0 | POWER CABLE PREASSEMBLED, EXT. | 628.55
6FX5002-5DF10-1AC5 | POWER CABLE, PREASSEMBLED | 155.62
6FX5002-5DF10-1AD0 | POWER CABLE, PREASSEMBLED | 155.65
6FX5002-5DF10-1AD5 | POWER CABLE, PREASSEMBLED | 163.23
6FX5002-5DF10-1AE0 | POWER CABLE, PREASSEMBLED | 163.2
6FX5002-5DF14-1AK0 | POWER CABLE, PREASSEMBLED | 293.24
6FX5002-5DF14-1BA0 | POWER CABLE, PREASSEMBLED | 301.2
6FX5002-5DF14-1BF0 | POWER CABLE, PREASSEMBLED | 340.75
6FX5002-5DG01-1AA0 | POWER CABLE, PREASSEMBLED | 146.38
6FX5002-5DG01-1AD7 | POWER CABLE, PREASSEMBLED | 177.9
6FX5002-5DG01-1AE2 | POWER CABLE, PREASSEMBLED | 186.02
6FX5002-5DG01-1AE4 | POWER CABLE, PREASSEMBLED | 186.02
6FX5002-5DG01-1AE5 | POWER CABLE, PREASSEMBLED | 186.02
6FX5002-5DG01-1CA5 | POWER CABLE, PREASSEMBLED | 312.24
6FX5002-5DG01-1CB0 | POWER CABLE, PREASSEMBLED | 312.24
6FX5002-5DG01-1CB5 | POWER CABLE, PREASSEMBLED | 320.15
6FX5002-5DG01-1CD0 | POWER CABLE, PREASSEMBLED | 327.93
6FX5002-5DG01-1DH0 | POWER CABLE, PREASSEMBLED | 437.58
6FX5002-5DG01-1DJ0 | POWER CABLE, PREASSEMBLED | 445.36
6FX5002-5DG01-1DK0 | POWER CABLE, PREASSEMBLED | 453.25
6FX5002-5DG01-1EB0 | POWER CABLE, PREASSEMBLED | 471.08
6FX5002-5DG01-1FH0 | POWER CABLE, PREASSEMBLED | 597.14
6FX5002-5DG01-1FJ0 | POWER CABLE, PREASSEMBLED | 604.95
6FX5002-5DG01-1FK0 | POWER CABLE, PREASSEMBLED | 612.83
6FX5002-5DG01-1GC0 | POWER CABLE, PREASSEMBLED | 636.23
6FX5002-5DG01-1GD0 | POWER CABLE, PREASSEMBLED | 644.06
6FX5002-5DG01-2DB0 | POWER CABLE, PREASSEMBLED | 1180.99
6FX5002-5DG01-2DF0 | POWER CABLE, PREASSEMBLED | 1212.6
6FX5002-5DG01-2KK0 | POWER CABLE, PREASSEMBLED | 1718.09
6FX5002-5DG10-1AA0 | POWER CABLE PREASSEMBLED | 146.38
6FX5002-5DG10-1AD5 | POWER CABLE PREASSEMBLED | 178.01
6FX5002-5DG10-1BD5 | POWER CABLE PREASSEMBLED | 257.14
6FX5002-5DG10-1BH0 | POWER CABLE PREASSEMBLED | 280.94
6FX5002-5DG10-1ED1 | POWER CABLE PREASSEMBLED | 494.32
6FX5002-5DS61-1DH0 | POWER CABLE, PREASSEMBLED | 1195.7
6FX5002-5DS61-1EJ0 | POWER CABLE, PREASSEMBLED | 1442.43
6FX5002-5DS61-2AA0 | POWER CABLE, PREASSEMBLED | 2602.84
6FX5002-5DS64-1AC0 | POWER CABLE, PREASSEMBLED | 296.66
6FX5002-5DS64-1AK0 | POWER CABLE, PREASSEMBLED | 452.75
6FX5002-5DS64-1BC0 | POWER CABLE, PREASSEMBLED | 519.8
6FX5002-5DS64-1CD0 | POWER CABLE, PREASSEMBLED | 765.19
6FX5002-5DS64-1CF0 | POWER CABLE, PREASSEMBLED | 809.82
6FX5002-5DS64-1DC0 | POWER CABLE, PREASSEMBLED | 964.95
6FX5002-5DS64-1DE0 | POWER CABLE, PREASSEMBLED | 1009.6
6FX5002-5DS64-1DG0 | POWER CABLE, PREASSEMBLED | 1054.26
6FX5002-5DS64-1EC0 | POWER CABLE, PREASSEMBLED | 1189.27
6FX5002-5DS64-1EF0 | POWER CABLE, PREASSEMBLED | 1256.14
6FX5002-5DS64-1HA0 | POWER CABLE, PREASSEMBLED | 1812.94
6FX5002-5DS64-1JA0 | POWER CABLE, PREASSEMBLED | 2037.22
6FX5002-5DX18-1AD0 | POWER CABLE PREASSEMBLED, EXT. | 1683.95
6FX5002-5DX18-1AF0 | POWER CABLE PREASSEMBLED, EXT. | 1725.78
6FX5002-5DX18-1CA0 | POWER CABLE PREASSEMBLED, EXT. | 2039.6
6FX5002-5DX18-1CF0 | POWER CABLE PREASSEMBLED, EXT. | 2144.35
6FX5002-5DX28-1AF0 | POWER CABLE PREASSEMBLED, EXT. | 1817.55
6FX5002-5DX28-1AH5 | POWER CABLE PREASSEMBLED, EXT. | 1893.61
6FX5002-5DX28-1CF0 | POWER CABLE PREASSEMBLED, EXT. | 2324
6FX5002-5DX38-1AD0 | POWER CABLE PREASSEMBLED, EXT. | 2188.72
6FX5002-5DX38-1AK0 | POWER CABLE PREASSEMBLED, EXT. | 2441.94
6FX5002-5DX38-1CA0 | POWER CABLE PREASSEMBLED, EXT. | 2904.43
6FX5002-5DX48-1AF0 | POWER CABLE PREASSEMBLED, | 2370.19
6FX5002-5DX48-1AH0 | POWER CABLE PREASSEMBLED, | 2469.66
6FX5002-5DX58-1AC0 | POWER CABLE PREASSEMBLED, | 2360.3
6FX5002-5DX58-1AE0 | POWER CABLE PREASSEMBLED, | 2511.27
6FX5002-5DX58-1BF0 | POWER CABLE PREASSEMBLED, | 3332.24
6FX5002-5DX58-1CF0 | POWER CABLE PREASSEMBLED, | 4081.43
6FX5002-5ME00-1AD6 | POWER CABLE, PREASSEMBLED | 274.45
6FX5002-5ME00-1AE5 | POWER CABLE, PREASSEMBLED | 282.26
6FX5002-5ME00-1CH0 | POWER CABLE, PREASSEMBLED | 455.17
6FX5002-5ME05-1AE0 | .POWER CABLE, PREASSEMBLED | 226.36
6FX5002-5ME40-1AF0 | POWER CABLE, PREASSEMBLED | 256.93
6FX5002-5ME40-1CA5 | POWER CABLE, PREASSEMBLED | 383.44
6FX5002-5XA00-1AD0 | POWER CABLE, PREASSEMBLED | 107.52
6FX5002-5XA00-1AJ0 | POWER CABLE, PREASSEMBLED | 162.89
6FX5002-5XA00-1DD0 | POWER CABLE, PREASSEMBLED | 439.19
6FX5002-5XA00-1EA0 | POWER CABLE, PREASSEMBLED | 518.6
6FX5002-5XA00-1JF0 | POWER CABLE, PREASSEMBLED | 1015.3
6FX5002-5XA10-1CF0 | POWER CABLE, PREASSEMBLED | 400.45
6FX5002-5XA30-1FA0 | POWER CABLE, PREASSEMBLED | 1126.34
6FX5002-5YG03-1AC0 | POWER CABLE PREASSEMBLED | 386.04
6FX7002-5LM82-1AJ0 | POWER CABLE PREASSEMBLED(1FN3) | 488
6FX7002-5LM82-1DA0 | POWER CABLE PREASSEMBLED(1FN3) | 903.66
6FX7002-5YP18-1AE0 | POWER CABLE, PREASSEMB. EXTENS. | 440.74
6FX7002-5YP18-1AF7 | POWER CABLE, PREASSEMB. EXTENS. | 522.15
6FX7002-5YP18-1AK0 | POWER CABLE, PREASSEMB. EXTENS. | 645.17
6FX8002-2BB01-1AK0 | SIGNAL CABLE, PREASSEMBLED, | 108.44
6FX8002-2BB01-1BG2 | SIGNAL CABLE, PREASSEMBLED, | 160.01
6FX8002-2BB01-1BJ0 | SIGNAL CABLE, PREASSEMBLED, | 166.3
6FX8002-2BB01-1CD0 | SIGNAL CABLE, PREASSEMBLED, | 198.48
6FX8002-2BB01-1CF0 | SIGNAL CABLE, PREASSEMBLED, | 211.35
6FX8002-2BB01-1DD0 | SIGNAL CABLE, PREASSEMBLED, | 262.78
6FX8002-2BB01-1DF0 | SIGNAL CABLE, PREASSEMBLED, | 275.64
6FX5002-5DG01-1FB0 | POWER CABLE, PREASSEMBLED | 549.75
6FX5002-5DG01-1HA0 | POWER CABLE, PREASSEMBLED | 699.06
6FX5002-5DG01-1HF0 | POWER CABLE, PREASSEMBLED | 738.59
6FX5002-5DG01-1HH0 | POWER CABLE, PREASSEMBLED | 754.38
6FX5002-5DG01-1HK0 | POWER CABLE, PREASSEMBLED | 770.05
6FX5002-5DG10-1AF5 | POWER CABLE PREASSEMBLED | 193.82
6FX5002-5DG10-1AH2 | POWER CABLE PREASSEMBLED | 209.73
6FX5002-5DG10-1AH5 | POWER CABLE PREASSEMBLED | 209.73
6FX5002-5DG10-1AJ5 | POWER CABLE PREASSEMBLED | 217.51
6FX5002-5DG10-1BA5 | POWER CABLE PREASSEMBLED | 233.43
6FX5002-5DS61-1DJ0 | POWER CABLE, PREASSEMBLED | 1218.15
6FX5002-5DS61-1DK0 | POWER CABLE, PREASSEMBLED | 1240.33
6FX5002-5DS61-1EC0 | POWER CABLE, PREASSEMBLED | 1308.53
6FX5002-5DS61-1EE0 | POWER CABLE, PREASSEMBLED | 1353.18
6FX5002-5DS64-1BG0 | POWER CABLE, PREASSEMBLED | 609.13
6FX5002-5DS64-1BH0 | POWER CABLE, PREASSEMBLED | 631.29
6FX5002-5DS64-1BJ0 | POWER CABLE, PREASSEMBLED | 653.73
6FX5002-5DS64-1BK0 | POWER CABLE, PREASSEMBLED | 675.89
6FX5002-5DS64-1DH0 | POWER CABLE, PREASSEMBLED | 1076.42
6FX5002-5DS64-1DJ0 | POWER CABLE, PREASSEMBLED | 1098.87
6FX5002-5DS64-1DK0 | POWER CABLE, PREASSEMBLED | 1121.04
6FX5002-5DS64-1EB0 | POWER CABLE, PREASSEMBLED | 1166.98
6FX5002-5DS64-1KA0 | POWER CABLE, PREASSEMBLED | 2259.24
6FX5002-5DS64-2AA0 | POWER CABLE, PREASSEMBLED | 2483.57
6FX5002-5DS64-2BC0 | POWER CABLE, PREASSEMBLED | 2751.32
6FX5002-5DS64-2CH0 | POWER CABLE, PREASSEMBLED | 3085.93
6FX5002-5DX18-1AB0 | POWER CABLE PREASSEMBLED, EXT. | 1642.03
6FX5002-5DX28-1AB0 | POWER CABLE PREASSEMBLED, EXT. | 1715.81
6FX5002-5DX28-1AC0 | POWER CABLE PREASSEMBLED, EXT. | 1741.01
6FX5002-5DX28-1AC5 | POWER CABLE PREASSEMBLED, EXT. | 1766.47
6FX5002-5DX28-1AD0 | POWER CABLE PREASSEMBLED, EXT. | 1766.65
6FX5002-5DX38-1AE0 | POWER CABLE PREASSEMBLED, EXT. | 2230.81
6FX5002-5DX38-1AG0 | POWER CABLE PREASSEMBLED, EXT. | 2314.76
6FX5002-5DX38-1AH0 | POWER CABLE PREASSEMBLED, EXT. | 2356.36
6FX5002-5DX38-1AJ0 | POWER CABLE PREASSEMBLED, EXT. | 2397.97
6FX5002-5DX48-1AJ0 | POWER CABLE PREASSEMBLED, | 2520.49
6FX5002-5DX48-1AK0 | POWER CABLE PREASSEMBLED, | 2571.41
6FX5002-5DX48-1BF0 | POWER CABLE PREASSEMBLED, | 2869.7
6FX5002-5DX48-1CA0 | POWER CABLE PREASSEMBLED, | 3121.73
6FX5002-5DX48-1CF0 | POWER CABLE PREASSEMBLED, | 3371.46
6FX5002-5ME00-1AD1 | POWER CABLE, PREASSEMBLED | 274.45
6FX5002-5ME00-1AD2 | POWER CABLE, PREASSEMBLED | 274.45
6FX5002-5ME00-1AD3 | POWER CABLE, PREASSEMBLED | 274.45
6FX5002-5ME00-1AD4 | POWER CABLE, PREASSEMBLED | 274.45
6FX5002-5ME05-1AH0 | .POWER CABLE, PREASSEMBLED | 247.33
6FX5002-5ME05-1BF0 | .POWER CABLE, PREASSEMBLED | 303.16
6FX5002-5ME05-1CA0 | .POWER CABLE, PREASSEMBLED | 338.09
6FX5002-5ME30-1CE0 | POWER CABLE, PREASSEMBLED | 409.71
6FX5002-5XA00-1BF0 | POWER CABLE, PREASSEMBLED | 240.49
6FX5002-5XA00-1BH0 | POWER CABLE, PREASSEMBLED | 262.7
6FX5002-5XA00-1CA0 | POWER CABLE, PREASSEMBLED | 296.16
6FX5002-5XA00-1CF0 | POWER CABLE, PREASSEMBLED | 351.57
6FX5002-5XA10-1EG0 | POWER CABLE, PREASSEMBLED | 674.38
6FX5002-5XA10-1FA0 | POWER CABLE, PREASSEMBLED | 726.5
6FX5002-5XA20-1EA0 | POWER CABLE, PREASSEMBLED | 753.52
6FX5002-5XA20-1FA0 | POWER CABLE, PREASSEMBLED | 922.28
6FX5002-5XA30-1ED0 | POWER CABLE, PREASSEMBLED | 981.22
6FX7002-5YP18-1AA7 | POWER CABLE, PREASSEMB. EXTENS. | 318.19
6FX7002-5YP18-1AA8 | POWER CABLE, PREASSEMB. EXTENS. | 318.19
6FX7002-5YP18-1AC0 | POWER CABLE, PREASSEMB. EXTENS. | 359.09
6FX7002-5YP18-1AD0 | POWER CABLE, PREASSEMB. EXTENS. | 399.87
6FX5002-5DG10-1DC0 | POWER CABLE PREASSEMBLED | 399.43
6FX5002-5DG10-1EC0 | POWER CABLE PREASSEMBLED | 478.49
6FX5002-5DG10-1EC2 | POWER CABLE PREASSEMBLED | 486.4
6FX5002-5DG10-1EC5 | POWER CABLE PREASSEMBLED | 486.4
6FX5002-5DS64-1AD0 | POWER CABLE, PREASSEMBLED | 318.92
6FX5002-5DS64-1AE0 | POWER CABLE, PREASSEMBLED | 341.31
6FX5002-5DS64-1AF0 | POWER CABLE, PREASSEMBLED | 363.53
6FX5002-5DS64-1AG0 | POWER CABLE, PREASSEMBLED | 385.98
6FX5002-5DS64-1CG0 | POWER CABLE, PREASSEMBLED | 832.26
6FX5002-5DS64-1CJ0 | POWER CABLE, PREASSEMBLED | 876.87
6FX5002-5DS64-1CK0 | POWER CABLE, PREASSEMBLED | 899.04
6FX5002-5DS64-1DB0 | POWER CABLE, PREASSEMBLED | 942.7
6FX5002-5DS64-1EH0 | POWER CABLE, PREASSEMBLED | 1300.72
6FX5002-5DS64-1EJ0 | POWER CABLE, PREASSEMBLED | 1323.17
6FX5002-5DS64-1EK0 | POWER CABLE, PREASSEMBLED | 1345.35
6FX5002-5DS64-1FA0 | POWER CABLE, PREASSEMBLED | 1366.63
6FX5002-5DX18-1AG0 | POWER CABLE PREASSEMBLED, EXT. | 1746.81
6FX5002-5DX18-1AK0 | POWER CABLE PREASSEMBLED, EXT. | 1809.73
6FX5002-5DX18-1BD0 | POWER CABLE PREASSEMBLED, EXT. | 1893.45
6FX5002-5DX18-1BF0 | POWER CABLE PREASSEMBLED, EXT. | 1935.3
6FX5002-5DX28-1AJ0 | POWER CABLE PREASSEMBLED, EXT. | 1893.86
6FX5002-5DX28-1AK0 | POWER CABLE PREASSEMBLED, EXT. | 1919.11
6FX5002-5DX28-1BC0 | POWER CABLE PREASSEMBLED, EXT. | 1995.37
6FX5002-5DX28-1BE0 | POWER CABLE PREASSEMBLED, EXT. | 2046.49
6FX5002-5DX28-1BG0 | POWER CABLE PREASSEMBLED, EXT. | 2097.17
6FX5002-5DX38-1DA0 | POWER CABLE PREASSEMBLED, EXT. | 3322.9
6FX5002-5DX48-1AB0 | POWER CABLE PREASSEMBLED, | 2170.36
6FX5002-5DX48-1AC0 | POWER CABLE PREASSEMBLED, | 2220.57
6FX5002-5DX48-1AD0 | POWER CABLE PREASSEMBLED, | 2270.29
6FX5002-5DX58-1AG0 | POWER CABLE PREASSEMBLED, | 2659.32
6FX5002-5DX58-1AH0 | POWER CABLE PREASSEMBLED, | 2735.62
6FX5002-5DX58-1AJ0 | POWER CABLE PREASSEMBLED, | 2809.59
6FX5002-5DX58-1AK0 | POWER CABLE PREASSEMBLED, | 2883.62
6FX5002-5ME00-1BA0 | POWER CABLE, PREASSEMBLED | 321.54
6FX5002-5ME00-1BD0 | POWER CABLE, PREASSEMBLED | 345.17
6FX5002-5ME00-1CA0 | POWER CABLE, PREASSEMBLED | 400.21
6FX5002-5ME00-1CJ0 | POWER CABLE, PREASSEMBLED | 463.11
6FX5002-5ME40-1CD5 | POWER CABLE, PREASSEMBLED | 407.15
6FX5002-5ME50-1CA5 | POWER CABLE, PREASSEMBLED | 308.88
6FX5002-5MN05-1AG0 | POWER CABLE, PREASSEMBLED,EXT. | 249.36
6FX5002-5MN05-1CA0 | POWER CABLE, PREASSEMBLED,EXT. | 368.15
6FX5002-5XA00-1FF0 | POWER CABLE, PREASSEMBLED | 683.55
6FX5002-5XA00-1GA0 | POWER CABLE, PREASSEMBLED | 740.76
6FX5002-5XA00-1GC0 | POWER CABLE, PREASSEMBLED | 762.93
6FX5002-5XA00-1HA0 | POWER CABLE, PREASSEMBLED | 850.29
6FX5002-8QN08-1DF0 | ONE-CABLE-CONNECTION ASSEMBLY | 554.38
6FX5002-8QN11-1BC0 | ONE-CABLE-CONNECTION ASSEMBLY | 357.31
6FX5002-8QN11-1CF0 | ONE-CABLE-CONNECTION ASSEMBLY | 564.82
6FX7002-5LM82-1AB4 | POWER CABLE PREASSEMBLED(1FN3) | 374.76
6FX7002-5YP18-1AG5 | POWER CABLE, PREASSEMB. EXTENS. | 563.3
6FX7002-5YP18-1AG6 | POWER CABLE, PREASSEMB. EXTENS. | 563.3
6FX7002-5YP18-1AH0 | POWER CABLE, PREASSEMB. EXTENS. | 564.22
6FX7002-5YP18-1AH5 | POWER CABLE, PREASSEMB. EXTENS. | 604.9
6FX7002-5YP18-1AJ0 | POWER CABLE, PREASSEMB. EXTENS. | 603.52
6FX8002-2BB01-1BK0 | SIGNAL CABLE, PREASSEMBLED, | 172.73
6FX8002-2BB01-1CA0 | SIGNAL CABLE, PREASSEMBLED, | 179.2
6FX8002-2BB01-1CB0 | SIGNAL CABLE, PREASSEMBLED, | 185.65
6FX8002-2BB01-1CC0 | SIGNAL CABLE, PREASSEMBLED, | 192.05
6FX8002-2BB01-1DH0 | SIGNAL CABLE, PREASSEMBLED, | 288.59
6FX8002-2BB01-1DJ0 | SIGNAL CABLE, PREASSEMBLED, | 294.85
6FX8002-2BB01-1DK0 | SIGNAL CABLE, PREASSEMBLED, | 301.28
6FX8002-2BB01-1EA0 | SIGNAL CABLE, PREASSEMBLED, | 307.31
6FX8002-2CA11-1AB5 | SIGNAL CABLE, PREASSEMBLED, | 133.45
6FX8002-2CA11-1AC5 | SIGNAL CABLE, PREASSEMBLED, | 141.34
6FX8002-2CA11-1AD2 | SIGNAL CABLE, PREASSEMBLED, | 149.17
6FX8002-2CA11-1AD5 | SIGNAL CABLE, PREASSEMBLED, | 149.17
6FX8002-2CA11-1CB5 | SIGNAL CABLE, PREASSEMBLED, | 291.17
6FX8002-2CA11-1CC1 | SIGNAL CABLE, PREASSEMBLED, | 299.05
6FX8002-2CA11-1CD1 | SIGNAL CABLE, PREASSEMBLED, | 306.89
6FX8002-2CA11-1CE5 | SIGNAL CABLE, PREASSEMBLED, | 314.7
6FX8002-2CA11-1GA0 | SIGNAL CABLE, PREASSEMBLED, | 591.69
6FX8002-2CA11-1GC0 | SIGNAL CABLE, PREASSEMBLED, | 607.48
6FX8002-2CA11-1GD0 | SIGNAL CABLE, PREASSEMBLED, | 615.34
6FX8002-2CA11-1GE0 | SIGNAL CABLE, PREASSEMBLED, | 623.13
6FX8002-2CA20-1AD0 | SIGNAL CABLE PREASSAMBLED | 207.46
6FX8002-2CA20-1AH0 | SIGNAL CABLE PREASSAMBLED | 248.95
6FX8002-2CA20-1AJ0 | SIGNAL CABLE PREASSAMBLED | 259.28
6FX8002-2CA20-1AJ5 | SIGNAL CABLE PREASSAMBLED | 269.63
6FX8002-2CA20-1EG0 | SIGNAL CABLE PREASSAMBLED | 652.95
6FX8002-2CA20-1CH0 | SIGNAL CABLE PREASSAMBLED | 456.12
6FX8002-2CA20-2BF0 | SIGNAL CABLE PREASSAMBLED | 1367.78
6FX8002-2CA24-1AB0 | SIGNAL CABLE PREASSAMBLED | 255.16
6FX8002-2CA24-1AF0 | SIGNAL CABLE PREASSAMBLED | 300.12
6FX8002-2CA31-1AD2 | SIGNAL CABLE, PREASSEMBLED, | 193.48
6FX8002-2CA31-1AD6 | SIGNAL CABLE, PREASSEMBLED, | 193.48
6FX8002-2CA31-1AD8 | SIGNAL CABLE, PREASSEMBLED, | 193.48
6FX8002-2CA31-1AE2 | SIGNAL CABLE, PREASSEMBLED, | 204.56
6FX8002-2CR00-1DF0 | SIGNAL CABLE PREASSAMBLED | 383.47
6FX8002-2CR00-1DG0 | SIGNAL CABLE PREASSAMBLED | 391.05
6FX8002-2CR00-1EF0 | SIGNAL CABLE PREASSAMBLED | 459.56
6FX8002-2CR00-1FA0 | SIGNAL CABLE PREASSAMBLED | 497.55
6FX8002-2CT31-1AK0 | SIGNAL CABLE, PREASSEMBLED, | 853.77
6FX8002-2CT31-1BA0 | SIGNAL CABLE, PREASSEMBLED, | 930.11
6FX8002-2CT31-1BB0 | SIGNAL CABLE, PREASSEMBLED, | 1006.63
6FX8002-2CT31-1BC0 | SIGNAL CABLE, PREASSEMBLED, | 1082.72
6FX8002-2CT31-1CF0 | SIGNAL CABLE, PREASSEMBLED, | 2072.37
6FX8002-2CT31-1CG0 | SIGNAL CABLE, PREASSEMBLED, | 2148.67
6FX8002-2CT31-1CJ0 | SIGNAL CABLE, PREASSEMBLED, | 2301.29
6FX8002-2CT31-1CK0 | SIGNAL CABLE, PREASSEMBLED, | 2379.96
6FX8002-2CT31-1ED0 | SIGNAL CABLE, PREASSEMBLED, | 3446.15
6FX8002-2CT31-1EE0 | SIGNAL CABLE, PREASSEMBLED, | 3522.28
6FX8002-2CT31-1EF0 | SIGNAL CABLE, PREASSEMBLED, | 3598.55
6FX8002-2CT31-1EG0 | SIGNAL CABLE, PREASSEMBLED, | 3674.86
6AV7261-0AA10-0AA1 | SIMATIC IPC677E, 19" Multitouch | 5600.21
6AV7261-0AD00-0AA0 | SIMATIC IPC677E, 19" Multitouch | 6729.83
6AV7261-0CC02-0CA1 | SIMATIC IPC677E, 19" Multitouch | 6651.93
6AV7261-0CC10-2AA1 | SIMATIC IPC677E, 19" Multitouch | 6722.35
6AV7261-2GC40-3AA0 | SIMATIC IPC677E, 24" Multitouch | 11167.47
6AV7676-3AA22-0AA0 | Accessory battery for ITP1000 | 242.71
6AV7863-6MA00-2AA0-ZA01H01 | SIMATIC Flat Panel 19MT Design HF | 3087.76
6AV7882-0BA10-1LA0 | SIMATIC IPC277E, 9" Touch | 3071.28
6AV7882-0BA10-2EA0 | SIMATIC IPC277E, 9" Touch | 3002.36
6AV7882-0BA10-2LA0 | SIMATIC IPC277E, 9" Touch | 3071.28
6AV7882-0BA10-4EA0 | SIMATIC IPC277E, 9" Touch | 3230.09
6DR5115-0EG00-0AA1 | SIPART PS2 2-L HART SA Alu Ex proof | 2736.57
6DR5115-0EG00-0AA3 | SIPART PS2 2-L HART SA Alu Ex proof | 2736.57
6DR5115-0EM00-0AA1 | SIPART PS2 2-L HART SA Alu Ex proof | 2736.57
6DR5115-0EM00-0AA3 | SIPART PS2 2-L HART SA Alu Ex proof | 2736.57
6DR5115-0EM01-0AA0 | SIPART PS2 2-L HART SA Alu Ex proof | 2909.14
6FX8002-2BB01-1EC0 | SIGNAL CABLE, PREASSEMBLED, | 320.15
6FX8002-2BB01-1EE0 | SIGNAL CABLE, PREASSEMBLED, | 332.98
6FX8002-2BB01-1EK0 | SIGNAL CABLE, PREASSEMBLED, | 365.12
6FX8002-2BB01-1CH0 | SIGNAL CABLE, PREASSEMBLED, | 224.29
6FX8002-2CA11-1AA0 | SIGNAL CABLE, PREASSEMBLED, | 117.66
6FX8002-2CA11-1AG1 | SIGNAL CABLE, PREASSEMBLED, | 172.96
6FX8002-2CA11-1BA1 | SIGNAL CABLE, PREASSEMBLED, | 204.38
6FX8002-2CA11-1BG1 | SIGNAL CABLE, PREASSEMBLED, | 251.8
6FX8002-2CA11-1CA1 | SIGNAL CABLE, PREASSEMBLED, | 283.28
6FX8002-2CA11-1DK0 | SIGNAL CABLE, PREASSEMBLED, | 424.54
6FX8002-2CA11-1EE0 | SIGNAL CABLE, PREASSEMBLED, | 463.53
6FX8002-2CA11-1EK0 | SIGNAL CABLE, PREASSEMBLED, | 503.09
6FX8002-2CA11-1FF0 | SIGNAL CABLE, PREASSEMBLED, | 550.04
6FX8002-2CA11-1FH0 | SIGNAL CABLE, PREASSEMBLED, | 566.04
6FX8002-2CA11-1HA0 | SIGNAL CABLE, PREASSEMBLED, | 670.33
6FX8002-2CA11-2AA0 | SIGNAL CABLE, PREASSEMBLED, | 906.17
6FX8002-2CA12-1BG0 | SIGNAL CABLE PREASSEMBLED | 204.01
6FX8002-2CA12-1DF0 | SIGNAL CABLE PREASSEMBLED | 350.13
6FX8002-2CA12-1GA0 | SIGNAL CABLE PREASSEMBLED | 542.36
6FX8002-2CA20-1AK0 | SIGNAL CABLE PREASSAMBLED | 269.63
6FX8002-2CA20-1BC0 | SIGNAL CABLE PREASSAMBLED | 300.73
6FX8002-2CA20-1CK0 | SIGNAL CABLE PREASSAMBLED | 476.82
6FX8002-2CA20-1DE0 | SIGNAL CABLE PREASSAMBLED | 528.63
6FX8002-2CA24-1AJ0 | SIGNAL CABLE PREASSAMBLED | 333.83
6FX8002-2CA31-1AA1 | SIGNAL CABLE, PREASSEMBLED, | 160.61
6FX8002-2CA31-1AC1 | SIGNAL CABLE, PREASSEMBLED, | 182.55
6FX8002-2CA31-1AC4 | SIGNAL CABLE, PREASSEMBLED, | 182.55
6FX8002-2CA31-1AE8 | SIGNAL CABLE, PREASSEMBLED, | 204.56
6FX8002-2CA31-1AG2 | SIGNAL CABLE, PREASSEMBLED, | 226.26
6FX8002-2CR00-1CG0 | SIGNAL CABLE PREASSAMBLED | 314.93
6FX8002-2CR00-1DC0 | SIGNAL CABLE PREASSAMBLED | 360.63
6FX8002-2CR00-1FB0 | SIGNAL CABLE PREASSAMBLED | 505.16
6FX8002-2CR00-1HA0 | SIGNAL CABLE PREASSAMBLED | 649.71
6FX8002-2CT31-1AE2 | SIGNAL CABLE, PREASSEMBLED, | 546.44
6FX8002-2CT31-1AG0 | SIGNAL CABLE, PREASSEMBLED, | 622.48
6FX8002-2CT31-1BE0 | SIGNAL CABLE, PREASSEMBLED, | 1235.34
6FX8002-2CT31-1BG0 | SIGNAL CABLE, PREASSEMBLED, | 1387.93
6FX8002-2CT31-1CB0 | SIGNAL CABLE, PREASSEMBLED, | 1767.38
6FX8002-2CT31-1CD0 | SIGNAL CABLE, PREASSEMBLED, | 1919.98
6FX8002-2CT31-1DB0 | SIGNAL CABLE, PREASSEMBLED, | 2532.79
6FX8002-2CT31-1DD0 | SIGNAL CABLE, PREASSEMBLED, | 2685.39
6FX8002-2CT31-1EA0 | SIGNAL CABLE, PREASSEMBLED, | 3217.01
6FX8002-2CT31-1EC0 | SIGNAL CABLE, PREASSEMBLED, | 3369.64
6FX8002-2CT31-1EH0 | SIGNAL CABLE, PREASSEMBLED, | 3751.18
6AV7261-0CC20-0AA0 | SIMATIC IPC677E, 19" Multitouch | 7095.39
6AV7261-0CG23-0BA0 | SIMATIC IPC677E, 19" Multitouch | 8455.76
6AV7261-0GG00-1AA0 | SIMATIC IPC677E, 19" Multitouch | 8541.15
6AV7261-0GS23-3AA1 | SIMATIC IPC677E, 19" Multitouch | 8177.08
6AV7261-2GC30-3AA0 | SIMATIC IPC677E, 24" Multitouch | 9571.9
6AV7882-0AB20-2MA0 | SIMATIC IPC277E, 7" Touch | 3304.99
6AV7882-0AB60-2MA0 | SIMATIC IPC277E, 7" Touch | 3627.1
6AV7882-0CA10-0AA0 | SIMATIC IPC277E, 12" Touch | 2743.17
6DR5115-0EG00-0BA0-ZC20 | SIPART PS2 2-L HART SA Alu Ex proof | 2589.71
6DR5115-0EG01-0AA1 | SIPART PS2 2-L HART SA Alu Ex proof | 3108.63
6DR5115-0EG11-0AA1 | SIPART PS2 2-L HART SA Alu Ex proof | 3417.05
6DR5115-0EG11-0AA3 | SIPART PS2 2-L HART SA Alu Ex proof | 3417.05
6DR5115-0EM10-0AA0 | SIPART PS2 2-L HART SA Alu Ex proof | 2845.5
6DR5115-0EM10-0AA3 | SIPART PS2 2-L HART SA Alu Ex proof | 3044.99
6DR5115-0EN01-0AA0 | SIPART PS2 2-L HART SA Alu Ex proof | 2909.14
6DR5115-0EM01-0AA0-ZC20Y16 | SIPART PS2 2-L HART SA Alu Ex proof | 2981.34
6DR5115-0EN01-0BA3 | SIPART PS2 2-L HART SA Alu Ex proof | 3108.63
6DR5115-0EN10-0AA0 | SIPART PS2 2-L HART SA Alu Ex proof | 2845.5
6DR5115-0EN11-0AA0 | SIPART PS2 2-L HART SA Alu Ex proof | 3217.56
6DR5115-0EP00-0AA0 | SIPART PS2 2-L HART SA Alu Ex proof | 2537.08
6DR5120-0NG01-0AA4 | SIPART PS2 2 wire with HART DA | 2284.96
6DR5120-0NG01-0BA2 | SIPART PS2 2 wire with HART DA | 2284.96
6DR5120-0NG02-0BA0 | SIPART PS2 2 wire with HART DA | 1808.88
6DR5120-0NG03-0AA0 | SIPART PS2 2 wire with HART DA | 2199.29
6DR5120-0NG11-0BA0 | SIPART PS2 2 wire with HART DA | 2362.07
6DR5120-0NG11-0BA2 | SIPART PS2 2 wire with HART DA | 2593.37
6DR5120-0NG12-0AA2 | SIPART PS2 2 wire with HART DA | 2348.6
6DR5120-0NG13-0AA0 | SIPART PS2 2 wire with HART DA | 2507.7
6DR5120-0NG13-0AA2 | SIPART PS2 2 wire with HART DA | 2739.02
6DR5120-0NG31-0AA2-ZY15 | SIPART PS2 2 wire with HART DA | 2690.06
6DR5120-0NG31-0BA2 | SIPART PS2 2 wire with HART DA | 2670.48
6DR5120-0NG31-0BA4 | SIPART PS2 2 wire with HART DA | 2670.48
6DR5120-0NG32-0AA0 | SIPART PS2 2 wire with HART DA | 2194.39
6DR5120-0NM11-0AA0 | SIPART PS2 2 wire with HART DA | 2362.07
6DR5120-0NM11-0AA4 | SIPART PS2 2 wire with HART DA | 2593.37
6DR5120-0NM12-0AA0 | SIPART PS2 2 wire with HART DA | 2117.3
6DR5120-0NM21-0AA0 | SIPART PS2 2 wire with HART DA | 2666.8
6DR5120-0NN01-0AA9-ZK18R2D | SIPART PS2 2 wire with HART DA | 2969.11
6DR5120-0NN01-0BA0 | SIPART PS2 2 wire with HART DA | 2053.65
6DR5120-0NN01-0BA4 | SIPART PS2 2 wire with HART DA | 2284.96
6DR5120-0NN01-0BA4-ZA40 | SIPART PS2 2 wire with HART DA | 2340.04
6DR5120-0NN02-0AA0 | SIPART PS2 2 wire with HART DA | 1808.88
6DR5120-0NN30-0AA0 | SIPART PS2 2 wire with HART DA | 2037.74
6DR5120-0NN30-0BA2 | SIPART PS2 2 wire with HART DA | 2269.06
6DR5120-0NN31-0AA0 | SIPART PS2 2 wire with HART DA | 2439.16
6DR5120-0NN31-0AA2 | SIPART PS2 2 wire with HART DA | 2670.48
6DR5122-0NG13-0AA0 | SIPART PS2 2-L HART DA SST | 3922.5
6DR5122-0NG31-0AA0 | SIPART PS2 2-L HART DA SST | 3853.96
6DR5122-0NM00-0AA0 | SIPART PS2 2-L HART DA SST | 3067.01
6DR5122-0NM12-0BA4 | SIPART PS2 2-L HART DA SST | 3763.4
6DR5125-0EG00-0AA0 | SIPART PS2 2-L HART DA Alu Ex proof | 2717
6DR5125-0EG00-0AA2 | SIPART PS2 2-L HART DA Alu Ex proof | 2948.3
6DR5125-0EG00-0BA0 | SIPART PS2 2-L HART DA Alu Ex proof | 2717
6DR5125-0EG01-0AA0 | SIPART PS2 2-L HART DA Alu Ex proof | 3089.04
6DR5125-0EN00-0AA0 | SIPART PS2 2-L HART DA Alu Ex proof | 2717
6DR5125-0EN00-0AA2 | SIPART PS2 2-L HART DA Alu Ex proof | 2948.3
6DR5125-0EN00-0AA4 | SIPART PS2 2-L HART DA Alu Ex proof | 2948.3
6DR5125-0EN00-0BA0 | SIPART PS2 2-L HART DA Alu Ex proof | 2717
6DR5125-0EN01-0AA0 | SIPART PS2 2-L HART DA Alu Ex proof | 3089.04
6ES7656-7BA33-4BF0 | SIMATIC PCS 7 REDUNDANCY AS | 34071.7
6ES7656-7BA34-1CF0 | SIMATIC PCS 7 REDUNDANCY AS | 44407.66
6ES7656-7BA34-1EF0 | SIMATIC PCS 7 REDUNDANCY AS | 47916.41
6ES7656-7BA34-2BF0 | SIMATIC PCS 7 REDUNDANCY AS | 42919.97
6ES7656-7BE33-1EF0 | SIMATIC PCS 7 REDUNDANCY AS | 54382.57
6ES7656-7BE33-1GF0 | SIMATIC PCS 7 REDUNDANCY AS | 50325.49
6ES7656-7BE33-1GF1 | SIMATIC PCS 7 REDUNDANCY AS | 56009.6
6ES7656-7BE33-1HF0 | SIMATIC PCS 7 REDUNDANCY AS | 50966.71
6ES7656-7BE33-3GF0 | SIMATIC PCS 7 REDUNDANCY AS | 50464.82
6ES7656-7BE33-3HF0 | SIMATIC PCS 7 REDUNDANCY AS | 51106.06
6ES7656-7BE33-4BF0 | SIMATIC PCS 7 REDUNDANCY AS | 49491.01
6ES7656-7BE34-1BF0 | SIMATIC PCS 7 REDUNDANCY AS | 59113.84
6ES7656-7BE34-1BF1 | SIMATIC PCS 7 REDUNDANCY AS | 64797.95
6FX8002-2BB01-1BC0 | SIGNAL CABLE, PREASSEMBLED, | 127.79
6FX8002-2BB01-1BD0 | SIGNAL CABLE, PREASSEMBLED, | 134.22
6FX8002-2BB01-1BE0 | SIGNAL CABLE, PREASSEMBLED, | 140.59
6FX8002-2BB01-1BF0 | SIGNAL CABLE, PREASSEMBLED, | 147.09
6FX8002-2BB01-1CJ0 | SIGNAL CABLE, PREASSEMBLED, | 230.56
6FX8002-2BB01-1CK0 | SIGNAL CABLE, PREASSEMBLED, | 236.99
6FX8002-2BB01-1DA0 | SIGNAL CABLE, PREASSEMBLED, | 243.49
6FX8002-2BB01-1DB0 | SIGNAL CABLE, PREASSEMBLED, | 249.94
6FX8002-2BB01-1DC0 | SIGNAL CABLE, PREASSEMBLED, | 256.34
6FX8002-2BB01-1EF0 | SIGNAL CABLE, PREASSEMBLED, | 339.48
6FX8002-2BB01-1EG0 | SIGNAL CABLE, PREASSEMBLED, | 345.93
6FX8002-2BB01-1EH0 | SIGNAL CABLE, PREASSEMBLED, | 352.42
6FX8002-2BB01-1EJ0 | SIGNAL CABLE, PREASSEMBLED, | 358.66
6FX8002-2CA11-1BC1 | SIGNAL CABLE, PREASSEMBLED, | 220.17
6FX8002-2CA11-1BD2 | SIGNAL CABLE, PREASSEMBLED, | 228
6FX8002-2CA11-1BE1 | SIGNAL CABLE, PREASSEMBLED, | 235.81
6FX8002-2CA11-1BF1 | SIGNAL CABLE, PREASSEMBLED, | 243.7
6FX8002-2CA11-1FB0 | SIGNAL CABLE, PREASSEMBLED, | 518.63
6FX8002-2CA11-1FC0 | SIGNAL CABLE, PREASSEMBLED, | 526.49
6FX8002-2CA11-1FD0 | SIGNAL CABLE, PREASSEMBLED, | 534.35
6FX8002-2CA11-1FE0 | SIGNAL CABLE, PREASSEMBLED, | 542.18
6FX8002-2CA11-2CA0 | SIGNAL CABLE, PREASSEMBLED, | 1063.91
6FX8002-2CA11-2CB0 | SIGNAL CABLE, PREASSEMBLED, | 1071.78
6FX8002-2CA11-3AA0 | SIGNAL CABLE, PREASSEMBLED, | 1694.71
6FX8002-2CA12-1BC0 | SIGNAL CABLE PREASSEMBLED | 173.22
6FX8002-2CA20-1BG0 | SIGNAL CABLE PREASSAMBLED | 342.21
6FX8002-2CA20-1BH0 | SIGNAL CABLE PREASSAMBLED | 352.56
6FX8002-2CA20-1CA0 | SIGNAL CABLE PREASSAMBLED | 383.58
6FX8002-2CA20-1CE0 | SIGNAL CABLE PREASSAMBLED | 425.02
6FX8002-2CA31-1AA3 | SIGNAL CABLE, PREASSEMBLED, | 160.61
6FX8002-2CA31-1AA5 | SIGNAL CABLE, PREASSEMBLED, | 160.61
6FX8002-2CA31-1AA6 | SIGNAL CABLE, PREASSEMBLED, | 160.61
6FX8002-2CA31-1AB8 | SIGNAL CABLE, PREASSEMBLED, | 171.61
6FX8002-2CA31-1AG3 | SIGNAL CABLE, PREASSEMBLED, | 226.26
6FX8002-2CA31-1AG7 | SIGNAL CABLE, PREASSEMBLED, | 226.26
6FX8002-2CA31-1AH1 | SIGNAL CABLE, PREASSEMBLED, | 237.62
6FX8002-2CA31-1AH2 | SIGNAL CABLE, PREASSEMBLED, | 237.62
6FX8002-2CA31-1AH8 | SIGNAL CABLE, PREASSEMBLED, | 237.62
6FX8002-2CT31-1AA0 | SIGNAL CABLE, PREASSEMBLED, | 164.66
6FX8002-2CT31-1AB0 | SIGNAL CABLE, PREASSEMBLED, | 241.19
6FX8002-2CT31-1AC0 | SIGNAL CABLE, PREASSEMBLED, | 317.28
6FX8002-2CT31-1AD0 | SIGNAL CABLE, PREASSEMBLED, | 393.79
6FX8002-2CT31-1BH0 | SIGNAL CABLE, PREASSEMBLED, | 1464.25
6FX8002-2CT31-1BJ0 | SIGNAL CABLE, PREASSEMBLED, | 1540.55
6FX8002-2CT31-1BK0 | SIGNAL CABLE, PREASSEMBLED, | 1619.2
6FX8002-2CT31-1CA0 | SIGNAL CABLE, PREASSEMBLED, | 1690.83
6FX8002-2CT31-1DF0 | SIGNAL CABLE, PREASSEMBLED, | 2837.78
6FX8002-2CT31-1DG0 | SIGNAL CABLE, PREASSEMBLED, | 2914.1
6FX8002-2CT31-1DH0 | SIGNAL CABLE, PREASSEMBLED, | 2990.42
6FX8002-2CT31-1DJ0 | SIGNAL CABLE, PREASSEMBLED, | 3066.72
6AV7261-0DQ01-0AA0 | SIMATIC IPC677E, 19" Multitouch | 8810.81
6AV7261-0GC20-1AA0 | SIMATIC IPC677E, 19" Multitouch | 7956.85
6AV7261-0GC20-1AA2 | SIMATIC IPC677E, 19" Multitouch | 7956.85
6AV7261-0GD20-1AA1 | SIMATIC IPC677E, 19" Multitouch | 8635.54
6AV7882-0AA10-4EA0 | SIMATIC IPC277E, 7" Touch | 2903.49
6AV7882-0AA10-7CA0 | SIMATIC IPC277E, 7" Touch | 2982.88
6AV7882-0AA20-1LA0 | SIMATIC IPC277E, 7" Touch | 2881.01
6AV7882-0CA10-1LA0 | SIMATIC IPC277E, 12" Touch | 3397.87
6AV7882-0CA10-2LA0 | SIMATIC IPC277E, 12" Touch | 3397.87
6AV7882-0CA30-6CA0 | SIMATIC IPC277E, 12" Touch | 4304.28
6ES7656-7BF33-1XF0 | SIMATIC PCS 7 REDUNDANCY AS | 48503.71
6ES7656-7BF33-2BF0 | SIMATIC PCS 7 REDUNDANCY AS | 50524.75
6ES7656-7BF33-3HF0 | SIMATIC PCS 7 REDUNDANCY AS | 52244.66
6ES7656-7BF34-1GF0 | SIMATIC PCS 7 REDUNDANCY AS | 60417.27
6ES7656-7CA33-1BF0 | SIMATIC PCS 7 REDUNDANCY AS | 36910.76
6ES7656-7CA34-2DF0 | SIMATIC PCS 7 REDUNDANCY AS | 46039.2
6ES7656-7CB33-1BF0 | SIMATIC PCS 7 REDUNDANCY AS | 38049.37
6ES7656-7CB33-2BF0 | SIMATIC PCS 7 REDUNDANCY AS | 37274.82
6ES7656-7CE33-2GF0 | SIMATIC PCS 7 REDUNDANCY AS | 51720.31
6ES7656-7CE33-2GF2 | SIMATIC PCS 7 REDUNDANCY AS | 63088.53
6ES7656-7CE33-2HF0 | SIMATIC PCS 7 REDUNDANCY AS | 52361.53
6ES7656-7CE33-3BF0 | SIMATIC PCS 7 REDUNDANCY AS | 52469.4
6ES7656-7CE34-2BF0 | SIMATIC PCS 7 REDUNDANCY AS | 60508.64
6ES7656-7CE34-2CF0 | SIMATIC PCS 7 REDUNDANCY AS | 61221.79
6ES7656-7CE34-2DF0 | SIMATIC PCS 7 REDUNDANCY AS | 61458.5
6ES7656-7CE34-3BF0 | SIMATIC PCS 7 REDUNDANCY AS | 61422.54
6ES7656-7CF34-1BF0 | SIMATIC PCS 7 REDUNDANCY AS | 62421.83
6ES7656-7CF34-1EF0 | SIMATIC PCS 7 REDUNDANCY AS | 66643.71
6ES7656-7CF34-1GF0 | SIMATIC PCS 7 REDUNDANCY AS | 62586.64
6ES7656-7CF34-4BF2 | SIMATIC PCS 7 REDUNDANCY AS | 73120.36
6ES7656-7CM33-2BF0 | SIMATIC PCS 7 REDUNDANCY AS | 79652.44
6ES7656-7CM33-2BF1 | SIMATIC PCS 7 REDUNDANCY AS | 85336.55
6ES7656-7CM33-2BF2 | SIMATIC PCS 7 REDUNDANCY AS | 91020.66
6ES7656-7CM33-2CF0 | SIMATIC PCS 7 REDUNDANCY AS | 80365.58
6ES7656-7CM34-2BF0 | SIMATIC PCS 7 REDUNDANCY AS | 88605.6
6ES7656-7CM34-2CF0 | SIMATIC PCS 7 REDUNDANCY AS | 89318.72
6ES7656-7CM34-2CF1 | SIMATIC PCS 7 REDUNDANCY AS | 95002.84
6ES7656-7CM34-4BF0 | SIMATIC PCS 7 REDUNDANCY AS | 88710.47
6ES7656-7CM34-4EF4 | SIMATIC PCS 7 REDUNDANCY AS | 115668.78
6ES7656-7CN33-2CF0 | SIMATIC PCS 7 REDUNDANCY AS | 81504.21
6ES7656-7CN33-2GF0 | SIMATIC PCS 7 REDUNDANCY AS | 80955.87
6ES7656-7CN33-2HF0 | SIMATIC PCS 7 REDUNDANCY AS | 81597.09
6ES7656-7CN33-4BF0 | SIMATIC PCS 7 REDUNDANCY AS | 80895.93
6ES7656-7DE34-2BF0 | SIMATIC PCS 7 REDUNDANCY AS | 64257.1
6ES7656-7DF33-1BF0 | SIMATIC PCS 7 REDUNDANCY AS | 57217.13
6ES7656-7DF33-1BF1 | SIMATIC PCS 7 REDUNDANCY AS | 62901.24
6ES7656-7DF33-4GF0 | SIMATIC PCS 7 REDUNDANCY AS | 56712.25
6FX5002-2DC00-1EH0 | SIGNAL CABLE, PREASSEMBLED | 428.99
6FX5002-2DC00-1EJ0 | SIGNAL CABLE, PREASSEMBLED | 436.12
6FX5002-2DC00-1EK0 | SIGNAL CABLE, PREASSEMBLED | 443.32
6FX5002-2DC00-1FA3 | SIGNAL CABLE, PREASSEMBLED | 458.02
6FX5002-2DC00-1HJ0 | SIGNAL CABLE, PREASSEMBLED | 648.84
6FX5002-2DC00-1HK3 | SIGNAL CABLE, PREASSEMBLED | 663.13
6FX5002-2DC00-1CH0 | SIGNAL CABLE, PREASSEMBLED | 286.81
6FX5002-2DC00-1JC0 | SIGNAL CABLE, PREASSEMBLED | 677.9
6FX5002-2DC10-1AB3 | SIGNAL CABLE, PREASSEMBLED | 126.59
6FX5002-2DC10-1AB4 | SIGNAL CABLE, PREASSEMBLED | 126.59
6FX5002-2DC10-1AB6 | SIGNAL CABLE, PREASSEMBLED | 126.59
6FX5002-2DC10-1AC1 | SIGNAL CABLE, PREASSEMBLED | 133.72
6FX5002-2DC10-1AK2 | SIGNAL CABLE, PREASSEMBLED | 183.54
6FX5002-2DC10-1AK8 | SIGNAL CABLE, PREASSEMBLED | 183.54
6FX5002-2DC10-1BA6 | SIGNAL CABLE, PREASSEMBLED | 190.46
6FX5002-2DC10-1BB6 | SIGNAL CABLE, PREASSEMBLED | 197.58
6FX5002-2DC10-1BF7 | SIGNAL CABLE, PREASSEMBLED | 226.12
6FX5002-2DC10-1BF8 | SIGNAL CABLE, PREASSEMBLED | 226.12
6FX5002-2DC10-1BG3 | SIGNAL CABLE, PREASSEMBLED | 233
6FX5002-2DC10-1BG4 | SIGNAL CABLE, PREASSEMBLED | 233
6FX5002-2DC10-1BG7 | SIGNAL CABLE, PREASSEMBLED | 233
6FX5002-2DC10-1CB8 | SIGNAL CABLE, PREASSEMBLED | 268.85
6FX5002-2DC10-1CC2 | SIGNAL CABLE, PREASSEMBLED | 275.98
6FX5002-2DC10-1CC6 | SIGNAL CABLE, PREASSEMBLED | 275.98
6DR5115-0EG01-0BA1 | SIPART PS2 2-L HART SA Alu Ex proof | 3108.63
6DR5115-0EG10-0AA0 | SIPART PS2 2-L HART SA Alu Ex proof | 2845.5
6DR5115-0EG10-0AA1 | SIPART PS2 2-L HART SA Alu Ex proof | 3044.99
6DR5115-0EG11-0AA0 | SIPART PS2 2-L HART SA Alu Ex proof | 3217.56
6DR5115-0EN00-0AA1 | SIPART PS2 2-L HART SA Alu Ex proof | 2736.57
6DR5115-0EN00-0AA3 | SIPART PS2 2-L HART SA Alu Ex proof | 2736.57
6DR5115-0EN00-0AA9-ZA20R1CY17 | SIPART PS2 2-L HART SA Alu Ex proof | 3249.37
6DR5115-0EN00-0AA9-ZA20R1DY17 | SIPART PS2 2-L HART SA Alu Ex proof | 3249.37
6DR5120-0NG00-0AA2-ZA40 | SIPART PS2 2 wire with HART DA | 1938.6
6DR5120-0NG00-0AA4 | SIPART PS2 2 wire with HART DA | 1883.53
6DR5120-0NG00-0AA9-ZA20R2AY15 | SIPART PS2 2 wire with HART DA | 2025.5
6DR5120-0NG00-0BA0 | SIPART PS2 2 wire with HART DA | 1652.23
6DR5120-0NG03-0AA4 | SIPART PS2 2 wire with HART DA | 2430.61
6DR5120-0NG03-0BA2 | SIPART PS2 2 wire with HART DA | 2430.61
6DR5120-0NG10-0AA2 | SIPART PS2 2 wire with HART DA | 2191.95
6DR5120-0NG10-0AA2-ZA40 | SIPART PS2 2 wire with HART DA | 2247.02
6DR5120-0NG21-0AA2 | SIPART PS2 2 wire with HART DA | 2898.12
6DR5120-0NG21-0BA2 | SIPART PS2 2 wire with HART DA | 2898.12
6DR5120-0NG23-0BA0 | SIPART PS2 2 wire with HART DA | 2812.45
6DR5120-0NG30-0AA2 | SIPART PS2 2 wire with HART DA | 2269.06
6DR5120-0NM01-0AA2 | SIPART PS2 2 wire with HART DA | 2284.96
6DR5120-0NM01-0AA4 | SIPART PS2 2 wire with HART DA | 2284.96
6DR5120-0NM01-0AA4-ZA40 | SIPART PS2 2 wire with HART DA | 2340.04
6DR5120-0NM01-0BA2 | SIPART PS2 2 wire with HART DA | 2284.96
6DR5120-0NM03-0AA0 | SIPART PS2 2 wire with HART DA | 2199.29
6DR5120-0NN00-0AA0-ZF01 | SIPART PS2 2 wire with HART DA | 1892.11
6DR5120-0NN00-0AA2 | SIPART PS2 2 wire with HART DA | 1883.53
6DR5120-0NN00-0AA4 | SIPART PS2 2 wire with HART DA | 1883.53
6DR5120-0NN00-0BA0 | SIPART PS2 2 wire with HART DA | 1652.23
6DR5120-0NN03-0AA4 | SIPART PS2 2 wire with HART DA | 2430.61
6DR5120-0NN03-0BA4 | SIPART PS2 2 wire with HART DA | 2430.61
6DR5120-0NN10-0AA0 | SIPART PS2 2 wire with HART DA | 1960.64
6DR5120-0NN10-0AA4 | SIPART PS2 2 wire with HART DA | 2191.95
6DR5120-0NP01-0AA2 | SIPART PS2 2 wire with HART DA | 2284.96
6DR5120-0NP01-0BA2 | SIPART PS2 2 wire with HART DA | 2284.96
6DR5120-0NP03-0AA2 | SIPART PS2 2 wire with HART DA | 2430.61
6DR5120-0NP13-0BA2 | SIPART PS2 2 wire with HART DA | 2739.02
6DR5123-0NG00-0AA0 | SIPART PS2 2 wire with HART DA Alu | 1737.9
6DR5123-0NG00-0AA0-ZF01 | SIPART PS2 2 wire with HART DA Alu | 1977.77
6DR5123-0NG01-0AA0 | SIPART PS2 2 wire with HART DA Alu | 2139.32
6DR5123-0NG01-0AA0-ZM40 | SIPART PS2 2 wire with HART DA Alu | 2234.78
6DR5125-0EG11-0BA0 | SIPART PS2 2-L HART DA Alu Ex proof | 3397.45
6DR5125-0EM00-0AA0 | SIPART PS2 2-L HART DA Alu Ex proof | 2717
6DR5125-0EM00-0AA2 | SIPART PS2 2-L HART DA Alu Ex proof | 2948.3
6DR5125-0EM00-0AA4 | SIPART PS2 2-L HART DA Alu Ex proof | 2948.3
6DR5125-0EN11-0AA0 | SIPART PS2 2-L HART DA Alu Ex proof | 3397.45
6DR5125-0EQ00-0AA0 | SIPART PS2 2-L HART DA Alu Ex proof | 2717
6DR5210-0EG00-0AA0-ZF01 | SIPART PS2 4 wire with HART SA | 1967.99
6ES7656-7BA33-2CF4 | SIMATIC PCS 7 REDUNDANCY AS | 57416.4
6ES7656-7BB33-1HF0 | SIMATIC PCS 7 REDUNDANCY AS | 36686.02
6ES7656-7BB33-2BF0 | SIMATIC PCS 7 REDUNDANCY AS | 35105.45
6ES7656-7BB33-2CF0 | SIMATIC PCS 7 REDUNDANCY AS | 35818.58
6ES7656-7BE30-1CF0 | SIMATIC PCS 7 REDUNDANCY AS | 41920.69
6ES7656-7BE30-3HF0 | SIMATIC PCS 7 REDUNDANCY AS | 42152.9
6ES7656-7BE33-2CF2 | SIMATIC PCS 7 REDUNDANCY AS | 61467.48
6ES7656-7BE33-2CF4 | SIMATIC PCS 7 REDUNDANCY AS | 72835.7
6FX5002-2DC10-1CD1 | SIGNAL CABLE, PREASSEMBLED | 283.07
6FX5002-2DC10-1CF6 | SIGNAL CABLE, PREASSEMBLED | 297.38
6FX5002-2DC10-1CF7 | SIGNAL CABLE, PREASSEMBLED | 297.38
6FX5002-2DC10-1CF8 | SIGNAL CABLE, PREASSEMBLED | 297.38
6FX5002-2DC10-1CG1 | SIGNAL CABLE, PREASSEMBLED | 304.27
6FX5002-2DC10-1DA2 | SIGNAL CABLE, PREASSEMBLED | 332.72
6FX5002-2DC10-1DA3 | SIGNAL CABLE, PREASSEMBLED | 332.72
6FX5002-2DC10-1DA7 | SIGNAL CABLE, PREASSEMBLED | 332.72
6FX5002-2DC10-1DB3 | SIGNAL CABLE, PREASSEMBLED | 339.84
6FX5002-2DC10-1DF8 | SIGNAL CABLE, PREASSEMBLED | 368.36
6FX5002-2DC10-1DH1 | SIGNAL CABLE, PREASSEMBLED | 382.46
6FX5002-2DC10-1DH3 | SIGNAL CABLE, PREASSEMBLED | 382.46
6FX5002-2DC10-1DH5 | SIGNAL CABLE, PREASSEMBLED | 382.46
6FX5002-2DC10-1EC5 | SIGNAL CABLE, PREASSEMBLED | 418.17
6FX5002-2DC10-1EC8 | SIGNAL CABLE, PREASSEMBLED | 418.17
6FX5002-2DC10-1ED1 | SIGNAL CABLE, PREASSEMBLED | 425.25
6FX5002-2DC10-1ED4 | SIGNAL CABLE, PREASSEMBLED | 425.25
6FX5002-2DC10-1FG5 | SIGNAL CABLE, PREASSEMBLED | 518.11
6FX5002-2DC10-1FH5 | SIGNAL CABLE, PREASSEMBLED | 525.31
6FX5002-2DC10-1FJ5 | SIGNAL CABLE, PREASSEMBLED | 532.47
6FX5002-2DC10-1FK0 | SIGNAL CABLE, PREASSEMBLED | 532.55
6FX5002-2DC10-1CH7 | SIGNAL CABLE, PREASSEMBLED | 311.48
6FX5002-2DC10-1JD0 | SIGNAL CABLE, PREASSEMBLED | 702.56
6FX5002-2DC10-1JH0 | SIGNAL CABLE, PREASSEMBLED | 730.97
6FX5002-2DC10-1JJ0 | SIGNAL CABLE, PREASSEMBLED | 738.1
6FX5002-2DC10-1KB0 | SIGNAL CABLE, PREASSEMBLED | 760.02
6FX5002-5CN21-1EA0 | POWER CABLE PREASSEMBLED | 532.47
6FX5002-5CN21-1EB0 | POWER CABLE PREASSEMBLED | 537.53
6FX5002-5CN21-1EC0 | POWER CABLE PREASSEMBLED | 542.55
6FX5002-5CN21-1ED0 | POWER CABLE PREASSEMBLED | 547.59
6FX5002-5CN21-1FH0 | POWER CABLE PREASSEMBLED | 618.17
6FX5002-5CN21-1FJ0 | POWER CABLE PREASSEMBLED | 623.28
6FX5002-5CN21-1FK0 | POWER CABLE PREASSEMBLED | 628.27
6FX5002-5CN21-1GA0 | POWER CABLE PREASSEMBLED | 633.31
6FX5002-5CN21-1HE0 | POWER CABLE PREASSEMBLED | 703.86
6FX5002-5CN21-1HF0 | POWER CABLE PREASSEMBLED | 708.92
6FX5002-5CN21-1HG0 | POWER CABLE PREASSEMBLED | 713.96
6FX5002-5CN21-1HH0 | POWER CABLE PREASSEMBLED | 718.98
6FX5002-5CN31-1AD4 | POWER CABLE PREASSEMBLED | 359.92
6FX5002-5CN31-1AE0 | POWER CABLE PREASSEMBLED | 359.9
6FX5002-5CN31-1AH0 | POWER CABLE PREASSEMBLED | 379.93
6FX5002-5CN31-1AH5 | POWER CABLE PREASSEMBLED | 386.58
6FX5002-5CN31-1DB0 | POWER CABLE PREASSEMBLED | 539.77
6FX5002-5CN31-1DE0 | POWER CABLE PREASSEMBLED | 559.73
6FX5002-5CN31-1DG0 | POWER CABLE PREASSEMBLED | 573.09
6FX5002-5CN31-1DJ0 | POWER CABLE PREASSEMBLED | 586.41
6FX5002-5CN31-1FE0 | POWER CABLE PREASSEMBLED | 692.87
6FX5002-5CN31-1FF0 | POWER CABLE PREASSEMBLED | 699.56
6FX5002-5CN31-1FG0 | POWER CABLE PREASSEMBLED | 706.26
6FX5002-5CN31-1FH0 | POWER CABLE PREASSEMBLED | 712.9
6FX5002-5CN31-1HB0 | POWER CABLE PREASSEMBLED | 806.16
6FX5002-5CN31-1HC0 | POWER CABLE PREASSEMBLED | 812.8
6FX5002-5CN31-1HD0 | POWER CABLE PREASSEMBLED | 819.46
6FX5002-5CN31-1HE0 | POWER CABLE PREASSEMBLED | 826.11
6FX5002-5CN31-1HF0 | POWER CABLE PREASSEMBLED | 832.8
6FX5002-5CN41-1AD0 | POWER CABLE PREASSEMBLED | 364.04
6FX5002-5CN41-1AE0 | POWER CABLE PREASSEMBLED | 373.53
6FX5002-5CN41-1AH0 | POWER CABLE PREASSEMBLED | 401.98
6FX5002-5CN41-1AJ0 | POWER CABLE PREASSEMBLED | 411.42
6FX5002-5CN41-1CG0 | POWER CABLE PREASSEMBLED | 582.1
6FX5002-5CN41-1CJ0 | POWER CABLE PREASSEMBLED | 601.04
6FX5002-5CN41-1CK0 | POWER CABLE PREASSEMBLED | 610.56
6FX5002-5CN41-1DB0 | POWER CABLE PREASSEMBLED | 629.52
6ES7656-7BE33-2EF0 | SIMATIC PCS 7 REDUNDANCY AS | 53608.02
6ES7656-7BE33-2GF0 | SIMATIC PCS 7 REDUNDANCY AS | 49550.94
6ES7656-7BE34-2EF1 | SIMATIC PCS 7 REDUNDANCY AS | 68245.27
6ES7656-7BE34-3BF0 | SIMATIC PCS 7 REDUNDANCY AS | 59253.17
6ES7656-7BE34-3HF0 | SIMATIC PCS 7 REDUNDANCY AS | 60059.2
6ES7656-7BE34-4BF0 | SIMATIC PCS 7 REDUNDANCY AS | 58444.15
6ES7656-7BM33-1GF0 | SIMATIC PCS 7 REDUNDANCY AS | 78422.43
6ES7656-7BM33-2BF0 | SIMATIC PCS 7 REDUNDANCY AS | 77483.07
6ES7656-7BM33-2BF1 | SIMATIC PCS 7 REDUNDANCY AS | 83167.18
6ES7656-7BM33-2CF0 | SIMATIC PCS 7 REDUNDANCY AS | 78196.21
6ES7656-7CE33-1CF0 | SIMATIC PCS 7 REDUNDANCY AS | 53043.2
6ES7656-7CE33-1CF1 | SIMATIC PCS 7 REDUNDANCY AS | 58727.31
6ES7656-7CE33-1CF2 | SIMATIC PCS 7 REDUNDANCY AS | 64411.42
6ES7656-7CE33-1CF4 | SIMATIC PCS 7 REDUNDANCY AS | 75779.64
6ES7656-7CE33-4GF0 | SIMATIC PCS 7 REDUNDANCY AS | 51825.18
6ES7656-7CE33-4HF0 | SIMATIC PCS 7 REDUNDANCY AS | 52466.4
6ES7656-7CE34-1BF2 | SIMATIC PCS 7 REDUNDANCY AS | 72651.43
6ES7656-7CE34-1CF0 | SIMATIC PCS 7 REDUNDANCY AS | 61996.34
6ES7656-7CE44-1CF2 | SIMATIC PCS 7 REDUNDANCY AS | 75378.12
6ES7656-7CF33-1BF0 | SIMATIC PCS 7 REDUNDANCY AS | 53468.69
6ES7656-7CF33-1CF0 | SIMATIC PCS 7 REDUNDANCY AS | 54181.82
6ES7656-7CF33-1CF1 | SIMATIC PCS 7 REDUNDANCY AS | 59865.93
6ES7656-7CM33-1BF0 | SIMATIC PCS 7 REDUNDANCY AS | 80427.01
6ES7656-7CM33-1BF1 | SIMATIC PCS 7 REDUNDANCY AS | 86111.12
6ES7656-7CM33-1CF0 | SIMATIC PCS 7 REDUNDANCY AS | 81140.14
6ES7656-7CM33-1CF1 | SIMATIC PCS 7 REDUNDANCY AS | 86824.25
6ES7656-7CM33-1CF2 | SIMATIC PCS 7 REDUNDANCY AS | 92508.36
6ES7656-7CM33-4CF0 | SIMATIC PCS 7 REDUNDANCY AS | 80470.46
6ES7656-7CM33-4HF0 | SIMATIC PCS 7 REDUNDANCY AS | 80563.34
6ES7656-7CM34-1CF0 | SIMATIC PCS 7 REDUNDANCY AS | 90093.29
6ES7656-7CM34-1CF1 | SIMATIC PCS 7 REDUNDANCY AS | 95777.4
6ES7656-7CM44-4EF1 | SIMATIC PCS 7 REDUNDANCY AS | 100630.01
6ES7656-7CM44-4EF4 | SIMATIC PCS 7 REDUNDANCY AS | 117682.34
6ES7656-7CN33-1BF0 | SIMATIC PCS 7 REDUNDANCY AS | 81565.63
6ES7656-7CN33-1CF0 | SIMATIC PCS 7 REDUNDANCY AS | 82278.76
6ES7656-7DE33-1CF1 | SIMATIC PCS 7 REDUNDANCY AS | 62475.77
6ES7656-7DE33-2BF0 | SIMATIC PCS 7 REDUNDANCY AS | 55303.96
6ES7656-7DE33-2BF1 | SIMATIC PCS 7 REDUNDANCY AS | 60988.07
6ES7656-7DE33-2CF0 | SIMATIC PCS 7 REDUNDANCY AS | 56017.09
6ES7656-7DM33-1CF1 | SIMATIC PCS 7 REDUNDANCY AS | 90572.71
6ES7656-7DM33-1CF3 | SIMATIC PCS 7 REDUNDANCY AS | 101940.93
6ES7656-7DM33-1DF0 | SIMATIC PCS 7 REDUNDANCY AS | 85125.31
6FX5002-2DC00-1DJ0 | SIGNAL CABLE, PREASSEMBLED | 364.93
6FX5002-2DC00-1GC0 | SIGNAL CABLE, PREASSEMBLED | 534.53
6FX5002-2DC00-1GE0 | SIGNAL CABLE, PREASSEMBLED | 548.76
6FX5002-2DC00-1GG0 | SIGNAL CABLE, PREASSEMBLED | 562.83
6FX5002-2DC00-1GH0 | SIGNAL CABLE, PREASSEMBLED | 570.02
6FX5002-2DC00-1KB0 | SIGNAL CABLE, PREASSEMBLED | 742.46
6FX5002-2DC00-1KC0 | SIGNAL CABLE, PREASSEMBLED | 749.59
6FX5002-2DC00-1KE5 | SIGNAL CABLE, PREASSEMBLED | 770.91
6FX5002-2DC00-1KF0 | SIGNAL CABLE, PREASSEMBLED | 771.02
6FX5002-2DC10-1AG3 | SIGNAL CABLE, PREASSEMBLED | 162.02
6FX5002-2DC10-1AG4 | SIGNAL CABLE, PREASSEMBLED | 162.02
6FX5002-2DC10-1AH1 | SIGNAL CABLE, PREASSEMBLED | 169.21
6FX5002-2DC10-1AH2 | SIGNAL CABLE, PREASSEMBLED | 169.21
6FX5002-2DC10-1AH7 | SIGNAL CABLE, PREASSEMBLED | 169.21
6FX5002-2DC10-1BD4 | SIGNAL CABLE, PREASSEMBLED | 211.79
6FX5002-2DC10-1BD7 | SIGNAL CABLE, PREASSEMBLED | 211.79
6FX5002-2DC10-1BD8 | SIGNAL CABLE, PREASSEMBLED | 211.79
6FX5002-2DC10-1BE1 | SIGNAL CABLE, PREASSEMBLED | 218.92
6FX5002-2DC10-1BK2 | SIGNAL CABLE, PREASSEMBLED | 254.53
6FX5002-5CN41-1EF0 | POWER CABLE PREASSEMBLED | 762.24
6FX5002-5CN41-1EG0 | POWER CABLE PREASSEMBLED | 771.72
6FX5002-5CN41-1EH0 | POWER CABLE PREASSEMBLED | 781.23
6FX5002-5CN41-1EJ0 | POWER CABLE PREASSEMBLED | 790.66
6FX5002-5CN41-1GC0 | POWER CABLE PREASSEMBLED | 923.43
6FX5002-5CN41-1GD0 | POWER CABLE PREASSEMBLED | 932.91
6FX5002-5CN41-1GE0 | POWER CABLE PREASSEMBLED | 942.37
6FX5002-5CN41-1GF0 | POWER CABLE PREASSEMBLED | 951.85
6FX5002-5CN41-1HK0 | POWER CABLE PREASSEMBLED | 1084.57
6FX5002-5CN41-1CH0 | POWER CABLE PREASSEMBLED | 591.61
6FX5002-5CN41-1JA0 | POWER CABLE PREASSEMBLED | 1094.04
6FX5002-5CN41-1KA0 | POWER CABLE PREASSEMBLED | 1188.86
6FX5002-5CN51-1BH0 | POWER CABLE PREASSEMBLED | 546.38
6FX5002-5CS64-1CA0 | POWER CABLE, PREASSEMBLED | 592.16
6FX5002-5CS64-1CB0 | POWER CABLE, PREASSEMBLED | 611.09
6FX5002-5CS64-1CC0 | POWER CABLE, PREASSEMBLED | 629.84
6FX5002-5CS64-1DK0 | POWER CABLE, PREASSEMBLED | 951.77
6FX5002-5CS64-1EA0 | POWER CABLE, PREASSEMBLED | 971.4
6FX5002-5CS64-1EB0 | POWER CABLE, PREASSEMBLED | 990.35
6FX5002-5CS64-1EC0 | POWER CABLE, PREASSEMBLED | 1009.08
6FX5002-5CS64-1ED0 | POWER CABLE, PREASSEMBLED | 1028.07
6FX5002-5CS64-2DH0 | POWER CABLE, PREASSEMBLED | 2803.26
6FX5002-5CS64-2CH0 | POWER CABLE, PREASSEMBLED | 2613.66
6FX5002-5CS66-1AG5 | POWER CABLE PREASSEMBLED | 375.92
6FX5002-5CW02-1CA0 | POWER CABLE PREASSEMBLED | 230.67
6FX5002-5CX18-1AF0 | POWER CABLE PREASSEMBLED,EXT. | 1699.89
6FX5002-5CX18-1AG0 | POWER CABLE PREASSEMBLED,EXT. | 1718.13
6FX5002-5CX18-1AH0 | POWER CABLE PREASSEMBLED,EXT. | 1736.18
6FX5002-5CX18-1AJ0 | POWER CABLE PREASSEMBLED,EXT. | 1754.19
6FX5002-5CX28-1BF0 | POWER CABLE PREASSEMBLED,EXT. | 2041.69
6FX5002-5CX28-1BG0 | POWER CABLE PREASSEMBLED,EXT. | 2066.38
6FX5002-5CX28-1CA0 | POWER CABLE PREASSEMBLED,EXT. | 2164.41
6FX5002-5CX28-1CF0 | POWER CABLE PREASSEMBLED,EXT. | 2286.77
6FX5002-5DA05-1AF8 | POWER CABLE, PREASSEMBLED, EXT. | 292.56
6FX5002-5DA05-1AG0 | POWER CABLE, PREASSEMBLED, EXT. | 292.53
6FX5002-5DA05-1AG5 | POWER CABLE, PREASSEMBLED, EXT. | 300.46
6FX5002-5DA05-1AH5 | POWER CABLE, PREASSEMBLED, EXT. | 308.35
6FX5002-5DA05-1DA5 | POWER CABLE, PREASSEMBLED, EXT. | 491.18
6FX5002-5DA05-1DB0 | POWER CABLE, PREASSEMBLED, EXT. | 491.18
6FX5002-5DA05-1DF0 | POWER CABLE, PREASSEMBLED, EXT. | 522.78
6FX5002-5DA05-1EA0 | POWER CABLE, PREASSEMBLED, EXT. | 561.9
6FX5002-5DA15-1AB8 | POWER CABLE, PREASSEMBLED, EXT. | 278.51
6FX5002-5DA15-1AC0 | POWER CABLE, PREASSEMBLED, EXT. | 278.58
6FX5002-5DA15-1AC5 | POWER CABLE, PREASSEMBLED, EXT. | 288.35
6FX5002-5DA15-1AD0 | POWER CABLE, PREASSEMBLED, EXT. | 288.37
6FX5002-5DA15-1DF0 | POWER CABLE, PREASSEMBLED, EXT. | 601.68
6FX5002-5DA15-1FA0 | POWER CABLE, PREASSEMBLED, EXT. | 749.21
6FX5002-5DA20-1AC5 | POWER CABLE, PREASSEMBLED | 300.26
6FX5002-5DA20-1AD0 | POWER CABLE, PREASSEMBLED | 300.31
6FX5002-5DA20-1AD5 | POWER CABLE, PREASSEMBLED | 309.13
6FX5002-5DA20-1DF0 | POWER CABLE, PREASSEMBLED | 582.75
6FX5002-5DA20-1EA0 | POWER CABLE, PREASSEMBLED | 626.88
6FX5002-5DA20-1EF0 | POWER CABLE, PREASSEMBLED | 671.02
6FX5002-5DA20-1CH0 | POWER CABLE, PREASSEMBLED | 512.08
6FX5002-5DA28-1BC0 | POWER CABLE, PREASSEMBLED, EXT. | 481.11
6FX5002-5DA28-1BD0 | POWER CABLE, PREASSEMBLED, EXT. | 488.94
6FX5002-5DA28-1BD5 | POWER CABLE, PREASSEMBLED, EXT. | 496.85
6FX5002-5DA28-1BE0 | POWER CABLE, PREASSEMBLED, EXT. | 497.04
6FX5002-5DA30-1AD5 | POWER CABLE, PREASSEMBLED | 186.13
6FX5002-5DA30-1AG5 | POWER CABLE, PREASSEMBLED | 206.86
6FX5002-5DA30-1AH5 | POWER CABLE, PREASSEMBLED | 213.8
6FX5002-5DA30-1BB0 | POWER CABLE, PREASSEMBLED | 234.5
6FX5002-5DS41-1AA5 | POWER CABLE, PREASSEMBLED | 370.55
6FX5002-5DS41-1AB0 | POWER CABLE, PREASSEMBLED | 370.55
6FX5002-5DS41-1AB5 | POWER CABLE, PREASSEMBLED | 384.02
6FX5002-5DS41-1AC0 | POWER CABLE, PREASSEMBLED | 384.16
6FX5002-5DS41-1BB0 | POWER CABLE, PREASSEMBLED | 505.6
6FX5002-5DS41-1BB5 | POWER CABLE, PREASSEMBLED | 519.07
6FX5002-5DS41-1BC5 | POWER CABLE, PREASSEMBLED | 532.68
6FX5002-5DS41-1BE5 | POWER CABLE, PREASSEMBLED | 559.72
6FX5002-5DS41-1CE5 | POWER CABLE, PREASSEMBLED | 695.22
6FX5002-5DS41-1CF5 | POWER CABLE, PREASSEMBLED | 708.59
6FX5002-5DS41-1CG0 | POWER CABLE, PREASSEMBLED | 708.58
6FX5002-5DS41-1CG5 | POWER CABLE, PREASSEMBLED | 722.06
6FX5002-5DS41-1DF5 | POWER CABLE, PREASSEMBLED | 842.73
6FX5002-5DS41-1DG5 | POWER CABLE, PREASSEMBLED | 856.19
6FX5002-5DS41-1DH0 | POWER CABLE, PREASSEMBLED | 856.41
6FX5002-5DS41-1DH5 | POWER CABLE, PREASSEMBLED | 869.88
6FX5002-5DS41-1DJ0 | POWER CABLE, PREASSEMBLED | 869.77
6FX5002-5DS41-1EF5 | POWER CABLE, PREASSEMBLED | 976.86
6FX5002-5DS41-1EG0 | POWER CABLE, PREASSEMBLED | 976.83
6FX5002-5DS41-1EG5 | POWER CABLE, PREASSEMBLED | 990.3
6FX5002-5DS41-1EH0 | POWER CABLE, PREASSEMBLED | 990.52
6FX5002-5DS41-1FE0 | POWER CABLE, PREASSEMBLED | 1086.42
6FX5002-5DS41-1FE5 | POWER CABLE, PREASSEMBLED | 1099.87
6FX5002-5DS41-1FF5 | POWER CABLE, PREASSEMBLED | 1113.26
6FX5002-5DS41-1FG0 | POWER CABLE, PREASSEMBLED | 1113.26
6FX5002-5DS51-1AB0 | POWER CABLE, PREASSEMBLED | 376.09
6FX5002-5DS51-1AC0 | POWER CABLE, PREASSEMBLED | 392.77
6FX5002-5DS51-1AC5 | POWER CABLE, PREASSEMBLED | 409.4
6FX5002-5DS51-1AD0 | POWER CABLE, PREASSEMBLED | 409.37
6FX5002-5DS51-1CB0 | POWER CABLE, PREASSEMBLED | 709.06
6FX5002-5DS51-1CC0 | POWER CABLE, PREASSEMBLED | 725.75
6FX5002-5DS51-1CD0 | POWER CABLE, PREASSEMBLED | 742.37
6FX5002-5DS51-1CE0 | POWER CABLE, PREASSEMBLED | 759.06
6FX5002-5DS51-1EC0 | POWER CABLE, PREASSEMBLED | 1058.75
6FX5002-5DS51-1ED0 | POWER CABLE, PREASSEMBLED | 1075.37
6FX5002-5DS51-1EE0 | POWER CABLE, PREASSEMBLED | 1092.08
6FX5002-5DS51-1EF0 | POWER CABLE, PREASSEMBLED | 1108.7
6FX5002-5DS51-1JA0 | POWER CABLE, PREASSEMBLED | 1689.08
6FX5002-5DS51-1JF0 | POWER CABLE, PREASSEMBLED | 1772.34
6FX5002-5DS54-1AC0 | POWER CABLE, PREASSEMBLED | 261.58
6FX5002-5DS54-1AD0 | POWER CABLE, PREASSEMBLED | 278.16
6FX5002-5DS54-1BD0 | POWER CABLE, PREASSEMBLED | 444.44
6FX5002-5DS54-1BG0 | POWER CABLE, PREASSEMBLED | 494.44
6FX5002-5DS54-1BH0 | POWER CABLE, PREASSEMBLED | 510.84
6FX5002-5DS54-1BK0 | POWER CABLE, PREASSEMBLED | 544.14
6FX5002-5DS54-1CC0 | POWER CABLE, PREASSEMBLED | 594.54
6FX5002-5DS61-1AG0 | POWER CABLE, PREASSEMBLED | 505.25
6FX5002-5DS61-1AH0 | POWER CABLE, PREASSEMBLED | 527.4
6FX5002-5DS61-1AJ0 | POWER CABLE, PREASSEMBLED | 549.86
6FX5002-5DS61-1AK0 | POWER CABLE, PREASSEMBLED | 572.03
6FX8002-2AH04-1AG0 | SIGNAL CABLE, PREASSEMBLED,EXT. | 179.93
6FX8002-2AH04-1AH0 | SIGNAL CABLE, PREASSEMBLED,EXT. | 187.8
6FX8002-2AH04-1AJ0 | SIGNAL CABLE, PREASSEMBLED,EXT. | 195.62
6FX8002-2AH04-1AK0 | SIGNAL CABLE, PREASSEMBLED,EXT. | 203.49
6FX8002-2AH04-1CE0 | SIGNAL CABLE, PREASSEMBLED,EXT. | 321.67
6FX8002-2AH04-1CF0 | SIGNAL CABLE, PREASSEMBLED,EXT. | 329.53
6FX8002-2AH04-1CG0 | SIGNAL CABLE, PREASSEMBLED,EXT. | 337.64
6FX8002-2AH04-1CJ0 | SIGNAL CABLE, PREASSEMBLED,EXT. | 353.34
6FX8002-2AH04-1EB0 | SIGNAL CABLE, PREASSEMBLED,EXT. | 454.86
6FX5002-2DC10-1BK5 | SIGNAL CABLE, PREASSEMBLED | 254.53
6FX5002-2DC10-1BK6 | SIGNAL CABLE, PREASSEMBLED | 254.53
6FX5002-2DC10-1BK8 | SIGNAL CABLE, PREASSEMBLED | 254.53
6FX5002-2DC10-1CE3 | SIGNAL CABLE, PREASSEMBLED | 290.18
6FX5002-2DC10-1CE7 | SIGNAL CABLE, PREASSEMBLED | 290.18
6FX5002-2DC10-1CE8 | SIGNAL CABLE, PREASSEMBLED | 290.18
6FX5002-2DC10-1CF1 | SIGNAL CABLE, PREASSEMBLED | 297.38
6FX5002-2DC10-1CJ4 | SIGNAL CABLE, PREASSEMBLED | 318.61
6FX5002-2DC10-1CJ5 | SIGNAL CABLE, PREASSEMBLED | 318.61
6FX5002-2DC10-1CJ8 | SIGNAL CABLE, PREASSEMBLED | 318.61
6FX5002-2DC10-1CK2 | SIGNAL CABLE, PREASSEMBLED | 325.8
6FX5002-2DC10-1DB8 | SIGNAL CABLE, PREASSEMBLED | 339.84
6FX5002-2DC10-1DC1 | SIGNAL CABLE, PREASSEMBLED | 346.97
6FX5002-2DC10-1DC5 | SIGNAL CABLE, PREASSEMBLED | 346.97
6FX5002-2DC10-1DD1 | SIGNAL CABLE, PREASSEMBLED | 354.05
6FX5002-2DC10-1EA5 | SIGNAL CABLE, PREASSEMBLED | 403.92
6FX5002-2DC10-1EA6 | SIGNAL CABLE, PREASSEMBLED | 403.92
6FX5002-2DC10-1EB5 | SIGNAL CABLE, PREASSEMBLED | 411.04
6FX5002-2DC10-1EB6 | SIGNAL CABLE, PREASSEMBLED | 411.04
6FX5002-2DC10-1EH5 | SIGNAL CABLE, PREASSEMBLED | 453.66
6FX5002-2DC10-1EJ5 | SIGNAL CABLE, PREASSEMBLED | 460.79
6FX5002-2DC10-1EK5 | SIGNAL CABLE, PREASSEMBLED | 467.99
6FX5002-2DC10-1FA5 | SIGNAL CABLE, PREASSEMBLED | 475.6
6FX5002-2DC10-1FB5 | SIGNAL CABLE, PREASSEMBLED | 482.69
6FX5002-2DC10-1HC0 | SIGNAL CABLE, PREASSEMBLED | 623.77
6FX5002-2DC10-1HD0 | SIGNAL CABLE, PREASSEMBLED | 630.86
6FX5002-2DC10-1HE0 | SIGNAL CABLE, PREASSEMBLED | 637.98
6FX5002-2DC10-1HH0 | SIGNAL CABLE, PREASSEMBLED | 659.26
6FX5002-2DC10-1KK8 | SIGNAL CABLE, PREASSEMBLED | 824.08
6FX5002-2DC20-1AA2 | SIGNAL CABLE, PREASSEMBLED | 137.08
6FX5002-5CN21-1DF0 | POWER CABLE PREASSEMBLED | 507.29
6FX5002-5CN21-1DG0 | POWER CABLE PREASSEMBLED | 512.34
6FX5002-5CN21-1EJ0 | POWER CABLE PREASSEMBLED | 572.83
6FX5002-5CN21-1EK0 | POWER CABLE PREASSEMBLED | 577.82
6FX5002-5CN21-1FA0 | POWER CABLE PREASSEMBLED | 582.92
6FX5002-5CN21-1FB0 | POWER CABLE PREASSEMBLED | 587.96
6FX5002-5CN21-1FC0 | POWER CABLE PREASSEMBLED | 592.99
6FX5002-5CN21-1GF0 | POWER CABLE PREASSEMBLED | 658.51
6FX5002-5CN21-1GG0 | POWER CABLE PREASSEMBLED | 663.55
6FX5002-5CN21-1GH0 | POWER CABLE PREASSEMBLED | 668.58
6FX5002-5CN21-1GJ0 | POWER CABLE PREASSEMBLED | 673.68
6FX5002-5CN26-1BE0 | POWER CABLE PREASSEMBLED | 309.05
6FX5002-5CN26-1CA0 | POWER CABLE PREASSEMBLED | 332.94
6FX5002-5CN26-1EA0 | POWER CABLE PREASSEMBLED | 412.54
6FX5002-5CN27-1BD0 | POWER CABLE PREASSEMBLED | 253.36
6FX5002-5CN31-1BH0 | POWER CABLE PREASSEMBLED | 446.54
6FX5002-5CN31-1BJ0 | POWER CABLE PREASSEMBLED | 453.19
6FX5002-5CN31-1BK0 | POWER CABLE PREASSEMBLED | 459.83
6FX5002-5CN31-1CB5 | POWER CABLE PREASSEMBLED | 479.82
6FX5002-5CN31-1EE0 | POWER CABLE PREASSEMBLED | 626.28
6FX5002-5CN31-1EF0 | POWER CABLE PREASSEMBLED | 632.97
6FX5002-5CN31-1EG0 | POWER CABLE PREASSEMBLED | 639.65
6FX5002-5CN31-1EH0 | POWER CABLE PREASSEMBLED | 646.29
6FX5002-5CN31-1EJ0 | POWER CABLE PREASSEMBLED | 652.95
6FX5002-5CN31-1GC0 | POWER CABLE PREASSEMBLED | 746.17
6FX5002-5CN31-1GD0 | POWER CABLE PREASSEMBLED | 752.85
6FX5002-5CN31-1GE0 | POWER CABLE PREASSEMBLED | 759.5
6FX5002-5CN31-1GF0 | POWER CABLE PREASSEMBLED | 766.19
6FX5002-5CN31-1CH0 | POWER CABLE PREASSEMBLED | 513.12
6FX5002-5CN31-1JF0 | POWER CABLE PREASSEMBLED | 899.38
6FX5002-5CN36-1BC0 | POWER CABLE PREASSEMBLED | 318.07
6FX5002-5CN36-1CD0 | POWER CABLE PREASSEMBLED | 375.79
6FX5002-5CN41-1BE0 | POWER CABLE PREASSEMBLED | 468.34
6FX5002-5CN41-1BG0 | POWER CABLE PREASSEMBLED | 487.27
6FX5002-5CN41-1BH0 | POWER CABLE PREASSEMBLED | 496.8
6FX5002-5CN41-1BK0 | POWER CABLE PREASSEMBLED | 515.75
6FX5002-5CN41-1CB0 | POWER CABLE PREASSEMBLED | 534.68
6FX5002-5CN41-1DG0 | POWER CABLE PREASSEMBLED | 676.91
6FX5002-5CN41-1DH0 | POWER CABLE PREASSEMBLED | 686.42
6FX5002-5CN41-1DJ0 | POWER CABLE PREASSEMBLED | 695.87
6FX5002-5CN41-1DK0 | POWER CABLE PREASSEMBLED | 705.37
6FX5002-5CN41-1FD0 | POWER CABLE PREASSEMBLED | 838.1
6FX5002-5CN41-1FE0 | POWER CABLE PREASSEMBLED | 847.56
6FX5002-5CN41-1FG0 | POWER CABLE PREASSEMBLED | 866.53
6FX5002-5CN41-1FH0 | POWER CABLE PREASSEMBLED | 876.04
6FX5002-5CN41-1HB0 | POWER CABLE PREASSEMBLED | 1008.71
6FX5002-5CN41-1HC0 | POWER CABLE PREASSEMBLED | 1018.22
6FX5002-5CN41-1HD0 | POWER CABLE PREASSEMBLED | 1027.67
6FX5002-5CN41-1HE0 | POWER CABLE PREASSEMBLED | 1037.17
6FX5002-5CN51-1AE0 | POWER CABLE PREASSEMBLED | 387.03
6FX5002-5CN51-1AG0 | POWER CABLE PREASSEMBLED | 411.54
6FX5002-5CN51-1AH0 | POWER CABLE PREASSEMBLED | 423.82
6FX5002-5CN51-1AJ0 | POWER CABLE PREASSEMBLED | 436.06
6FX5002-5CN51-1AK0 | POWER CABLE PREASSEMBLED | 448.34
6FX5002-5CS64-1CK0 | POWER CABLE, PREASSEMBLED | 762.15
6FX5002-5CS64-1DB0 | POWER CABLE, PREASSEMBLED | 800.73
6FX5002-5CS64-1DC0 | POWER CABLE, PREASSEMBLED | 819.46
6FX5002-5CS64-1DD0 | POWER CABLE, PREASSEMBLED | 838.46
6FX5002-5CS64-1EK0 | POWER CABLE, PREASSEMBLED | 1141.38
6FX5002-5CS64-1FA0 | POWER CABLE, PREASSEMBLED | 1161.03
6FX5002-5CS64-1FD0 | POWER CABLE, PREASSEMBLED | 1217.71
6FX5002-5CS64-1FF0 | POWER CABLE, PREASSEMBLED | 1255.67
6FX5002-5CW02-1GA0 | POWER CABLE PREASSEMBLED | 389.89
6FX5002-5CW02-1GF0 | POWER CABLE PREASSEMBLED | 409.8
6FX5002-5CW02-1GK0 | POWER CABLE PREASSEMBLED | 425.7
6FX5002-5CW12-1AJ0 | POWER CABLE PREASSEMBLED | 195.19
6FX5002-5CX18-1AA5 | POWER CABLE PREASSEMBLED,EXT. | 1627.56
6FX5002-5CX28-1AB0 | POWER CABLE PREASSEMBLED,EXT. | 1698.69
6FX5002-5CX28-1AC0 | POWER CABLE PREASSEMBLED,EXT. | 1723.02
6FX5002-5CX28-1AD0 | POWER CABLE PREASSEMBLED,EXT. | 1747.51
6FX5002-5CX28-1AE0 | POWER CABLE PREASSEMBLED,EXT. | 1772.03
6FX5002-5DA05-1AB2 | POWER CABLE, PREASSEMBLED, EXT. | 260.96
6FX5002-5DA05-1AB3 | POWER CABLE, PREASSEMBLED, EXT. | 260.96
6FX5002-5DA05-1AC1 | POWER CABLE, PREASSEMBLED, EXT. | 268.82
6FX5002-5DA05-1AC2 | POWER CABLE, PREASSEMBLED, EXT. | 268.82
6FX5002-5DA05-1BE0 | POWER CABLE, PREASSEMBLED, EXT. | 355.98
6FX5002-5DA05-1BH0 | POWER CABLE, PREASSEMBLED, EXT. | 379.55
6FX5002-5DA05-1BK0 | POWER CABLE, PREASSEMBLED, EXT. | 395.25
6FX5002-5DA05-1CB0 | POWER CABLE, PREASSEMBLED, EXT. | 411.18
6FX5002-5DA05-1HA0 | POWER CABLE, PREASSEMBLED, EXT. | 797.79
6FX5002-5DA05-1HF0 | POWER CABLE, PREASSEMBLED, EXT. | 837.34
6FX5002-5DA05-1CH0 | POWER CABLE, PREASSEMBLED, EXT. | 458.55
6FX5002-5DA05-1JA0 | POWER CABLE, PREASSEMBLED, EXT. | 878.73
6FX5002-5DA15-1BB0 | POWER CABLE, PREASSEMBLED, EXT. | 366.77
6FX5002-5DA15-1BD0 | POWER CABLE, PREASSEMBLED, EXT. | 386.43
6FX5002-5DA15-1BE0 | POWER CABLE, PREASSEMBLED, EXT. | 396.32
6FX5002-5DA15-1BF0 | POWER CABLE, PREASSEMBLED, EXT. | 406.04
6FX5002-5DA20-1BB0 | POWER CABLE, PREASSEMBLED | 370.88
6FX5002-5DA20-1BE0 | POWER CABLE, PREASSEMBLED | 397.36
6FX5002-5DA20-1BH0 | POWER CABLE, PREASSEMBLED | 423.82
6FX5002-5DA20-1CB0 | POWER CABLE, PREASSEMBLED | 459.14
6FX5002-5DA28-1AF0 | POWER CABLE, PREASSEMBLED, EXT. | 425.72
6FX5002-5DA28-1AG0 | POWER CABLE, PREASSEMBLED, EXT. | 433.58
6FX5002-5DA28-1AH0 | POWER CABLE, PREASSEMBLED, EXT. | 441.47
6FX5002-5DA28-1AK0 | POWER CABLE, PREASSEMBLED, EXT. | 457.18
6FX5002-5DA28-1BA0 | POWER CABLE, PREASSEMBLED, EXT. | 465.3
6FX5002-5DA28-1BJ0 | POWER CABLE, PREASSEMBLED, EXT. | 528.42
6FX5002-5DA28-1BK0 | POWER CABLE, PREASSEMBLED, EXT. | 536.31
6FX5002-5DA28-1CA0 | POWER CABLE, PREASSEMBLED, EXT. | 544.32
6FX5002-5DA28-1CF0 | POWER CABLE, PREASSEMBLED, EXT. | 583.85
6FX5002-5DA30-1BH0 | POWER CABLE, PREASSEMBLED | 275.94
6FX5002-5DA30-1BJ0 | POWER CABLE, PREASSEMBLED | 282.84
6FX5002-5DA30-1CG0 | POWER CABLE, PREASSEMBLED | 337.99
6FX5002-5DA30-1DC0 | POWER CABLE, PREASSEMBLED | 379.4
6FX5002-5DS41-1AF5 | POWER CABLE, PREASSEMBLED | 438.04
6FX5002-5DS41-1AG0 | POWER CABLE, PREASSEMBLED | 438.04
6FX5002-5DS41-1AG5 | POWER CABLE, PREASSEMBLED | 451.5
6FX5002-5DS41-1AH5 | POWER CABLE, PREASSEMBLED | 465.2
6FX5002-5DS41-1BK0 | POWER CABLE, PREASSEMBLED | 613.55
6FX5002-5DS41-1BK5 | POWER CABLE, PREASSEMBLED | 627.04
6FX5002-5DS41-1CA5 | POWER CABLE, PREASSEMBLED | 641.12
6FX5002-5DS41-1CB0 | POWER CABLE, PREASSEMBLED | 641.12
6FX5002-5DS41-1DB0 | POWER CABLE, PREASSEMBLED | 775.23
6FX5002-5DS41-1DB5 | POWER CABLE, PREASSEMBLED | 788.72
6FX5002-5DS41-1DC0 | POWER CABLE, PREASSEMBLED | 788.85
6FX5002-5DS41-1DC5 | POWER CABLE, PREASSEMBLED | 802.33
6FX5002-5DS41-1EB0 | POWER CABLE, PREASSEMBLED | 909.36
6FX5002-5DS41-1EB5 | POWER CABLE, PREASSEMBLED | 922.84
6FX5002-5DS41-1EC0 | POWER CABLE, PREASSEMBLED | 922.96
6FX5002-5DS41-1EC5 | POWER CABLE, PREASSEMBLED | 936.44
6FX5002-5DS41-1EK5 | POWER CABLE, PREASSEMBLED | 1030.8
6FX5002-5DS41-1FA5 | POWER CABLE, PREASSEMBLED | 1045.77
6FX5002-5DS41-1FB0 | POWER CABLE, PREASSEMBLED | 1045.77
6FX5002-5DS41-1FB1 | POWER CABLE, PREASSEMBLED | 1059.24
6FX5002-5DS41-1FB5 | POWER CABLE, PREASSEMBLED | 1059.24
6FX5002-5DS41-1FJ5 | POWER CABLE, PREASSEMBLED | 1153.77
6FX5002-5DS41-1FK0 | POWER CABLE, PREASSEMBLED | 1153.73
6FX5002-5DS41-1FK5 | POWER CABLE, PREASSEMBLED | 1167.21
6FX5002-5DS41-1GD0 | POWER CABLE, PREASSEMBLED | 1206.88
6FX5002-5DS51-1BA5 | POWER CABLE, PREASSEMBLED | 542.36
6FX5002-5DS51-1BB0 | POWER CABLE, PREASSEMBLED | 542.36
6FX5002-5DS51-1BC0 | POWER CABLE, PREASSEMBLED | 559.05
6FX5002-5DS51-1BD0 | POWER CABLE, PREASSEMBLED | 575.65
6FX5002-5DS51-1DD0 | POWER CABLE, PREASSEMBLED | 908.87
6FX5002-5DS51-1DE0 | POWER CABLE, PREASSEMBLED | 925.58
6FX5002-5DS51-1DF0 | POWER CABLE, PREASSEMBLED | 942.21
6FX5002-5DS51-1DG0 | POWER CABLE, PREASSEMBLED | 958.9
6FX5002-5DS51-1FA0 | POWER CABLE, PREASSEMBLED | 1191.94
6FX5002-5DS51-1FC0 | POWER CABLE, PREASSEMBLED | 1225.26
6FX5002-5DS51-1FE0 | POWER CABLE, PREASSEMBLED | 1258.55
6FX5002-5DS51-1FF0 | POWER CABLE, PREASSEMBLED | 1275.18
6FX5002-5DS54-1AJ0 | POWER CABLE, PREASSEMBLED | 361.23
6FX5002-5DS54-1AJ5 | POWER CABLE, PREASSEMBLED | 377.86
6FX5002-5DS54-1AJ8 | POWER CABLE, PREASSEMBLED | 377.86
6FX5002-5DS54-1AK0 | POWER CABLE, PREASSEMBLED | 377.86
6FX5002-5DS54-1EF0 | POWER CABLE, PREASSEMBLED | 977.49
6FX5002-5DS54-1FA0 | POWER CABLE, PREASSEMBLED | 1060.73
6FX5002-5DS54-1FF0 | POWER CABLE, PREASSEMBLED | 1143.99
6FX5002-5DS61-1AB0 | POWER CABLE, PREASSEMBLED | 393.66
6FX5002-5DS61-1BJ0 | POWER CABLE, PREASSEMBLED | 773
6FX5002-5DS61-1CC0 | POWER CABLE, PREASSEMBLED | 862.23
6FX5002-5DS61-1CD0 | POWER CABLE, PREASSEMBLED | 884.48
6FX5002-5DS61-1CG0 | POWER CABLE, PREASSEMBLED | 951.53
6FX5002-5DS61-1CJ0 | POWER CABLE, PREASSEMBLED | 996.15
6FX8002-2AH04-1BF0 | SIGNAL CABLE, PREASSEMBLED,EXT. | 250.64
6FX8002-2AH04-1BG0 | SIGNAL CABLE, PREASSEMBLED,EXT. | 258.76
6FX8002-2AH04-1BH0 | SIGNAL CABLE, PREASSEMBLED,EXT. | 266.63
6FX8002-2AH04-1BJ0 | SIGNAL CABLE, PREASSEMBLED,EXT. | 274.45
6FX8002-2AH04-1DD0 | SIGNAL CABLE, PREASSEMBLED,EXT. | 392.02
6FX8002-2AH04-1DE0 | SIGNAL CABLE, PREASSEMBLED,EXT. | 399.82
6FX8002-2AH04-1DF0 | SIGNAL CABLE, PREASSEMBLED,EXT. | 407.7
6FX8002-2AH04-1DG0 | SIGNAL CABLE, PREASSEMBLED,EXT. | 415.82
6FX8002-2AH04-1FA0 | SIGNAL CABLE, PREASSEMBLED,EXT. | 525.58
6FX8002-2AH04-1CH0 | SIGNAL CABLE, PREASSEMBLED,EXT. | 345.53
6FX8002-2AH11-1AC0 | SIGNAL CABLE PREASSAMBLED | 128.34
6FX8002-2AH11-1DA0 | SIGNAL CABLE PREASSAMBLED | 417.11
6FX8002-2BA00-1AJ0 | SIGNAL CABLE, PREASSEMBLED, | 190.96
6FX8002-2BA00-1BB0 | SIGNAL CABLE, PREASSEMBLED, | 214.59
6FX8002-2BA00-1BD0 | SIGNAL CABLE, PREASSEMBLED, | 230.31
6FX8002-2BA00-1BE0 | SIGNAL CABLE, PREASSEMBLED, | 238.13
6FX8002-2BA00-1DG0 | SIGNAL CABLE, PREASSEMBLED, | 411.18
6FX8002-2BA00-1DH0 | SIGNAL CABLE, PREASSEMBLED, | 419.07
6FX8002-2BA00-1DJ0 | SIGNAL CABLE, PREASSEMBLED, | 426.85
6FX8002-2BA00-1DK0 | SIGNAL CABLE, PREASSEMBLED, | 434.75
6FX8002-2BA10-1AA0 | SIGNAL CABLE, PREASSEMBLED, | 151.23
6FX8002-2BA10-1AB0 | SIGNAL CABLE, PREASSEMBLED, | 159.15
6FX8002-2BA10-1AC0 | SIGNAL CABLE, PREASSEMBLED, | 167.01
6FX8002-2BA10-1AD0 | SIGNAL CABLE, PREASSEMBLED, | 174.87
6FX8002-2BA10-1BJ0 | SIGNAL CABLE, PREASSEMBLED, | 293.18
6FX8002-2BA10-1BK0 | SIGNAL CABLE, PREASSEMBLED, | 301.06
6FX8002-2BA10-1CA0 | SIGNAL CABLE, PREASSEMBLED, | 308.97
6FX8002-2BA10-1CB0 | SIGNAL CABLE, PREASSEMBLED, | 316.86
6FX8002-2BA10-1CC0 | SIGNAL CABLE, PREASSEMBLED, | 324.72
6FX8002-2BA10-1DG0 | SIGNAL CABLE, PREASSEMBLED, | 434.54
6FX8002-2BA10-1DH0 | SIGNAL CABLE, PREASSEMBLED, | 442.43
6FX8002-2BA10-1DJ0 | SIGNAL CABLE, PREASSEMBLED, | 450.24
6FX8002-2BA10-1DK0 | SIGNAL CABLE, PREASSEMBLED, | 458.1
6FX8002-2BA20-1AB0 | SIGNAL CABLE, PREASSEMBLED, | 88.67
6FX8002-2BA20-1AC0 | SIGNAL CABLE, PREASSEMBLED, | 98.68
6FX8002-2BA20-1AD0 | SIGNAL CABLE, PREASSEMBLED, | 108.7
6FX8002-2BA20-1AE0 | SIGNAL CABLE, PREASSEMBLED, | 118.88
6FX8002-2BA20-1BK0 | SIGNAL CABLE, PREASSEMBLED, | 269.63
6FX8002-2BA20-1CC0 | SIGNAL CABLE, PREASSEMBLED, | 299.68
6FX8002-2BA20-1CD0 | SIGNAL CABLE, PREASSEMBLED, | 309.66
6FX8002-2BA20-1CE0 | SIGNAL CABLE, PREASSEMBLED, | 319.87
6FX8002-2BA20-1EA0 | SIGNAL CABLE, PREASSEMBLED, | 481
6FX8002-2BA20-1EB0 | SIGNAL CABLE, PREASSEMBLED, | 491.05
6FX8002-2BA20-1EC0 | SIGNAL CABLE, PREASSEMBLED, | 501.06
6FX8002-2BA20-1ED0 | SIGNAL CABLE, PREASSEMBLED, | 511.06
6FX8002-2BB01-1AA8 | SIGNAL CABLE, PREASSEMBLED, | 57.1
6FX8002-2BB01-1AB2 | SIGNAL CABLE, PREASSEMBLED, | 63.56
6FX8002-2BB01-1AC5 | SIGNAL CABLE, PREASSEMBLED, | 69.93
6FX8002-2BB01-1AE0 | SIGNAL CABLE, PREASSEMBLED, | 76.3
6AV6372-2DF07-3CX4 | Energy Manager V7.3, Upgr. <= 50 Tags | 4968.62
6AV6372-2DF07-3DH4 | Energy Manager V7.3, Upgr. <=100 Tags DL | 7100.34
6AV6372-2DF07-3DX4 | Energy Manager V7.3, Upgr. <= 100 Tags | 7241.69
6AV6372-2DF07-3FH4 | Energy Manager V7.3, Upgr. <=500 Tags DL | 14202.29
6DR5110-0NG12-0AA0 | SIPART PS2 2 wire with Hart SA | 1934.94
6DR5110-0NG12-0AA1 | SIPART PS2 2 wire with Hart SA | 2134.43
6DR5110-0NG13-0AA1 | SIPART PS2 2 wire with Hart SA | 2524.85
6DR5110-0NG13-0AA3 | SIPART PS2 2 wire with Hart SA | 2524.85
6DR5110-0NG31-0AA1 | SIPART PS2 2 wire with Hart SA | 2456.31
6DR5110-0NG31-0AA1-ZA20Y15 | SIPART PS2 2 wire with Hart SA | 2483.23
6DR5110-0NG31-0AA1-ZY15 | SIPART PS2 2 wire with Hart SA | 2475.89
6DR5115-0EN01-0AA3 | SIPART PS2 2-L HART SA Alu Ex proof | 3108.63
6DR5115-0EQ00-0AA0 | SIPART PS2 2-L HART SA Alu Ex proof | 2537.08
6DR5115-0EQ01-0AA1 | SIPART PS2 2-L HART SA Alu Ex proof | 3108.63
6DR5120-0NG01-0AA0-ZA20A40K18 | SIPART PS2 2 wire with HART DA | 2281.29
6DR5120-0NG01-0AA2-ZA40 | SIPART PS2 2 wire with HART DA | 2340.04
6DR5120-0NG03-0AA2 | SIPART PS2 2 wire with HART DA | 2430.61
6DR5120-0NG03-0AA2-ZF01 | SIPART PS2 2 wire with HART DA | 2670.48
6DR5120-0NG10-0AA9-ZK18R2A | SIPART PS2 2 wire with HART DA | 2472.21
6DR5120-0NG11-0AA2-ZA20Y15 | SIPART PS2 2 wire with HART DA | 2620.31
6DR5120-0NG13-0BA2 | SIPART PS2 2 wire with HART DA | 2739.02
6DR5120-0NG20-0BA0 | SIPART PS2 2 wire with HART DA | 2265.38
6DR5120-0NG31-0AA0 | SIPART PS2 2 wire with HART DA | 2439.16
6DR5120-0NG31-0AA2-ZA20Y15Y16 | SIPART PS2 2 wire with HART DA | 2717
6DR5120-0NM00-0AA0 | SIPART PS2 2 wire with HART DA | 1652.23
6DR5120-0NM00-0AA4 | SIPART PS2 2 wire with HART DA | 1883.53
6DR5120-0NM03-0AA4 | SIPART PS2 2 wire with HART DA | 2430.61
6DR5120-0NM10-0AA4 | SIPART PS2 2 wire with HART DA | 2191.95
6DR5120-0NM31-0AA0 | SIPART PS2 2 wire with HART DA | 2439.16
6DR5120-0NM91-0AA9-ZF01L1AR2B | SIPART PS2 2 wire with HART DA | 2921.38
6DR5120-0NN00-0BA2 | SIPART PS2 2 wire with HART DA | 1883.53
6DR5120-0NN00-0BA4-ZA40K18 | SIPART PS2 2 wire with HART DA | 2103.83
6DR5120-0NN02-0AA2 | SIPART PS2 2 wire with HART DA | 2040.19
6DR5120-0NN03-0AA0 | SIPART PS2 2 wire with HART DA | 2199.29
6DR5120-0NN11-0AA4 | SIPART PS2 2 wire with HART DA | 2593.37
6DR5120-0NN21-0AA0 | SIPART PS2 2 wire with HART DA | 2666.8
6DR5120-0NN31-0AA9-ZR2DY17 | SIPART PS2 2 wire with HART DA | 3208.98
6DR5120-0NP00-0AA0 | SIPART PS2 2 wire with HART DA | 1652.23
6DR5120-0NP01-0AA0 | SIPART PS2 2 wire with HART DA | 2053.65
6DR5120-0NP20-0AA2 | SIPART PS2 2 wire with HART DA | 2496.7
6DR5122-0NG01-0AA2 | SIPART PS2 2-L HART DA SST | 3699.76
6DR5122-0NN00-0AA0-ZF01 | SIPART PS2 2-L HART DA SST | 3306.89
6DR5122-0NN11-0AA4 | SIPART PS2 2-L HART DA SST | 4008.17
6DR5123-0NG02-0AA0 | SIPART PS2 2 wire with HART DA Alu | 1894.55
6DR5123-0NG11-0AA0-ZA40 | SIPART PS2 2 wire with HART DA Alu | 2502.81
6DR5123-0NM00-0AA9-ZF01R2B | SIPART PS2 2 wire with HART DA Alu | 2324.13
6DR5125-0EG01-0AA2 | SIPART PS2 2-L HART DA Alu Ex proof | 3320.36
6DR5125-0EG10-0AA2 | SIPART PS2 2-L HART DA Alu Ex proof | 3256.71
6DR5125-0EM01-0AA0 | SIPART PS2 2-L HART DA Alu Ex proof | 3089.04
6DR5125-0EM10-0AA4 | SIPART PS2 2-L HART DA Alu Ex proof | 3256.71
6DR5125-0EN01-0BA4 | SIPART PS2 2-L HART DA Alu Ex proof | 3320.36
6DR5125-0EN10-0AA4 | SIPART PS2 2-L HART DA Alu Ex proof | 3256.71
6ES7656-7BA33-2HF0 | SIMATIC PCS 7 REDUNDANCY AS | 34772.85
6ES7656-7BA33-2XF0 | SIMATIC PCS 7 REDUNDANCY AS | 31171.21
6ES7656-7BA34-2CF0 | SIMATIC PCS 7 REDUNDANCY AS | 43633.11
6ES7656-7BB33-1CF0 | SIMATIC PCS 7 REDUNDANCY AS | 36593.14
6ES7656-7BE33-1CF0 | SIMATIC PCS 7 REDUNDANCY AS | 50873.83
6ES7656-7BE33-1CF2 | SIMATIC PCS 7 REDUNDANCY AS | 62242.05
6ES7656-7BE33-1XF0 | SIMATIC PCS 7 REDUNDANCY AS | 47365.09
6ES7656-7BE33-2BF1 | SIMATIC PCS 7 REDUNDANCY AS | 55070.24
6ES7656-7BE33-3BF0 | SIMATIC PCS 7 REDUNDANCY AS | 50300.03
6ES7656-7BE33-3CF0 | SIMATIC PCS 7 REDUNDANCY AS | 51013.16
6ES7656-7BE34-1HF0 | SIMATIC PCS 7 REDUNDANCY AS | 59919.87
6ES7656-7BE34-2CF0 | SIMATIC PCS 7 REDUNDANCY AS | 59052.42
6ES7656-7BE34-4EF0 | SIMATIC PCS 7 REDUNDANCY AS | 62666.04
6ES7656-7BF33-1CF0 | SIMATIC PCS 7 REDUNDANCY AS | 52012.45
6ES7656-7BM30-2CF1 | SIMATIC PCS 7 REDUNDANCY AS | 74927.17
6ES7656-7BM33-1DF0 | SIMATIC PCS 7 REDUNDANCY AS | 79207.48
6FX8002-2AH04-1EC0 | SIGNAL CABLE, PREASSEMBLED,EXT. | 462.75
6FX8002-2AH04-1ED0 | SIGNAL CABLE, PREASSEMBLED,EXT. | 470.58
6FX8002-2AH04-1EE0 | SIGNAL CABLE, PREASSEMBLED,EXT. | 478.41
6FX8002-2BA00-1AA0 | SIGNAL CABLE, PREASSEMBLED, | 127.87
6FX8002-2BA00-1AB0 | SIGNAL CABLE, PREASSEMBLED, | 135.76
6FX8002-2BA00-1AC0 | SIGNAL CABLE, PREASSEMBLED, | 143.64
6FX8002-2BA00-1AD0 | SIGNAL CABLE, PREASSEMBLED, | 151.48
6FX8002-2BA00-1CC0 | SIGNAL CABLE, PREASSEMBLED, | 301.36
6FX8002-2BA00-1CD0 | SIGNAL CABLE, PREASSEMBLED, | 309.22
6FX8002-2BA00-1CE0 | SIGNAL CABLE, PREASSEMBLED, | 317.02
6FX8002-2BA00-1CG0 | SIGNAL CABLE, PREASSEMBLED, | 333
6FX8002-2BA00-1EE0 | SIGNAL CABLE, PREASSEMBLED, | 473.77
6FX8002-2BA00-1EG0 | SIGNAL CABLE, PREASSEMBLED, | 489.74
6FX8002-2BA00-1EH0 | SIGNAL CABLE, PREASSEMBLED, | 497.63
6FX8002-2BA00-1EJ0 | SIGNAL CABLE, PREASSEMBLED, | 505.44
6FX8002-2BA00-1EK0 | SIGNAL CABLE, PREASSEMBLED, | 513.3
6FX8002-2BA10-1AJ0 | SIGNAL CABLE, PREASSEMBLED, | 214.35
6FX8002-2BA10-1AK0 | SIGNAL CABLE, PREASSEMBLED, | 222.21
6FX8002-2BA10-1BB0 | SIGNAL CABLE, PREASSEMBLED, | 237.98
6FX8002-2BA10-1BC0 | SIGNAL CABLE, PREASSEMBLED, | 245.86
6FX8002-2BA10-1CJ0 | SIGNAL CABLE, PREASSEMBLED, | 372.06
6FX8002-2BA10-1CK0 | SIGNAL CABLE, PREASSEMBLED, | 379.95
6FX8002-2BA10-1DA0 | SIGNAL CABLE, PREASSEMBLED, | 387.11
6FX8002-2BA10-1DB0 | SIGNAL CABLE, PREASSEMBLED, | 395.04
6FX8002-2BA10-1EE0 | SIGNAL CABLE, PREASSEMBLED, | 497.13
6FX8002-2BA10-1EF0 | SIGNAL CABLE, PREASSEMBLED, | 504.99
6FX8002-2BA10-1EG0 | SIGNAL CABLE, PREASSEMBLED, | 513.12
6FX8002-2BA10-1EH0 | SIGNAL CABLE, PREASSEMBLED, | 520.98
6FX8002-2BA10-1EJ0 | SIGNAL CABLE, PREASSEMBLED, | 528.79
6FX8002-2BA20-1AK0 | SIGNAL CABLE, PREASSEMBLED, | 169.04
6FX8002-2BA20-1BB0 | SIGNAL CABLE, PREASSEMBLED, | 189.26
6FX8002-2BA20-1BC0 | SIGNAL CABLE, PREASSEMBLED, | 199.28
6FX8002-2BA20-1BD0 | SIGNAL CABLE, PREASSEMBLED, | 209.28
6FX8002-2BA20-1DC0 | SIGNAL CABLE, PREASSEMBLED, | 399.27
6FX8002-2BA20-1DD0 | SIGNAL CABLE, PREASSEMBLED, | 409.29
6FX8002-2BA20-1DE0 | SIGNAL CABLE, PREASSEMBLED, | 419.46
6FX8002-2BA20-1DF0 | SIGNAL CABLE, PREASSEMBLED, | 429.41
6FX8002-2BA20-1FD0 | SIGNAL CABLE, PREASSEMBLED, | 610.48
6FX8002-2BA20-1CH0 | SIGNAL CABLE, PREASSEMBLED, | 349.87
6FX8002-2BA20-1JB0 | SIGNAL CABLE, PREASSEMBLED, | 893.4
6FX8002-2BB01-1AA0 | SIGNAL CABLE, PREASSEMBLED, | 50.65
6AU1810-1HA34-0XB0 | SINAMICS DCC V3.4 License Key | 509.38
6AV6371-2BS07-5AJ0 | WinCC/Powerp RT 262144/500000 V7.5.2 DL | 34122.9
6AV6371-2BS17-5AJ0 | WinCC/Powerp RC 262144/500000 V7.5.2 DL | 33402.59
6AV6372-1DF07-3AH0 | SIMATIC Energy Manager Basic V7.3 DL | 6086.46
6AV6372-1DF07-3AX0 | SIMATIC Energy Manager Basic V7.3 | 6208.33
6AV6372-2DF17-3AX0 | SIMATIC EnMBasic/PRO V7.3, Trial | 100.74
6AV6372-2DF67-3MH0 | SIMATIC EnMPRO V7.3 Consumer Master DL | 12174.56
6AV6372-2DF67-3MX0 | SIMATIC EnMPRO V7.3 Consumer Master | 12418.27
6AV6372-2DF77-3XH4 | Energy Manager V7.3, Upgr. >5000 Tags DL | 32463.33
6DR5110-0NG10-0AA1 | SIPART PS2 2 wire with Hart SA | 1977.77
6DR5110-0NG10-0BA0 | SIPART PS2 2 wire with Hart SA | 1778.29
6DR5110-0NG10-0BA1 | SIPART PS2 2 wire with Hart SA | 1977.77
6DR5110-0NG11-0AA0-ZA20Y15 | SIPART PS2 2 wire with Hart SA | 2206.63
6DR5110-0NG21-0AA1-ZY17 | SIPART PS2 2 wire with Hart SA | 2703.53
6DR5110-0NG21-0AA3 | SIPART PS2 2 wire with Hart SA | 2683.95
6DR5110-0NG21-0BA0 | SIPART PS2 2 wire with Hart SA | 2484.45
6DR5110-0NG21-0BA1 | SIPART PS2 2 wire with Hart SA | 2683.95
6ES7656-7BM34-1CF0 | SIMATIC PCS 7 REDUNDANCY AS | 87923.92
6ES7656-7CA30-1BF0 | SIMATIC PCS 7 REDUNDANCY AS | 27957.61
6ES7656-7CE30-1CF0 | SIMATIC PCS 7 REDUNDANCY AS | 44090.06
6ES7656-7CE33-1BF0 | SIMATIC PCS 7 REDUNDANCY AS | 52330.07
6ES7656-7CE33-1GF0 | SIMATIC PCS 7 REDUNDANCY AS | 52494.86
6ES7656-7CE33-2BF0 | SIMATIC PCS 7 REDUNDANCY AS | 51555.5
6ES7656-7CE33-3CF2 | SIMATIC PCS 7 REDUNDANCY AS | 64550.75
6ES7656-7CE33-4BF0 | SIMATIC PCS 7 REDUNDANCY AS | 51660.38
6ES7656-7CE34-1CF1 | SIMATIC PCS 7 REDUNDANCY AS | 67680.45
6ES7656-7CE34-1EF2 | SIMATIC PCS 7 REDUNDANCY AS | 76873.31
6ES7656-7CE34-4CF0 | SIMATIC PCS 7 REDUNDANCY AS | 61326.66
6ES7656-7CE43-1CF0 | SIMATIC PCS 7 REDUNDANCY AS | 55056.76
6ES7656-7CF33-1GF0 | SIMATIC PCS 7 REDUNDANCY AS | 53633.48
6ES7656-7CF33-4GF0 | SIMATIC PCS 7 REDUNDANCY AS | 52963.8
6ES7656-7CM30-2BF0 | SIMATIC PCS 7 REDUNDANCY AS | 70699.3
6ES7656-7CM30-2CF0 | SIMATIC PCS 7 REDUNDANCY AS | 71412.43
6ES7656-7CM33-1EF0 | SIMATIC PCS 7 REDUNDANCY AS | 84648.88
6ES7656-7CM33-1HF0 | SIMATIC PCS 7 REDUNDANCY AS | 81233.03
6ES7656-7CM33-3CF0 | SIMATIC PCS 7 REDUNDANCY AS | 81279.47
6ES7656-7CM33-4BF0 | SIMATIC PCS 7 REDUNDANCY AS | 79757.31
6ES7656-7CM34-1DF0 | SIMATIC PCS 7 REDUNDANCY AS | 90330.01
6ES7656-7CM34-1DF4 | SIMATIC PCS 7 REDUNDANCY AS | 113066.44
6ES7656-7CM43-1CF1 | SIMATIC PCS 7 REDUNDANCY AS | 88837.81
6ES7656-7CM44-4CF1 | SIMATIC PCS 7 REDUNDANCY AS | 97121.27
6ES7656-7CN33-1GF0 | SIMATIC PCS 7 REDUNDANCY AS | 81730.42
6ES7656-7CN33-2BF0 | SIMATIC PCS 7 REDUNDANCY AS | 80791.06
6ES7656-7CN34-1CF0 | SIMATIC PCS 7 REDUNDANCY AS | 91231.91
6ES7656-7DE30-2XF0 | SIMATIC PCS 7 REDUNDANCY AS | 43555.21
6ES7656-7DE33-1CF0 | SIMATIC PCS 7 REDUNDANCY AS | 56791.66
6ES7656-7DE33-2CF1 | SIMATIC PCS 7 REDUNDANCY AS | 61701.2
6ES7656-7DE33-3BF0 | SIMATIC PCS 7 REDUNDANCY AS | 56217.86
6ES7656-7DM30-1BF0 | SIMATIC PCS 7 REDUNDANCY AS | 75222.31
6ES7656-7DM33-1BF1 | SIMATIC PCS 7 REDUNDANCY AS | 89859.58
6FX5002-2DC00-1DK0 | SIGNAL CABLE, PREASSEMBLED | 372.12
6FX5002-2DC00-1EC0 | SIGNAL CABLE, PREASSEMBLED | 393.5
6FX5002-2DC00-1EG0 | SIGNAL CABLE, PREASSEMBLED | 421.76
6FX5002-2DC00-1FC0 | SIGNAL CABLE, PREASSEMBLED | 465.15
6FX5002-2DC00-1FJ0 | SIGNAL CABLE, PREASSEMBLED | 507.81
6FX5002-2DC00-1HC0 | SIGNAL CABLE, PREASSEMBLED | 606.21
6FX5002-2DC00-1HG0 | SIGNAL CABLE, PREASSEMBLED | 634.49
6FX5002-2DC00-1JF0 | SIGNAL CABLE, PREASSEMBLED | 699.32
6FX5002-2DC00-1JH0 | SIGNAL CABLE, PREASSEMBLED | 713.4
6FX5002-2DC00-1JJ4 | SIGNAL CABLE, PREASSEMBLED | 727.63
6FX5002-2DC00-1KG0 | SIGNAL CABLE, PREASSEMBLED | 777.89
6FX5002-2DC10-1AA2 | SIGNAL CABLE, PREASSEMBLED | 119.48
6FX5002-2DC10-1AF4 | SIGNAL CABLE, PREASSEMBLED | 155.11
6FX5002-2DC10-1AG2 | SIGNAL CABLE, PREASSEMBLED | 162.02
6FX5002-2DC10-1AJ2 | SIGNAL CABLE, PREASSEMBLED | 176.35
6FX5002-2DC10-1AK1 | SIGNAL CABLE, PREASSEMBLED | 183.54
6FX5002-2DC10-1BC3 | SIGNAL CABLE, PREASSEMBLED | 204.71
6FX5002-2DC10-1BC6 | SIGNAL CABLE, PREASSEMBLED | 204.71
6FX5002-2DC10-1BE6 | SIGNAL CABLE, PREASSEMBLED | 218.92
6FX5002-2DC10-1BF2 | SIGNAL CABLE, PREASSEMBLED | 226.12
6FX5002-2DC10-1BH1 | SIGNAL CABLE, PREASSEMBLED | 240.2
6FX5002-2DC10-1BJ2 | SIGNAL CABLE, PREASSEMBLED | 247.33
6FX5002-2DC10-1CA3 | SIGNAL CABLE, PREASSEMBLED | 261.74
6FX5002-2DC10-1CB5 | SIGNAL CABLE, PREASSEMBLED | 268.85
6FX5002-2DC10-1CD4 | SIGNAL CABLE, PREASSEMBLED | 283.07
6FX5002-2DC10-1CD8 | SIGNAL CABLE, PREASSEMBLED | 283.07
6FX5002-2DC10-1CF3 | SIGNAL CABLE, PREASSEMBLED | 297.38
6FX5002-2DC10-1CF5 | SIGNAL CABLE, PREASSEMBLED | 297.38
6DR5110-0NM00-0AA0 | SIPART PS2 2 wire with Hart SA | 1469.87
6DR5110-0NM00-0AA1 | SIPART PS2 2 wire with Hart SA | 1669.36
6DR5110-0NM00-0AA3 | SIPART PS2 2 wire with Hart SA | 1669.36
6DR5110-0NM00-0BA0 | SIPART PS2 2 wire with Hart SA | 1469.87
6DR5110-0NM10-0AA0 | SIPART PS2 2 wire with Hart SA | 1778.29
6DR5110-0NM11-0AA0 | SIPART PS2 2 wire with Hart SA | 2179.71
6DR5110-0NM11-0AA3 | SIPART PS2 2 wire with Hart SA | 2379.2
6DR5110-0NM11-0BA3 | SIPART PS2 2 wire with Hart SA | 2379.2
6DR5110-0NN00-0BA3 | SIPART PS2 2 wire with Hart SA | 1669.36
6DR5110-0NN00-0BA3-ZA40 | SIPART PS2 2 wire with Hart SA | 1724.43
6DR5110-0NN01-0AA1 | SIPART PS2 2 wire with Hart SA | 2070.78
6DR5110-0NN01-0AA3 | SIPART PS2 2 wire with Hart SA | 2070.78
6DR5110-0NN11-0AA0 | SIPART PS2 2 wire with Hart SA | 2179.71
6DR5110-0NN11-0AA1 | SIPART PS2 2 wire with Hart SA | 2379.2
6DR5110-0NN11-0AA3 | SIPART PS2 2 wire with Hart SA | 2379.2
6DR5110-0NN11-0BA0 | SIPART PS2 2 wire with Hart SA | 2179.71
6DR5110-0NN11-0BA3 | SIPART PS2 2 wire with Hart SA | 2379.2
6DR5110-0NN31-0BA3 | SIPART PS2 2 wire with Hart SA | 2456.31
6DR5110-0NP00-0AA0 | SIPART PS2 2 wire with Hart SA | 1469.87
6DR5110-0NP00-0AA1 | SIPART PS2 2 wire with Hart SA | 1669.36
6DR5110-0NP01-0AA0 | SIPART PS2 2 wire with Hart SA | 1871.3
6DR5112-0EG00-0AA1 | SIPART PS2 2-L HART SA SST | 3202.86
6DR5112-0EG01-0AA0 | SIPART PS2 2-L HART SA SST | 3404.81
6DR5112-0NG00-0AA0 | SIPART PS2 2-L HART SA SST | 2880.99
6DR5112-0NG00-0BA0 | SIPART PS2 2-L HART SA SST | 2880.99
6DR5112-0NN31-0BA3 | SIPART PS2 2-L HART SA SST | 3867.43
6DR5112-0NN33-0BA3 | SIPART PS2 2-L HART SA SST | 4013.07
6DR5113-0NG00-0AA0 | SIPART PS2 2 wire with Hart SA Alu | 1553.09
6DR5113-0NG01-0AA0-ZM40 | SIPART PS2 2 wire with Hart SA Alu | 2049.97
6ES7656-6CL30-2BF1 | SIMATIC PCS 7 CPU 410 REDUNDANCY AS | 50264.07
6ES7656-6CL30-2DF0 | SIMATIC PCS 7 CPU 410 REDUNDANCY AS | 45790.49
6ES7656-6CL30-3BF3 | SIMATIC PCS 7 CPU 410 REDUNDANCY AS | 61503.45
6ES7656-6CL30-3CF2 | SIMATIC PCS 7 CPU 410 REDUNDANCY AS | 57044.86
6ES7656-6CL33-7AF0 | SIMATIC PCS 7 CPU 410 REDUNDANCY AS | 52052.9
6ES7656-6CL34-1GF0 | SIMATIC PCS 7 CPU 410 REDUNDANCY AS | 62295.99
6ES7656-6CL34-1HF1 | SIMATIC PCS 7 CPU 410 REDUNDANCY AS | 68258.76
6ES7656-6CL34-1KF0 | SIMATIC PCS 7 CPU 410 REDUNDANCY AS | 66140.32
6ES7656-6CN33-1GF1 | SIMATIC PCS 7 CPU 410 REDUNDANCY AS | 65304.33
6ES7656-6CN33-1HF2 | SIMATIC PCS 7 CPU 410 REDUNDANCY AS | 71267.1
6ES7656-6CN33-2BF1 | SIMATIC PCS 7 CPU 410 REDUNDANCY AS | 64508.81
6ES7656-6CP30-1XF0 | SIMATIC PCS 7 CPU 410 REDUNDANCY AS | 56662.81
6ES7656-6CP30-2BF0 | SIMATIC PCS 7 CPU 410 REDUNDANCY AS | 58249.39
6ES7656-6CP30-2GF0 | SIMATIC PCS 7 CPU 410 REDUNDANCY AS | 58378.23
6ES7656-6CP30-3BF0 | SIMATIC PCS 7 CPU 410 REDUNDANCY AS | 59025.45
6ES7656-6CP33-4BF1 | SIMATIC PCS 7 CPU 410 REDUNDANCY AS | 71804.95
6ES7656-6CP33-4EF1 | SIMATIC PCS 7 CPU 410 REDUNDANCY AS | 75604.35
6ES7656-6CP34-1BF0 | SIMATIC PCS 7 CPU 410 REDUNDANCY AS | 75384.12
6ES7656-6CQ33-2BF1 | SIMATIC PCS 7 CPU 410 REDUNDANCY AS | 83721.51
6ES7656-6CQ33-2BF3 | SIMATIC PCS 7 CPU 410 REDUNDANCY AS | 94184.83
6ES7656-6CQ33-2HF0 | SIMATIC PCS 7 CPU 410 REDUNDANCY AS | 79349.81
6ES7656-6CQ33-3BF0 | SIMATIC PCS 7 CPU 410 REDUNDANCY AS | 79265.91
6ES7656-6CQ33-4HF1 | SIMATIC PCS 7 CPU 410 REDUNDANCY AS | 84671.36
6ES7656-6EB33-4BF1 | SIMATIC PCS 7 CPU 410 REDUNDANCY AS | 37574.45
6ES7656-6EK30-1GF0 | SIMATIC PCS 7 CPU 410 REDUNDANCY AS | 23780.68
6ES7656-7AA33-4BF0 | SIMATIC PCS 7 REDUNDANCY AS | 33442.46
6ES7656-7AA34-2BF0 | SIMATIC PCS 7 REDUNDANCY AS | 42290.74
6FX5002-2DC10-1CG3 | SIGNAL CABLE, PREASSEMBLED | 304.27
6FX5002-2DC10-1CG6 | SIGNAL CABLE, PREASSEMBLED | 304.27
6FX5002-2DC10-1CK5 | SIGNAL CABLE, PREASSEMBLED | 325.8
6FX5002-2DC10-1CK8 | SIGNAL CABLE, PREASSEMBLED | 325.8
6FX5002-2DC10-1DB5 | SIGNAL CABLE, PREASSEMBLED | 339.84
6FX5002-2DC10-1DB7 | SIGNAL CABLE, PREASSEMBLED | 339.84
6FX5002-2DC10-1DD3 | SIGNAL CABLE, PREASSEMBLED | 354.05
6FX5002-2DC10-1DF1 | SIGNAL CABLE, PREASSEMBLED | 368.36
6FX5002-2DC10-1DK1 | SIGNAL CABLE, PREASSEMBLED | 396.79
6FX5002-2DC10-1EA1 | SIGNAL CABLE, PREASSEMBLED | 403.92
6FX5002-2DC10-1EC1 | SIGNAL CABLE, PREASSEMBLED | 418.17
6FX5002-2DC10-1EC3 | SIGNAL CABLE, PREASSEMBLED | 418.17
6FX5002-2DC10-1ED7 | SIGNAL CABLE, PREASSEMBLED | 425.25
6FX5002-2DC10-1EF5 | SIGNAL CABLE, PREASSEMBLED | 439.56
6FX5002-2DC10-1FC5 | SIGNAL CABLE, PREASSEMBLED | 489.82
6FX5002-2DC10-1FE5 | SIGNAL CABLE, PREASSEMBLED | 504.05
6FX5002-2DC10-1GE0 | SIGNAL CABLE, PREASSEMBLED | 566.31
6FX5002-2DC10-1HA1 | SIGNAL CABLE, PREASSEMBLED | 616.63
6FX5002-2DC10-1HJ0 | SIGNAL CABLE, PREASSEMBLED | 666.39
6FX5002-2DC10-1CH3 | SIGNAL CABLE, PREASSEMBLED | 311.48
6FX5002-2DC10-1KC0 | SIGNAL CABLE, PREASSEMBLED | 767.18
6FX5002-2DC10-1KE0 | SIGNAL CABLE, PREASSEMBLED | 781.38
6FX5002-5CN21-1DH5 | POWER CABLE PREASSEMBLED | 522.42
6FX5002-5CN21-1DK0 | POWER CABLE PREASSEMBLED | 527.45
6FX5002-5CN21-1EE0 | POWER CABLE PREASSEMBLED | 552.62
6FX5002-5CN21-1EG0 | POWER CABLE PREASSEMBLED | 562.73
6FX5002-5CN21-1FD0 | POWER CABLE PREASSEMBLED | 598.05
6FX5002-5CN21-1FF0 | POWER CABLE PREASSEMBLED | 608.14
6FX5002-5CN21-1GC0 | POWER CABLE PREASSEMBLED | 643.38
6FX5002-5CN21-1GE0 | POWER CABLE PREASSEMBLED | 653.44
6FX5002-5CN21-1GK0 | POWER CABLE PREASSEMBLED | 678.64
6FX5002-5CN21-1HB0 | POWER CABLE PREASSEMBLED | 688.77
6FX5002-5CN21-1HD0 | POWER CABLE PREASSEMBLED | 698.83
6FX5002-5CN21-1HJ0 | POWER CABLE PREASSEMBLED | 724.08
6FX5002-5CN21-1CH0 | POWER CABLE PREASSEMBLED | 466.96
6FX5002-5CN31-1AB0 | POWER CABLE PREASSEMBLED | 339.94
6FX5002-5CN31-1AD0 | POWER CABLE PREASSEMBLED | 353.26
6FX5002-5CN31-1AK5 | POWER CABLE PREASSEMBLED | 399.89
6FX5002-5CN31-1BE0 | POWER CABLE PREASSEMBLED | 426.51
6FX5002-5CN31-1BG5 | POWER CABLE PREASSEMBLED | 446.54
6FX5002-5CN31-1CC0 | POWER CABLE PREASSEMBLED | 479.8
6FX5002-5CN31-1CE0 | POWER CABLE PREASSEMBLED | 493.11
6FX5002-5CN31-1EB0 | POWER CABLE PREASSEMBLED | 606.33
6FX5002-5CN31-1ED0 | POWER CABLE PREASSEMBLED | 619.63
6FX5002-5CN31-1FB0 | POWER CABLE PREASSEMBLED | 672.94
6FX5002-5CN31-1FD0 | POWER CABLE PREASSEMBLED | 686.23
6FX5002-5CN31-1FJ0 | POWER CABLE PREASSEMBLED | 719.55
6FX5002-5CN31-1GA0 | POWER CABLE PREASSEMBLED | 732.87
6FX5002-5CN31-1GH0 | POWER CABLE PREASSEMBLED | 779.5
6FX5002-5CN31-1GK0 | POWER CABLE PREASSEMBLED | 792.82
6FX5002-5CN31-1HH0 | POWER CABLE PREASSEMBLED | 846.12
6FX5002-5CN31-1HK0 | POWER CABLE PREASSEMBLED | 859.43
6FX5002-5CN41-1AA0 | POWER CABLE PREASSEMBLED | 335.59
6FX5002-5CN41-1AC0 | POWER CABLE PREASSEMBLED | 354.57
6FX5002-5CN41-1BB0 | POWER CABLE PREASSEMBLED | 439.87
6FX5002-5CN41-1BD0 | POWER CABLE PREASSEMBLED | 458.85
6FX5002-5CN41-1CD0 | POWER CABLE PREASSEMBLED | 553.67
6FX5002-5CN41-1CF0 | POWER CABLE PREASSEMBLED | 572.65
6FX5002-5CN41-1DC0 | POWER CABLE PREASSEMBLED | 639
6FX5002-5CN41-1DE0 | POWER CABLE PREASSEMBLED | 657.96
6FX5002-5CN41-1EB0 | POWER CABLE PREASSEMBLED | 724.3
6FX5002-5CN41-1ED0 | POWER CABLE PREASSEMBLED | 743.29
6FX5002-5CN41-1FA0 | POWER CABLE PREASSEMBLED | 809.66
6DR5110-0NG31-0AA1-ZY17 | SIPART PS2 2 wire with Hart SA | 2475.89
6DR5110-0NM01-0AA3-ZA40 | SIPART PS2 2 wire with Hart SA | 2125.85
6DR5110-0NM01-0AA3-ZC20 | SIPART PS2 2 wire with Hart SA | 2123.41
6DR5110-0NM01-0BA0 | SIPART PS2 2 wire with Hart SA | 1871.3
6DR5110-0NM01-0BA1 | SIPART PS2 2 wire with Hart SA | 2070.78
6DR5110-0NM31-0AA1 | SIPART PS2 2 wire with Hart SA | 2456.31
6DR5110-0NM31-0AA3 | SIPART PS2 2 wire with Hart SA | 2456.31
6DR5110-0NN00-0AA0-ZF01 | SIPART PS2 2 wire with Hart SA | 1709.75
6DR5110-0NN00-0AA1 | SIPART PS2 2 wire with Hart SA | 1669.36
6DR5110-0NN00-0AA3 | SIPART PS2 2 wire with Hart SA | 1669.36
6DR5110-0NN01-0BA3-ZA40 | SIPART PS2 2 wire with Hart SA | 2125.85
6DR5110-0NN02-0AA0 | SIPART PS2 2 wire with Hart SA | 1626.53
6DR5110-0NN03-0AA0 | SIPART PS2 2 wire with Hart SA | 2016.93
6DR5110-0NN03-0AA3 | SIPART PS2 2 wire with Hart SA | 2216.42
6DR5110-0NN30-0AA0 | SIPART PS2 2 wire with Hart SA | 1855.38
6DR5110-0NN30-0AA3 | SIPART PS2 2 wire with Hart SA | 2054.87
6DR5110-0NN31-0AA0 | SIPART PS2 2 wire with Hart SA | 2256.82
6DR5110-0NN31-0AA1 | SIPART PS2 2 wire with Hart SA | 2456.31
6DR5110-0NP31-0AA1 | SIPART PS2 2 wire with Hart SA | 2456.31
6DR5112-0NG31-0AA0 | SIPART PS2 2-L HART SA SST | 3667.93
6DR5112-0NM00-0AA0 | SIPART PS2 2-L HART SA SST | 2880.99
6DR5112-0NM01-0AA3 | SIPART PS2 2-L HART SA SST | 3481.91
6DR5112-0NM30-0AA0 | SIPART PS2 2-L HART SA SST | 3266.5
6DR5112-0NN00-0AA0 | SIPART PS2 2-L HART SA SST | 2880.99
6ES7647-8CC31-2AB1 | SIMATIC IPC227G | 2854.04
6ES7647-8CF33-2AB3 | SIMATIC IPC227G | 3075.76
6ES7648-1AA50-0XM0 | Strain relief, cable and connectors | 196.26
6ES7648-1AA50-0XN0 | Strain relief, cable and connectors | 196.26
6ES7656-6CJ33-1BF1 | SIMATIC PCS 7 CPU 410 REDUNDANCY AS | 54367.6
6ES7656-6CJ33-1EF1 | SIMATIC PCS 7 CPU 410 REDUNDANCY AS | 58167
6ES7656-6CJ33-1GF0 | SIMATIC PCS 7 CPU 410 REDUNDANCY AS | 49264.78
6ES7656-6CJ33-3CF2 | SIMATIC PCS 7 CPU 410 REDUNDANCY AS | 60481.69
6ES7656-6CL33-1GF0 | SIMATIC PCS 7 CPU 410 REDUNDANCY AS | 54061.97
6ES7656-6CL33-3EF1 | SIMATIC PCS 7 CPU 410 REDUNDANCY AS | 63073.54
6ES7656-6CL33-3GF0 | SIMATIC PCS 7 CPU 410 REDUNDANCY AS | 54171.34
6ES7656-6CN30-3BF0 | SIMATIC PCS 7 CPU 410 REDUNDANCY AS | 51819.19
6ES7656-6CN30-3BF1 | SIMATIC PCS 7 CPU 410 REDUNDANCY AS | 57050.84
6ES7656-6CN30-3BF3 | SIMATIC PCS 7 CPU 410 REDUNDANCY AS | 67514.15
6ES7656-6CN33-3GF1 | SIMATIC PCS 7 CPU 410 REDUNDANCY AS | 65413.71
6ES7656-6CN33-4EF1 | SIMATIC PCS 7 CPU 410 REDUNDANCY AS | 68398.09
6ES7656-6CN34-1BF0 | SIMATIC PCS 7 CPU 410 REDUNDANCY AS | 68177.85
6ES7656-6CN34-2CF1 | SIMATIC PCS 7 CPU 410 REDUNDANCY AS | 73515.88
6ES7656-6CP33-1GF0 | SIMATIC PCS 7 CPU 410 REDUNDANCY AS | 67278.95
6ES7656-6CP33-1HF0 | SIMATIC PCS 7 CPU 410 REDUNDANCY AS | 68010.06
6ES7656-6CP33-1HF1 | SIMATIC PCS 7 CPU 410 REDUNDANCY AS | 73241.72
6ES7656-6CP33-2BF0 | SIMATIC PCS 7 CPU 410 REDUNDANCY AS | 66483.41
6ES7656-6CP33-2BF3 | SIMATIC PCS 7 CPU 410 REDUNDANCY AS | 82178.39
6ES7656-6CQ30-2BF0 | SIMATIC PCS 7 CPU 410 REDUNDANCY AS | 70255.83
6ES7656-6CQ30-2GF0 | SIMATIC PCS 7 CPU 410 REDUNDANCY AS | 70384.68
6ES7656-6CQ30-3CF0 | SIMATIC PCS 7 CPU 410 REDUNDANCY AS | 71804.95
6ES7656-6CQ30-3EF0 | SIMATIC PCS 7 CPU 410 REDUNDANCY AS | 74831.29
6ES7656-6CQ40-3EF1 | SIMATIC PCS 7 CPU 410 REDUNDANCY AS | 81657.02
6ES7656-6CQ40-4EF1 | SIMATIC PCS 7 CPU 410 REDUNDANCY AS | 80970.84
6ES7656-6CQ44-3DF1 | SIMATIC PCS 7 CPU 410 REDUNDANCY AS | 95083.74
6ES7656-7AA33-1CF0 | SIMATIC PCS 7 REDUNDANCY AS | 34825.28
6ES7656-7AA33-1EF0 | SIMATIC PCS 7 REDUNDANCY AS | 38334.02
6ES7656-7AA33-1GF0 | SIMATIC PCS 7 REDUNDANCY AS | 34276.96
6ES7656-7AA33-1HF0 | SIMATIC PCS 7 REDUNDANCY AS | 34918.18
6ES7656-7AA33-2BF0 | SIMATIC PCS 7 REDUNDANCY AS | 33337.58
6ES7656-7AB33-1GF0 | SIMATIC PCS 7 REDUNDANCY AS | 35415.56
6ES7656-7AB33-1HF0 | SIMATIC PCS 7 REDUNDANCY AS | 36056.8
6ES7656-7AB33-2GF0 | SIMATIC PCS 7 REDUNDANCY AS | 34641.01
6ES7656-7AB34-1EF0 | SIMATIC PCS 7 REDUNDANCY AS | 48425.8
6ES7656-7BA30-1BF0 | SIMATIC PCS 7 REDUNDANCY AS | 25788.24
6ES7656-7BA30-1CF0 | SIMATIC PCS 7 REDUNDANCY AS | 26501.38
6ES7656-7BA30-4BF0 | SIMATIC PCS 7 REDUNDANCY AS | 25118.56
6ES7656-7BA33-1BF0 | SIMATIC PCS 7 REDUNDANCY AS | 34741.39
6FX5002-2CF20-1ED0 | SIGNAL CABLE PREASSAMBLED | 530.66
6FX5002-2CF20-1FF0 | SIGNAL CABLE PREASSAMBLED | 632.55
6FX5002-2CF20-1GF0 | SIGNAL CABLE PREASSAMBLED | 717.38
6FX5002-2CF20-1HA0 | SIGNAL CABLE PREASSAMBLED | 759.84
6FX5002-2CG00-1AF6 | SIGNAL CABLE, PREASSEMBLED, | 134.24
6FX5002-2CG00-1AG5 | SIGNAL CABLE, PREASSEMBLED, | 139.77
6FX5002-2CG00-1AH5 | SIGNAL CABLE, PREASSEMBLED, | 145.76
6FX5002-2CG00-1AJ5 | SIGNAL CABLE, PREASSEMBLED, | 151.57
6FX5002-2CG00-1AJ7 | SIGNAL CABLE, PREASSEMBLED, | 151.57
6FX5002-2CG00-1CE0 | SIGNAL CABLE, PREASSEMBLED, | 239.37
6FX5002-2CG00-1CG0 | SIGNAL CABLE, PREASSEMBLED, | 250.93
6FX5002-2CG00-1CJ0 | SIGNAL CABLE, PREASSEMBLED, | 262.73
6FX5002-2CG00-1CK0 | SIGNAL CABLE, PREASSEMBLED, | 268.72
6FX5002-2CG00-1EF0 | SIGNAL CABLE, PREASSEMBLED, | 361.98
6FX5002-2CG00-1EG0 | SIGNAL CABLE, PREASSEMBLED, | 367.5
6FX5002-2CG00-1EH0 | SIGNAL CABLE, PREASSEMBLED, | 373.47
6FX5002-2CG00-1EJ0 | SIGNAL CABLE, PREASSEMBLED, | 379.29
6FX5002-2CQ31-1AA0 | SIGNAL CABLE, PREASSEMBLED, | 118.84
6FX5002-2CQ31-1AC0 | SIGNAL CABLE, PREASSEMBLED, | 134.65
6FX5002-2CQ31-1AD0 | SIGNAL CABLE, PREASSEMBLED, | 142.55
6FX5002-2CQ31-1AD3 | SIGNAL CABLE, PREASSEMBLED, | 150.5
6FX5002-2CQ31-1AE0 | SIGNAL CABLE, PREASSEMBLED, | 150.53
6FX5002-2CQ31-1CE0 | SIGNAL CABLE, PREASSEMBLED, | 308.67
6FX5002-2CQ31-1CG0 | SIGNAL CABLE, PREASSEMBLED, | 324.43
6FX5002-2CQ31-1CJ0 | SIGNAL CABLE, PREASSEMBLED, | 340.2
6FX5002-2CQ31-1CK0 | SIGNAL CABLE, PREASSEMBLED, | 348.17
6FX5002-2CQ31-1EF0 | SIGNAL CABLE, PREASSEMBLED, | 474.66
6FX5002-2CQ31-1EG0 | SIGNAL CABLE, PREASSEMBLED, | 482.59
6FX5002-2CQ31-1EH0 | SIGNAL CABLE, PREASSEMBLED, | 490.58
6FX5002-2CQ31-1EJ0 | SIGNAL CABLE, PREASSEMBLED, | 498.37
6FX5002-2CR00-1AJ0 | SIGNAL CABLE, PREASSEMBLED | 163.14
6FX5002-2CR00-1BB0 | SIGNAL CABLE, PREASSEMBLED | 182.78
6FX5002-2CR00-1BC0 | SIGNAL CABLE, PREASSEMBLED | 189.34
6FX5002-2CR00-1BD0 | SIGNAL CABLE, PREASSEMBLED | 195.84
6FX5002-2CR00-1EF0 | SIGNAL CABLE, PREASSEMBLED | 405.3
6FX5002-2CR00-1FC0 | SIGNAL CABLE, PREASSEMBLED | 451.11
6FX5002-2CR00-1FF0 | SIGNAL CABLE, PREASSEMBLED | 470.72
6FX5002-2CR00-1FJ0 | SIGNAL CABLE, PREASSEMBLED | 490.35
6FX5002-2CR00-2DA0 | SIGNAL CABLE, PREASSEMBLED | 961.55
6FX5002-2CW31-1CA0 | SIGNAL CABLE, PREASSEMBLED, | 304.35
6FX5002-2CW31-1CD0 | SIGNAL CABLE, PREASSEMBLED, | 329.56
6FX5002-2CW31-1CF0 | SIGNAL CABLE, PREASSEMBLED, | 346.5
6FX5002-2CW31-1FA0 | SIGNAL CABLE, PREASSEMBLED, | 556.39
6FX5002-2DC00-1AD2 | SIGNAL CABLE, PREASSEMBLED | 123.25
6FX5002-2DC00-1AD5 | SIGNAL CABLE, PREASSEMBLED | 123.25
6FX5002-2DC00-1AE5 | SIGNAL CABLE, PREASSEMBLED | 130.37
6FX5002-2DC00-1AF5 | SIGNAL CABLE, PREASSEMBLED | 137.56
6FX5002-2DC00-1CD0 | SIGNAL CABLE, PREASSEMBLED | 258.4
6FX5002-2DC00-1CF6 | SIGNAL CABLE, PREASSEMBLED | 279.83
6FX5002-2DC00-1CG0 | SIGNAL CABLE, PREASSEMBLED | 279.6
6FX5002-2DC00-1CJ0 | SIGNAL CABLE, PREASSEMBLED | 293.94
6FX5002-2DC00-1CK0 | SIGNAL CABLE, PREASSEMBLED | 301.14
6FX5002-2YW25-1AF0 | SIGNAL CABLE PREASSEMBLED | 211.98
6FX5002-5CA05-1AA0 | POWER CABLE, PREASSEMBLED,EXT. | 233.56
6FX5002-5CA05-1AA3 | POWER CABLE, PREASSEMBLED,EXT. | 238.17
6FX5002-5CA05-1AA5 | POWER CABLE, PREASSEMBLED,EXT. | 238.17
6FX5002-5CA05-1BB0 | POWER CABLE, PREASSEMBLED,EXT. | 284.4
6FX5002-5CA05-1BD0 | POWER CABLE, PREASSEMBLED,EXT. | 293.62
6FX5002-5CA05-1BD5 | POWER CABLE, PREASSEMBLED,EXT. | 298.22
6FX5002-5CA05-1BE0 | POWER CABLE, PREASSEMBLED,EXT. | 298.27
6FX5002-5CA05-1HF0 | POWER CABLE, PREASSEMBLED,EXT. | 580.36
6FX5002-5CA05-1CH0 | POWER CABLE, PREASSEMBLED,EXT. | 358.43
6FX5002-5CA05-1JA0 | POWER CABLE, PREASSEMBLED,EXT. | 603.52
6FX5002-5CA05-1JF0 | POWER CABLE, PREASSEMBLED,EXT. | 626.6
6FX5002-5CA15-1AG0 | POWER CABLE, PREASSEMBLED,EXT. | 287.65
6FX5002-5CA15-1AH0 | POWER CABLE, PREASSEMBLED,EXT. | 293.93
6FX5002-5CA15-1AJ0 | POWER CABLE, PREASSEMBLED,EXT. | 300.12
6FX5002-5CA15-1AK0 | POWER CABLE, PREASSEMBLED,EXT. | 306.4
6FX5002-5CA15-1DF0 | POWER CABLE, PREASSEMBLED,EXT. | 469.87
6FX5002-5CA15-1EA0 | POWER CABLE, PREASSEMBLED,EXT. | 501.79
6FX5002-5CA15-1EF0 | POWER CABLE, PREASSEMBLED,EXT. | 533.23
6FX5002-5CA15-1FA0 | POWER CABLE, PREASSEMBLED,EXT. | 564.19
6FX5002-5CA23-1AC6 | POWER CABLE PREASSEMBLED | 869.39
6FX5002-5CA23-1AG0 | POWER CABLE PREASSEMBLED | 943.14
6FX5002-5CA23-1AG5 | POWER CABLE PREASSEMBLED | 967.62
6FX5002-5CA23-1AH0 | POWER CABLE PREASSEMBLED | 967.4
6FX5002-5CA23-1CG0 | POWER CABLE PREASSEMBLED | 1433.34
6FX5002-5CA23-1CK0 | POWER CABLE PREASSEMBLED | 1506.64
6FX5002-5CA23-1DB0 | POWER CABLE PREASSEMBLED | 1553.58
6FX5002-5CA23-1DF0 | POWER CABLE PREASSEMBLED | 1651.43
6FX5002-5CA23-1DJ0 | POWER CABLE PREASSEMBLED | 1724.93
6FX5002-5CA28-1AK0 | POWER CABLE, PREASSEMBLED,EXT. | 416.06
6FX5002-5CA28-1BA0 | POWER CABLE, PREASSEMBLED,EXT. | 420.86
6FX5002-5CA28-1BB0 | POWER CABLE, PREASSEMBLED,EXT. | 425.46
6FX5002-5CA28-1BC0 | POWER CABLE, PREASSEMBLED,EXT. | 430.13
6FX5002-5CA38-1AG0 | POWER CABLE, PREASSEMBLED,EXT. | 428.73
6FX5002-5CA38-1AH0 | POWER CABLE, PREASSEMBLED,EXT. | 434.97
6FX5002-5CA38-1AJ0 | POWER CABLE, PREASSEMBLED,EXT. | 441.18
6FX5002-5CA38-1AK0 | POWER CABLE, PREASSEMBLED,EXT. | 447.47
6FX5002-5CN11-1AC0 | POWER CABLE PREASSEMBLED | 275.14
6FX5002-5CN11-1AD0 | POWER CABLE PREASSEMBLED | 281.8
6FX5002-5CN11-1AG0 | POWER CABLE PREASSEMBLED | 301.82
6FX5002-5CN11-1AH0 | POWER CABLE PREASSEMBLED | 308.46
6FX5002-5CN21-1AA0 | POWER CABLE PREASSEMBLED | 330.84
6FX5002-5CN21-1AB0 | POWER CABLE PREASSEMBLED | 335.92
6FX5002-5CN21-1AC0 | POWER CABLE PREASSEMBLED | 340.93
6FX5002-5CN21-1AF3 | POWER CABLE PREASSEMBLED | 361.12
6FX5002-5CN21-1BK0 | POWER CABLE PREASSEMBLED | 426.58
6FX5002-5CN21-1CB0 | POWER CABLE PREASSEMBLED | 436.76
6FX5002-5CN21-1CC0 | POWER CABLE PREASSEMBLED | 441.78
6FX5002-5CN21-1CD0 | POWER CABLE PREASSEMBLED | 446.82
6FX5002-5CS42-1HE0 | POWER CABLE, PREASSEMBLED | 904.14
6FX5002-5CS42-1HF0 | POWER CABLE, PREASSEMBLED | 913.64
6FX5002-5CS46-1AF0 | POWER CABLE PREASSEMBLED | 294.36
6FX5002-5CS51-1AA4 | POWER CABLE, PREASSEMBLED | 350.28
6FX5002-5CS51-1BF5 | POWER CABLE, PREASSEMBLED | 534.14
6FX5002-5CS51-1BG0 | POWER CABLE, PREASSEMBLED | 534.09
6FX5002-5CS51-1BH0 | POWER CABLE, PREASSEMBLED | 546.38
6FX5002-5CS51-1BJ0 | POWER CABLE, PREASSEMBLED | 558.61
6FX5002-5CS51-1BK0 | POWER CABLE, PREASSEMBLED | 570.9
6FX5002-5CS51-1EB0 | POWER CABLE, PREASSEMBLED | 840.5
6FX5002-5CS51-1EC0 | POWER CABLE, PREASSEMBLED | 852.72
6FX5002-5CS51-1ED0 | POWER CABLE, PREASSEMBLED | 865
6FX5002-5CS51-1EE0 | POWER CABLE, PREASSEMBLED | 877.25
6FX5002-5CS52-1AA0 | POWER CABLE, PREASSEMBLED | 205.19
6FX5002-5CS52-1AB0 | POWER CABLE, PREASSEMBLED | 217.45
6FX5002-5CS52-1AB5 | POWER CABLE, PREASSEMBLED | 229.73
6FX5002-5CS52-1AC0 | POWER CABLE, PREASSEMBLED | 229.67
6FX5002-5CS52-1BK0 | POWER CABLE, PREASSEMBLED | 438.07
6FX5002-5CS52-1CB0 | POWER CABLE, PREASSEMBLED | 462.57
6FX5002-5CS52-1CD0 | POWER CABLE, PREASSEMBLED | 487.06
6FX5002-5CS52-1CG0 | POWER CABLE, PREASSEMBLED | 523.83
6FX5002-5CS52-2DH0 | POWER CABLE, PREASSEMBLED | 1884.23
6FX5002-5CS52-2EE0 | POWER CABLE, PREASSEMBLED | 1970.01
6FX5002-5CS52-2FB0 | POWER CABLE, PREASSEMBLED | 2055.84
6FX5002-5CS52-2FJ0 | POWER CABLE, PREASSEMBLED | 2141.62
6FX5002-5CS54-1BB0 | POWER CABLE, PREASSEMBLED | 348.72
6FX5002-5CS54-1BC0 | POWER CABLE, PREASSEMBLED | 360.91
6FX5002-5CS54-1BD0 | POWER CABLE, PREASSEMBLED | 373.19
6FX5002-5CS54-1BG0 | POWER CABLE, PREASSEMBLED | 409.95
6FX5002-5CS54-1DJ0 | POWER CABLE, PREASSEMBLED | 679.58
6FX5002-5CS54-1DK0 | POWER CABLE, PREASSEMBLED | 691.87
6FX5002-5CS54-1EA0 | POWER CABLE, PREASSEMBLED | 704.1
6FX5002-5CS54-1EB0 | POWER CABLE, PREASSEMBLED | 716.37
6FX5002-5CS54-1CH0 | POWER CABLE, PREASSEMBLED | 544.81
6FX5002-5CS54-1JA0 | POWER CABLE, PREASSEMBLED | 1194.32
6FX5002-5CS54-1JF0 | POWER CABLE, PREASSEMBLED | 1255.63
6FX5002-5CS54-1KA0 | POWER CABLE, PREASSEMBLED | 1316.91
6FX5002-5CS54-2DH0 | POWER CABLE, PREASSEMBLED | 1892.93
6FX5002-5CS61-1DB0 | POWER CABLE, PREASSEMBLED | 940.19
6FX5002-5CS61-1DC0 | POWER CABLE, PREASSEMBLED | 958.94
6FX5002-5CS61-1DE0 | POWER CABLE, PREASSEMBLED | 996.88
6FX5002-5CS61-1EJ0 | POWER CABLE, PREASSEMBLED | 1262.1
6FX5002-5CS62-1BG0 | POWER CABLE, PREASSEMBLED | 524.82
6FX5002-5CS62-1CA0 | POWER CABLE, PREASSEMBLED | 599.49
6FX5002-5CS62-1CB0 | POWER CABLE, PREASSEMBLED | 618.43
6FX5002-5CS62-1CC0 | POWER CABLE, PREASSEMBLED | 637.17
6FX5002-5CS64-1AH5 | POWER CABLE, PREASSEMBLED | 366.45
6FX5002-5CS64-1AJ5 | POWER CABLE, PREASSEMBLED | 385.41
6FX5002-5CS64-1AK0 | POWER CABLE, PREASSEMBLED | 385.22
6FX5002-5CS64-1BB0 | POWER CABLE, PREASSEMBLED | 423.13
6FX5002-5DS21-1FB0 | POWER CABLE, PREASSEMBLED | 772.09
6FX5002-5DS21-1FB5 | POWER CABLE, PREASSEMBLED | 780.34
6FX5002-5DS21-1FC0 | POWER CABLE, PREASSEMBLED | 780.32
6FX5002-5DS21-1FC5 | POWER CABLE, PREASSEMBLED | 788.59
6FX5002-5DS21-1FK5 | POWER CABLE, PREASSEMBLED | 846.28
6FX5002-5DS21-1HF0 | POWER CABLE, PREASSEMBLED | 969.18
6FX5002-5DS21-1CH5 | POWER CABLE, PREASSEMBLED | 581.11
6FX5002-5DS21-1JA0 | POWER CABLE, PREASSEMBLED | 1011.27
6FX5002-5DS23-1BC0 | POWER CABLE, PREASSEMBLED | 1131.72
6FX5002-5DS23-1BD0 | POWER CABLE, PREASSEMBLED | 1160.14
6FX5002-5DS23-1BE0 | POWER CABLE, PREASSEMBLED | 1188.39
6FX5002-5DS23-1BF0 | POWER CABLE, PREASSEMBLED | 1216.61
6FX5002-5DS23-1DB0 | POWER CABLE, PREASSEMBLED | 1670.02
6FX5002-5DS23-1DC0 | POWER CABLE, PREASSEMBLED | 1698.24
6FX5002-5DS23-1DD0 | POWER CABLE, PREASSEMBLED | 1726.67
6FX5002-5DS23-1DE0 | POWER CABLE, PREASSEMBLED | 1754.91
6FX5002-5DS23-1DF0 | POWER CABLE, PREASSEMBLED | 1783.13
6FX5002-5DS23-1EK0 | POWER CABLE, PREASSEMBLED | 2178.25
6FX5002-5DS23-1FA0 | POWER CABLE, PREASSEMBLED | 2206.05
6FX5002-5DS23-1FF0 | POWER CABLE, PREASSEMBLED | 2347.35
6FX5002-5DS23-1GA0 | POWER CABLE, PREASSEMBLED | 2488.17
6FX5002-5DS31-1AE5 | POWER CABLE, PREASSEMBLED | 403.52
6ES7656-7AA34-2CF0 | SIMATIC PCS 7 REDUNDANCY AS | 43003.87
6ES7656-7AA34-3BF0 | SIMATIC PCS 7 REDUNDANCY AS | 43204.62
6ES7656-7AE33-2BF0 | SIMATIC PCS 7 REDUNDANCY AS | 48756.89
6ES7656-7AE33-2BF1 | SIMATIC PCS 7 REDUNDANCY AS | 54441
6ES7656-7AE33-2CF0 | SIMATIC PCS 7 REDUNDANCY AS | 49470.03
6ES7656-7AE34-2BF0 | SIMATIC PCS 7 REDUNDANCY AS | 57710.05
6ES7656-7BA33-2BF0 | SIMATIC PCS 7 REDUNDANCY AS | 33966.82
6ES7656-7BA33-2BF1 | SIMATIC PCS 7 REDUNDANCY AS | 39650.94
6ES7656-7BA33-2CF0 | SIMATIC PCS 7 REDUNDANCY AS | 34679.95
6FX5002-2CF20-1AH0 | SIGNAL CABLE PREASSAMBLED | 225.24
6FX5002-2CF24-1CA0 | SIGNAL CABLE PREASSAMBLED | 379.76
6FX5002-2CG00-1AA0 | SIGNAL CABLE, PREASSEMBLED, | 99.02
6FX5002-2CG00-1AB2 | SIGNAL CABLE, PREASSEMBLED, | 110.69
6FX5002-2CG00-1AB5 | SIGNAL CABLE, PREASSEMBLED, | 110.69
6FX5002-2CG00-1BD0 | SIGNAL CABLE, PREASSEMBLED, | 174.84
6FX5002-2CG00-1BG0 | SIGNAL CABLE, PREASSEMBLED, | 192.26
6FX5002-2CG00-1BH0 | SIGNAL CABLE, PREASSEMBLED, | 198.22
6FX5002-2CG00-1BJ0 | SIGNAL CABLE, PREASSEMBLED, | 204.04
6FX5002-2CG00-1DG0 | SIGNAL CABLE, PREASSEMBLED, | 309.19
6FX5002-2CG00-1DH0 | SIGNAL CABLE, PREASSEMBLED, | 315.19
6FX5002-2CG00-1DJ0 | SIGNAL CABLE, PREASSEMBLED, | 320.99
6FX5002-2CG00-1DK0 | SIGNAL CABLE, PREASSEMBLED, | 327
6FX5002-2CG00-1EB0 | SIGNAL CABLE, PREASSEMBLED, | 338.41
6FX5002-2CG00-1GG0 | SIGNAL CABLE, PREASSEMBLED, | 483.14
6FX5002-2CG00-1HF0 | SIGNAL CABLE, PREASSEMBLED, | 537.71
6FX5002-2CG00-1CH0 | SIGNAL CABLE, PREASSEMBLED, | 256.91
6FX5002-2CG00-1JC0 | SIGNAL CABLE, PREASSEMBLED, | 577.82
6FX5002-2CQ31-1BB0 | SIGNAL CABLE, PREASSEMBLED, | 205.89
6FX5002-2CQ31-1BE0 | SIGNAL CABLE, PREASSEMBLED, | 229.67
6FX5002-2CQ31-1BG0 | SIGNAL CABLE, PREASSEMBLED, | 245.4
6FX5002-2CQ31-1BH0 | SIGNAL CABLE, PREASSEMBLED, | 253.41
6FX5002-2CQ31-1DF0 | SIGNAL CABLE, PREASSEMBLED, | 395.62
6FX5002-2CQ31-1DG0 | SIGNAL CABLE, PREASSEMBLED, | 403.53
6FX5002-2CQ31-1DH0 | SIGNAL CABLE, PREASSEMBLED, | 411.54
6FX5002-2CQ31-1DK0 | SIGNAL CABLE, PREASSEMBLED, | 427.27
6FX5002-2CQ31-1CH0 | SIGNAL CABLE, PREASSEMBLED, | 332.4
6FX5002-2CQ31-1JA0 | SIGNAL CABLE, PREASSEMBLED, | 751.52
6FX5002-2CQ31-1JF0 | SIGNAL CABLE, PREASSEMBLED, | 791.04
6FX5002-2CQ31-1KF0 | SIGNAL CABLE, PREASSEMBLED, | 870.12
6FX5002-2CR00-1CB0 | SIGNAL CABLE, PREASSEMBLED | 248.24
6FX5002-2CR00-1CC0 | SIGNAL CABLE, PREASSEMBLED | 254.82
6FX5002-2CR00-1CD0 | SIGNAL CABLE, PREASSEMBLED | 261.3
6FX5002-2CR00-1DA0 | SIGNAL CABLE, PREASSEMBLED | 307.15
6FX5002-2CW31-1AE0 | SIGNAL CABLE, PREASSEMBLED, | 169.3
6FX5002-2CW31-1AF0 | SIGNAL CABLE, PREASSEMBLED, | 177.67
6FX5002-2CW31-1AG0 | SIGNAL CABLE, PREASSEMBLED, | 186.18
6FX5002-2CW31-1AH0 | SIGNAL CABLE, PREASSEMBLED, | 194.46
6FX5002-2DC00-1AB2 | SIGNAL CABLE, PREASSEMBLED | 109.02
6FX5002-2DC00-1AB4 | SIGNAL CABLE, PREASSEMBLED | 109.02
6FX5002-2DC00-1AB6 | SIGNAL CABLE, PREASSEMBLED | 109.02
6FX5002-2DC00-1AB7 | SIGNAL CABLE, PREASSEMBLED | 109.02
6FX5002-2DC00-1AB8 | SIGNAL CABLE, PREASSEMBLED | 109.02
6FX5002-2DC00-1AK5 | SIGNAL CABLE, PREASSEMBLED | 165.99
6FX5002-2DC00-1BA6 | SIGNAL CABLE, PREASSEMBLED | 172.91
6FX5002-2DC00-1BB5 | SIGNAL CABLE, PREASSEMBLED | 180.01
6FX5002-2DC00-1BD5 | SIGNAL CABLE, PREASSEMBLED | 194.24
6FX5002-2DC00-1DG0 | SIGNAL CABLE, PREASSEMBLED | 350.57
6FX5002-2DC00-1DH0 | SIGNAL CABLE, PREASSEMBLED | 357.8
6FX5002-2XQ10-1FC0 | SIGNAL CABLE, PREASSEMBLED | 695.3
6FX5002-2XQ10-1FG0 | SIGNAL CABLE, PREASSEMBLED | 741.31
6FX5002-5CA05-1AE6 | POWER CABLE, PREASSEMBLED,EXT. | 256.63
6FX5002-5CN41-1FC0 | POWER CABLE PREASSEMBLED | 828.62
6FX5002-5CN41-1FJ0 | POWER CABLE PREASSEMBLED | 885.49
6FX5002-5CN41-1GA0 | POWER CABLE PREASSEMBLED | 904.43
6FX5002-5CN41-1GH0 | POWER CABLE PREASSEMBLED | 970.85
6FX5002-5CN41-1GK0 | POWER CABLE PREASSEMBLED | 989.79
6FX5002-5CN41-1HG0 | POWER CABLE PREASSEMBLED | 1056.1
6FX5002-5CN41-1HJ0 | POWER CABLE PREASSEMBLED | 1075.06
6FX5002-5CN51-1AA0 | POWER CABLE PREASSEMBLED | 338.02
6FX5002-5CN51-1AC0 | POWER CABLE PREASSEMBLED | 362.5
6FX5002-5CN51-1BB0 | POWER CABLE PREASSEMBLED | 472.83
6FX5002-5CN51-1BD0 | POWER CABLE PREASSEMBLED | 497.34
6FX5002-5CS64-1CE0 | POWER CABLE, PREASSEMBLED | 667.78
6FX5002-5CS64-1CJ0 | POWER CABLE, PREASSEMBLED | 743.39
6FX5002-5CS64-1DE0 | POWER CABLE, PREASSEMBLED | 857.42
6FX5002-5CS64-1DH0 | POWER CABLE, PREASSEMBLED | 914.04
6FX5002-5CS64-1EF0 | POWER CABLE, PREASSEMBLED | 1066.03
6FX5002-5CS64-1EH0 | POWER CABLE, PREASSEMBLED | 1103.66
6FX5002-5CS64-1GF0 | POWER CABLE, PREASSEMBLED | 1442.98
6FX5002-5CS64-1CH0 | POWER CABLE, PREASSEMBLED | 724.43
6FX5002-5CW02-1DF0 | POWER CABLE PREASSEMBLED | 290.39
6FX5002-5CW02-1FF0 | POWER CABLE PREASSEMBLED | 370.02
6FX5002-5CX18-1AB0 | POWER CABLE PREASSEMBLED,EXT. | 1627.56
6FX5002-5CX18-1AD0 | POWER CABLE PREASSEMBLED,EXT. | 1663.8
6FX5002-5CX18-1BC0 | POWER CABLE PREASSEMBLED,EXT. | 1826.84
6FX5002-5CX18-1CF0 | POWER CABLE PREASSEMBLED,EXT. | 2062.91
6FX5002-5CX28-1AF0 | POWER CABLE PREASSEMBLED,EXT. | 1796.55
6FX5002-5CX28-1AH0 | POWER CABLE PREASSEMBLED,EXT. | 1845.53
6FX5002-5CX28-1AK0 | POWER CABLE PREASSEMBLED,EXT. | 1894.55
6FX5002-5CX28-1DH0 | POWER CABLE PREASSEMBLED,EXT. | 2578.54
6FX5002-5DA05-1AA5 | POWER CABLE, PREASSEMBLED, EXT. | 253.05
6FX5002-5DA05-1AD3 | POWER CABLE, PREASSEMBLED, EXT. | 276.67
6FX5002-5DA05-1AF4 | POWER CABLE, PREASSEMBLED, EXT. | 292.56
6FX5002-5DA05-1AJ5 | POWER CABLE, PREASSEMBLED, EXT. | 316.14
6FX5002-5DA05-1BB0 | POWER CABLE, PREASSEMBLED, EXT. | 332.17
6FX5002-5DA05-1BD5 | POWER CABLE, PREASSEMBLED, EXT. | 355.79
6FX5002-5DA05-1CE0 | POWER CABLE, PREASSEMBLED, EXT. | 434.97
6FX5002-5DA05-1CG0 | POWER CABLE, PREASSEMBLED, EXT. | 450.68
6FX5002-5DA05-1FF0 | POWER CABLE, PREASSEMBLED, EXT. | 680.12
6FX5002-5DA05-1GF0 | POWER CABLE, PREASSEMBLED, EXT. | 758.69
6FX5002-5DA05-1JF0 | POWER CABLE, PREASSEMBLED, EXT. | 918.27
6FX5002-5DA05-1KF0 | POWER CABLE, PREASSEMBLED, EXT. | 996.86
6FX5002-5DA15-1AB0 | POWER CABLE, PREASSEMBLED, EXT. | 268.74
6FX5002-5DA15-1AE0 | POWER CABLE, PREASSEMBLED, EXT. | 298.29
6FX5002-5DA15-1AJ0 | POWER CABLE, PREASSEMBLED, EXT. | 337.36
6FX5002-5DA15-1BJ0 | POWER CABLE, PREASSEMBLED, EXT. | 435.43
6FX5002-5DA15-1CF0 | POWER CABLE, PREASSEMBLED, EXT. | 503.85
6FX5002-5DA20-1AF5 | POWER CABLE, PREASSEMBLED | 326.78
6FX5002-5DA20-1AK0 | POWER CABLE, PREASSEMBLED | 353.19
6FX5002-5DA20-1CC0 | POWER CABLE, PREASSEMBLED | 467.95
6FX5002-5DA20-1CG0 | POWER CABLE, PREASSEMBLED | 503.27
6FX5002-5DA28-1AC0 | POWER CABLE, PREASSEMBLED, EXT. | 401.98
6FX5002-5DA28-1AE0 | POWER CABLE, PREASSEMBLED, EXT. | 417.91
6FX5002-5DA28-1BB0 | POWER CABLE, PREASSEMBLED, EXT. | 473.24
6FX5002-5DA28-1BB7 | POWER CABLE, PREASSEMBLED, EXT. | 481.15
6FX5002-5DA28-1BF0 | POWER CABLE, PREASSEMBLED, EXT. | 504.84
6FX5002-5DA28-1BG0 | POWER CABLE, PREASSEMBLED, EXT. | 512.72
6FX5002-5DA30-1AB0 | POWER CABLE, PREASSEMBLED | 165.45
6FX5002-5DA30-1AC3 | POWER CABLE, PREASSEMBLED | 179.23
6FX5002-5DA30-1BD0 | POWER CABLE, PREASSEMBLED | 248.27
6FX5002-5DA30-1BG0 | POWER CABLE, PREASSEMBLED | 269
6FX5002-5CA05-1AE8 | POWER CABLE, PREASSEMBLED,EXT. | 256.63
6FX5002-5CA05-1AF4 | POWER CABLE, PREASSEMBLED,EXT. | 261.24
6FX5002-5CA05-1AF5 | POWER CABLE, PREASSEMBLED,EXT. | 261.24
6FX5002-5CA05-1DF0 | POWER CABLE, PREASSEMBLED,EXT. | 395.14
6FX5002-5CA05-1DJ5 | POWER CABLE, PREASSEMBLED,EXT. | 413.69
6FX5002-5CA05-1EF0 | POWER CABLE, PREASSEMBLED,EXT. | 441.42
6FX5002-5CA05-1FA0 | POWER CABLE, PREASSEMBLED,EXT. | 464.57
6FX5002-5CA05-2FA0 | POWER CABLE, PREASSEMBLED,EXT. | 927.06
6FX5002-5CA15-1AA5 | POWER CABLE, PREASSEMBLED,EXT. | 256.03
6FX5002-5CA15-1AB8 | POWER CABLE, PREASSEMBLED,EXT. | 262.35
6FX5002-5CA15-1AC0 | POWER CABLE, PREASSEMBLED,EXT. | 262.32
6FX5002-5CA15-1BG0 | POWER CABLE, PREASSEMBLED,EXT. | 350.57
6FX5002-5CA15-1BH0 | POWER CABLE, PREASSEMBLED,EXT. | 356.82
6FX5002-5CA15-1BJ0 | POWER CABLE, PREASSEMBLED,EXT. | 363.03
6FX5002-5CA15-1BK0 | POWER CABLE, PREASSEMBLED,EXT. | 369.32
6FX5002-5CA15-1HF0 | POWER CABLE, PREASSEMBLED,EXT. | 720.54
6FX5002-5CA15-1JA0 | POWER CABLE, PREASSEMBLED,EXT. | 753.82
6FX5002-5CA15-1JC0 | POWER CABLE, PREASSEMBLED,EXT. | 766.42
6FX5002-5CA15-1JF0 | POWER CABLE, PREASSEMBLED,EXT. | 785.23
6FX5002-5CA15-1KA0 | POWER CABLE, PREASSEMBLED,EXT. | 816.29
6FX5002-5CA23-1BD0 | POWER CABLE PREASSEMBLED | 1114.51
6FX5002-5CA23-1BF0 | POWER CABLE PREASSEMBLED | 1163.56
6FX5002-5CA23-1BH0 | POWER CABLE PREASSEMBLED | 1212.52
6FX5002-5CA23-1BJ0 | POWER CABLE PREASSEMBLED | 1237.03
6FX5002-5CA23-1CH0 | POWER CABLE PREASSEMBLED | 1457.6
6FX5002-5CA23-2BA0 | POWER CABLE PREASSEMBLED | 3492.39
6FX5002-5CA23-2BF0 | POWER CABLE PREASSEMBLED | 3614.74
6FX5002-5CA23-2CA0 | POWER CABLE PREASSEMBLED | 3737.49
6FX5002-5CA28-1BJ0 | POWER CABLE, PREASSEMBLED,EXT. | 457.87
6FX5002-5CA28-1BK0 | POWER CABLE, PREASSEMBLED,EXT. | 462.28
6FX5002-5CA28-1CF0 | POWER CABLE, PREASSEMBLED,EXT. | 489.74
6FX5002-5CA28-1DA0 | POWER CABLE, PREASSEMBLED,EXT. | 512.46
6FX5002-5CA38-1BE0 | POWER CABLE, PREASSEMBLED,EXT. | 478.93
6FX5002-5CA38-1BF0 | POWER CABLE, PREASSEMBLED,EXT. | 485.13
6FX5002-5CA38-1BG0 | POWER CABLE, PREASSEMBLED,EXT. | 491.66
6FX5002-5CN05-1EB1 | POWER CABLE PREASSEMBLED | 427.78
6FX5002-5CN11-1CA0 | POWER CABLE PREASSEMBLED | 395.04
6FX5002-5CN11-1CE0 | POWER CABLE PREASSEMBLED | 421.65
6FX5002-5CN11-1CF0 | POWER CABLE PREASSEMBLED | 428.33
6FX5002-5CN11-1CJ0 | POWER CABLE PREASSEMBLED | 448.31
6FX5002-5CN21-1BC5 | POWER CABLE PREASSEMBLED | 396.37
6FX5002-5CN21-1BD0 | POWER CABLE PREASSEMBLED | 396.37
6FX5002-5CN21-1BD5 | POWER CABLE PREASSEMBLED | 401.41
6FX5002-5CN21-1BE0 | POWER CABLE PREASSEMBLED | 401.39
6FX5002-5CN21-1DB0 | POWER CABLE PREASSEMBLED | 487.14
6FX5002-5CN21-1DC0 | POWER CABLE PREASSEMBLED | 492.17
6FX5002-5CN21-1DD0 | POWER CABLE PREASSEMBLED | 497.21
6FX5002-5CN21-1DE0 | POWER CABLE PREASSEMBLED | 502.23
6FX5002-5CS42-1DF0 | POWER CABLE, PREASSEMBLED | 534.43
6FX5002-5CS51-1AE2 | POWER CABLE, PREASSEMBLED | 399.32
6FX5002-5CS51-1AG0 | POWER CABLE, PREASSEMBLED | 411.54
6FX5002-5CS51-1AG5 | POWER CABLE, PREASSEMBLED | 423.82
6FX5002-5CS51-1AH0 | POWER CABLE, PREASSEMBLED | 423.82
6FX5002-5CS51-1CK0 | POWER CABLE, PREASSEMBLED | 693.47
6FX5002-5CS51-1DB0 | POWER CABLE, PREASSEMBLED | 717.94
6FX5002-5CS51-1DC0 | POWER CABLE, PREASSEMBLED | 730.16
6FX5002-5CS51-1DD0 | POWER CABLE, PREASSEMBLED | 742.45
6FX5002-5CS51-1FB0 | POWER CABLE, PREASSEMBLED | 963.1
6FX5002-5CS51-1FG0 | POWER CABLE, PREASSEMBLED | 1024.36
6FX5002-5CS51-1GA0 | POWER CABLE, PREASSEMBLED | 1073.37
6FX5002-5CS51-1HA0 | POWER CABLE, PREASSEMBLED | 1195.93
6FX5002-5CS52-1AK0 | POWER CABLE, PREASSEMBLED | 315.51
6FX5002-5CS52-1BB0 | POWER CABLE, PREASSEMBLED | 340
6FX5002-5CS52-1BD0 | POWER CABLE, PREASSEMBLED | 364.51
6FX5002-5CS52-1BD5 | POWER CABLE, PREASSEMBLED | 376.79
6FX5002-5CS52-1FJ0 | POWER CABLE, PREASSEMBLED | 916.04
6FX5002-5CS52-1GA0 | POWER CABLE, PREASSEMBLED | 940.53
6FX5002-5CS52-1GG0 | POWER CABLE, PREASSEMBLED | 1014.06
6FX5002-5CS52-1JA0 | POWER CABLE, PREASSEMBLED | 1185.64
6FX5002-5CS52-2JG0 | POWER CABLE, PREASSEMBLED | 2484.72
6FX5002-5CS54-1AA0 | POWER CABLE, PREASSEMBLED | 213.88
6FX5002-5CS54-1AC0 | POWER CABLE, PREASSEMBLED | 238.39
6FX5002-5CS54-1AD5 | POWER CABLE, PREASSEMBLED | 262.92
6FX5002-5CS54-1CC0 | POWER CABLE, PREASSEMBLED | 483.5
6FX5002-5CS54-1CD0 | POWER CABLE, PREASSEMBLED | 495.76
6FX5002-5CS54-1CE0 | POWER CABLE, PREASSEMBLED | 508.03
6FX5002-5CS54-1CG0 | POWER CABLE, PREASSEMBLED | 532.54
6FX5002-5CS54-1CJ0 | POWER CABLE, PREASSEMBLED | 557.04
6FX5002-5CS54-1EJ0 | POWER CABLE, PREASSEMBLED | 802.14
6FX5002-5CS54-1EK0 | POWER CABLE, PREASSEMBLED | 814.42
6FX5002-5CS54-1FA0 | POWER CABLE, PREASSEMBLED | 826.71
6FX5002-5CS54-1FF0 | POWER CABLE, PREASSEMBLED | 888
6FX5002-5CS61-1BD0 | POWER CABLE, PREASSEMBLED | 600.33
6FX5002-5CS61-1BE0 | POWER CABLE, PREASSEMBLED | 619.28
6FX5002-5CS61-1BJ0 | POWER CABLE, PREASSEMBLED | 694.88
6FX5002-5CS61-1BK0 | POWER CABLE, PREASSEMBLED | 713.65
6FX5002-5CS62-1AE0 | POWER CABLE, PREASSEMBLED | 298.2
6FX5002-5CS62-1AF0 | POWER CABLE, PREASSEMBLED | 317.2
6FX5002-5CS62-1AG0 | POWER CABLE, PREASSEMBLED | 335.87
6FX5002-5CS62-1AH0 | POWER CABLE, PREASSEMBLED | 354.81
6FX5002-5CS62-1AJ0 | POWER CABLE, PREASSEMBLED | 373.81
6FX5002-5CS62-1EA0 | POWER CABLE, PREASSEMBLED | 978.74
6FX5002-5CS62-1EF0 | POWER CABLE, PREASSEMBLED | 1073.37
6FX5002-5CS62-1FJ0 | POWER CABLE, PREASSEMBLED | 1319.6
6FX5002-5CS62-2AF0 | POWER CABLE, PREASSEMBLED | 2206.45
6FX5002-5CS64-1BH0 | POWER CABLE, PREASSEMBLED | 536.46
6FX5002-5CS64-1BJ0 | POWER CABLE, PREASSEMBLED | 555.42
6FX5002-5CS64-1BK0 | POWER CABLE, PREASSEMBLED | 574.16
6FX5002-5DS21-1EJ5 | POWER CABLE, PREASSEMBLED | 754.96
6FX5002-5DS21-1FF5 | POWER CABLE, PREASSEMBLED | 813.25
6FX5002-5DS21-1FG0 | POWER CABLE, PREASSEMBLED | 813.3
6FX5002-5DS21-1FG5 | POWER CABLE, PREASSEMBLED | 821.57
6FX5002-5DS21-1FH0 | POWER CABLE, PREASSEMBLED | 821.62
6FX5002-5DS23-1AE0 | POWER CABLE, PREASSEMBLED | 906.25
6FX5002-5DS23-1AF0 | POWER CABLE, PREASSEMBLED | 934.46
6FX5002-5DS23-1AG0 | POWER CABLE, PREASSEMBLED | 962.68
6FX5002-5DS23-1AH0 | POWER CABLE, PREASSEMBLED | 991.12
6FX5002-5DS23-1AJ0 | POWER CABLE, PREASSEMBLED | 1019.29
6FX5002-5DS23-1CB0 | POWER CABLE, PREASSEMBLED | 1385.61
6FX5002-5DS23-1CC0 | POWER CABLE, PREASSEMBLED | 1413.83
6FX5002-5DS23-1CD0 | POWER CABLE, PREASSEMBLED | 1442.24
6FX5002-5DS23-1CE0 | POWER CABLE, PREASSEMBLED | 1470.5
6FX5002-5DS23-1EA0 | POWER CABLE, PREASSEMBLED | 1923.9
6FX5002-5DS23-1EB0 | POWER CABLE, PREASSEMBLED | 1952.12
6FX5002-5DS23-1EC0 | POWER CABLE, PREASSEMBLED | 1980.32
6FX5002-5DS23-1ED0 | POWER CABLE, PREASSEMBLED | 2008.74
6FX5002-5DS23-2AA0 | POWER CABLE, PREASSEMBLED | 3614.3
6FX5002-5DS27-1BA0 | POWER CABLE PREASSEMBLED | 268.45
6FX5002-5DS31-1AA5 | POWER CABLE, PREASSEMBLED | 362.61
6FX5002-5DS31-1AB5 | POWER CABLE, PREASSEMBLED | 372.88
6FX5002-5DS31-1AC0 | POWER CABLE, PREASSEMBLED | 372.79
6FX5002-5DS31-1AK0 | POWER CABLE, PREASSEMBLED | 444.6
6FX5002-5DS31-1AK5 | POWER CABLE, PREASSEMBLED | 454.87
6FX5002-5DA30-1FA0 | POWER CABLE, PREASSEMBLED | 503.66
6FX5002-5DA38-1AC0 | POWER CABLE, PREASSEMBLED, EXT. | 408.05
6FX5002-5DS41-1AD0 | POWER CABLE, PREASSEMBLED | 397.55
6FX5002-5DS41-1AE0 | POWER CABLE, PREASSEMBLED | 411.2
6FX5002-5DS41-1AJ5 | POWER CABLE, PREASSEMBLED | 478.55
6FX5002-5DS41-1AK5 | POWER CABLE, PREASSEMBLED | 491.99
6FX5002-5DS41-1BF5 | POWER CABLE, PREASSEMBLED | 573.09
6FX5002-5DS41-1BG5 | POWER CABLE, PREASSEMBLED | 586.55
6FX5002-5DS41-1CC0 | POWER CABLE, PREASSEMBLED | 654.7
6FX5002-5DS41-1CD5 | POWER CABLE, PREASSEMBLED | 681.59
6FX5002-5DS41-1CK0 | POWER CABLE, PREASSEMBLED | 749.08
6FX5002-5DS41-1DA5 | POWER CABLE, PREASSEMBLED | 775.23
6FX5002-5DS41-1DD0 | POWER CABLE, PREASSEMBLED | 802.25
6FX5002-5DS41-1DE0 | POWER CABLE, PREASSEMBLED | 815.88
6FX5002-5DS41-1DJ5 | POWER CABLE, PREASSEMBLED | 883.24
6FX5002-5DS41-1DK5 | POWER CABLE, PREASSEMBLED | 896.67
6FX5002-5DS41-1ED5 | POWER CABLE, PREASSEMBLED | 949.83
6FX5002-5DS41-1EE5 | POWER CABLE, PREASSEMBLED | 963.47
6FX5002-5DS41-1EH5 | POWER CABLE, PREASSEMBLED | 1003.99
6FX5002-5DS41-1EJ5 | POWER CABLE, PREASSEMBLED | 1017.35
6FX5002-5DS41-1FC0 | POWER CABLE, PREASSEMBLED | 1059.39
6FX5002-5DS41-1FD0 | POWER CABLE, PREASSEMBLED | 1072.79
6FX5002-5DS41-1FH0 | POWER CABLE, PREASSEMBLED | 1126.95
6FX5002-5DS41-1FJ0 | POWER CABLE, PREASSEMBLED | 1140.29
6FX5002-5DS41-1HE0 | POWER CABLE, PREASSEMBLED | 1356.97
6FX5002-5DS41-1CH5 | POWER CABLE, PREASSEMBLED | 735.75
6FX5002-5DS51-1AA5 | POWER CABLE, PREASSEMBLED | 376.09
6FX5002-5DS51-1AE0 | POWER CABLE, PREASSEMBLED | 426.08
6FX5002-5DS51-1AJ0 | POWER CABLE, PREASSEMBLED | 492.44
6FX5002-5DS51-1BG0 | POWER CABLE, PREASSEMBLED | 625.68
6FX5002-5DS51-1BJ0 | POWER CABLE, PREASSEMBLED | 658.69
6FX5002-5DS51-1CG0 | POWER CABLE, PREASSEMBLED | 792.36
6FX5002-5DS51-1CK0 | POWER CABLE, PREASSEMBLED | 842.04
6FX5002-5DS51-1DC0 | POWER CABLE, PREASSEMBLED | 892.28
6FX5002-5DS51-1DH0 | POWER CABLE, PREASSEMBLED | 975.29
6FX5002-5DS51-1DK0 | POWER CABLE, PREASSEMBLED | 1008.58
6FX5002-5DS51-1EH0 | POWER CABLE, PREASSEMBLED | 1141.77
6FX5002-5DS51-1EK0 | POWER CABLE, PREASSEMBLED | 1175.04
6FX5002-5DS51-1GA0 | POWER CABLE, PREASSEMBLED | 1358.43
6FX5002-5DS51-1GJ0 | POWER CABLE, PREASSEMBLED | 1491.39
6FX5002-5DS51-1CH0 | POWER CABLE, PREASSEMBLED | 808.77
6FX5002-5DS54-1AE0 | POWER CABLE, PREASSEMBLED | 294.87
6FX5002-5DS54-1AG0 | POWER CABLE, PREASSEMBLED | 328.19
6FX5002-5DS54-1AK5 | POWER CABLE, PREASSEMBLED | 394.49
6FX5002-5DS54-1BC0 | POWER CABLE, PREASSEMBLED | 427.83
6FX5002-5DS54-1DE0 | POWER CABLE, PREASSEMBLED | 794.37
6FX5002-5DS54-1EA0 | POWER CABLE, PREASSEMBLED | 894.24
6FX5002-5DS61-1AC0 | POWER CABLE, PREASSEMBLED | 415.95
6FX5002-5DS61-1AE0 | POWER CABLE, PREASSEMBLED | 460.58
6FX5002-5DS61-1BC0 | POWER CABLE, PREASSEMBLED | 639.1
6FX5002-5DS61-1BG0 | POWER CABLE, PREASSEMBLED | 728.4
6FX5002-5DS61-1DB0 | POWER CABLE, PREASSEMBLED | 1061.96
6FX8002-2AH04-1AF0 | SIGNAL CABLE, PREASSEMBLED,EXT. | 171.81
6FX8002-2AH04-1BB0 | SIGNAL CABLE, PREASSEMBLED,EXT. | 219.24
6FX8002-2AH04-1BD0 | SIGNAL CABLE, PREASSEMBLED,EXT. | 234.97
6FX8002-2AH04-1CA0 | SIGNAL CABLE, PREASSEMBLED,EXT. | 290.23
6FX8002-2AH04-1CC0 | SIGNAL CABLE, PREASSEMBLED,EXT. | 306.02
6FX8002-2AH04-1DA0 | SIGNAL CABLE, PREASSEMBLED,EXT. | 368.41
6FX8002-2AH04-1DC0 | SIGNAL CABLE, PREASSEMBLED,EXT. | 384.16
6FX8002-2AH04-1DH0 | SIGNAL CABLE, PREASSEMBLED,EXT. | 423.71
6FX8002-2AH04-1DK0 | SIGNAL CABLE, PREASSEMBLED,EXT. | 439.4
6FX8002-2AH04-1EG0 | SIGNAL CABLE, PREASSEMBLED,EXT. | 494.39
6FX8002-2AH04-1EJ0 | SIGNAL CABLE, PREASSEMBLED,EXT. | 510.06
6FX8002-2AH11-1JA0 | SIGNAL CABLE PREASSAMBLED | 932.76
6FX8002-2AU01-1BC0 | SIGNAL CABLE PREASSEMBLED, | 377.71
6FX8002-2BA00-1AE0 | SIGNAL CABLE, PREASSEMBLED, | 159.3
6FX8002-2BA00-1AH0 | SIGNAL CABLE, PREASSEMBLED, | 183.18
6FX8002-2BA00-1BH0 | SIGNAL CABLE, PREASSEMBLED, | 262.01
6FX8002-2BA00-1BK0 | SIGNAL CABLE, PREASSEMBLED, | 277.69
6FX8002-2BA00-1DC0 | SIGNAL CABLE, PREASSEMBLED, | 379.53
6FX8002-2BA00-1DE0 | SIGNAL CABLE, PREASSEMBLED, | 395.19
6FX8002-2BA00-1EA0 | SIGNAL CABLE, PREASSEMBLED, | 442.33
6FX8002-2BA00-1EC0 | SIGNAL CABLE, PREASSEMBLED, | 458.1
6FX8002-2BA00-1FD0 | SIGNAL CABLE, PREASSEMBLED, | 544.58
6FX8002-2BA00-1JB0 | SIGNAL CABLE, PREASSEMBLED, | 767.05
6FX8002-2BA10-1AF0 | SIGNAL CABLE, PREASSEMBLED, | 190.54
6FX8002-2BA10-1AH0 | SIGNAL CABLE, PREASSEMBLED, | 206.54
6FX8002-2BA10-1BD0 | SIGNAL CABLE, PREASSEMBLED, | 253.68
6FX8002-2BA10-1BG0 | SIGNAL CABLE, PREASSEMBLED, | 277.48
6FX8002-2BA10-1CD0 | SIGNAL CABLE, PREASSEMBLED, | 332.58
6FX8002-2BA10-1CF0 | SIGNAL CABLE, PREASSEMBLED, | 348.28
6FX8002-2BA10-1DD0 | SIGNAL CABLE, PREASSEMBLED, | 410.76
6FX8002-2BA10-1DF0 | SIGNAL CABLE, PREASSEMBLED, | 426.43
6FX8002-2BA10-1EA0 | SIGNAL CABLE, PREASSEMBLED, | 465.7
6FX8002-2BA10-1EC0 | SIGNAL CABLE, PREASSEMBLED, | 481.47
6FX8002-2BA10-1EK0 | SIGNAL CABLE, PREASSEMBLED, | 536.69
6FX8002-2BA10-1CH0 | SIGNAL CABLE, PREASSEMBLED, | 364.26
6FX8002-2BA20-1AH0 | SIGNAL CABLE, PREASSEMBLED, | 148.89
6FX8002-2BA20-1AJ0 | SIGNAL CABLE, PREASSEMBLED, | 159.1
6FX8002-2BA20-1BE0 | SIGNAL CABLE, PREASSEMBLED, | 219.47
6FX8002-2BA20-1BG0 | SIGNAL CABLE, PREASSEMBLED, | 239.54
6FX8002-2BA20-1BJ0 | SIGNAL CABLE, PREASSEMBLED, | 259.7
6FX8002-2BA20-1CG0 | SIGNAL CABLE, PREASSEMBLED, | 339.94
6FX8002-2BA20-1CK0 | SIGNAL CABLE, PREASSEMBLED, | 370.03
6FX8002-2BA20-1DH0 | SIGNAL CABLE, PREASSEMBLED, | 449.48
6FX8002-2BA20-1DK0 | SIGNAL CABLE, PREASSEMBLED, | 469.62
6FX8002-2BA20-1EE0 | SIGNAL CABLE, PREASSEMBLED, | 521.29
6FX8002-2BA20-1EH0 | SIGNAL CABLE, PREASSEMBLED, | 551.27
6FX8002-2BA20-1EK0 | SIGNAL CABLE, PREASSEMBLED, | 571.42
6FX8002-2BB01-1AA2 | SIGNAL CABLE, PREASSEMBLED, | 57.1
6FX8002-2BB01-1AA6 | SIGNAL CABLE, PREASSEMBLED, | 57.1
6AU1810-1CA54-3XE0 | SIMOTION SCOUT SA V5.4 SP3 UPGRADE DVD | 755.25
6AU1810-1CA54-3XT7 | SIMOTION SCOUT SA V5.4 SP3 TRAILLIZ DVD | 125.68
6AV6372-2DF07-3FX4 | Energy Manager V7.3, Upgr. <= 500 Tags | 14488.26
6AV6372-2DF07-3HX4 | Energy Manager V7.3, Upgr. <= 5000 Tags | 24834.92
6DR5110-0NG02-0BA1 | SIPART PS2 2 wire with Hart SA | 1826.01
6DR5110-0NG11-0AA3 | SIPART PS2 2 wire with Hart SA | 2379.2
6DR5110-0NG11-0BA1 | SIPART PS2 2 wire with Hart SA | 2379.2
6DR5110-0NG13-0BA1 | SIPART PS2 2 wire with Hart SA | 2524.85
6DR5110-0NG20-0AA1-ZY17 | SIPART PS2 2 wire with Hart SA | 2302.1
6DR5110-0NG21-0AA1 | SIPART PS2 2 wire with Hart SA | 2683.95
6DR5110-0NG30-0AA1 | SIPART PS2 2 wire with Hart SA | 2054.87
6DR5110-0NG30-0AA1-ZY17 | SIPART PS2 2 wire with Hart SA | 2074.46
6DR5110-0NG31-0BA0-ZA20 | SIPART PS2 2 wire with Hart SA | 2264.16
6DR5110-0NG31-0BA3 | SIPART PS2 2 wire with Hart SA | 2456.31
6DR5110-0NM00-0BA3 | SIPART PS2 2 wire with Hart SA | 1669.36
6DR5110-0NM01-0AA1 | SIPART PS2 2 wire with Hart SA | 2070.78
6DR5110-0NM01-0AA3 | SIPART PS2 2 wire with Hart SA | 2070.78
6DR5110-0NM01-0BA3 | SIPART PS2 2 wire with Hart SA | 2070.78
6DR5110-0NM03-0AA0 | SIPART PS2 2 wire with Hart SA | 2016.93
6DR5110-0NM21-0AA3 | SIPART PS2 2 wire with Hart SA | 2683.95
6DR5110-0NM31-0AA0 | SIPART PS2 2 wire with Hart SA | 2256.82
6DR5110-0NN00-0BA0-ZA20 | SIPART PS2 2 wire with Hart SA | 1477.21
6DR5110-0NN00-0BA1 | SIPART PS2 2 wire with Hart SA | 1669.36
6DR5110-0NN01-0AA3-ZA20 | SIPART PS2 2 wire with Hart SA | 2078.13
6DR5110-0NN01-0AB3 | SIPART PS2 2 wire with Hart SA | 2070.78
6DR5110-0NN10-0AA1 | SIPART PS2 2 wire with Hart SA | 1977.77
6DR5110-0NN10-0BA3 | SIPART PS2 2 wire with Hart SA | 1977.77
6DR5110-0NN20-0AA3 | SIPART PS2 2 wire with Hart SA | 2282.51
6DR5110-0NN21-0BA3 | SIPART PS2 2 wire with Hart SA | 2683.95
6DR5110-0NN31-0AA3 | SIPART PS2 2 wire with Hart SA | 2456.31
6DR5110-0NN31-0AA9-ZR1DY17 | SIPART PS2 2 wire with Hart SA | 2961.77
6DR5110-0NP01-0BA1 | SIPART PS2 2 wire with Hart SA | 2070.78
6DR5110-0NP11-0AA0 | SIPART PS2 2 wire with Hart SA | 2179.71
6DR5111-0NG21-0AA1 | SIPART PS2 2-L HART SA Alu, small | 3838.05
6DR5112-0DG00-0AA0 | SIPART PS2 2-L HART SA SST | 3003.37
6DR5112-0EG00-0AA0 | SIPART PS2 2-L HART SA SST | 3003.37
6DR5112-0NG01-0AA0 | SIPART PS2 2-L HART SA SST | 3282.42
6DR5112-0NG11-0AA1 | SIPART PS2 2-L HART SA SST | 3790.32
6DR5112-0NN00-0AA0-ZF01 | SIPART PS2 2-L HART SA SST | 3120.87
6DR5112-0NN01-0AA0 | SIPART PS2 2-L HART SA SST | 3282.42
6DR5113-0NM31-0AA3 | SIPART PS2 2 wire with Hart SA Alu | 2539.53
6DR5115-0EG00-0AA0-ZF01 | SIPART PS2 2-L HART SA Alu Ex proof | 2776.96
6ES7648-1AA50-0XP0 | Strain relief, cable and connectors | 196.26
6ES7648-6WC11-8YA0 | SIMATIC IPC Operating System Package | 227.72
6ES7656-6CG44-3BF0 | SIMATIC PCS 7 CPU 410 REDUNDANCY AS | 90127.75
6ES7656-6CJ30-3BF0 | SIMATIC PCS 7 CPU 410 REDUNDANCY AS | 41011.28
6ES7656-6CL30-1AF0 | SIMATIC PCS 7 CPU 410 REDUNDANCY AS | 44599.44
6ES7656-6CL30-1GF1 | SIMATIC PCS 7 CPU 410 REDUNDANCY AS | 51059.61
6ES7656-6CL30-4BF0 | SIMATIC PCS 7 CPU 410 REDUNDANCY AS | 45122.3
6ES7656-6CL33-3HF0 | SIMATIC PCS 7 CPU 410 REDUNDANCY AS | 54902.45
6ES7656-6CL33-3XF3 | SIMATIC PCS 7 CPU 410 REDUNDANCY AS | 67484.19
6ES7656-6CL33-4EF0 | SIMATIC PCS 7 CPU 410 REDUNDANCY AS | 57155.71
6ES7656-6CN30-1KF0 | SIMATIC PCS 7 CPU 410 REDUNDANCY AS | 55683
6ES7656-6CN30-2CF1 | SIMATIC PCS 7 CPU 410 REDUNDANCY AS | 57047.84
6ES7656-6CN33-1DF0 | SIMATIC PCS 7 CPU 410 REDUNDANCY AS | 60701.92
6ES7656-6CN33-2BF4 | SIMATIC PCS 7 CPU 410 REDUNDANCY AS | 80203.78
6ES7656-6CN33-2GF2 | SIMATIC PCS 7 CPU 410 REDUNDANCY AS | 69869.3
6ES7656-6CN33-3BF1 | SIMATIC PCS 7 CPU 410 REDUNDANCY AS | 65284.87
6ES7656-6CN34-2HF1 | SIMATIC PCS 7 CPU 410 REDUNDANCY AS | 73602.79
6ES7656-6CP30-1GF1 | SIMATIC PCS 7 CPU 410 REDUNDANCY AS | 64276.58
6ES7656-6CP33-1BF3 | SIMATIC PCS 7 CPU 410 REDUNDANCY AS | 82845.07
6ES7656-6CP33-1EF1 | SIMATIC PCS 7 CPU 410 REDUNDANCY AS | 76181.15
6ES7656-6CP33-3BF1 | SIMATIC PCS 7 CPU 410 REDUNDANCY AS | 72491.13
6ES7656-6CP33-3XF0 | SIMATIC PCS 7 CPU 410 REDUNDANCY AS | 65006.19
6ES7656-6CP43-3EF1 | SIMATIC PCS 7 CPU 410 REDUNDANCY AS | 77884.59
6ES7656-6CQ33-1EF1 | SIMATIC PCS 7 CPU 410 REDUNDANCY AS | 88187.59
6ES7656-6CQ40-3BF1 | SIMATIC PCS 7 CPU 410 REDUNDANCY AS | 77857.62
6ES7656-6CR30-3CF0 | SIMATIC PCS 7 CPU 410 REDUNDANCY AS | 40382.05
6ES7656-7AA30-2BF0 | SIMATIC PCS 7 REDUNDANCY AS | 24384.44
6ES7656-7AA33-1BF0 | SIMATIC PCS 7 REDUNDANCY AS | 34112.15
6ES7656-7AA33-2CF0 | SIMATIC PCS 7 REDUNDANCY AS | 34050.73
6ES7656-7AA33-3CF0 | SIMATIC PCS 7 REDUNDANCY AS | 34964.61
6ES7656-7AA34-3EF0 | SIMATIC PCS 7 REDUNDANCY AS | 47426.51
6ES7656-7AB33-1CF0 | SIMATIC PCS 7 REDUNDANCY AS | 35963.9
6ES7656-7AE33-1BF0 | SIMATIC PCS 7 REDUNDANCY AS | 49531.46
6ES7656-7AE33-1GF0 | SIMATIC PCS 7 REDUNDANCY AS | 49696.26
6ES7656-7AM33-2BF1 | SIMATIC PCS 7 REDUNDANCY AS | 82537.95
6ES7656-7AM34-2CF0 | SIMATIC PCS 7 REDUNDANCY AS | 86520.11
6ES7656-7BA33-1BF1 | SIMATIC PCS 7 REDUNDANCY AS | 40425.49
6ES7656-7BA33-1EF0 | SIMATIC PCS 7 REDUNDANCY AS | 38963.27
6FX5002-2CF20-1BE0 | SIGNAL CABLE PREASSAMBLED | 284.54
6FX5002-2CF20-1DA0 | SIGNAL CABLE PREASSAMBLED | 420.37
6FX5002-2CF24-1AF5 | SIGNAL CABLE PREASSAMBLED | 275.16
6FX5002-2CF24-1BF0 | SIGNAL CABLE PREASSAMBLED | 342.42
6FX5002-2CG00-1AC5 | SIGNAL CABLE, PREASSEMBLED, | 116.56
6FX5002-2CG00-1AE2 | SIGNAL CABLE, PREASSEMBLED, | 128.23
6FX5002-2CG00-1AK0 | SIGNAL CABLE, PREASSEMBLED, | 151.74
6FX5002-2CG00-1BB0 | SIGNAL CABLE, PREASSEMBLED, | 163.15
6FX5002-2CG00-1CB0 | SIGNAL CABLE, PREASSEMBLED, | 221.84
6FX5002-2CG00-1CD0 | SIGNAL CABLE, PREASSEMBLED, | 233.52
6FX5002-2CG00-1DB0 | SIGNAL CABLE, PREASSEMBLED, | 280.12
6FX5002-2CG00-1DD0 | SIGNAL CABLE, PREASSEMBLED, | 291.79
6FX5002-2CG00-1EC0 | SIGNAL CABLE, PREASSEMBLED, | 344.28
6FX5002-2CG00-1ED5 | SIGNAL CABLE, PREASSEMBLED, | 355.93
6FX5002-2CG00-1FF0 | SIGNAL CABLE, PREASSEMBLED, | 422.09
6FX5002-2CG00-1GF0 | SIGNAL CABLE, PREASSEMBLED, | 477.6
6FX5002-2CN20-1AD0 | SIGNAL CABLE, PREASSEMBLED | 215.16
6FX5002-2CN20-1AG0 | SIGNAL CABLE, PREASSEMBLED | 244.58
6FX5002-2CQ31-1AG0 | SIGNAL CABLE, PREASSEMBLED, | 166.3
6FX5002-2CQ31-1AJ0 | SIGNAL CABLE, PREASSEMBLED, | 182.07
6FX5002-2CQ31-1BK0 | SIGNAL CABLE, PREASSEMBLED, | 269.15
6FX5002-2CQ31-1CC0 | SIGNAL CABLE, PREASSEMBLED, | 292.77
6FX5002-2CQ31-1DA0 | SIGNAL CABLE, PREASSEMBLED, | 356.11
6FX5002-2CQ31-1DC0 | SIGNAL CABLE, PREASSEMBLED, | 371.91
6FX5002-2CQ31-1DE0 | SIGNAL CABLE, PREASSEMBLED, | 387.78
6FX5002-2CQ31-1EB0 | SIGNAL CABLE, PREASSEMBLED, | 443.06
6FX5002-2CQ31-1ED0 | SIGNAL CABLE, PREASSEMBLED, | 458.86
6FX5002-2CQ31-1FA0 | SIGNAL CABLE, PREASSEMBLED, | 514.3
6FX5002-2CQ31-1HF0 | SIGNAL CABLE, PREASSEMBLED, | 711.98
6FX5002-2CQ34-1AB0 | SIGNAL CABLE, PREASSEMBLED, | 157.63
6FX5002-2CR00-1AB0 | SIGNAL CABLE, PREASSEMBLED | 117.37
6FX5002-2CR00-1AG0 | SIGNAL CABLE, PREASSEMBLED | 150.09
6FX5002-2CR00-1BE0 | SIGNAL CABLE, PREASSEMBLED | 202.37
6FX5002-2CR00-1BH0 | SIGNAL CABLE, PREASSEMBLED | 222.05
6FX5002-2CR00-1DJ0 | SIGNAL CABLE, PREASSEMBLED | 359.48
6FX5002-2CR00-1EC0 | SIGNAL CABLE, PREASSEMBLED | 385.7
6FX5002-2CW31-1AB0 | SIGNAL CABLE, PREASSEMBLED, | 143.98
6FX5002-2CW31-1AD0 | SIGNAL CABLE, PREASSEMBLED, | 160.72
6FX5002-2CW31-1AJ0 | SIGNAL CABLE, PREASSEMBLED, | 203.25
6FX5002-2CW31-1BA0 | SIGNAL CABLE, PREASSEMBLED, | 220.17
6FX5002-2DC00-1AA1 | SIGNAL CABLE, PREASSEMBLED | 101.92
6FX5002-2DC00-1AB1 | SIGNAL CABLE, PREASSEMBLED | 109.02
6FX5002-2DC00-1AC2 | SIGNAL CABLE, PREASSEMBLED | 116.17
6FX5002-2DC00-1AC8 | SIGNAL CABLE, PREASSEMBLED | 116.17
6FX5002-2DC00-1AG3 | SIGNAL CABLE, PREASSEMBLED | 144.43
6FX5002-2DC00-1AH0 | SIGNAL CABLE, PREASSEMBLED | 144.55
6FX5002-2DC00-1BJ0 | SIGNAL CABLE, PREASSEMBLED | 222.66
6FX5002-2DC00-1CB0 | SIGNAL CABLE, PREASSEMBLED | 244.19
6FX5002-2DC00-1DC0 | SIGNAL CABLE, PREASSEMBLED | 322.3
6FX5002-2DC00-1DE0 | SIGNAL CABLE, PREASSEMBLED | 336.5
6FX5002-2XQ10-1GA0 | SIGNAL CABLE, PREASSEMBLED | 787.81
6FX5002-2XQ10-1HA0 | SIGNAL CABLE, PREASSEMBLED | 903.3
6FX5002-5CA05-1AC2 | POWER CABLE, PREASSEMBLED,EXT. | 247.43
6FX5002-5CA05-1AD2 | POWER CABLE, PREASSEMBLED,EXT. | 251.98
6FX5002-5CA05-1AH5 | POWER CABLE, PREASSEMBLED,EXT. | 270.52
6FX5002-5CA05-1AK5 | POWER CABLE, PREASSEMBLED,EXT. | 279.6
6FX5002-5CA05-1BH0 | POWER CABLE, PREASSEMBLED,EXT. | 312.13
6FX5002-5CA05-1CC0 | POWER CABLE, PREASSEMBLED,EXT. | 335.33
6FX5002-5CA05-1FF0 | POWER CABLE, PREASSEMBLED,EXT. | 487.64
6FX5002-5CA05-1GF0 | POWER CABLE, PREASSEMBLED,EXT. | 534.14
6FX5002-5CA05-1KF0 | POWER CABLE, PREASSEMBLED,EXT. | 672.87
6FX5002-5CA05-2AA0 | POWER CABLE, PREASSEMBLED,EXT. | 696.05
6FX5002-5CA15-1AC5 | POWER CABLE, PREASSEMBLED,EXT. | 268.64
6FX5002-5CA15-1AE0 | POWER CABLE, PREASSEMBLED,EXT. | 274.95
6FX5002-5CA15-1BC0 | POWER CABLE, PREASSEMBLED,EXT. | 325.24
6FX5002-5CA15-1BE0 | POWER CABLE, PREASSEMBLED,EXT. | 337.85
6FX5002-5CA15-1CA5 | POWER CABLE, PREASSEMBLED,EXT. | 381.85
6FX5002-5CA15-1DA0 | POWER CABLE, PREASSEMBLED,EXT. | 438.42
6FX5002-5CA15-1FF0 | POWER CABLE, PREASSEMBLED,EXT. | 595.63
6FX5002-5CA15-1GF0 | POWER CABLE, PREASSEMBLED,EXT. | 658.07
6FX5002-5CA15-1KF0 | POWER CABLE, PREASSEMBLED,EXT. | 847.73
6FX5002-5CA23-1AB0 | POWER CABLE PREASSEMBLED | 820.56
6FX5002-5CA23-1AK0 | POWER CABLE PREASSEMBLED | 1016.42
6FX5002-5CA23-1BC0 | POWER CABLE PREASSEMBLED | 1090.02
6FX5002-5CA23-1CB0 | POWER CABLE PREASSEMBLED | 1310.79
6FX5002-5CA23-1CD0 | POWER CABLE PREASSEMBLED | 1359.58
6FX5002-5CA23-1EC0 | POWER CABLE PREASSEMBLED | 1823.03
6FX5002-5CA23-1FA0 | POWER CABLE PREASSEMBLED | 2019.34
6FX5002-5CA28-1AE0 | POWER CABLE, PREASSEMBLED,EXT. | 393.11
6FX5002-5CA28-1AJ0 | POWER CABLE, PREASSEMBLED,EXT. | 411.64
6FX5002-5CA28-1BD0 | POWER CABLE, PREASSEMBLED,EXT. | 434.68
6FX5002-5CA28-1BF0 | POWER CABLE, PREASSEMBLED,EXT. | 443.92
6FX5002-5CA28-1BH0 | POWER CABLE, PREASSEMBLED,EXT. | 453.21